## Confidentiality Disclosure
Confidential Information is Redacted.

## Results
Southern California Edison
2020 Ex Ante Load Impacts - SEP
| Table 1: Menu options |  | Table 2: Event day information |  | Hour Ending | Reference Load | Estimated Load w/ DR | Load Reduction | % Load Reduction | Avg Temp, site weighted | Estimated Load Impact Range | [6 empty] | Std. Error | T-statistic | Hidden Columns
| Program | SEP | Event Hours | 4pm-9pm (RA Hours 4pm-9pm) |  | kW | kW | kW |  | F | 5th | 10th | 30th | 50th | 70th | 90th | 95th |  |  | CDH | Event HR | Variance
| Type of Result | Average Customer | Sites Dispatched | 59498 | 1 | 1.5259 | 1.5259 | 0 | 0% | 78.1188 | 0 | 0 | 0 | 0 | 0 | 0 | 0 | 0 |  | 3.1188 | 0 | 0
| Category | All | Daily Max Temp (F) | 93.3053 | 2 | 1.2938 | 1.2938 | 0 | 0% | 76.9949 | 0 | 0 | 0 | 0 | 0 | 0 | 0 | 0 |  | 1.9949 | 0 | 0
| Subcategory | All Customers | Average Impact (kW) | 0.49478 | 3 | 1.1351 | 1.1351 | 0 | 0% | 76.217 | 0 | 0 | 0 | 0 | 0 | 0 | 0 | 0 |  | 1.217 | 0 | 0
| Weather Year | SCE 1-in-2 | % Load Reduction (Event window) | 18.38% | 4 | 1.0062 | 1.0062 | 0 | 0% | 75.2838 | 0 | 0 | 0 | 0 | 0 | 0 | 0 | 0 |  | 0.28384 | 0 | 0
| Day Type | Monthly System Peak Day | Covid Index | 0.5 | 5 | 0.91888 | 0.91888 | 0 | 0% | 74.5714 | 0 | 0 | 0 | 0 | 0 | 0 | 0 | 0 |  | 0 | 0 | 0
| Month | August |  |  | 6 | 0.87668 | 0.87668 | 0 | 0% | 74.0974 | 0 | 0 | 0 | 0 | 0 | 0 | 0 | 0 |  | 0 | 0 | 0
| Forecast Year | 2021 |  |  | 7 | 0.86212 | 0.86212 | 0 | 0% | 73.5333 | 0 | 0 | 0 | 0 | 0 | 0 | 0 | 0 |  | 0 | 0 | 0
[5 empty] | 8 | 0.85648 | 0.85648 | 0 | 0% | 73.5458 | 0 | 0 | 0 | 0 | 0 | 0 | 0 | 0 |  | 0 | 0 | 0
[5 empty] | 9 | 0.79482 | 0.79482 | 0 | 0% | 75.5608 | 0 | 0 | 0 | 0 | 0 | 0 | 0 | 0 |  | 0.56076 | 0 | 0
[5 empty] | 10 | 0.74603 | 0.74603 | 0 | 0% | 79.5879 | 0 | 0 | 0 | 0 | 0 | 0 | 0 | 0 |  | 4.5879 | 0 | 0
[5 empty] | 11 | 0.81319 | 0.81319 | 0 | 0% | 83.7327 | 0 | 0 | 0 | 0 | 0 | 0 | 0 | 0 |  | 8.7327 | 0 | 0
[5 empty] | 12 | 1.02 | 1.02 | 0 | 0% | 87.2964 | 0 | 0 | 0 | 0 | 0 | 0 | 0 | 0 |  | 12.2964 | 0 | 0
[5 empty] | 13 | 1.319 | 1.319 | 0 | 0% | 89.7082 | 0 | 0 | 0 | 0 | 0 | 0 | 0 | 0 |  | 14.7082 | 0 | 0
[5 empty] | 14 | 1.6459 | 1.6459 | 0 | 0% | 91.8008 | 0 | 0 | 0 | 0 | 0 | 0 | 0 | 0 |  | 16.8008 | 0 | 0
[5 empty] | 15 | 1.9615 | 1.9615 | 0 | 0% | 93.272 | 0 | 0 | 0 | 0 | 0 | 0 | 0 | 0 |  | 18.272 | 0 | 0
[5 empty] | 16 | 2.2899 | 2.2899 | 0 | 0% | 93.3053 | 0 | 0 | 0 | 0 | 0 | 0 | 0 | 0 |  | 18.3053 | 0 | 0
[5 empty] | 17 | 2.5588 | 1.5465 | 1.0123 | 39.56% | 92.7581 | 0.98893 | 0.99409 | 1.0049 | 1.0123 | 1.0198 | 1.0305 | 1.0357 | 0.014215 | 71.213 | 17.7581 | 1 | 0.00020207
[5 empty] | 18 | 2.7964 | 2.206 | 0.59039 | 21.11% | 91.2905 | 0.4846 | 0.50793 | 0.55669 | 0.59039 | 0.62409 | 0.67285 | 0.69619 | 0.064319 | 9.1791 | 16.2905 | 1 | 0.0041369
[5 empty] | 19 | 2.8567 | 2.4916 | 0.36514 | 12.78% | 89.8486 | 0.30718 | 0.31997 | 0.34668 | 0.36514 | 0.38361 | 0.41032 | 0.4231 | 0.035239 | 10.3619 | 14.8486 | 1 | 0.0012418
[5 empty] | 20 | 2.6947 | 2.4242 | 0.27043 | 10.04% | 88.1236 | 0.24818 | 0.25309 | 0.26334 | 0.27043 | 0.27753 | 0.28778 | 0.29269 | 0.013533 | 19.9836 | 13.1236 | 1 | 0.00018314
[5 empty] | 21 | 2.5546 | 2.319 | 0.23562 | 9.223% | 84.6764 | 0.20289 | 0.21011 | 0.22519 | 0.23562 | 0.24605 | 0.26113 | 0.26835 | 0.019899 | 11.841 | 9.6764 | 1 | 0.00039595
[5 empty] | 22 | 2.3726 | 2.8109 | -0.4383 | -18.47% | 81.4571 | -0.48085 | -0.47147 | -0.45186 | -0.4383 | -0.42475 | -0.40514 | -0.39575 | 0.025871 | -16.9421 | 6.4571 | 0 | 0.00066929
[5 empty] | 23 | 2.115 | 2.2677 | -0.15262 | -7.216% | 79.3978 | -0.17903 | -0.1732 | -0.16103 | -0.15262 | -0.1442 | -0.13203 | -0.1262 | 0.01606 | -9.503 | 4.3978 | 0 | 0.00025791
[5 empty] | 24 | 1.7656 | 1.8493 | -0.083676 | -4.739% | 77.8594 | -0.10573 | -0.10087 | -0.090703 | -0.083676 | -0.07665 | -0.066485 | -0.061619 | 0.01341 | -6.24 | 2.8594 | 0 | 0.00017982
[5 empty] | Daily | Reference Load | Estimated Load w/ DR | Energy Savings | % Change | Avg. Daily Weighted Temp | Estimated Energy Change | [6 empty] | Std. Error | T-statistic
[6 empty] | kWh | kWh | kWh Δ |  | F | 5th | 10th | 30th | 50th | 70th | 90th | 95th
[6 empty] | 38.7802 | 36.9808 | 1.7993 | 4.64% | 82.5849 | 1.6591 | 1.6901 | 1.7546 | 1.7993 | 1.844 | 1.9086 | 1.9395 | 0.085246 | 21.1072 | Multiplier | 1
[20 empty] | Average | 1
[20 empty] | Aggregate | 59.498

## Event_Char (hidden)
Report | ForecastYear | Month | Category | Subcategory | Date | Enrolled | CovidIndex
| 2021 | April | All | All Customers | Average Weekday | 56691 | 0.5
| 2021 | April | All | All Customers | Monthly System Peak Day | 56691 | 0.5
| 2021 | April | LCA | Big Creek/Ventura | Average Weekday | 6739.1621 | 0.5
| 2021 | April | LCA | Big Creek/Ventura | Monthly System Peak Day | 6739.1621 | 0.5
| 2021 | April | LCA | LA Basin | Average Weekday | 48427.5859 | 0.5
| 2021 | April | LCA | LA Basin | Monthly System Peak Day | 48427.5859 | 0.5
| 2021 | April | LCA | Outside | Average Weekday | 1524.2526 | 0.5
| 2021 | April | LCA | Outside | Monthly System Peak Day | 1524.2526 | 0.5
| 2021 | April | Low Income | CARE | Average Weekday | 8186.8589 | 0.5
| 2021 | April | Low Income | CARE | Monthly System Peak Day | 8186.8589 | 0.5
| 2021 | April | Low Income | Non-CARE | Average Weekday | 48504.1406 | 0.5
| 2021 | April | Low Income | Non-CARE | Monthly System Peak Day | 48504.1406 | 0.5
| 2021 | April | NEM | NEM Customer | Average Weekday | 12515.0967 | 0.5
| 2021 | April | NEM | NEM Customer | Monthly System Peak Day | 12515.0967 | 0.5
| 2021 | April | NEM | Non-NEM Customer | Average Weekday | 44175.9023 | 0.5
| 2021 | April | NEM | Non-NEM Customer | Monthly System Peak Day | 44175.9023 | 0.5
| 2021 | April | Sublap | SCEC | Average Weekday | 22915.207 | 0.5
| 2021 | April | Sublap | SCEC | Monthly System Peak Day | 22915.207 | 0.5
| 2021 | April | Sublap | SCEN | Average Weekday | 5731.3726 | 0.5
| 2021 | April | Sublap | SCEN | Monthly System Peak Day | 5731.3726 | 0.5
| 2021 | April | Sublap | SCEW | Average Weekday | 25514.6621 | 0.5
| 2021 | April | Sublap | SCEW | Monthly System Peak Day | 25514.6621 | 0.5
| 2021 | April | Sublap | SCHD | Average Weekday | 1470.5496 | 0.5
| 2021 | April | Sublap | SCHD | Monthly System Peak Day | 1470.5496 | 0.5
| 2021 | April | Sublap | SCLD | Average Weekday | 53.7031 | 0.5
| 2021 | April | Sublap | SCLD | Monthly System Peak Day | 53.7031 | 0.5
| 2021 | April | Sublap | SCNW | Average Weekday | 1005.504 | 0.5
| 2021 | April | Sublap | SCNW | Monthly System Peak Day | 1005.504 | 0.5
| 2021 | April | Tariff | Dynamic | Average Weekday | 15709.8564 | 0.5
| 2021 | April | Tariff | Dynamic | Monthly System Peak Day | 15709.8564 | 0.5
| 2021 | April | Tariff | Flat | Average Weekday | 40981.1406 | 0.5
| 2021 | April | Tariff | Flat | Monthly System Peak Day | 40981.1406 | 0.5
| 2021 | April | Zone | Remainder of System | Average Weekday | 24311.4883 | 0.5
| 2021 | April | Zone | Remainder of System | Monthly System Peak Day | 24311.4883 | 0.5
| 2021 | April | Zone | South Orange County | Average Weekday | 11844.3799 | 0.5
| 2021 | April | Zone | South Orange County | Monthly System Peak Day | 11844.3799 | 0.5
| 2021 | April | Zone | South of Lugo | Average Weekday | 20535.1328 | 0.5
| 2021 | April | Zone | South of Lugo | Monthly System Peak Day | 20535.1328 | 0.5
| 2021 | August | All | All Customers | Average Weekday | 59498 | 0.5
1 | 2021 | August | All | All Customers | Monthly System Peak Day | 59498 | 0.5
| 2021 | August | LCA | Big Creek/Ventura | Average Weekday | 7072.8447 | 0.5
| 2021 | August | LCA | Big Creek/Ventura | Monthly System Peak Day | 7072.8447 | 0.5
| 2021 | August | LCA | LA Basin | Average Weekday | 50825.4297 | 0.5
| 2021 | August | LCA | LA Basin | Monthly System Peak Day | 50825.4297 | 0.5
| 2021 | August | LCA | Outside | Average Weekday | 1599.7245 | 0.5
| 2021 | August | LCA | Outside | Monthly System Peak Day | 1599.7245 | 0.5
| 2021 | August | Low Income | CARE | Average Weekday | 8592.2236 | 0.5
| 2021 | August | Low Income | CARE | Monthly System Peak Day | 8592.2236 | 0.5
| 2021 | August | Low Income | Non-CARE | Average Weekday | 50905.7773 | 0.5
| 2021 | August | Low Income | Non-CARE | Monthly System Peak Day | 50905.7773 | 0.5
| 2021 | August | NEM | NEM Customer | Average Weekday | 13134.7695 | 0.5
| 2021 | August | NEM | NEM Customer | Monthly System Peak Day | 13134.7695 | 0.5
| 2021 | August | NEM | Non-NEM Customer | Average Weekday | 46363.2305 | 0.5
| 2021 | August | NEM | Non-NEM Customer | Monthly System Peak Day | 46363.2305 | 0.5
| 2021 | August | Sublap | SCEC | Average Weekday | 24049.832 | 0.5
| 2021 | August | Sublap | SCEC | Monthly System Peak Day | 24049.832 | 0.5
| 2021 | August | Sublap | SCEN | Average Weekday | 6015.1558 | 0.5
| 2021 | August | Sublap | SCEN | Monthly System Peak Day | 6015.1558 | 0.5
| 2021 | August | Sublap | SCEW | Average Weekday | 26777.9961 | 0.5
| 2021 | August | Sublap | SCEW | Monthly System Peak Day | 26777.9961 | 0.5
| 2021 | August | Sublap | SCHD | Average Weekday | 1543.3624 | 0.5
| 2021 | August | Sublap | SCHD | Monthly System Peak Day | 1543.3624 | 0.5
| 2021 | August | Sublap | SCLD | Average Weekday | 56.3621 | 0.5
| 2021 | August | Sublap | SCLD | Monthly System Peak Day | 56.3621 | 0.5
| 2021 | August | Sublap | SCNW | Average Weekday | 1055.2905 | 0.5
| 2021 | August | Sublap | SCNW | Monthly System Peak Day | 1055.2905 | 0.5
| 2021 | August | Tariff | Dynamic | Average Weekday | 16487.7148 | 0.5
| 2021 | August | Tariff | Dynamic | Monthly System Peak Day | 16487.7148 | 0.5
| 2021 | August | Tariff | Flat | Average Weekday | 43010.2852 | 0.5
| 2021 | August | Tariff | Flat | Monthly System Peak Day | 43010.2852 | 0.5
| 2021 | August | Zone | Remainder of System | Average Weekday | 25515.248 | 0.5
| 2021 | August | Zone | Remainder of System | Monthly System Peak Day | 25515.248 | 0.5
| 2021 | August | Zone | South Orange County | Average Weekday | 12430.8428 | 0.5
| 2021 | August | Zone | South Orange County | Monthly System Peak Day | 12430.8428 | 0.5
| 2021 | August | Zone | South of Lugo | Average Weekday | 21551.9102 | 0.5
| 2021 | August | Zone | South of Lugo | Monthly System Peak Day | 21551.9102 | 0.5
| 2021 | December | All | All Customers | Average Weekday | 65574.3359 | 0.5
| 2021 | December | All | All Customers | Monthly System Peak Day | 65574.3359 | 0.5
| 2021 | December | LCA | Big Creek/Ventura | Average Weekday | 7795.1714 | 0.5
| 2021 | December | LCA | Big Creek/Ventura | Monthly System Peak Day | 7795.1714 | 0.5
| 2021 | December | LCA | LA Basin | Average Weekday | 56016.0625 | 0.5
| 2021 | December | LCA | LA Basin | Monthly System Peak Day | 56016.0625 | 0.5
| 2021 | December | LCA | Outside | Average Weekday | 1763.099 | 0.5
| 2021 | December | LCA | Outside | Monthly System Peak Day | 1763.099 | 0.5
| 2021 | December | Low Income | CARE | Average Weekday | 9469.7188 | 0.5
| 2021 | December | Low Income | CARE | Monthly System Peak Day | 9469.7188 | 0.5
| 2021 | December | Low Income | Non-CARE | Average Weekday | 56104.6133 | 0.5
| 2021 | December | Low Income | Non-CARE | Monthly System Peak Day | 56104.6133 | 0.5
| 2021 | December | NEM | NEM Customer | Average Weekday | 14476.1807 | 0.5
| 2021 | December | NEM | NEM Customer | Monthly System Peak Day | 14476.1807 | 0.5
| 2021 | December | NEM | Non-NEM Customer | Average Weekday | 51098.1523 | 0.5
| 2021 | December | NEM | Non-NEM Customer | Monthly System Peak Day | 51098.1523 | 0.5
| 2021 | December | Sublap | SCEC | Average Weekday | 26505.9609 | 0.5
| 2021 | December | Sublap | SCEC | Monthly System Peak Day | 26505.9609 | 0.5
| 2021 | December | Sublap | SCEN | Average Weekday | 6629.4639 | 0.5
| 2021 | December | Sublap | SCEN | Monthly System Peak Day | 6629.4639 | 0.5
| 2021 | December | Sublap | SCEW | Average Weekday | 29512.7441 | 0.5
| 2021 | December | Sublap | SCEW | Monthly System Peak Day | 29512.7441 | 0.5
| 2021 | December | Sublap | SCHD | Average Weekday | 1700.981 | 0.5
| 2021 | December | Sublap | SCHD | Monthly System Peak Day | 1700.981 | 0.5
| 2021 | December | Sublap | SCLD | Average Weekday | 62.1182 | 0.5
| 2021 | December | Sublap | SCLD | Monthly System Peak Day | 62.1182 | 0.5
| 2021 | December | Sublap | SCNW | Average Weekday | 1163.0638 | 0.5
| 2021 | December | Sublap | SCNW | Monthly System Peak Day | 1163.0638 | 0.5
| 2021 | December | Tariff | Dynamic | Average Weekday | 18171.5508 | 0.5
| 2021 | December | Tariff | Dynamic | Monthly System Peak Day | 18171.5508 | 0.5
| 2021 | December | Tariff | Flat | Average Weekday | 47402.7812 | 0.5
| 2021 | December | Tariff | Flat | Monthly System Peak Day | 47402.7812 | 0.5
| 2021 | December | Zone | Remainder of System | Average Weekday | 28121.0352 | 0.5
| 2021 | December | Zone | Remainder of System | Monthly System Peak Day | 28121.0352 | 0.5
| 2021 | December | Zone | South Orange County | Average Weekday | 13700.3633 | 0.5
| 2021 | December | Zone | South Orange County | Monthly System Peak Day | 13700.3633 | 0.5
| 2021 | December | Zone | South of Lugo | Average Weekday | 23752.9355 | 0.5
| 2021 | December | Zone | South of Lugo | Monthly System Peak Day | 23752.9355 | 0.5
| 2021 | February | All | All Customers | Average Weekday | 55287.5 | 0.5
| 2021 | February | All | All Customers | Monthly System Peak Day | 55287.5 | 0.5
| 2021 | February | LCA | Big Creek/Ventura | Average Weekday | 6572.3203 | 0.5
| 2021 | February | LCA | Big Creek/Ventura | Monthly System Peak Day | 6572.3203 | 0.5
| 2021 | February | LCA | LA Basin | Average Weekday | 47228.6641 | 0.5
| 2021 | February | LCA | LA Basin | Monthly System Peak Day | 47228.6641 | 0.5
| 2021 | February | LCA | Outside | Average Weekday | 1486.5166 | 0.5
| 2021 | February | LCA | Outside | Monthly System Peak Day | 1486.5166 | 0.5
| 2021 | February | Low Income | CARE | Average Weekday | 7984.1768 | 0.5
| 2021 | February | Low Income | CARE | Monthly System Peak Day | 7984.1768 | 0.5
| 2021 | February | Low Income | Non-CARE | Average Weekday | 47303.3242 | 0.5
| 2021 | February | Low Income | Non-CARE | Monthly System Peak Day | 47303.3242 | 0.5
| 2021 | February | NEM | NEM Customer | Average Weekday | 12205.2607 | 0.5
| 2021 | February | NEM | NEM Customer | Monthly System Peak Day | 12205.2607 | 0.5
| 2021 | February | NEM | Non-NEM Customer | Average Weekday | 43082.2383 | 0.5
| 2021 | February | NEM | Non-NEM Customer | Monthly System Peak Day | 43082.2383 | 0.5
| 2021 | February | Sublap | SCEC | Average Weekday | 22347.8965 | 0.5
| 2021 | February | Sublap | SCEC | Monthly System Peak Day | 22347.8965 | 0.5
| 2021 | February | Sublap | SCEN | Average Weekday | 5589.481 | 0.5
| 2021 | February | Sublap | SCEN | Monthly System Peak Day | 5589.481 | 0.5
| 2021 | February | Sublap | SCEW | Average Weekday | 24882.9961 | 0.5
| 2021 | February | Sublap | SCEW | Monthly System Peak Day | 24882.9961 | 0.5
| 2021 | February | Sublap | SCHD | Average Weekday | 1434.1432 | 0.5
| 2021 | February | Sublap | SCHD | Monthly System Peak Day | 1434.1432 | 0.5
| 2021 | February | Sublap | SCLD | Average Weekday | 52.3735 | 0.5
| 2021 | February | Sublap | SCLD | Monthly System Peak Day | 52.3735 | 0.5
| 2021 | February | Sublap | SCNW | Average Weekday | 980.6107 | 0.5
| 2021 | February | Sublap | SCNW | Monthly System Peak Day | 980.6107 | 0.5
| 2021 | February | Tariff | Dynamic | Average Weekday | 15320.9277 | 0.5
| 2021 | February | Tariff | Dynamic | Monthly System Peak Day | 15320.9277 | 0.5
| 2021 | February | Tariff | Flat | Average Weekday | 39966.5703 | 0.5
| 2021 | February | Tariff | Flat | Monthly System Peak Day | 39966.5703 | 0.5
| 2021 | February | Zone | Remainder of System | Average Weekday | 23709.6074 | 0.5
| 2021 | February | Zone | Remainder of System | Monthly System Peak Day | 23709.6074 | 0.5
| 2021 | February | Zone | South Orange County | Average Weekday | 11551.1484 | 0.5
| 2021 | February | Zone | South Orange County | Monthly System Peak Day | 11551.1484 | 0.5
| 2021 | February | Zone | South of Lugo | Average Weekday | 20026.7461 | 0.5
| 2021 | February | Zone | South of Lugo | Monthly System Peak Day | 20026.7461 | 0.5
| 2021 | January | All | All Customers | Average Weekday | 54585.75 | 0.5
| 2021 | January | All | All Customers | Monthly System Peak Day | 54585.75 | 0.5
| 2021 | January | LCA | Big Creek/Ventura | Average Weekday | 6488.8994 | 0.5
| 2021 | January | LCA | Big Creek/Ventura | Monthly System Peak Day | 6488.8994 | 0.5
| 2021 | January | LCA | LA Basin | Average Weekday | 46629.1992 | 0.5
| 2021 | January | LCA | LA Basin | Monthly System Peak Day | 46629.1992 | 0.5
| 2021 | January | LCA | Outside | Average Weekday | 1467.6487 | 0.5
| 2021 | January | LCA | Outside | Monthly System Peak Day | 1467.6487 | 0.5
| 2021 | January | Low Income | CARE | Average Weekday | 7882.8354 | 0.5
| 2021 | January | Low Income | CARE | Monthly System Peak Day | 7882.8354 | 0.5
| 2021 | January | Low Income | Non-CARE | Average Weekday | 46702.9141 | 0.5
| 2021 | January | Low Income | Non-CARE | Monthly System Peak Day | 46702.9141 | 0.5
| 2021 | January | NEM | NEM Customer | Average Weekday | 12050.3418 | 0.5
| 2021 | January | NEM | NEM Customer | Monthly System Peak Day | 12050.3418 | 0.5
| 2021 | January | NEM | Non-NEM Customer | Average Weekday | 42535.4062 | 0.5
| 2021 | January | NEM | Non-NEM Customer | Monthly System Peak Day | 42535.4062 | 0.5
| 2021 | January | Sublap | SCEC | Average Weekday | 22064.2402 | 0.5
| 2021 | January | Sublap | SCEC | Monthly System Peak Day | 22064.2402 | 0.5
| 2021 | January | Sublap | SCEN | Average Weekday | 5518.5352 | 0.5
| 2021 | January | Sublap | SCEN | Monthly System Peak Day | 5518.5352 | 0.5
| 2021 | January | Sublap | SCEW | Average Weekday | 24567.1621 | 0.5
| 2021 | January | Sublap | SCEW | Monthly System Peak Day | 24567.1621 | 0.5
| 2021 | January | Sublap | SCHD | Average Weekday | 1415.9399 | 0.5
| 2021 | January | Sublap | SCHD | Monthly System Peak Day | 1415.9399 | 0.5
| 2021 | January | Sublap | SCLD | Average Weekday | 51.7088 | 0.5
| 2021 | January | Sublap | SCLD | Monthly System Peak Day | 51.7088 | 0.5
| 2021 | January | Sublap | SCNW | Average Weekday | 968.164 | 0.5
| 2021 | January | Sublap | SCNW | Monthly System Peak Day | 968.164 | 0.5
| 2021 | January | Tariff | Dynamic | Average Weekday | 15126.4629 | 0.5
| 2021 | January | Tariff | Dynamic | Monthly System Peak Day | 15126.4629 | 0.5
| 2021 | January | Tariff | Flat | Average Weekday | 39459.2852 | 0.5
| 2021 | January | Tariff | Flat | Monthly System Peak Day | 39459.2852 | 0.5
| 2021 | January | Zone | Remainder of System | Average Weekday | 23408.668 | 0.5
| 2021 | January | Zone | Remainder of System | Monthly System Peak Day | 23408.668 | 0.5
| 2021 | January | Zone | South Orange County | Average Weekday | 11404.5322 | 0.5
| 2021 | January | Zone | South Orange County | Monthly System Peak Day | 11404.5322 | 0.5
| 2021 | January | Zone | South of Lugo | Average Weekday | 19772.5508 | 0.5
| 2021 | January | Zone | South of Lugo | Monthly System Peak Day | 19772.5508 | 0.5
| 2021 | July | All | All Customers | Average Weekday | 58796.25 | 0.5
| 2021 | July | All | All Customers | Monthly System Peak Day | 58796.25 | 0.5
| 2021 | July | LCA | Big Creek/Ventura | Average Weekday | 6989.4243 | 0.5
| 2021 | July | LCA | Big Creek/Ventura | Monthly System Peak Day | 6989.4243 | 0.5
| 2021 | July | LCA | LA Basin | Average Weekday | 50225.9688 | 0.5
| 2021 | July | LCA | LA Basin | Monthly System Peak Day | 50225.9688 | 0.5
| 2021 | July | LCA | Outside | Average Weekday | 1580.8564 | 0.5
| 2021 | July | LCA | Outside | Monthly System Peak Day | 1580.8564 | 0.5
| 2021 | July | Low Income | CARE | Average Weekday | 8490.8818 | 0.5
| 2021 | July | Low Income | CARE | Monthly System Peak Day | 8490.8818 | 0.5
| 2021 | July | Low Income | Non-CARE | Average Weekday | 50305.3672 | 0.5
| 2021 | July | Low Income | Non-CARE | Monthly System Peak Day | 50305.3672 | 0.5
| 2021 | July | NEM | NEM Customer | Average Weekday | 12979.8516 | 0.5
| 2021 | July | NEM | NEM Customer | Monthly System Peak Day | 12979.8516 | 0.5
| 2021 | July | NEM | Non-NEM Customer | Average Weekday | 45816.3984 | 0.5
| 2021 | July | NEM | Non-NEM Customer | Monthly System Peak Day | 45816.3984 | 0.5
| 2021 | July | Sublap | SCEC | Average Weekday | 23766.1758 | 0.5
| 2021 | July | Sublap | SCEC | Monthly System Peak Day | 23766.1758 | 0.5
| 2021 | July | Sublap | SCEN | Average Weekday | 5944.21 | 0.5
| 2021 | July | Sublap | SCEN | Monthly System Peak Day | 5944.21 | 0.5
| 2021 | July | Sublap | SCEW | Average Weekday | 26462.1641 | 0.5
| 2021 | July | Sublap | SCEW | Monthly System Peak Day | 26462.1641 | 0.5
| 2021 | July | Sublap | SCHD | Average Weekday | 1525.1592 | 0.5
| 2021 | July | Sublap | SCHD | Monthly System Peak Day | 1525.1592 | 0.5
| 2021 | July | Sublap | SCLD | Average Weekday | 55.6973 | 0.5
| 2021 | July | Sublap | SCLD | Monthly System Peak Day | 55.6973 | 0.5
| 2021 | July | Sublap | SCNW | Average Weekday | 1042.8439 | 0.5
| 2021 | July | Sublap | SCNW | Monthly System Peak Day | 1042.8439 | 0.5
| 2021 | July | Tariff | Dynamic | Average Weekday | 16293.25 | 0.5
| 2021 | July | Tariff | Dynamic | Monthly System Peak Day | 16293.25 | 0.5
| 2021 | July | Tariff | Flat | Average Weekday | 42502.9961 | 0.5
| 2021 | July | Tariff | Flat | Monthly System Peak Day | 42502.9961 | 0.5
| 2021 | July | Zone | Remainder of System | Average Weekday | 25214.3066 | 0.5
| 2021 | July | Zone | Remainder of System | Monthly System Peak Day | 25214.3066 | 0.5
| 2021 | July | Zone | South Orange County | Average Weekday | 12284.2266 | 0.5
| 2021 | July | Zone | South Orange County | Monthly System Peak Day | 12284.2266 | 0.5
| 2021 | July | Zone | South of Lugo | Average Weekday | 21297.7168 | 0.5
| 2021 | July | Zone | South of Lugo | Monthly System Peak Day | 21297.7168 | 0.5
| 2021 | June | All | All Customers | Average Weekday | 58094.5 | 0.5
| 2021 | June | All | All Customers | Monthly System Peak Day | 58094.5 | 0.5
| 2021 | June | LCA | Big Creek/Ventura | Average Weekday | 6906.0034 | 0.5
| 2021 | June | LCA | Big Creek/Ventura | Monthly System Peak Day | 6906.0034 | 0.5
| 2021 | June | LCA | LA Basin | Average Weekday | 49626.5078 | 0.5
| 2021 | June | LCA | LA Basin | Monthly System Peak Day | 49626.5078 | 0.5
| 2021 | June | LCA | Outside | Average Weekday | 1561.9885 | 0.5
| 2021 | June | LCA | Outside | Monthly System Peak Day | 1561.9885 | 0.5
| 2021 | June | Low Income | CARE | Average Weekday | 8389.541 | 0.5
| 2021 | June | Low Income | CARE | Monthly System Peak Day | 8389.541 | 0.5
| 2021 | June | Low Income | Non-CARE | Average Weekday | 49704.957 | 0.5
| 2021 | June | Low Income | Non-CARE | Monthly System Peak Day | 49704.957 | 0.5
| 2021 | June | NEM | NEM Customer | Average Weekday | 12824.9336 | 0.5
| 2021 | June | NEM | NEM Customer | Monthly System Peak Day | 12824.9336 | 0.5
| 2021 | June | NEM | Non-NEM Customer | Average Weekday | 45269.5664 | 0.5
| 2021 | June | NEM | Non-NEM Customer | Monthly System Peak Day | 45269.5664 | 0.5
| 2021 | June | Sublap | SCEC | Average Weekday | 23482.5195 | 0.5
| 2021 | June | Sublap | SCEC | Monthly System Peak Day | 23482.5195 | 0.5
| 2021 | June | Sublap | SCEN | Average Weekday | 5873.2642 | 0.5
| 2021 | June | Sublap | SCEN | Monthly System Peak Day | 5873.2642 | 0.5
| 2021 | June | Sublap | SCEW | Average Weekday | 26146.3301 | 0.5
| 2021 | June | Sublap | SCEW | Monthly System Peak Day | 26146.3301 | 0.5
| 2021 | June | Sublap | SCHD | Average Weekday | 1506.9561 | 0.5
| 2021 | June | Sublap | SCHD | Monthly System Peak Day | 1506.9561 | 0.5
| 2021 | June | Sublap | SCLD | Average Weekday | 55.0326 | 0.5
| 2021 | June | Sublap | SCLD | Monthly System Peak Day | 55.0326 | 0.5
| 2021 | June | Sublap | SCNW | Average Weekday | 1030.3972 | 0.5
| 2021 | June | Sublap | SCNW | Monthly System Peak Day | 1030.3972 | 0.5
| 2021 | June | Tariff | Dynamic | Average Weekday | 16098.7861 | 0.5
| 2021 | June | Tariff | Dynamic | Monthly System Peak Day | 16098.7861 | 0.5
| 2021 | June | Tariff | Flat | Average Weekday | 41995.7109 | 0.5
| 2021 | June | Tariff | Flat | Monthly System Peak Day | 41995.7109 | 0.5
| 2021 | June | Zone | Remainder of System | Average Weekday | 24913.3672 | 0.5
| 2021 | June | Zone | Remainder of System | Monthly System Peak Day | 24913.3672 | 0.5
| 2021 | June | Zone | South Orange County | Average Weekday | 12137.6113 | 0.5
| 2021 | June | Zone | South Orange County | Monthly System Peak Day | 12137.6113 | 0.5
| 2021 | June | Zone | South of Lugo | Average Weekday | 21043.5215 | 0.5
| 2021 | June | Zone | South of Lugo | Monthly System Peak Day | 21043.5215 | 0.5
| 2021 | March | All | All Customers | Average Weekday | 55989.25 | 0.5
| 2021 | March | All | All Customers | Monthly System Peak Day | 55989.25 | 0.5
| 2021 | March | LCA | Big Creek/Ventura | Average Weekday | 6655.7412 | 0.5
| 2021 | March | LCA | Big Creek/Ventura | Monthly System Peak Day | 6655.7412 | 0.5
| 2021 | March | LCA | LA Basin | Average Weekday | 47828.125 | 0.5
| 2021 | March | LCA | LA Basin | Monthly System Peak Day | 47828.125 | 0.5
| 2021 | March | LCA | Outside | Average Weekday | 1505.3846 | 0.5
| 2021 | March | LCA | Outside | Monthly System Peak Day | 1505.3846 | 0.5
| 2021 | March | Low Income | CARE | Average Weekday | 8085.5176 | 0.5
| 2021 | March | Low Income | CARE | Monthly System Peak Day | 8085.5176 | 0.5
| 2021 | March | Low Income | Non-CARE | Average Weekday | 47903.7305 | 0.5
| 2021 | March | Low Income | Non-CARE | Monthly System Peak Day | 47903.7305 | 0.5
| 2021 | March | NEM | NEM Customer | Average Weekday | 12360.1787 | 0.5
| 2021 | March | NEM | NEM Customer | Monthly System Peak Day | 12360.1787 | 0.5
| 2021 | March | NEM | Non-NEM Customer | Average Weekday | 43629.0703 | 0.5
| 2021 | March | NEM | Non-NEM Customer | Monthly System Peak Day | 43629.0703 | 0.5
| 2021 | March | Sublap | SCEC | Average Weekday | 22631.5508 | 0.5
| 2021 | March | Sublap | SCEC | Monthly System Peak Day | 22631.5508 | 0.5
| 2021 | March | Sublap | SCEN | Average Weekday | 5660.4268 | 0.5
| 2021 | March | Sublap | SCEN | Monthly System Peak Day | 5660.4268 | 0.5
| 2021 | March | Sublap | SCEW | Average Weekday | 25198.8301 | 0.5
| 2021 | March | Sublap | SCEW | Monthly System Peak Day | 25198.8301 | 0.5
| 2021 | March | Sublap | SCHD | Average Weekday | 1452.3464 | 0.5
| 2021 | March | Sublap | SCHD | Monthly System Peak Day | 1452.3464 | 0.5
| 2021 | March | Sublap | SCLD | Average Weekday | 53.0383 | 0.5
| 2021 | March | Sublap | SCLD | Monthly System Peak Day | 53.0383 | 0.5
| 2021 | March | Sublap | SCNW | Average Weekday | 993.0573 | 0.5
| 2021 | March | Sublap | SCNW | Monthly System Peak Day | 993.0573 | 0.5
| 2021 | March | Tariff | Dynamic | Average Weekday | 15515.3916 | 0.5
| 2021 | March | Tariff | Dynamic | Monthly System Peak Day | 15515.3916 | 0.5
| 2021 | March | Tariff | Flat | Average Weekday | 40473.8555 | 0.5
| 2021 | March | Tariff | Flat | Monthly System Peak Day | 40473.8555 | 0.5
| 2021 | March | Zone | Remainder of System | Average Weekday | 24010.5469 | 0.5
| 2021 | March | Zone | Remainder of System | Monthly System Peak Day | 24010.5469 | 0.5
| 2021 | March | Zone | South Orange County | Average Weekday | 11697.7637 | 0.5
| 2021 | March | Zone | South Orange County | Monthly System Peak Day | 11697.7637 | 0.5
| 2021 | March | Zone | South of Lugo | Average Weekday | 20280.9395 | 0.5
| 2021 | March | Zone | South of Lugo | Monthly System Peak Day | 20280.9395 | 0.5
| 2021 | May | All | All Customers | Average Weekday | 57392.75 | 0.5
| 2021 | May | All | All Customers | Monthly System Peak Day | 57392.75 | 0.5
| 2021 | May | LCA | Big Creek/Ventura | Average Weekday | 6822.5825 | 0.5
| 2021 | May | LCA | Big Creek/Ventura | Monthly System Peak Day | 6822.5825 | 0.5
| 2021 | May | LCA | LA Basin | Average Weekday | 49027.0469 | 0.5
| 2021 | May | LCA | LA Basin | Monthly System Peak Day | 49027.0469 | 0.5
| 2021 | May | LCA | Outside | Average Weekday | 1543.1206 | 0.5
| 2021 | May | LCA | Outside | Monthly System Peak Day | 1543.1206 | 0.5
| 2021 | May | Low Income | CARE | Average Weekday | 8288.2002 | 0.5
| 2021 | May | Low Income | CARE | Monthly System Peak Day | 8288.2002 | 0.5
| 2021 | May | Low Income | Non-CARE | Average Weekday | 49104.5508 | 0.5
| 2021 | May | Low Income | Non-CARE | Monthly System Peak Day | 49104.5508 | 0.5
| 2021 | May | NEM | NEM Customer | Average Weekday | 12670.0146 | 0.5
| 2021 | May | NEM | NEM Customer | Monthly System Peak Day | 12670.0146 | 0.5
| 2021 | May | NEM | Non-NEM Customer | Average Weekday | 44722.7344 | 0.5
| 2021 | May | NEM | Non-NEM Customer | Monthly System Peak Day | 44722.7344 | 0.5
| 2021 | May | Sublap | SCEC | Average Weekday | 23198.8633 | 0.5
| 2021 | May | Sublap | SCEC | Monthly System Peak Day | 23198.8633 | 0.5
| 2021 | May | Sublap | SCEN | Average Weekday | 5802.3184 | 0.5
| 2021 | May | Sublap | SCEN | Monthly System Peak Day | 5802.3184 | 0.5
| 2021 | May | Sublap | SCEW | Average Weekday | 25830.4961 | 0.5
| 2021 | May | Sublap | SCEW | Monthly System Peak Day | 25830.4961 | 0.5
| 2021 | May | Sublap | SCHD | Average Weekday | 1488.7528 | 0.5
| 2021 | May | Sublap | SCHD | Monthly System Peak Day | 1488.7528 | 0.5
| 2021 | May | Sublap | SCLD | Average Weekday | 54.3678 | 0.5
| 2021 | May | Sublap | SCLD | Monthly System Peak Day | 54.3678 | 0.5
| 2021 | May | Sublap | SCNW | Average Weekday | 1017.9506 | 0.5
| 2021 | May | Sublap | SCNW | Monthly System Peak Day | 1017.9506 | 0.5
| 2021 | May | Tariff | Dynamic | Average Weekday | 15904.3213 | 0.5
| 2021 | May | Tariff | Dynamic | Monthly System Peak Day | 15904.3213 | 0.5
| 2021 | May | Tariff | Flat | Average Weekday | 41488.4258 | 0.5
| 2021 | May | Tariff | Flat | Monthly System Peak Day | 41488.4258 | 0.5
| 2021 | May | Zone | Remainder of System | Average Weekday | 24612.4277 | 0.5
| 2021 | May | Zone | Remainder of System | Monthly System Peak Day | 24612.4277 | 0.5
| 2021 | May | Zone | South Orange County | Average Weekday | 11990.9951 | 0.5
| 2021 | May | Zone | South Orange County | Monthly System Peak Day | 11990.9951 | 0.5
| 2021 | May | Zone | South of Lugo | Average Weekday | 20789.3281 | 0.5
| 2021 | May | Zone | South of Lugo | Monthly System Peak Day | 20789.3281 | 0.5
| 2021 | November | All | All Customers | Average Weekday | 64055.25 | 0.5
| 2021 | November | All | All Customers | Monthly System Peak Day | 64055.25 | 0.5
| 2021 | November | LCA | Big Creek/Ventura | Average Weekday | 7614.5894 | 0.5
| 2021 | November | LCA | Big Creek/Ventura | Monthly System Peak Day | 7614.5894 | 0.5
| 2021 | November | LCA | LA Basin | Average Weekday | 54718.4023 | 0.5
| 2021 | November | LCA | LA Basin | Monthly System Peak Day | 54718.4023 | 0.5
| 2021 | November | LCA | Outside | Average Weekday | 1722.2554 | 0.5
| 2021 | November | LCA | Outside | Monthly System Peak Day | 1722.2554 | 0.5
| 2021 | November | Low Income | CARE | Average Weekday | 9250.3447 | 0.5
| 2021 | November | Low Income | CARE | Monthly System Peak Day | 9250.3447 | 0.5
| 2021 | November | Low Income | Non-CARE | Average Weekday | 54804.9062 | 0.5
| 2021 | November | Low Income | Non-CARE | Monthly System Peak Day | 54804.9062 | 0.5
| 2021 | November | NEM | NEM Customer | Average Weekday | 14140.8271 | 0.5
| 2021 | November | NEM | NEM Customer | Monthly System Peak Day | 14140.8271 | 0.5
| 2021 | November | NEM | Non-NEM Customer | Average Weekday | 49914.4219 | 0.5
| 2021 | November | NEM | Non-NEM Customer | Monthly System Peak Day | 49914.4219 | 0.5
| 2021 | November | Sublap | SCEC | Average Weekday | 25891.9297 | 0.5
| 2021 | November | Sublap | SCEC | Monthly System Peak Day | 25891.9297 | 0.5
| 2021 | November | Sublap | SCEN | Average Weekday | 6475.8867 | 0.5
| 2021 | November | Sublap | SCEN | Monthly System Peak Day | 6475.8867 | 0.5
| 2021 | November | Sublap | SCEW | Average Weekday | 28829.0586 | 0.5
| 2021 | November | Sublap | SCEW | Monthly System Peak Day | 28829.0586 | 0.5
| 2021 | November | Sublap | SCHD | Average Weekday | 1661.5763 | 0.5
| 2021 | November | Sublap | SCHD | Monthly System Peak Day | 1661.5763 | 0.5
| 2021 | November | Sublap | SCLD | Average Weekday | 60.6792 | 0.5
| 2021 | November | Sublap | SCLD | Monthly System Peak Day | 60.6792 | 0.5
| 2021 | November | Sublap | SCNW | Average Weekday | 1136.1205 | 0.5
| 2021 | November | Sublap | SCNW | Monthly System Peak Day | 1136.1205 | 0.5
| 2021 | November | Tariff | Dynamic | Average Weekday | 17750.5918 | 0.5
| 2021 | November | Tariff | Dynamic | Monthly System Peak Day | 17750.5918 | 0.5
| 2021 | November | Tariff | Flat | Average Weekday | 46304.6562 | 0.5
| 2021 | November | Tariff | Flat | Monthly System Peak Day | 46304.6562 | 0.5
| 2021 | November | Zone | Remainder of System | Average Weekday | 27469.5879 | 0.5
| 2021 | November | Zone | Remainder of System | Monthly System Peak Day | 27469.5879 | 0.5
| 2021 | November | Zone | South Orange County | Average Weekday | 13382.9834 | 0.5
| 2021 | November | Zone | South Orange County | Monthly System Peak Day | 13382.9834 | 0.5
| 2021 | November | Zone | South of Lugo | Average Weekday | 23202.6797 | 0.5
| 2021 | November | Zone | South of Lugo | Monthly System Peak Day | 23202.6797 | 0.5
| 2021 | October | All | All Customers | Average Weekday | 62536.168 | 0.5
| 2021 | October | All | All Customers | Monthly System Peak Day | 62536.168 | 0.5
| 2021 | October | LCA | Big Creek/Ventura | Average Weekday | 7434.0078 | 0.5
| 2021 | October | LCA | Big Creek/Ventura | Monthly System Peak Day | 7434.0078 | 0.5
| 2021 | October | LCA | LA Basin | Average Weekday | 53420.7461 | 0.5
| 2021 | October | LCA | LA Basin | Monthly System Peak Day | 53420.7461 | 0.5
| 2021 | October | LCA | Outside | Average Weekday | 1681.4117 | 0.5
| 2021 | October | LCA | Outside | Monthly System Peak Day | 1681.4117 | 0.5
| 2021 | October | Low Income | CARE | Average Weekday | 9030.9707 | 0.5
| 2021 | October | Low Income | CARE | Monthly System Peak Day | 9030.9707 | 0.5
| 2021 | October | Low Income | Non-CARE | Average Weekday | 53505.1953 | 0.5
| 2021 | October | Low Income | Non-CARE | Monthly System Peak Day | 53505.1953 | 0.5
| 2021 | October | NEM | NEM Customer | Average Weekday | 13805.4746 | 0.5
| 2021 | October | NEM | NEM Customer | Monthly System Peak Day | 13805.4746 | 0.5
| 2021 | October | NEM | Non-NEM Customer | Average Weekday | 48730.6914 | 0.5
| 2021 | October | NEM | Non-NEM Customer | Monthly System Peak Day | 48730.6914 | 0.5
| 2021 | October | Sublap | SCEC | Average Weekday | 25277.8965 | 0.5
| 2021 | October | Sublap | SCEC | Monthly System Peak Day | 25277.8965 | 0.5
| 2021 | October | Sublap | SCEN | Average Weekday | 6322.3101 | 0.5
| 2021 | October | Sublap | SCEN | Monthly System Peak Day | 6322.3101 | 0.5
| 2021 | October | Sublap | SCEW | Average Weekday | 28145.3711 | 0.5
| 2021 | October | Sublap | SCEW | Monthly System Peak Day | 28145.3711 | 0.5
| 2021 | October | Sublap | SCHD | Average Weekday | 1622.1716 | 0.5
| 2021 | October | Sublap | SCHD | Monthly System Peak Day | 1622.1716 | 0.5
| 2021 | October | Sublap | SCLD | Average Weekday | 59.2401 | 0.5
| 2021 | October | Sublap | SCLD | Monthly System Peak Day | 59.2401 | 0.5
| 2021 | October | Sublap | SCNW | Average Weekday | 1109.1771 | 0.5
| 2021 | October | Sublap | SCNW | Monthly System Peak Day | 1109.1771 | 0.5
| 2021 | October | Tariff | Dynamic | Average Weekday | 17329.6328 | 0.5
| 2021 | October | Tariff | Dynamic | Monthly System Peak Day | 17329.6328 | 0.5
| 2021 | October | Tariff | Flat | Average Weekday | 45206.5312 | 0.5
| 2021 | October | Tariff | Flat | Monthly System Peak Day | 45206.5312 | 0.5
| 2021 | October | Zone | Remainder of System | Average Weekday | 26818.1406 | 0.5
| 2021 | October | Zone | Remainder of System | Monthly System Peak Day | 26818.1406 | 0.5
| 2021 | October | Zone | South Orange County | Average Weekday | 13065.6035 | 0.5
| 2021 | October | Zone | South Orange County | Monthly System Peak Day | 13065.6035 | 0.5
| 2021 | October | Zone | South of Lugo | Average Weekday | 22652.4238 | 0.5
| 2021 | October | Zone | South of Lugo | Monthly System Peak Day | 22652.4238 | 0.5
| 2021 | September | All | All Customers | Average Weekday | 61017.082 | 0.5
| 2021 | September | All | All Customers | Monthly System Peak Day | 61017.082 | 0.5
| 2021 | September | LCA | Big Creek/Ventura | Average Weekday | 7253.4263 | 0.5
| 2021 | September | LCA | Big Creek/Ventura | Monthly System Peak Day | 7253.4263 | 0.5
| 2021 | September | LCA | LA Basin | Average Weekday | 52123.0859 | 0.5
| 2021 | September | LCA | LA Basin | Monthly System Peak Day | 52123.0859 | 0.5
| 2021 | September | LCA | Outside | Average Weekday | 1640.5681 | 0.5
| 2021 | September | LCA | Outside | Monthly System Peak Day | 1640.5681 | 0.5
| 2021 | September | Low Income | CARE | Average Weekday | 8811.5967 | 0.5
| 2021 | September | Low Income | CARE | Monthly System Peak Day | 8811.5967 | 0.5
| 2021 | September | Low Income | Non-CARE | Average Weekday | 52205.4844 | 0.5
| 2021 | September | Low Income | Non-CARE | Monthly System Peak Day | 52205.4844 | 0.5
| 2021 | September | NEM | NEM Customer | Average Weekday | 13470.1221 | 0.5
| 2021 | September | NEM | NEM Customer | Monthly System Peak Day | 13470.1221 | 0.5
| 2021 | September | NEM | Non-NEM Customer | Average Weekday | 47546.9609 | 0.5
| 2021 | September | NEM | Non-NEM Customer | Monthly System Peak Day | 47546.9609 | 0.5
| 2021 | September | Sublap | SCEC | Average Weekday | 24663.8652 | 0.5
| 2021 | September | Sublap | SCEC | Monthly System Peak Day | 24663.8652 | 0.5
| 2021 | September | Sublap | SCEN | Average Weekday | 6168.7329 | 0.5
| 2021 | September | Sublap | SCEN | Monthly System Peak Day | 6168.7329 | 0.5
| 2021 | September | Sublap | SCEW | Average Weekday | 27461.6836 | 0.5
| 2021 | September | Sublap | SCEW | Monthly System Peak Day | 27461.6836 | 0.5
| 2021 | September | Sublap | SCHD | Average Weekday | 1582.7671 | 0.5
| 2021 | September | Sublap | SCHD | Monthly System Peak Day | 1582.7671 | 0.5
| 2021 | September | Sublap | SCLD | Average Weekday | 57.8011 | 0.5
| 2021 | September | Sublap | SCLD | Monthly System Peak Day | 57.8011 | 0.5
| 2021 | September | Sublap | SCNW | Average Weekday | 1082.2338 | 0.5
| 2021 | September | Sublap | SCNW | Monthly System Peak Day | 1082.2338 | 0.5
| 2021 | September | Tariff | Dynamic | Average Weekday | 16908.6738 | 0.5
| 2021 | September | Tariff | Dynamic | Monthly System Peak Day | 16908.6738 | 0.5
| 2021 | September | Tariff | Flat | Average Weekday | 44108.4062 | 0.5
| 2021 | September | Tariff | Flat | Monthly System Peak Day | 44108.4062 | 0.5
| 2021 | September | Zone | Remainder of System | Average Weekday | 26166.6934 | 0.5
| 2021 | September | Zone | Remainder of System | Monthly System Peak Day | 26166.6934 | 0.5
| 2021 | September | Zone | South Orange County | Average Weekday | 12748.2227 | 0.5
| 2021 | September | Zone | South Orange County | Monthly System Peak Day | 12748.2227 | 0.5
| 2021 | September | Zone | South of Lugo | Average Weekday | 22102.168 | 0.5
| 2021 | September | Zone | South of Lugo | Monthly System Peak Day | 22102.168 | 0.5
| 2021 | Typical Event | All | All Customers | Typical Event Day | 59498 | 0.5
| 2021 | Typical Event | LCA | Big Creek/Ventura | Typical Event Day | 7072.8447 | 0.5
| 2021 | Typical Event | LCA | LA Basin | Typical Event Day | 50825.4297 | 0.5
| 2021 | Typical Event | LCA | Outside | Typical Event Day | 1599.7245 | 0.5
| 2021 | Typical Event | Low Income | CARE | Typical Event Day | 8592.2236 | 0.5
| 2021 | Typical Event | Low Income | Non-CARE | Typical Event Day | 50905.7773 | 0.5
| 2021 | Typical Event | NEM | NEM Customer | Typical Event Day | 13134.7695 | 0.5
| 2021 | Typical Event | NEM | Non-NEM Customer | Typical Event Day | 46363.2305 | 0.5
| 2021 | Typical Event | Sublap | SCEC | Typical Event Day | 24049.832 | 0.5
| 2021 | Typical Event | Sublap | SCEN | Typical Event Day | 6015.1558 | 0.5
| 2021 | Typical Event | Sublap | SCEW | Typical Event Day | 26777.9961 | 0.5
| 2021 | Typical Event | Sublap | SCHD | Typical Event Day | 1543.3624 | 0.5
| 2021 | Typical Event | Sublap | SCLD | Typical Event Day | 56.3621 | 0.5
| 2021 | Typical Event | Sublap | SCNW | Typical Event Day | 1055.2905 | 0.5
| 2021 | Typical Event | Tariff | Dynamic | Typical Event Day | 16487.7148 | 0.5
| 2021 | Typical Event | Tariff | Flat | Typical Event Day | 43010.2852 | 0.5
| 2021 | Typical Event | Zone | Remainder of System | Typical Event Day | 25515.248 | 0.5
| 2021 | Typical Event | Zone | South Orange County | Typical Event Day | 12430.8428 | 0.5
| 2021 | Typical Event | Zone | South of Lugo | Typical Event Day | 21551.9102 | 0.5
| 2022 | April | All | All Customers | Average Weekday | 71650.6641 | 0.25
| 2022 | April | All | All Customers | Monthly System Peak Day | 71650.6641 | 0.25
| 2022 | April | LCA | Big Creek/Ventura | Average Weekday | 8517.4971 | 0.25
| 2022 | April | LCA | Big Creek/Ventura | Monthly System Peak Day | 8517.4971 | 0.25
| 2022 | April | LCA | LA Basin | Average Weekday | 61206.6953 | 0.25
| 2022 | April | LCA | LA Basin | Monthly System Peak Day | 61206.6953 | 0.25
| 2022 | April | LCA | Outside | Average Weekday | 1926.4736 | 0.25
| 2022 | April | LCA | Outside | Monthly System Peak Day | 1926.4736 | 0.25
| 2022 | April | Low Income | CARE | Average Weekday | 10347.2139 | 0.25
| 2022 | April | Low Income | CARE | Monthly System Peak Day | 10347.2139 | 0.25
| 2022 | April | Low Income | Non-CARE | Average Weekday | 61303.4531 | 0.25
| 2022 | April | Low Income | Non-CARE | Monthly System Peak Day | 61303.4531 | 0.25
| 2022 | April | NEM | NEM Customer | Average Weekday | 15817.5908 | 0.25
| 2022 | April | NEM | NEM Customer | Monthly System Peak Day | 15817.5908 | 0.25
| 2022 | April | NEM | Non-NEM Customer | Average Weekday | 55833.0742 | 0.25
| 2022 | April | NEM | Non-NEM Customer | Monthly System Peak Day | 55833.0742 | 0.25
| 2022 | April | Sublap | SCEC | Average Weekday | 28962.0918 | 0.25
| 2022 | April | Sublap | SCEC | Monthly System Peak Day | 28962.0918 | 0.25
| 2022 | April | Sublap | SCEN | Average Weekday | 7243.772 | 0.25
| 2022 | April | Sublap | SCEN | Monthly System Peak Day | 7243.772 | 0.25
| 2022 | April | Sublap | SCEW | Average Weekday | 32247.4922 | 0.25
| 2022 | April | Sublap | SCEW | Monthly System Peak Day | 32247.4922 | 0.25
| 2022 | April | Sublap | SCHD | Average Weekday | 1858.5994 | 0.25
| 2022 | April | Sublap | SCHD | Monthly System Peak Day | 1858.5994 | 0.25
| 2022 | April | Sublap | SCLD | Average Weekday | 67.8743 | 0.25
| 2022 | April | Sublap | SCLD | Monthly System Peak Day | 67.8743 | 0.25
| 2022 | April | Sublap | SCNW | Average Weekday | 1270.8372 | 0.25
| 2022 | April | Sublap | SCNW | Monthly System Peak Day | 1270.8372 | 0.25
| 2022 | April | Tariff | Dynamic | Average Weekday | 19855.3867 | 0.25
| 2022 | April | Tariff | Dynamic | Monthly System Peak Day | 19855.3867 | 0.25
| 2022 | April | Tariff | Flat | Average Weekday | 51795.2773 | 0.25
| 2022 | April | Tariff | Flat | Monthly System Peak Day | 51795.2773 | 0.25
| 2022 | April | Zone | Remainder of System | Average Weekday | 30726.8223 | 0.25
| 2022 | April | Zone | Remainder of System | Monthly System Peak Day | 30726.8223 | 0.25
| 2022 | April | Zone | South Orange County | Average Weekday | 14969.8838 | 0.25
| 2022 | April | Zone | South Orange County | Monthly System Peak Day | 14969.8838 | 0.25
| 2022 | April | Zone | South of Lugo | Average Weekday | 25953.9609 | 0.25
| 2022 | April | Zone | South of Lugo | Monthly System Peak Day | 25953.9609 | 0.25
| 2022 | August | All | All Customers | Average Weekday | 77727 | 0.25
| 2022 | August | All | All Customers | Monthly System Peak Day | 77727 | 0.25
| 2022 | August | LCA | Big Creek/Ventura | Average Weekday | 9239.8232 | 0.25
| 2022 | August | LCA | Big Creek/Ventura | Monthly System Peak Day | 9239.8232 | 0.25
| 2022 | August | LCA | LA Basin | Average Weekday | 66397.3281 | 0.25
| 2022 | August | LCA | LA Basin | Monthly System Peak Day | 66397.3281 | 0.25
| 2022 | August | LCA | Outside | Average Weekday | 2089.8481 | 0.25
| 2022 | August | LCA | Outside | Monthly System Peak Day | 2089.8481 | 0.25
| 2022 | August | Low Income | CARE | Average Weekday | 11224.709 | 0.25
| 2022 | August | Low Income | CARE | Monthly System Peak Day | 11224.709 | 0.25
| 2022 | August | Low Income | Non-CARE | Average Weekday | 66502.2891 | 0.25
| 2022 | August | Low Income | Non-CARE | Monthly System Peak Day | 66502.2891 | 0.25
| 2022 | August | NEM | NEM Customer | Average Weekday | 17159.002 | 0.25
| 2022 | August | NEM | NEM Customer | Monthly System Peak Day | 17159.002 | 0.25
| 2022 | August | NEM | Non-NEM Customer | Average Weekday | 60567.9961 | 0.25
| 2022 | August | NEM | Non-NEM Customer | Monthly System Peak Day | 60567.9961 | 0.25
| 2022 | August | Sublap | SCEC | Average Weekday | 31418.2207 | 0.25
| 2022 | August | Sublap | SCEC | Monthly System Peak Day | 31418.2207 | 0.25
| 2022 | August | Sublap | SCEN | Average Weekday | 7858.0796 | 0.25
| 2022 | August | Sublap | SCEN | Monthly System Peak Day | 7858.0796 | 0.25
| 2022 | August | Sublap | SCEW | Average Weekday | 34982.2422 | 0.25
| 2022 | August | Sublap | SCEW | Monthly System Peak Day | 34982.2422 | 0.25
| 2022 | August | Sublap | SCHD | Average Weekday | 2016.2179 | 0.25
| 2022 | August | Sublap | SCHD | Monthly System Peak Day | 2016.2179 | 0.25
| 2022 | August | Sublap | SCLD | Average Weekday | 73.6303 | 0.25
| 2022 | August | Sublap | SCLD | Monthly System Peak Day | 73.6303 | 0.25
| 2022 | August | Sublap | SCNW | Average Weekday | 1378.6105 | 0.25
| 2022 | August | Sublap | SCNW | Monthly System Peak Day | 1378.6105 | 0.25
| 2022 | August | Tariff | Dynamic | Average Weekday | 21539.2207 | 0.25
| 2022 | August | Tariff | Dynamic | Monthly System Peak Day | 21539.2207 | 0.25
| 2022 | August | Tariff | Flat | Average Weekday | 56187.7773 | 0.25
| 2022 | August | Tariff | Flat | Monthly System Peak Day | 56187.7773 | 0.25
| 2022 | August | Zone | Remainder of System | Average Weekday | 33332.6094 | 0.25
| 2022 | August | Zone | Remainder of System | Monthly System Peak Day | 33332.6094 | 0.25
| 2022 | August | Zone | South Orange County | Average Weekday | 16239.4053 | 0.25
| 2022 | August | Zone | South Orange County | Monthly System Peak Day | 16239.4053 | 0.25
| 2022 | August | Zone | South of Lugo | Average Weekday | 28154.9863 | 0.25
| 2022 | August | Zone | South of Lugo | Monthly System Peak Day | 28154.9863 | 0.25
| 2022 | December | All | All Customers | Average Weekday | 82489.6641 | 0.25
| 2022 | December | All | All Customers | Monthly System Peak Day | 82489.6641 | 0.25
| 2022 | December | LCA | Big Creek/Ventura | Average Weekday | 9805.9873 | 0.25
| 2022 | December | LCA | Big Creek/Ventura | Monthly System Peak Day | 9805.9873 | 0.25
| 2022 | December | LCA | LA Basin | Average Weekday | 70465.7734 | 0.25
| 2022 | December | LCA | LA Basin | Monthly System Peak Day | 70465.7734 | 0.25
| 2022 | December | LCA | Outside | Average Weekday | 2217.9021 | 0.25
| 2022 | December | LCA | Outside | Monthly System Peak Day | 2217.9021 | 0.25
| 2022 | December | Low Income | CARE | Average Weekday | 11912.4951 | 0.25
| 2022 | December | Low Income | CARE | Monthly System Peak Day | 11912.4951 | 0.25
| 2022 | December | Low Income | Non-CARE | Average Weekday | 70577.1719 | 0.25
| 2022 | December | Low Income | Non-CARE | Monthly System Peak Day | 70577.1719 | 0.25
| 2022 | December | NEM | NEM Customer | Average Weekday | 18210.4062 | 0.25
| 2022 | December | NEM | NEM Customer | Monthly System Peak Day | 18210.4062 | 0.25
| 2022 | December | NEM | Non-NEM Customer | Average Weekday | 64279.2578 | 0.25
| 2022 | December | NEM | Non-NEM Customer | Monthly System Peak Day | 64279.2578 | 0.25
| 2022 | December | Sublap | SCEC | Average Weekday | 33343.3516 | 0.25
| 2022 | December | Sublap | SCEC | Monthly System Peak Day | 33343.3516 | 0.25
| 2022 | December | Sublap | SCEN | Average Weekday | 8339.5781 | 0.25
| 2022 | December | Sublap | SCEN | Monthly System Peak Day | 8339.5781 | 0.25
| 2022 | December | Sublap | SCEW | Average Weekday | 37125.7539 | 0.25
| 2022 | December | Sublap | SCEW | Monthly System Peak Day | 37125.7539 | 0.25
| 2022 | December | Sublap | SCHD | Average Weekday | 2139.7603 | 0.25
| 2022 | December | Sublap | SCHD | Monthly System Peak Day | 2139.7603 | 0.25
| 2022 | December | Sublap | SCLD | Average Weekday | 78.142 | 0.25
| 2022 | December | Sublap | SCLD | Monthly System Peak Day | 78.142 | 0.25
| 2022 | December | Sublap | SCNW | Average Weekday | 1463.0839 | 0.25
| 2022 | December | Sublap | SCNW | Monthly System Peak Day | 1463.0839 | 0.25
| 2022 | December | Tariff | Dynamic | Average Weekday | 22859.0215 | 0.25
| 2022 | December | Tariff | Dynamic | Monthly System Peak Day | 22859.0215 | 0.25
| 2022 | December | Tariff | Flat | Average Weekday | 59630.6406 | 0.25
| 2022 | December | Tariff | Flat | Monthly System Peak Day | 59630.6406 | 0.25
| 2022 | December | Zone | Remainder of System | Average Weekday | 35375.043 | 0.25
| 2022 | December | Zone | Remainder of System | Monthly System Peak Day | 35375.043 | 0.25
| 2022 | December | Zone | South Orange County | Average Weekday | 17234.4629 | 0.25
| 2022 | December | Zone | South Orange County | Monthly System Peak Day | 17234.4629 | 0.25
| 2022 | December | Zone | South of Lugo | Average Weekday | 29880.1641 | 0.25
| 2022 | December | Zone | South of Lugo | Monthly System Peak Day | 29880.1641 | 0.25
| 2022 | February | All | All Customers | Average Weekday | 68612.5 | 0.25
| 2022 | February | All | All Customers | Monthly System Peak Day | 68612.5 | 0.25
| 2022 | February | LCA | Big Creek/Ventura | Average Weekday | 8156.3345 | 0.25
| 2022 | February | LCA | Big Creek/Ventura | Monthly System Peak Day | 8156.3345 | 0.25
| 2022 | February | LCA | LA Basin | Average Weekday | 58611.3789 | 0.25
| 2022 | February | LCA | LA Basin | Monthly System Peak Day | 58611.3789 | 0.25
| 2022 | February | LCA | Outside | Average Weekday | 1844.7863 | 0.25
| 2022 | February | LCA | Outside | Monthly System Peak Day | 1844.7863 | 0.25
| 2022 | February | Low Income | CARE | Average Weekday | 9908.4658 | 0.25
| 2022 | February | Low Income | CARE | Monthly System Peak Day | 9908.4658 | 0.25
| 2022 | February | Low Income | Non-CARE | Average Weekday | 58704.0312 | 0.25
| 2022 | February | Low Income | Non-CARE | Monthly System Peak Day | 58704.0312 | 0.25
| 2022 | February | NEM | NEM Customer | Average Weekday | 15146.8857 | 0.25
| 2022 | February | NEM | NEM Customer | Monthly System Peak Day | 15146.8857 | 0.25
| 2022 | February | NEM | Non-NEM Customer | Average Weekday | 53465.6133 | 0.25
| 2022 | February | NEM | Non-NEM Customer | Monthly System Peak Day | 53465.6133 | 0.25
| 2022 | February | Sublap | SCEC | Average Weekday | 27734.0273 | 0.25
| 2022 | February | Sublap | SCEC | Monthly System Peak Day | 27734.0273 | 0.25
| 2022 | February | Sublap | SCEN | Average Weekday | 6936.6177 | 0.25
| 2022 | February | Sublap | SCEN | Monthly System Peak Day | 6936.6177 | 0.25
| 2022 | February | Sublap | SCEW | Average Weekday | 30880.1191 | 0.25
| 2022 | February | Sublap | SCEW | Monthly System Peak Day | 30880.1191 | 0.25
| 2022 | February | Sublap | SCHD | Average Weekday | 1779.7902 | 0.25
| 2022 | February | Sublap | SCHD | Monthly System Peak Day | 1779.7902 | 0.25
| 2022 | February | Sublap | SCLD | Average Weekday | 64.9962 | 0.25
| 2022 | February | Sublap | SCLD | Monthly System Peak Day | 64.9962 | 0.25
| 2022 | February | Sublap | SCNW | Average Weekday | 1216.9504 | 0.25
| 2022 | February | Sublap | SCNW | Monthly System Peak Day | 1216.9504 | 0.25
| 2022 | February | Tariff | Dynamic | Average Weekday | 19013.4688 | 0.25
| 2022 | February | Tariff | Dynamic | Monthly System Peak Day | 19013.4688 | 0.25
| 2022 | February | Tariff | Flat | Average Weekday | 49599.0312 | 0.25
| 2022 | February | Tariff | Flat | Monthly System Peak Day | 49599.0312 | 0.25
| 2022 | February | Zone | Remainder of System | Average Weekday | 29423.9277 | 0.25
| 2022 | February | Zone | Remainder of System | Monthly System Peak Day | 29423.9277 | 0.25
| 2022 | February | Zone | South Orange County | Average Weekday | 14335.124 | 0.25
| 2022 | February | Zone | South Orange County | Monthly System Peak Day | 14335.124 | 0.25
| 2022 | February | Zone | South of Lugo | Average Weekday | 24853.4492 | 0.25
| 2022 | February | Zone | South of Lugo | Monthly System Peak Day | 24853.4492 | 0.25
| 2022 | January | All | All Customers | Average Weekday | 67093.4141 | 0.25
| 2022 | January | All | All Customers | Monthly System Peak Day | 67093.4141 | 0.25
| 2022 | January | LCA | Big Creek/Ventura | Average Weekday | 7975.7529 | 0.25
| 2022 | January | LCA | Big Creek/Ventura | Monthly System Peak Day | 7975.7529 | 0.25
| 2022 | January | LCA | LA Basin | Average Weekday | 57313.7188 | 0.25
| 2022 | January | LCA | LA Basin | Monthly System Peak Day | 57313.7188 | 0.25
| 2022 | January | LCA | Outside | Average Weekday | 1803.9426 | 0.25
| 2022 | January | LCA | Outside | Monthly System Peak Day | 1803.9426 | 0.25
| 2022 | January | Low Income | CARE | Average Weekday | 9689.0918 | 0.25
| 2022 | January | Low Income | CARE | Monthly System Peak Day | 9689.0918 | 0.25
| 2022 | January | Low Income | Non-CARE | Average Weekday | 57404.3242 | 0.25
| 2022 | January | Low Income | Non-CARE | Monthly System Peak Day | 57404.3242 | 0.25
| 2022 | January | NEM | NEM Customer | Average Weekday | 14811.5332 | 0.25
| 2022 | January | NEM | NEM Customer | Monthly System Peak Day | 14811.5332 | 0.25
| 2022 | January | NEM | Non-NEM Customer | Average Weekday | 52281.8828 | 0.25
| 2022 | January | NEM | Non-NEM Customer | Monthly System Peak Day | 52281.8828 | 0.25
| 2022 | January | Sublap | SCEC | Average Weekday | 27119.9941 | 0.25
| 2022 | January | Sublap | SCEC | Monthly System Peak Day | 27119.9941 | 0.25
| 2022 | January | Sublap | SCEN | Average Weekday | 6783.041 | 0.25
| 2022 | January | Sublap | SCEN | Monthly System Peak Day | 6783.041 | 0.25
| 2022 | January | Sublap | SCEW | Average Weekday | 30196.4316 | 0.25
| 2022 | January | Sublap | SCEW | Monthly System Peak Day | 30196.4316 | 0.25
| 2022 | January | Sublap | SCHD | Average Weekday | 1740.3855 | 0.25
| 2022 | January | Sublap | SCHD | Monthly System Peak Day | 1740.3855 | 0.25
| 2022 | January | Sublap | SCLD | Average Weekday | 63.5572 | 0.25
| 2022 | January | Sublap | SCLD | Monthly System Peak Day | 63.5572 | 0.25
| 2022 | January | Sublap | SCNW | Average Weekday | 1190.0072 | 0.25
| 2022 | January | Sublap | SCNW | Monthly System Peak Day | 1190.0072 | 0.25
| 2022 | January | Tariff | Dynamic | Average Weekday | 18592.5098 | 0.25
| 2022 | January | Tariff | Dynamic | Monthly System Peak Day | 18592.5098 | 0.25
| 2022 | January | Tariff | Flat | Average Weekday | 48500.9062 | 0.25
| 2022 | January | Tariff | Flat | Monthly System Peak Day | 48500.9062 | 0.25
| 2022 | January | Zone | Remainder of System | Average Weekday | 28772.4824 | 0.25
| 2022 | January | Zone | Remainder of System | Monthly System Peak Day | 28772.4824 | 0.25
| 2022 | January | Zone | South Orange County | Average Weekday | 14017.7432 | 0.25
| 2022 | January | Zone | South Orange County | Monthly System Peak Day | 14017.7432 | 0.25
| 2022 | January | Zone | South of Lugo | Average Weekday | 24303.1934 | 0.25
| 2022 | January | Zone | South of Lugo | Monthly System Peak Day | 24303.1934 | 0.25
| 2022 | July | All | All Customers | Average Weekday | 76207.9141 | 0.25
| 2022 | July | All | All Customers | Monthly System Peak Day | 76207.9141 | 0.25
| 2022 | July | LCA | Big Creek/Ventura | Average Weekday | 9059.2422 | 0.25
| 2022 | July | LCA | Big Creek/Ventura | Monthly System Peak Day | 9059.2422 | 0.25
| 2022 | July | LCA | LA Basin | Average Weekday | 65099.668 | 0.25
| 2022 | July | LCA | LA Basin | Monthly System Peak Day | 65099.668 | 0.25
| 2022 | July | LCA | Outside | Average Weekday | 2049.0044 | 0.25
| 2022 | July | LCA | Outside | Monthly System Peak Day | 2049.0044 | 0.25
| 2022 | July | Low Income | CARE | Average Weekday | 11005.335 | 0.25
| 2022 | July | Low Income | CARE | Monthly System Peak Day | 11005.335 | 0.25
| 2022 | July | Low Income | Non-CARE | Average Weekday | 65202.582 | 0.25
| 2022 | July | Low Income | Non-CARE | Monthly System Peak Day | 65202.582 | 0.25
| 2022 | July | NEM | NEM Customer | Average Weekday | 16823.6484 | 0.25
| 2022 | July | NEM | NEM Customer | Monthly System Peak Day | 16823.6484 | 0.25
| 2022 | July | NEM | Non-NEM Customer | Average Weekday | 59384.2656 | 0.25
| 2022 | July | NEM | Non-NEM Customer | Monthly System Peak Day | 59384.2656 | 0.25
| 2022 | July | Sublap | SCEC | Average Weekday | 30804.1875 | 0.25
| 2022 | July | Sublap | SCEC | Monthly System Peak Day | 30804.1875 | 0.25
| 2022 | July | Sublap | SCEN | Average Weekday | 7704.5024 | 0.25
| 2022 | July | Sublap | SCEN | Monthly System Peak Day | 7704.5024 | 0.25
| 2022 | July | Sublap | SCEW | Average Weekday | 34298.5547 | 0.25
| 2022 | July | Sublap | SCEW | Monthly System Peak Day | 34298.5547 | 0.25
| 2022 | July | Sublap | SCHD | Average Weekday | 1976.8132 | 0.25
| 2022 | July | Sublap | SCHD | Monthly System Peak Day | 1976.8132 | 0.25
| 2022 | July | Sublap | SCLD | Average Weekday | 72.1913 | 0.25
| 2022 | July | Sublap | SCLD | Monthly System Peak Day | 72.1913 | 0.25
| 2022 | July | Sublap | SCNW | Average Weekday | 1351.6671 | 0.25
| 2022 | July | Sublap | SCNW | Monthly System Peak Day | 1351.6671 | 0.25
| 2022 | July | Tariff | Dynamic | Average Weekday | 21118.2637 | 0.25
| 2022 | July | Tariff | Dynamic | Monthly System Peak Day | 21118.2637 | 0.25
| 2022 | July | Tariff | Flat | Average Weekday | 55089.6523 | 0.25
| 2022 | July | Tariff | Flat | Monthly System Peak Day | 55089.6523 | 0.25
| 2022 | July | Zone | Remainder of System | Average Weekday | 32681.1621 | 0.25
| 2022 | July | Zone | Remainder of System | Monthly System Peak Day | 32681.1621 | 0.25
| 2022 | July | Zone | South Orange County | Average Weekday | 15922.0244 | 0.25
| 2022 | July | Zone | South Orange County | Monthly System Peak Day | 15922.0244 | 0.25
| 2022 | July | Zone | South of Lugo | Average Weekday | 27604.7305 | 0.25
| 2022 | July | Zone | South of Lugo | Monthly System Peak Day | 27604.7305 | 0.25
| 2022 | June | All | All Customers | Average Weekday | 74688.8359 | 0.25
| 2022 | June | All | All Customers | Monthly System Peak Day | 74688.8359 | 0.25
| 2022 | June | LCA | Big Creek/Ventura | Average Weekday | 8878.6602 | 0.25
| 2022 | June | LCA | Big Creek/Ventura | Monthly System Peak Day | 8878.6602 | 0.25
| 2022 | June | LCA | LA Basin | Average Weekday | 63802.0117 | 0.25
| 2022 | June | LCA | LA Basin | Monthly System Peak Day | 63802.0117 | 0.25
| 2022 | June | LCA | Outside | Average Weekday | 2008.1609 | 0.25
| 2022 | June | LCA | Outside | Monthly System Peak Day | 2008.1609 | 0.25
| 2022 | June | Low Income | CARE | Average Weekday | 10785.9609 | 0.25
| 2022 | June | Low Income | CARE | Monthly System Peak Day | 10785.9609 | 0.25
| 2022 | June | Low Income | Non-CARE | Average Weekday | 63902.8711 | 0.25
| 2022 | June | Low Income | Non-CARE | Monthly System Peak Day | 63902.8711 | 0.25
| 2022 | June | NEM | NEM Customer | Average Weekday | 16488.2969 | 0.25
| 2022 | June | NEM | NEM Customer | Monthly System Peak Day | 16488.2969 | 0.25
| 2022 | June | NEM | Non-NEM Customer | Average Weekday | 58200.5352 | 0.25
| 2022 | June | NEM | Non-NEM Customer | Monthly System Peak Day | 58200.5352 | 0.25
| 2022 | June | Sublap | SCEC | Average Weekday | 30190.1562 | 0.25
| 2022 | June | Sublap | SCEC | Monthly System Peak Day | 30190.1562 | 0.25
| 2022 | June | Sublap | SCEN | Average Weekday | 7550.9258 | 0.25
| 2022 | June | Sublap | SCEN | Monthly System Peak Day | 7550.9258 | 0.25
| 2022 | June | Sublap | SCEW | Average Weekday | 33614.8672 | 0.25
| 2022 | June | Sublap | SCEW | Monthly System Peak Day | 33614.8672 | 0.25
| 2022 | June | Sublap | SCHD | Average Weekday | 1937.4087 | 0.25
| 2022 | June | Sublap | SCHD | Monthly System Peak Day | 1937.4087 | 0.25
| 2022 | June | Sublap | SCLD | Average Weekday | 70.7523 | 0.25
| 2022 | June | Sublap | SCLD | Monthly System Peak Day | 70.7523 | 0.25
| 2022 | June | Sublap | SCNW | Average Weekday | 1324.7238 | 0.25
| 2022 | June | Sublap | SCNW | Monthly System Peak Day | 1324.7238 | 0.25
| 2022 | June | Tariff | Dynamic | Average Weekday | 20697.3047 | 0.25
| 2022 | June | Tariff | Dynamic | Monthly System Peak Day | 20697.3047 | 0.25
| 2022 | June | Tariff | Flat | Average Weekday | 53991.5273 | 0.25
| 2022 | June | Tariff | Flat | Monthly System Peak Day | 53991.5273 | 0.25
| 2022 | June | Zone | Remainder of System | Average Weekday | 32029.7168 | 0.25
| 2022 | June | Zone | Remainder of System | Monthly System Peak Day | 32029.7168 | 0.25
| 2022 | June | Zone | South Orange County | Average Weekday | 15604.6445 | 0.25
| 2022 | June | Zone | South Orange County | Monthly System Peak Day | 15604.6445 | 0.25
| 2022 | June | Zone | South of Lugo | Average Weekday | 27054.4746 | 0.25
| 2022 | June | Zone | South of Lugo | Monthly System Peak Day | 27054.4746 | 0.25
| 2022 | March | All | All Customers | Average Weekday | 70131.5859 | 0.25
| 2022 | March | All | All Customers | Monthly System Peak Day | 70131.5859 | 0.25
| 2022 | March | LCA | Big Creek/Ventura | Average Weekday | 8336.916 | 0.25
| 2022 | March | LCA | Big Creek/Ventura | Monthly System Peak Day | 8336.916 | 0.25
| 2022 | March | LCA | LA Basin | Average Weekday | 59909.0352 | 0.25
| 2022 | March | LCA | LA Basin | Monthly System Peak Day | 59909.0352 | 0.25
| 2022 | March | LCA | Outside | Average Weekday | 1885.6299 | 0.25
| 2022 | March | LCA | Outside | Monthly System Peak Day | 1885.6299 | 0.25
| 2022 | March | Low Income | CARE | Average Weekday | 10127.8398 | 0.25
| 2022 | March | Low Income | CARE | Monthly System Peak Day | 10127.8398 | 0.25
| 2022 | March | Low Income | Non-CARE | Average Weekday | 60003.7422 | 0.25
| 2022 | March | Low Income | Non-CARE | Monthly System Peak Day | 60003.7422 | 0.25
| 2022 | March | NEM | NEM Customer | Average Weekday | 15482.2383 | 0.25
| 2022 | March | NEM | NEM Customer | Monthly System Peak Day | 15482.2383 | 0.25
| 2022 | March | NEM | Non-NEM Customer | Average Weekday | 54649.3438 | 0.25
| 2022 | March | NEM | Non-NEM Customer | Monthly System Peak Day | 54649.3438 | 0.25
| 2022 | March | Sublap | SCEC | Average Weekday | 28348.0586 | 0.25
| 2022 | March | Sublap | SCEC | Monthly System Peak Day | 28348.0586 | 0.25
| 2022 | March | Sublap | SCEN | Average Weekday | 7090.1948 | 0.25
| 2022 | March | Sublap | SCEN | Monthly System Peak Day | 7090.1948 | 0.25
| 2022 | March | Sublap | SCEW | Average Weekday | 31563.8066 | 0.25
| 2022 | March | Sublap | SCEW | Monthly System Peak Day | 31563.8066 | 0.25
| 2022 | March | Sublap | SCHD | Average Weekday | 1819.1948 | 0.25
| 2022 | March | Sublap | SCHD | Monthly System Peak Day | 1819.1948 | 0.25
| 2022 | March | Sublap | SCLD | Average Weekday | 66.4352 | 0.25
| 2022 | March | Sublap | SCLD | Monthly System Peak Day | 66.4352 | 0.25
| 2022 | March | Sublap | SCNW | Average Weekday | 1243.8938 | 0.25
| 2022 | March | Sublap | SCNW | Monthly System Peak Day | 1243.8938 | 0.25
| 2022 | March | Tariff | Dynamic | Average Weekday | 19434.4277 | 0.25
| 2022 | March | Tariff | Dynamic | Monthly System Peak Day | 19434.4277 | 0.25
| 2022 | March | Tariff | Flat | Average Weekday | 50697.1523 | 0.25
| 2022 | March | Tariff | Flat | Monthly System Peak Day | 50697.1523 | 0.25
| 2022 | March | Zone | Remainder of System | Average Weekday | 30075.375 | 0.25
| 2022 | March | Zone | Remainder of System | Monthly System Peak Day | 30075.375 | 0.25
| 2022 | March | Zone | South Orange County | Average Weekday | 14652.5039 | 0.25
| 2022 | March | Zone | South Orange County | Monthly System Peak Day | 14652.5039 | 0.25
| 2022 | March | Zone | South of Lugo | Average Weekday | 25403.7051 | 0.25
| 2022 | March | Zone | South of Lugo | Monthly System Peak Day | 25403.7051 | 0.25
| 2022 | May | All | All Customers | Average Weekday | 73169.75 | 0.25
| 2022 | May | All | All Customers | Monthly System Peak Day | 73169.75 | 0.25
| 2022 | May | LCA | Big Creek/Ventura | Average Weekday | 8698.0791 | 0.25
| 2022 | May | LCA | Big Creek/Ventura | Monthly System Peak Day | 8698.0791 | 0.25
| 2022 | May | LCA | LA Basin | Average Weekday | 62504.3516 | 0.25
| 2022 | May | LCA | LA Basin | Monthly System Peak Day | 62504.3516 | 0.25
| 2022 | May | LCA | Outside | Average Weekday | 1967.3173 | 0.25
| 2022 | May | LCA | Outside | Monthly System Peak Day | 1967.3173 | 0.25
| 2022 | May | Low Income | CARE | Average Weekday | 10566.5879 | 0.25
| 2022 | May | Low Income | CARE | Monthly System Peak Day | 10566.5879 | 0.25
| 2022 | May | Low Income | Non-CARE | Average Weekday | 62603.1602 | 0.25
| 2022 | May | Low Income | Non-CARE | Monthly System Peak Day | 62603.1602 | 0.25
| 2022 | May | NEM | NEM Customer | Average Weekday | 16152.9434 | 0.25
| 2022 | May | NEM | NEM Customer | Monthly System Peak Day | 16152.9434 | 0.25
| 2022 | May | NEM | Non-NEM Customer | Average Weekday | 57016.8047 | 0.25
| 2022 | May | NEM | Non-NEM Customer | Monthly System Peak Day | 57016.8047 | 0.25
| 2022 | May | Sublap | SCEC | Average Weekday | 29576.123 | 0.25
| 2022 | May | Sublap | SCEC | Monthly System Peak Day | 29576.123 | 0.25
| 2022 | May | Sublap | SCEN | Average Weekday | 7397.3486 | 0.25
| 2022 | May | Sublap | SCEN | Monthly System Peak Day | 7397.3486 | 0.25
| 2022 | May | Sublap | SCEW | Average Weekday | 32931.1797 | 0.25
| 2022 | May | Sublap | SCEW | Monthly System Peak Day | 32931.1797 | 0.25
| 2022 | May | Sublap | SCHD | Average Weekday | 1898.004 | 0.25
| 2022 | May | Sublap | SCHD | Monthly System Peak Day | 1898.004 | 0.25
| 2022 | May | Sublap | SCLD | Average Weekday | 69.3133 | 0.25
| 2022 | May | Sublap | SCLD | Monthly System Peak Day | 69.3133 | 0.25
| 2022 | May | Sublap | SCNW | Average Weekday | 1297.7805 | 0.25
| 2022 | May | Sublap | SCNW | Monthly System Peak Day | 1297.7805 | 0.25
| 2022 | May | Tariff | Dynamic | Average Weekday | 20276.3457 | 0.25
| 2022 | May | Tariff | Dynamic | Monthly System Peak Day | 20276.3457 | 0.25
| 2022 | May | Tariff | Flat | Average Weekday | 52893.4023 | 0.25
| 2022 | May | Tariff | Flat | Monthly System Peak Day | 52893.4023 | 0.25
| 2022 | May | Zone | Remainder of System | Average Weekday | 31378.2695 | 0.25
| 2022 | May | Zone | Remainder of System | Monthly System Peak Day | 31378.2695 | 0.25
| 2022 | May | Zone | South Orange County | Average Weekday | 15287.2646 | 0.25
| 2022 | May | Zone | South Orange County | Monthly System Peak Day | 15287.2646 | 0.25
| 2022 | May | Zone | South of Lugo | Average Weekday | 26504.2168 | 0.25
| 2022 | May | Zone | South of Lugo | Monthly System Peak Day | 26504.2168 | 0.25
| 2022 | November | All | All Customers | Average Weekday | 81299 | 0.25
| 2022 | November | All | All Customers | Monthly System Peak Day | 81299 | 0.25
| 2022 | November | LCA | Big Creek/Ventura | Average Weekday | 9664.4463 | 0.25
| 2022 | November | LCA | Big Creek/Ventura | Monthly System Peak Day | 9664.4463 | 0.25
| 2022 | November | LCA | LA Basin | Average Weekday | 69448.6641 | 0.25
| 2022 | November | LCA | LA Basin | Monthly System Peak Day | 69448.6641 | 0.25
| 2022 | November | LCA | Outside | Average Weekday | 2185.8887 | 0.25
| 2022 | November | LCA | Outside | Monthly System Peak Day | 2185.8887 | 0.25
| 2022 | November | Low Income | CARE | Average Weekday | 11740.5488 | 0.25
| 2022 | November | Low Income | CARE | Monthly System Peak Day | 11740.5488 | 0.25
| 2022 | November | Low Income | Non-CARE | Average Weekday | 69558.4531 | 0.25
| 2022 | November | Low Income | Non-CARE | Monthly System Peak Day | 69558.4531 | 0.25
| 2022 | November | NEM | NEM Customer | Average Weekday | 17947.5547 | 0.25
| 2022 | November | NEM | NEM Customer | Monthly System Peak Day | 17947.5547 | 0.25
| 2022 | November | NEM | Non-NEM Customer | Average Weekday | 63351.4453 | 0.25
| 2022 | November | NEM | Non-NEM Customer | Monthly System Peak Day | 63351.4453 | 0.25
| 2022 | November | Sublap | SCEC | Average Weekday | 32862.0664 | 0.25
| 2022 | November | Sublap | SCEC | Monthly System Peak Day | 32862.0664 | 0.25
| 2022 | November | Sublap | SCEN | Average Weekday | 8219.2031 | 0.25
| 2022 | November | Sublap | SCEN | Monthly System Peak Day | 8219.2031 | 0.25
| 2022 | November | Sublap | SCEW | Average Weekday | 36589.875 | 0.25
| 2022 | November | Sublap | SCEW | Monthly System Peak Day | 36589.875 | 0.25
| 2022 | November | Sublap | SCHD | Average Weekday | 2108.8748 | 0.25
| 2022 | November | Sublap | SCHD | Monthly System Peak Day | 2108.8748 | 0.25
| 2022 | November | Sublap | SCLD | Average Weekday | 77.0141 | 0.25
| 2022 | November | Sublap | SCLD | Monthly System Peak Day | 77.0141 | 0.25
| 2022 | November | Sublap | SCNW | Average Weekday | 1441.9655 | 0.25
| 2022 | November | Sublap | SCNW | Monthly System Peak Day | 1441.9655 | 0.25
| 2022 | November | Tariff | Dynamic | Average Weekday | 22529.0723 | 0.25
| 2022 | November | Tariff | Dynamic | Monthly System Peak Day | 22529.0723 | 0.25
| 2022 | November | Tariff | Flat | Average Weekday | 58769.9258 | 0.25
| 2022 | November | Tariff | Flat | Monthly System Peak Day | 58769.9258 | 0.25
| 2022 | November | Zone | Remainder of System | Average Weekday | 34864.4336 | 0.25
| 2022 | November | Zone | Remainder of System | Monthly System Peak Day | 34864.4336 | 0.25
| 2022 | November | Zone | South Orange County | Average Weekday | 16985.6992 | 0.25
| 2022 | November | Zone | South Orange County | Monthly System Peak Day | 16985.6992 | 0.25
| 2022 | November | Zone | South of Lugo | Average Weekday | 29448.8691 | 0.25
| 2022 | November | Zone | South of Lugo | Monthly System Peak Day | 29448.8691 | 0.25
| 2022 | October | All | All Customers | Average Weekday | 80108.3359 | 0.25
| 2022 | October | All | All Customers | Monthly System Peak Day | 80108.3359 | 0.25
| 2022 | October | LCA | Big Creek/Ventura | Average Weekday | 9522.9053 | 0.25
| 2022 | October | LCA | Big Creek/Ventura | Monthly System Peak Day | 9522.9053 | 0.25
| 2022 | October | LCA | LA Basin | Average Weekday | 68431.5547 | 0.25
| 2022 | October | LCA | LA Basin | Monthly System Peak Day | 68431.5547 | 0.25
| 2022 | October | LCA | Outside | Average Weekday | 2153.875 | 0.25
| 2022 | October | LCA | Outside | Monthly System Peak Day | 2153.875 | 0.25
| 2022 | October | Low Income | CARE | Average Weekday | 11568.6016 | 0.25
| 2022 | October | Low Income | CARE | Monthly System Peak Day | 11568.6016 | 0.25
| 2022 | October | Low Income | Non-CARE | Average Weekday | 68539.7266 | 0.25
| 2022 | October | Low Income | Non-CARE | Monthly System Peak Day | 68539.7266 | 0.25
| 2022 | October | NEM | NEM Customer | Average Weekday | 17684.7031 | 0.25
| 2022 | October | NEM | NEM Customer | Monthly System Peak Day | 17684.7031 | 0.25
| 2022 | October | NEM | Non-NEM Customer | Average Weekday | 62423.6289 | 0.25
| 2022 | October | NEM | Non-NEM Customer | Monthly System Peak Day | 62423.6289 | 0.25
| 2022 | October | Sublap | SCEC | Average Weekday | 32380.7852 | 0.25
| 2022 | October | Sublap | SCEC | Monthly System Peak Day | 32380.7852 | 0.25
| 2022 | October | Sublap | SCEN | Average Weekday | 8098.8286 | 0.25
| 2022 | October | Sublap | SCEN | Monthly System Peak Day | 8098.8286 | 0.25
| 2022 | October | Sublap | SCEW | Average Weekday | 36053.9961 | 0.25
| 2022 | October | Sublap | SCEW | Monthly System Peak Day | 36053.9961 | 0.25
| 2022 | October | Sublap | SCHD | Average Weekday | 2077.989 | 0.25
| 2022 | October | Sublap | SCHD | Monthly System Peak Day | 2077.989 | 0.25
| 2022 | October | Sublap | SCLD | Average Weekday | 75.8862 | 0.25
| 2022 | October | Sublap | SCLD | Monthly System Peak Day | 75.8862 | 0.25
| 2022 | October | Sublap | SCNW | Average Weekday | 1420.8472 | 0.25
| 2022 | October | Sublap | SCNW | Monthly System Peak Day | 1420.8472 | 0.25
| 2022 | October | Tariff | Dynamic | Average Weekday | 22199.1211 | 0.25
| 2022 | October | Tariff | Dynamic | Monthly System Peak Day | 22199.1211 | 0.25
| 2022 | October | Tariff | Flat | Average Weekday | 57909.2109 | 0.25
| 2022 | October | Tariff | Flat | Monthly System Peak Day | 57909.2109 | 0.25
| 2022 | October | Zone | Remainder of System | Average Weekday | 34353.8242 | 0.25
| 2022 | October | Zone | Remainder of System | Monthly System Peak Day | 34353.8242 | 0.25
| 2022 | October | Zone | South Orange County | Average Weekday | 16736.9336 | 0.25
| 2022 | October | Zone | South Orange County | Monthly System Peak Day | 16736.9336 | 0.25
| 2022 | October | Zone | South of Lugo | Average Weekday | 29017.5742 | 0.25
| 2022 | October | Zone | South of Lugo | Monthly System Peak Day | 29017.5742 | 0.25
| 2022 | September | All | All Customers | Average Weekday | 78917.6641 | 0.25
| 2022 | September | All | All Customers | Monthly System Peak Day | 78917.6641 | 0.25
| 2022 | September | LCA | Big Creek/Ventura | Average Weekday | 9381.3643 | 0.25
| 2022 | September | LCA | Big Creek/Ventura | Monthly System Peak Day | 9381.3643 | 0.25
| 2022 | September | LCA | LA Basin | Average Weekday | 67414.4375 | 0.25
| 2022 | September | LCA | LA Basin | Monthly System Peak Day | 67414.4375 | 0.25
| 2022 | September | LCA | Outside | Average Weekday | 2121.8616 | 0.25
| 2022 | September | LCA | Outside | Monthly System Peak Day | 2121.8616 | 0.25
| 2022 | September | Low Income | CARE | Average Weekday | 11396.6553 | 0.25
| 2022 | September | Low Income | CARE | Monthly System Peak Day | 11396.6553 | 0.25
| 2022 | September | Low Income | Non-CARE | Average Weekday | 67521.0078 | 0.25
| 2022 | September | Low Income | Non-CARE | Monthly System Peak Day | 67521.0078 | 0.25
| 2022 | September | NEM | NEM Customer | Average Weekday | 17421.8535 | 0.25
| 2022 | September | NEM | NEM Customer | Monthly System Peak Day | 17421.8535 | 0.25
| 2022 | September | NEM | Non-NEM Customer | Average Weekday | 61495.8125 | 0.25
| 2022 | September | NEM | Non-NEM Customer | Monthly System Peak Day | 61495.8125 | 0.25
| 2022 | September | Sublap | SCEC | Average Weekday | 31899.5039 | 0.25
| 2022 | September | Sublap | SCEC | Monthly System Peak Day | 31899.5039 | 0.25
| 2022 | September | Sublap | SCEN | Average Weekday | 7978.4541 | 0.25
| 2022 | September | Sublap | SCEN | Monthly System Peak Day | 7978.4541 | 0.25
| 2022 | September | Sublap | SCEW | Average Weekday | 35518.1172 | 0.25
| 2022 | September | Sublap | SCEW | Monthly System Peak Day | 35518.1172 | 0.25
| 2022 | September | Sublap | SCHD | Average Weekday | 2047.1035 | 0.25
| 2022 | September | Sublap | SCHD | Monthly System Peak Day | 2047.1035 | 0.25
| 2022 | September | Sublap | SCLD | Average Weekday | 74.7582 | 0.25
| 2022 | September | Sublap | SCLD | Monthly System Peak Day | 74.7582 | 0.25
| 2022 | September | Sublap | SCNW | Average Weekday | 1399.7288 | 0.25
| 2022 | September | Sublap | SCNW | Monthly System Peak Day | 1399.7288 | 0.25
| 2022 | September | Tariff | Dynamic | Average Weekday | 21869.1719 | 0.25
| 2022 | September | Tariff | Dynamic | Monthly System Peak Day | 21869.1719 | 0.25
| 2022 | September | Tariff | Flat | Average Weekday | 57048.4922 | 0.25
| 2022 | September | Tariff | Flat | Monthly System Peak Day | 57048.4922 | 0.25
| 2022 | September | Zone | Remainder of System | Average Weekday | 33843.2188 | 0.25
| 2022 | September | Zone | Remainder of System | Monthly System Peak Day | 33843.2188 | 0.25
| 2022 | September | Zone | South Orange County | Average Weekday | 16488.1699 | 0.25
| 2022 | September | Zone | South Orange County | Monthly System Peak Day | 16488.1699 | 0.25
| 2022 | September | Zone | South of Lugo | Average Weekday | 28586.2812 | 0.25
| 2022 | September | Zone | South of Lugo | Monthly System Peak Day | 28586.2812 | 0.25
| 2022 | Typical Event | All | All Customers | Typical Event Day | 77727 | 0.25
| 2022 | Typical Event | LCA | Big Creek/Ventura | Typical Event Day | 9239.8232 | 0.25
| 2022 | Typical Event | LCA | LA Basin | Typical Event Day | 66397.3281 | 0.25
| 2022 | Typical Event | LCA | Outside | Typical Event Day | 2089.8481 | 0.25
| 2022 | Typical Event | Low Income | CARE | Typical Event Day | 11224.709 | 0.25
| 2022 | Typical Event | Low Income | Non-CARE | Typical Event Day | 66502.2891 | 0.25
| 2022 | Typical Event | NEM | NEM Customer | Typical Event Day | 17159.002 | 0.25
| 2022 | Typical Event | NEM | Non-NEM Customer | Typical Event Day | 60567.9961 | 0.25
| 2022 | Typical Event | Sublap | SCEC | Typical Event Day | 31418.2207 | 0.25
| 2022 | Typical Event | Sublap | SCEN | Typical Event Day | 7858.0796 | 0.25
| 2022 | Typical Event | Sublap | SCEW | Typical Event Day | 34982.2422 | 0.25
| 2022 | Typical Event | Sublap | SCHD | Typical Event Day | 2016.2179 | 0.25
| 2022 | Typical Event | Sublap | SCLD | Typical Event Day | 73.6303 | 0.25
| 2022 | Typical Event | Sublap | SCNW | Typical Event Day | 1378.6105 | 0.25
| 2022 | Typical Event | Tariff | Dynamic | Typical Event Day | 21539.2207 | 0.25
| 2022 | Typical Event | Tariff | Flat | Typical Event Day | 56187.7773 | 0.25
| 2022 | Typical Event | Zone | Remainder of System | Typical Event Day | 33332.6094 | 0.25
| 2022 | Typical Event | Zone | South Orange County | Typical Event Day | 16239.4053 | 0.25
| 2022 | Typical Event | Zone | South of Lugo | Typical Event Day | 28154.9863 | 0.25
| 2023 | April | All | All Customers | Average Weekday | 87252.3359 | 0.125
| 2023 | April | All | All Customers | Monthly System Peak Day | 87252.3359 | 0.125
| 2023 | April | LCA | Big Creek/Ventura | Average Weekday | 10372.1504 | 0.125
| 2023 | April | LCA | Big Creek/Ventura | Monthly System Peak Day | 10372.1504 | 0.125
| 2023 | April | LCA | LA Basin | Average Weekday | 74534.2266 | 0.125
| 2023 | April | LCA | LA Basin | Monthly System Peak Day | 74534.2266 | 0.125
| 2023 | April | LCA | Outside | Average Weekday | 2345.9561 | 0.125
| 2023 | April | LCA | Outside | Monthly System Peak Day | 2345.9561 | 0.125
| 2023 | April | Low Income | CARE | Average Weekday | 12600.2812 | 0.125
| 2023 | April | Low Income | CARE | Monthly System Peak Day | 12600.2812 | 0.125
| 2023 | April | Low Income | Non-CARE | Average Weekday | 74652.0547 | 0.125
| 2023 | April | Low Income | Non-CARE | Monthly System Peak Day | 74652.0547 | 0.125
| 2023 | April | NEM | NEM Customer | Average Weekday | 19261.8125 | 0.125
| 2023 | April | NEM | NEM Customer | Monthly System Peak Day | 19261.8125 | 0.125
| 2023 | April | NEM | Non-NEM Customer | Average Weekday | 67990.5234 | 0.125
| 2023 | April | NEM | Non-NEM Customer | Monthly System Peak Day | 67990.5234 | 0.125
| 2023 | April | Sublap | SCEC | Average Weekday | 35268.4805 | 0.125
| 2023 | April | Sublap | SCEC | Monthly System Peak Day | 35268.4805 | 0.125
| 2023 | April | Sublap | SCEN | Average Weekday | 8821.0762 | 0.125
| 2023 | April | Sublap | SCEN | Monthly System Peak Day | 8821.0762 | 0.125
| 2023 | April | Sublap | SCEW | Average Weekday | 39269.2656 | 0.125
| 2023 | April | Sublap | SCEW | Monthly System Peak Day | 39269.2656 | 0.125
| 2023 | April | Sublap | SCHD | Average Weekday | 2263.3025 | 0.125
| 2023 | April | Sublap | SCHD | Monthly System Peak Day | 2263.3025 | 0.125
| 2023 | April | Sublap | SCLD | Average Weekday | 82.6536 | 0.125
| 2023 | April | Sublap | SCLD | Monthly System Peak Day | 82.6536 | 0.125
| 2023 | April | Sublap | SCNW | Average Weekday | 1547.5573 | 0.125
| 2023 | April | Sublap | SCNW | Monthly System Peak Day | 1547.5573 | 0.125
| 2023 | April | Tariff | Dynamic | Average Weekday | 24178.8223 | 0.125
| 2023 | April | Tariff | Dynamic | Monthly System Peak Day | 24178.8223 | 0.125
| 2023 | April | Tariff | Flat | Average Weekday | 63073.5078 | 0.125
| 2023 | April | Tariff | Flat | Monthly System Peak Day | 63073.5078 | 0.125
| 2023 | April | Zone | Remainder of System | Average Weekday | 37417.4727 | 0.125
| 2023 | April | Zone | Remainder of System | Monthly System Peak Day | 37417.4727 | 0.125
| 2023 | April | Zone | South Orange County | Average Weekday | 18229.5215 | 0.125
| 2023 | April | Zone | South Orange County | Monthly System Peak Day | 18229.5215 | 0.125
| 2023 | April | Zone | South of Lugo | Average Weekday | 31605.3398 | 0.125
| 2023 | April | Zone | South of Lugo | Monthly System Peak Day | 31605.3398 | 0.125
| 2023 | August | All | All Customers | Average Weekday | 92015 | 0.125
| 2023 | August | All | All Customers | Monthly System Peak Day | 92015 | 0.125
| 2023 | August | LCA | Big Creek/Ventura | Average Weekday | 10938.3145 | 0.125
| 2023 | August | LCA | Big Creek/Ventura | Monthly System Peak Day | 10938.3145 | 0.125
| 2023 | August | LCA | LA Basin | Average Weekday | 78602.6719 | 0.125
| 2023 | August | LCA | LA Basin | Monthly System Peak Day | 78602.6719 | 0.125
| 2023 | August | LCA | Outside | Average Weekday | 2474.01 | 0.125
| 2023 | August | LCA | Outside | Monthly System Peak Day | 2474.01 | 0.125
| 2023 | August | Low Income | CARE | Average Weekday | 13288.0674 | 0.125
| 2023 | August | Low Income | CARE | Monthly System Peak Day | 13288.0674 | 0.125
| 2023 | August | Low Income | Non-CARE | Average Weekday | 78726.9297 | 0.125
| 2023 | August | Low Income | Non-CARE | Monthly System Peak Day | 78726.9297 | 0.125
| 2023 | August | NEM | NEM Customer | Average Weekday | 20313.2188 | 0.125
| 2023 | August | NEM | NEM Customer | Monthly System Peak Day | 20313.2188 | 0.125
| 2023 | August | NEM | Non-NEM Customer | Average Weekday | 71701.7812 | 0.125
| 2023 | August | NEM | Non-NEM Customer | Monthly System Peak Day | 71701.7812 | 0.125
| 2023 | August | Sublap | SCEC | Average Weekday | 37193.6094 | 0.125
| 2023 | August | Sublap | SCEC | Monthly System Peak Day | 37193.6094 | 0.125
| 2023 | August | Sublap | SCEN | Average Weekday | 9302.5742 | 0.125
| 2023 | August | Sublap | SCEN | Monthly System Peak Day | 9302.5742 | 0.125
| 2023 | August | Sublap | SCEW | Average Weekday | 41412.7773 | 0.125
| 2023 | August | Sublap | SCEW | Monthly System Peak Day | 41412.7773 | 0.125
| 2023 | August | Sublap | SCHD | Average Weekday | 2386.845 | 0.125
| 2023 | August | Sublap | SCHD | Monthly System Peak Day | 2386.845 | 0.125
| 2023 | August | Sublap | SCLD | Average Weekday | 87.1653 | 0.125
| 2023 | August | Sublap | SCLD | Monthly System Peak Day | 87.1653 | 0.125
| 2023 | August | Sublap | SCNW | Average Weekday | 1632.0305 | 0.125
| 2023 | August | Sublap | SCNW | Monthly System Peak Day | 1632.0305 | 0.125
| 2023 | August | Tariff | Dynamic | Average Weekday | 25498.623 | 0.125
| 2023 | August | Tariff | Dynamic | Monthly System Peak Day | 25498.623 | 0.125
| 2023 | August | Tariff | Flat | Average Weekday | 66516.375 | 0.125
| 2023 | August | Tariff | Flat | Monthly System Peak Day | 66516.375 | 0.125
| 2023 | August | Zone | Remainder of System | Average Weekday | 39459.9062 | 0.125
| 2023 | August | Zone | Remainder of System | Monthly System Peak Day | 39459.9062 | 0.125
| 2023 | August | Zone | South Orange County | Average Weekday | 19224.5781 | 0.125
| 2023 | August | Zone | South Orange County | Monthly System Peak Day | 19224.5781 | 0.125
| 2023 | August | Zone | South of Lugo | Average Weekday | 33330.5156 | 0.125
| 2023 | August | Zone | South of Lugo | Monthly System Peak Day | 33330.5156 | 0.125
| 2023 | December | All | All Customers | Average Weekday | 96134 | 0.125
| 2023 | December | All | All Customers | Monthly System Peak Day | 96134 | 0.125
| 2023 | December | LCA | Big Creek/Ventura | Average Weekday | 11427.9619 | 0.125
| 2023 | December | LCA | Big Creek/Ventura | Monthly System Peak Day | 11427.9619 | 0.125
| 2023 | December | LCA | LA Basin | Average Weekday | 82121.2812 | 0.125
| 2023 | December | LCA | LA Basin | Monthly System Peak Day | 82121.2812 | 0.125
| 2023 | December | LCA | Outside | Average Weekday | 2584.7576 | 0.125
| 2023 | December | LCA | Outside | Monthly System Peak Day | 2584.7576 | 0.125
| 2023 | December | Low Income | CARE | Average Weekday | 13882.9004 | 0.125
| 2023 | December | Low Income | CARE | Monthly System Peak Day | 13882.9004 | 0.125
| 2023 | December | Low Income | Non-CARE | Average Weekday | 82251.1016 | 0.125
| 2023 | December | Low Income | Non-CARE | Monthly System Peak Day | 82251.1016 | 0.125
| 2023 | December | NEM | NEM Customer | Average Weekday | 21222.5273 | 0.125
| 2023 | December | NEM | NEM Customer | Monthly System Peak Day | 21222.5273 | 0.125
| 2023 | December | NEM | Non-NEM Customer | Average Weekday | 74911.4688 | 0.125
| 2023 | December | NEM | Non-NEM Customer | Monthly System Peak Day | 74911.4688 | 0.125
| 2023 | December | Sublap | SCEC | Average Weekday | 38858.5586 | 0.125
| 2023 | December | Sublap | SCEC | Monthly System Peak Day | 38858.5586 | 0.125
| 2023 | December | Sublap | SCEN | Average Weekday | 9718.999 | 0.125
| 2023 | December | Sublap | SCEN | Monthly System Peak Day | 9718.999 | 0.125
| 2023 | December | Sublap | SCEW | Average Weekday | 43266.5977 | 0.125
| 2023 | December | Sublap | SCEW | Monthly System Peak Day | 43266.5977 | 0.125
| 2023 | December | Sublap | SCHD | Average Weekday | 2493.6907 | 0.125
| 2023 | December | Sublap | SCHD | Monthly System Peak Day | 2493.6907 | 0.125
| 2023 | December | Sublap | SCLD | Average Weekday | 91.0672 | 0.125
| 2023 | December | Sublap | SCLD | Monthly System Peak Day | 91.0672 | 0.125
| 2023 | December | Sublap | SCNW | Average Weekday | 1705.0875 | 0.125
| 2023 | December | Sublap | SCNW | Monthly System Peak Day | 1705.0875 | 0.125
| 2023 | December | Tariff | Dynamic | Average Weekday | 26640.0547 | 0.125
| 2023 | December | Tariff | Dynamic | Monthly System Peak Day | 26640.0547 | 0.125
| 2023 | December | Tariff | Flat | Average Weekday | 69493.9453 | 0.125
| 2023 | December | Tariff | Flat | Monthly System Peak Day | 69493.9453 | 0.125
| 2023 | December | Zone | Remainder of System | Average Weekday | 41226.3047 | 0.125
| 2023 | December | Zone | Remainder of System | Monthly System Peak Day | 41226.3047 | 0.125
| 2023 | December | Zone | South Orange County | Average Weekday | 20085.1562 | 0.125
| 2023 | December | Zone | South Orange County | Monthly System Peak Day | 20085.1562 | 0.125
| 2023 | December | Zone | South of Lugo | Average Weekday | 34822.5391 | 0.125
| 2023 | December | Zone | South of Lugo | Monthly System Peak Day | 34822.5391 | 0.125
| 2023 | February | All | All Customers | Average Weekday | 84871 | 0.125
| 2023 | February | All | All Customers | Monthly System Peak Day | 84871 | 0.125
| 2023 | February | LCA | Big Creek/Ventura | Average Weekday | 10089.0693 | 0.125
| 2023 | February | LCA | Big Creek/Ventura | Monthly System Peak Day | 10089.0693 | 0.125
| 2023 | February | LCA | LA Basin | Average Weekday | 72500 | 0.125
| 2023 | February | LCA | LA Basin | Monthly System Peak Day | 72500 | 0.125
| 2023 | February | LCA | Outside | Average Weekday | 2281.929 | 0.125
| 2023 | February | LCA | Outside | Monthly System Peak Day | 2281.929 | 0.125
| 2023 | February | Low Income | CARE | Average Weekday | 12256.3877 | 0.125
| 2023 | February | Low Income | CARE | Monthly System Peak Day | 12256.3877 | 0.125
| 2023 | February | Low Income | Non-CARE | Average Weekday | 72614.6094 | 0.125
| 2023 | February | Low Income | Non-CARE | Monthly System Peak Day | 72614.6094 | 0.125
| 2023 | February | NEM | NEM Customer | Average Weekday | 18736.1094 | 0.125
| 2023 | February | NEM | NEM Customer | Monthly System Peak Day | 18736.1094 | 0.125
| 2023 | February | NEM | Non-NEM Customer | Average Weekday | 66134.8906 | 0.125
| 2023 | February | NEM | Non-NEM Customer | Monthly System Peak Day | 66134.8906 | 0.125
| 2023 | February | Sublap | SCEC | Average Weekday | 34305.9141 | 0.125
| 2023 | February | Sublap | SCEC | Monthly System Peak Day | 34305.9141 | 0.125
| 2023 | February | Sublap | SCEN | Average Weekday | 8580.3271 | 0.125
| 2023 | February | Sublap | SCEN | Monthly System Peak Day | 8580.3271 | 0.125
| 2023 | February | Sublap | SCEW | Average Weekday | 38197.5078 | 0.125
| 2023 | February | Sublap | SCEW | Monthly System Peak Day | 38197.5078 | 0.125
| 2023 | February | Sublap | SCHD | Average Weekday | 2201.5315 | 0.125
| 2023 | February | Sublap | SCHD | Monthly System Peak Day | 2201.5315 | 0.125
| 2023 | February | Sublap | SCLD | Average Weekday | 80.3978 | 0.125
| 2023 | February | Sublap | SCLD | Monthly System Peak Day | 80.3978 | 0.125
| 2023 | February | Sublap | SCNW | Average Weekday | 1505.3206 | 0.125
| 2023 | February | Sublap | SCNW | Monthly System Peak Day | 1505.3206 | 0.125
| 2023 | February | Tariff | Dynamic | Average Weekday | 23518.9219 | 0.125
| 2023 | February | Tariff | Dynamic | Monthly System Peak Day | 23518.9219 | 0.125
| 2023 | February | Tariff | Flat | Average Weekday | 61352.0742 | 0.125
| 2023 | February | Tariff | Flat | Monthly System Peak Day | 61352.0742 | 0.125
| 2023 | February | Zone | Remainder of System | Average Weekday | 36396.2578 | 0.125
| 2023 | February | Zone | Remainder of System | Monthly System Peak Day | 36396.2578 | 0.125
| 2023 | February | Zone | South Orange County | Average Weekday | 17731.9922 | 0.125
| 2023 | February | Zone | South Orange County | Monthly System Peak Day | 17731.9922 | 0.125
| 2023 | February | Zone | South of Lugo | Average Weekday | 30742.752 | 0.125
| 2023 | February | Zone | South of Lugo | Monthly System Peak Day | 30742.752 | 0.125
| 2023 | January | All | All Customers | Average Weekday | 83680.3359 | 0.125
| 2023 | January | All | All Customers | Monthly System Peak Day | 83680.3359 | 0.125
| 2023 | January | LCA | Big Creek/Ventura | Average Weekday | 9947.5283 | 0.125
| 2023 | January | LCA | Big Creek/Ventura | Monthly System Peak Day | 9947.5283 | 0.125
| 2023 | January | LCA | LA Basin | Average Weekday | 71482.8906 | 0.125
| 2023 | January | LCA | LA Basin | Monthly System Peak Day | 71482.8906 | 0.125
| 2023 | January | LCA | Outside | Average Weekday | 2249.9155 | 0.125
| 2023 | January | LCA | Outside | Monthly System Peak Day | 2249.9155 | 0.125
| 2023 | January | Low Income | CARE | Average Weekday | 12084.4414 | 0.125
| 2023 | January | Low Income | CARE | Monthly System Peak Day | 12084.4414 | 0.125
| 2023 | January | Low Income | Non-CARE | Average Weekday | 71595.8906 | 0.125
| 2023 | January | Low Income | Non-CARE | Monthly System Peak Day | 71595.8906 | 0.125
| 2023 | January | NEM | NEM Customer | Average Weekday | 18473.2578 | 0.125
| 2023 | January | NEM | NEM Customer | Monthly System Peak Day | 18473.2578 | 0.125
| 2023 | January | NEM | Non-NEM Customer | Average Weekday | 65207.0742 | 0.125
| 2023 | January | NEM | Non-NEM Customer | Monthly System Peak Day | 65207.0742 | 0.125
| 2023 | January | Sublap | SCEC | Average Weekday | 33824.6328 | 0.125
| 2023 | January | Sublap | SCEC | Monthly System Peak Day | 33824.6328 | 0.125
| 2023 | January | Sublap | SCEN | Average Weekday | 8459.9521 | 0.125
| 2023 | January | Sublap | SCEN | Monthly System Peak Day | 8459.9521 | 0.125
| 2023 | January | Sublap | SCEW | Average Weekday | 37661.6289 | 0.125
| 2023 | January | Sublap | SCEW | Monthly System Peak Day | 37661.6289 | 0.125
| 2023 | January | Sublap | SCHD | Average Weekday | 2170.6458 | 0.125
| 2023 | January | Sublap | SCHD | Monthly System Peak Day | 2170.6458 | 0.125
| 2023 | January | Sublap | SCLD | Average Weekday | 79.2699 | 0.125
| 2023 | January | Sublap | SCLD | Monthly System Peak Day | 79.2699 | 0.125
| 2023 | January | Sublap | SCNW | Average Weekday | 1484.2021 | 0.125
| 2023 | January | Sublap | SCNW | Monthly System Peak Day | 1484.2021 | 0.125
| 2023 | January | Tariff | Dynamic | Average Weekday | 23188.9727 | 0.125
| 2023 | January | Tariff | Dynamic | Monthly System Peak Day | 23188.9727 | 0.125
| 2023 | January | Tariff | Flat | Average Weekday | 60491.3594 | 0.125
| 2023 | January | Tariff | Flat | Monthly System Peak Day | 60491.3594 | 0.125
| 2023 | January | Zone | Remainder of System | Average Weekday | 35885.6484 | 0.125
| 2023 | January | Zone | Remainder of System | Monthly System Peak Day | 35885.6484 | 0.125
| 2023 | January | Zone | South Orange County | Average Weekday | 17483.2266 | 0.125
| 2023 | January | Zone | South Orange County | Monthly System Peak Day | 17483.2266 | 0.125
| 2023 | January | Zone | South of Lugo | Average Weekday | 30311.457 | 0.125
| 2023 | January | Zone | South of Lugo | Monthly System Peak Day | 30311.457 | 0.125
| 2023 | July | All | All Customers | Average Weekday | 90824.3359 | 0.125
| 2023 | July | All | All Customers | Monthly System Peak Day | 90824.3359 | 0.125
| 2023 | July | LCA | Big Creek/Ventura | Average Weekday | 10796.7734 | 0.125
| 2023 | July | LCA | Big Creek/Ventura | Monthly System Peak Day | 10796.7734 | 0.125
| 2023 | July | LCA | LA Basin | Average Weekday | 77585.5625 | 0.125
| 2023 | July | LCA | LA Basin | Monthly System Peak Day | 77585.5625 | 0.125
| 2023 | July | LCA | Outside | Average Weekday | 2441.9966 | 0.125
| 2023 | July | LCA | Outside | Monthly System Peak Day | 2441.9966 | 0.125
| 2023 | July | Low Income | CARE | Average Weekday | 13116.1201 | 0.125
| 2023 | July | Low Income | CARE | Monthly System Peak Day | 13116.1201 | 0.125
| 2023 | July | Low Income | Non-CARE | Average Weekday | 77708.2109 | 0.125
| 2023 | July | Low Income | Non-CARE | Monthly System Peak Day | 77708.2109 | 0.125
| 2023 | July | NEM | NEM Customer | Average Weekday | 20050.3672 | 0.125
| 2023 | July | NEM | NEM Customer | Monthly System Peak Day | 20050.3672 | 0.125
| 2023 | July | NEM | Non-NEM Customer | Average Weekday | 70773.9688 | 0.125
| 2023 | July | NEM | Non-NEM Customer | Monthly System Peak Day | 70773.9688 | 0.125
| 2023 | July | Sublap | SCEC | Average Weekday | 36712.3242 | 0.125
| 2023 | July | Sublap | SCEC | Monthly System Peak Day | 36712.3242 | 0.125
| 2023 | July | Sublap | SCEN | Average Weekday | 9182.2002 | 0.125
| 2023 | July | Sublap | SCEN | Monthly System Peak Day | 9182.2002 | 0.125
| 2023 | July | Sublap | SCEW | Average Weekday | 40876.8984 | 0.125
| 2023 | July | Sublap | SCEW | Monthly System Peak Day | 40876.8984 | 0.125
| 2023 | July | Sublap | SCHD | Average Weekday | 2355.9592 | 0.125
| 2023 | July | Sublap | SCHD | Monthly System Peak Day | 2355.9592 | 0.125
| 2023 | July | Sublap | SCLD | Average Weekday | 86.0374 | 0.125
| 2023 | July | Sublap | SCLD | Monthly System Peak Day | 86.0374 | 0.125
| 2023 | July | Sublap | SCNW | Average Weekday | 1610.9122 | 0.125
| 2023 | July | Sublap | SCNW | Monthly System Peak Day | 1610.9122 | 0.125
| 2023 | July | Tariff | Dynamic | Average Weekday | 25168.6738 | 0.125
| 2023 | July | Tariff | Dynamic | Monthly System Peak Day | 25168.6738 | 0.125
| 2023 | July | Tariff | Flat | Average Weekday | 65655.6562 | 0.125
| 2023 | July | Tariff | Flat | Monthly System Peak Day | 65655.6562 | 0.125
| 2023 | July | Zone | Remainder of System | Average Weekday | 38949.2969 | 0.125
| 2023 | July | Zone | Remainder of System | Monthly System Peak Day | 38949.2969 | 0.125
| 2023 | July | Zone | South Orange County | Average Weekday | 18975.8145 | 0.125
| 2023 | July | Zone | South Orange County | Monthly System Peak Day | 18975.8145 | 0.125
| 2023 | July | Zone | South of Lugo | Average Weekday | 32899.2227 | 0.125
| 2023 | July | Zone | South of Lugo | Monthly System Peak Day | 32899.2227 | 0.125
| 2023 | June | All | All Customers | Average Weekday | 89633.6641 | 0.125
| 2023 | June | All | All Customers | Monthly System Peak Day | 89633.6641 | 0.125
| 2023 | June | LCA | Big Creek/Ventura | Average Weekday | 10655.2324 | 0.125
| 2023 | June | LCA | Big Creek/Ventura | Monthly System Peak Day | 10655.2324 | 0.125
| 2023 | June | LCA | LA Basin | Average Weekday | 76568.4531 | 0.125
| 2023 | June | LCA | LA Basin | Monthly System Peak Day | 76568.4531 | 0.125
| 2023 | June | LCA | Outside | Average Weekday | 2409.9829 | 0.125
| 2023 | June | LCA | Outside | Monthly System Peak Day | 2409.9829 | 0.125
| 2023 | June | Low Income | CARE | Average Weekday | 12944.1738 | 0.125
| 2023 | June | Low Income | CARE | Monthly System Peak Day | 12944.1738 | 0.125
| 2023 | June | Low Income | Non-CARE | Average Weekday | 76689.4922 | 0.125
| 2023 | June | Low Income | Non-CARE | Monthly System Peak Day | 76689.4922 | 0.125
| 2023 | June | NEM | NEM Customer | Average Weekday | 19787.5156 | 0.125
| 2023 | June | NEM | NEM Customer | Monthly System Peak Day | 19787.5156 | 0.125
| 2023 | June | NEM | Non-NEM Customer | Average Weekday | 69846.1484 | 0.125
| 2023 | June | NEM | Non-NEM Customer | Monthly System Peak Day | 69846.1484 | 0.125
| 2023 | June | Sublap | SCEC | Average Weekday | 36231.043 | 0.125
| 2023 | June | Sublap | SCEC | Monthly System Peak Day | 36231.043 | 0.125
| 2023 | June | Sublap | SCEN | Average Weekday | 9061.8252 | 0.125
| 2023 | June | Sublap | SCEN | Monthly System Peak Day | 9061.8252 | 0.125
| 2023 | June | Sublap | SCEW | Average Weekday | 40341.0195 | 0.125
| 2023 | June | Sublap | SCEW | Monthly System Peak Day | 40341.0195 | 0.125
| 2023 | June | Sublap | SCHD | Average Weekday | 2325.0737 | 0.125
| 2023 | June | Sublap | SCHD | Monthly System Peak Day | 2325.0737 | 0.125
| 2023 | June | Sublap | SCLD | Average Weekday | 84.9094 | 0.125
| 2023 | June | Sublap | SCLD | Monthly System Peak Day | 84.9094 | 0.125
| 2023 | June | Sublap | SCNW | Average Weekday | 1589.7939 | 0.125
| 2023 | June | Sublap | SCNW | Monthly System Peak Day | 1589.7939 | 0.125
| 2023 | June | Tariff | Dynamic | Average Weekday | 24838.7227 | 0.125
| 2023 | June | Tariff | Dynamic | Monthly System Peak Day | 24838.7227 | 0.125
| 2023 | June | Tariff | Flat | Average Weekday | 64794.9414 | 0.125
| 2023 | June | Tariff | Flat | Monthly System Peak Day | 64794.9414 | 0.125
| 2023 | June | Zone | Remainder of System | Average Weekday | 38438.6914 | 0.125
| 2023 | June | Zone | Remainder of System | Monthly System Peak Day | 38438.6914 | 0.125
| 2023 | June | Zone | South Orange County | Average Weekday | 18727.0508 | 0.125
| 2023 | June | Zone | South Orange County | Monthly System Peak Day | 18727.0508 | 0.125
| 2023 | June | Zone | South of Lugo | Average Weekday | 32467.9277 | 0.125
| 2023 | June | Zone | South of Lugo | Monthly System Peak Day | 32467.9277 | 0.125
| 2023 | March | All | All Customers | Average Weekday | 86061.6641 | 0.125
| 2023 | March | All | All Customers | Monthly System Peak Day | 86061.6641 | 0.125
| 2023 | March | LCA | Big Creek/Ventura | Average Weekday | 10230.6094 | 0.125
| 2023 | March | LCA | Big Creek/Ventura | Monthly System Peak Day | 10230.6094 | 0.125
| 2023 | March | LCA | LA Basin | Average Weekday | 73517.1094 | 0.125
| 2023 | March | LCA | LA Basin | Monthly System Peak Day | 73517.1094 | 0.125
| 2023 | March | LCA | Outside | Average Weekday | 2313.9426 | 0.125
| 2023 | March | LCA | Outside | Monthly System Peak Day | 2313.9426 | 0.125
| 2023 | March | Low Income | CARE | Average Weekday | 12428.335 | 0.125
| 2023 | March | Low Income | CARE | Monthly System Peak Day | 12428.335 | 0.125
| 2023 | March | Low Income | Non-CARE | Average Weekday | 73633.3281 | 0.125
| 2023 | March | Low Income | Non-CARE | Monthly System Peak Day | 73633.3281 | 0.125
| 2023 | March | NEM | NEM Customer | Average Weekday | 18998.9609 | 0.125
| 2023 | March | NEM | NEM Customer | Monthly System Peak Day | 18998.9609 | 0.125
| 2023 | March | NEM | Non-NEM Customer | Average Weekday | 67062.7031 | 0.125
| 2023 | March | NEM | Non-NEM Customer | Monthly System Peak Day | 67062.7031 | 0.125
| 2023 | March | Sublap | SCEC | Average Weekday | 34787.1953 | 0.125
| 2023 | March | Sublap | SCEC | Monthly System Peak Day | 34787.1953 | 0.125
| 2023 | March | Sublap | SCEN | Average Weekday | 8700.7012 | 0.125
| 2023 | March | Sublap | SCEN | Monthly System Peak Day | 8700.7012 | 0.125
| 2023 | March | Sublap | SCEW | Average Weekday | 38733.3867 | 0.125
| 2023 | March | Sublap | SCEW | Monthly System Peak Day | 38733.3867 | 0.125
| 2023 | March | Sublap | SCHD | Average Weekday | 2232.417 | 0.125
| 2023 | March | Sublap | SCHD | Monthly System Peak Day | 2232.417 | 0.125
| 2023 | March | Sublap | SCLD | Average Weekday | 81.5257 | 0.125
| 2023 | March | Sublap | SCLD | Monthly System Peak Day | 81.5257 | 0.125
| 2023 | March | Sublap | SCNW | Average Weekday | 1526.4388 | 0.125
| 2023 | March | Sublap | SCNW | Monthly System Peak Day | 1526.4388 | 0.125
| 2023 | March | Tariff | Dynamic | Average Weekday | 23848.873 | 0.125
| 2023 | March | Tariff | Dynamic | Monthly System Peak Day | 23848.873 | 0.125
| 2023 | March | Tariff | Flat | Average Weekday | 62212.793 | 0.125
| 2023 | March | Tariff | Flat | Monthly System Peak Day | 62212.793 | 0.125
| 2023 | March | Zone | Remainder of System | Average Weekday | 36906.8672 | 0.125
| 2023 | March | Zone | Remainder of System | Monthly System Peak Day | 36906.8672 | 0.125
| 2023 | March | Zone | South Orange County | Average Weekday | 17980.7559 | 0.125
| 2023 | March | Zone | South Orange County | Monthly System Peak Day | 17980.7559 | 0.125
| 2023 | March | Zone | South of Lugo | Average Weekday | 31174.0469 | 0.125
| 2023 | March | Zone | South of Lugo | Monthly System Peak Day | 31174.0469 | 0.125
| 2023 | May | All | All Customers | Average Weekday | 88443 | 0.125
| 2023 | May | All | All Customers | Monthly System Peak Day | 88443 | 0.125
| 2023 | May | LCA | Big Creek/Ventura | Average Weekday | 10513.6914 | 0.125
| 2023 | May | LCA | Big Creek/Ventura | Monthly System Peak Day | 10513.6914 | 0.125
| 2023 | May | LCA | LA Basin | Average Weekday | 75551.3359 | 0.125
| 2023 | May | LCA | LA Basin | Monthly System Peak Day | 75551.3359 | 0.125
| 2023 | May | LCA | Outside | Average Weekday | 2377.9695 | 0.125
| 2023 | May | LCA | Outside | Monthly System Peak Day | 2377.9695 | 0.125
| 2023 | May | Low Income | CARE | Average Weekday | 12772.2275 | 0.125
| 2023 | May | Low Income | CARE | Monthly System Peak Day | 12772.2275 | 0.125
| 2023 | May | Low Income | Non-CARE | Average Weekday | 75670.7734 | 0.125
| 2023 | May | Low Income | Non-CARE | Monthly System Peak Day | 75670.7734 | 0.125
| 2023 | May | NEM | NEM Customer | Average Weekday | 19524.6641 | 0.125
| 2023 | May | NEM | NEM Customer | Monthly System Peak Day | 19524.6641 | 0.125
| 2023 | May | NEM | Non-NEM Customer | Average Weekday | 68918.3359 | 0.125
| 2023 | May | NEM | Non-NEM Customer | Monthly System Peak Day | 68918.3359 | 0.125
| 2023 | May | Sublap | SCEC | Average Weekday | 35749.7617 | 0.125
| 2023 | May | Sublap | SCEC | Monthly System Peak Day | 35749.7617 | 0.125
| 2023 | May | Sublap | SCEN | Average Weekday | 8941.4512 | 0.125
| 2023 | May | Sublap | SCEN | Monthly System Peak Day | 8941.4512 | 0.125
| 2023 | May | Sublap | SCEW | Average Weekday | 39805.1406 | 0.125
| 2023 | May | Sublap | SCEW | Monthly System Peak Day | 39805.1406 | 0.125
| 2023 | May | Sublap | SCHD | Average Weekday | 2294.1882 | 0.125
| 2023 | May | Sublap | SCHD | Monthly System Peak Day | 2294.1882 | 0.125
| 2023 | May | Sublap | SCLD | Average Weekday | 83.7815 | 0.125
| 2023 | May | Sublap | SCLD | Monthly System Peak Day | 83.7815 | 0.125
| 2023 | May | Sublap | SCNW | Average Weekday | 1568.6755 | 0.125
| 2023 | May | Sublap | SCNW | Monthly System Peak Day | 1568.6755 | 0.125
| 2023 | May | Tariff | Dynamic | Average Weekday | 24508.7734 | 0.125
| 2023 | May | Tariff | Dynamic | Monthly System Peak Day | 24508.7734 | 0.125
| 2023 | May | Tariff | Flat | Average Weekday | 63934.2227 | 0.125
| 2023 | May | Tariff | Flat | Monthly System Peak Day | 63934.2227 | 0.125
| 2023 | May | Zone | Remainder of System | Average Weekday | 37928.082 | 0.125
| 2023 | May | Zone | Remainder of System | Monthly System Peak Day | 37928.082 | 0.125
| 2023 | May | Zone | South Orange County | Average Weekday | 18478.2852 | 0.125
| 2023 | May | Zone | South Orange County | Monthly System Peak Day | 18478.2852 | 0.125
| 2023 | May | Zone | South of Lugo | Average Weekday | 32036.6348 | 0.125
| 2023 | May | Zone | South of Lugo | Monthly System Peak Day | 32036.6348 | 0.125
| 2023 | November | All | All Customers | Average Weekday | 95104.25 | 0.125
| 2023 | November | All | All Customers | Monthly System Peak Day | 95104.25 | 0.125
| 2023 | November | LCA | Big Creek/Ventura | Average Weekday | 11305.5498 | 0.125
| 2023 | November | LCA | Big Creek/Ventura | Monthly System Peak Day | 11305.5498 | 0.125
| 2023 | November | LCA | LA Basin | Average Weekday | 81241.625 | 0.125
| 2023 | November | LCA | LA Basin | Monthly System Peak Day | 81241.625 | 0.125
| 2023 | November | LCA | Outside | Average Weekday | 2557.0708 | 0.125
| 2023 | November | LCA | Outside | Monthly System Peak Day | 2557.0708 | 0.125
| 2023 | November | Low Income | CARE | Average Weekday | 13734.1914 | 0.125
| 2023 | November | Low Income | CARE | Monthly System Peak Day | 13734.1914 | 0.125
| 2023 | November | Low Income | Non-CARE | Average Weekday | 81370.0547 | 0.125
| 2023 | November | Low Income | Non-CARE | Monthly System Peak Day | 81370.0547 | 0.125
| 2023 | November | NEM | NEM Customer | Average Weekday | 20995.2012 | 0.125
| 2023 | November | NEM | NEM Customer | Monthly System Peak Day | 20995.2012 | 0.125
| 2023 | November | NEM | Non-NEM Customer | Average Weekday | 74109.0469 | 0.125
| 2023 | November | NEM | Non-NEM Customer | Monthly System Peak Day | 74109.0469 | 0.125
| 2023 | November | Sublap | SCEC | Average Weekday | 38442.3203 | 0.125
| 2023 | November | Sublap | SCEC | Monthly System Peak Day | 38442.3203 | 0.125
| 2023 | November | Sublap | SCEN | Average Weekday | 9614.8926 | 0.125
| 2023 | November | Sublap | SCEN | Monthly System Peak Day | 9614.8926 | 0.125
| 2023 | November | Sublap | SCEW | Average Weekday | 42803.1406 | 0.125
| 2023 | November | Sublap | SCEW | Monthly System Peak Day | 42803.1406 | 0.125
| 2023 | November | Sublap | SCHD | Average Weekday | 2466.9792 | 0.125
| 2023 | November | Sublap | SCHD | Monthly System Peak Day | 2466.9792 | 0.125
| 2023 | November | Sublap | SCLD | Average Weekday | 90.0917 | 0.125
| 2023 | November | Sublap | SCLD | Monthly System Peak Day | 90.0917 | 0.125
| 2023 | November | Sublap | SCNW | Average Weekday | 1686.8232 | 0.125
| 2023 | November | Sublap | SCNW | Monthly System Peak Day | 1686.8232 | 0.125
| 2023 | November | Tariff | Dynamic | Average Weekday | 26354.6973 | 0.125
| 2023 | November | Tariff | Dynamic | Monthly System Peak Day | 26354.6973 | 0.125
| 2023 | November | Tariff | Flat | Average Weekday | 68749.5469 | 0.125
| 2023 | November | Tariff | Flat | Monthly System Peak Day | 68749.5469 | 0.125
| 2023 | November | Zone | Remainder of System | Average Weekday | 40784.707 | 0.125
| 2023 | November | Zone | Remainder of System | Monthly System Peak Day | 40784.707 | 0.125
| 2023 | November | Zone | South Orange County | Average Weekday | 19870.0117 | 0.125
| 2023 | November | Zone | South Orange County | Monthly System Peak Day | 19870.0117 | 0.125
| 2023 | November | Zone | South of Lugo | Average Weekday | 34449.5352 | 0.125
| 2023 | November | Zone | South of Lugo | Monthly System Peak Day | 34449.5352 | 0.125
| 2023 | October | All | All Customers | Average Weekday | 94074.5 | 0.125
| 2023 | October | All | All Customers | Monthly System Peak Day | 94074.5 | 0.125
| 2023 | October | LCA | Big Creek/Ventura | Average Weekday | 11183.1377 | 0.125
| 2023 | October | LCA | Big Creek/Ventura | Monthly System Peak Day | 11183.1377 | 0.125
| 2023 | October | LCA | LA Basin | Average Weekday | 80361.9766 | 0.125
| 2023 | October | LCA | LA Basin | Monthly System Peak Day | 80361.9766 | 0.125
| 2023 | October | LCA | Outside | Average Weekday | 2529.3838 | 0.125
| 2023 | October | LCA | Outside | Monthly System Peak Day | 2529.3838 | 0.125
| 2023 | October | Low Income | CARE | Average Weekday | 13585.4834 | 0.125
| 2023 | October | Low Income | CARE | Monthly System Peak Day | 13585.4834 | 0.125
| 2023 | October | Low Income | Non-CARE | Average Weekday | 80489.0156 | 0.125
| 2023 | October | Low Income | Non-CARE | Monthly System Peak Day | 80489.0156 | 0.125
| 2023 | October | NEM | NEM Customer | Average Weekday | 20767.873 | 0.125
| 2023 | October | NEM | NEM Customer | Monthly System Peak Day | 20767.873 | 0.125
| 2023 | October | NEM | Non-NEM Customer | Average Weekday | 73306.625 | 0.125
| 2023 | October | NEM | Non-NEM Customer | Monthly System Peak Day | 73306.625 | 0.125
| 2023 | October | Sublap | SCEC | Average Weekday | 38026.082 | 0.125
| 2023 | October | Sublap | SCEC | Monthly System Peak Day | 38026.082 | 0.125
| 2023 | October | Sublap | SCEN | Average Weekday | 9510.7871 | 0.125
| 2023 | October | Sublap | SCEN | Monthly System Peak Day | 9510.7871 | 0.125
| 2023 | October | Sublap | SCEW | Average Weekday | 42339.6875 | 0.125
| 2023 | October | Sublap | SCEW | Monthly System Peak Day | 42339.6875 | 0.125
| 2023 | October | Sublap | SCHD | Average Weekday | 2440.2678 | 0.125
| 2023 | October | Sublap | SCHD | Monthly System Peak Day | 2440.2678 | 0.125
| 2023 | October | Sublap | SCLD | Average Weekday | 89.1162 | 0.125
| 2023 | October | Sublap | SCLD | Monthly System Peak Day | 89.1162 | 0.125
| 2023 | October | Sublap | SCNW | Average Weekday | 1668.5591 | 0.125
| 2023 | October | Sublap | SCNW | Monthly System Peak Day | 1668.5591 | 0.125
| 2023 | October | Tariff | Dynamic | Average Weekday | 26069.3398 | 0.125
| 2023 | October | Tariff | Dynamic | Monthly System Peak Day | 26069.3398 | 0.125
| 2023 | October | Tariff | Flat | Average Weekday | 68005.1562 | 0.125
| 2023 | October | Tariff | Flat | Monthly System Peak Day | 68005.1562 | 0.125
| 2023 | October | Zone | Remainder of System | Average Weekday | 40343.1055 | 0.125
| 2023 | October | Zone | Remainder of System | Monthly System Peak Day | 40343.1055 | 0.125
| 2023 | October | Zone | South Orange County | Average Weekday | 19654.8672 | 0.125
| 2023 | October | Zone | South Orange County | Monthly System Peak Day | 19654.8672 | 0.125
| 2023 | October | Zone | South of Lugo | Average Weekday | 34076.5273 | 0.125
| 2023 | October | Zone | South of Lugo | Monthly System Peak Day | 34076.5273 | 0.125
| 2023 | September | All | All Customers | Average Weekday | 93044.75 | 0.125
| 2023 | September | All | All Customers | Monthly System Peak Day | 93044.75 | 0.125
| 2023 | September | LCA | Big Creek/Ventura | Average Weekday | 11060.7266 | 0.125
| 2023 | September | LCA | Big Creek/Ventura | Monthly System Peak Day | 11060.7266 | 0.125
| 2023 | September | LCA | LA Basin | Average Weekday | 79482.3281 | 0.125
| 2023 | September | LCA | LA Basin | Monthly System Peak Day | 79482.3281 | 0.125
| 2023 | September | LCA | Outside | Average Weekday | 2501.697 | 0.125
| 2023 | September | LCA | Outside | Monthly System Peak Day | 2501.697 | 0.125
| 2023 | September | Low Income | CARE | Average Weekday | 13436.7754 | 0.125
| 2023 | September | Low Income | CARE | Monthly System Peak Day | 13436.7754 | 0.125
| 2023 | September | Low Income | Non-CARE | Average Weekday | 79607.9766 | 0.125
| 2023 | September | Low Income | Non-CARE | Monthly System Peak Day | 79607.9766 | 0.125
| 2023 | September | NEM | NEM Customer | Average Weekday | 20540.5449 | 0.125
| 2023 | September | NEM | NEM Customer | Monthly System Peak Day | 20540.5449 | 0.125
| 2023 | September | NEM | Non-NEM Customer | Average Weekday | 72504.2031 | 0.125
| 2023 | September | NEM | Non-NEM Customer | Monthly System Peak Day | 72504.2031 | 0.125
| 2023 | September | Sublap | SCEC | Average Weekday | 37609.8477 | 0.125
| 2023 | September | Sublap | SCEC | Monthly System Peak Day | 37609.8477 | 0.125
| 2023 | September | Sublap | SCEN | Average Weekday | 9406.6807 | 0.125
| 2023 | September | Sublap | SCEN | Monthly System Peak Day | 9406.6807 | 0.125
| 2023 | September | Sublap | SCEW | Average Weekday | 41876.2305 | 0.125
| 2023 | September | Sublap | SCEW | Monthly System Peak Day | 41876.2305 | 0.125
| 2023 | September | Sublap | SCHD | Average Weekday | 2413.5564 | 0.125
| 2023 | September | Sublap | SCHD | Monthly System Peak Day | 2413.5564 | 0.125
| 2023 | September | Sublap | SCLD | Average Weekday | 88.1407 | 0.125
| 2023 | September | Sublap | SCLD | Monthly System Peak Day | 88.1407 | 0.125
| 2023 | September | Sublap | SCNW | Average Weekday | 1650.2948 | 0.125
| 2023 | September | Sublap | SCNW | Monthly System Peak Day | 1650.2948 | 0.125
| 2023 | September | Tariff | Dynamic | Average Weekday | 25783.9805 | 0.125
| 2023 | September | Tariff | Dynamic | Monthly System Peak Day | 25783.9805 | 0.125
| 2023 | September | Tariff | Flat | Average Weekday | 67260.7656 | 0.125
| 2023 | September | Tariff | Flat | Monthly System Peak Day | 67260.7656 | 0.125
| 2023 | September | Zone | Remainder of System | Average Weekday | 39901.5039 | 0.125
| 2023 | September | Zone | Remainder of System | Monthly System Peak Day | 39901.5039 | 0.125
| 2023 | September | Zone | South Orange County | Average Weekday | 19439.7227 | 0.125
| 2023 | September | Zone | South Orange County | Monthly System Peak Day | 19439.7227 | 0.125
| 2023 | September | Zone | South of Lugo | Average Weekday | 33703.5234 | 0.125
| 2023 | September | Zone | South of Lugo | Monthly System Peak Day | 33703.5234 | 0.125
| 2023 | Typical Event | All | All Customers | Typical Event Day | 92015 | 0.125
| 2023 | Typical Event | LCA | Big Creek/Ventura | Typical Event Day | 10938.3145 | 0.125
| 2023 | Typical Event | LCA | LA Basin | Typical Event Day | 78602.6719 | 0.125
| 2023 | Typical Event | LCA | Outside | Typical Event Day | 2474.01 | 0.125
| 2023 | Typical Event | Low Income | CARE | Typical Event Day | 13288.0674 | 0.125
| 2023 | Typical Event | Low Income | Non-CARE | Typical Event Day | 78726.9297 | 0.125
| 2023 | Typical Event | NEM | NEM Customer | Typical Event Day | 20313.2188 | 0.125
| 2023 | Typical Event | NEM | Non-NEM Customer | Typical Event Day | 71701.7812 | 0.125
| 2023 | Typical Event | Sublap | SCEC | Typical Event Day | 37193.6094 | 0.125
| 2023 | Typical Event | Sublap | SCEN | Typical Event Day | 9302.5742 | 0.125
| 2023 | Typical Event | Sublap | SCEW | Typical Event Day | 41412.7773 | 0.125
| 2023 | Typical Event | Sublap | SCHD | Typical Event Day | 2386.845 | 0.125
| 2023 | Typical Event | Sublap | SCLD | Typical Event Day | 87.1653 | 0.125
| 2023 | Typical Event | Sublap | SCNW | Typical Event Day | 1632.0305 | 0.125
| 2023 | Typical Event | Tariff | Dynamic | Typical Event Day | 25498.623 | 0.125
| 2023 | Typical Event | Tariff | Flat | Typical Event Day | 66516.375 | 0.125
| 2023 | Typical Event | Zone | Remainder of System | Typical Event Day | 39459.9062 | 0.125
| 2023 | Typical Event | Zone | South Orange County | Typical Event Day | 19224.5781 | 0.125
| 2023 | Typical Event | Zone | South of Lugo | Typical Event Day | 33330.5156 | 0.125
| 2024 | April | All | All Customers | Average Weekday | 100253 | 0.062497
| 2024 | April | All | All Customers | Monthly System Peak Day | 100253 | 0.062497
| 2024 | April | LCA | Big Creek/Ventura | Average Weekday | 11917.6094 | 0.062497
| 2024 | April | LCA | Big Creek/Ventura | Monthly System Peak Day | 11917.6094 | 0.062497
| 2024 | April | LCA | LA Basin | Average Weekday | 85639.8828 | 0.062497
| 2024 | April | LCA | LA Basin | Monthly System Peak Day | 85639.8828 | 0.062497
| 2024 | April | LCA | Outside | Average Weekday | 2695.5054 | 0.062497
| 2024 | April | LCA | Outside | Monthly System Peak Day | 2695.5054 | 0.062497
| 2024 | April | Low Income | CARE | Average Weekday | 14477.7324 | 0.062497
| 2024 | April | Low Income | CARE | Monthly System Peak Day | 14477.7324 | 0.062497
| 2024 | April | Low Income | Non-CARE | Average Weekday | 85775.2656 | 0.062497
| 2024 | April | Low Income | Non-CARE | Monthly System Peak Day | 85775.2656 | 0.062497
| 2024 | April | NEM | NEM Customer | Average Weekday | 22131.8379 | 0.062497
| 2024 | April | NEM | NEM Customer | Monthly System Peak Day | 22131.8379 | 0.062497
| 2024 | April | NEM | Non-NEM Customer | Average Weekday | 78121.1641 | 0.062497
| 2024 | April | NEM | Non-NEM Customer | Monthly System Peak Day | 78121.1641 | 0.062497
| 2024 | April | Sublap | SCEC | Average Weekday | 40523.5117 | 0.062497
| 2024 | April | Sublap | SCEC | Monthly System Peak Day | 40523.5117 | 0.062497
| 2024 | April | Sublap | SCEN | Average Weekday | 10135.4238 | 0.062497
| 2024 | April | Sublap | SCEN | Monthly System Peak Day | 10135.4238 | 0.062497
| 2024 | April | Sublap | SCEW | Average Weekday | 45120.4141 | 0.062497
| 2024 | April | Sublap | SCEW | Monthly System Peak Day | 45120.4141 | 0.062497
| 2024 | April | Sublap | SCHD | Average Weekday | 2600.5364 | 0.062497
| 2024 | April | Sublap | SCHD | Monthly System Peak Day | 2600.5364 | 0.062497
| 2024 | April | Sublap | SCLD | Average Weekday | 94.9691 | 0.062497
| 2024 | April | Sublap | SCLD | Monthly System Peak Day | 94.9691 | 0.062497
| 2024 | April | Sublap | SCNW | Average Weekday | 1778.1444 | 0.062497
| 2024 | April | Sublap | SCNW | Monthly System Peak Day | 1778.1444 | 0.062497
| 2024 | April | Tariff | Dynamic | Average Weekday | 27781.4863 | 0.062497
| 2024 | April | Tariff | Dynamic | Monthly System Peak Day | 27781.4863 | 0.062497
| 2024 | April | Tariff | Flat | Average Weekday | 72471.5078 | 0.062497
| 2024 | April | Tariff | Flat | Monthly System Peak Day | 72471.5078 | 0.062497
| 2024 | April | Zone | Remainder of System | Average Weekday | 42992.707 | 0.062497
| 2024 | April | Zone | Remainder of System | Monthly System Peak Day | 42992.707 | 0.062497
| 2024 | April | Zone | South Orange County | Average Weekday | 20945.7344 | 0.062497
| 2024 | April | Zone | South Orange County | Monthly System Peak Day | 20945.7344 | 0.062497
| 2024 | April | Zone | South of Lugo | Average Weekday | 36314.5625 | 0.062497
| 2024 | April | Zone | South of Lugo | Monthly System Peak Day | 36314.5625 | 0.062497
| 2024 | August | All | All Customers | Average Weekday | 104372 | 0.062497
| 2024 | August | All | All Customers | Monthly System Peak Day | 104372 | 0.062497
| 2024 | August | LCA | Big Creek/Ventura | Average Weekday | 12407.2568 | 0.062497
| 2024 | August | LCA | Big Creek/Ventura | Monthly System Peak Day | 12407.2568 | 0.062497
| 2024 | August | LCA | LA Basin | Average Weekday | 89158.4922 | 0.062497
| 2024 | August | LCA | LA Basin | Monthly System Peak Day | 89158.4922 | 0.062497
| 2024 | August | LCA | Outside | Average Weekday | 2806.2529 | 0.062497
| 2024 | August | LCA | Outside | Monthly System Peak Day | 2806.2529 | 0.062497
| 2024 | August | Low Income | CARE | Average Weekday | 15072.5654 | 0.062497
| 2024 | August | Low Income | CARE | Monthly System Peak Day | 15072.5654 | 0.062497
| 2024 | August | Low Income | Non-CARE | Average Weekday | 89299.4297 | 0.062497
| 2024 | August | Low Income | Non-CARE | Monthly System Peak Day | 89299.4297 | 0.062497
| 2024 | August | NEM | NEM Customer | Average Weekday | 23041.1465 | 0.062497
| 2024 | August | NEM | NEM Customer | Monthly System Peak Day | 23041.1465 | 0.062497
| 2024 | August | NEM | Non-NEM Customer | Average Weekday | 81330.8516 | 0.062497
| 2024 | August | NEM | Non-NEM Customer | Monthly System Peak Day | 81330.8516 | 0.062497
| 2024 | August | Sublap | SCEC | Average Weekday | 42188.4609 | 0.062497
| 2024 | August | Sublap | SCEC | Monthly System Peak Day | 42188.4609 | 0.062497
| 2024 | August | Sublap | SCEN | Average Weekday | 10551.8477 | 0.062497
| 2024 | August | Sublap | SCEN | Monthly System Peak Day | 10551.8477 | 0.062497
| 2024 | August | Sublap | SCEW | Average Weekday | 46974.2344 | 0.062497
| 2024 | August | Sublap | SCEW | Monthly System Peak Day | 46974.2344 | 0.062497
| 2024 | August | Sublap | SCHD | Average Weekday | 2707.3821 | 0.062497
| 2024 | August | Sublap | SCHD | Monthly System Peak Day | 2707.3821 | 0.062497
| 2024 | August | Sublap | SCLD | Average Weekday | 98.871 | 0.062497
| 2024 | August | Sublap | SCLD | Monthly System Peak Day | 98.871 | 0.062497
| 2024 | August | Sublap | SCNW | Average Weekday | 1851.2014 | 0.062497
| 2024 | August | Sublap | SCNW | Monthly System Peak Day | 1851.2014 | 0.062497
| 2024 | August | Tariff | Dynamic | Average Weekday | 28922.918 | 0.062497
| 2024 | August | Tariff | Dynamic | Monthly System Peak Day | 28922.918 | 0.062497
| 2024 | August | Tariff | Flat | Average Weekday | 75449.0781 | 0.062497
| 2024 | August | Tariff | Flat | Monthly System Peak Day | 75449.0781 | 0.062497
| 2024 | August | Zone | Remainder of System | Average Weekday | 44759.1055 | 0.062497
| 2024 | August | Zone | Remainder of System | Monthly System Peak Day | 44759.1055 | 0.062497
| 2024 | August | Zone | South Orange County | Average Weekday | 21806.3105 | 0.062497
| 2024 | August | Zone | South Orange County | Monthly System Peak Day | 21806.3105 | 0.062497
| 2024 | August | Zone | South of Lugo | Average Weekday | 37806.582 | 0.062497
| 2024 | August | Zone | South of Lugo | Monthly System Peak Day | 37806.582 | 0.062497
| 2024 | December | All | All Customers | Average Weekday | 107934.6641 | 0.062497
| 2024 | December | All | All Customers | Monthly System Peak Day | 107934.6641 | 0.062497
| 2024 | December | LCA | Big Creek/Ventura | Average Weekday | 12830.7705 | 0.062497
| 2024 | December | LCA | Big Creek/Ventura | Monthly System Peak Day | 12830.7705 | 0.062497
| 2024 | December | LCA | LA Basin | Average Weekday | 92201.8516 | 0.062497
| 2024 | December | LCA | LA Basin | Monthly System Peak Day | 92201.8516 | 0.062497
| 2024 | December | LCA | Outside | Average Weekday | 2902.0425 | 0.062497
| 2024 | December | LCA | Outside | Monthly System Peak Day | 2902.0425 | 0.062497
| 2024 | December | Low Income | CARE | Average Weekday | 15587.0576 | 0.062497
| 2024 | December | Low Income | CARE | Monthly System Peak Day | 15587.0576 | 0.062497
| 2024 | December | Low Income | Non-CARE | Average Weekday | 92347.6094 | 0.062497
| 2024 | December | Low Income | Non-CARE | Monthly System Peak Day | 92347.6094 | 0.062497
| 2024 | December | NEM | NEM Customer | Average Weekday | 23827.6406 | 0.062497
| 2024 | December | NEM | NEM Customer | Monthly System Peak Day | 23827.6406 | 0.062497
| 2024 | December | NEM | Non-NEM Customer | Average Weekday | 84107.0234 | 0.062497
| 2024 | December | NEM | Non-NEM Customer | Monthly System Peak Day | 84107.0234 | 0.062497
| 2024 | December | Sublap | SCEC | Average Weekday | 43628.5352 | 0.062497
| 2024 | December | Sublap | SCEC | Monthly System Peak Day | 43628.5352 | 0.062497
| 2024 | December | Sublap | SCEN | Average Weekday | 10912.0283 | 0.062497
| 2024 | December | Sublap | SCEN | Monthly System Peak Day | 10912.0283 | 0.062497
| 2024 | December | Sublap | SCEW | Average Weekday | 48577.668 | 0.062497
| 2024 | December | Sublap | SCEW | Monthly System Peak Day | 48577.668 | 0.062497
| 2024 | December | Sublap | SCHD | Average Weekday | 2799.7969 | 0.062497
| 2024 | December | Sublap | SCHD | Monthly System Peak Day | 2799.7969 | 0.062497
| 2024 | December | Sublap | SCLD | Average Weekday | 102.2459 | 0.062497
| 2024 | December | Sublap | SCLD | Monthly System Peak Day | 102.2459 | 0.062497
| 2024 | December | Sublap | SCNW | Average Weekday | 1914.3909 | 0.062497
| 2024 | December | Sublap | SCNW | Monthly System Peak Day | 1914.3909 | 0.062497
| 2024 | December | Tariff | Dynamic | Average Weekday | 29910.1816 | 0.062497
| 2024 | December | Tariff | Dynamic | Monthly System Peak Day | 29910.1816 | 0.062497
| 2024 | December | Tariff | Flat | Average Weekday | 78024.4844 | 0.062497
| 2024 | December | Tariff | Flat | Monthly System Peak Day | 78024.4844 | 0.062497
| 2024 | December | Zone | Remainder of System | Average Weekday | 46286.9297 | 0.062497
| 2024 | December | Zone | Remainder of System | Monthly System Peak Day | 46286.9297 | 0.062497
| 2024 | December | Zone | South Orange County | Average Weekday | 22550.6543 | 0.062497
| 2024 | December | Zone | South Orange County | Monthly System Peak Day | 22550.6543 | 0.062497
| 2024 | December | Zone | South of Lugo | Average Weekday | 39097.0859 | 0.062497
| 2024 | December | Zone | South of Lugo | Monthly System Peak Day | 39097.0859 | 0.062497
| 2024 | February | All | All Customers | Average Weekday | 98193.5 | 0.062497
| 2024 | February | All | All Customers | Monthly System Peak Day | 98193.5 | 0.062497
| 2024 | February | LCA | Big Creek/Ventura | Average Weekday | 11672.7861 | 0.062497
| 2024 | February | LCA | Big Creek/Ventura | Monthly System Peak Day | 11672.7861 | 0.062497
| 2024 | February | LCA | LA Basin | Average Weekday | 83880.5781 | 0.062497
| 2024 | February | LCA | LA Basin | Monthly System Peak Day | 83880.5781 | 0.062497
| 2024 | February | LCA | Outside | Average Weekday | 2640.1316 | 0.062497
| 2024 | February | LCA | Outside | Monthly System Peak Day | 2640.1316 | 0.062497
| 2024 | February | Low Income | CARE | Average Weekday | 14180.3164 | 0.062497
| 2024 | February | Low Income | CARE | Monthly System Peak Day | 14180.3164 | 0.062497
| 2024 | February | Low Income | Non-CARE | Average Weekday | 84013.1797 | 0.062497
| 2024 | February | Low Income | Non-CARE | Monthly System Peak Day | 84013.1797 | 0.062497
| 2024 | February | NEM | NEM Customer | Average Weekday | 21677.1836 | 0.062497
| 2024 | February | NEM | NEM Customer | Monthly System Peak Day | 21677.1836 | 0.062497
| 2024 | February | NEM | Non-NEM Customer | Average Weekday | 76516.3125 | 0.062497
| 2024 | February | NEM | Non-NEM Customer | Monthly System Peak Day | 76516.3125 | 0.062497
| 2024 | February | Sublap | SCEC | Average Weekday | 39691.0352 | 0.062497
| 2024 | February | Sublap | SCEC | Monthly System Peak Day | 39691.0352 | 0.062497
| 2024 | February | Sublap | SCEN | Average Weekday | 9927.2109 | 0.062497
| 2024 | February | Sublap | SCEN | Monthly System Peak Day | 9927.2109 | 0.062497
| 2024 | February | Sublap | SCEW | Average Weekday | 44193.5078 | 0.062497
| 2024 | February | Sublap | SCEW | Monthly System Peak Day | 44193.5078 | 0.062497
| 2024 | February | Sublap | SCHD | Average Weekday | 2547.1135 | 0.062497
| 2024 | February | Sublap | SCHD | Monthly System Peak Day | 2547.1135 | 0.062497
| 2024 | February | Sublap | SCLD | Average Weekday | 93.0181 | 0.062497
| 2024 | February | Sublap | SCLD | Monthly System Peak Day | 93.0181 | 0.062497
| 2024 | February | Sublap | SCNW | Average Weekday | 1741.616 | 0.062497
| 2024 | February | Sublap | SCNW | Monthly System Peak Day | 1741.616 | 0.062497
| 2024 | February | Tariff | Dynamic | Average Weekday | 27210.7715 | 0.062497
| 2024 | February | Tariff | Dynamic | Monthly System Peak Day | 27210.7715 | 0.062497
| 2024 | February | Tariff | Flat | Average Weekday | 70982.7266 | 0.062497
| 2024 | February | Tariff | Flat | Monthly System Peak Day | 70982.7266 | 0.062497
| 2024 | February | Zone | Remainder of System | Average Weekday | 42109.5078 | 0.062497
| 2024 | February | Zone | Remainder of System | Monthly System Peak Day | 42109.5078 | 0.062497
| 2024 | February | Zone | South Orange County | Average Weekday | 20515.4453 | 0.062497
| 2024 | February | Zone | South Orange County | Monthly System Peak Day | 20515.4453 | 0.062497
| 2024 | February | Zone | South of Lugo | Average Weekday | 35568.5508 | 0.062497
| 2024 | February | Zone | South of Lugo | Monthly System Peak Day | 35568.5508 | 0.062497
| 2024 | January | All | All Customers | Average Weekday | 97163.75 | 0.062497
| 2024 | January | All | All Customers | Monthly System Peak Day | 97163.75 | 0.062497
| 2024 | January | LCA | Big Creek/Ventura | Average Weekday | 11550.374 | 0.062497
| 2024 | January | LCA | Big Creek/Ventura | Monthly System Peak Day | 11550.374 | 0.062497
| 2024 | January | LCA | LA Basin | Average Weekday | 83000.9297 | 0.062497
| 2024 | January | LCA | LA Basin | Monthly System Peak Day | 83000.9297 | 0.062497
| 2024 | January | LCA | Outside | Average Weekday | 2612.4446 | 0.062497
| 2024 | January | LCA | Outside | Monthly System Peak Day | 2612.4446 | 0.062497
| 2024 | January | Low Income | CARE | Average Weekday | 14031.6084 | 0.062497
| 2024 | January | Low Income | CARE | Monthly System Peak Day | 14031.6084 | 0.062497
| 2024 | January | Low Income | Non-CARE | Average Weekday | 83132.1406 | 0.062497
| 2024 | January | Low Income | Non-CARE | Monthly System Peak Day | 83132.1406 | 0.062497
| 2024 | January | NEM | NEM Customer | Average Weekday | 21449.8555 | 0.062497
| 2024 | January | NEM | NEM Customer | Monthly System Peak Day | 21449.8555 | 0.062497
| 2024 | January | NEM | Non-NEM Customer | Average Weekday | 75713.8906 | 0.062497
| 2024 | January | NEM | Non-NEM Customer | Monthly System Peak Day | 75713.8906 | 0.062497
| 2024 | January | Sublap | SCEC | Average Weekday | 39274.7969 | 0.062497
| 2024 | January | Sublap | SCEC | Monthly System Peak Day | 39274.7969 | 0.062497
| 2024 | January | Sublap | SCEN | Average Weekday | 9823.1055 | 0.062497
| 2024 | January | Sublap | SCEN | Monthly System Peak Day | 9823.1055 | 0.062497
| 2024 | January | Sublap | SCEW | Average Weekday | 43730.0508 | 0.062497
| 2024 | January | Sublap | SCEW | Monthly System Peak Day | 43730.0508 | 0.062497
| 2024 | January | Sublap | SCHD | Average Weekday | 2520.4021 | 0.062497
| 2024 | January | Sublap | SCHD | Monthly System Peak Day | 2520.4021 | 0.062497
| 2024 | January | Sublap | SCLD | Average Weekday | 92.0427 | 0.062497
| 2024 | January | Sublap | SCLD | Monthly System Peak Day | 92.0427 | 0.062497
| 2024 | January | Sublap | SCNW | Average Weekday | 1723.3517 | 0.062497
| 2024 | January | Sublap | SCNW | Monthly System Peak Day | 1723.3517 | 0.062497
| 2024 | January | Tariff | Dynamic | Average Weekday | 26925.4121 | 0.062497
| 2024 | January | Tariff | Dynamic | Monthly System Peak Day | 26925.4121 | 0.062497
| 2024 | January | Tariff | Flat | Average Weekday | 70238.3359 | 0.062497
| 2024 | January | Tariff | Flat | Monthly System Peak Day | 70238.3359 | 0.062497
| 2024 | January | Zone | Remainder of System | Average Weekday | 41667.9062 | 0.062497
| 2024 | January | Zone | Remainder of System | Monthly System Peak Day | 41667.9062 | 0.062497
| 2024 | January | Zone | South Orange County | Average Weekday | 20300.3008 | 0.062497
| 2024 | January | Zone | South Orange County | Monthly System Peak Day | 20300.3008 | 0.062497
| 2024 | January | Zone | South of Lugo | Average Weekday | 35195.543 | 0.062497
| 2024 | January | Zone | South of Lugo | Monthly System Peak Day | 35195.543 | 0.062497
| 2024 | July | All | All Customers | Average Weekday | 103342.25 | 0.062497
| 2024 | July | All | All Customers | Monthly System Peak Day | 103342.25 | 0.062497
| 2024 | July | LCA | Big Creek/Ventura | Average Weekday | 12284.8447 | 0.062497
| 2024 | July | LCA | Big Creek/Ventura | Monthly System Peak Day | 12284.8447 | 0.062497
| 2024 | July | LCA | LA Basin | Average Weekday | 88278.8359 | 0.062497
| 2024 | July | LCA | LA Basin | Monthly System Peak Day | 88278.8359 | 0.062497
| 2024 | July | LCA | Outside | Average Weekday | 2778.5662 | 0.062497
| 2024 | July | LCA | Outside | Monthly System Peak Day | 2778.5662 | 0.062497
| 2024 | July | Low Income | CARE | Average Weekday | 14923.8574 | 0.062497
| 2024 | July | Low Income | CARE | Monthly System Peak Day | 14923.8574 | 0.062497
| 2024 | July | Low Income | Non-CARE | Average Weekday | 88418.3906 | 0.062497
| 2024 | July | Low Income | Non-CARE | Monthly System Peak Day | 88418.3906 | 0.062497
| 2024 | July | NEM | NEM Customer | Average Weekday | 22813.8203 | 0.062497
| 2024 | July | NEM | NEM Customer | Monthly System Peak Day | 22813.8203 | 0.062497
| 2024 | July | NEM | Non-NEM Customer | Average Weekday | 80528.4297 | 0.062497
| 2024 | July | NEM | Non-NEM Customer | Monthly System Peak Day | 80528.4297 | 0.062497
| 2024 | July | Sublap | SCEC | Average Weekday | 41772.2227 | 0.062497
| 2024 | July | Sublap | SCEC | Monthly System Peak Day | 41772.2227 | 0.062497
| 2024 | July | Sublap | SCEN | Average Weekday | 10447.7422 | 0.062497
| 2024 | July | Sublap | SCEN | Monthly System Peak Day | 10447.7422 | 0.062497
| 2024 | July | Sublap | SCEW | Average Weekday | 46510.7812 | 0.062497
| 2024 | July | Sublap | SCEW | Monthly System Peak Day | 46510.7812 | 0.062497
| 2024 | July | Sublap | SCHD | Average Weekday | 2680.6707 | 0.062497
| 2024 | July | Sublap | SCHD | Monthly System Peak Day | 2680.6707 | 0.062497
| 2024 | July | Sublap | SCLD | Average Weekday | 97.8955 | 0.062497
| 2024 | July | Sublap | SCLD | Monthly System Peak Day | 97.8955 | 0.062497
| 2024 | July | Sublap | SCNW | Average Weekday | 1832.9371 | 0.062497
| 2024 | July | Sublap | SCNW | Monthly System Peak Day | 1832.9371 | 0.062497
| 2024 | July | Tariff | Dynamic | Average Weekday | 28637.5605 | 0.062497
| 2024 | July | Tariff | Dynamic | Monthly System Peak Day | 28637.5605 | 0.062497
| 2024 | July | Tariff | Flat | Average Weekday | 74704.6875 | 0.062497
| 2024 | July | Tariff | Flat | Monthly System Peak Day | 74704.6875 | 0.062497
| 2024 | July | Zone | Remainder of System | Average Weekday | 44317.5078 | 0.062497
| 2024 | July | Zone | Remainder of System | Monthly System Peak Day | 44317.5078 | 0.062497
| 2024 | July | Zone | South Orange County | Average Weekday | 21591.168 | 0.062497
| 2024 | July | Zone | South Orange County | Monthly System Peak Day | 21591.168 | 0.062497
| 2024 | July | Zone | South of Lugo | Average Weekday | 37433.5781 | 0.062497
| 2024 | July | Zone | South of Lugo | Monthly System Peak Day | 37433.5781 | 0.062497
| 2024 | June | All | All Customers | Average Weekday | 102312.5 | 0.062497
| 2024 | June | All | All Customers | Monthly System Peak Day | 102312.5 | 0.062497
| 2024 | June | LCA | Big Creek/Ventura | Average Weekday | 12162.4336 | 0.062497
| 2024 | June | LCA | Big Creek/Ventura | Monthly System Peak Day | 12162.4336 | 0.062497
| 2024 | June | LCA | LA Basin | Average Weekday | 87399.1875 | 0.062497
| 2024 | June | LCA | LA Basin | Monthly System Peak Day | 87399.1875 | 0.062497
| 2024 | June | LCA | Outside | Average Weekday | 2750.8792 | 0.062497
| 2024 | June | LCA | Outside | Monthly System Peak Day | 2750.8792 | 0.062497
| 2024 | June | Low Income | CARE | Average Weekday | 14775.1494 | 0.062497
| 2024 | June | Low Income | CARE | Monthly System Peak Day | 14775.1494 | 0.062497
| 2024 | June | Low Income | Non-CARE | Average Weekday | 87537.3516 | 0.062497
| 2024 | June | Low Income | Non-CARE | Monthly System Peak Day | 87537.3516 | 0.062497
| 2024 | June | NEM | NEM Customer | Average Weekday | 22586.4922 | 0.062497
| 2024 | June | NEM | NEM Customer | Monthly System Peak Day | 22586.4922 | 0.062497
| 2024 | June | NEM | Non-NEM Customer | Average Weekday | 79726.0078 | 0.062497
| 2024 | June | NEM | Non-NEM Customer | Monthly System Peak Day | 79726.0078 | 0.062497
| 2024 | June | Sublap | SCEC | Average Weekday | 41355.9844 | 0.062497
| 2024 | June | Sublap | SCEC | Monthly System Peak Day | 41355.9844 | 0.062497
| 2024 | June | Sublap | SCEN | Average Weekday | 10343.6357 | 0.062497
| 2024 | June | Sublap | SCEN | Monthly System Peak Day | 10343.6357 | 0.062497
| 2024 | June | Sublap | SCEW | Average Weekday | 46047.3242 | 0.062497
| 2024 | June | Sublap | SCEW | Monthly System Peak Day | 46047.3242 | 0.062497
| 2024 | June | Sublap | SCHD | Average Weekday | 2653.9592 | 0.062497
| 2024 | June | Sublap | SCHD | Monthly System Peak Day | 2653.9592 | 0.062497
| 2024 | June | Sublap | SCLD | Average Weekday | 96.92 | 0.062497
| 2024 | June | Sublap | SCLD | Monthly System Peak Day | 96.92 | 0.062497
| 2024 | June | Sublap | SCNW | Average Weekday | 1814.6729 | 0.062497
| 2024 | June | Sublap | SCNW | Monthly System Peak Day | 1814.6729 | 0.062497
| 2024 | June | Tariff | Dynamic | Average Weekday | 28352.2012 | 0.062497
| 2024 | June | Tariff | Dynamic | Monthly System Peak Day | 28352.2012 | 0.062497
| 2024 | June | Tariff | Flat | Average Weekday | 73960.2969 | 0.062497
| 2024 | June | Tariff | Flat | Monthly System Peak Day | 73960.2969 | 0.062497
| 2024 | June | Zone | Remainder of System | Average Weekday | 43875.9062 | 0.062497
| 2024 | June | Zone | Remainder of System | Monthly System Peak Day | 43875.9062 | 0.062497
| 2024 | June | Zone | South Orange County | Average Weekday | 21376.0234 | 0.062497
| 2024 | June | Zone | South Orange County | Monthly System Peak Day | 21376.0234 | 0.062497
| 2024 | June | Zone | South of Lugo | Average Weekday | 37060.5703 | 0.062497
| 2024 | June | Zone | South of Lugo | Monthly System Peak Day | 37060.5703 | 0.062497
| 2024 | March | All | All Customers | Average Weekday | 99223.25 | 0.062497
| 2024 | March | All | All Customers | Monthly System Peak Day | 99223.25 | 0.062497
| 2024 | March | LCA | Big Creek/Ventura | Average Weekday | 11795.1973 | 0.062497
| 2024 | March | LCA | Big Creek/Ventura | Monthly System Peak Day | 11795.1973 | 0.062497
| 2024 | March | LCA | LA Basin | Average Weekday | 84760.2344 | 0.062497
| 2024 | March | LCA | LA Basin | Monthly System Peak Day | 84760.2344 | 0.062497
| 2024 | March | LCA | Outside | Average Weekday | 2667.8184 | 0.062497
| 2024 | March | LCA | Outside | Monthly System Peak Day | 2667.8184 | 0.062497
| 2024 | March | Low Income | CARE | Average Weekday | 14329.0244 | 0.062497
| 2024 | March | Low Income | CARE | Monthly System Peak Day | 14329.0244 | 0.062497
| 2024 | March | Low Income | Non-CARE | Average Weekday | 84894.2266 | 0.062497
| 2024 | March | Low Income | Non-CARE | Monthly System Peak Day | 84894.2266 | 0.062497
| 2024 | March | NEM | NEM Customer | Average Weekday | 21904.5098 | 0.062497
| 2024 | March | NEM | NEM Customer | Monthly System Peak Day | 21904.5098 | 0.062497
| 2024 | March | NEM | Non-NEM Customer | Average Weekday | 77318.7422 | 0.062497
| 2024 | March | NEM | Non-NEM Customer | Monthly System Peak Day | 77318.7422 | 0.062497
| 2024 | March | Sublap | SCEC | Average Weekday | 40107.2734 | 0.062497
| 2024 | March | Sublap | SCEC | Monthly System Peak Day | 40107.2734 | 0.062497
| 2024 | March | Sublap | SCEN | Average Weekday | 10031.3174 | 0.062497
| 2024 | March | Sublap | SCEN | Monthly System Peak Day | 10031.3174 | 0.062497
| 2024 | March | Sublap | SCEW | Average Weekday | 44656.9609 | 0.062497
| 2024 | March | Sublap | SCEW | Monthly System Peak Day | 44656.9609 | 0.062497
| 2024 | March | Sublap | SCHD | Average Weekday | 2573.825 | 0.062497
| 2024 | March | Sublap | SCHD | Monthly System Peak Day | 2573.825 | 0.062497
| 2024 | March | Sublap | SCLD | Average Weekday | 93.9936 | 0.062497
| 2024 | March | Sublap | SCLD | Monthly System Peak Day | 93.9936 | 0.062497
| 2024 | March | Sublap | SCNW | Average Weekday | 1759.8802 | 0.062497
| 2024 | March | Sublap | SCNW | Monthly System Peak Day | 1759.8802 | 0.062497
| 2024 | March | Tariff | Dynamic | Average Weekday | 27496.1289 | 0.062497
| 2024 | March | Tariff | Dynamic | Monthly System Peak Day | 27496.1289 | 0.062497
| 2024 | March | Tariff | Flat | Average Weekday | 71727.1172 | 0.062497
| 2024 | March | Tariff | Flat | Monthly System Peak Day | 71727.1172 | 0.062497
| 2024 | March | Zone | Remainder of System | Average Weekday | 42551.1055 | 0.062497
| 2024 | March | Zone | Remainder of System | Monthly System Peak Day | 42551.1055 | 0.062497
| 2024 | March | Zone | South Orange County | Average Weekday | 20730.5898 | 0.062497
| 2024 | March | Zone | South Orange County | Monthly System Peak Day | 20730.5898 | 0.062497
| 2024 | March | Zone | South of Lugo | Average Weekday | 35941.5547 | 0.062497
| 2024 | March | Zone | South of Lugo | Monthly System Peak Day | 35941.5547 | 0.062497
| 2024 | May | All | All Customers | Average Weekday | 101282.75 | 0.062497
| 2024 | May | All | All Customers | Monthly System Peak Day | 101282.75 | 0.062497
| 2024 | May | LCA | Big Creek/Ventura | Average Weekday | 12040.0215 | 0.062497
| 2024 | May | LCA | Big Creek/Ventura | Monthly System Peak Day | 12040.0215 | 0.062497
| 2024 | May | LCA | LA Basin | Average Weekday | 86519.5312 | 0.062497
| 2024 | May | LCA | LA Basin | Monthly System Peak Day | 86519.5312 | 0.062497
| 2024 | May | LCA | Outside | Average Weekday | 2723.1924 | 0.062497
| 2024 | May | LCA | Outside | Monthly System Peak Day | 2723.1924 | 0.062497
| 2024 | May | Low Income | CARE | Average Weekday | 14626.4414 | 0.062497
| 2024 | May | Low Income | CARE | Monthly System Peak Day | 14626.4414 | 0.062497
| 2024 | May | Low Income | Non-CARE | Average Weekday | 86656.3047 | 0.062497
| 2024 | May | Low Income | Non-CARE | Monthly System Peak Day | 86656.3047 | 0.062497
| 2024 | May | NEM | NEM Customer | Average Weekday | 22359.166 | 0.062497
| 2024 | May | NEM | NEM Customer | Monthly System Peak Day | 22359.166 | 0.062497
| 2024 | May | NEM | Non-NEM Customer | Average Weekday | 78923.5859 | 0.062497
| 2024 | May | NEM | Non-NEM Customer | Monthly System Peak Day | 78923.5859 | 0.062497
| 2024 | May | Sublap | SCEC | Average Weekday | 40939.7461 | 0.062497
| 2024 | May | Sublap | SCEC | Monthly System Peak Day | 40939.7461 | 0.062497
| 2024 | May | Sublap | SCEN | Average Weekday | 10239.5293 | 0.062497
| 2024 | May | Sublap | SCEN | Monthly System Peak Day | 10239.5293 | 0.062497
| 2024 | May | Sublap | SCEW | Average Weekday | 45583.8711 | 0.062497
| 2024 | May | Sublap | SCEW | Monthly System Peak Day | 45583.8711 | 0.062497
| 2024 | May | Sublap | SCHD | Average Weekday | 2627.2478 | 0.062497
| 2024 | May | Sublap | SCHD | Monthly System Peak Day | 2627.2478 | 0.062497
| 2024 | May | Sublap | SCLD | Average Weekday | 95.9446 | 0.062497
| 2024 | May | Sublap | SCLD | Monthly System Peak Day | 95.9446 | 0.062497
| 2024 | May | Sublap | SCNW | Average Weekday | 1796.4087 | 0.062497
| 2024 | May | Sublap | SCNW | Monthly System Peak Day | 1796.4087 | 0.062497
| 2024 | May | Tariff | Dynamic | Average Weekday | 28066.8438 | 0.062497
| 2024 | May | Tariff | Dynamic | Monthly System Peak Day | 28066.8438 | 0.062497
| 2024 | May | Tariff | Flat | Average Weekday | 73215.9062 | 0.062497
| 2024 | May | Tariff | Flat | Monthly System Peak Day | 73215.9062 | 0.062497
| 2024 | May | Zone | Remainder of System | Average Weekday | 43434.3086 | 0.062497
| 2024 | May | Zone | Remainder of System | Monthly System Peak Day | 43434.3086 | 0.062497
| 2024 | May | Zone | South Orange County | Average Weekday | 21160.8789 | 0.062497
| 2024 | May | Zone | South Orange County | Monthly System Peak Day | 21160.8789 | 0.062497
| 2024 | May | Zone | South of Lugo | Average Weekday | 36687.5664 | 0.062497
| 2024 | May | Zone | South of Lugo | Monthly System Peak Day | 36687.5664 | 0.062497
| 2024 | November | All | All Customers | Average Weekday | 107044 | 0.062497
| 2024 | November | All | All Customers | Monthly System Peak Day | 107044 | 0.062497
| 2024 | November | LCA | Big Creek/Ventura | Average Weekday | 12724.8916 | 0.062497
| 2024 | November | LCA | Big Creek/Ventura | Monthly System Peak Day | 12724.8916 | 0.062497
| 2024 | November | LCA | LA Basin | Average Weekday | 91441.0078 | 0.062497
| 2024 | November | LCA | LA Basin | Monthly System Peak Day | 91441.0078 | 0.062497
| 2024 | November | LCA | Outside | Average Weekday | 2878.0952 | 0.062497
| 2024 | November | LCA | Outside | Monthly System Peak Day | 2878.0952 | 0.062497
| 2024 | November | Low Income | CARE | Average Weekday | 15458.4346 | 0.062497
| 2024 | November | Low Income | CARE | Monthly System Peak Day | 15458.4346 | 0.062497
| 2024 | November | Low Income | Non-CARE | Average Weekday | 91585.5625 | 0.062497
| 2024 | November | Low Income | Non-CARE | Monthly System Peak Day | 91585.5625 | 0.062497
| 2024 | November | NEM | NEM Customer | Average Weekday | 23631.0176 | 0.062497
| 2024 | November | NEM | NEM Customer | Monthly System Peak Day | 23631.0176 | 0.062497
| 2024 | November | NEM | Non-NEM Customer | Average Weekday | 83412.9844 | 0.062497
| 2024 | November | NEM | Non-NEM Customer | Monthly System Peak Day | 83412.9844 | 0.062497
| 2024 | November | Sublap | SCEC | Average Weekday | 43268.5156 | 0.062497
| 2024 | November | Sublap | SCEC | Monthly System Peak Day | 43268.5156 | 0.062497
| 2024 | November | Sublap | SCEN | Average Weekday | 10821.9834 | 0.062497
| 2024 | November | Sublap | SCEN | Monthly System Peak Day | 10821.9834 | 0.062497
| 2024 | November | Sublap | SCEW | Average Weekday | 48176.8125 | 0.062497
| 2024 | November | Sublap | SCEW | Monthly System Peak Day | 48176.8125 | 0.062497
| 2024 | November | Sublap | SCHD | Average Weekday | 2776.6931 | 0.062497
| 2024 | November | Sublap | SCHD | Monthly System Peak Day | 2776.6931 | 0.062497
| 2024 | November | Sublap | SCLD | Average Weekday | 101.4022 | 0.062497
| 2024 | November | Sublap | SCLD | Monthly System Peak Day | 101.4022 | 0.062497
| 2024 | November | Sublap | SCNW | Average Weekday | 1898.5935 | 0.062497
| 2024 | November | Sublap | SCNW | Monthly System Peak Day | 1898.5935 | 0.062497
| 2024 | November | Tariff | Dynamic | Average Weekday | 29663.3652 | 0.062497
| 2024 | November | Tariff | Dynamic | Monthly System Peak Day | 29663.3652 | 0.062497
| 2024 | November | Tariff | Flat | Average Weekday | 77380.6328 | 0.062497
| 2024 | November | Tariff | Flat | Monthly System Peak Day | 77380.6328 | 0.062497
| 2024 | November | Zone | Remainder of System | Average Weekday | 45904.9727 | 0.062497
| 2024 | November | Zone | Remainder of System | Monthly System Peak Day | 45904.9727 | 0.062497
| 2024 | November | Zone | South Orange County | Average Weekday | 22364.5684 | 0.062497
| 2024 | November | Zone | South Orange County | Monthly System Peak Day | 22364.5684 | 0.062497
| 2024 | November | Zone | South of Lugo | Average Weekday | 38774.4609 | 0.062497
| 2024 | November | Zone | South of Lugo | Monthly System Peak Day | 38774.4609 | 0.062497
| 2024 | October | All | All Customers | Average Weekday | 106153.3359 | 0.062497
| 2024 | October | All | All Customers | Monthly System Peak Day | 106153.3359 | 0.062497
| 2024 | October | LCA | Big Creek/Ventura | Average Weekday | 12619.0137 | 0.062497
| 2024 | October | LCA | Big Creek/Ventura | Monthly System Peak Day | 12619.0137 | 0.062497
| 2024 | October | LCA | LA Basin | Average Weekday | 90680.1719 | 0.062497
| 2024 | October | LCA | LA Basin | Monthly System Peak Day | 90680.1719 | 0.062497
| 2024 | October | LCA | Outside | Average Weekday | 2854.1477 | 0.062497
| 2024 | October | LCA | Outside | Monthly System Peak Day | 2854.1477 | 0.062497
| 2024 | October | Low Income | CARE | Average Weekday | 15329.8115 | 0.062497
| 2024 | October | Low Income | CARE | Monthly System Peak Day | 15329.8115 | 0.062497
| 2024 | October | Low Income | Non-CARE | Average Weekday | 90823.5234 | 0.062497
| 2024 | October | Low Income | Non-CARE | Monthly System Peak Day | 90823.5234 | 0.062497
| 2024 | October | NEM | NEM Customer | Average Weekday | 23434.3945 | 0.062497
| 2024 | October | NEM | NEM Customer | Monthly System Peak Day | 23434.3945 | 0.062497
| 2024 | October | NEM | Non-NEM Customer | Average Weekday | 82718.9375 | 0.062497
| 2024 | October | NEM | Non-NEM Customer | Monthly System Peak Day | 82718.9375 | 0.062497
| 2024 | October | Sublap | SCEC | Average Weekday | 42908.5 | 0.062497
| 2024 | October | Sublap | SCEC | Monthly System Peak Day | 42908.5 | 0.062497
| 2024 | October | Sublap | SCEN | Average Weekday | 10731.9385 | 0.062497
| 2024 | October | Sublap | SCEN | Monthly System Peak Day | 10731.9385 | 0.062497
| 2024 | October | Sublap | SCEW | Average Weekday | 47775.9531 | 0.062497
| 2024 | October | Sublap | SCEW | Monthly System Peak Day | 47775.9531 | 0.062497
| 2024 | October | Sublap | SCHD | Average Weekday | 2753.5896 | 0.062497
| 2024 | October | Sublap | SCHD | Monthly System Peak Day | 2753.5896 | 0.062497
| 2024 | October | Sublap | SCLD | Average Weekday | 100.5584 | 0.062497
| 2024 | October | Sublap | SCLD | Monthly System Peak Day | 100.5584 | 0.062497
| 2024 | October | Sublap | SCNW | Average Weekday | 1882.7961 | 0.062497
| 2024 | October | Sublap | SCNW | Monthly System Peak Day | 1882.7961 | 0.062497
| 2024 | October | Tariff | Dynamic | Average Weekday | 29416.5508 | 0.062497
| 2024 | October | Tariff | Dynamic | Monthly System Peak Day | 29416.5508 | 0.062497
| 2024 | October | Tariff | Flat | Average Weekday | 76736.7812 | 0.062497
| 2024 | October | Tariff | Flat | Monthly System Peak Day | 76736.7812 | 0.062497
| 2024 | October | Zone | Remainder of System | Average Weekday | 45523.0195 | 0.062497
| 2024 | October | Zone | Remainder of System | Monthly System Peak Day | 45523.0195 | 0.062497
| 2024 | October | Zone | South Orange County | Average Weekday | 22178.4824 | 0.062497
| 2024 | October | Zone | South Orange County | Monthly System Peak Day | 22178.4824 | 0.062497
| 2024 | October | Zone | South of Lugo | Average Weekday | 38451.832 | 0.062497
| 2024 | October | Zone | South of Lugo | Monthly System Peak Day | 38451.832 | 0.062497
| 2024 | September | All | All Customers | Average Weekday | 105262.6641 | 0.062497
| 2024 | September | All | All Customers | Monthly System Peak Day | 105262.6641 | 0.062497
| 2024 | September | LCA | Big Creek/Ventura | Average Weekday | 12513.1348 | 0.062497
| 2024 | September | LCA | Big Creek/Ventura | Monthly System Peak Day | 12513.1348 | 0.062497
| 2024 | September | LCA | LA Basin | Average Weekday | 89919.3281 | 0.062497
| 2024 | September | LCA | LA Basin | Monthly System Peak Day | 89919.3281 | 0.062497
| 2024 | September | LCA | Outside | Average Weekday | 2830.2004 | 0.062497
| 2024 | September | LCA | Outside | Monthly System Peak Day | 2830.2004 | 0.062497
| 2024 | September | Low Income | CARE | Average Weekday | 15201.1885 | 0.062497
| 2024 | September | Low Income | CARE | Monthly System Peak Day | 15201.1885 | 0.062497
| 2024 | September | Low Income | Non-CARE | Average Weekday | 90061.4766 | 0.062497
| 2024 | September | Low Income | Non-CARE | Monthly System Peak Day | 90061.4766 | 0.062497
| 2024 | September | NEM | NEM Customer | Average Weekday | 23237.7715 | 0.062497
| 2024 | September | NEM | NEM Customer | Monthly System Peak Day | 23237.7715 | 0.062497
| 2024 | September | NEM | Non-NEM Customer | Average Weekday | 82024.8906 | 0.062497
| 2024 | September | NEM | Non-NEM Customer | Monthly System Peak Day | 82024.8906 | 0.062497
| 2024 | September | Sublap | SCEC | Average Weekday | 42548.4805 | 0.062497
| 2024 | September | Sublap | SCEC | Monthly System Peak Day | 42548.4805 | 0.062497
| 2024 | September | Sublap | SCEN | Average Weekday | 10641.8926 | 0.062497
| 2024 | September | Sublap | SCEN | Monthly System Peak Day | 10641.8926 | 0.062497
| 2024 | September | Sublap | SCEW | Average Weekday | 47375.0938 | 0.062497
| 2024 | September | Sublap | SCEW | Monthly System Peak Day | 47375.0938 | 0.062497
| 2024 | September | Sublap | SCHD | Average Weekday | 2730.4858 | 0.062497
| 2024 | September | Sublap | SCHD | Monthly System Peak Day | 2730.4858 | 0.062497
| 2024 | September | Sublap | SCLD | Average Weekday | 99.7147 | 0.062497
| 2024 | September | Sublap | SCLD | Monthly System Peak Day | 99.7147 | 0.062497
| 2024 | September | Sublap | SCNW | Average Weekday | 1866.9988 | 0.062497
| 2024 | September | Sublap | SCNW | Monthly System Peak Day | 1866.9988 | 0.062497
| 2024 | September | Tariff | Dynamic | Average Weekday | 29169.7344 | 0.062497
| 2024 | September | Tariff | Dynamic | Monthly System Peak Day | 29169.7344 | 0.062497
| 2024 | September | Tariff | Flat | Average Weekday | 76092.9297 | 0.062497
| 2024 | September | Tariff | Flat | Monthly System Peak Day | 76092.9297 | 0.062497
| 2024 | September | Zone | Remainder of System | Average Weekday | 45141.0625 | 0.062497
| 2024 | September | Zone | Remainder of System | Monthly System Peak Day | 45141.0625 | 0.062497
| 2024 | September | Zone | South Orange County | Average Weekday | 21992.3965 | 0.062497
| 2024 | September | Zone | South Orange County | Monthly System Peak Day | 21992.3965 | 0.062497
| 2024 | September | Zone | South of Lugo | Average Weekday | 38129.207 | 0.062497
| 2024 | September | Zone | South of Lugo | Monthly System Peak Day | 38129.207 | 0.062497
| 2024 | Typical Event | All | All Customers | Typical Event Day | 104372 | 0.062497
| 2024 | Typical Event | LCA | Big Creek/Ventura | Typical Event Day | 12407.2568 | 0.062497
| 2024 | Typical Event | LCA | LA Basin | Typical Event Day | 89158.4922 | 0.062497
| 2024 | Typical Event | LCA | Outside | Typical Event Day | 2806.2529 | 0.062497
| 2024 | Typical Event | Low Income | CARE | Typical Event Day | 15072.5654 | 0.062497
| 2024 | Typical Event | Low Income | Non-CARE | Typical Event Day | 89299.4297 | 0.062497
| 2024 | Typical Event | NEM | NEM Customer | Typical Event Day | 23041.1465 | 0.062497
| 2024 | Typical Event | NEM | Non-NEM Customer | Typical Event Day | 81330.8516 | 0.062497
| 2024 | Typical Event | Sublap | SCEC | Typical Event Day | 42188.4609 | 0.062497
| 2024 | Typical Event | Sublap | SCEN | Typical Event Day | 10551.8477 | 0.062497
| 2024 | Typical Event | Sublap | SCEW | Typical Event Day | 46974.2344 | 0.062497
| 2024 | Typical Event | Sublap | SCHD | Typical Event Day | 2707.3821 | 0.062497
| 2024 | Typical Event | Sublap | SCLD | Typical Event Day | 98.871 | 0.062497
| 2024 | Typical Event | Sublap | SCNW | Typical Event Day | 1851.2014 | 0.062497
| 2024 | Typical Event | Tariff | Dynamic | Typical Event Day | 28922.918 | 0.062497
| 2024 | Typical Event | Tariff | Flat | Typical Event Day | 75449.0781 | 0.062497
| 2024 | Typical Event | Zone | Remainder of System | Typical Event Day | 44759.1055 | 0.062497
| 2024 | Typical Event | Zone | South Orange County | Typical Event Day | 21806.3105 | 0.062497
| 2024 | Typical Event | Zone | South of Lugo | Typical Event Day | 37806.582 | 0.062497
| 2025 | April | All | All Customers | Average Weekday | 111497.3359 | 0.03125
| 2025 | April | All | All Customers | Monthly System Peak Day | 111497.3359 | 0.03125
| 2025 | April | LCA | Big Creek/Ventura | Average Weekday | 13254.2832 | 0.03125
| 2025 | April | LCA | Big Creek/Ventura | Monthly System Peak Day | 13254.2832 | 0.03125
| 2025 | April | LCA | LA Basin | Average Weekday | 95245.2188 | 0.03125
| 2025 | April | LCA | LA Basin | Monthly System Peak Day | 95245.2188 | 0.03125
| 2025 | April | LCA | Outside | Average Weekday | 2997.832 | 0.03125
| 2025 | April | LCA | Outside | Monthly System Peak Day | 2997.832 | 0.03125
| 2025 | April | Low Income | CARE | Average Weekday | 16101.5488 | 0.03125
| 2025 | April | Low Income | CARE | Monthly System Peak Day | 16101.5488 | 0.03125
| 2025 | April | Low Income | Non-CARE | Average Weekday | 95395.7812 | 0.03125
| 2025 | April | Low Income | Non-CARE | Monthly System Peak Day | 95395.7812 | 0.03125
| 2025 | April | NEM | NEM Customer | Average Weekday | 24614.1348 | 0.03125
| 2025 | April | NEM | NEM Customer | Monthly System Peak Day | 24614.1348 | 0.03125
| 2025 | April | NEM | Non-NEM Customer | Average Weekday | 86883.1953 | 0.03125
| 2025 | April | NEM | Non-NEM Customer | Monthly System Peak Day | 86883.1953 | 0.03125
| 2025 | April | Sublap | SCEC | Average Weekday | 45068.6094 | 0.03125
| 2025 | April | Sublap | SCEC | Monthly System Peak Day | 45068.6094 | 0.03125
| 2025 | April | Sublap | SCEN | Average Weekday | 11272.208 | 0.03125
| 2025 | April | Sublap | SCEN | Monthly System Peak Day | 11272.208 | 0.03125
| 2025 | April | Sublap | SCEW | Average Weekday | 50181.1016 | 0.03125
| 2025 | April | Sublap | SCEW | Monthly System Peak Day | 50181.1016 | 0.03125
| 2025 | April | Sublap | SCHD | Average Weekday | 2892.2114 | 0.03125
| 2025 | April | Sublap | SCHD | Monthly System Peak Day | 2892.2114 | 0.03125
| 2025 | April | Sublap | SCLD | Average Weekday | 105.6208 | 0.03125
| 2025 | April | Sublap | SCLD | Monthly System Peak Day | 105.6208 | 0.03125
| 2025 | April | Sublap | SCNW | Average Weekday | 1977.5803 | 0.03125
| 2025 | April | Sublap | SCNW | Monthly System Peak Day | 1977.5803 | 0.03125
| 2025 | April | Tariff | Dynamic | Average Weekday | 30897.4453 | 0.03125
| 2025 | April | Tariff | Dynamic | Monthly System Peak Day | 30897.4453 | 0.03125
| 2025 | April | Tariff | Flat | Average Weekday | 80599.8828 | 0.03125
| 2025 | April | Tariff | Flat | Monthly System Peak Day | 80599.8828 | 0.03125
| 2025 | April | Zone | Remainder of System | Average Weekday | 47814.75 | 0.03125
| 2025 | April | Zone | Remainder of System | Monthly System Peak Day | 47814.75 | 0.03125
| 2025 | April | Zone | South Orange County | Average Weekday | 23294.998 | 0.03125
| 2025 | April | Zone | South Orange County | Monthly System Peak Day | 23294.998 | 0.03125
| 2025 | April | Zone | South of Lugo | Average Weekday | 40387.5859 | 0.03125
| 2025 | April | Zone | South of Lugo | Monthly System Peak Day | 40387.5859 | 0.03125
| 2025 | August | All | All Customers | Average Weekday | 115060 | 0.03125
| 2025 | August | All | All Customers | Monthly System Peak Day | 115060 | 0.03125
| 2025 | August | LCA | Big Creek/Ventura | Average Weekday | 13677.7969 | 0.03125
| 2025 | August | LCA | Big Creek/Ventura | Monthly System Peak Day | 13677.7969 | 0.03125
| 2025 | August | LCA | LA Basin | Average Weekday | 98288.5781 | 0.03125
| 2025 | August | LCA | LA Basin | Monthly System Peak Day | 98288.5781 | 0.03125
| 2025 | August | LCA | Outside | Average Weekday | 3093.6216 | 0.03125
| 2025 | August | LCA | Outside | Monthly System Peak Day | 3093.6216 | 0.03125
| 2025 | August | Low Income | CARE | Average Weekday | 16616.041 | 0.03125
| 2025 | August | Low Income | CARE | Monthly System Peak Day | 16616.041 | 0.03125
| 2025 | August | Low Income | Non-CARE | Average Weekday | 98443.9609 | 0.03125
| 2025 | August | Low Income | Non-CARE | Monthly System Peak Day | 98443.9609 | 0.03125
| 2025 | August | NEM | NEM Customer | Average Weekday | 25400.6289 | 0.03125
| 2025 | August | NEM | NEM Customer | Monthly System Peak Day | 25400.6289 | 0.03125
| 2025 | August | NEM | Non-NEM Customer | Average Weekday | 89659.3672 | 0.03125
| 2025 | August | NEM | Non-NEM Customer | Monthly System Peak Day | 89659.3672 | 0.03125
| 2025 | August | Sublap | SCEC | Average Weekday | 46508.6836 | 0.03125
| 2025 | August | Sublap | SCEC | Monthly System Peak Day | 46508.6836 | 0.03125
| 2025 | August | Sublap | SCEN | Average Weekday | 11632.3887 | 0.03125
| 2025 | August | Sublap | SCEN | Monthly System Peak Day | 11632.3887 | 0.03125
| 2025 | August | Sublap | SCEW | Average Weekday | 51784.5352 | 0.03125
| 2025 | August | Sublap | SCEW | Monthly System Peak Day | 51784.5352 | 0.03125
| 2025 | August | Sublap | SCHD | Average Weekday | 2984.626 | 0.03125
| 2025 | August | Sublap | SCHD | Monthly System Peak Day | 2984.626 | 0.03125
| 2025 | August | Sublap | SCLD | Average Weekday | 108.9957 | 0.03125
| 2025 | August | Sublap | SCLD | Monthly System Peak Day | 108.9957 | 0.03125
| 2025 | August | Sublap | SCNW | Average Weekday | 2040.7699 | 0.03125
| 2025 | August | Sublap | SCNW | Monthly System Peak Day | 2040.7699 | 0.03125
| 2025 | August | Tariff | Dynamic | Average Weekday | 31884.709 | 0.03125
| 2025 | August | Tariff | Dynamic | Monthly System Peak Day | 31884.709 | 0.03125
| 2025 | August | Tariff | Flat | Average Weekday | 83175.2891 | 0.03125
| 2025 | August | Tariff | Flat | Monthly System Peak Day | 83175.2891 | 0.03125
| 2025 | August | Zone | Remainder of System | Average Weekday | 49342.5703 | 0.03125
| 2025 | August | Zone | Remainder of System | Monthly System Peak Day | 49342.5703 | 0.03125
| 2025 | August | Zone | South Orange County | Average Weekday | 24039.3418 | 0.03125
| 2025 | August | Zone | South Orange County | Monthly System Peak Day | 24039.3418 | 0.03125
| 2025 | August | Zone | South of Lugo | Average Weekday | 41678.0898 | 0.03125
| 2025 | August | Zone | South of Lugo | Monthly System Peak Day | 41678.0898 | 0.03125
| 2025 | December | All | All Customers | Average Weekday | 118141 | 0.03125
| 2025 | December | All | All Customers | Monthly System Peak Day | 118141 | 0.03125
| 2025 | December | LCA | Big Creek/Ventura | Average Weekday | 14044.0518 | 0.03125
| 2025 | December | LCA | Big Creek/Ventura | Monthly System Peak Day | 14044.0518 | 0.03125
| 2025 | December | LCA | LA Basin | Average Weekday | 100920.4844 | 0.03125
| 2025 | December | LCA | LA Basin | Monthly System Peak Day | 100920.4844 | 0.03125
| 2025 | December | LCA | Outside | Average Weekday | 3176.4604 | 0.03125
| 2025 | December | LCA | Outside | Monthly System Peak Day | 3176.4604 | 0.03125
| 2025 | December | Low Income | CARE | Average Weekday | 17060.9746 | 0.03125
| 2025 | December | Low Income | CARE | Monthly System Peak Day | 17060.9746 | 0.03125
| 2025 | December | Low Income | Non-CARE | Average Weekday | 101080.0234 | 0.03125
| 2025 | December | Low Income | Non-CARE | Monthly System Peak Day | 101080.0234 | 0.03125
| 2025 | December | NEM | NEM Customer | Average Weekday | 26080.7891 | 0.03125
| 2025 | December | NEM | NEM Customer | Monthly System Peak Day | 26080.7891 | 0.03125
| 2025 | December | NEM | Non-NEM Customer | Average Weekday | 92060.2109 | 0.03125
| 2025 | December | NEM | Non-NEM Customer | Monthly System Peak Day | 92060.2109 | 0.03125
| 2025 | December | Sublap | SCEC | Average Weekday | 47754.0625 | 0.03125
| 2025 | December | Sublap | SCEC | Monthly System Peak Day | 47754.0625 | 0.03125
| 2025 | December | Sublap | SCEN | Average Weekday | 11943.873 | 0.03125
| 2025 | December | Sublap | SCEN | Monthly System Peak Day | 11943.873 | 0.03125
| 2025 | December | Sublap | SCEW | Average Weekday | 53171.1875 | 0.03125
| 2025 | December | Sublap | SCEW | Monthly System Peak Day | 53171.1875 | 0.03125
| 2025 | December | Sublap | SCHD | Average Weekday | 3064.5464 | 0.03125
| 2025 | December | Sublap | SCHD | Monthly System Peak Day | 3064.5464 | 0.03125
| 2025 | December | Sublap | SCLD | Average Weekday | 111.9143 | 0.03125
| 2025 | December | Sublap | SCLD | Monthly System Peak Day | 111.9143 | 0.03125
| 2025 | December | Sublap | SCNW | Average Weekday | 2095.4163 | 0.03125
| 2025 | December | Sublap | SCNW | Monthly System Peak Day | 2095.4163 | 0.03125
| 2025 | December | Tariff | Dynamic | Average Weekday | 32738.498 | 0.03125
| 2025 | December | Tariff | Dynamic | Monthly System Peak Day | 32738.498 | 0.03125
| 2025 | December | Tariff | Flat | Average Weekday | 85402.5 | 0.03125
| 2025 | December | Tariff | Flat | Monthly System Peak Day | 85402.5 | 0.03125
| 2025 | December | Zone | Remainder of System | Average Weekday | 50663.8359 | 0.03125
| 2025 | December | Zone | Remainder of System | Monthly System Peak Day | 50663.8359 | 0.03125
| 2025 | December | Zone | South Orange County | Average Weekday | 24683.0508 | 0.03125
| 2025 | December | Zone | South Orange County | Monthly System Peak Day | 24683.0508 | 0.03125
| 2025 | December | Zone | South of Lugo | Average Weekday | 42794.1172 | 0.03125
| 2025 | December | Zone | South of Lugo | Monthly System Peak Day | 42794.1172 | 0.03125
| 2025 | February | All | All Customers | Average Weekday | 109716 | 0.03125
| 2025 | February | All | All Customers | Monthly System Peak Day | 109716 | 0.03125
| 2025 | February | LCA | Big Creek/Ventura | Average Weekday | 13042.5264 | 0.03125
| 2025 | February | LCA | Big Creek/Ventura | Monthly System Peak Day | 13042.5264 | 0.03125
| 2025 | February | LCA | LA Basin | Average Weekday | 93723.5312 | 0.03125
| 2025 | February | LCA | LA Basin | Monthly System Peak Day | 93723.5312 | 0.03125
| 2025 | February | LCA | Outside | Average Weekday | 2949.9373 | 0.03125
| 2025 | February | LCA | Outside | Monthly System Peak Day | 2949.9373 | 0.03125
| 2025 | February | Low Income | CARE | Average Weekday | 15844.3037 | 0.03125
| 2025 | February | Low Income | CARE | Monthly System Peak Day | 15844.3037 | 0.03125
| 2025 | February | Low Income | Non-CARE | Average Weekday | 93871.6953 | 0.03125
| 2025 | February | Low Income | Non-CARE | Monthly System Peak Day | 93871.6953 | 0.03125
| 2025 | February | NEM | NEM Customer | Average Weekday | 24220.8887 | 0.03125
| 2025 | February | NEM | NEM Customer | Monthly System Peak Day | 24220.8887 | 0.03125
| 2025 | February | NEM | Non-NEM Customer | Average Weekday | 85495.1094 | 0.03125
| 2025 | February | NEM | Non-NEM Customer | Monthly System Peak Day | 85495.1094 | 0.03125
| 2025 | February | Sublap | SCEC | Average Weekday | 44348.5742 | 0.03125
| 2025 | February | Sublap | SCEC | Monthly System Peak Day | 44348.5742 | 0.03125
| 2025 | February | Sublap | SCEN | Average Weekday | 11092.1182 | 0.03125
| 2025 | February | Sublap | SCEN | Monthly System Peak Day | 11092.1182 | 0.03125
| 2025 | February | Sublap | SCEW | Average Weekday | 49379.3867 | 0.03125
| 2025 | February | Sublap | SCEW | Monthly System Peak Day | 49379.3867 | 0.03125
| 2025 | February | Sublap | SCHD | Average Weekday | 2846.0042 | 0.03125
| 2025 | February | Sublap | SCHD | Monthly System Peak Day | 2846.0042 | 0.03125
| 2025 | February | Sublap | SCLD | Average Weekday | 103.9333 | 0.03125
| 2025 | February | Sublap | SCLD | Monthly System Peak Day | 103.9333 | 0.03125
| 2025 | February | Sublap | SCNW | Average Weekday | 1945.9856 | 0.03125
| 2025 | February | Sublap | SCNW | Monthly System Peak Day | 1945.9856 | 0.03125
| 2025 | February | Tariff | Dynamic | Average Weekday | 30403.8145 | 0.03125
| 2025 | February | Tariff | Dynamic | Monthly System Peak Day | 30403.8145 | 0.03125
| 2025 | February | Tariff | Flat | Average Weekday | 79312.1797 | 0.03125
| 2025 | February | Tariff | Flat | Monthly System Peak Day | 79312.1797 | 0.03125
| 2025 | February | Zone | Remainder of System | Average Weekday | 47050.8398 | 0.03125
| 2025 | February | Zone | Remainder of System | Monthly System Peak Day | 47050.8398 | 0.03125
| 2025 | February | Zone | South Orange County | Average Weekday | 22922.8262 | 0.03125
| 2025 | February | Zone | South Orange County | Monthly System Peak Day | 22922.8262 | 0.03125
| 2025 | February | Zone | South of Lugo | Average Weekday | 39742.3359 | 0.03125
| 2025 | February | Zone | South of Lugo | Monthly System Peak Day | 39742.3359 | 0.03125
| 2025 | January | All | All Customers | Average Weekday | 108825.3359 | 0.03125
| 2025 | January | All | All Customers | Monthly System Peak Day | 108825.3359 | 0.03125
| 2025 | January | LCA | Big Creek/Ventura | Average Weekday | 12936.6484 | 0.03125
| 2025 | January | LCA | Big Creek/Ventura | Monthly System Peak Day | 12936.6484 | 0.03125
| 2025 | January | LCA | LA Basin | Average Weekday | 92962.6953 | 0.03125
| 2025 | January | LCA | LA Basin | Monthly System Peak Day | 92962.6953 | 0.03125
| 2025 | January | LCA | Outside | Average Weekday | 2925.99 | 0.03125
| 2025 | January | LCA | Outside | Monthly System Peak Day | 2925.99 | 0.03125
| 2025 | January | Low Income | CARE | Average Weekday | 15715.6807 | 0.03125
| 2025 | January | Low Income | CARE | Monthly System Peak Day | 15715.6807 | 0.03125
| 2025 | January | Low Income | Non-CARE | Average Weekday | 93109.6484 | 0.03125
| 2025 | January | Low Income | Non-CARE | Monthly System Peak Day | 93109.6484 | 0.03125
| 2025 | January | NEM | NEM Customer | Average Weekday | 24024.2656 | 0.03125
| 2025 | January | NEM | NEM Customer | Monthly System Peak Day | 24024.2656 | 0.03125
| 2025 | January | NEM | Non-NEM Customer | Average Weekday | 84801.0703 | 0.03125
| 2025 | January | NEM | Non-NEM Customer | Monthly System Peak Day | 84801.0703 | 0.03125
| 2025 | January | Sublap | SCEC | Average Weekday | 43988.5547 | 0.03125
| 2025 | January | Sublap | SCEC | Monthly System Peak Day | 43988.5547 | 0.03125
| 2025 | January | Sublap | SCEN | Average Weekday | 11002.0732 | 0.03125
| 2025 | January | Sublap | SCEN | Monthly System Peak Day | 11002.0732 | 0.03125
| 2025 | January | Sublap | SCEW | Average Weekday | 48978.5273 | 0.03125
| 2025 | January | Sublap | SCEW | Monthly System Peak Day | 48978.5273 | 0.03125
| 2025 | January | Sublap | SCHD | Average Weekday | 2822.9004 | 0.03125
| 2025 | January | Sublap | SCHD | Monthly System Peak Day | 2822.9004 | 0.03125
| 2025 | January | Sublap | SCLD | Average Weekday | 103.0896 | 0.03125
| 2025 | January | Sublap | SCLD | Monthly System Peak Day | 103.0896 | 0.03125
| 2025 | January | Sublap | SCNW | Average Weekday | 1930.1882 | 0.03125
| 2025 | January | Sublap | SCNW | Monthly System Peak Day | 1930.1882 | 0.03125
| 2025 | January | Tariff | Dynamic | Average Weekday | 30156.998 | 0.03125
| 2025 | January | Tariff | Dynamic | Monthly System Peak Day | 30156.998 | 0.03125
| 2025 | January | Tariff | Flat | Average Weekday | 78668.3359 | 0.03125
| 2025 | January | Tariff | Flat | Monthly System Peak Day | 78668.3359 | 0.03125
| 2025 | January | Zone | Remainder of System | Average Weekday | 46668.8828 | 0.03125
| 2025 | January | Zone | Remainder of System | Monthly System Peak Day | 46668.8828 | 0.03125
| 2025 | January | Zone | South Orange County | Average Weekday | 22736.7402 | 0.03125
| 2025 | January | Zone | South Orange County | Monthly System Peak Day | 22736.7402 | 0.03125
| 2025 | January | Zone | South of Lugo | Average Weekday | 39419.7109 | 0.03125
| 2025 | January | Zone | South of Lugo | Monthly System Peak Day | 39419.7109 | 0.03125
| 2025 | July | All | All Customers | Average Weekday | 114169.3359 | 0.03125
| 2025 | July | All | All Customers | Monthly System Peak Day | 114169.3359 | 0.03125
| 2025 | July | LCA | Big Creek/Ventura | Average Weekday | 13571.918 | 0.03125
| 2025 | July | LCA | Big Creek/Ventura | Monthly System Peak Day | 13571.918 | 0.03125
| 2025 | July | LCA | LA Basin | Average Weekday | 97527.7422 | 0.03125
| 2025 | July | LCA | LA Basin | Monthly System Peak Day | 97527.7422 | 0.03125
| 2025 | July | LCA | Outside | Average Weekday | 3069.6743 | 0.03125
| 2025 | July | LCA | Outside | Monthly System Peak Day | 3069.6743 | 0.03125
| 2025 | July | Low Income | CARE | Average Weekday | 16487.418 | 0.03125
| 2025 | July | Low Income | CARE | Monthly System Peak Day | 16487.418 | 0.03125
| 2025 | July | Low Income | Non-CARE | Average Weekday | 97681.9141 | 0.03125
| 2025 | July | Low Income | Non-CARE | Monthly System Peak Day | 97681.9141 | 0.03125
| 2025 | July | NEM | NEM Customer | Average Weekday | 25204.0059 | 0.03125
| 2025 | July | NEM | NEM Customer | Monthly System Peak Day | 25204.0059 | 0.03125
| 2025 | July | NEM | Non-NEM Customer | Average Weekday | 88965.3281 | 0.03125
| 2025 | July | NEM | Non-NEM Customer | Monthly System Peak Day | 88965.3281 | 0.03125
| 2025 | July | Sublap | SCEC | Average Weekday | 46148.6641 | 0.03125
| 2025 | July | Sublap | SCEC | Monthly System Peak Day | 46148.6641 | 0.03125
| 2025 | July | Sublap | SCEN | Average Weekday | 11542.3438 | 0.03125
| 2025 | July | Sublap | SCEN | Monthly System Peak Day | 11542.3438 | 0.03125
| 2025 | July | Sublap | SCEW | Average Weekday | 51383.6758 | 0.03125
| 2025 | July | Sublap | SCEW | Monthly System Peak Day | 51383.6758 | 0.03125
| 2025 | July | Sublap | SCHD | Average Weekday | 2961.5225 | 0.03125
| 2025 | July | Sublap | SCHD | Monthly System Peak Day | 2961.5225 | 0.03125
| 2025 | July | Sublap | SCLD | Average Weekday | 108.1519 | 0.03125
| 2025 | July | Sublap | SCLD | Monthly System Peak Day | 108.1519 | 0.03125
| 2025 | July | Sublap | SCNW | Average Weekday | 2024.9725 | 0.03125
| 2025 | July | Sublap | SCNW | Monthly System Peak Day | 2024.9725 | 0.03125
| 2025 | July | Tariff | Dynamic | Average Weekday | 31637.8945 | 0.03125
| 2025 | July | Tariff | Dynamic | Monthly System Peak Day | 31637.8945 | 0.03125
| 2025 | July | Tariff | Flat | Average Weekday | 82531.4375 | 0.03125
| 2025 | July | Tariff | Flat | Monthly System Peak Day | 82531.4375 | 0.03125
| 2025 | July | Zone | Remainder of System | Average Weekday | 48960.6172 | 0.03125
| 2025 | July | Zone | Remainder of System | Monthly System Peak Day | 48960.6172 | 0.03125
| 2025 | July | Zone | South Orange County | Average Weekday | 23853.2559 | 0.03125
| 2025 | July | Zone | South Orange County | Monthly System Peak Day | 23853.2559 | 0.03125
| 2025 | July | Zone | South of Lugo | Average Weekday | 41355.4609 | 0.03125
| 2025 | July | Zone | South of Lugo | Monthly System Peak Day | 41355.4609 | 0.03125
| 2025 | June | All | All Customers | Average Weekday | 113278.6641 | 0.03125
| 2025 | June | All | All Customers | Monthly System Peak Day | 113278.6641 | 0.03125
| 2025 | June | LCA | Big Creek/Ventura | Average Weekday | 13466.04 | 0.03125
| 2025 | June | LCA | Big Creek/Ventura | Monthly System Peak Day | 13466.04 | 0.03125
| 2025 | June | LCA | LA Basin | Average Weekday | 96766.8984 | 0.03125
| 2025 | June | LCA | LA Basin | Monthly System Peak Day | 96766.8984 | 0.03125
| 2025 | June | LCA | Outside | Average Weekday | 3045.7268 | 0.03125
| 2025 | June | LCA | Outside | Monthly System Peak Day | 3045.7268 | 0.03125
| 2025 | June | Low Income | CARE | Average Weekday | 16358.7949 | 0.03125
| 2025 | June | Low Income | CARE | Monthly System Peak Day | 16358.7949 | 0.03125
| 2025 | June | Low Income | Non-CARE | Average Weekday | 96919.8672 | 0.03125
| 2025 | June | Low Income | Non-CARE | Monthly System Peak Day | 96919.8672 | 0.03125
| 2025 | June | NEM | NEM Customer | Average Weekday | 25007.3828 | 0.03125
| 2025 | June | NEM | NEM Customer | Monthly System Peak Day | 25007.3828 | 0.03125
| 2025 | June | NEM | Non-NEM Customer | Average Weekday | 88271.2812 | 0.03125
| 2025 | June | NEM | Non-NEM Customer | Monthly System Peak Day | 88271.2812 | 0.03125
| 2025 | June | Sublap | SCEC | Average Weekday | 45788.6484 | 0.03125
| 2025 | June | Sublap | SCEC | Monthly System Peak Day | 45788.6484 | 0.03125
| 2025 | June | Sublap | SCEN | Average Weekday | 11452.2979 | 0.03125
| 2025 | June | Sublap | SCEN | Monthly System Peak Day | 11452.2979 | 0.03125
| 2025 | June | Sublap | SCEW | Average Weekday | 50982.8203 | 0.03125
| 2025 | June | Sublap | SCEW | Monthly System Peak Day | 50982.8203 | 0.03125
| 2025 | June | Sublap | SCHD | Average Weekday | 2938.4187 | 0.03125
| 2025 | June | Sublap | SCHD | Monthly System Peak Day | 2938.4187 | 0.03125
| 2025 | June | Sublap | SCLD | Average Weekday | 107.3082 | 0.03125
| 2025 | June | Sublap | SCLD | Monthly System Peak Day | 107.3082 | 0.03125
| 2025 | June | Sublap | SCNW | Average Weekday | 2009.175 | 0.03125
| 2025 | June | Sublap | SCNW | Monthly System Peak Day | 2009.175 | 0.03125
| 2025 | June | Tariff | Dynamic | Average Weekday | 31391.0781 | 0.03125
| 2025 | June | Tariff | Dynamic | Monthly System Peak Day | 31391.0781 | 0.03125
| 2025 | June | Tariff | Flat | Average Weekday | 81887.5859 | 0.03125
| 2025 | June | Tariff | Flat | Monthly System Peak Day | 81887.5859 | 0.03125
| 2025 | June | Zone | Remainder of System | Average Weekday | 48578.6602 | 0.03125
| 2025 | June | Zone | Remainder of System | Monthly System Peak Day | 48578.6602 | 0.03125
| 2025 | June | Zone | South Orange County | Average Weekday | 23667.1699 | 0.03125
| 2025 | June | Zone | South Orange County | Monthly System Peak Day | 23667.1699 | 0.03125
| 2025 | June | Zone | South of Lugo | Average Weekday | 41032.8359 | 0.03125
| 2025 | June | Zone | South of Lugo | Monthly System Peak Day | 41032.8359 | 0.03125
| 2025 | March | All | All Customers | Average Weekday | 110606.6641 | 0.03125
| 2025 | March | All | All Customers | Monthly System Peak Day | 110606.6641 | 0.03125
| 2025 | March | LCA | Big Creek/Ventura | Average Weekday | 13148.4053 | 0.03125
| 2025 | March | LCA | Big Creek/Ventura | Monthly System Peak Day | 13148.4053 | 0.03125
| 2025 | March | LCA | LA Basin | Average Weekday | 94484.375 | 0.03125
| 2025 | March | LCA | LA Basin | Monthly System Peak Day | 94484.375 | 0.03125
| 2025 | March | LCA | Outside | Average Weekday | 2973.8848 | 0.03125
| 2025 | March | LCA | Outside | Monthly System Peak Day | 2973.8848 | 0.03125
| 2025 | March | Low Income | CARE | Average Weekday | 15972.9258 | 0.03125
| 2025 | March | Low Income | CARE | Monthly System Peak Day | 15972.9258 | 0.03125
| 2025 | March | Low Income | Non-CARE | Average Weekday | 94633.7422 | 0.03125
| 2025 | March | Low Income | Non-CARE | Monthly System Peak Day | 94633.7422 | 0.03125
| 2025 | March | NEM | NEM Customer | Average Weekday | 24417.5117 | 0.03125
| 2025 | March | NEM | NEM Customer | Monthly System Peak Day | 24417.5117 | 0.03125
| 2025 | March | NEM | Non-NEM Customer | Average Weekday | 86189.1562 | 0.03125
| 2025 | March | NEM | Non-NEM Customer | Monthly System Peak Day | 86189.1562 | 0.03125
| 2025 | March | Sublap | SCEC | Average Weekday | 44708.5898 | 0.03125
| 2025 | March | Sublap | SCEC | Monthly System Peak Day | 44708.5898 | 0.03125
| 2025 | March | Sublap | SCEN | Average Weekday | 11182.1631 | 0.03125
| 2025 | March | Sublap | SCEN | Monthly System Peak Day | 11182.1631 | 0.03125
| 2025 | March | Sublap | SCEW | Average Weekday | 49780.2422 | 0.03125
| 2025 | March | Sublap | SCEW | Monthly System Peak Day | 49780.2422 | 0.03125
| 2025 | March | Sublap | SCHD | Average Weekday | 2869.1079 | 0.03125
| 2025 | March | Sublap | SCHD | Monthly System Peak Day | 2869.1079 | 0.03125
| 2025 | March | Sublap | SCLD | Average Weekday | 104.7771 | 0.03125
| 2025 | March | Sublap | SCLD | Monthly System Peak Day | 104.7771 | 0.03125
| 2025 | March | Sublap | SCNW | Average Weekday | 1961.783 | 0.03125
| 2025 | March | Sublap | SCNW | Monthly System Peak Day | 1961.783 | 0.03125
| 2025 | March | Tariff | Dynamic | Average Weekday | 30650.6309 | 0.03125
| 2025 | March | Tariff | Dynamic | Monthly System Peak Day | 30650.6309 | 0.03125
| 2025 | March | Tariff | Flat | Average Weekday | 79956.0312 | 0.03125
| 2025 | March | Tariff | Flat | Monthly System Peak Day | 79956.0312 | 0.03125
| 2025 | March | Zone | Remainder of System | Average Weekday | 47432.7969 | 0.03125
| 2025 | March | Zone | Remainder of System | Monthly System Peak Day | 47432.7969 | 0.03125
| 2025 | March | Zone | South Orange County | Average Weekday | 23108.9121 | 0.03125
| 2025 | March | Zone | South Orange County | Monthly System Peak Day | 23108.9121 | 0.03125
| 2025 | March | Zone | South of Lugo | Average Weekday | 40064.9609 | 0.03125
| 2025 | March | Zone | South of Lugo | Monthly System Peak Day | 40064.9609 | 0.03125
| 2025 | May | All | All Customers | Average Weekday | 112388 | 0.03125
| 2025 | May | All | All Customers | Monthly System Peak Day | 112388 | 0.03125
| 2025 | May | LCA | Big Creek/Ventura | Average Weekday | 13360.1621 | 0.03125
| 2025 | May | LCA | Big Creek/Ventura | Monthly System Peak Day | 13360.1621 | 0.03125
| 2025 | May | LCA | LA Basin | Average Weekday | 96006.0547 | 0.03125
| 2025 | May | LCA | LA Basin | Monthly System Peak Day | 96006.0547 | 0.03125
| 2025 | May | LCA | Outside | Average Weekday | 3021.7795 | 0.03125
| 2025 | May | LCA | Outside | Monthly System Peak Day | 3021.7795 | 0.03125
| 2025 | May | Low Income | CARE | Average Weekday | 16230.1719 | 0.03125
| 2025 | May | Low Income | CARE | Monthly System Peak Day | 16230.1719 | 0.03125
| 2025 | May | Low Income | Non-CARE | Average Weekday | 96157.8281 | 0.03125
| 2025 | May | Low Income | Non-CARE | Monthly System Peak Day | 96157.8281 | 0.03125
| 2025 | May | NEM | NEM Customer | Average Weekday | 24810.7578 | 0.03125
| 2025 | May | NEM | NEM Customer | Monthly System Peak Day | 24810.7578 | 0.03125
| 2025 | May | NEM | Non-NEM Customer | Average Weekday | 87577.2422 | 0.03125
| 2025 | May | NEM | Non-NEM Customer | Monthly System Peak Day | 87577.2422 | 0.03125
| 2025 | May | Sublap | SCEC | Average Weekday | 45428.6289 | 0.03125
| 2025 | May | Sublap | SCEC | Monthly System Peak Day | 45428.6289 | 0.03125
| 2025 | May | Sublap | SCEN | Average Weekday | 11362.2529 | 0.03125
| 2025 | May | Sublap | SCEN | Monthly System Peak Day | 11362.2529 | 0.03125
| 2025 | May | Sublap | SCEW | Average Weekday | 50581.9609 | 0.03125
| 2025 | May | Sublap | SCEW | Monthly System Peak Day | 50581.9609 | 0.03125
| 2025 | May | Sublap | SCHD | Average Weekday | 2915.3152 | 0.03125
| 2025 | May | Sublap | SCHD | Monthly System Peak Day | 2915.3152 | 0.03125
| 2025 | May | Sublap | SCLD | Average Weekday | 106.4645 | 0.03125
| 2025 | May | Sublap | SCLD | Monthly System Peak Day | 106.4645 | 0.03125
| 2025 | May | Sublap | SCNW | Average Weekday | 1993.3777 | 0.03125
| 2025 | May | Sublap | SCNW | Monthly System Peak Day | 1993.3777 | 0.03125
| 2025 | May | Tariff | Dynamic | Average Weekday | 31144.2617 | 0.03125
| 2025 | May | Tariff | Dynamic | Monthly System Peak Day | 31144.2617 | 0.03125
| 2025 | May | Tariff | Flat | Average Weekday | 81243.7344 | 0.03125
| 2025 | May | Tariff | Flat | Monthly System Peak Day | 81243.7344 | 0.03125
| 2025 | May | Zone | Remainder of System | Average Weekday | 48196.707 | 0.03125
| 2025 | May | Zone | Remainder of System | Monthly System Peak Day | 48196.707 | 0.03125
| 2025 | May | Zone | South Orange County | Average Weekday | 23481.084 | 0.03125
| 2025 | May | Zone | South Orange County | Monthly System Peak Day | 23481.084 | 0.03125
| 2025 | May | Zone | South of Lugo | Average Weekday | 40710.2109 | 0.03125
| 2025 | May | Zone | South of Lugo | Monthly System Peak Day | 40710.2109 | 0.03125
| 2025 | November | All | All Customers | Average Weekday | 117370.75 | 0.03125
| 2025 | November | All | All Customers | Monthly System Peak Day | 117370.75 | 0.03125
| 2025 | November | LCA | Big Creek/Ventura | Average Weekday | 13952.4873 | 0.03125
| 2025 | November | LCA | Big Creek/Ventura | Monthly System Peak Day | 13952.4873 | 0.03125
| 2025 | November | LCA | LA Basin | Average Weekday | 100262.5078 | 0.03125
| 2025 | November | LCA | LA Basin | Monthly System Peak Day | 100262.5078 | 0.03125
| 2025 | November | LCA | Outside | Average Weekday | 3155.7507 | 0.03125
| 2025 | November | LCA | Outside | Monthly System Peak Day | 3155.7507 | 0.03125
| 2025 | November | Low Income | CARE | Average Weekday | 16949.7402 | 0.03125
| 2025 | November | Low Income | CARE | Monthly System Peak Day | 16949.7402 | 0.03125
| 2025 | November | Low Income | Non-CARE | Average Weekday | 100421.0078 | 0.03125
| 2025 | November | Low Income | Non-CARE | Monthly System Peak Day | 100421.0078 | 0.03125
| 2025 | November | NEM | NEM Customer | Average Weekday | 25910.75 | 0.03125
| 2025 | November | NEM | NEM Customer | Monthly System Peak Day | 25910.75 | 0.03125
| 2025 | November | NEM | Non-NEM Customer | Average Weekday | 91460 | 0.03125
| 2025 | November | NEM | Non-NEM Customer | Monthly System Peak Day | 91460 | 0.03125
| 2025 | November | Sublap | SCEC | Average Weekday | 47442.7188 | 0.03125
| 2025 | November | Sublap | SCEC | Monthly System Peak Day | 47442.7188 | 0.03125
| 2025 | November | Sublap | SCEN | Average Weekday | 11866.002 | 0.03125
| 2025 | November | Sublap | SCEN | Monthly System Peak Day | 11866.002 | 0.03125
| 2025 | November | Sublap | SCEW | Average Weekday | 52824.5234 | 0.03125
| 2025 | November | Sublap | SCEW | Monthly System Peak Day | 52824.5234 | 0.03125
| 2025 | November | Sublap | SCHD | Average Weekday | 3044.5664 | 0.03125
| 2025 | November | Sublap | SCHD | Monthly System Peak Day | 3044.5664 | 0.03125
| 2025 | November | Sublap | SCLD | Average Weekday | 111.1846 | 0.03125
| 2025 | November | Sublap | SCLD | Monthly System Peak Day | 111.1846 | 0.03125
| 2025 | November | Sublap | SCNW | Average Weekday | 2081.7546 | 0.03125
| 2025 | November | Sublap | SCNW | Monthly System Peak Day | 2081.7546 | 0.03125
| 2025 | November | Tariff | Dynamic | Average Weekday | 32525.0508 | 0.03125
| 2025 | November | Tariff | Dynamic | Monthly System Peak Day | 32525.0508 | 0.03125
| 2025 | November | Tariff | Flat | Average Weekday | 84845.6953 | 0.03125
| 2025 | November | Tariff | Flat | Monthly System Peak Day | 84845.6953 | 0.03125
| 2025 | November | Zone | Remainder of System | Average Weekday | 50333.5195 | 0.03125
| 2025 | November | Zone | Remainder of System | Monthly System Peak Day | 50333.5195 | 0.03125
| 2025 | November | Zone | South Orange County | Average Weekday | 24522.123 | 0.03125
| 2025 | November | Zone | South Orange County | Monthly System Peak Day | 24522.123 | 0.03125
| 2025 | November | Zone | South of Lugo | Average Weekday | 42515.1094 | 0.03125
| 2025 | November | Zone | South of Lugo | Monthly System Peak Day | 42515.1094 | 0.03125
| 2025 | October | All | All Customers | Average Weekday | 116600.5 | 0.03125
| 2025 | October | All | All Customers | Monthly System Peak Day | 116600.5 | 0.03125
| 2025 | October | LCA | Big Creek/Ventura | Average Weekday | 13860.9238 | 0.03125
| 2025 | October | LCA | Big Creek/Ventura | Monthly System Peak Day | 13860.9238 | 0.03125
| 2025 | October | LCA | LA Basin | Average Weekday | 99604.5312 | 0.03125
| 2025 | October | LCA | LA Basin | Monthly System Peak Day | 99604.5312 | 0.03125
| 2025 | October | LCA | Outside | Average Weekday | 3135.041 | 0.03125
| 2025 | October | LCA | Outside | Monthly System Peak Day | 3135.041 | 0.03125
| 2025 | October | Low Income | CARE | Average Weekday | 16838.5078 | 0.03125
| 2025 | October | Low Income | CARE | Monthly System Peak Day | 16838.5078 | 0.03125
| 2025 | October | Low Income | Non-CARE | Average Weekday | 99761.9922 | 0.03125
| 2025 | October | Low Income | Non-CARE | Monthly System Peak Day | 99761.9922 | 0.03125
| 2025 | October | NEM | NEM Customer | Average Weekday | 25740.709 | 0.03125
| 2025 | October | NEM | NEM Customer | Monthly System Peak Day | 25740.709 | 0.03125
| 2025 | October | NEM | Non-NEM Customer | Average Weekday | 90859.7891 | 0.03125
| 2025 | October | NEM | Non-NEM Customer | Monthly System Peak Day | 90859.7891 | 0.03125
| 2025 | October | Sublap | SCEC | Average Weekday | 47131.375 | 0.03125
| 2025 | October | Sublap | SCEC | Monthly System Peak Day | 47131.375 | 0.03125
| 2025 | October | Sublap | SCEN | Average Weekday | 11788.1309 | 0.03125
| 2025 | October | Sublap | SCEN | Monthly System Peak Day | 11788.1309 | 0.03125
| 2025 | October | Sublap | SCEW | Average Weekday | 52477.8633 | 0.03125
| 2025 | October | Sublap | SCEW | Monthly System Peak Day | 52477.8633 | 0.03125
| 2025 | October | Sublap | SCHD | Average Weekday | 3024.5862 | 0.03125
| 2025 | October | Sublap | SCHD | Monthly System Peak Day | 3024.5862 | 0.03125
| 2025 | October | Sublap | SCLD | Average Weekday | 110.455 | 0.03125
| 2025 | October | Sublap | SCLD | Monthly System Peak Day | 110.455 | 0.03125
| 2025 | October | Sublap | SCNW | Average Weekday | 2068.093 | 0.03125
| 2025 | October | Sublap | SCNW | Monthly System Peak Day | 2068.093 | 0.03125
| 2025 | October | Tariff | Dynamic | Average Weekday | 32311.6035 | 0.03125
| 2025 | October | Tariff | Dynamic | Monthly System Peak Day | 32311.6035 | 0.03125
| 2025 | October | Tariff | Flat | Average Weekday | 84288.8906 | 0.03125
| 2025 | October | Tariff | Flat | Monthly System Peak Day | 84288.8906 | 0.03125
| 2025 | October | Zone | Remainder of System | Average Weekday | 50003.2031 | 0.03125
| 2025 | October | Zone | Remainder of System | Monthly System Peak Day | 50003.2031 | 0.03125
| 2025 | October | Zone | South Orange County | Average Weekday | 24361.1973 | 0.03125
| 2025 | October | Zone | South Orange County | Monthly System Peak Day | 24361.1973 | 0.03125
| 2025 | October | Zone | South of Lugo | Average Weekday | 42236.1016 | 0.03125
| 2025 | October | Zone | South of Lugo | Monthly System Peak Day | 42236.1016 | 0.03125
| 2025 | September | All | All Customers | Average Weekday | 115830.25 | 0.03125
| 2025 | September | All | All Customers | Monthly System Peak Day | 115830.25 | 0.03125
| 2025 | September | LCA | Big Creek/Ventura | Average Weekday | 13769.3604 | 0.03125
| 2025 | September | LCA | Big Creek/Ventura | Monthly System Peak Day | 13769.3604 | 0.03125
| 2025 | September | LCA | LA Basin | Average Weekday | 98946.5547 | 0.03125
| 2025 | September | LCA | LA Basin | Monthly System Peak Day | 98946.5547 | 0.03125
| 2025 | September | LCA | Outside | Average Weekday | 3114.3313 | 0.03125
| 2025 | September | LCA | Outside | Monthly System Peak Day | 3114.3313 | 0.03125
| 2025 | September | Low Income | CARE | Average Weekday | 16727.2734 | 0.03125
| 2025 | September | Low Income | CARE | Monthly System Peak Day | 16727.2734 | 0.03125
| 2025 | September | Low Income | Non-CARE | Average Weekday | 99102.9766 | 0.03125
| 2025 | September | Low Income | Non-CARE | Monthly System Peak Day | 99102.9766 | 0.03125
| 2025 | September | NEM | NEM Customer | Average Weekday | 25570.6699 | 0.03125
| 2025 | September | NEM | NEM Customer | Monthly System Peak Day | 25570.6699 | 0.03125
| 2025 | September | NEM | Non-NEM Customer | Average Weekday | 90259.5781 | 0.03125
| 2025 | September | NEM | Non-NEM Customer | Monthly System Peak Day | 90259.5781 | 0.03125
| 2025 | September | Sublap | SCEC | Average Weekday | 46820.0273 | 0.03125
| 2025 | September | Sublap | SCEC | Monthly System Peak Day | 46820.0273 | 0.03125
| 2025 | September | Sublap | SCEN | Average Weekday | 11710.2598 | 0.03125
| 2025 | September | Sublap | SCEN | Monthly System Peak Day | 11710.2598 | 0.03125
| 2025 | September | Sublap | SCEW | Average Weekday | 52131.1992 | 0.03125
| 2025 | September | Sublap | SCEW | Monthly System Peak Day | 52131.1992 | 0.03125
| 2025 | September | Sublap | SCHD | Average Weekday | 3004.6062 | 0.03125
| 2025 | September | Sublap | SCHD | Monthly System Peak Day | 3004.6062 | 0.03125
| 2025 | September | Sublap | SCLD | Average Weekday | 109.7253 | 0.03125
| 2025 | September | Sublap | SCLD | Monthly System Peak Day | 109.7253 | 0.03125
| 2025 | September | Sublap | SCNW | Average Weekday | 2054.4314 | 0.03125
| 2025 | September | Sublap | SCNW | Monthly System Peak Day | 2054.4314 | 0.03125
| 2025 | September | Tariff | Dynamic | Average Weekday | 32098.1562 | 0.03125
| 2025 | September | Tariff | Dynamic | Monthly System Peak Day | 32098.1562 | 0.03125
| 2025 | September | Tariff | Flat | Average Weekday | 83732.0859 | 0.03125
| 2025 | September | Tariff | Flat | Monthly System Peak Day | 83732.0859 | 0.03125
| 2025 | September | Zone | Remainder of System | Average Weekday | 49672.8867 | 0.03125
| 2025 | September | Zone | Remainder of System | Monthly System Peak Day | 49672.8867 | 0.03125
| 2025 | September | Zone | South Orange County | Average Weekday | 24200.2695 | 0.03125
| 2025 | September | Zone | South Orange County | Monthly System Peak Day | 24200.2695 | 0.03125
| 2025 | September | Zone | South of Lugo | Average Weekday | 41957.0938 | 0.03125
| 2025 | September | Zone | South of Lugo | Monthly System Peak Day | 41957.0938 | 0.03125
| 2025 | Typical Event | All | All Customers | Typical Event Day | 115060 | 0.03125
| 2025 | Typical Event | LCA | Big Creek/Ventura | Typical Event Day | 13677.7969 | 0.03125
| 2025 | Typical Event | LCA | LA Basin | Typical Event Day | 98288.5781 | 0.03125
| 2025 | Typical Event | LCA | Outside | Typical Event Day | 3093.6216 | 0.03125
| 2025 | Typical Event | Low Income | CARE | Typical Event Day | 16616.041 | 0.03125
| 2025 | Typical Event | Low Income | Non-CARE | Typical Event Day | 98443.9609 | 0.03125
| 2025 | Typical Event | NEM | NEM Customer | Typical Event Day | 25400.6289 | 0.03125
| 2025 | Typical Event | NEM | Non-NEM Customer | Typical Event Day | 89659.3672 | 0.03125
| 2025 | Typical Event | Sublap | SCEC | Typical Event Day | 46508.6836 | 0.03125
| 2025 | Typical Event | Sublap | SCEN | Typical Event Day | 11632.3887 | 0.03125
| 2025 | Typical Event | Sublap | SCEW | Typical Event Day | 51784.5352 | 0.03125
| 2025 | Typical Event | Sublap | SCHD | Typical Event Day | 2984.626 | 0.03125
| 2025 | Typical Event | Sublap | SCLD | Typical Event Day | 108.9957 | 0.03125
| 2025 | Typical Event | Sublap | SCNW | Typical Event Day | 2040.7699 | 0.03125
| 2025 | Typical Event | Tariff | Dynamic | Typical Event Day | 31884.709 | 0.03125
| 2025 | Typical Event | Tariff | Flat | Typical Event Day | 83175.2891 | 0.03125
| 2025 | Typical Event | Zone | Remainder of System | Typical Event Day | 49342.5703 | 0.03125
| 2025 | Typical Event | Zone | South Orange County | Typical Event Day | 24039.3418 | 0.03125
| 2025 | Typical Event | Zone | South of Lugo | Typical Event Day | 41678.0898 | 0.03125
| 2026 | April | All | All Customers | Average Weekday | 121222 | 0.015623
| 2026 | April | All | All Customers | Monthly System Peak Day | 121222 | 0.015623
| 2026 | April | LCA | Big Creek/Ventura | Average Weekday | 14410.3066 | 0.015623
| 2026 | April | LCA | Big Creek/Ventura | Monthly System Peak Day | 14410.3066 | 0.015623
| 2026 | April | LCA | LA Basin | Average Weekday | 103552.3906 | 0.015623
| 2026 | April | LCA | LA Basin | Monthly System Peak Day | 103552.3906 | 0.015623
| 2026 | April | LCA | Outside | Average Weekday | 3259.2996 | 0.015623
| 2026 | April | LCA | Outside | Monthly System Peak Day | 3259.2996 | 0.015623
| 2026 | April | Low Income | CARE | Average Weekday | 17505.9082 | 0.015623
| 2026 | April | Low Income | CARE | Monthly System Peak Day | 17505.9082 | 0.015623
| 2026 | April | Low Income | Non-CARE | Average Weekday | 103716.0938 | 0.015623
| 2026 | April | Low Income | Non-CARE | Monthly System Peak Day | 103716.0938 | 0.015623
| 2026 | April | NEM | NEM Customer | Average Weekday | 26760.9512 | 0.015623
| 2026 | April | NEM | NEM Customer | Monthly System Peak Day | 26760.9512 | 0.015623
| 2026 | April | NEM | Non-NEM Customer | Average Weekday | 94461.0469 | 0.015623
| 2026 | April | NEM | Non-NEM Customer | Monthly System Peak Day | 94461.0469 | 0.015623
| 2026 | April | Sublap | SCEC | Average Weekday | 48999.4414 | 0.015623
| 2026 | April | Sublap | SCEC | Monthly System Peak Day | 48999.4414 | 0.015623
| 2026 | April | Sublap | SCEN | Average Weekday | 12255.3574 | 0.015623
| 2026 | April | Sublap | SCEN | Monthly System Peak Day | 12255.3574 | 0.015623
| 2026 | April | Sublap | SCEW | Average Weekday | 54557.8398 | 0.015623
| 2026 | April | Sublap | SCEW | Monthly System Peak Day | 54557.8398 | 0.015623
| 2026 | April | Sublap | SCHD | Average Weekday | 3144.4668 | 0.015623
| 2026 | April | Sublap | SCHD | Monthly System Peak Day | 3144.4668 | 0.015623
| 2026 | April | Sublap | SCLD | Average Weekday | 114.8329 | 0.015623
| 2026 | April | Sublap | SCLD | Monthly System Peak Day | 114.8329 | 0.015623
| 2026 | April | Sublap | SCNW | Average Weekday | 2150.0625 | 0.015623
| 2026 | April | Sublap | SCNW | Monthly System Peak Day | 2150.0625 | 0.015623
| 2026 | April | Tariff | Dynamic | Average Weekday | 33592.2852 | 0.015623
| 2026 | April | Tariff | Dynamic | Monthly System Peak Day | 33592.2852 | 0.015623
| 2026 | April | Tariff | Flat | Average Weekday | 87629.7109 | 0.015623
| 2026 | April | Tariff | Flat | Monthly System Peak Day | 87629.7109 | 0.015623
| 2026 | April | Zone | Remainder of System | Average Weekday | 51985.0977 | 0.015623
| 2026 | April | Zone | Remainder of System | Monthly System Peak Day | 51985.0977 | 0.015623
| 2026 | April | Zone | South Orange County | Average Weekday | 25326.7617 | 0.015623
| 2026 | April | Zone | South Orange County | Monthly System Peak Day | 25326.7617 | 0.015623
| 2026 | April | Zone | South of Lugo | Average Weekday | 43910.1445 | 0.015623
| 2026 | April | Zone | South of Lugo | Monthly System Peak Day | 43910.1445 | 0.015623
| 2026 | August | All | All Customers | Average Weekday | 124303 | 0.015623
| 2026 | August | All | All Customers | Monthly System Peak Day | 124303 | 0.015623
| 2026 | August | LCA | Big Creek/Ventura | Average Weekday | 14776.5615 | 0.015623
| 2026 | August | LCA | Big Creek/Ventura | Monthly System Peak Day | 14776.5615 | 0.015623
| 2026 | August | LCA | LA Basin | Average Weekday | 106184.2969 | 0.015623
| 2026 | August | LCA | LA Basin | Monthly System Peak Day | 106184.2969 | 0.015623
| 2026 | August | LCA | Outside | Average Weekday | 3342.1384 | 0.015623
| 2026 | August | LCA | Outside | Monthly System Peak Day | 3342.1384 | 0.015623
| 2026 | August | Low Income | CARE | Average Weekday | 17950.8398 | 0.015623
| 2026 | August | Low Income | CARE | Monthly System Peak Day | 17950.8398 | 0.015623
| 2026 | August | Low Income | Non-CARE | Average Weekday | 106352.1562 | 0.015623
| 2026 | August | Low Income | Non-CARE | Monthly System Peak Day | 106352.1562 | 0.015623
| 2026 | August | NEM | NEM Customer | Average Weekday | 27441.1113 | 0.015623
| 2026 | August | NEM | NEM Customer | Monthly System Peak Day | 27441.1113 | 0.015623
| 2026 | August | NEM | Non-NEM Customer | Average Weekday | 96861.8828 | 0.015623
| 2026 | August | NEM | Non-NEM Customer | Monthly System Peak Day | 96861.8828 | 0.015623
| 2026 | August | Sublap | SCEC | Average Weekday | 50244.8203 | 0.015623
| 2026 | August | Sublap | SCEC | Monthly System Peak Day | 50244.8203 | 0.015623
| 2026 | August | Sublap | SCEN | Average Weekday | 12566.8418 | 0.015623
| 2026 | August | Sublap | SCEN | Monthly System Peak Day | 12566.8418 | 0.015623
| 2026 | August | Sublap | SCEW | Average Weekday | 55944.4922 | 0.015623
| 2026 | August | Sublap | SCEW | Monthly System Peak Day | 55944.4922 | 0.015623
| 2026 | August | Sublap | SCHD | Average Weekday | 3224.387 | 0.015623
| 2026 | August | Sublap | SCHD | Monthly System Peak Day | 3224.387 | 0.015623
| 2026 | August | Sublap | SCLD | Average Weekday | 117.7515 | 0.015623
| 2026 | August | Sublap | SCLD | Monthly System Peak Day | 117.7515 | 0.015623
| 2026 | August | Sublap | SCNW | Average Weekday | 2204.709 | 0.015623
| 2026 | August | Sublap | SCNW | Monthly System Peak Day | 2204.709 | 0.015623
| 2026 | August | Tariff | Dynamic | Average Weekday | 34446.0742 | 0.015623
| 2026 | August | Tariff | Dynamic | Monthly System Peak Day | 34446.0742 | 0.015623
| 2026 | August | Tariff | Flat | Average Weekday | 89856.9219 | 0.015623
| 2026 | August | Tariff | Flat | Monthly System Peak Day | 89856.9219 | 0.015623
| 2026 | August | Zone | Remainder of System | Average Weekday | 53306.3594 | 0.015623
| 2026 | August | Zone | Remainder of System | Monthly System Peak Day | 53306.3594 | 0.015623
| 2026 | August | Zone | South Orange County | Average Weekday | 25970.4707 | 0.015623
| 2026 | August | Zone | South Orange County | Monthly System Peak Day | 25970.4707 | 0.015623
| 2026 | August | Zone | South of Lugo | Average Weekday | 45026.1719 | 0.015623
| 2026 | August | Zone | South of Lugo | Monthly System Peak Day | 45026.1719 | 0.015623
| 2026 | December | All | All Customers | Average Weekday | 126968 | 0.015623
| 2026 | December | All | All Customers | Monthly System Peak Day | 126968 | 0.015623
| 2026 | December | LCA | Big Creek/Ventura | Average Weekday | 15093.3643 | 0.015623
| 2026 | December | LCA | Big Creek/Ventura | Monthly System Peak Day | 15093.3643 | 0.015623
| 2026 | December | LCA | LA Basin | Average Weekday | 108460.8438 | 0.015623
| 2026 | December | LCA | LA Basin | Monthly System Peak Day | 108460.8438 | 0.015623
| 2026 | December | LCA | Outside | Average Weekday | 3413.7922 | 0.015623
| 2026 | December | LCA | Outside | Monthly System Peak Day | 3413.7922 | 0.015623
| 2026 | December | Low Income | CARE | Average Weekday | 18335.6992 | 0.015623
| 2026 | December | Low Income | CARE | Monthly System Peak Day | 18335.6992 | 0.015623
| 2026 | December | Low Income | Non-CARE | Average Weekday | 108632.2969 | 0.015623
| 2026 | December | Low Income | Non-CARE | Monthly System Peak Day | 108632.2969 | 0.015623
| 2026 | December | NEM | NEM Customer | Average Weekday | 28029.4375 | 0.015623
| 2026 | December | NEM | NEM Customer | Monthly System Peak Day | 28029.4375 | 0.015623
| 2026 | December | NEM | Non-NEM Customer | Average Weekday | 98938.5625 | 0.015623
| 2026 | December | NEM | Non-NEM Customer | Monthly System Peak Day | 98938.5625 | 0.015623
| 2026 | December | Sublap | SCEC | Average Weekday | 51322.0469 | 0.015623
| 2026 | December | Sublap | SCEC | Monthly System Peak Day | 51322.0469 | 0.015623
| 2026 | December | Sublap | SCEN | Average Weekday | 12836.2686 | 0.015623
| 2026 | December | Sublap | SCEN | Monthly System Peak Day | 12836.2686 | 0.015623
| 2026 | December | Sublap | SCEW | Average Weekday | 57143.9141 | 0.015623
| 2026 | December | Sublap | SCEW | Monthly System Peak Day | 57143.9141 | 0.015623
| 2026 | December | Sublap | SCHD | Average Weekday | 3293.5164 | 0.015623
| 2026 | December | Sublap | SCHD | Monthly System Peak Day | 3293.5164 | 0.015623
| 2026 | December | Sublap | SCLD | Average Weekday | 120.276 | 0.015623
| 2026 | December | Sublap | SCLD | Monthly System Peak Day | 120.276 | 0.015623
| 2026 | December | Sublap | SCNW | Average Weekday | 2251.9771 | 0.015623
| 2026 | December | Sublap | SCNW | Monthly System Peak Day | 2251.9771 | 0.015623
| 2026 | December | Tariff | Dynamic | Average Weekday | 35184.582 | 0.015623
| 2026 | December | Tariff | Dynamic | Monthly System Peak Day | 35184.582 | 0.015623
| 2026 | December | Tariff | Flat | Average Weekday | 91783.4141 | 0.015623
| 2026 | December | Tariff | Flat | Monthly System Peak Day | 91783.4141 | 0.015623
| 2026 | December | Zone | Remainder of System | Average Weekday | 54449.2227 | 0.015623
| 2026 | December | Zone | Remainder of System | Monthly System Peak Day | 54449.2227 | 0.015623
| 2026 | December | Zone | South Orange County | Average Weekday | 26527.2656 | 0.015623
| 2026 | December | Zone | South Orange County | Monthly System Peak Day | 26527.2656 | 0.015623
| 2026 | December | Zone | South of Lugo | Average Weekday | 45991.5117 | 0.015623
| 2026 | December | Zone | South of Lugo | Monthly System Peak Day | 45991.5117 | 0.015623
| 2026 | February | All | All Customers | Average Weekday | 119681.5 | 0.015623
| 2026 | February | All | All Customers | Monthly System Peak Day | 119681.5 | 0.015623
| 2026 | February | LCA | Big Creek/Ventura | Average Weekday | 14227.1787 | 0.015623
| 2026 | February | LCA | Big Creek/Ventura | Monthly System Peak Day | 14227.1787 | 0.015623
| 2026 | February | LCA | LA Basin | Average Weekday | 102236.4375 | 0.015623
| 2026 | February | LCA | LA Basin | Monthly System Peak Day | 102236.4375 | 0.015623
| 2026 | February | LCA | Outside | Average Weekday | 3217.8801 | 0.015623
| 2026 | February | LCA | Outside | Monthly System Peak Day | 3217.8801 | 0.015623
| 2026 | February | Low Income | CARE | Average Weekday | 17283.4414 | 0.015623
| 2026 | February | Low Income | CARE | Monthly System Peak Day | 17283.4414 | 0.015623
| 2026 | February | Low Income | Non-CARE | Average Weekday | 102398.0547 | 0.015623
| 2026 | February | Low Income | Non-CARE | Monthly System Peak Day | 102398.0547 | 0.015623
| 2026 | February | NEM | NEM Customer | Average Weekday | 26420.8711 | 0.015623
| 2026 | February | NEM | NEM Customer | Monthly System Peak Day | 26420.8711 | 0.015623
| 2026 | February | NEM | Non-NEM Customer | Average Weekday | 93260.625 | 0.015623
| 2026 | February | NEM | Non-NEM Customer | Monthly System Peak Day | 93260.625 | 0.015623
| 2026 | February | Sublap | SCEC | Average Weekday | 48376.75 | 0.015623
| 2026 | February | Sublap | SCEC | Monthly System Peak Day | 48376.75 | 0.015623
| 2026 | February | Sublap | SCEN | Average Weekday | 12099.6152 | 0.015623
| 2026 | February | Sublap | SCEN | Monthly System Peak Day | 12099.6152 | 0.015623
| 2026 | February | Sublap | SCEW | Average Weekday | 53864.5117 | 0.015623
| 2026 | February | Sublap | SCEW | Monthly System Peak Day | 53864.5117 | 0.015623
| 2026 | February | Sublap | SCHD | Average Weekday | 3104.5066 | 0.015623
| 2026 | February | Sublap | SCHD | Monthly System Peak Day | 3104.5066 | 0.015623
| 2026 | February | Sublap | SCLD | Average Weekday | 113.3736 | 0.015623
| 2026 | February | Sublap | SCLD | Monthly System Peak Day | 113.3736 | 0.015623
| 2026 | February | Sublap | SCNW | Average Weekday | 2122.7395 | 0.015623
| 2026 | February | Sublap | SCNW | Monthly System Peak Day | 2122.7395 | 0.015623
| 2026 | February | Tariff | Dynamic | Average Weekday | 33165.3906 | 0.015623
| 2026 | February | Tariff | Dynamic | Monthly System Peak Day | 33165.3906 | 0.015623
| 2026 | February | Tariff | Flat | Average Weekday | 86516.1016 | 0.015623
| 2026 | February | Tariff | Flat | Monthly System Peak Day | 86516.1016 | 0.015623
| 2026 | February | Zone | Remainder of System | Average Weekday | 51324.4648 | 0.015623
| 2026 | February | Zone | Remainder of System | Monthly System Peak Day | 51324.4648 | 0.015623
| 2026 | February | Zone | South Orange County | Average Weekday | 25004.9062 | 0.015623
| 2026 | February | Zone | South Orange County | Monthly System Peak Day | 25004.9062 | 0.015623
| 2026 | February | Zone | South of Lugo | Average Weekday | 43352.1289 | 0.015623
| 2026 | February | Zone | South of Lugo | Monthly System Peak Day | 43352.1289 | 0.015623
| 2026 | January | All | All Customers | Average Weekday | 118911.25 | 0.015623
| 2026 | January | All | All Customers | Monthly System Peak Day | 118911.25 | 0.015623
| 2026 | January | LCA | Big Creek/Ventura | Average Weekday | 14135.6152 | 0.015623
| 2026 | January | LCA | Big Creek/Ventura | Monthly System Peak Day | 14135.6152 | 0.015623
| 2026 | January | LCA | LA Basin | Average Weekday | 101578.4609 | 0.015623
| 2026 | January | LCA | LA Basin | Monthly System Peak Day | 101578.4609 | 0.015623
| 2026 | January | LCA | Outside | Average Weekday | 3197.1702 | 0.015623
| 2026 | January | LCA | Outside | Monthly System Peak Day | 3197.1702 | 0.015623
| 2026 | January | Low Income | CARE | Average Weekday | 17172.207 | 0.015623
| 2026 | January | Low Income | CARE | Monthly System Peak Day | 17172.207 | 0.015623
| 2026 | January | Low Income | Non-CARE | Average Weekday | 101739.0391 | 0.015623
| 2026 | January | Low Income | Non-CARE | Monthly System Peak Day | 101739.0391 | 0.015623
| 2026 | January | NEM | NEM Customer | Average Weekday | 26250.8301 | 0.015623
| 2026 | January | NEM | NEM Customer | Monthly System Peak Day | 26250.8301 | 0.015623
| 2026 | January | NEM | Non-NEM Customer | Average Weekday | 92660.4219 | 0.015623
| 2026 | January | NEM | Non-NEM Customer | Monthly System Peak Day | 92660.4219 | 0.015623
| 2026 | January | Sublap | SCEC | Average Weekday | 48065.4062 | 0.015623
| 2026 | January | Sublap | SCEC | Monthly System Peak Day | 48065.4062 | 0.015623
| 2026 | January | Sublap | SCEN | Average Weekday | 12021.7441 | 0.015623
| 2026 | January | Sublap | SCEN | Monthly System Peak Day | 12021.7441 | 0.015623
| 2026 | January | Sublap | SCEW | Average Weekday | 53517.8516 | 0.015623
| 2026 | January | Sublap | SCEW | Monthly System Peak Day | 53517.8516 | 0.015623
| 2026 | January | Sublap | SCHD | Average Weekday | 3084.5266 | 0.015623
| 2026 | January | Sublap | SCHD | Monthly System Peak Day | 3084.5266 | 0.015623
| 2026 | January | Sublap | SCLD | Average Weekday | 112.6439 | 0.015623
| 2026 | January | Sublap | SCLD | Monthly System Peak Day | 112.6439 | 0.015623
| 2026 | January | Sublap | SCNW | Average Weekday | 2109.0779 | 0.015623
| 2026 | January | Sublap | SCNW | Monthly System Peak Day | 2109.0779 | 0.015623
| 2026 | January | Tariff | Dynamic | Average Weekday | 32951.9453 | 0.015623
| 2026 | January | Tariff | Dynamic | Monthly System Peak Day | 32951.9453 | 0.015623
| 2026 | January | Tariff | Flat | Average Weekday | 85959.3047 | 0.015623
| 2026 | January | Tariff | Flat | Monthly System Peak Day | 85959.3047 | 0.015623
| 2026 | January | Zone | Remainder of System | Average Weekday | 50994.1484 | 0.015623
| 2026 | January | Zone | Remainder of System | Monthly System Peak Day | 50994.1484 | 0.015623
| 2026 | January | Zone | South Orange County | Average Weekday | 24843.9785 | 0.015623
| 2026 | January | Zone | South Orange County | Monthly System Peak Day | 24843.9785 | 0.015623
| 2026 | January | Zone | South of Lugo | Average Weekday | 43073.125 | 0.015623
| 2026 | January | Zone | South of Lugo | Monthly System Peak Day | 43073.125 | 0.015623
| 2026 | July | All | All Customers | Average Weekday | 123532.75 | 0.015623
| 2026 | July | All | All Customers | Monthly System Peak Day | 123532.75 | 0.015623
| 2026 | July | LCA | Big Creek/Ventura | Average Weekday | 14684.998 | 0.015623
| 2026 | July | LCA | Big Creek/Ventura | Monthly System Peak Day | 14684.998 | 0.015623
| 2026 | July | LCA | LA Basin | Average Weekday | 105526.3203 | 0.015623
| 2026 | July | LCA | LA Basin | Monthly System Peak Day | 105526.3203 | 0.015623
| 2026 | July | LCA | Outside | Average Weekday | 3321.4287 | 0.015623
| 2026 | July | LCA | Outside | Monthly System Peak Day | 3321.4287 | 0.015623
| 2026 | July | Low Income | CARE | Average Weekday | 17839.6074 | 0.015623
| 2026 | July | Low Income | CARE | Monthly System Peak Day | 17839.6074 | 0.015623
| 2026 | July | Low Income | Non-CARE | Average Weekday | 105693.1406 | 0.015623
| 2026 | July | Low Income | Non-CARE | Monthly System Peak Day | 105693.1406 | 0.015623
| 2026 | July | NEM | NEM Customer | Average Weekday | 27271.0723 | 0.015623
| 2026 | July | NEM | NEM Customer | Monthly System Peak Day | 27271.0723 | 0.015623
| 2026 | July | NEM | Non-NEM Customer | Average Weekday | 96261.6797 | 0.015623
| 2026 | July | NEM | Non-NEM Customer | Monthly System Peak Day | 96261.6797 | 0.015623
| 2026 | July | Sublap | SCEC | Average Weekday | 49933.4766 | 0.015623
| 2026 | July | Sublap | SCEC | Monthly System Peak Day | 49933.4766 | 0.015623
| 2026 | July | Sublap | SCEN | Average Weekday | 12488.9707 | 0.015623
| 2026 | July | Sublap | SCEN | Monthly System Peak Day | 12488.9707 | 0.015623
| 2026 | July | Sublap | SCEW | Average Weekday | 55597.8281 | 0.015623
| 2026 | July | Sublap | SCEW | Monthly System Peak Day | 55597.8281 | 0.015623
| 2026 | July | Sublap | SCHD | Average Weekday | 3204.407 | 0.015623
| 2026 | July | Sublap | SCHD | Monthly System Peak Day | 3204.407 | 0.015623
| 2026 | July | Sublap | SCLD | Average Weekday | 117.0219 | 0.015623
| 2026 | July | Sublap | SCLD | Monthly System Peak Day | 117.0219 | 0.015623
| 2026 | July | Sublap | SCNW | Average Weekday | 2191.0474 | 0.015623
| 2026 | July | Sublap | SCNW | Monthly System Peak Day | 2191.0474 | 0.015623
| 2026 | July | Tariff | Dynamic | Average Weekday | 34232.625 | 0.015623
| 2026 | July | Tariff | Dynamic | Monthly System Peak Day | 34232.625 | 0.015623
| 2026 | July | Tariff | Flat | Average Weekday | 89300.1172 | 0.015623
| 2026 | July | Tariff | Flat | Monthly System Peak Day | 89300.1172 | 0.015623
| 2026 | July | Zone | Remainder of System | Average Weekday | 52976.043 | 0.015623
| 2026 | July | Zone | Remainder of System | Monthly System Peak Day | 52976.043 | 0.015623
| 2026 | July | Zone | South Orange County | Average Weekday | 25809.543 | 0.015623
| 2026 | July | Zone | South Orange County | Monthly System Peak Day | 25809.543 | 0.015623
| 2026 | July | Zone | South of Lugo | Average Weekday | 44747.1641 | 0.015623
| 2026 | July | Zone | South of Lugo | Monthly System Peak Day | 44747.1641 | 0.015623
| 2026 | June | All | All Customers | Average Weekday | 122762.5 | 0.015623
| 2026 | June | All | All Customers | Monthly System Peak Day | 122762.5 | 0.015623
| 2026 | June | LCA | Big Creek/Ventura | Average Weekday | 14593.4336 | 0.015623
| 2026 | June | LCA | Big Creek/Ventura | Monthly System Peak Day | 14593.4336 | 0.015623
| 2026 | June | LCA | LA Basin | Average Weekday | 104868.3438 | 0.015623
| 2026 | June | LCA | LA Basin | Monthly System Peak Day | 104868.3438 | 0.015623
| 2026 | June | LCA | Outside | Average Weekday | 3300.719 | 0.015623
| 2026 | June | LCA | Outside | Monthly System Peak Day | 3300.719 | 0.015623
| 2026 | June | Low Income | CARE | Average Weekday | 17728.373 | 0.015623
| 2026 | June | Low Income | CARE | Monthly System Peak Day | 17728.373 | 0.015623
| 2026 | June | Low Income | Non-CARE | Average Weekday | 105034.125 | 0.015623
| 2026 | June | Low Income | Non-CARE | Monthly System Peak Day | 105034.125 | 0.015623
| 2026 | June | NEM | NEM Customer | Average Weekday | 27101.0312 | 0.015623
| 2026 | June | NEM | NEM Customer | Monthly System Peak Day | 27101.0312 | 0.015623
| 2026 | June | NEM | Non-NEM Customer | Average Weekday | 95661.4688 | 0.015623
| 2026 | June | NEM | Non-NEM Customer | Monthly System Peak Day | 95661.4688 | 0.015623
| 2026 | June | Sublap | SCEC | Average Weekday | 49622.1289 | 0.015623
| 2026 | June | Sublap | SCEC | Monthly System Peak Day | 49622.1289 | 0.015623
| 2026 | June | Sublap | SCEN | Average Weekday | 12411.0996 | 0.015623
| 2026 | June | Sublap | SCEN | Monthly System Peak Day | 12411.0996 | 0.015623
| 2026 | June | Sublap | SCEW | Average Weekday | 55251.1641 | 0.015623
| 2026 | June | Sublap | SCEW | Monthly System Peak Day | 55251.1641 | 0.015623
| 2026 | June | Sublap | SCHD | Average Weekday | 3184.427 | 0.015623
| 2026 | June | Sublap | SCHD | Monthly System Peak Day | 3184.427 | 0.015623
| 2026 | June | Sublap | SCLD | Average Weekday | 116.2922 | 0.015623
| 2026 | June | Sublap | SCLD | Monthly System Peak Day | 116.2922 | 0.015623
| 2026 | June | Sublap | SCNW | Average Weekday | 2177.3857 | 0.015623
| 2026 | June | Sublap | SCNW | Monthly System Peak Day | 2177.3857 | 0.015623
| 2026 | June | Tariff | Dynamic | Average Weekday | 34019.1797 | 0.015623
| 2026 | June | Tariff | Dynamic | Monthly System Peak Day | 34019.1797 | 0.015623
| 2026 | June | Tariff | Flat | Average Weekday | 88743.3203 | 0.015623
| 2026 | June | Tariff | Flat | Monthly System Peak Day | 88743.3203 | 0.015623
| 2026 | June | Zone | Remainder of System | Average Weekday | 52645.7266 | 0.015623
| 2026 | June | Zone | Remainder of System | Monthly System Peak Day | 52645.7266 | 0.015623
| 2026 | June | Zone | South Orange County | Average Weekday | 25648.6152 | 0.015623
| 2026 | June | Zone | South Orange County | Monthly System Peak Day | 25648.6152 | 0.015623
| 2026 | June | Zone | South of Lugo | Average Weekday | 44468.1602 | 0.015623
| 2026 | June | Zone | South of Lugo | Monthly System Peak Day | 44468.1602 | 0.015623
| 2026 | March | All | All Customers | Average Weekday | 120451.75 | 0.015623
| 2026 | March | All | All Customers | Monthly System Peak Day | 120451.75 | 0.015623
| 2026 | March | LCA | Big Creek/Ventura | Average Weekday | 14318.7432 | 0.015623
| 2026 | March | LCA | Big Creek/Ventura | Monthly System Peak Day | 14318.7432 | 0.015623
| 2026 | March | LCA | LA Basin | Average Weekday | 102894.4141 | 0.015623
| 2026 | March | LCA | LA Basin | Monthly System Peak Day | 102894.4141 | 0.015623
| 2026 | March | LCA | Outside | Average Weekday | 3238.5898 | 0.015623
| 2026 | March | LCA | Outside | Monthly System Peak Day | 3238.5898 | 0.015623
| 2026 | March | Low Income | CARE | Average Weekday | 17394.6738 | 0.015623
| 2026 | March | Low Income | CARE | Monthly System Peak Day | 17394.6738 | 0.015623
| 2026 | March | Low Income | Non-CARE | Average Weekday | 103057.0703 | 0.015623
| 2026 | March | Low Income | Non-CARE | Monthly System Peak Day | 103057.0703 | 0.015623
| 2026 | March | NEM | NEM Customer | Average Weekday | 26590.9102 | 0.015623
| 2026 | March | NEM | NEM Customer | Monthly System Peak Day | 26590.9102 | 0.015623
| 2026 | March | NEM | Non-NEM Customer | Average Weekday | 93860.8359 | 0.015623
| 2026 | March | NEM | Non-NEM Customer | Monthly System Peak Day | 93860.8359 | 0.015623
| 2026 | March | Sublap | SCEC | Average Weekday | 48688.0977 | 0.015623
| 2026 | March | Sublap | SCEC | Monthly System Peak Day | 48688.0977 | 0.015623
| 2026 | March | Sublap | SCEN | Average Weekday | 12177.4863 | 0.015623
| 2026 | March | Sublap | SCEN | Monthly System Peak Day | 12177.4863 | 0.015623
| 2026 | March | Sublap | SCEW | Average Weekday | 54211.1758 | 0.015623
| 2026 | March | Sublap | SCEW | Monthly System Peak Day | 54211.1758 | 0.015623
| 2026 | March | Sublap | SCHD | Average Weekday | 3124.4866 | 0.015623
| 2026 | March | Sublap | SCHD | Monthly System Peak Day | 3124.4866 | 0.015623
| 2026 | March | Sublap | SCLD | Average Weekday | 114.1032 | 0.015623
| 2026 | March | Sublap | SCLD | Monthly System Peak Day | 114.1032 | 0.015623
| 2026 | March | Sublap | SCNW | Average Weekday | 2136.4011 | 0.015623
| 2026 | March | Sublap | SCNW | Monthly System Peak Day | 2136.4011 | 0.015623
| 2026 | March | Tariff | Dynamic | Average Weekday | 33378.8398 | 0.015623
| 2026 | March | Tariff | Dynamic | Monthly System Peak Day | 33378.8398 | 0.015623
| 2026 | March | Tariff | Flat | Average Weekday | 87072.9062 | 0.015623
| 2026 | March | Tariff | Flat | Monthly System Peak Day | 87072.9062 | 0.015623
| 2026 | March | Zone | Remainder of System | Average Weekday | 51654.7812 | 0.015623
| 2026 | March | Zone | Remainder of System | Monthly System Peak Day | 51654.7812 | 0.015623
| 2026 | March | Zone | South Orange County | Average Weekday | 25165.834 | 0.015623
| 2026 | March | Zone | South Orange County | Monthly System Peak Day | 25165.834 | 0.015623
| 2026 | March | Zone | South of Lugo | Average Weekday | 43631.1367 | 0.015623
| 2026 | March | Zone | South of Lugo | Monthly System Peak Day | 43631.1367 | 0.015623
| 2026 | May | All | All Customers | Average Weekday | 121992.25 | 0.015623
| 2026 | May | All | All Customers | Monthly System Peak Day | 121992.25 | 0.015623
| 2026 | May | LCA | Big Creek/Ventura | Average Weekday | 14501.8701 | 0.015623
| 2026 | May | LCA | Big Creek/Ventura | Monthly System Peak Day | 14501.8701 | 0.015623
| 2026 | May | LCA | LA Basin | Average Weekday | 104210.3672 | 0.015623
| 2026 | May | LCA | LA Basin | Monthly System Peak Day | 104210.3672 | 0.015623
| 2026 | May | LCA | Outside | Average Weekday | 3280.0093 | 0.015623
| 2026 | May | LCA | Outside | Monthly System Peak Day | 3280.0093 | 0.015623
| 2026 | May | Low Income | CARE | Average Weekday | 17617.1406 | 0.015623
| 2026 | May | Low Income | CARE | Monthly System Peak Day | 17617.1406 | 0.015623
| 2026 | May | Low Income | Non-CARE | Average Weekday | 104375.1094 | 0.015623
| 2026 | May | Low Income | Non-CARE | Monthly System Peak Day | 104375.1094 | 0.015623
| 2026 | May | NEM | NEM Customer | Average Weekday | 26930.9922 | 0.015623
| 2026 | May | NEM | NEM Customer | Monthly System Peak Day | 26930.9922 | 0.015623
| 2026 | May | NEM | Non-NEM Customer | Average Weekday | 95061.2578 | 0.015623
| 2026 | May | NEM | Non-NEM Customer | Monthly System Peak Day | 95061.2578 | 0.015623
| 2026 | May | Sublap | SCEC | Average Weekday | 49310.7852 | 0.015623
| 2026 | May | Sublap | SCEC | Monthly System Peak Day | 49310.7852 | 0.015623
| 2026 | May | Sublap | SCEN | Average Weekday | 12333.2285 | 0.015623
| 2026 | May | Sublap | SCEN | Monthly System Peak Day | 12333.2285 | 0.015623
| 2026 | May | Sublap | SCEW | Average Weekday | 54904.5039 | 0.015623
| 2026 | May | Sublap | SCEW | Monthly System Peak Day | 54904.5039 | 0.015623
| 2026 | May | Sublap | SCHD | Average Weekday | 3164.4468 | 0.015623
| 2026 | May | Sublap | SCHD | Monthly System Peak Day | 3164.4468 | 0.015623
| 2026 | May | Sublap | SCLD | Average Weekday | 115.5625 | 0.015623
| 2026 | May | Sublap | SCLD | Monthly System Peak Day | 115.5625 | 0.015623
| 2026 | May | Sublap | SCNW | Average Weekday | 2163.7241 | 0.015623
| 2026 | May | Sublap | SCNW | Monthly System Peak Day | 2163.7241 | 0.015623
| 2026 | May | Tariff | Dynamic | Average Weekday | 33805.7305 | 0.015623
| 2026 | May | Tariff | Dynamic | Monthly System Peak Day | 33805.7305 | 0.015623
| 2026 | May | Tariff | Flat | Average Weekday | 88186.5156 | 0.015623
| 2026 | May | Tariff | Flat | Monthly System Peak Day | 88186.5156 | 0.015623
| 2026 | May | Zone | Remainder of System | Average Weekday | 52315.4141 | 0.015623
| 2026 | May | Zone | Remainder of System | Monthly System Peak Day | 52315.4141 | 0.015623
| 2026 | May | Zone | South Orange County | Average Weekday | 25487.6875 | 0.015623
| 2026 | May | Zone | South Orange County | Monthly System Peak Day | 25487.6875 | 0.015623
| 2026 | May | Zone | South of Lugo | Average Weekday | 44189.1523 | 0.015623
| 2026 | May | Zone | South of Lugo | Monthly System Peak Day | 44189.1523 | 0.015623
| 2026 | November | All | All Customers | Average Weekday | 126301.75 | 0.015623
| 2026 | November | All | All Customers | Monthly System Peak Day | 126301.75 | 0.015623
| 2026 | November | LCA | Big Creek/Ventura | Average Weekday | 15014.1631 | 0.015623
| 2026 | November | LCA | Big Creek/Ventura | Monthly System Peak Day | 15014.1631 | 0.015623
| 2026 | November | LCA | LA Basin | Average Weekday | 107891.7031 | 0.015623
| 2026 | November | LCA | LA Basin | Monthly System Peak Day | 107891.7031 | 0.015623
| 2026 | November | LCA | Outside | Average Weekday | 3395.8789 | 0.015623
| 2026 | November | LCA | Outside | Monthly System Peak Day | 3395.8789 | 0.015623
| 2026 | November | Low Income | CARE | Average Weekday | 18239.4844 | 0.015623
| 2026 | November | Low Income | CARE | Monthly System Peak Day | 18239.4844 | 0.015623
| 2026 | November | Low Income | Non-CARE | Average Weekday | 108062.2656 | 0.015623
| 2026 | November | Low Income | Non-CARE | Monthly System Peak Day | 108062.2656 | 0.015623
| 2026 | November | NEM | NEM Customer | Average Weekday | 27882.3555 | 0.015623
| 2026 | November | NEM | NEM Customer | Monthly System Peak Day | 27882.3555 | 0.015623
| 2026 | November | NEM | Non-NEM Customer | Average Weekday | 98419.3906 | 0.015623
| 2026 | November | NEM | Non-NEM Customer | Monthly System Peak Day | 98419.3906 | 0.015623
| 2026 | November | Sublap | SCEC | Average Weekday | 51052.7383 | 0.015623
| 2026 | November | Sublap | SCEC | Monthly System Peak Day | 51052.7383 | 0.015623
| 2026 | November | Sublap | SCEN | Average Weekday | 12768.9121 | 0.015623
| 2026 | November | Sublap | SCEN | Monthly System Peak Day | 12768.9121 | 0.015623
| 2026 | November | Sublap | SCEW | Average Weekday | 56844.0586 | 0.015623
| 2026 | November | Sublap | SCEW | Monthly System Peak Day | 56844.0586 | 0.015623
| 2026 | November | Sublap | SCHD | Average Weekday | 3276.2341 | 0.015623
| 2026 | November | Sublap | SCHD | Monthly System Peak Day | 3276.2341 | 0.015623
| 2026 | November | Sublap | SCLD | Average Weekday | 119.6449 | 0.015623
| 2026 | November | Sublap | SCLD | Monthly System Peak Day | 119.6449 | 0.015623
| 2026 | November | Sublap | SCNW | Average Weekday | 2240.1599 | 0.015623
| 2026 | November | Sublap | SCNW | Monthly System Peak Day | 2240.1599 | 0.015623
| 2026 | November | Tariff | Dynamic | Average Weekday | 34999.9531 | 0.015623
| 2026 | November | Tariff | Dynamic | Monthly System Peak Day | 34999.9531 | 0.015623
| 2026 | November | Tariff | Flat | Average Weekday | 91301.7891 | 0.015623
| 2026 | November | Tariff | Flat | Monthly System Peak Day | 91301.7891 | 0.015623
| 2026 | November | Zone | Remainder of System | Average Weekday | 54163.5078 | 0.015623
| 2026 | November | Zone | Remainder of System | Monthly System Peak Day | 54163.5078 | 0.015623
| 2026 | November | Zone | South Orange County | Average Weekday | 26388.0664 | 0.015623
| 2026 | November | Zone | South Orange County | Monthly System Peak Day | 26388.0664 | 0.015623
| 2026 | November | Zone | South of Lugo | Average Weekday | 45750.1797 | 0.015623
| 2026 | November | Zone | South of Lugo | Monthly System Peak Day | 45750.1797 | 0.015623
| 2026 | October | All | All Customers | Average Weekday | 125635.5 | 0.015623
| 2026 | October | All | All Customers | Monthly System Peak Day | 125635.5 | 0.015623
| 2026 | October | LCA | Big Creek/Ventura | Average Weekday | 14934.9629 | 0.015623
| 2026 | October | LCA | Big Creek/Ventura | Monthly System Peak Day | 14934.9629 | 0.015623
| 2026 | October | LCA | LA Basin | Average Weekday | 107322.5703 | 0.015623
| 2026 | October | LCA | LA Basin | Monthly System Peak Day | 107322.5703 | 0.015623
| 2026 | October | LCA | Outside | Average Weekday | 3377.9653 | 0.015623
| 2026 | October | LCA | Outside | Monthly System Peak Day | 3377.9653 | 0.015623
| 2026 | October | Low Income | CARE | Average Weekday | 18143.2695 | 0.015623
| 2026 | October | Low Income | CARE | Monthly System Peak Day | 18143.2695 | 0.015623
| 2026 | October | Low Income | Non-CARE | Average Weekday | 107492.2266 | 0.015623
| 2026 | October | Low Income | Non-CARE | Monthly System Peak Day | 107492.2266 | 0.015623
| 2026 | October | NEM | NEM Customer | Average Weekday | 27735.2754 | 0.015623
| 2026 | October | NEM | NEM Customer | Monthly System Peak Day | 27735.2754 | 0.015623
| 2026 | October | NEM | Non-NEM Customer | Average Weekday | 97900.2266 | 0.015623
| 2026 | October | NEM | Non-NEM Customer | Monthly System Peak Day | 97900.2266 | 0.015623
| 2026 | October | Sublap | SCEC | Average Weekday | 50783.4336 | 0.015623
| 2026 | October | Sublap | SCEC | Monthly System Peak Day | 50783.4336 | 0.015623
| 2026 | October | Sublap | SCEN | Average Weekday | 12701.5547 | 0.015623
| 2026 | October | Sublap | SCEN | Monthly System Peak Day | 12701.5547 | 0.015623
| 2026 | October | Sublap | SCEW | Average Weekday | 56544.2031 | 0.015623
| 2026 | October | Sublap | SCEW | Monthly System Peak Day | 56544.2031 | 0.015623
| 2026 | October | Sublap | SCHD | Average Weekday | 3258.9517 | 0.015623
| 2026 | October | Sublap | SCHD | Monthly System Peak Day | 3258.9517 | 0.015623
| 2026 | October | Sublap | SCLD | Average Weekday | 119.0138 | 0.015623
| 2026 | October | Sublap | SCLD | Monthly System Peak Day | 119.0138 | 0.015623
| 2026 | October | Sublap | SCNW | Average Weekday | 2228.343 | 0.015623
| 2026 | October | Sublap | SCNW | Monthly System Peak Day | 2228.343 | 0.015623
| 2026 | October | Tariff | Dynamic | Average Weekday | 34815.3281 | 0.015623
| 2026 | October | Tariff | Dynamic | Monthly System Peak Day | 34815.3281 | 0.015623
| 2026 | October | Tariff | Flat | Average Weekday | 90820.1719 | 0.015623
| 2026 | October | Tariff | Flat | Monthly System Peak Day | 90820.1719 | 0.015623
| 2026 | October | Zone | Remainder of System | Average Weekday | 53877.793 | 0.015623
| 2026 | October | Zone | Remainder of System | Monthly System Peak Day | 53877.793 | 0.015623
| 2026 | October | Zone | South Orange County | Average Weekday | 26248.8672 | 0.015623
| 2026 | October | Zone | South Orange County | Monthly System Peak Day | 26248.8672 | 0.015623
| 2026 | October | Zone | South of Lugo | Average Weekday | 45508.8438 | 0.015623
| 2026 | October | Zone | South of Lugo | Monthly System Peak Day | 45508.8438 | 0.015623
| 2026 | September | All | All Customers | Average Weekday | 124969.25 | 0.015623
| 2026 | September | All | All Customers | Monthly System Peak Day | 124969.25 | 0.015623
| 2026 | September | LCA | Big Creek/Ventura | Average Weekday | 14855.7617 | 0.015623
| 2026 | September | LCA | Big Creek/Ventura | Monthly System Peak Day | 14855.7617 | 0.015623
| 2026 | September | LCA | LA Basin | Average Weekday | 106753.4375 | 0.015623
| 2026 | September | LCA | LA Basin | Monthly System Peak Day | 106753.4375 | 0.015623
| 2026 | September | LCA | Outside | Average Weekday | 3360.052 | 0.015623
| 2026 | September | LCA | Outside | Monthly System Peak Day | 3360.052 | 0.015623
| 2026 | September | Low Income | CARE | Average Weekday | 18047.0547 | 0.015623
| 2026 | September | Low Income | CARE | Monthly System Peak Day | 18047.0547 | 0.015623
| 2026 | September | Low Income | Non-CARE | Average Weekday | 106922.1953 | 0.015623
| 2026 | September | Low Income | Non-CARE | Monthly System Peak Day | 106922.1953 | 0.015623
| 2026 | September | NEM | NEM Customer | Average Weekday | 27588.1934 | 0.015623
| 2026 | September | NEM | NEM Customer | Monthly System Peak Day | 27588.1934 | 0.015623
| 2026 | September | NEM | Non-NEM Customer | Average Weekday | 97381.0547 | 0.015623
| 2026 | September | NEM | Non-NEM Customer | Monthly System Peak Day | 97381.0547 | 0.015623
| 2026 | September | Sublap | SCEC | Average Weekday | 50514.125 | 0.015623
| 2026 | September | Sublap | SCEC | Monthly System Peak Day | 50514.125 | 0.015623
| 2026 | September | Sublap | SCEN | Average Weekday | 12634.1982 | 0.015623
| 2026 | September | Sublap | SCEN | Monthly System Peak Day | 12634.1982 | 0.015623
| 2026 | September | Sublap | SCEW | Average Weekday | 56244.3477 | 0.015623
| 2026 | September | Sublap | SCEW | Monthly System Peak Day | 56244.3477 | 0.015623
| 2026 | September | Sublap | SCHD | Average Weekday | 3241.6694 | 0.015623
| 2026 | September | Sublap | SCHD | Monthly System Peak Day | 3241.6694 | 0.015623
| 2026 | September | Sublap | SCLD | Average Weekday | 118.3826 | 0.015623
| 2026 | September | Sublap | SCLD | Monthly System Peak Day | 118.3826 | 0.015623
| 2026 | September | Sublap | SCNW | Average Weekday | 2216.5259 | 0.015623
| 2026 | September | Sublap | SCNW | Monthly System Peak Day | 2216.5259 | 0.015623
| 2026 | September | Tariff | Dynamic | Average Weekday | 34630.6992 | 0.015623
| 2026 | September | Tariff | Dynamic | Monthly System Peak Day | 34630.6992 | 0.015623
| 2026 | September | Tariff | Flat | Average Weekday | 90338.5469 | 0.015623
| 2026 | September | Tariff | Flat | Monthly System Peak Day | 90338.5469 | 0.015623
| 2026 | September | Zone | Remainder of System | Average Weekday | 53592.0742 | 0.015623
| 2026 | September | Zone | Remainder of System | Monthly System Peak Day | 53592.0742 | 0.015623
| 2026 | September | Zone | South Orange County | Average Weekday | 26109.6699 | 0.015623
| 2026 | September | Zone | South Orange County | Monthly System Peak Day | 26109.6699 | 0.015623
| 2026 | September | Zone | South of Lugo | Average Weekday | 45267.5078 | 0.015623
| 2026 | September | Zone | South of Lugo | Monthly System Peak Day | 45267.5078 | 0.015623
| 2026 | Typical Event | All | All Customers | Typical Event Day | 124303 | 0.015623
| 2026 | Typical Event | LCA | Big Creek/Ventura | Typical Event Day | 14776.5615 | 0.015623
| 2026 | Typical Event | LCA | LA Basin | Typical Event Day | 106184.2969 | 0.015623
| 2026 | Typical Event | LCA | Outside | Typical Event Day | 3342.1384 | 0.015623
| 2026 | Typical Event | Low Income | CARE | Typical Event Day | 17950.8398 | 0.015623
| 2026 | Typical Event | Low Income | Non-CARE | Typical Event Day | 106352.1562 | 0.015623
| 2026 | Typical Event | NEM | NEM Customer | Typical Event Day | 27441.1113 | 0.015623
| 2026 | Typical Event | NEM | Non-NEM Customer | Typical Event Day | 96861.8828 | 0.015623
| 2026 | Typical Event | Sublap | SCEC | Typical Event Day | 50244.8203 | 0.015623
| 2026 | Typical Event | Sublap | SCEN | Typical Event Day | 12566.8418 | 0.015623
| 2026 | Typical Event | Sublap | SCEW | Typical Event Day | 55944.4922 | 0.015623
| 2026 | Typical Event | Sublap | SCHD | Typical Event Day | 3224.387 | 0.015623
| 2026 | Typical Event | Sublap | SCLD | Typical Event Day | 117.7515 | 0.015623
| 2026 | Typical Event | Sublap | SCNW | Typical Event Day | 2204.709 | 0.015623
| 2026 | Typical Event | Tariff | Dynamic | Typical Event Day | 34446.0742 | 0.015623
| 2026 | Typical Event | Tariff | Flat | Typical Event Day | 89856.9219 | 0.015623
| 2026 | Typical Event | Zone | Remainder of System | Typical Event Day | 53306.3594 | 0.015623
| 2026 | Typical Event | Zone | South Orange County | Typical Event Day | 25970.4707 | 0.015623
| 2026 | Typical Event | Zone | South of Lugo | Typical Event Day | 45026.1719 | 0.015623
| 2027 | April | All | All Customers | Average Weekday | 129633 | 0.0078133
| 2027 | April | All | All Customers | Monthly System Peak Day | 129633 | 0.0078133
| 2027 | April | LCA | Big Creek/Ventura | Average Weekday | 15410.167 | 0.0078133
| 2027 | April | LCA | Big Creek/Ventura | Monthly System Peak Day | 15410.167 | 0.0078133
| 2027 | April | LCA | LA Basin | Average Weekday | 110737.3828 | 0.0078133
| 2027 | April | LCA | LA Basin | Monthly System Peak Day | 110737.3828 | 0.0078133
| 2027 | April | LCA | Outside | Average Weekday | 3485.4463 | 0.0078133
| 2027 | April | LCA | Outside | Monthly System Peak Day | 3485.4463 | 0.0078133
| 2027 | April | Low Income | CARE | Average Weekday | 18720.5566 | 0.0078133
| 2027 | April | Low Income | CARE | Monthly System Peak Day | 18720.5566 | 0.0078133
| 2027 | April | Low Income | Non-CARE | Average Weekday | 110912.4453 | 0.0078133
| 2027 | April | Low Income | Non-CARE | Monthly System Peak Day | 110912.4453 | 0.0078133
| 2027 | April | NEM | NEM Customer | Average Weekday | 28617.7617 | 0.0078133
| 2027 | April | NEM | NEM Customer | Monthly System Peak Day | 28617.7617 | 0.0078133
| 2027 | April | NEM | Non-NEM Customer | Average Weekday | 101015.2344 | 0.0078133
| 2027 | April | NEM | Non-NEM Customer | Monthly System Peak Day | 101015.2344 | 0.0078133
| 2027 | April | Sublap | SCEC | Average Weekday | 52399.2734 | 0.0078133
| 2027 | April | Sublap | SCEC | Monthly System Peak Day | 52399.2734 | 0.0078133
| 2027 | April | Sublap | SCEN | Average Weekday | 13105.6963 | 0.0078133
| 2027 | April | Sublap | SCEN | Monthly System Peak Day | 13105.6963 | 0.0078133
| 2027 | April | Sublap | SCEW | Average Weekday | 58343.3398 | 0.0078133
| 2027 | April | Sublap | SCEW | Monthly System Peak Day | 58343.3398 | 0.0078133
| 2027 | April | Sublap | SCHD | Average Weekday | 3362.6458 | 0.0078133
| 2027 | April | Sublap | SCHD | Monthly System Peak Day | 3362.6458 | 0.0078133
| 2027 | April | Sublap | SCLD | Average Weekday | 122.8006 | 0.0078133
| 2027 | April | Sublap | SCLD | Monthly System Peak Day | 122.8006 | 0.0078133
| 2027 | April | Sublap | SCNW | Average Weekday | 2299.2449 | 0.0078133
| 2027 | April | Sublap | SCNW | Monthly System Peak Day | 2299.2449 | 0.0078133
| 2027 | April | Tariff | Dynamic | Average Weekday | 35923.0898 | 0.0078133
| 2027 | April | Tariff | Dynamic | Monthly System Peak Day | 35923.0898 | 0.0078133
| 2027 | April | Tariff | Flat | Average Weekday | 93709.9062 | 0.0078133
| 2027 | April | Tariff | Flat | Monthly System Peak Day | 93709.9062 | 0.0078133
| 2027 | April | Zone | Remainder of System | Average Weekday | 55592.0859 | 0.0078133
| 2027 | April | Zone | Remainder of System | Monthly System Peak Day | 55592.0859 | 0.0078133
| 2027 | April | Zone | South Orange County | Average Weekday | 27084.0605 | 0.0078133
| 2027 | April | Zone | South Orange County | Monthly System Peak Day | 27084.0605 | 0.0078133
| 2027 | April | Zone | South of Lugo | Average Weekday | 46956.8555 | 0.0078133
| 2027 | April | Zone | South of Lugo | Monthly System Peak Day | 46956.8555 | 0.0078133
| 2027 | August | All | All Customers | Average Weekday | 132298 | 0.0078133
| 2027 | August | All | All Customers | Monthly System Peak Day | 132298 | 0.0078133
| 2027 | August | LCA | Big Creek/Ventura | Average Weekday | 15726.9697 | 0.0078133
| 2027 | August | LCA | Big Creek/Ventura | Monthly System Peak Day | 15726.9697 | 0.0078133
| 2027 | August | LCA | LA Basin | Average Weekday | 113013.9297 | 0.0078133
| 2027 | August | LCA | LA Basin | Monthly System Peak Day | 113013.9297 | 0.0078133
| 2027 | August | LCA | Outside | Average Weekday | 3557.1001 | 0.0078133
| 2027 | August | LCA | Outside | Monthly System Peak Day | 3557.1001 | 0.0078133
| 2027 | August | Low Income | CARE | Average Weekday | 19105.4141 | 0.0078133
| 2027 | August | Low Income | CARE | Monthly System Peak Day | 19105.4141 | 0.0078133
| 2027 | August | Low Income | Non-CARE | Average Weekday | 113192.5859 | 0.0078133
| 2027 | August | Low Income | Non-CARE | Monthly System Peak Day | 113192.5859 | 0.0078133
| 2027 | August | NEM | NEM Customer | Average Weekday | 29206.0879 | 0.0078133
| 2027 | August | NEM | NEM Customer | Monthly System Peak Day | 29206.0879 | 0.0078133
| 2027 | August | NEM | Non-NEM Customer | Average Weekday | 103091.9141 | 0.0078133
| 2027 | August | NEM | Non-NEM Customer | Monthly System Peak Day | 103091.9141 | 0.0078133
| 2027 | August | Sublap | SCEC | Average Weekday | 53476.5 | 0.0078133
| 2027 | August | Sublap | SCEC | Monthly System Peak Day | 53476.5 | 0.0078133
| 2027 | August | Sublap | SCEN | Average Weekday | 13375.123 | 0.0078133
| 2027 | August | Sublap | SCEN | Monthly System Peak Day | 13375.123 | 0.0078133
| 2027 | August | Sublap | SCEW | Average Weekday | 59542.7656 | 0.0078133
| 2027 | August | Sublap | SCEW | Monthly System Peak Day | 59542.7656 | 0.0078133
| 2027 | August | Sublap | SCHD | Average Weekday | 3431.7751 | 0.0078133
| 2027 | August | Sublap | SCHD | Monthly System Peak Day | 3431.7751 | 0.0078133
| 2027 | August | Sublap | SCLD | Average Weekday | 125.3251 | 0.0078133
| 2027 | August | Sublap | SCLD | Monthly System Peak Day | 125.3251 | 0.0078133
| 2027 | August | Sublap | SCNW | Average Weekday | 2346.5129 | 0.0078133
| 2027 | August | Sublap | SCNW | Monthly System Peak Day | 2346.5129 | 0.0078133
| 2027 | August | Tariff | Dynamic | Average Weekday | 36661.5977 | 0.0078133
| 2027 | August | Tariff | Dynamic | Monthly System Peak Day | 36661.5977 | 0.0078133
| 2027 | August | Tariff | Flat | Average Weekday | 95636.3984 | 0.0078133
| 2027 | August | Tariff | Flat | Monthly System Peak Day | 95636.3984 | 0.0078133
| 2027 | August | Zone | Remainder of System | Average Weekday | 56734.9531 | 0.0078133
| 2027 | August | Zone | Remainder of System | Monthly System Peak Day | 56734.9531 | 0.0078133
| 2027 | August | Zone | South Orange County | Average Weekday | 27640.8555 | 0.0078133
| 2027 | August | Zone | South Orange County | Monthly System Peak Day | 27640.8555 | 0.0078133
| 2027 | August | Zone | South of Lugo | Average Weekday | 47922.1953 | 0.0078133
| 2027 | August | Zone | South of Lugo | Monthly System Peak Day | 47922.1953 | 0.0078133
| 2027 | December | All | All Customers | Average Weekday | 134602.6719 | 0.0078133
| 2027 | December | All | All Customers | Monthly System Peak Day | 134602.6719 | 0.0078133
| 2027 | December | LCA | Big Creek/Ventura | Average Weekday | 16000.9375 | 0.0078133
| 2027 | December | LCA | Big Creek/Ventura | Monthly System Peak Day | 16000.9375 | 0.0078133
| 2027 | December | LCA | LA Basin | Average Weekday | 114982.6641 | 0.0078133
| 2027 | December | LCA | LA Basin | Monthly System Peak Day | 114982.6641 | 0.0078133
| 2027 | December | LCA | Outside | Average Weekday | 3619.0659 | 0.0078133
| 2027 | December | LCA | Outside | Monthly System Peak Day | 3619.0659 | 0.0078133
| 2027 | December | Low Income | CARE | Average Weekday | 19438.2363 | 0.0078133
| 2027 | December | Low Income | CARE | Monthly System Peak Day | 19438.2363 | 0.0078133
| 2027 | December | Low Income | Non-CARE | Average Weekday | 115164.4297 | 0.0078133
| 2027 | December | Low Income | Non-CARE | Monthly System Peak Day | 115164.4297 | 0.0078133
| 2027 | December | NEM | NEM Customer | Average Weekday | 29714.8652 | 0.0078133
| 2027 | December | NEM | NEM Customer | Monthly System Peak Day | 29714.8652 | 0.0078133
| 2027 | December | NEM | Non-NEM Customer | Average Weekday | 104887.7969 | 0.0078133
| 2027 | December | NEM | Non-NEM Customer | Monthly System Peak Day | 104887.7969 | 0.0078133
| 2027 | December | Sublap | SCEC | Average Weekday | 54408.0742 | 0.0078133
| 2027 | December | Sublap | SCEC | Monthly System Peak Day | 54408.0742 | 0.0078133
| 2027 | December | Sublap | SCEN | Average Weekday | 13608.1221 | 0.0078133
| 2027 | December | Sublap | SCEN | Monthly System Peak Day | 13608.1221 | 0.0078133
| 2027 | December | Sublap | SCEW | Average Weekday | 60580.0156 | 0.0078133
| 2027 | December | Sublap | SCEW | Monthly System Peak Day | 60580.0156 | 0.0078133
| 2027 | December | Sublap | SCHD | Average Weekday | 3491.5576 | 0.0078133
| 2027 | December | Sublap | SCHD | Monthly System Peak Day | 3491.5576 | 0.0078133
| 2027 | December | Sublap | SCLD | Average Weekday | 127.5083 | 0.0078133
| 2027 | December | Sublap | SCLD | Monthly System Peak Day | 127.5083 | 0.0078133
| 2027 | December | Sublap | SCNW | Average Weekday | 2387.3896 | 0.0078133
| 2027 | December | Sublap | SCNW | Monthly System Peak Day | 2387.3896 | 0.0078133
| 2027 | December | Tariff | Dynamic | Average Weekday | 37300.25 | 0.0078133
| 2027 | December | Tariff | Dynamic | Monthly System Peak Day | 37300.25 | 0.0078133
| 2027 | December | Tariff | Flat | Average Weekday | 97302.4141 | 0.0078133
| 2027 | December | Tariff | Flat | Monthly System Peak Day | 97302.4141 | 0.0078133
| 2027 | December | Zone | Remainder of System | Average Weekday | 57723.2891 | 0.0078133
| 2027 | December | Zone | Remainder of System | Monthly System Peak Day | 57723.2891 | 0.0078133
| 2027 | December | Zone | South Orange County | Average Weekday | 28122.3672 | 0.0078133
| 2027 | December | Zone | South Orange County | Monthly System Peak Day | 28122.3672 | 0.0078133
| 2027 | December | Zone | South of Lugo | Average Weekday | 48757.0117 | 0.0078133
| 2027 | December | Zone | South of Lugo | Monthly System Peak Day | 48757.0117 | 0.0078133
| 2027 | February | All | All Customers | Average Weekday | 128300.5 | 0.0078133
| 2027 | February | All | All Customers | Monthly System Peak Day | 128300.5 | 0.0078133
| 2027 | February | LCA | Big Creek/Ventura | Average Weekday | 15251.7656 | 0.0078133
| 2027 | February | LCA | Big Creek/Ventura | Monthly System Peak Day | 15251.7656 | 0.0078133
| 2027 | February | LCA | LA Basin | Average Weekday | 109599.1094 | 0.0078133
| 2027 | February | LCA | LA Basin | Monthly System Peak Day | 109599.1094 | 0.0078133
| 2027 | February | LCA | Outside | Average Weekday | 3449.6194 | 0.0078133
| 2027 | February | LCA | Outside | Monthly System Peak Day | 3449.6194 | 0.0078133
| 2027 | February | Low Income | CARE | Average Weekday | 18528.127 | 0.0078133
| 2027 | February | Low Income | CARE | Monthly System Peak Day | 18528.127 | 0.0078133
| 2027 | February | Low Income | Non-CARE | Average Weekday | 109772.3672 | 0.0078133
| 2027 | February | Low Income | Non-CARE | Monthly System Peak Day | 109772.3672 | 0.0078133
| 2027 | February | NEM | NEM Customer | Average Weekday | 28323.5996 | 0.0078133
| 2027 | February | NEM | NEM Customer | Monthly System Peak Day | 28323.5996 | 0.0078133
| 2027 | February | NEM | Non-NEM Customer | Average Weekday | 99976.8984 | 0.0078133
| 2027 | February | NEM | Non-NEM Customer | Monthly System Peak Day | 99976.8984 | 0.0078133
| 2027 | February | Sublap | SCEC | Average Weekday | 51860.6602 | 0.0078133
| 2027 | February | Sublap | SCEC | Monthly System Peak Day | 51860.6602 | 0.0078133
| 2027 | February | Sublap | SCEN | Average Weekday | 12970.9824 | 0.0078133
| 2027 | February | Sublap | SCEN | Monthly System Peak Day | 12970.9824 | 0.0078133
| 2027 | February | Sublap | SCEW | Average Weekday | 57743.6289 | 0.0078133
| 2027 | February | Sublap | SCEW | Monthly System Peak Day | 57743.6289 | 0.0078133
| 2027 | February | Sublap | SCHD | Average Weekday | 3328.0811 | 0.0078133
| 2027 | February | Sublap | SCHD | Monthly System Peak Day | 3328.0811 | 0.0078133
| 2027 | February | Sublap | SCLD | Average Weekday | 121.5383 | 0.0078133
| 2027 | February | Sublap | SCLD | Monthly System Peak Day | 121.5383 | 0.0078133
| 2027 | February | Sublap | SCNW | Average Weekday | 2275.6108 | 0.0078133
| 2027 | February | Sublap | SCNW | Monthly System Peak Day | 2275.6108 | 0.0078133
| 2027 | February | Tariff | Dynamic | Average Weekday | 35553.8359 | 0.0078133
| 2027 | February | Tariff | Dynamic | Monthly System Peak Day | 35553.8359 | 0.0078133
| 2027 | February | Tariff | Flat | Average Weekday | 92746.6641 | 0.0078133
| 2027 | February | Tariff | Flat | Monthly System Peak Day | 92746.6641 | 0.0078133
| 2027 | February | Zone | Remainder of System | Average Weekday | 55020.6562 | 0.0078133
| 2027 | February | Zone | Remainder of System | Monthly System Peak Day | 55020.6562 | 0.0078133
| 2027 | February | Zone | South Orange County | Average Weekday | 26805.6621 | 0.0078133
| 2027 | February | Zone | South Orange County | Monthly System Peak Day | 26805.6621 | 0.0078133
| 2027 | February | Zone | South of Lugo | Average Weekday | 46474.1836 | 0.0078133
| 2027 | February | Zone | South of Lugo | Monthly System Peak Day | 46474.1836 | 0.0078133
| 2027 | January | All | All Customers | Average Weekday | 127634.25 | 0.0078133
| 2027 | January | All | All Customers | Monthly System Peak Day | 127634.25 | 0.0078133
| 2027 | January | LCA | Big Creek/Ventura | Average Weekday | 15172.5645 | 0.0078133
| 2027 | January | LCA | Big Creek/Ventura | Monthly System Peak Day | 15172.5645 | 0.0078133
| 2027 | January | LCA | LA Basin | Average Weekday | 109029.9766 | 0.0078133
| 2027 | January | LCA | LA Basin | Monthly System Peak Day | 109029.9766 | 0.0078133
| 2027 | January | LCA | Outside | Average Weekday | 3431.7058 | 0.0078133
| 2027 | January | LCA | Outside | Monthly System Peak Day | 3431.7058 | 0.0078133
| 2027 | January | Low Income | CARE | Average Weekday | 18431.9121 | 0.0078133
| 2027 | January | Low Income | CARE | Monthly System Peak Day | 18431.9121 | 0.0078133
| 2027 | January | Low Income | Non-CARE | Average Weekday | 109202.3359 | 0.0078133
| 2027 | January | Low Income | Non-CARE | Monthly System Peak Day | 109202.3359 | 0.0078133
| 2027 | January | NEM | NEM Customer | Average Weekday | 28176.5176 | 0.0078133
| 2027 | January | NEM | NEM Customer | Monthly System Peak Day | 28176.5176 | 0.0078133
| 2027 | January | NEM | Non-NEM Customer | Average Weekday | 99457.7266 | 0.0078133
| 2027 | January | NEM | Non-NEM Customer | Monthly System Peak Day | 99457.7266 | 0.0078133
| 2027 | January | Sublap | SCEC | Average Weekday | 51591.3516 | 0.0078133
| 2027 | January | Sublap | SCEC | Monthly System Peak Day | 51591.3516 | 0.0078133
| 2027 | January | Sublap | SCEN | Average Weekday | 12903.626 | 0.0078133
| 2027 | January | Sublap | SCEN | Monthly System Peak Day | 12903.626 | 0.0078133
| 2027 | January | Sublap | SCEW | Average Weekday | 57443.7734 | 0.0078133
| 2027 | January | Sublap | SCEW | Monthly System Peak Day | 57443.7734 | 0.0078133
| 2027 | January | Sublap | SCHD | Average Weekday | 3310.7988 | 0.0078133
| 2027 | January | Sublap | SCHD | Monthly System Peak Day | 3310.7988 | 0.0078133
| 2027 | January | Sublap | SCLD | Average Weekday | 120.9072 | 0.0078133
| 2027 | January | Sublap | SCLD | Monthly System Peak Day | 120.9072 | 0.0078133
| 2027 | January | Sublap | SCNW | Average Weekday | 2263.7939 | 0.0078133
| 2027 | January | Sublap | SCNW | Monthly System Peak Day | 2263.7939 | 0.0078133
| 2027 | January | Tariff | Dynamic | Average Weekday | 35369.207 | 0.0078133
| 2027 | January | Tariff | Dynamic | Monthly System Peak Day | 35369.207 | 0.0078133
| 2027 | January | Tariff | Flat | Average Weekday | 92265.0391 | 0.0078133
| 2027 | January | Tariff | Flat | Monthly System Peak Day | 92265.0391 | 0.0078133
| 2027 | January | Zone | Remainder of System | Average Weekday | 54734.9414 | 0.0078133
| 2027 | January | Zone | Remainder of System | Monthly System Peak Day | 54734.9414 | 0.0078133
| 2027 | January | Zone | South Orange County | Average Weekday | 26666.4648 | 0.0078133
| 2027 | January | Zone | South Orange County | Monthly System Peak Day | 26666.4648 | 0.0078133
| 2027 | January | Zone | South of Lugo | Average Weekday | 46232.8477 | 0.0078133
| 2027 | January | Zone | South of Lugo | Monthly System Peak Day | 46232.8477 | 0.0078133
| 2027 | July | All | All Customers | Average Weekday | 131631.75 | 0.0078133
| 2027 | July | All | All Customers | Monthly System Peak Day | 131631.75 | 0.0078133
| 2027 | July | LCA | Big Creek/Ventura | Average Weekday | 15647.7686 | 0.0078133
| 2027 | July | LCA | Big Creek/Ventura | Monthly System Peak Day | 15647.7686 | 0.0078133
| 2027 | July | LCA | LA Basin | Average Weekday | 112444.7891 | 0.0078133
| 2027 | July | LCA | LA Basin | Monthly System Peak Day | 112444.7891 | 0.0078133
| 2027 | July | LCA | Outside | Average Weekday | 3539.1868 | 0.0078133
| 2027 | July | LCA | Outside | Monthly System Peak Day | 3539.1868 | 0.0078133
| 2027 | July | Low Income | CARE | Average Weekday | 19009.1992 | 0.0078133
| 2027 | July | Low Income | CARE | Monthly System Peak Day | 19009.1992 | 0.0078133
| 2027 | July | Low Income | Non-CARE | Average Weekday | 112622.5469 | 0.0078133
| 2027 | July | Low Income | Non-CARE | Monthly System Peak Day | 112622.5469 | 0.0078133
| 2027 | July | NEM | NEM Customer | Average Weekday | 29059.0059 | 0.0078133
| 2027 | July | NEM | NEM Customer | Monthly System Peak Day | 29059.0059 | 0.0078133
| 2027 | July | NEM | Non-NEM Customer | Average Weekday | 102572.7422 | 0.0078133
| 2027 | July | NEM | Non-NEM Customer | Monthly System Peak Day | 102572.7422 | 0.0078133
| 2027 | July | Sublap | SCEC | Average Weekday | 53207.1914 | 0.0078133
| 2027 | July | Sublap | SCEC | Monthly System Peak Day | 53207.1914 | 0.0078133
| 2027 | July | Sublap | SCEN | Average Weekday | 13307.7666 | 0.0078133
| 2027 | July | Sublap | SCEN | Monthly System Peak Day | 13307.7666 | 0.0078133
| 2027 | July | Sublap | SCEW | Average Weekday | 59242.9102 | 0.0078133
| 2027 | July | Sublap | SCEW | Monthly System Peak Day | 59242.9102 | 0.0078133
| 2027 | July | Sublap | SCHD | Average Weekday | 3414.4929 | 0.0078133
| 2027 | July | Sublap | SCHD | Monthly System Peak Day | 3414.4929 | 0.0078133
| 2027 | July | Sublap | SCLD | Average Weekday | 124.694 | 0.0078133
| 2027 | July | Sublap | SCLD | Monthly System Peak Day | 124.694 | 0.0078133
| 2027 | July | Sublap | SCNW | Average Weekday | 2334.6958 | 0.0078133
| 2027 | July | Sublap | SCNW | Monthly System Peak Day | 2334.6958 | 0.0078133
| 2027 | July | Tariff | Dynamic | Average Weekday | 36476.9688 | 0.0078133
| 2027 | July | Tariff | Dynamic | Monthly System Peak Day | 36476.9688 | 0.0078133
| 2027 | July | Tariff | Flat | Average Weekday | 95154.7734 | 0.0078133
| 2027 | July | Tariff | Flat | Monthly System Peak Day | 95154.7734 | 0.0078133
| 2027 | July | Zone | Remainder of System | Average Weekday | 56449.2344 | 0.0078133
| 2027 | July | Zone | Remainder of System | Monthly System Peak Day | 56449.2344 | 0.0078133
| 2027 | July | Zone | South Orange County | Average Weekday | 27501.6562 | 0.0078133
| 2027 | July | Zone | South Orange County | Monthly System Peak Day | 27501.6562 | 0.0078133
| 2027 | July | Zone | South of Lugo | Average Weekday | 47680.8594 | 0.0078133
| 2027 | July | Zone | South of Lugo | Monthly System Peak Day | 47680.8594 | 0.0078133
| 2027 | June | All | All Customers | Average Weekday | 130965.5 | 0.0078133
| 2027 | June | All | All Customers | Monthly System Peak Day | 130965.5 | 0.0078133
| 2027 | June | LCA | Big Creek/Ventura | Average Weekday | 15568.5684 | 0.0078133
| 2027 | June | LCA | Big Creek/Ventura | Monthly System Peak Day | 15568.5684 | 0.0078133
| 2027 | June | LCA | LA Basin | Average Weekday | 111875.6562 | 0.0078133
| 2027 | June | LCA | LA Basin | Monthly System Peak Day | 111875.6562 | 0.0078133
| 2027 | June | LCA | Outside | Average Weekday | 3521.2732 | 0.0078133
| 2027 | June | LCA | Outside | Monthly System Peak Day | 3521.2732 | 0.0078133
| 2027 | June | Low Income | CARE | Average Weekday | 18912.9863 | 0.0078133
| 2027 | June | Low Income | CARE | Monthly System Peak Day | 18912.9863 | 0.0078133
| 2027 | June | Low Income | Non-CARE | Average Weekday | 112052.5156 | 0.0078133
| 2027 | June | Low Income | Non-CARE | Monthly System Peak Day | 112052.5156 | 0.0078133
| 2027 | June | NEM | NEM Customer | Average Weekday | 28911.9238 | 0.0078133
| 2027 | June | NEM | NEM Customer | Monthly System Peak Day | 28911.9238 | 0.0078133
| 2027 | June | NEM | Non-NEM Customer | Average Weekday | 102053.5703 | 0.0078133
| 2027 | June | NEM | Non-NEM Customer | Monthly System Peak Day | 102053.5703 | 0.0078133
| 2027 | June | Sublap | SCEC | Average Weekday | 52937.8867 | 0.0078133
| 2027 | June | Sublap | SCEC | Monthly System Peak Day | 52937.8867 | 0.0078133
| 2027 | June | Sublap | SCEN | Average Weekday | 13240.4102 | 0.0078133
| 2027 | June | Sublap | SCEN | Monthly System Peak Day | 13240.4102 | 0.0078133
| 2027 | June | Sublap | SCEW | Average Weekday | 58943.0508 | 0.0078133
| 2027 | June | Sublap | SCEW | Monthly System Peak Day | 58943.0508 | 0.0078133
| 2027 | June | Sublap | SCHD | Average Weekday | 3397.2104 | 0.0078133
| 2027 | June | Sublap | SCHD | Monthly System Peak Day | 3397.2104 | 0.0078133
| 2027 | June | Sublap | SCLD | Average Weekday | 124.0629 | 0.0078133
| 2027 | June | Sublap | SCLD | Monthly System Peak Day | 124.0629 | 0.0078133
| 2027 | June | Sublap | SCNW | Average Weekday | 2322.8789 | 0.0078133
| 2027 | June | Sublap | SCNW | Monthly System Peak Day | 2322.8789 | 0.0078133
| 2027 | June | Tariff | Dynamic | Average Weekday | 36292.3438 | 0.0078133
| 2027 | June | Tariff | Dynamic | Monthly System Peak Day | 36292.3438 | 0.0078133
| 2027 | June | Tariff | Flat | Average Weekday | 94673.1562 | 0.0078133
| 2027 | June | Tariff | Flat | Monthly System Peak Day | 94673.1562 | 0.0078133
| 2027 | June | Zone | Remainder of System | Average Weekday | 56163.5195 | 0.0078133
| 2027 | June | Zone | Remainder of System | Monthly System Peak Day | 56163.5195 | 0.0078133
| 2027 | June | Zone | South Orange County | Average Weekday | 27362.459 | 0.0078133
| 2027 | June | Zone | South Orange County | Monthly System Peak Day | 27362.459 | 0.0078133
| 2027 | June | Zone | South of Lugo | Average Weekday | 47439.5234 | 0.0078133
| 2027 | June | Zone | South of Lugo | Monthly System Peak Day | 47439.5234 | 0.0078133
| 2027 | March | All | All Customers | Average Weekday | 128966.75 | 0.0078133
| 2027 | March | All | All Customers | Monthly System Peak Day | 128966.75 | 0.0078133
| 2027 | March | LCA | Big Creek/Ventura | Average Weekday | 15330.9658 | 0.0078133
| 2027 | March | LCA | Big Creek/Ventura | Monthly System Peak Day | 15330.9658 | 0.0078133
| 2027 | March | LCA | LA Basin | Average Weekday | 110168.25 | 0.0078133
| 2027 | March | LCA | LA Basin | Monthly System Peak Day | 110168.25 | 0.0078133
| 2027 | March | LCA | Outside | Average Weekday | 3467.5327 | 0.0078133
| 2027 | March | LCA | Outside | Monthly System Peak Day | 3467.5327 | 0.0078133
| 2027 | March | Low Income | CARE | Average Weekday | 18624.3418 | 0.0078133
| 2027 | March | Low Income | CARE | Monthly System Peak Day | 18624.3418 | 0.0078133
| 2027 | March | Low Income | Non-CARE | Average Weekday | 110342.4062 | 0.0078133
| 2027 | March | Low Income | Non-CARE | Monthly System Peak Day | 110342.4062 | 0.0078133
| 2027 | March | NEM | NEM Customer | Average Weekday | 28470.6816 | 0.0078133
| 2027 | March | NEM | NEM Customer | Monthly System Peak Day | 28470.6816 | 0.0078133
| 2027 | March | NEM | Non-NEM Customer | Average Weekday | 100496.0703 | 0.0078133
| 2027 | March | NEM | Non-NEM Customer | Monthly System Peak Day | 100496.0703 | 0.0078133
| 2027 | March | Sublap | SCEC | Average Weekday | 52129.9648 | 0.0078133
| 2027 | March | Sublap | SCEC | Monthly System Peak Day | 52129.9648 | 0.0078133
| 2027 | March | Sublap | SCEN | Average Weekday | 13038.3389 | 0.0078133
| 2027 | March | Sublap | SCEN | Monthly System Peak Day | 13038.3389 | 0.0078133
| 2027 | March | Sublap | SCEW | Average Weekday | 58043.4844 | 0.0078133
| 2027 | March | Sublap | SCEW | Monthly System Peak Day | 58043.4844 | 0.0078133
| 2027 | March | Sublap | SCHD | Average Weekday | 3345.3635 | 0.0078133
| 2027 | March | Sublap | SCHD | Monthly System Peak Day | 3345.3635 | 0.0078133
| 2027 | March | Sublap | SCLD | Average Weekday | 122.1694 | 0.0078133
| 2027 | March | Sublap | SCLD | Monthly System Peak Day | 122.1694 | 0.0078133
| 2027 | March | Sublap | SCNW | Average Weekday | 2287.428 | 0.0078133
| 2027 | March | Sublap | SCNW | Monthly System Peak Day | 2287.428 | 0.0078133
| 2027 | March | Tariff | Dynamic | Average Weekday | 35738.4609 | 0.0078133
| 2027 | March | Tariff | Dynamic | Monthly System Peak Day | 35738.4609 | 0.0078133
| 2027 | March | Tariff | Flat | Average Weekday | 93228.2812 | 0.0078133
| 2027 | March | Tariff | Flat | Monthly System Peak Day | 93228.2812 | 0.0078133
| 2027 | March | Zone | Remainder of System | Average Weekday | 55306.3711 | 0.0078133
| 2027 | March | Zone | Remainder of System | Monthly System Peak Day | 55306.3711 | 0.0078133
| 2027 | March | Zone | South Orange County | Average Weekday | 26944.8613 | 0.0078133
| 2027 | March | Zone | South Orange County | Monthly System Peak Day | 26944.8613 | 0.0078133
| 2027 | March | Zone | South of Lugo | Average Weekday | 46715.5195 | 0.0078133
| 2027 | March | Zone | South of Lugo | Monthly System Peak Day | 46715.5195 | 0.0078133
| 2027 | May | All | All Customers | Average Weekday | 130299.25 | 0.0078133
| 2027 | May | All | All Customers | Monthly System Peak Day | 130299.25 | 0.0078133
| 2027 | May | LCA | Big Creek/Ventura | Average Weekday | 15489.3672 | 0.0078133
| 2027 | May | LCA | Big Creek/Ventura | Monthly System Peak Day | 15489.3672 | 0.0078133
| 2027 | May | LCA | LA Basin | Average Weekday | 111306.5234 | 0.0078133
| 2027 | May | LCA | LA Basin | Monthly System Peak Day | 111306.5234 | 0.0078133
| 2027 | May | LCA | Outside | Average Weekday | 3503.3599 | 0.0078133
| 2027 | May | LCA | Outside | Monthly System Peak Day | 3503.3599 | 0.0078133
| 2027 | May | Low Income | CARE | Average Weekday | 18816.7715 | 0.0078133
| 2027 | May | Low Income | CARE | Monthly System Peak Day | 18816.7715 | 0.0078133
| 2027 | May | Low Income | Non-CARE | Average Weekday | 111482.4766 | 0.0078133
| 2027 | May | Low Income | Non-CARE | Monthly System Peak Day | 111482.4766 | 0.0078133
| 2027 | May | NEM | NEM Customer | Average Weekday | 28764.8438 | 0.0078133
| 2027 | May | NEM | NEM Customer | Monthly System Peak Day | 28764.8438 | 0.0078133
| 2027 | May | NEM | Non-NEM Customer | Average Weekday | 101534.4062 | 0.0078133
| 2027 | May | NEM | Non-NEM Customer | Monthly System Peak Day | 101534.4062 | 0.0078133
| 2027 | May | Sublap | SCEC | Average Weekday | 52668.5781 | 0.0078133
| 2027 | May | Sublap | SCEC | Monthly System Peak Day | 52668.5781 | 0.0078133
| 2027 | May | Sublap | SCEN | Average Weekday | 13173.0527 | 0.0078133
| 2027 | May | Sublap | SCEN | Monthly System Peak Day | 13173.0527 | 0.0078133
| 2027 | May | Sublap | SCEW | Average Weekday | 58643.1953 | 0.0078133
| 2027 | May | Sublap | SCEW | Monthly System Peak Day | 58643.1953 | 0.0078133
| 2027 | May | Sublap | SCHD | Average Weekday | 3379.9282 | 0.0078133
| 2027 | May | Sublap | SCHD | Monthly System Peak Day | 3379.9282 | 0.0078133
| 2027 | May | Sublap | SCLD | Average Weekday | 123.4317 | 0.0078133
| 2027 | May | Sublap | SCLD | Monthly System Peak Day | 123.4317 | 0.0078133
| 2027 | May | Sublap | SCNW | Average Weekday | 2311.0618 | 0.0078133
| 2027 | May | Sublap | SCNW | Monthly System Peak Day | 2311.0618 | 0.0078133
| 2027 | May | Tariff | Dynamic | Average Weekday | 36107.7148 | 0.0078133
| 2027 | May | Tariff | Dynamic | Monthly System Peak Day | 36107.7148 | 0.0078133
| 2027 | May | Tariff | Flat | Average Weekday | 94191.5312 | 0.0078133
| 2027 | May | Tariff | Flat | Monthly System Peak Day | 94191.5312 | 0.0078133
| 2027 | May | Zone | Remainder of System | Average Weekday | 55877.8047 | 0.0078133
| 2027 | May | Zone | Remainder of System | Monthly System Peak Day | 55877.8047 | 0.0078133
| 2027 | May | Zone | South Orange County | Average Weekday | 27223.2598 | 0.0078133
| 2027 | May | Zone | South Orange County | Monthly System Peak Day | 27223.2598 | 0.0078133
| 2027 | May | Zone | South of Lugo | Average Weekday | 47198.1875 | 0.0078133
| 2027 | May | Zone | South of Lugo | Monthly System Peak Day | 47198.1875 | 0.0078133
| 2027 | November | All | All Customers | Average Weekday | 134026.5 | 0.0078133
| 2027 | November | All | All Customers | Monthly System Peak Day | 134026.5 | 0.0078133
| 2027 | November | LCA | Big Creek/Ventura | Average Weekday | 15932.4453 | 0.0078133
| 2027 | November | LCA | Big Creek/Ventura | Monthly System Peak Day | 15932.4453 | 0.0078133
| 2027 | November | LCA | LA Basin | Average Weekday | 114490.4766 | 0.0078133
| 2027 | November | LCA | LA Basin | Monthly System Peak Day | 114490.4766 | 0.0078133
| 2027 | November | LCA | Outside | Average Weekday | 3603.5745 | 0.0078133
| 2027 | November | LCA | Outside | Monthly System Peak Day | 3603.5745 | 0.0078133
| 2027 | November | Low Income | CARE | Average Weekday | 19355.0312 | 0.0078133
| 2027 | November | Low Income | CARE | Monthly System Peak Day | 19355.0312 | 0.0078133
| 2027 | November | Low Income | Non-CARE | Average Weekday | 114671.4688 | 0.0078133
| 2027 | November | Low Income | Non-CARE | Monthly System Peak Day | 114671.4688 | 0.0078133
| 2027 | November | NEM | NEM Customer | Average Weekday | 29587.6699 | 0.0078133
| 2027 | November | NEM | NEM Customer | Monthly System Peak Day | 29587.6699 | 0.0078133
| 2027 | November | NEM | Non-NEM Customer | Average Weekday | 104438.8281 | 0.0078133
| 2027 | November | NEM | Non-NEM Customer | Monthly System Peak Day | 104438.8281 | 0.0078133
| 2027 | November | Sublap | SCEC | Average Weekday | 54175.1797 | 0.0078133
| 2027 | November | Sublap | SCEC | Monthly System Peak Day | 54175.1797 | 0.0078133
| 2027 | November | Sublap | SCEN | Average Weekday | 13549.8721 | 0.0078133
| 2027 | November | Sublap | SCEN | Monthly System Peak Day | 13549.8721 | 0.0078133
| 2027 | November | Sublap | SCEW | Average Weekday | 60320.7031 | 0.0078133
| 2027 | November | Sublap | SCEW | Monthly System Peak Day | 60320.7031 | 0.0078133
| 2027 | November | Sublap | SCHD | Average Weekday | 3476.6121 | 0.0078133
| 2027 | November | Sublap | SCHD | Monthly System Peak Day | 3476.6121 | 0.0078133
| 2027 | November | Sublap | SCLD | Average Weekday | 126.9625 | 0.0078133
| 2027 | November | Sublap | SCLD | Monthly System Peak Day | 126.9625 | 0.0078133
| 2027 | November | Sublap | SCNW | Average Weekday | 2377.1704 | 0.0078133
| 2027 | November | Sublap | SCNW | Monthly System Peak Day | 2377.1704 | 0.0078133
| 2027 | November | Tariff | Dynamic | Average Weekday | 37140.5898 | 0.0078133
| 2027 | November | Tariff | Dynamic | Monthly System Peak Day | 37140.5898 | 0.0078133
| 2027 | November | Tariff | Flat | Average Weekday | 96885.9062 | 0.0078133
| 2027 | November | Tariff | Flat | Monthly System Peak Day | 96885.9062 | 0.0078133
| 2027 | November | Zone | Remainder of System | Average Weekday | 57476.207 | 0.0078133
| 2027 | November | Zone | Remainder of System | Monthly System Peak Day | 57476.207 | 0.0078133
| 2027 | November | Zone | South Orange County | Average Weekday | 28001.9883 | 0.0078133
| 2027 | November | Zone | South Orange County | Monthly System Peak Day | 28001.9883 | 0.0078133
| 2027 | November | Zone | South of Lugo | Average Weekday | 48548.3086 | 0.0078133
| 2027 | November | Zone | South of Lugo | Monthly System Peak Day | 48548.3086 | 0.0078133
| 2027 | October | All | All Customers | Average Weekday | 133450.3281 | 0.0078133
| 2027 | October | All | All Customers | Monthly System Peak Day | 133450.3281 | 0.0078133
| 2027 | October | LCA | Big Creek/Ventura | Average Weekday | 15863.9541 | 0.0078133
| 2027 | October | LCA | Big Creek/Ventura | Monthly System Peak Day | 15863.9541 | 0.0078133
| 2027 | October | LCA | LA Basin | Average Weekday | 113998.2969 | 0.0078133
| 2027 | October | LCA | LA Basin | Monthly System Peak Day | 113998.2969 | 0.0078133
| 2027 | October | LCA | Outside | Average Weekday | 3588.083 | 0.0078133
| 2027 | October | LCA | Outside | Monthly System Peak Day | 3588.083 | 0.0078133
| 2027 | October | Low Income | CARE | Average Weekday | 19271.8242 | 0.0078133
| 2027 | October | Low Income | CARE | Monthly System Peak Day | 19271.8242 | 0.0078133
| 2027 | October | Low Income | Non-CARE | Average Weekday | 114178.5078 | 0.0078133
| 2027 | October | Low Income | Non-CARE | Monthly System Peak Day | 114178.5078 | 0.0078133
| 2027 | October | NEM | NEM Customer | Average Weekday | 29460.4766 | 0.0078133
| 2027 | October | NEM | NEM Customer | Monthly System Peak Day | 29460.4766 | 0.0078133
| 2027 | October | NEM | Non-NEM Customer | Average Weekday | 103989.8516 | 0.0078133
| 2027 | October | NEM | Non-NEM Customer | Monthly System Peak Day | 103989.8516 | 0.0078133
| 2027 | October | Sublap | SCEC | Average Weekday | 53942.2852 | 0.0078133
| 2027 | October | Sublap | SCEC | Monthly System Peak Day | 53942.2852 | 0.0078133
| 2027 | October | Sublap | SCEN | Average Weekday | 13491.623 | 0.0078133
| 2027 | October | Sublap | SCEN | Monthly System Peak Day | 13491.623 | 0.0078133
| 2027 | October | Sublap | SCEW | Average Weekday | 60061.3906 | 0.0078133
| 2027 | October | Sublap | SCEW | Monthly System Peak Day | 60061.3906 | 0.0078133
| 2027 | October | Sublap | SCHD | Average Weekday | 3461.6665 | 0.0078133
| 2027 | October | Sublap | SCHD | Monthly System Peak Day | 3461.6665 | 0.0078133
| 2027 | October | Sublap | SCLD | Average Weekday | 126.4167 | 0.0078133
| 2027 | October | Sublap | SCLD | Monthly System Peak Day | 126.4167 | 0.0078133
| 2027 | October | Sublap | SCNW | Average Weekday | 2366.9514 | 0.0078133
| 2027 | October | Sublap | SCNW | Monthly System Peak Day | 2366.9514 | 0.0078133
| 2027 | October | Tariff | Dynamic | Average Weekday | 36980.9258 | 0.0078133
| 2027 | October | Tariff | Dynamic | Monthly System Peak Day | 36980.9258 | 0.0078133
| 2027 | October | Tariff | Flat | Average Weekday | 96469.4062 | 0.0078133
| 2027 | October | Tariff | Flat | Monthly System Peak Day | 96469.4062 | 0.0078133
| 2027 | October | Zone | Remainder of System | Average Weekday | 57229.1211 | 0.0078133
| 2027 | October | Zone | Remainder of System | Monthly System Peak Day | 57229.1211 | 0.0078133
| 2027 | October | Zone | South Orange County | Average Weekday | 27881.6113 | 0.0078133
| 2027 | October | Zone | South Orange County | Monthly System Peak Day | 27881.6113 | 0.0078133
| 2027 | October | Zone | South of Lugo | Average Weekday | 48339.6016 | 0.0078133
| 2027 | October | Zone | South of Lugo | Monthly System Peak Day | 48339.6016 | 0.0078133
| 2027 | September | All | All Customers | Average Weekday | 132874.1719 | 0.0078133
| 2027 | September | All | All Customers | Monthly System Peak Day | 132874.1719 | 0.0078133
| 2027 | September | LCA | Big Creek/Ventura | Average Weekday | 15795.4619 | 0.0078133
| 2027 | September | LCA | Big Creek/Ventura | Monthly System Peak Day | 15795.4619 | 0.0078133
| 2027 | September | LCA | LA Basin | Average Weekday | 113506.1094 | 0.0078133
| 2027 | September | LCA | LA Basin | Monthly System Peak Day | 113506.1094 | 0.0078133
| 2027 | September | LCA | Outside | Average Weekday | 3572.5916 | 0.0078133
| 2027 | September | LCA | Outside | Monthly System Peak Day | 3572.5916 | 0.0078133
| 2027 | September | Low Income | CARE | Average Weekday | 19188.6191 | 0.0078133
| 2027 | September | Low Income | CARE | Monthly System Peak Day | 19188.6191 | 0.0078133
| 2027 | September | Low Income | Non-CARE | Average Weekday | 113685.5469 | 0.0078133
| 2027 | September | Low Income | Non-CARE | Monthly System Peak Day | 113685.5469 | 0.0078133
| 2027 | September | NEM | NEM Customer | Average Weekday | 29333.2812 | 0.0078133
| 2027 | September | NEM | NEM Customer | Monthly System Peak Day | 29333.2812 | 0.0078133
| 2027 | September | NEM | Non-NEM Customer | Average Weekday | 103540.8828 | 0.0078133
| 2027 | September | NEM | Non-NEM Customer | Monthly System Peak Day | 103540.8828 | 0.0078133
| 2027 | September | Sublap | SCEC | Average Weekday | 53709.3906 | 0.0078133
| 2027 | September | Sublap | SCEC | Monthly System Peak Day | 53709.3906 | 0.0078133
| 2027 | September | Sublap | SCEN | Average Weekday | 13433.373 | 0.0078133
| 2027 | September | Sublap | SCEN | Monthly System Peak Day | 13433.373 | 0.0078133
| 2027 | September | Sublap | SCEW | Average Weekday | 59802.0781 | 0.0078133
| 2027 | September | Sublap | SCEW | Monthly System Peak Day | 59802.0781 | 0.0078133
| 2027 | September | Sublap | SCHD | Average Weekday | 3446.7209 | 0.0078133
| 2027 | September | Sublap | SCHD | Monthly System Peak Day | 3446.7209 | 0.0078133
| 2027 | September | Sublap | SCLD | Average Weekday | 125.8709 | 0.0078133
| 2027 | September | Sublap | SCLD | Monthly System Peak Day | 125.8709 | 0.0078133
| 2027 | September | Sublap | SCNW | Average Weekday | 2356.7322 | 0.0078133
| 2027 | September | Sublap | SCNW | Monthly System Peak Day | 2356.7322 | 0.0078133
| 2027 | September | Tariff | Dynamic | Average Weekday | 36821.2617 | 0.0078133
| 2027 | September | Tariff | Dynamic | Monthly System Peak Day | 36821.2617 | 0.0078133
| 2027 | September | Tariff | Flat | Average Weekday | 96052.8984 | 0.0078133
| 2027 | September | Tariff | Flat | Monthly System Peak Day | 96052.8984 | 0.0078133
| 2027 | September | Zone | Remainder of System | Average Weekday | 56982.0352 | 0.0078133
| 2027 | September | Zone | Remainder of System | Monthly System Peak Day | 56982.0352 | 0.0078133
| 2027 | September | Zone | South Orange County | Average Weekday | 27761.2344 | 0.0078133
| 2027 | September | Zone | South Orange County | Monthly System Peak Day | 27761.2344 | 0.0078133
| 2027 | September | Zone | South of Lugo | Average Weekday | 48130.8984 | 0.0078133
| 2027 | September | Zone | South of Lugo | Monthly System Peak Day | 48130.8984 | 0.0078133
| 2027 | Typical Event | All | All Customers | Typical Event Day | 132298 | 0.0078133
| 2027 | Typical Event | LCA | Big Creek/Ventura | Typical Event Day | 15726.9697 | 0.0078133
| 2027 | Typical Event | LCA | LA Basin | Typical Event Day | 113013.9297 | 0.0078133
| 2027 | Typical Event | LCA | Outside | Typical Event Day | 3557.1001 | 0.0078133
| 2027 | Typical Event | Low Income | CARE | Typical Event Day | 19105.4141 | 0.0078133
| 2027 | Typical Event | Low Income | Non-CARE | Typical Event Day | 113192.5859 | 0.0078133
| 2027 | Typical Event | NEM | NEM Customer | Typical Event Day | 29206.0879 | 0.0078133
| 2027 | Typical Event | NEM | Non-NEM Customer | Typical Event Day | 103091.9141 | 0.0078133
| 2027 | Typical Event | Sublap | SCEC | Typical Event Day | 53476.5 | 0.0078133
| 2027 | Typical Event | Sublap | SCEN | Typical Event Day | 13375.123 | 0.0078133
| 2027 | Typical Event | Sublap | SCEW | Typical Event Day | 59542.7656 | 0.0078133
| 2027 | Typical Event | Sublap | SCHD | Typical Event Day | 3431.7751 | 0.0078133
| 2027 | Typical Event | Sublap | SCLD | Typical Event Day | 125.3251 | 0.0078133
| 2027 | Typical Event | Sublap | SCNW | Typical Event Day | 2346.5129 | 0.0078133
| 2027 | Typical Event | Tariff | Dynamic | Typical Event Day | 36661.5977 | 0.0078133
| 2027 | Typical Event | Tariff | Flat | Typical Event Day | 95636.3984 | 0.0078133
| 2027 | Typical Event | Zone | Remainder of System | Typical Event Day | 56734.9531 | 0.0078133
| 2027 | Typical Event | Zone | South Orange County | Typical Event Day | 27640.8555 | 0.0078133
| 2027 | Typical Event | Zone | South of Lugo | Typical Event Day | 47922.1953 | 0.0078133
| 2028 | April | All | All Customers | Average Weekday | 136907.3281 | 0.0039082
| 2028 | April | All | All Customers | Monthly System Peak Day | 136907.3281 | 0.0039082
| 2028 | April | LCA | Big Creek/Ventura | Average Weekday | 16274.9053 | 0.0039082
| 2028 | April | LCA | Big Creek/Ventura | Monthly System Peak Day | 16274.9053 | 0.0039082
| 2028 | April | LCA | LA Basin | Average Weekday | 116951.3906 | 0.0039082
| 2028 | April | LCA | LA Basin | Monthly System Peak Day | 116951.3906 | 0.0039082
| 2028 | April | LCA | Outside | Average Weekday | 3681.0315 | 0.0039082
| 2028 | April | LCA | Outside | Monthly System Peak Day | 3681.0315 | 0.0039082
| 2028 | April | Low Income | CARE | Average Weekday | 19771.0566 | 0.0039082
| 2028 | April | Low Income | CARE | Monthly System Peak Day | 19771.0566 | 0.0039082
| 2028 | April | Low Income | Non-CARE | Average Weekday | 117136.2734 | 0.0039082
| 2028 | April | Low Income | Non-CARE | Monthly System Peak Day | 117136.2734 | 0.0039082
| 2028 | April | NEM | NEM Customer | Average Weekday | 30223.6426 | 0.0039082
| 2028 | April | NEM | NEM Customer | Monthly System Peak Day | 30223.6426 | 0.0039082
| 2028 | April | NEM | Non-NEM Customer | Average Weekday | 106683.6875 | 0.0039082
| 2028 | April | NEM | Non-NEM Customer | Monthly System Peak Day | 106683.6875 | 0.0039082
| 2028 | April | Sublap | SCEC | Average Weekday | 55339.6484 | 0.0039082
| 2028 | April | Sublap | SCEC | Monthly System Peak Day | 55339.6484 | 0.0039082
| 2028 | April | Sublap | SCEN | Average Weekday | 13841.1201 | 0.0039082
| 2028 | April | Sublap | SCEN | Monthly System Peak Day | 13841.1201 | 0.0039082
| 2028 | April | Sublap | SCEW | Average Weekday | 61617.2656 | 0.0039082
| 2028 | April | Sublap | SCEW | Monthly System Peak Day | 61617.2656 | 0.0039082
| 2028 | April | Sublap | SCHD | Average Weekday | 3551.3401 | 0.0039082
| 2028 | April | Sublap | SCHD | Monthly System Peak Day | 3551.3401 | 0.0039082
| 2028 | April | Sublap | SCLD | Average Weekday | 129.6915 | 0.0039082
| 2028 | April | Sublap | SCLD | Monthly System Peak Day | 129.6915 | 0.0039082
| 2028 | April | Sublap | SCNW | Average Weekday | 2428.2666 | 0.0039082
| 2028 | April | Sublap | SCNW | Monthly System Peak Day | 2428.2666 | 0.0039082
| 2028 | April | Tariff | Dynamic | Average Weekday | 37938.9062 | 0.0039082
| 2028 | April | Tariff | Dynamic | Monthly System Peak Day | 37938.9062 | 0.0039082
| 2028 | April | Tariff | Flat | Average Weekday | 98968.4219 | 0.0039082
| 2028 | April | Tariff | Flat | Monthly System Peak Day | 98968.4219 | 0.0039082
| 2028 | April | Zone | Remainder of System | Average Weekday | 58711.6289 | 0.0039082
| 2028 | April | Zone | Remainder of System | Monthly System Peak Day | 58711.6289 | 0.0039082
| 2028 | April | Zone | South Orange County | Average Weekday | 28603.877 | 0.0039082
| 2028 | April | Zone | South Orange County | Monthly System Peak Day | 28603.877 | 0.0039082
| 2028 | April | Zone | South of Lugo | Average Weekday | 49591.8281 | 0.0039082
| 2028 | April | Zone | South of Lugo | Monthly System Peak Day | 49591.8281 | 0.0039082
| 2028 | August | All | All Customers | Average Weekday | 139212 | 0.0039082
| 2028 | August | All | All Customers | Monthly System Peak Day | 139212 | 0.0039082
| 2028 | August | LCA | Big Creek/Ventura | Average Weekday | 16548.873 | 0.0039082
| 2028 | August | LCA | Big Creek/Ventura | Monthly System Peak Day | 16548.873 | 0.0039082
| 2028 | August | LCA | LA Basin | Average Weekday | 118920.125 | 0.0039082
| 2028 | August | LCA | LA Basin | Monthly System Peak Day | 118920.125 | 0.0039082
| 2028 | August | LCA | Outside | Average Weekday | 3742.9971 | 0.0039082
| 2028 | August | LCA | Outside | Monthly System Peak Day | 3742.9971 | 0.0039082
| 2028 | August | Low Income | CARE | Average Weekday | 20103.8789 | 0.0039082
| 2028 | August | Low Income | CARE | Monthly System Peak Day | 20103.8789 | 0.0039082
| 2028 | August | Low Income | Non-CARE | Average Weekday | 119108.1172 | 0.0039082
| 2028 | August | Low Income | Non-CARE | Monthly System Peak Day | 119108.1172 | 0.0039082
| 2028 | August | NEM | NEM Customer | Average Weekday | 30732.4199 | 0.0039082
| 2028 | August | NEM | NEM Customer | Monthly System Peak Day | 30732.4199 | 0.0039082
| 2028 | August | NEM | Non-NEM Customer | Average Weekday | 108479.5781 | 0.0039082
| 2028 | August | NEM | Non-NEM Customer | Monthly System Peak Day | 108479.5781 | 0.0039082
| 2028 | August | Sublap | SCEC | Average Weekday | 56271.2227 | 0.0039082
| 2028 | August | Sublap | SCEC | Monthly System Peak Day | 56271.2227 | 0.0039082
| 2028 | August | Sublap | SCEN | Average Weekday | 14074.1182 | 0.0039082
| 2028 | August | Sublap | SCEN | Monthly System Peak Day | 14074.1182 | 0.0039082
| 2028 | August | Sublap | SCEW | Average Weekday | 62654.5156 | 0.0039082
| 2028 | August | Sublap | SCEW | Monthly System Peak Day | 62654.5156 | 0.0039082
| 2028 | August | Sublap | SCHD | Average Weekday | 3611.1226 | 0.0039082
| 2028 | August | Sublap | SCHD | Monthly System Peak Day | 3611.1226 | 0.0039082
| 2028 | August | Sublap | SCLD | Average Weekday | 131.8747 | 0.0039082
| 2028 | August | Sublap | SCLD | Monthly System Peak Day | 131.8747 | 0.0039082
| 2028 | August | Sublap | SCNW | Average Weekday | 2469.1436 | 0.0039082
| 2028 | August | Sublap | SCNW | Monthly System Peak Day | 2469.1436 | 0.0039082
| 2028 | August | Tariff | Dynamic | Average Weekday | 38577.5625 | 0.0039082
| 2028 | August | Tariff | Dynamic | Monthly System Peak Day | 38577.5625 | 0.0039082
| 2028 | August | Tariff | Flat | Average Weekday | 100634.4375 | 0.0039082
| 2028 | August | Tariff | Flat | Monthly System Peak Day | 100634.4375 | 0.0039082
| 2028 | August | Zone | Remainder of System | Average Weekday | 59699.9648 | 0.0039082
| 2028 | August | Zone | Remainder of System | Monthly System Peak Day | 59699.9648 | 0.0039082
| 2028 | August | Zone | South Orange County | Average Weekday | 29085.3887 | 0.0039082
| 2028 | August | Zone | South Orange County | Monthly System Peak Day | 29085.3887 | 0.0039082
| 2028 | August | Zone | South of Lugo | Average Weekday | 50426.6484 | 0.0039082
| 2028 | August | Zone | South of Lugo | Monthly System Peak Day | 50426.6484 | 0.0039082
| 2028 | December | All | All Customers | Average Weekday | 141205.3281 | 0.0039082
| 2028 | December | All | All Customers | Monthly System Peak Day | 141205.3281 | 0.0039082
| 2028 | December | LCA | Big Creek/Ventura | Average Weekday | 16785.832 | 0.0039082
| 2028 | December | LCA | Big Creek/Ventura | Monthly System Peak Day | 16785.832 | 0.0039082
| 2028 | December | LCA | LA Basin | Average Weekday | 120622.9062 | 0.0039082
| 2028 | December | LCA | LA Basin | Monthly System Peak Day | 120622.9062 | 0.0039082
| 2028 | December | LCA | Outside | Average Weekday | 3796.592 | 0.0039082
| 2028 | December | LCA | Outside | Monthly System Peak Day | 3796.592 | 0.0039082
| 2028 | December | Low Income | CARE | Average Weekday | 20391.7402 | 0.0039082
| 2028 | December | Low Income | CARE | Monthly System Peak Day | 20391.7402 | 0.0039082
| 2028 | December | Low Income | Non-CARE | Average Weekday | 120813.5938 | 0.0039082
| 2028 | December | Low Income | Non-CARE | Monthly System Peak Day | 120813.5938 | 0.0039082
| 2028 | December | NEM | NEM Customer | Average Weekday | 31172.4688 | 0.0039082
| 2028 | December | NEM | NEM Customer | Monthly System Peak Day | 31172.4688 | 0.0039082
| 2028 | December | NEM | Non-NEM Customer | Average Weekday | 110032.8594 | 0.0039082
| 2028 | December | NEM | Non-NEM Customer | Monthly System Peak Day | 110032.8594 | 0.0039082
| 2028 | December | Sublap | SCEC | Average Weekday | 57076.9531 | 0.0039082
| 2028 | December | Sublap | SCEC | Monthly System Peak Day | 57076.9531 | 0.0039082
| 2028 | December | Sublap | SCEN | Average Weekday | 14275.6406 | 0.0039082
| 2028 | December | Sublap | SCEN | Monthly System Peak Day | 14275.6406 | 0.0039082
| 2028 | December | Sublap | SCEW | Average Weekday | 63551.6484 | 0.0039082
| 2028 | December | Sublap | SCEW | Monthly System Peak Day | 63551.6484 | 0.0039082
| 2028 | December | Sublap | SCHD | Average Weekday | 3662.8291 | 0.0039082
| 2028 | December | Sublap | SCHD | Monthly System Peak Day | 3662.8291 | 0.0039082
| 2028 | December | Sublap | SCLD | Average Weekday | 133.763 | 0.0039082
| 2028 | December | Sublap | SCLD | Monthly System Peak Day | 133.763 | 0.0039082
| 2028 | December | Sublap | SCNW | Average Weekday | 2504.4983 | 0.0039082
| 2028 | December | Sublap | SCNW | Monthly System Peak Day | 2504.4983 | 0.0039082
| 2028 | December | Tariff | Dynamic | Average Weekday | 39129.9414 | 0.0039082
| 2028 | December | Tariff | Dynamic | Monthly System Peak Day | 39129.9414 | 0.0039082
| 2028 | December | Tariff | Flat | Average Weekday | 102075.3906 | 0.0039082
| 2028 | December | Tariff | Flat | Monthly System Peak Day | 102075.3906 | 0.0039082
| 2028 | December | Zone | Remainder of System | Average Weekday | 60554.793 | 0.0039082
| 2028 | December | Zone | Remainder of System | Monthly System Peak Day | 60554.793 | 0.0039082
| 2028 | December | Zone | South Orange County | Average Weekday | 29501.8535 | 0.0039082
| 2028 | December | Zone | South Orange County | Monthly System Peak Day | 29501.8535 | 0.0039082
| 2028 | December | Zone | South of Lugo | Average Weekday | 51148.6914 | 0.0039082
| 2028 | December | Zone | South of Lugo | Monthly System Peak Day | 51148.6914 | 0.0039082
| 2028 | February | All | All Customers | Average Weekday | 135755 | 0.0039082
| 2028 | February | All | All Customers | Monthly System Peak Day | 135755 | 0.0039082
| 2028 | February | LCA | Big Creek/Ventura | Average Weekday | 16137.9219 | 0.0039082
| 2028 | February | LCA | Big Creek/Ventura | Monthly System Peak Day | 16137.9219 | 0.0039082
| 2028 | February | LCA | LA Basin | Average Weekday | 115967.0312 | 0.0039082
| 2028 | February | LCA | LA Basin | Monthly System Peak Day | 115967.0312 | 0.0039082
| 2028 | February | LCA | Outside | Average Weekday | 3650.0486 | 0.0039082
| 2028 | February | LCA | Outside | Monthly System Peak Day | 3650.0486 | 0.0039082
| 2028 | February | Low Income | CARE | Average Weekday | 19604.6465 | 0.0039082
| 2028 | February | Low Income | CARE | Monthly System Peak Day | 19604.6465 | 0.0039082
| 2028 | February | Low Income | Non-CARE | Average Weekday | 116150.3516 | 0.0039082
| 2028 | February | Low Income | Non-CARE | Monthly System Peak Day | 116150.3516 | 0.0039082
| 2028 | February | NEM | NEM Customer | Average Weekday | 29969.2539 | 0.0039082
| 2028 | February | NEM | NEM Customer | Monthly System Peak Day | 29969.2539 | 0.0039082
| 2028 | February | NEM | Non-NEM Customer | Average Weekday | 105785.7422 | 0.0039082
| 2028 | February | NEM | Non-NEM Customer | Monthly System Peak Day | 105785.7422 | 0.0039082
| 2028 | February | Sublap | SCEC | Average Weekday | 54873.8594 | 0.0039082
| 2028 | February | Sublap | SCEC | Monthly System Peak Day | 54873.8594 | 0.0039082
| 2028 | February | Sublap | SCEN | Average Weekday | 13724.6211 | 0.0039082
| 2028 | February | Sublap | SCEN | Monthly System Peak Day | 13724.6211 | 0.0039082
| 2028 | February | Sublap | SCEW | Average Weekday | 61098.6406 | 0.0039082
| 2028 | February | Sublap | SCEW | Monthly System Peak Day | 61098.6406 | 0.0039082
| 2028 | February | Sublap | SCHD | Average Weekday | 3521.449 | 0.0039082
| 2028 | February | Sublap | SCHD | Monthly System Peak Day | 3521.449 | 0.0039082
| 2028 | February | Sublap | SCLD | Average Weekday | 128.5999 | 0.0039082
| 2028 | February | Sublap | SCLD | Monthly System Peak Day | 128.5999 | 0.0039082
| 2028 | February | Sublap | SCNW | Average Weekday | 2407.8281 | 0.0039082
| 2028 | February | Sublap | SCNW | Monthly System Peak Day | 2407.8281 | 0.0039082
| 2028 | February | Tariff | Dynamic | Average Weekday | 37619.5781 | 0.0039082
| 2028 | February | Tariff | Dynamic | Monthly System Peak Day | 37619.5781 | 0.0039082
| 2028 | February | Tariff | Flat | Average Weekday | 98135.4141 | 0.0039082
| 2028 | February | Tariff | Flat | Monthly System Peak Day | 98135.4141 | 0.0039082
| 2028 | February | Zone | Remainder of System | Average Weekday | 58217.457 | 0.0039082
| 2028 | February | Zone | Remainder of System | Monthly System Peak Day | 58217.457 | 0.0039082
| 2028 | February | Zone | South Orange County | Average Weekday | 28363.123 | 0.0039082
| 2028 | February | Zone | South Orange County | Monthly System Peak Day | 28363.123 | 0.0039082
| 2028 | February | Zone | South of Lugo | Average Weekday | 49174.4219 | 0.0039082
| 2028 | February | Zone | South of Lugo | Monthly System Peak Day | 49174.4219 | 0.0039082
| 2028 | January | All | All Customers | Average Weekday | 135178.8281 | 0.0039082
| 2028 | January | All | All Customers | Monthly System Peak Day | 135178.8281 | 0.0039082
| 2028 | January | LCA | Big Creek/Ventura | Average Weekday | 16069.4297 | 0.0039082
| 2028 | January | LCA | Big Creek/Ventura | Monthly System Peak Day | 16069.4297 | 0.0039082
| 2028 | January | LCA | LA Basin | Average Weekday | 115474.8438 | 0.0039082
| 2028 | January | LCA | LA Basin | Monthly System Peak Day | 115474.8438 | 0.0039082
| 2028 | January | LCA | Outside | Average Weekday | 3634.5574 | 0.0039082
| 2028 | January | LCA | Outside | Monthly System Peak Day | 3634.5574 | 0.0039082
| 2028 | January | Low Income | CARE | Average Weekday | 19521.4414 | 0.0039082
| 2028 | January | Low Income | CARE | Monthly System Peak Day | 19521.4414 | 0.0039082
| 2028 | January | Low Income | Non-CARE | Average Weekday | 115657.3906 | 0.0039082
| 2028 | January | Low Income | Non-CARE | Monthly System Peak Day | 115657.3906 | 0.0039082
| 2028 | January | NEM | NEM Customer | Average Weekday | 29842.0586 | 0.0039082
| 2028 | January | NEM | NEM Customer | Monthly System Peak Day | 29842.0586 | 0.0039082
| 2028 | January | NEM | Non-NEM Customer | Average Weekday | 105336.7734 | 0.0039082
| 2028 | January | NEM | Non-NEM Customer | Monthly System Peak Day | 105336.7734 | 0.0039082
| 2028 | January | Sublap | SCEC | Average Weekday | 54640.9648 | 0.0039082
| 2028 | January | Sublap | SCEC | Monthly System Peak Day | 54640.9648 | 0.0039082
| 2028 | January | Sublap | SCEN | Average Weekday | 13666.3711 | 0.0039082
| 2028 | January | Sublap | SCEN | Monthly System Peak Day | 13666.3711 | 0.0039082
| 2028 | January | Sublap | SCEW | Average Weekday | 60839.3281 | 0.0039082
| 2028 | January | Sublap | SCEW | Monthly System Peak Day | 60839.3281 | 0.0039082
| 2028 | January | Sublap | SCHD | Average Weekday | 3506.5034 | 0.0039082
| 2028 | January | Sublap | SCHD | Monthly System Peak Day | 3506.5034 | 0.0039082
| 2028 | January | Sublap | SCLD | Average Weekday | 128.0541 | 0.0039082
| 2028 | January | Sublap | SCLD | Monthly System Peak Day | 128.0541 | 0.0039082
| 2028 | January | Sublap | SCNW | Average Weekday | 2397.6089 | 0.0039082
| 2028 | January | Sublap | SCNW | Monthly System Peak Day | 2397.6089 | 0.0039082
| 2028 | January | Tariff | Dynamic | Average Weekday | 37459.9141 | 0.0039082
| 2028 | January | Tariff | Dynamic | Monthly System Peak Day | 37459.9141 | 0.0039082
| 2028 | January | Tariff | Flat | Average Weekday | 97718.9141 | 0.0039082
| 2028 | January | Tariff | Flat | Monthly System Peak Day | 97718.9141 | 0.0039082
| 2028 | January | Zone | Remainder of System | Average Weekday | 57970.375 | 0.0039082
| 2028 | January | Zone | Remainder of System | Monthly System Peak Day | 57970.375 | 0.0039082
| 2028 | January | Zone | South Orange County | Average Weekday | 28242.7441 | 0.0039082
| 2028 | January | Zone | South Orange County | Monthly System Peak Day | 28242.7441 | 0.0039082
| 2028 | January | Zone | South of Lugo | Average Weekday | 48965.7148 | 0.0039082
| 2028 | January | Zone | South of Lugo | Monthly System Peak Day | 48965.7148 | 0.0039082
| 2028 | July | All | All Customers | Average Weekday | 138635.8281 | 0.0039082
| 2028 | July | All | All Customers | Monthly System Peak Day | 138635.8281 | 0.0039082
| 2028 | July | LCA | Big Creek/Ventura | Average Weekday | 16480.3809 | 0.0039082
| 2028 | July | LCA | Big Creek/Ventura | Monthly System Peak Day | 16480.3809 | 0.0039082
| 2028 | July | LCA | LA Basin | Average Weekday | 118427.9453 | 0.0039082
| 2028 | July | LCA | LA Basin | Monthly System Peak Day | 118427.9453 | 0.0039082
| 2028 | July | LCA | Outside | Average Weekday | 3727.5056 | 0.0039082
| 2028 | July | LCA | Outside | Monthly System Peak Day | 3727.5056 | 0.0039082
| 2028 | July | Low Income | CARE | Average Weekday | 20020.6738 | 0.0039082
| 2028 | July | Low Income | CARE | Monthly System Peak Day | 20020.6738 | 0.0039082
| 2028 | July | Low Income | Non-CARE | Average Weekday | 118615.1562 | 0.0039082
| 2028 | July | Low Income | Non-CARE | Monthly System Peak Day | 118615.1562 | 0.0039082
| 2028 | July | NEM | NEM Customer | Average Weekday | 30605.2266 | 0.0039082
| 2028 | July | NEM | NEM Customer | Monthly System Peak Day | 30605.2266 | 0.0039082
| 2028 | July | NEM | Non-NEM Customer | Average Weekday | 108030.6016 | 0.0039082
| 2028 | July | NEM | Non-NEM Customer | Monthly System Peak Day | 108030.6016 | 0.0039082
| 2028 | July | Sublap | SCEC | Average Weekday | 56038.3281 | 0.0039082
| 2028 | July | Sublap | SCEC | Monthly System Peak Day | 56038.3281 | 0.0039082
| 2028 | July | Sublap | SCEN | Average Weekday | 14015.8682 | 0.0039082
| 2028 | July | Sublap | SCEN | Monthly System Peak Day | 14015.8682 | 0.0039082
| 2028 | July | Sublap | SCEW | Average Weekday | 62395.2031 | 0.0039082
| 2028 | July | Sublap | SCEW | Monthly System Peak Day | 62395.2031 | 0.0039082
| 2028 | July | Sublap | SCHD | Average Weekday | 3596.177 | 0.0039082
| 2028 | July | Sublap | SCHD | Monthly System Peak Day | 3596.177 | 0.0039082
| 2028 | July | Sublap | SCLD | Average Weekday | 131.3289 | 0.0039082
| 2028 | July | Sublap | SCLD | Monthly System Peak Day | 131.3289 | 0.0039082
| 2028 | July | Sublap | SCNW | Average Weekday | 2458.9243 | 0.0039082
| 2028 | July | Sublap | SCNW | Monthly System Peak Day | 2458.9243 | 0.0039082
| 2028 | July | Tariff | Dynamic | Average Weekday | 38417.8984 | 0.0039082
| 2028 | July | Tariff | Dynamic | Monthly System Peak Day | 38417.8984 | 0.0039082
| 2028 | July | Tariff | Flat | Average Weekday | 100217.9297 | 0.0039082
| 2028 | July | Tariff | Flat | Monthly System Peak Day | 100217.9297 | 0.0039082
| 2028 | July | Zone | Remainder of System | Average Weekday | 59452.8828 | 0.0039082
| 2028 | July | Zone | Remainder of System | Monthly System Peak Day | 59452.8828 | 0.0039082
| 2028 | July | Zone | South Orange County | Average Weekday | 28965.0117 | 0.0039082
| 2028 | July | Zone | South Orange County | Monthly System Peak Day | 28965.0117 | 0.0039082
| 2028 | July | Zone | South of Lugo | Average Weekday | 50217.9414 | 0.0039082
| 2028 | July | Zone | South of Lugo | Monthly System Peak Day | 50217.9414 | 0.0039082
| 2028 | June | All | All Customers | Average Weekday | 138059.6719 | 0.0039082
| 2028 | June | All | All Customers | Monthly System Peak Day | 138059.6719 | 0.0039082
| 2028 | June | LCA | Big Creek/Ventura | Average Weekday | 16411.8906 | 0.0039082
| 2028 | June | LCA | Big Creek/Ventura | Monthly System Peak Day | 16411.8906 | 0.0039082
| 2028 | June | LCA | LA Basin | Average Weekday | 117935.7578 | 0.0039082
| 2028 | June | LCA | LA Basin | Monthly System Peak Day | 117935.7578 | 0.0039082
| 2028 | June | LCA | Outside | Average Weekday | 3712.0144 | 0.0039082
| 2028 | June | LCA | Outside | Monthly System Peak Day | 3712.0144 | 0.0039082
| 2028 | June | Low Income | CARE | Average Weekday | 19937.4688 | 0.0039082
| 2028 | June | Low Income | CARE | Monthly System Peak Day | 19937.4688 | 0.0039082
| 2028 | June | Low Income | Non-CARE | Average Weekday | 118122.1953 | 0.0039082
| 2028 | June | Low Income | Non-CARE | Monthly System Peak Day | 118122.1953 | 0.0039082
| 2028 | June | NEM | NEM Customer | Average Weekday | 30478.0312 | 0.0039082
| 2028 | June | NEM | NEM Customer | Monthly System Peak Day | 30478.0312 | 0.0039082
| 2028 | June | NEM | Non-NEM Customer | Average Weekday | 107581.6328 | 0.0039082
| 2028 | June | NEM | Non-NEM Customer | Monthly System Peak Day | 107581.6328 | 0.0039082
| 2028 | June | Sublap | SCEC | Average Weekday | 55805.4336 | 0.0039082
| 2028 | June | Sublap | SCEC | Monthly System Peak Day | 55805.4336 | 0.0039082
| 2028 | June | Sublap | SCEN | Average Weekday | 13957.6191 | 0.0039082
| 2028 | June | Sublap | SCEN | Monthly System Peak Day | 13957.6191 | 0.0039082
| 2028 | June | Sublap | SCEW | Average Weekday | 62135.8906 | 0.0039082
| 2028 | June | Sublap | SCEW | Monthly System Peak Day | 62135.8906 | 0.0039082
| 2028 | June | Sublap | SCHD | Average Weekday | 3581.2314 | 0.0039082
| 2028 | June | Sublap | SCHD | Monthly System Peak Day | 3581.2314 | 0.0039082
| 2028 | June | Sublap | SCLD | Average Weekday | 130.7831 | 0.0039082
| 2028 | June | Sublap | SCLD | Monthly System Peak Day | 130.7831 | 0.0039082
| 2028 | June | Sublap | SCNW | Average Weekday | 2448.7051 | 0.0039082
| 2028 | June | Sublap | SCNW | Monthly System Peak Day | 2448.7051 | 0.0039082
| 2028 | June | Tariff | Dynamic | Average Weekday | 38258.2344 | 0.0039082
| 2028 | June | Tariff | Dynamic | Monthly System Peak Day | 38258.2344 | 0.0039082
| 2028 | June | Tariff | Flat | Average Weekday | 99801.4297 | 0.0039082
| 2028 | June | Tariff | Flat | Monthly System Peak Day | 99801.4297 | 0.0039082
| 2028 | June | Zone | Remainder of System | Average Weekday | 59205.7969 | 0.0039082
| 2028 | June | Zone | Remainder of System | Monthly System Peak Day | 59205.7969 | 0.0039082
| 2028 | June | Zone | South Orange County | Average Weekday | 28844.6328 | 0.0039082
| 2028 | June | Zone | South Orange County | Monthly System Peak Day | 28844.6328 | 0.0039082
| 2028 | June | Zone | South of Lugo | Average Weekday | 50009.2383 | 0.0039082
| 2028 | June | Zone | South of Lugo | Monthly System Peak Day | 50009.2383 | 0.0039082
| 2028 | March | All | All Customers | Average Weekday | 136331.1719 | 0.0039082
| 2028 | March | All | All Customers | Monthly System Peak Day | 136331.1719 | 0.0039082
| 2028 | March | LCA | Big Creek/Ventura | Average Weekday | 16206.4141 | 0.0039082
| 2028 | March | LCA | Big Creek/Ventura | Monthly System Peak Day | 16206.4141 | 0.0039082
| 2028 | March | LCA | LA Basin | Average Weekday | 116459.2109 | 0.0039082
| 2028 | March | LCA | LA Basin | Monthly System Peak Day | 116459.2109 | 0.0039082
| 2028 | March | LCA | Outside | Average Weekday | 3665.54 | 0.0039082
| 2028 | March | LCA | Outside | Monthly System Peak Day | 3665.54 | 0.0039082
| 2028 | March | Low Income | CARE | Average Weekday | 19687.8516 | 0.0039082
| 2028 | March | Low Income | CARE | Monthly System Peak Day | 19687.8516 | 0.0039082
| 2028 | March | Low Income | Non-CARE | Average Weekday | 116643.3125 | 0.0039082
| 2028 | March | Low Income | Non-CARE | Monthly System Peak Day | 116643.3125 | 0.0039082
| 2028 | March | NEM | NEM Customer | Average Weekday | 30096.4492 | 0.0039082
| 2028 | March | NEM | NEM Customer | Monthly System Peak Day | 30096.4492 | 0.0039082
| 2028 | March | NEM | Non-NEM Customer | Average Weekday | 106234.7188 | 0.0039082
| 2028 | March | NEM | Non-NEM Customer | Monthly System Peak Day | 106234.7188 | 0.0039082
| 2028 | March | Sublap | SCEC | Average Weekday | 55106.7539 | 0.0039082
| 2028 | March | Sublap | SCEC | Monthly System Peak Day | 55106.7539 | 0.0039082
| 2028 | March | Sublap | SCEN | Average Weekday | 13782.8701 | 0.0039082
| 2028 | March | Sublap | SCEN | Monthly System Peak Day | 13782.8701 | 0.0039082
| 2028 | March | Sublap | SCEW | Average Weekday | 61357.9531 | 0.0039082
| 2028 | March | Sublap | SCEW | Monthly System Peak Day | 61357.9531 | 0.0039082
| 2028 | March | Sublap | SCHD | Average Weekday | 3536.3945 | 0.0039082
| 2028 | March | Sublap | SCHD | Monthly System Peak Day | 3536.3945 | 0.0039082
| 2028 | March | Sublap | SCLD | Average Weekday | 129.1457 | 0.0039082
| 2028 | March | Sublap | SCLD | Monthly System Peak Day | 129.1457 | 0.0039082
| 2028 | March | Sublap | SCNW | Average Weekday | 2418.0474 | 0.0039082
| 2028 | March | Sublap | SCNW | Monthly System Peak Day | 2418.0474 | 0.0039082
| 2028 | March | Tariff | Dynamic | Average Weekday | 37779.2422 | 0.0039082
| 2028 | March | Tariff | Dynamic | Monthly System Peak Day | 37779.2422 | 0.0039082
| 2028 | March | Tariff | Flat | Average Weekday | 98551.9219 | 0.0039082
| 2028 | March | Tariff | Flat | Monthly System Peak Day | 98551.9219 | 0.0039082
| 2028 | March | Zone | Remainder of System | Average Weekday | 58464.543 | 0.0039082
| 2028 | March | Zone | Remainder of System | Monthly System Peak Day | 58464.543 | 0.0039082
| 2028 | March | Zone | South Orange County | Average Weekday | 28483.5 | 0.0039082
| 2028 | March | Zone | South Orange County | Monthly System Peak Day | 28483.5 | 0.0039082
| 2028 | March | Zone | South of Lugo | Average Weekday | 49383.125 | 0.0039082
| 2028 | March | Zone | South of Lugo | Monthly System Peak Day | 49383.125 | 0.0039082
| 2028 | May | All | All Customers | Average Weekday | 137483.5 | 0.0039082
| 2028 | May | All | All Customers | Monthly System Peak Day | 137483.5 | 0.0039082
| 2028 | May | LCA | Big Creek/Ventura | Average Weekday | 16343.3975 | 0.0039082
| 2028 | May | LCA | Big Creek/Ventura | Monthly System Peak Day | 16343.3975 | 0.0039082
| 2028 | May | LCA | LA Basin | Average Weekday | 117443.5781 | 0.0039082
| 2028 | May | LCA | LA Basin | Monthly System Peak Day | 117443.5781 | 0.0039082
| 2028 | May | LCA | Outside | Average Weekday | 3696.5229 | 0.0039082
| 2028 | May | LCA | Outside | Monthly System Peak Day | 3696.5229 | 0.0039082
| 2028 | May | Low Income | CARE | Average Weekday | 19854.2617 | 0.0039082
| 2028 | May | Low Income | CARE | Monthly System Peak Day | 19854.2617 | 0.0039082
| 2028 | May | Low Income | Non-CARE | Average Weekday | 117629.2344 | 0.0039082
| 2028 | May | Low Income | Non-CARE | Monthly System Peak Day | 117629.2344 | 0.0039082
| 2028 | May | NEM | NEM Customer | Average Weekday | 30350.8379 | 0.0039082
| 2028 | May | NEM | NEM Customer | Monthly System Peak Day | 30350.8379 | 0.0039082
| 2028 | May | NEM | Non-NEM Customer | Average Weekday | 107132.6641 | 0.0039082
| 2028 | May | NEM | Non-NEM Customer | Monthly System Peak Day | 107132.6641 | 0.0039082
| 2028 | May | Sublap | SCEC | Average Weekday | 55572.543 | 0.0039082
| 2028 | May | Sublap | SCEC | Monthly System Peak Day | 55572.543 | 0.0039082
| 2028 | May | Sublap | SCEN | Average Weekday | 13899.3691 | 0.0039082
| 2028 | May | Sublap | SCEN | Monthly System Peak Day | 13899.3691 | 0.0039082
| 2028 | May | Sublap | SCEW | Average Weekday | 61876.5781 | 0.0039082
| 2028 | May | Sublap | SCEW | Monthly System Peak Day | 61876.5781 | 0.0039082
| 2028 | May | Sublap | SCHD | Average Weekday | 3566.2856 | 0.0039082
| 2028 | May | Sublap | SCHD | Monthly System Peak Day | 3566.2856 | 0.0039082
| 2028 | May | Sublap | SCLD | Average Weekday | 130.2373 | 0.0039082
| 2028 | May | Sublap | SCLD | Monthly System Peak Day | 130.2373 | 0.0039082
| 2028 | May | Sublap | SCNW | Average Weekday | 2438.4858 | 0.0039082
| 2028 | May | Sublap | SCNW | Monthly System Peak Day | 2438.4858 | 0.0039082
| 2028 | May | Tariff | Dynamic | Average Weekday | 38098.5703 | 0.0039082
| 2028 | May | Tariff | Dynamic | Monthly System Peak Day | 38098.5703 | 0.0039082
| 2028 | May | Tariff | Flat | Average Weekday | 99384.9219 | 0.0039082
| 2028 | May | Tariff | Flat | Monthly System Peak Day | 99384.9219 | 0.0039082
| 2028 | May | Zone | Remainder of System | Average Weekday | 58958.7109 | 0.0039082
| 2028 | May | Zone | Remainder of System | Monthly System Peak Day | 58958.7109 | 0.0039082
| 2028 | May | Zone | South Orange County | Average Weekday | 28724.2559 | 0.0039082
| 2028 | May | Zone | South Orange County | Monthly System Peak Day | 28724.2559 | 0.0039082
| 2028 | May | Zone | South of Lugo | Average Weekday | 49800.5352 | 0.0039082
| 2028 | May | Zone | South of Lugo | Monthly System Peak Day | 49800.5352 | 0.0039082
| 2028 | November | All | All Customers | Average Weekday | 140707 | 0.0039082
| 2028 | November | All | All Customers | Monthly System Peak Day | 140707 | 0.0039082
| 2028 | November | LCA | Big Creek/Ventura | Average Weekday | 16726.5918 | 0.0039082
| 2028 | November | LCA | Big Creek/Ventura | Monthly System Peak Day | 16726.5918 | 0.0039082
| 2028 | November | LCA | LA Basin | Average Weekday | 120197.2109 | 0.0039082
| 2028 | November | LCA | LA Basin | Monthly System Peak Day | 120197.2109 | 0.0039082
| 2028 | November | LCA | Outside | Average Weekday | 3783.1934 | 0.0039082
| 2028 | November | LCA | Outside | Monthly System Peak Day | 3783.1934 | 0.0039082
| 2028 | November | Low Income | CARE | Average Weekday | 20319.7754 | 0.0039082
| 2028 | November | Low Income | CARE | Monthly System Peak Day | 20319.7754 | 0.0039082
| 2028 | November | Low Income | Non-CARE | Average Weekday | 120387.2266 | 0.0039082
| 2028 | November | Low Income | Non-CARE | Monthly System Peak Day | 120387.2266 | 0.0039082
| 2028 | November | NEM | NEM Customer | Average Weekday | 31062.457 | 0.0039082
| 2028 | November | NEM | NEM Customer | Monthly System Peak Day | 31062.457 | 0.0039082
| 2028 | November | NEM | Non-NEM Customer | Average Weekday | 109644.5391 | 0.0039082
| 2028 | November | NEM | Non-NEM Customer | Monthly System Peak Day | 109644.5391 | 0.0039082
| 2028 | November | Sublap | SCEC | Average Weekday | 56875.5195 | 0.0039082
| 2028 | November | Sublap | SCEC | Monthly System Peak Day | 56875.5195 | 0.0039082
| 2028 | November | Sublap | SCEN | Average Weekday | 14225.2607 | 0.0039082
| 2028 | November | Sublap | SCEN | Monthly System Peak Day | 14225.2607 | 0.0039082
| 2028 | November | Sublap | SCEW | Average Weekday | 63327.3672 | 0.0039082
| 2028 | November | Sublap | SCEW | Monthly System Peak Day | 63327.3672 | 0.0039082
| 2028 | November | Sublap | SCHD | Average Weekday | 3649.9026 | 0.0039082
| 2028 | November | Sublap | SCHD | Monthly System Peak Day | 3649.9026 | 0.0039082
| 2028 | November | Sublap | SCLD | Average Weekday | 133.2909 | 0.0039082
| 2028 | November | Sublap | SCLD | Monthly System Peak Day | 133.2909 | 0.0039082
| 2028 | November | Sublap | SCNW | Average Weekday | 2495.6597 | 0.0039082
| 2028 | November | Sublap | SCNW | Monthly System Peak Day | 2495.6597 | 0.0039082
| 2028 | November | Tariff | Dynamic | Average Weekday | 38991.8477 | 0.0039082
| 2028 | November | Tariff | Dynamic | Monthly System Peak Day | 38991.8477 | 0.0039082
| 2028 | November | Tariff | Flat | Average Weekday | 101715.1484 | 0.0039082
| 2028 | November | Tariff | Flat | Monthly System Peak Day | 101715.1484 | 0.0039082
| 2028 | November | Zone | Remainder of System | Average Weekday | 60341.0859 | 0.0039082
| 2028 | November | Zone | Remainder of System | Monthly System Peak Day | 60341.0859 | 0.0039082
| 2028 | November | Zone | South Orange County | Average Weekday | 29397.7383 | 0.0039082
| 2028 | November | Zone | South Orange County | Monthly System Peak Day | 29397.7383 | 0.0039082
| 2028 | November | Zone | South of Lugo | Average Weekday | 50968.1797 | 0.0039082
| 2028 | November | Zone | South of Lugo | Monthly System Peak Day | 50968.1797 | 0.0039082
| 2028 | October | All | All Customers | Average Weekday | 140208.6719 | 0.0039082
| 2028 | October | All | All Customers | Monthly System Peak Day | 140208.6719 | 0.0039082
| 2028 | October | LCA | Big Creek/Ventura | Average Weekday | 16667.3535 | 0.0039082
| 2028 | October | LCA | Big Creek/Ventura | Monthly System Peak Day | 16667.3535 | 0.0039082
| 2028 | October | LCA | LA Basin | Average Weekday | 119771.5156 | 0.0039082
| 2028 | October | LCA | LA Basin | Monthly System Peak Day | 119771.5156 | 0.0039082
| 2028 | October | LCA | Outside | Average Weekday | 3769.7944 | 0.0039082
| 2028 | October | LCA | Outside | Monthly System Peak Day | 3769.7944 | 0.0039082
| 2028 | October | Low Income | CARE | Average Weekday | 20247.8086 | 0.0039082
| 2028 | October | Low Income | CARE | Monthly System Peak Day | 20247.8086 | 0.0039082
| 2028 | October | Low Income | Non-CARE | Average Weekday | 119960.8516 | 0.0039082
| 2028 | October | Low Income | Non-CARE | Monthly System Peak Day | 119960.8516 | 0.0039082
| 2028 | October | NEM | NEM Customer | Average Weekday | 30952.4453 | 0.0039082
| 2028 | October | NEM | NEM Customer | Monthly System Peak Day | 30952.4453 | 0.0039082
| 2028 | October | NEM | Non-NEM Customer | Average Weekday | 109256.2188 | 0.0039082
| 2028 | October | NEM | Non-NEM Customer | Monthly System Peak Day | 109256.2188 | 0.0039082
| 2028 | October | Sublap | SCEC | Average Weekday | 56674.0898 | 0.0039082
| 2028 | October | Sublap | SCEC | Monthly System Peak Day | 56674.0898 | 0.0039082
| 2028 | October | Sublap | SCEN | Average Weekday | 14174.8799 | 0.0039082
| 2028 | October | Sublap | SCEN | Monthly System Peak Day | 14174.8799 | 0.0039082
| 2028 | October | Sublap | SCEW | Average Weekday | 63103.082 | 0.0039082
| 2028 | October | Sublap | SCEW | Monthly System Peak Day | 63103.082 | 0.0039082
| 2028 | October | Sublap | SCHD | Average Weekday | 3636.9758 | 0.0039082
| 2028 | October | Sublap | SCHD | Monthly System Peak Day | 3636.9758 | 0.0039082
| 2028 | October | Sublap | SCLD | Average Weekday | 132.8188 | 0.0039082
| 2028 | October | Sublap | SCLD | Monthly System Peak Day | 132.8188 | 0.0039082
| 2028 | October | Sublap | SCNW | Average Weekday | 2486.821 | 0.0039082
| 2028 | October | Sublap | SCNW | Monthly System Peak Day | 2486.821 | 0.0039082
| 2028 | October | Tariff | Dynamic | Average Weekday | 38853.75 | 0.0039082
| 2028 | October | Tariff | Dynamic | Monthly System Peak Day | 38853.75 | 0.0039082
| 2028 | October | Tariff | Flat | Average Weekday | 101354.9141 | 0.0039082
| 2028 | October | Tariff | Flat | Monthly System Peak Day | 101354.9141 | 0.0039082
| 2028 | October | Zone | Remainder of System | Average Weekday | 60127.3789 | 0.0039082
| 2028 | October | Zone | Remainder of System | Monthly System Peak Day | 60127.3789 | 0.0039082
| 2028 | October | Zone | South Orange County | Average Weekday | 29293.6211 | 0.0039082
| 2028 | October | Zone | South Orange County | Monthly System Peak Day | 29293.6211 | 0.0039082
| 2028 | October | Zone | South of Lugo | Average Weekday | 50787.668 | 0.0039082
| 2028 | October | Zone | South of Lugo | Monthly System Peak Day | 50787.668 | 0.0039082
| 2028 | September | All | All Customers | Average Weekday | 139710.3281 | 0.0039082
| 2028 | September | All | All Customers | Monthly System Peak Day | 139710.3281 | 0.0039082
| 2028 | September | LCA | Big Creek/Ventura | Average Weekday | 16608.1133 | 0.0039082
| 2028 | September | LCA | Big Creek/Ventura | Monthly System Peak Day | 16608.1133 | 0.0039082
| 2028 | September | LCA | LA Basin | Average Weekday | 119345.8203 | 0.0039082
| 2028 | September | LCA | LA Basin | Monthly System Peak Day | 119345.8203 | 0.0039082
| 2028 | September | LCA | Outside | Average Weekday | 3756.3958 | 0.0039082
| 2028 | September | LCA | Outside | Monthly System Peak Day | 3756.3958 | 0.0039082
| 2028 | September | Low Income | CARE | Average Weekday | 20175.8438 | 0.0039082
| 2028 | September | Low Income | CARE | Monthly System Peak Day | 20175.8438 | 0.0039082
| 2028 | September | Low Income | Non-CARE | Average Weekday | 119534.4844 | 0.0039082
| 2028 | September | Low Income | Non-CARE | Monthly System Peak Day | 119534.4844 | 0.0039082
| 2028 | September | NEM | NEM Customer | Average Weekday | 30842.4336 | 0.0039082
| 2028 | September | NEM | NEM Customer | Monthly System Peak Day | 30842.4336 | 0.0039082
| 2028 | September | NEM | Non-NEM Customer | Average Weekday | 108867.8984 | 0.0039082
| 2028 | September | NEM | Non-NEM Customer | Monthly System Peak Day | 108867.8984 | 0.0039082
| 2028 | September | Sublap | SCEC | Average Weekday | 56472.6562 | 0.0039082
| 2028 | September | Sublap | SCEC | Monthly System Peak Day | 56472.6562 | 0.0039082
| 2028 | September | Sublap | SCEN | Average Weekday | 14124.499 | 0.0039082
| 2028 | September | Sublap | SCEN | Monthly System Peak Day | 14124.499 | 0.0039082
| 2028 | September | Sublap | SCEW | Average Weekday | 62878.8008 | 0.0039082
| 2028 | September | Sublap | SCEW | Monthly System Peak Day | 62878.8008 | 0.0039082
| 2028 | September | Sublap | SCHD | Average Weekday | 3624.0493 | 0.0039082
| 2028 | September | Sublap | SCHD | Monthly System Peak Day | 3624.0493 | 0.0039082
| 2028 | September | Sublap | SCLD | Average Weekday | 132.3468 | 0.0039082
| 2028 | September | Sublap | SCLD | Monthly System Peak Day | 132.3468 | 0.0039082
| 2028 | September | Sublap | SCNW | Average Weekday | 2477.9822 | 0.0039082
| 2028 | September | Sublap | SCNW | Monthly System Peak Day | 2477.9822 | 0.0039082
| 2028 | September | Tariff | Dynamic | Average Weekday | 38715.6562 | 0.0039082
| 2028 | September | Tariff | Dynamic | Monthly System Peak Day | 38715.6562 | 0.0039082
| 2028 | September | Tariff | Flat | Average Weekday | 100994.6719 | 0.0039082
| 2028 | September | Tariff | Flat | Monthly System Peak Day | 100994.6719 | 0.0039082
| 2028 | September | Zone | Remainder of System | Average Weekday | 59913.6719 | 0.0039082
| 2028 | September | Zone | Remainder of System | Monthly System Peak Day | 59913.6719 | 0.0039082
| 2028 | September | Zone | South Orange County | Average Weekday | 29189.5059 | 0.0039082
| 2028 | September | Zone | South Orange County | Monthly System Peak Day | 29189.5059 | 0.0039082
| 2028 | September | Zone | South of Lugo | Average Weekday | 50607.1562 | 0.0039082
| 2028 | September | Zone | South of Lugo | Monthly System Peak Day | 50607.1562 | 0.0039082
| 2028 | Typical Event | All | All Customers | Typical Event Day | 139212 | 0.0039082
| 2028 | Typical Event | LCA | Big Creek/Ventura | Typical Event Day | 16548.873 | 0.0039082
| 2028 | Typical Event | LCA | LA Basin | Typical Event Day | 118920.125 | 0.0039082
| 2028 | Typical Event | LCA | Outside | Typical Event Day | 3742.9971 | 0.0039082
| 2028 | Typical Event | Low Income | CARE | Typical Event Day | 20103.8789 | 0.0039082
| 2028 | Typical Event | Low Income | Non-CARE | Typical Event Day | 119108.1172 | 0.0039082
| 2028 | Typical Event | NEM | NEM Customer | Typical Event Day | 30732.4199 | 0.0039082
| 2028 | Typical Event | NEM | Non-NEM Customer | Typical Event Day | 108479.5781 | 0.0039082
| 2028 | Typical Event | Sublap | SCEC | Typical Event Day | 56271.2227 | 0.0039082
| 2028 | Typical Event | Sublap | SCEN | Typical Event Day | 14074.1182 | 0.0039082
| 2028 | Typical Event | Sublap | SCEW | Typical Event Day | 62654.5156 | 0.0039082
| 2028 | Typical Event | Sublap | SCHD | Typical Event Day | 3611.1226 | 0.0039082
| 2028 | Typical Event | Sublap | SCLD | Typical Event Day | 131.8747 | 0.0039082
| 2028 | Typical Event | Sublap | SCNW | Typical Event Day | 2469.1436 | 0.0039082
| 2028 | Typical Event | Tariff | Dynamic | Typical Event Day | 38577.5625 | 0.0039082
| 2028 | Typical Event | Tariff | Flat | Typical Event Day | 100634.4375 | 0.0039082
| 2028 | Typical Event | Zone | Remainder of System | Typical Event Day | 59699.9648 | 0.0039082
| 2028 | Typical Event | Zone | South Orange County | Typical Event Day | 29085.3887 | 0.0039082
| 2028 | Typical Event | Zone | South of Lugo | Typical Event Day | 50426.6484 | 0.0039082
| 2029 | April | All | All Customers | Average Weekday | 143198.6719 | 0.0019534
| 2029 | April | All | All Customers | Monthly System Peak Day | 143198.6719 | 0.0019534
| 2029 | April | LCA | Big Creek/Ventura | Average Weekday | 17022.791 | 0.0019534
| 2029 | April | LCA | Big Creek/Ventura | Monthly System Peak Day | 17022.791 | 0.0019534
| 2029 | April | LCA | LA Basin | Average Weekday | 122325.6875 | 0.0019534
| 2029 | April | LCA | LA Basin | Monthly System Peak Day | 122325.6875 | 0.0019534
| 2029 | April | LCA | Outside | Average Weekday | 3850.1868 | 0.0019534
| 2029 | April | LCA | Outside | Monthly System Peak Day | 3850.1868 | 0.0019534
| 2029 | April | Low Income | CARE | Average Weekday | 20679.6016 | 0.0019534
| 2029 | April | Low Income | CARE | Monthly System Peak Day | 20679.6016 | 0.0019534
| 2029 | April | Low Income | Non-CARE | Average Weekday | 122519.0625 | 0.0019534
| 2029 | April | Low Income | Non-CARE | Monthly System Peak Day | 122519.0625 | 0.0019534
| 2029 | April | NEM | NEM Customer | Average Weekday | 31612.5176 | 0.0019534
| 2029 | April | NEM | NEM Customer | Monthly System Peak Day | 31612.5176 | 0.0019534
| 2029 | April | NEM | Non-NEM Customer | Average Weekday | 111586.1484 | 0.0019534
| 2029 | April | NEM | Non-NEM Customer | Monthly System Peak Day | 111586.1484 | 0.0019534
| 2029 | April | Sublap | SCEC | Average Weekday | 57882.6836 | 0.0019534
| 2029 | April | Sublap | SCEC | Monthly System Peak Day | 57882.6836 | 0.0019534
| 2029 | April | Sublap | SCEN | Average Weekday | 14477.1641 | 0.0019534
| 2029 | April | Sublap | SCEN | Monthly System Peak Day | 14477.1641 | 0.0019534
| 2029 | April | Sublap | SCEW | Average Weekday | 64448.7773 | 0.0019534
| 2029 | April | Sublap | SCEW | Monthly System Peak Day | 64448.7773 | 0.0019534
| 2029 | April | Sublap | SCHD | Average Weekday | 3714.5356 | 0.0019534
| 2029 | April | Sublap | SCHD | Monthly System Peak Day | 3714.5356 | 0.0019534
| 2029 | April | Sublap | SCLD | Average Weekday | 135.6513 | 0.0019534
| 2029 | April | Sublap | SCLD | Monthly System Peak Day | 135.6513 | 0.0019534
| 2029 | April | Sublap | SCNW | Average Weekday | 2539.8533 | 0.0019534
| 2029 | April | Sublap | SCNW | Monthly System Peak Day | 2539.8533 | 0.0019534
| 2029 | April | Tariff | Dynamic | Average Weekday | 39682.3203 | 0.0019534
| 2029 | April | Tariff | Dynamic | Monthly System Peak Day | 39682.3203 | 0.0019534
| 2029 | April | Tariff | Flat | Average Weekday | 103516.3438 | 0.0019534
| 2029 | April | Tariff | Flat | Monthly System Peak Day | 103516.3438 | 0.0019534
| 2029 | April | Zone | Remainder of System | Average Weekday | 61409.6172 | 0.0019534
| 2029 | April | Zone | Remainder of System | Monthly System Peak Day | 61409.6172 | 0.0019534
| 2029 | April | Zone | South Orange County | Average Weekday | 29918.3184 | 0.0019534
| 2029 | April | Zone | South Orange County | Monthly System Peak Day | 29918.3184 | 0.0019534
| 2029 | April | Zone | South of Lugo | Average Weekday | 51870.7344 | 0.0019534
| 2029 | April | Zone | South of Lugo | Monthly System Peak Day | 51870.7344 | 0.0019534
| 2029 | August | All | All Customers | Average Weekday | 145192 | 0.0019534
| 2029 | August | All | All Customers | Monthly System Peak Day | 145192 | 0.0019534
| 2029 | August | LCA | Big Creek/Ventura | Average Weekday | 17259.748 | 0.0019534
| 2029 | August | LCA | Big Creek/Ventura | Monthly System Peak Day | 17259.748 | 0.0019534
| 2029 | August | LCA | LA Basin | Average Weekday | 124028.4688 | 0.0019534
| 2029 | August | LCA | LA Basin | Monthly System Peak Day | 124028.4688 | 0.0019534
| 2029 | August | LCA | Outside | Average Weekday | 3903.7815 | 0.0019534
| 2029 | August | LCA | Outside | Monthly System Peak Day | 3903.7815 | 0.0019534
| 2029 | August | Low Income | CARE | Average Weekday | 20967.4629 | 0.0019534
| 2029 | August | Low Income | CARE | Monthly System Peak Day | 20967.4629 | 0.0019534
| 2029 | August | Low Income | Non-CARE | Average Weekday | 124224.5391 | 0.0019534
| 2029 | August | Low Income | Non-CARE | Monthly System Peak Day | 124224.5391 | 0.0019534
| 2029 | August | NEM | NEM Customer | Average Weekday | 32052.5645 | 0.0019534
| 2029 | August | NEM | NEM Customer | Monthly System Peak Day | 32052.5645 | 0.0019534
| 2029 | August | NEM | Non-NEM Customer | Average Weekday | 113139.4297 | 0.0019534
| 2029 | August | NEM | Non-NEM Customer | Monthly System Peak Day | 113139.4297 | 0.0019534
| 2029 | August | Sublap | SCEC | Average Weekday | 58688.4141 | 0.0019534
| 2029 | August | Sublap | SCEC | Monthly System Peak Day | 58688.4141 | 0.0019534
| 2029 | August | Sublap | SCEN | Average Weekday | 14678.6865 | 0.0019534
| 2029 | August | Sublap | SCEN | Monthly System Peak Day | 14678.6865 | 0.0019534
| 2029 | August | Sublap | SCEW | Average Weekday | 65345.9102 | 0.0019534
| 2029 | August | Sublap | SCEW | Monthly System Peak Day | 65345.9102 | 0.0019534
| 2029 | August | Sublap | SCHD | Average Weekday | 3766.2422 | 0.0019534
| 2029 | August | Sublap | SCHD | Monthly System Peak Day | 3766.2422 | 0.0019534
| 2029 | August | Sublap | SCLD | Average Weekday | 137.5395 | 0.0019534
| 2029 | August | Sublap | SCLD | Monthly System Peak Day | 137.5395 | 0.0019534
| 2029 | August | Sublap | SCNW | Average Weekday | 2575.2083 | 0.0019534
| 2029 | August | Sublap | SCNW | Monthly System Peak Day | 2575.2083 | 0.0019534
| 2029 | August | Tariff | Dynamic | Average Weekday | 40234.7031 | 0.0019534
| 2029 | August | Tariff | Dynamic | Monthly System Peak Day | 40234.7031 | 0.0019534
| 2029 | August | Tariff | Flat | Average Weekday | 104957.2969 | 0.0019534
| 2029 | August | Tariff | Flat | Monthly System Peak Day | 104957.2969 | 0.0019534
| 2029 | August | Zone | Remainder of System | Average Weekday | 62264.4414 | 0.0019534
| 2029 | August | Zone | Remainder of System | Monthly System Peak Day | 62264.4414 | 0.0019534
| 2029 | August | Zone | South Orange County | Average Weekday | 30334.7832 | 0.0019534
| 2029 | August | Zone | South Orange County | Monthly System Peak Day | 30334.7832 | 0.0019534
| 2029 | August | Zone | South of Lugo | Average Weekday | 52592.7773 | 0.0019534
| 2029 | August | Zone | South of Lugo | Monthly System Peak Day | 52592.7773 | 0.0019534
| 2029 | December | All | All Customers | Average Weekday | 146916 | 0.0019534
| 2029 | December | All | All Customers | Monthly System Peak Day | 146916 | 0.0019534
| 2029 | December | LCA | Big Creek/Ventura | Average Weekday | 17464.6895 | 0.0019534
| 2029 | December | LCA | Big Creek/Ventura | Monthly System Peak Day | 17464.6895 | 0.0019534
| 2029 | December | LCA | LA Basin | Average Weekday | 125501.1719 | 0.0019534
| 2029 | December | LCA | LA Basin | Monthly System Peak Day | 125501.1719 | 0.0019534
| 2029 | December | LCA | Outside | Average Weekday | 3950.1348 | 0.0019534
| 2029 | December | LCA | Outside | Monthly System Peak Day | 3950.1348 | 0.0019534
| 2029 | December | Low Income | CARE | Average Weekday | 21216.4277 | 0.0019534
| 2029 | December | Low Income | CARE | Monthly System Peak Day | 21216.4277 | 0.0019534
| 2029 | December | Low Income | Non-CARE | Average Weekday | 125699.5703 | 0.0019534
| 2029 | December | Low Income | Non-CARE | Monthly System Peak Day | 125699.5703 | 0.0019534
| 2029 | December | NEM | NEM Customer | Average Weekday | 32433.1543 | 0.0019534
| 2029 | December | NEM | NEM Customer | Monthly System Peak Day | 32433.1543 | 0.0019534
| 2029 | December | NEM | Non-NEM Customer | Average Weekday | 114482.8438 | 0.0019534
| 2029 | December | NEM | Non-NEM Customer | Monthly System Peak Day | 114482.8438 | 0.0019534
| 2029 | December | Sublap | SCEC | Average Weekday | 59385.2773 | 0.0019534
| 2029 | December | Sublap | SCEC | Monthly System Peak Day | 59385.2773 | 0.0019534
| 2029 | December | Sublap | SCEN | Average Weekday | 14852.9805 | 0.0019534
| 2029 | December | Sublap | SCEN | Monthly System Peak Day | 14852.9805 | 0.0019534
| 2029 | December | Sublap | SCEW | Average Weekday | 66121.8203 | 0.0019534
| 2029 | December | Sublap | SCEW | Monthly System Peak Day | 66121.8203 | 0.0019534
| 2029 | December | Sublap | SCHD | Average Weekday | 3810.9624 | 0.0019534
| 2029 | December | Sublap | SCHD | Monthly System Peak Day | 3810.9624 | 0.0019534
| 2029 | December | Sublap | SCLD | Average Weekday | 139.1727 | 0.0019534
| 2029 | December | Sublap | SCLD | Monthly System Peak Day | 139.1727 | 0.0019534
| 2029 | December | Sublap | SCNW | Average Weekday | 2605.7861 | 0.0019534
| 2029 | December | Sublap | SCNW | Monthly System Peak Day | 2605.7861 | 0.0019534
| 2029 | December | Tariff | Dynamic | Average Weekday | 40712.4453 | 0.0019534
| 2029 | December | Tariff | Dynamic | Monthly System Peak Day | 40712.4453 | 0.0019534
| 2029 | December | Tariff | Flat | Average Weekday | 106203.5469 | 0.0019534
| 2029 | December | Tariff | Flat | Monthly System Peak Day | 106203.5469 | 0.0019534
| 2029 | December | Zone | Remainder of System | Average Weekday | 63003.7656 | 0.0019534
| 2029 | December | Zone | Remainder of System | Monthly System Peak Day | 63003.7656 | 0.0019534
| 2029 | December | Zone | South Orange County | Average Weekday | 30694.9766 | 0.0019534
| 2029 | December | Zone | South Orange County | Monthly System Peak Day | 30694.9766 | 0.0019534
| 2029 | December | Zone | South of Lugo | Average Weekday | 53217.2617 | 0.0019534
| 2029 | December | Zone | South of Lugo | Monthly System Peak Day | 53217.2617 | 0.0019534
| 2029 | February | All | All Customers | Average Weekday | 142202 | 0.0019534
| 2029 | February | All | All Customers | Monthly System Peak Day | 142202 | 0.0019534
| 2029 | February | LCA | Big Creek/Ventura | Average Weekday | 16904.3105 | 0.0019534
| 2029 | February | LCA | Big Creek/Ventura | Monthly System Peak Day | 16904.3105 | 0.0019534
| 2029 | February | LCA | LA Basin | Average Weekday | 121474.2969 | 0.0019534
| 2029 | February | LCA | LA Basin | Monthly System Peak Day | 121474.2969 | 0.0019534
| 2029 | February | LCA | Outside | Average Weekday | 3823.3894 | 0.0019534
| 2029 | February | LCA | Outside | Monthly System Peak Day | 3823.3894 | 0.0019534
| 2029 | February | Low Income | CARE | Average Weekday | 20535.6699 | 0.0019534
| 2029 | February | Low Income | CARE | Monthly System Peak Day | 20535.6699 | 0.0019534
| 2029 | February | Low Income | Non-CARE | Average Weekday | 121666.3281 | 0.0019534
| 2029 | February | Low Income | Non-CARE | Monthly System Peak Day | 121666.3281 | 0.0019534
| 2029 | February | NEM | NEM Customer | Average Weekday | 31392.4922 | 0.0019534
| 2029 | February | NEM | NEM Customer | Monthly System Peak Day | 31392.4922 | 0.0019534
| 2029 | February | NEM | Non-NEM Customer | Average Weekday | 110809.5078 | 0.0019534
| 2029 | February | NEM | Non-NEM Customer | Monthly System Peak Day | 110809.5078 | 0.0019534
| 2029 | February | Sublap | SCEC | Average Weekday | 57479.8164 | 0.0019534
| 2029 | February | Sublap | SCEC | Monthly System Peak Day | 57479.8164 | 0.0019534
| 2029 | February | Sublap | SCEN | Average Weekday | 14376.4023 | 0.0019534
| 2029 | February | Sublap | SCEN | Monthly System Peak Day | 14376.4023 | 0.0019534
| 2029 | February | Sublap | SCEW | Average Weekday | 64000.2148 | 0.0019534
| 2029 | February | Sublap | SCEW | Monthly System Peak Day | 64000.2148 | 0.0019534
| 2029 | February | Sublap | SCHD | Average Weekday | 3688.6824 | 0.0019534
| 2029 | February | Sublap | SCHD | Monthly System Peak Day | 3688.6824 | 0.0019534
| 2029 | February | Sublap | SCLD | Average Weekday | 134.7071 | 0.0019534
| 2029 | February | Sublap | SCLD | Monthly System Peak Day | 134.7071 | 0.0019534
| 2029 | February | Sublap | SCNW | Average Weekday | 2522.1758 | 0.0019534
| 2029 | February | Sublap | SCNW | Monthly System Peak Day | 2522.1758 | 0.0019534
| 2029 | February | Tariff | Dynamic | Average Weekday | 39406.1328 | 0.0019534
| 2029 | February | Tariff | Dynamic | Monthly System Peak Day | 39406.1328 | 0.0019534
| 2029 | February | Tariff | Flat | Average Weekday | 102795.8672 | 0.0019534
| 2029 | February | Tariff | Flat | Monthly System Peak Day | 102795.8672 | 0.0019534
| 2029 | February | Zone | Remainder of System | Average Weekday | 60982.2031 | 0.0019534
| 2029 | February | Zone | Remainder of System | Monthly System Peak Day | 60982.2031 | 0.0019534
| 2029 | February | Zone | South Orange County | Average Weekday | 29710.0859 | 0.0019534
| 2029 | February | Zone | South Orange County | Monthly System Peak Day | 29710.0859 | 0.0019534
| 2029 | February | Zone | South of Lugo | Average Weekday | 51509.7109 | 0.0019534
| 2029 | February | Zone | South of Lugo | Monthly System Peak Day | 51509.7109 | 0.0019534
| 2029 | January | All | All Customers | Average Weekday | 141703.6719 | 0.0019534
| 2029 | January | All | All Customers | Monthly System Peak Day | 141703.6719 | 0.0019534
| 2029 | January | LCA | Big Creek/Ventura | Average Weekday | 16845.0723 | 0.0019534
| 2029 | January | LCA | Big Creek/Ventura | Monthly System Peak Day | 16845.0723 | 0.0019534
| 2029 | January | LCA | LA Basin | Average Weekday | 121048.6016 | 0.0019534
| 2029 | January | LCA | LA Basin | Monthly System Peak Day | 121048.6016 | 0.0019534
| 2029 | January | LCA | Outside | Average Weekday | 3809.9907 | 0.0019534
| 2029 | January | LCA | Outside | Monthly System Peak Day | 3809.9907 | 0.0019534
| 2029 | January | Low Income | CARE | Average Weekday | 20463.7051 | 0.0019534
| 2029 | January | Low Income | CARE | Monthly System Peak Day | 20463.7051 | 0.0019534
| 2029 | January | Low Income | Non-CARE | Average Weekday | 121239.9609 | 0.0019534
| 2029 | January | Low Income | Non-CARE | Monthly System Peak Day | 121239.9609 | 0.0019534
| 2029 | January | NEM | NEM Customer | Average Weekday | 31282.4805 | 0.0019534
| 2029 | January | NEM | NEM Customer | Monthly System Peak Day | 31282.4805 | 0.0019534
| 2029 | January | NEM | Non-NEM Customer | Average Weekday | 110421.1875 | 0.0019534
| 2029 | January | NEM | Non-NEM Customer | Monthly System Peak Day | 110421.1875 | 0.0019534
| 2029 | January | Sublap | SCEC | Average Weekday | 57278.3867 | 0.0019534
| 2029 | January | Sublap | SCEC | Monthly System Peak Day | 57278.3867 | 0.0019534
| 2029 | January | Sublap | SCEN | Average Weekday | 14326.0215 | 0.0019534
| 2029 | January | Sublap | SCEN | Monthly System Peak Day | 14326.0215 | 0.0019534
| 2029 | January | Sublap | SCEW | Average Weekday | 63775.9297 | 0.0019534
| 2029 | January | Sublap | SCEW | Monthly System Peak Day | 63775.9297 | 0.0019534
| 2029 | January | Sublap | SCHD | Average Weekday | 3675.7559 | 0.0019534
| 2029 | January | Sublap | SCHD | Monthly System Peak Day | 3675.7559 | 0.0019534
| 2029 | January | Sublap | SCLD | Average Weekday | 134.2351 | 0.0019534
| 2029 | January | Sublap | SCLD | Monthly System Peak Day | 134.2351 | 0.0019534
| 2029 | January | Sublap | SCNW | Average Weekday | 2513.3372 | 0.0019534
| 2029 | January | Sublap | SCNW | Monthly System Peak Day | 2513.3372 | 0.0019534
| 2029 | January | Tariff | Dynamic | Average Weekday | 39268.0352 | 0.0019534
| 2029 | January | Tariff | Dynamic | Monthly System Peak Day | 39268.0352 | 0.0019534
| 2029 | January | Tariff | Flat | Average Weekday | 102435.625 | 0.0019534
| 2029 | January | Tariff | Flat | Monthly System Peak Day | 102435.625 | 0.0019534
| 2029 | January | Zone | Remainder of System | Average Weekday | 60768.4961 | 0.0019534
| 2029 | January | Zone | Remainder of System | Monthly System Peak Day | 60768.4961 | 0.0019534
| 2029 | January | Zone | South Orange County | Average Weekday | 29605.9707 | 0.0019534
| 2029 | January | Zone | South Orange County | Monthly System Peak Day | 29605.9707 | 0.0019534
| 2029 | January | Zone | South of Lugo | Average Weekday | 51329.2031 | 0.0019534
| 2029 | January | Zone | South of Lugo | Monthly System Peak Day | 51329.2031 | 0.0019534
| 2029 | July | All | All Customers | Average Weekday | 144693.6719 | 0.0019534
| 2029 | July | All | All Customers | Monthly System Peak Day | 144693.6719 | 0.0019534
| 2029 | July | LCA | Big Creek/Ventura | Average Weekday | 17200.5078 | 0.0019534
| 2029 | July | LCA | Big Creek/Ventura | Monthly System Peak Day | 17200.5078 | 0.0019534
| 2029 | July | LCA | LA Basin | Average Weekday | 123602.7734 | 0.0019534
| 2029 | July | LCA | LA Basin | Monthly System Peak Day | 123602.7734 | 0.0019534
| 2029 | July | LCA | Outside | Average Weekday | 3890.3828 | 0.0019534
| 2029 | July | LCA | Outside | Monthly System Peak Day | 3890.3828 | 0.0019534
| 2029 | July | Low Income | CARE | Average Weekday | 20895.4961 | 0.0019534
| 2029 | July | Low Income | CARE | Monthly System Peak Day | 20895.4961 | 0.0019534
| 2029 | July | Low Income | Non-CARE | Average Weekday | 123798.1641 | 0.0019534
| 2029 | July | Low Income | Non-CARE | Monthly System Peak Day | 123798.1641 | 0.0019534
| 2029 | July | NEM | NEM Customer | Average Weekday | 31942.5527 | 0.0019534
| 2029 | July | NEM | NEM Customer | Monthly System Peak Day | 31942.5527 | 0.0019534
| 2029 | July | NEM | Non-NEM Customer | Average Weekday | 112751.1094 | 0.0019534
| 2029 | July | NEM | Non-NEM Customer | Monthly System Peak Day | 112751.1094 | 0.0019534
| 2029 | July | Sublap | SCEC | Average Weekday | 58486.9805 | 0.0019534
| 2029 | July | Sublap | SCEC | Monthly System Peak Day | 58486.9805 | 0.0019534
| 2029 | July | Sublap | SCEN | Average Weekday | 14628.3066 | 0.0019534
| 2029 | July | Sublap | SCEN | Monthly System Peak Day | 14628.3066 | 0.0019534
| 2029 | July | Sublap | SCEW | Average Weekday | 65121.625 | 0.0019534
| 2029 | July | Sublap | SCEW | Monthly System Peak Day | 65121.625 | 0.0019534
| 2029 | July | Sublap | SCHD | Average Weekday | 3753.3157 | 0.0019534
| 2029 | July | Sublap | SCHD | Monthly System Peak Day | 3753.3157 | 0.0019534
| 2029 | July | Sublap | SCLD | Average Weekday | 137.0675 | 0.0019534
| 2029 | July | Sublap | SCLD | Monthly System Peak Day | 137.0675 | 0.0019534
| 2029 | July | Sublap | SCNW | Average Weekday | 2566.3694 | 0.0019534
| 2029 | July | Sublap | SCNW | Monthly System Peak Day | 2566.3694 | 0.0019534
| 2029 | July | Tariff | Dynamic | Average Weekday | 40096.6055 | 0.0019534
| 2029 | July | Tariff | Dynamic | Monthly System Peak Day | 40096.6055 | 0.0019534
| 2029 | July | Tariff | Flat | Average Weekday | 104597.0547 | 0.0019534
| 2029 | July | Tariff | Flat | Monthly System Peak Day | 104597.0547 | 0.0019534
| 2029 | July | Zone | Remainder of System | Average Weekday | 62050.7344 | 0.0019534
| 2029 | July | Zone | Remainder of System | Monthly System Peak Day | 62050.7344 | 0.0019534
| 2029 | July | Zone | South Orange County | Average Weekday | 30230.666 | 0.0019534
| 2029 | July | Zone | South Orange County | Monthly System Peak Day | 30230.666 | 0.0019534
| 2029 | July | Zone | South of Lugo | Average Weekday | 52412.2656 | 0.0019534
| 2029 | July | Zone | South of Lugo | Monthly System Peak Day | 52412.2656 | 0.0019534
| 2029 | June | All | All Customers | Average Weekday | 144195.3281 | 0.0019534
| 2029 | June | All | All Customers | Monthly System Peak Day | 144195.3281 | 0.0019534
| 2029 | June | LCA | Big Creek/Ventura | Average Weekday | 17141.2695 | 0.0019534
| 2029 | June | LCA | Big Creek/Ventura | Monthly System Peak Day | 17141.2695 | 0.0019534
| 2029 | June | LCA | LA Basin | Average Weekday | 123177.0781 | 0.0019534
| 2029 | June | LCA | LA Basin | Monthly System Peak Day | 123177.0781 | 0.0019534
| 2029 | June | LCA | Outside | Average Weekday | 3876.9841 | 0.0019534
| 2029 | June | LCA | Outside | Monthly System Peak Day | 3876.9841 | 0.0019534
| 2029 | June | Low Income | CARE | Average Weekday | 20823.5312 | 0.0019534
| 2029 | June | Low Income | CARE | Monthly System Peak Day | 20823.5312 | 0.0019534
| 2029 | June | Low Income | Non-CARE | Average Weekday | 123371.7969 | 0.0019534
| 2029 | June | Low Income | Non-CARE | Monthly System Peak Day | 123371.7969 | 0.0019534
| 2029 | June | NEM | NEM Customer | Average Weekday | 31832.541 | 0.0019534
| 2029 | June | NEM | NEM Customer | Monthly System Peak Day | 31832.541 | 0.0019534
| 2029 | June | NEM | Non-NEM Customer | Average Weekday | 112362.7891 | 0.0019534
| 2029 | June | NEM | Non-NEM Customer | Monthly System Peak Day | 112362.7891 | 0.0019534
| 2029 | June | Sublap | SCEC | Average Weekday | 58285.5469 | 0.0019534
| 2029 | June | Sublap | SCEC | Monthly System Peak Day | 58285.5469 | 0.0019534
| 2029 | June | Sublap | SCEN | Average Weekday | 14577.9258 | 0.0019534
| 2029 | June | Sublap | SCEN | Monthly System Peak Day | 14577.9258 | 0.0019534
| 2029 | June | Sublap | SCEW | Average Weekday | 64897.3438 | 0.0019534
| 2029 | June | Sublap | SCEW | Monthly System Peak Day | 64897.3438 | 0.0019534
| 2029 | June | Sublap | SCHD | Average Weekday | 3740.3889 | 0.0019534
| 2029 | June | Sublap | SCHD | Monthly System Peak Day | 3740.3889 | 0.0019534
| 2029 | June | Sublap | SCLD | Average Weekday | 136.5954 | 0.0019534
| 2029 | June | Sublap | SCLD | Monthly System Peak Day | 136.5954 | 0.0019534
| 2029 | June | Sublap | SCNW | Average Weekday | 2557.5308 | 0.0019534
| 2029 | June | Sublap | SCNW | Monthly System Peak Day | 2557.5308 | 0.0019534
| 2029 | June | Tariff | Dynamic | Average Weekday | 39958.5117 | 0.0019534
| 2029 | June | Tariff | Dynamic | Monthly System Peak Day | 39958.5117 | 0.0019534
| 2029 | June | Tariff | Flat | Average Weekday | 104236.8203 | 0.0019534
| 2029 | June | Tariff | Flat | Monthly System Peak Day | 104236.8203 | 0.0019534
| 2029 | June | Zone | Remainder of System | Average Weekday | 61837.0273 | 0.0019534
| 2029 | June | Zone | Remainder of System | Monthly System Peak Day | 61837.0273 | 0.0019534
| 2029 | June | Zone | South Orange County | Average Weekday | 30126.5508 | 0.0019534
| 2029 | June | Zone | South Orange County | Monthly System Peak Day | 30126.5508 | 0.0019534
| 2029 | June | Zone | South of Lugo | Average Weekday | 52231.7539 | 0.0019534
| 2029 | June | Zone | South of Lugo | Monthly System Peak Day | 52231.7539 | 0.0019534
| 2029 | March | All | All Customers | Average Weekday | 142700.3281 | 0.0019534
| 2029 | March | All | All Customers | Monthly System Peak Day | 142700.3281 | 0.0019534
| 2029 | March | LCA | Big Creek/Ventura | Average Weekday | 16963.5508 | 0.0019534
| 2029 | March | LCA | Big Creek/Ventura | Monthly System Peak Day | 16963.5508 | 0.0019534
| 2029 | March | LCA | LA Basin | Average Weekday | 121899.9922 | 0.0019534
| 2029 | March | LCA | LA Basin | Monthly System Peak Day | 121899.9922 | 0.0019534
| 2029 | March | LCA | Outside | Average Weekday | 3836.7881 | 0.0019534
| 2029 | March | LCA | Outside | Monthly System Peak Day | 3836.7881 | 0.0019534
| 2029 | March | Low Income | CARE | Average Weekday | 20607.6348 | 0.0019534
| 2029 | March | Low Income | CARE | Monthly System Peak Day | 20607.6348 | 0.0019534
| 2029 | March | Low Income | Non-CARE | Average Weekday | 122092.6953 | 0.0019534
| 2029 | March | Low Income | Non-CARE | Monthly System Peak Day | 122092.6953 | 0.0019534
| 2029 | March | NEM | NEM Customer | Average Weekday | 31502.5039 | 0.0019534
| 2029 | March | NEM | NEM Customer | Monthly System Peak Day | 31502.5039 | 0.0019534
| 2029 | March | NEM | Non-NEM Customer | Average Weekday | 111197.8281 | 0.0019534
| 2029 | March | NEM | Non-NEM Customer | Monthly System Peak Day | 111197.8281 | 0.0019534
| 2029 | March | Sublap | SCEC | Average Weekday | 57681.25 | 0.0019534
| 2029 | March | Sublap | SCEC | Monthly System Peak Day | 57681.25 | 0.0019534
| 2029 | March | Sublap | SCEN | Average Weekday | 14426.7832 | 0.0019534
| 2029 | March | Sublap | SCEN | Monthly System Peak Day | 14426.7832 | 0.0019534
| 2029 | March | Sublap | SCEW | Average Weekday | 64224.4961 | 0.0019534
| 2029 | March | Sublap | SCEW | Monthly System Peak Day | 64224.4961 | 0.0019534
| 2029 | March | Sublap | SCHD | Average Weekday | 3701.6091 | 0.0019534
| 2029 | March | Sublap | SCHD | Monthly System Peak Day | 3701.6091 | 0.0019534
| 2029 | March | Sublap | SCLD | Average Weekday | 135.1792 | 0.0019534
| 2029 | March | Sublap | SCLD | Monthly System Peak Day | 135.1792 | 0.0019534
| 2029 | March | Sublap | SCNW | Average Weekday | 2531.0146 | 0.0019534
| 2029 | March | Sublap | SCNW | Monthly System Peak Day | 2531.0146 | 0.0019534
| 2029 | March | Tariff | Dynamic | Average Weekday | 39544.2266 | 0.0019534
| 2029 | March | Tariff | Dynamic | Monthly System Peak Day | 39544.2266 | 0.0019534
| 2029 | March | Tariff | Flat | Average Weekday | 103156.1016 | 0.0019534
| 2029 | March | Tariff | Flat | Monthly System Peak Day | 103156.1016 | 0.0019534
| 2029 | March | Zone | Remainder of System | Average Weekday | 61195.9102 | 0.0019534
| 2029 | March | Zone | Remainder of System | Monthly System Peak Day | 61195.9102 | 0.0019534
| 2029 | March | Zone | South Orange County | Average Weekday | 29814.2012 | 0.0019534
| 2029 | March | Zone | South Orange County | Monthly System Peak Day | 29814.2012 | 0.0019534
| 2029 | March | Zone | South of Lugo | Average Weekday | 51690.2227 | 0.0019534
| 2029 | March | Zone | South of Lugo | Monthly System Peak Day | 51690.2227 | 0.0019534
| 2029 | May | All | All Customers | Average Weekday | 143697 | 0.0019534
| 2029 | May | All | All Customers | Monthly System Peak Day | 143697 | 0.0019534
| 2029 | May | LCA | Big Creek/Ventura | Average Weekday | 17082.0293 | 0.0019534
| 2029 | May | LCA | Big Creek/Ventura | Monthly System Peak Day | 17082.0293 | 0.0019534
| 2029 | May | LCA | LA Basin | Average Weekday | 122751.3828 | 0.0019534
| 2029 | May | LCA | LA Basin | Monthly System Peak Day | 122751.3828 | 0.0019534
| 2029 | May | LCA | Outside | Average Weekday | 3863.5854 | 0.0019534
| 2029 | May | LCA | Outside | Monthly System Peak Day | 3863.5854 | 0.0019534
| 2029 | May | Low Income | CARE | Average Weekday | 20751.5664 | 0.0019534
| 2029 | May | Low Income | CARE | Monthly System Peak Day | 20751.5664 | 0.0019534
| 2029 | May | Low Income | Non-CARE | Average Weekday | 122945.4297 | 0.0019534
| 2029 | May | Low Income | Non-CARE | Monthly System Peak Day | 122945.4297 | 0.0019534
| 2029 | May | NEM | NEM Customer | Average Weekday | 31722.5293 | 0.0019534
| 2029 | May | NEM | NEM Customer | Monthly System Peak Day | 31722.5293 | 0.0019534
| 2029 | May | NEM | Non-NEM Customer | Average Weekday | 111974.4688 | 0.0019534
| 2029 | May | NEM | Non-NEM Customer | Monthly System Peak Day | 111974.4688 | 0.0019534
| 2029 | May | Sublap | SCEC | Average Weekday | 58084.1172 | 0.0019534
| 2029 | May | Sublap | SCEC | Monthly System Peak Day | 58084.1172 | 0.0019534
| 2029 | May | Sublap | SCEN | Average Weekday | 14527.5449 | 0.0019534
| 2029 | May | Sublap | SCEN | Monthly System Peak Day | 14527.5449 | 0.0019534
| 2029 | May | Sublap | SCEW | Average Weekday | 64673.0625 | 0.0019534
| 2029 | May | Sublap | SCEW | Monthly System Peak Day | 64673.0625 | 0.0019534
| 2029 | May | Sublap | SCHD | Average Weekday | 3727.4624 | 0.0019534
| 2029 | May | Sublap | SCHD | Monthly System Peak Day | 3727.4624 | 0.0019534
| 2029 | May | Sublap | SCLD | Average Weekday | 136.1233 | 0.0019534
| 2029 | May | Sublap | SCLD | Monthly System Peak Day | 136.1233 | 0.0019534
| 2029 | May | Sublap | SCNW | Average Weekday | 2548.6921 | 0.0019534
| 2029 | May | Sublap | SCNW | Monthly System Peak Day | 2548.6921 | 0.0019534
| 2029 | May | Tariff | Dynamic | Average Weekday | 39820.418 | 0.0019534
| 2029 | May | Tariff | Dynamic | Monthly System Peak Day | 39820.418 | 0.0019534
| 2029 | May | Tariff | Flat | Average Weekday | 103876.5781 | 0.0019534
| 2029 | May | Tariff | Flat | Monthly System Peak Day | 103876.5781 | 0.0019534
| 2029 | May | Zone | Remainder of System | Average Weekday | 61623.3242 | 0.0019534
| 2029 | May | Zone | Remainder of System | Monthly System Peak Day | 61623.3242 | 0.0019534
| 2029 | May | Zone | South Orange County | Average Weekday | 30022.4336 | 0.0019534
| 2029 | May | Zone | South Orange County | Monthly System Peak Day | 30022.4336 | 0.0019534
| 2029 | May | Zone | South of Lugo | Average Weekday | 52051.2461 | 0.0019534
| 2029 | May | Zone | South of Lugo | Monthly System Peak Day | 52051.2461 | 0.0019534
| 2029 | November | All | All Customers | Average Weekday | 146485 | 0.0019534
| 2029 | November | All | All Customers | Monthly System Peak Day | 146485 | 0.0019534
| 2029 | November | LCA | Big Creek/Ventura | Average Weekday | 17413.4551 | 0.0019534
| 2029 | November | LCA | Big Creek/Ventura | Monthly System Peak Day | 17413.4551 | 0.0019534
| 2029 | November | LCA | LA Basin | Average Weekday | 125133 | 0.0019534
| 2029 | November | LCA | LA Basin | Monthly System Peak Day | 125133 | 0.0019534
| 2029 | November | LCA | Outside | Average Weekday | 3938.5464 | 0.0019534
| 2029 | November | LCA | Outside | Monthly System Peak Day | 3938.5464 | 0.0019534
| 2029 | November | Low Income | CARE | Average Weekday | 21154.1875 | 0.0019534
| 2029 | November | Low Income | CARE | Monthly System Peak Day | 21154.1875 | 0.0019534
| 2029 | November | Low Income | Non-CARE | Average Weekday | 125330.8125 | 0.0019534
| 2029 | November | Low Income | Non-CARE | Monthly System Peak Day | 125330.8125 | 0.0019534
| 2029 | November | NEM | NEM Customer | Average Weekday | 32338.0078 | 0.0019534
| 2029 | November | NEM | NEM Customer | Monthly System Peak Day | 32338.0078 | 0.0019534
| 2029 | November | NEM | Non-NEM Customer | Average Weekday | 114146.9922 | 0.0019534
| 2029 | November | NEM | Non-NEM Customer | Monthly System Peak Day | 114146.9922 | 0.0019534
| 2029 | November | Sublap | SCEC | Average Weekday | 59211.0586 | 0.0019534
| 2029 | November | Sublap | SCEC | Monthly System Peak Day | 59211.0586 | 0.0019534
| 2029 | November | Sublap | SCEN | Average Weekday | 14809.4072 | 0.0019534
| 2029 | November | Sublap | SCEN | Monthly System Peak Day | 14809.4072 | 0.0019534
| 2029 | November | Sublap | SCEW | Average Weekday | 65927.8438 | 0.0019534
| 2029 | November | Sublap | SCEW | Monthly System Peak Day | 65927.8438 | 0.0019534
| 2029 | November | Sublap | SCHD | Average Weekday | 3799.7822 | 0.0019534
| 2029 | November | Sublap | SCHD | Monthly System Peak Day | 3799.7822 | 0.0019534
| 2029 | November | Sublap | SCLD | Average Weekday | 138.7644 | 0.0019534
| 2029 | November | Sublap | SCLD | Monthly System Peak Day | 138.7644 | 0.0019534
| 2029 | November | Sublap | SCNW | Average Weekday | 2598.1416 | 0.0019534
| 2029 | November | Sublap | SCNW | Monthly System Peak Day | 2598.1416 | 0.0019534
| 2029 | November | Tariff | Dynamic | Average Weekday | 40593.0117 | 0.0019534
| 2029 | November | Tariff | Dynamic | Monthly System Peak Day | 40593.0117 | 0.0019534
| 2029 | November | Tariff | Flat | Average Weekday | 105891.9844 | 0.0019534
| 2029 | November | Tariff | Flat | Monthly System Peak Day | 105891.9844 | 0.0019534
| 2029 | November | Zone | Remainder of System | Average Weekday | 62818.9336 | 0.0019534
| 2029 | November | Zone | Remainder of System | Monthly System Peak Day | 62818.9336 | 0.0019534
| 2029 | November | Zone | South Orange County | Average Weekday | 30604.9277 | 0.0019534
| 2029 | November | Zone | South Orange County | Monthly System Peak Day | 30604.9277 | 0.0019534
| 2029 | November | Zone | South of Lugo | Average Weekday | 53061.1406 | 0.0019534
| 2029 | November | Zone | South of Lugo | Monthly System Peak Day | 53061.1406 | 0.0019534
| 2029 | October | All | All Customers | Average Weekday | 146054 | 0.0019534
| 2029 | October | All | All Customers | Monthly System Peak Day | 146054 | 0.0019534
| 2029 | October | LCA | Big Creek/Ventura | Average Weekday | 17362.2188 | 0.0019534
| 2029 | October | LCA | Big Creek/Ventura | Monthly System Peak Day | 17362.2188 | 0.0019534
| 2029 | October | LCA | LA Basin | Average Weekday | 124764.8203 | 0.0019534
| 2029 | October | LCA | LA Basin | Monthly System Peak Day | 124764.8203 | 0.0019534
| 2029 | October | LCA | Outside | Average Weekday | 3926.9583 | 0.0019534
| 2029 | October | LCA | Outside | Monthly System Peak Day | 3926.9583 | 0.0019534
| 2029 | October | Low Income | CARE | Average Weekday | 21091.9453 | 0.0019534
| 2029 | October | Low Income | CARE | Monthly System Peak Day | 21091.9453 | 0.0019534
| 2029 | October | Low Income | Non-CARE | Average Weekday | 124962.0547 | 0.0019534
| 2029 | October | Low Income | Non-CARE | Monthly System Peak Day | 124962.0547 | 0.0019534
| 2029 | October | NEM | NEM Customer | Average Weekday | 32242.8594 | 0.0019534
| 2029 | October | NEM | NEM Customer | Monthly System Peak Day | 32242.8594 | 0.0019534
| 2029 | October | NEM | Non-NEM Customer | Average Weekday | 113811.1406 | 0.0019534
| 2029 | October | NEM | Non-NEM Customer | Monthly System Peak Day | 113811.1406 | 0.0019534
| 2029 | October | Sublap | SCEC | Average Weekday | 59036.8438 | 0.0019534
| 2029 | October | Sublap | SCEC | Monthly System Peak Day | 59036.8438 | 0.0019534
| 2029 | October | Sublap | SCEN | Average Weekday | 14765.834 | 0.0019534
| 2029 | October | Sublap | SCEN | Monthly System Peak Day | 14765.834 | 0.0019534
| 2029 | October | Sublap | SCEW | Average Weekday | 65733.8672 | 0.0019534
| 2029 | October | Sublap | SCEW | Monthly System Peak Day | 65733.8672 | 0.0019534
| 2029 | October | Sublap | SCHD | Average Weekday | 3788.6023 | 0.0019534
| 2029 | October | Sublap | SCHD | Monthly System Peak Day | 3788.6023 | 0.0019534
| 2029 | October | Sublap | SCLD | Average Weekday | 138.3561 | 0.0019534
| 2029 | October | Sublap | SCLD | Monthly System Peak Day | 138.3561 | 0.0019534
| 2029 | October | Sublap | SCNW | Average Weekday | 2590.4971 | 0.0019534
| 2029 | October | Sublap | SCNW | Monthly System Peak Day | 2590.4971 | 0.0019534
| 2029 | October | Tariff | Dynamic | Average Weekday | 40473.5742 | 0.0019534
| 2029 | October | Tariff | Dynamic | Monthly System Peak Day | 40473.5742 | 0.0019534
| 2029 | October | Tariff | Flat | Average Weekday | 105580.4219 | 0.0019534
| 2029 | October | Tariff | Flat | Monthly System Peak Day | 105580.4219 | 0.0019534
| 2029 | October | Zone | Remainder of System | Average Weekday | 62634.1055 | 0.0019534
| 2029 | October | Zone | Remainder of System | Monthly System Peak Day | 62634.1055 | 0.0019534
| 2029 | October | Zone | South Orange County | Average Weekday | 30514.8789 | 0.0019534
| 2029 | October | Zone | South Orange County | Monthly System Peak Day | 30514.8789 | 0.0019534
| 2029 | October | Zone | South of Lugo | Average Weekday | 52905.0195 | 0.0019534
| 2029 | October | Zone | South of Lugo | Monthly System Peak Day | 52905.0195 | 0.0019534
| 2029 | September | All | All Customers | Average Weekday | 145623 | 0.0019534
| 2029 | September | All | All Customers | Monthly System Peak Day | 145623 | 0.0019534
| 2029 | September | LCA | Big Creek/Ventura | Average Weekday | 17310.9844 | 0.0019534
| 2029 | September | LCA | Big Creek/Ventura | Monthly System Peak Day | 17310.9844 | 0.0019534
| 2029 | September | LCA | LA Basin | Average Weekday | 124396.6406 | 0.0019534
| 2029 | September | LCA | LA Basin | Monthly System Peak Day | 124396.6406 | 0.0019534
| 2029 | September | LCA | Outside | Average Weekday | 3915.3699 | 0.0019534
| 2029 | September | LCA | Outside | Monthly System Peak Day | 3915.3699 | 0.0019534
| 2029 | September | Low Income | CARE | Average Weekday | 21029.7031 | 0.0019534
| 2029 | September | Low Income | CARE | Monthly System Peak Day | 21029.7031 | 0.0019534
| 2029 | September | Low Income | Non-CARE | Average Weekday | 124593.2969 | 0.0019534
| 2029 | September | Low Income | Non-CARE | Monthly System Peak Day | 124593.2969 | 0.0019534
| 2029 | September | NEM | NEM Customer | Average Weekday | 32147.7129 | 0.0019534
| 2029 | September | NEM | NEM Customer | Monthly System Peak Day | 32147.7129 | 0.0019534
| 2029 | September | NEM | Non-NEM Customer | Average Weekday | 113475.2891 | 0.0019534
| 2029 | September | NEM | Non-NEM Customer | Monthly System Peak Day | 113475.2891 | 0.0019534
| 2029 | September | Sublap | SCEC | Average Weekday | 58862.6289 | 0.0019534
| 2029 | September | Sublap | SCEC | Monthly System Peak Day | 58862.6289 | 0.0019534
| 2029 | September | Sublap | SCEN | Average Weekday | 14722.2607 | 0.0019534
| 2029 | September | Sublap | SCEN | Monthly System Peak Day | 14722.2607 | 0.0019534
| 2029 | September | Sublap | SCEW | Average Weekday | 65539.8906 | 0.0019534
| 2029 | September | Sublap | SCEW | Monthly System Peak Day | 65539.8906 | 0.0019534
| 2029 | September | Sublap | SCHD | Average Weekday | 3777.4224 | 0.0019534
| 2029 | September | Sublap | SCHD | Monthly System Peak Day | 3777.4224 | 0.0019534
| 2029 | September | Sublap | SCLD | Average Weekday | 137.9478 | 0.0019534
| 2029 | September | Sublap | SCLD | Monthly System Peak Day | 137.9478 | 0.0019534
| 2029 | September | Sublap | SCNW | Average Weekday | 2582.8528 | 0.0019534
| 2029 | September | Sublap | SCNW | Monthly System Peak Day | 2582.8528 | 0.0019534
| 2029 | September | Tariff | Dynamic | Average Weekday | 40354.1367 | 0.0019534
| 2029 | September | Tariff | Dynamic | Monthly System Peak Day | 40354.1367 | 0.0019534
| 2029 | September | Tariff | Flat | Average Weekday | 105268.8594 | 0.0019534
| 2029 | September | Tariff | Flat | Monthly System Peak Day | 105268.8594 | 0.0019534
| 2029 | September | Zone | Remainder of System | Average Weekday | 62449.2734 | 0.0019534
| 2029 | September | Zone | Remainder of System | Monthly System Peak Day | 62449.2734 | 0.0019534
| 2029 | September | Zone | South Orange County | Average Weekday | 30424.832 | 0.0019534
| 2029 | September | Zone | South Orange County | Monthly System Peak Day | 30424.832 | 0.0019534
| 2029 | September | Zone | South of Lugo | Average Weekday | 52748.8984 | 0.0019534
| 2029 | September | Zone | South of Lugo | Monthly System Peak Day | 52748.8984 | 0.0019534
| 2029 | Typical Event | All | All Customers | Typical Event Day | 145192 | 0.0019534
| 2029 | Typical Event | LCA | Big Creek/Ventura | Typical Event Day | 17259.748 | 0.0019534
| 2029 | Typical Event | LCA | LA Basin | Typical Event Day | 124028.4688 | 0.0019534
| 2029 | Typical Event | LCA | Outside | Typical Event Day | 3903.7815 | 0.0019534
| 2029 | Typical Event | Low Income | CARE | Typical Event Day | 20967.4629 | 0.0019534
| 2029 | Typical Event | Low Income | Non-CARE | Typical Event Day | 124224.5391 | 0.0019534
| 2029 | Typical Event | NEM | NEM Customer | Typical Event Day | 32052.5645 | 0.0019534
| 2029 | Typical Event | NEM | Non-NEM Customer | Typical Event Day | 113139.4297 | 0.0019534
| 2029 | Typical Event | Sublap | SCEC | Typical Event Day | 58688.4141 | 0.0019534
| 2029 | Typical Event | Sublap | SCEN | Typical Event Day | 14678.6865 | 0.0019534
| 2029 | Typical Event | Sublap | SCEW | Typical Event Day | 65345.9102 | 0.0019534
| 2029 | Typical Event | Sublap | SCHD | Typical Event Day | 3766.2422 | 0.0019534
| 2029 | Typical Event | Sublap | SCLD | Typical Event Day | 137.5395 | 0.0019534
| 2029 | Typical Event | Sublap | SCNW | Typical Event Day | 2575.2083 | 0.0019534
| 2029 | Typical Event | Tariff | Dynamic | Typical Event Day | 40234.7031 | 0.0019534
| 2029 | Typical Event | Tariff | Flat | Typical Event Day | 104957.2969 | 0.0019534
| 2029 | Typical Event | Zone | Remainder of System | Typical Event Day | 62264.4414 | 0.0019534
| 2029 | Typical Event | Zone | South Orange County | Typical Event Day | 30334.7832 | 0.0019534
| 2029 | Typical Event | Zone | South of Lugo | Typical Event Day | 52592.7773 | 0.0019534
| 2030 | April | All | All Customers | Average Weekday | 148640 | 0.0009765
| 2030 | April | All | All Customers | Monthly System Peak Day | 148640 | 0.0009765
| 2030 | April | LCA | Big Creek/Ventura | Average Weekday | 17669.6309 | 0.0009765
| 2030 | April | LCA | Big Creek/Ventura | Monthly System Peak Day | 17669.6309 | 0.0009765
| 2030 | April | LCA | LA Basin | Average Weekday | 126973.8828 | 0.0009765
| 2030 | April | LCA | LA Basin | Monthly System Peak Day | 126973.8828 | 0.0009765
| 2030 | April | LCA | Outside | Average Weekday | 3996.488 | 0.0009765
| 2030 | April | LCA | Outside | Monthly System Peak Day | 3996.488 | 0.0009765
| 2030 | April | Low Income | CARE | Average Weekday | 21465.3945 | 0.0009765
| 2030 | April | Low Income | CARE | Monthly System Peak Day | 21465.3945 | 0.0009765
| 2030 | April | Low Income | Non-CARE | Average Weekday | 127174.6016 | 0.0009765
| 2030 | April | Low Income | Non-CARE | Monthly System Peak Day | 127174.6016 | 0.0009765
| 2030 | April | NEM | NEM Customer | Average Weekday | 32813.7461 | 0.0009765
| 2030 | April | NEM | NEM Customer | Monthly System Peak Day | 32813.7461 | 0.0009765
| 2030 | April | NEM | Non-NEM Customer | Average Weekday | 115826.25 | 0.0009765
| 2030 | April | NEM | Non-NEM Customer | Monthly System Peak Day | 115826.25 | 0.0009765
| 2030 | April | Sublap | SCEC | Average Weekday | 60082.1367 | 0.0009765
| 2030 | April | Sublap | SCEC | Monthly System Peak Day | 60082.1367 | 0.0009765
| 2030 | April | Sublap | SCEN | Average Weekday | 15027.2744 | 0.0009765
| 2030 | April | Sublap | SCEN | Monthly System Peak Day | 15027.2744 | 0.0009765
| 2030 | April | Sublap | SCEW | Average Weekday | 66897.7344 | 0.0009765
| 2030 | April | Sublap | SCEW | Monthly System Peak Day | 66897.7344 | 0.0009765
| 2030 | April | Sublap | SCHD | Average Weekday | 3855.6824 | 0.0009765
| 2030 | April | Sublap | SCHD | Monthly System Peak Day | 3855.6824 | 0.0009765
| 2030 | April | Sublap | SCLD | Average Weekday | 140.8058 | 0.0009765
| 2030 | April | Sublap | SCLD | Monthly System Peak Day | 140.8058 | 0.0009765
| 2030 | April | Sublap | SCNW | Average Weekday | 2636.364 | 0.0009765
| 2030 | April | Sublap | SCNW | Monthly System Peak Day | 2636.364 | 0.0009765
| 2030 | April | Tariff | Dynamic | Average Weekday | 41190.1914 | 0.0009765
| 2030 | April | Tariff | Dynamic | Monthly System Peak Day | 41190.1914 | 0.0009765
| 2030 | April | Tariff | Flat | Average Weekday | 107449.8047 | 0.0009765
| 2030 | April | Tariff | Flat | Monthly System Peak Day | 107449.8047 | 0.0009765
| 2030 | April | Zone | Remainder of System | Average Weekday | 63743.0898 | 0.0009765
| 2030 | April | Zone | Remainder of System | Monthly System Peak Day | 63743.0898 | 0.0009765
| 2030 | April | Zone | South Orange County | Average Weekday | 31055.1699 | 0.0009765
| 2030 | April | Zone | South Orange County | Monthly System Peak Day | 31055.1699 | 0.0009765
| 2030 | April | Zone | South of Lugo | Average Weekday | 53841.7422 | 0.0009765
| 2030 | April | Zone | South of Lugo | Monthly System Peak Day | 53841.7422 | 0.0009765
| 2030 | August | All | All Customers | Average Weekday | 150364 | 0.0009765
| 2030 | August | All | All Customers | Monthly System Peak Day | 150364 | 0.0009765
| 2030 | August | LCA | Big Creek/Ventura | Average Weekday | 17874.5723 | 0.0009765
| 2030 | August | LCA | Big Creek/Ventura | Monthly System Peak Day | 17874.5723 | 0.0009765
| 2030 | August | LCA | LA Basin | Average Weekday | 128446.5859 | 0.0009765
| 2030 | August | LCA | LA Basin | Monthly System Peak Day | 128446.5859 | 0.0009765
| 2030 | August | LCA | Outside | Average Weekday | 4042.8413 | 0.0009765
| 2030 | August | LCA | Outside | Monthly System Peak Day | 4042.8413 | 0.0009765
| 2030 | August | Low Income | CARE | Average Weekday | 21714.3613 | 0.0009765
| 2030 | August | Low Income | CARE | Monthly System Peak Day | 21714.3613 | 0.0009765
| 2030 | August | Low Income | Non-CARE | Average Weekday | 128649.6406 | 0.0009765
| 2030 | August | Low Income | Non-CARE | Monthly System Peak Day | 128649.6406 | 0.0009765
| 2030 | August | NEM | NEM Customer | Average Weekday | 33194.3359 | 0.0009765
| 2030 | August | NEM | NEM Customer | Monthly System Peak Day | 33194.3359 | 0.0009765
| 2030 | August | NEM | Non-NEM Customer | Average Weekday | 117169.6641 | 0.0009765
| 2030 | August | NEM | Non-NEM Customer | Monthly System Peak Day | 117169.6641 | 0.0009765
| 2030 | August | Sublap | SCEC | Average Weekday | 60779 | 0.0009765
| 2030 | August | Sublap | SCEC | Monthly System Peak Day | 60779 | 0.0009765
| 2030 | August | Sublap | SCEN | Average Weekday | 15201.5684 | 0.0009765
| 2030 | August | Sublap | SCEN | Monthly System Peak Day | 15201.5684 | 0.0009765
| 2030 | August | Sublap | SCEW | Average Weekday | 67673.6484 | 0.0009765
| 2030 | August | Sublap | SCEW | Monthly System Peak Day | 67673.6484 | 0.0009765
| 2030 | August | Sublap | SCHD | Average Weekday | 3900.4026 | 0.0009765
| 2030 | August | Sublap | SCHD | Monthly System Peak Day | 3900.4026 | 0.0009765
| 2030 | August | Sublap | SCLD | Average Weekday | 142.4389 | 0.0009765
| 2030 | August | Sublap | SCLD | Monthly System Peak Day | 142.4389 | 0.0009765
| 2030 | August | Sublap | SCNW | Average Weekday | 2666.9417 | 0.0009765
| 2030 | August | Sublap | SCNW | Monthly System Peak Day | 2666.9417 | 0.0009765
| 2030 | August | Tariff | Dynamic | Average Weekday | 41667.9336 | 0.0009765
| 2030 | August | Tariff | Dynamic | Monthly System Peak Day | 41667.9336 | 0.0009765
| 2030 | August | Tariff | Flat | Average Weekday | 108696.0625 | 0.0009765
| 2030 | August | Tariff | Flat | Monthly System Peak Day | 108696.0625 | 0.0009765
| 2030 | August | Zone | Remainder of System | Average Weekday | 64482.4141 | 0.0009765
| 2030 | August | Zone | Remainder of System | Monthly System Peak Day | 64482.4141 | 0.0009765
| 2030 | August | Zone | South Orange County | Average Weekday | 31415.3633 | 0.0009765
| 2030 | August | Zone | South Orange County | Monthly System Peak Day | 31415.3633 | 0.0009765
| 2030 | August | Zone | South of Lugo | Average Weekday | 54466.2266 | 0.0009765
| 2030 | August | Zone | South of Lugo | Monthly System Peak Day | 54466.2266 | 0.0009765
| 2030 | December | All | All Customers | Average Weekday | 151855.3281 | 0.0009765
| 2030 | December | All | All Customers | Monthly System Peak Day | 151855.3281 | 0.0009765
| 2030 | December | LCA | Big Creek/Ventura | Average Weekday | 18051.8535 | 0.0009765
| 2030 | December | LCA | Big Creek/Ventura | Monthly System Peak Day | 18051.8535 | 0.0009765
| 2030 | December | LCA | LA Basin | Average Weekday | 129720.5391 | 0.0009765
| 2030 | December | LCA | LA Basin | Monthly System Peak Day | 129720.5391 | 0.0009765
| 2030 | December | LCA | Outside | Average Weekday | 4082.9387 | 0.0009765
| 2030 | December | LCA | Outside | Monthly System Peak Day | 4082.9387 | 0.0009765
| 2030 | December | Low Income | CARE | Average Weekday | 21929.7266 | 0.0009765
| 2030 | December | Low Income | CARE | Monthly System Peak Day | 21929.7266 | 0.0009765
| 2030 | December | Low Income | Non-CARE | Average Weekday | 129925.6016 | 0.0009765
| 2030 | December | Low Income | Non-CARE | Monthly System Peak Day | 129925.6016 | 0.0009765
| 2030 | December | NEM | NEM Customer | Average Weekday | 33523.5625 | 0.0009765
| 2030 | December | NEM | NEM Customer | Monthly System Peak Day | 33523.5625 | 0.0009765
| 2030 | December | NEM | Non-NEM Customer | Average Weekday | 118331.7734 | 0.0009765
| 2030 | December | NEM | Non-NEM Customer | Monthly System Peak Day | 118331.7734 | 0.0009765
| 2030 | December | Sublap | SCEC | Average Weekday | 61381.8164 | 0.0009765
| 2030 | December | Sublap | SCEC | Monthly System Peak Day | 61381.8164 | 0.0009765
| 2030 | December | Sublap | SCEN | Average Weekday | 15352.3398 | 0.0009765
| 2030 | December | Sublap | SCEN | Monthly System Peak Day | 15352.3398 | 0.0009765
| 2030 | December | Sublap | SCEW | Average Weekday | 68344.8438 | 0.0009765
| 2030 | December | Sublap | SCEW | Monthly System Peak Day | 68344.8438 | 0.0009765
| 2030 | December | Sublap | SCHD | Average Weekday | 3939.0874 | 0.0009765
| 2030 | December | Sublap | SCHD | Monthly System Peak Day | 3939.0874 | 0.0009765
| 2030 | December | Sublap | SCLD | Average Weekday | 143.8517 | 0.0009765
| 2030 | December | Sublap | SCLD | Monthly System Peak Day | 143.8517 | 0.0009765
| 2030 | December | Sublap | SCNW | Average Weekday | 2693.3928 | 0.0009765
| 2030 | December | Sublap | SCNW | Monthly System Peak Day | 2693.3928 | 0.0009765
| 2030 | December | Tariff | Dynamic | Average Weekday | 42081.2031 | 0.0009765
| 2030 | December | Tariff | Dynamic | Monthly System Peak Day | 42081.2031 | 0.0009765
| 2030 | December | Tariff | Flat | Average Weekday | 109774.125 | 0.0009765
| 2030 | December | Tariff | Flat | Monthly System Peak Day | 109774.125 | 0.0009765
| 2030 | December | Zone | Remainder of System | Average Weekday | 65121.9609 | 0.0009765
| 2030 | December | Zone | Remainder of System | Monthly System Peak Day | 65121.9609 | 0.0009765
| 2030 | December | Zone | South Orange County | Average Weekday | 31726.9453 | 0.0009765
| 2030 | December | Zone | South Orange County | Monthly System Peak Day | 31726.9453 | 0.0009765
| 2030 | December | Zone | South of Lugo | Average Weekday | 55006.4297 | 0.0009765
| 2030 | December | Zone | South of Lugo | Monthly System Peak Day | 55006.4297 | 0.0009765
| 2030 | February | All | All Customers | Average Weekday | 147778 | 0.0009765
| 2030 | February | All | All Customers | Monthly System Peak Day | 147778 | 0.0009765
| 2030 | February | LCA | Big Creek/Ventura | Average Weekday | 17567.1602 | 0.0009765
| 2030 | February | LCA | Big Creek/Ventura | Monthly System Peak Day | 17567.1602 | 0.0009765
| 2030 | February | LCA | LA Basin | Average Weekday | 126237.5234 | 0.0009765
| 2030 | February | LCA | LA Basin | Monthly System Peak Day | 126237.5234 | 0.0009765
| 2030 | February | LCA | Outside | Average Weekday | 3973.3115 | 0.0009765
| 2030 | February | LCA | Outside | Monthly System Peak Day | 3973.3115 | 0.0009765
| 2030 | February | Low Income | CARE | Average Weekday | 21340.9121 | 0.0009765
| 2030 | February | Low Income | CARE | Monthly System Peak Day | 21340.9121 | 0.0009765
| 2030 | February | Low Income | Non-CARE | Average Weekday | 126437.0859 | 0.0009765
| 2030 | February | Low Income | Non-CARE | Monthly System Peak Day | 126437.0859 | 0.0009765
| 2030 | February | NEM | NEM Customer | Average Weekday | 32623.4492 | 0.0009765
| 2030 | February | NEM | NEM Customer | Monthly System Peak Day | 32623.4492 | 0.0009765
| 2030 | February | NEM | Non-NEM Customer | Average Weekday | 115154.5469 | 0.0009765
| 2030 | February | NEM | Non-NEM Customer | Monthly System Peak Day | 115154.5469 | 0.0009765
| 2030 | February | Sublap | SCEC | Average Weekday | 59733.707 | 0.0009765
| 2030 | February | Sublap | SCEC | Monthly System Peak Day | 59733.707 | 0.0009765
| 2030 | February | Sublap | SCEN | Average Weekday | 14940.1279 | 0.0009765
| 2030 | February | Sublap | SCEN | Monthly System Peak Day | 14940.1279 | 0.0009765
| 2030 | February | Sublap | SCEW | Average Weekday | 66509.7812 | 0.0009765
| 2030 | February | Sublap | SCEW | Monthly System Peak Day | 66509.7812 | 0.0009765
| 2030 | February | Sublap | SCHD | Average Weekday | 3833.3223 | 0.0009765
| 2030 | February | Sublap | SCHD | Monthly System Peak Day | 3833.3223 | 0.0009765
| 2030 | February | Sublap | SCLD | Average Weekday | 139.9892 | 0.0009765
| 2030 | February | Sublap | SCLD | Monthly System Peak Day | 139.9892 | 0.0009765
| 2030 | February | Sublap | SCNW | Average Weekday | 2621.075 | 0.0009765
| 2030 | February | Sublap | SCNW | Monthly System Peak Day | 2621.075 | 0.0009765
| 2030 | February | Tariff | Dynamic | Average Weekday | 40951.3164 | 0.0009765
| 2030 | February | Tariff | Dynamic | Monthly System Peak Day | 40951.3164 | 0.0009765
| 2030 | February | Tariff | Flat | Average Weekday | 106826.6797 | 0.0009765
| 2030 | February | Tariff | Flat | Monthly System Peak Day | 106826.6797 | 0.0009765
| 2030 | February | Zone | Remainder of System | Average Weekday | 63373.4258 | 0.0009765
| 2030 | February | Zone | Remainder of System | Monthly System Peak Day | 63373.4258 | 0.0009765
| 2030 | February | Zone | South Orange County | Average Weekday | 30875.0723 | 0.0009765
| 2030 | February | Zone | South Orange County | Monthly System Peak Day | 30875.0723 | 0.0009765
| 2030 | February | Zone | South of Lugo | Average Weekday | 53529.5039 | 0.0009765
| 2030 | February | Zone | South of Lugo | Monthly System Peak Day | 53529.5039 | 0.0009765
| 2030 | January | All | All Customers | Average Weekday | 147347 | 0.0009765
| 2030 | January | All | All Customers | Monthly System Peak Day | 147347 | 0.0009765
| 2030 | January | LCA | Big Creek/Ventura | Average Weekday | 17515.9238 | 0.0009765
| 2030 | January | LCA | Big Creek/Ventura | Monthly System Peak Day | 17515.9238 | 0.0009765
| 2030 | January | LCA | LA Basin | Average Weekday | 125869.3516 | 0.0009765
| 2030 | January | LCA | LA Basin | Monthly System Peak Day | 125869.3516 | 0.0009765
| 2030 | January | LCA | Outside | Average Weekday | 3961.7231 | 0.0009765
| 2030 | January | LCA | Outside | Monthly System Peak Day | 3961.7231 | 0.0009765
| 2030 | January | Low Income | CARE | Average Weekday | 21278.6699 | 0.0009765
| 2030 | January | Low Income | CARE | Monthly System Peak Day | 21278.6699 | 0.0009765
| 2030 | January | Low Income | Non-CARE | Average Weekday | 126068.3281 | 0.0009765
| 2030 | January | Low Income | Non-CARE | Monthly System Peak Day | 126068.3281 | 0.0009765
| 2030 | January | NEM | NEM Customer | Average Weekday | 32528.3027 | 0.0009765
| 2030 | January | NEM | NEM Customer | Monthly System Peak Day | 32528.3027 | 0.0009765
| 2030 | January | NEM | Non-NEM Customer | Average Weekday | 114818.6953 | 0.0009765
| 2030 | January | NEM | Non-NEM Customer | Monthly System Peak Day | 114818.6953 | 0.0009765
| 2030 | January | Sublap | SCEC | Average Weekday | 59559.4922 | 0.0009765
| 2030 | January | Sublap | SCEC | Monthly System Peak Day | 59559.4922 | 0.0009765
| 2030 | January | Sublap | SCEN | Average Weekday | 14896.5537 | 0.0009765
| 2030 | January | Sublap | SCEN | Monthly System Peak Day | 14896.5537 | 0.0009765
| 2030 | January | Sublap | SCEW | Average Weekday | 66315.7969 | 0.0009765
| 2030 | January | Sublap | SCEW | Monthly System Peak Day | 66315.7969 | 0.0009765
| 2030 | January | Sublap | SCHD | Average Weekday | 3822.1423 | 0.0009765
| 2030 | January | Sublap | SCHD | Monthly System Peak Day | 3822.1423 | 0.0009765
| 2030 | January | Sublap | SCLD | Average Weekday | 139.5809 | 0.0009765
| 2030 | January | Sublap | SCLD | Monthly System Peak Day | 139.5809 | 0.0009765
| 2030 | January | Sublap | SCNW | Average Weekday | 2613.4304 | 0.0009765
| 2030 | January | Sublap | SCNW | Monthly System Peak Day | 2613.4304 | 0.0009765
| 2030 | January | Tariff | Dynamic | Average Weekday | 40831.8828 | 0.0009765
| 2030 | January | Tariff | Dynamic | Monthly System Peak Day | 40831.8828 | 0.0009765
| 2030 | January | Tariff | Flat | Average Weekday | 106515.1172 | 0.0009765
| 2030 | January | Tariff | Flat | Monthly System Peak Day | 106515.1172 | 0.0009765
| 2030 | January | Zone | Remainder of System | Average Weekday | 63188.5977 | 0.0009765
| 2030 | January | Zone | Remainder of System | Monthly System Peak Day | 63188.5977 | 0.0009765
| 2030 | January | Zone | South Orange County | Average Weekday | 30785.0234 | 0.0009765
| 2030 | January | Zone | South Orange County | Monthly System Peak Day | 30785.0234 | 0.0009765
| 2030 | January | Zone | South of Lugo | Average Weekday | 53373.3828 | 0.0009765
| 2030 | January | Zone | South of Lugo | Monthly System Peak Day | 53373.3828 | 0.0009765
| 2030 | July | All | All Customers | Average Weekday | 149933 | 0.0009765
| 2030 | July | All | All Customers | Monthly System Peak Day | 149933 | 0.0009765
| 2030 | July | LCA | Big Creek/Ventura | Average Weekday | 17823.3359 | 0.0009765
| 2030 | July | LCA | Big Creek/Ventura | Monthly System Peak Day | 17823.3359 | 0.0009765
| 2030 | July | LCA | LA Basin | Average Weekday | 128078.4062 | 0.0009765
| 2030 | July | LCA | LA Basin | Monthly System Peak Day | 128078.4062 | 0.0009765
| 2030 | July | LCA | Outside | Average Weekday | 4031.2529 | 0.0009765
| 2030 | July | LCA | Outside | Monthly System Peak Day | 4031.2529 | 0.0009765
| 2030 | July | Low Income | CARE | Average Weekday | 21652.1191 | 0.0009765
| 2030 | July | Low Income | CARE | Monthly System Peak Day | 21652.1191 | 0.0009765
| 2030 | July | Low Income | Non-CARE | Average Weekday | 128280.875 | 0.0009765
| 2030 | July | Low Income | Non-CARE | Monthly System Peak Day | 128280.875 | 0.0009765
| 2030 | July | NEM | NEM Customer | Average Weekday | 33099.1875 | 0.0009765
| 2030 | July | NEM | NEM Customer | Monthly System Peak Day | 33099.1875 | 0.0009765
| 2030 | July | NEM | Non-NEM Customer | Average Weekday | 116833.8125 | 0.0009765
| 2030 | July | NEM | Non-NEM Customer | Monthly System Peak Day | 116833.8125 | 0.0009765
| 2030 | July | Sublap | SCEC | Average Weekday | 60604.7852 | 0.0009765
| 2030 | July | Sublap | SCEC | Monthly System Peak Day | 60604.7852 | 0.0009765
| 2030 | July | Sublap | SCEN | Average Weekday | 15157.9951 | 0.0009765
| 2030 | July | Sublap | SCEN | Monthly System Peak Day | 15157.9951 | 0.0009765
| 2030 | July | Sublap | SCEW | Average Weekday | 67479.6719 | 0.0009765
| 2030 | July | Sublap | SCEW | Monthly System Peak Day | 67479.6719 | 0.0009765
| 2030 | July | Sublap | SCHD | Average Weekday | 3889.2224 | 0.0009765
| 2030 | July | Sublap | SCHD | Monthly System Peak Day | 3889.2224 | 0.0009765
| 2030 | July | Sublap | SCLD | Average Weekday | 142.0307 | 0.0009765
| 2030 | July | Sublap | SCLD | Monthly System Peak Day | 142.0307 | 0.0009765
| 2030 | July | Sublap | SCNW | Average Weekday | 2659.2974 | 0.0009765
| 2030 | July | Sublap | SCNW | Monthly System Peak Day | 2659.2974 | 0.0009765
| 2030 | July | Tariff | Dynamic | Average Weekday | 41548.5 | 0.0009765
| 2030 | July | Tariff | Dynamic | Monthly System Peak Day | 41548.5 | 0.0009765
| 2030 | July | Tariff | Flat | Average Weekday | 108384.5 | 0.0009765
| 2030 | July | Tariff | Flat | Monthly System Peak Day | 108384.5 | 0.0009765
| 2030 | July | Zone | Remainder of System | Average Weekday | 64297.582 | 0.0009765
| 2030 | July | Zone | Remainder of System | Monthly System Peak Day | 64297.582 | 0.0009765
| 2030 | July | Zone | South Orange County | Average Weekday | 31325.3145 | 0.0009765
| 2030 | July | Zone | South Orange County | Monthly System Peak Day | 31325.3145 | 0.0009765
| 2030 | July | Zone | South of Lugo | Average Weekday | 54310.1055 | 0.0009765
| 2030 | July | Zone | South of Lugo | Monthly System Peak Day | 54310.1055 | 0.0009765
| 2030 | June | All | All Customers | Average Weekday | 149502 | 0.0009765
| 2030 | June | All | All Customers | Monthly System Peak Day | 149502 | 0.0009765
| 2030 | June | LCA | Big Creek/Ventura | Average Weekday | 17772.1016 | 0.0009765
| 2030 | June | LCA | Big Creek/Ventura | Monthly System Peak Day | 17772.1016 | 0.0009765
| 2030 | June | LCA | LA Basin | Average Weekday | 127710.2344 | 0.0009765
| 2030 | June | LCA | LA Basin | Monthly System Peak Day | 127710.2344 | 0.0009765
| 2030 | June | LCA | Outside | Average Weekday | 4019.6646 | 0.0009765
| 2030 | June | LCA | Outside | Monthly System Peak Day | 4019.6646 | 0.0009765
| 2030 | June | Low Income | CARE | Average Weekday | 21589.877 | 0.0009765
| 2030 | June | Low Income | CARE | Monthly System Peak Day | 21589.877 | 0.0009765
| 2030 | June | Low Income | Non-CARE | Average Weekday | 127912.1172 | 0.0009765
| 2030 | June | Low Income | Non-CARE | Monthly System Peak Day | 127912.1172 | 0.0009765
| 2030 | June | NEM | NEM Customer | Average Weekday | 33004.0391 | 0.0009765
| 2030 | June | NEM | NEM Customer | Monthly System Peak Day | 33004.0391 | 0.0009765
| 2030 | June | NEM | Non-NEM Customer | Average Weekday | 116497.9609 | 0.0009765
| 2030 | June | NEM | Non-NEM Customer | Monthly System Peak Day | 116497.9609 | 0.0009765
| 2030 | June | Sublap | SCEC | Average Weekday | 60430.5703 | 0.0009765
| 2030 | June | Sublap | SCEC | Monthly System Peak Day | 60430.5703 | 0.0009765
| 2030 | June | Sublap | SCEN | Average Weekday | 15114.4209 | 0.0009765
| 2030 | June | Sublap | SCEN | Monthly System Peak Day | 15114.4209 | 0.0009765
| 2030 | June | Sublap | SCEW | Average Weekday | 67285.6953 | 0.0009765
| 2030 | June | Sublap | SCEW | Monthly System Peak Day | 67285.6953 | 0.0009765
| 2030 | June | Sublap | SCHD | Average Weekday | 3878.0425 | 0.0009765
| 2030 | June | Sublap | SCHD | Monthly System Peak Day | 3878.0425 | 0.0009765
| 2030 | June | Sublap | SCLD | Average Weekday | 141.6224 | 0.0009765
| 2030 | June | Sublap | SCLD | Monthly System Peak Day | 141.6224 | 0.0009765
| 2030 | June | Sublap | SCNW | Average Weekday | 2651.6528 | 0.0009765
| 2030 | June | Sublap | SCNW | Monthly System Peak Day | 2651.6528 | 0.0009765
| 2030 | June | Tariff | Dynamic | Average Weekday | 41429.0625 | 0.0009765
| 2030 | June | Tariff | Dynamic | Monthly System Peak Day | 41429.0625 | 0.0009765
| 2030 | June | Tariff | Flat | Average Weekday | 108072.9297 | 0.0009765
| 2030 | June | Tariff | Flat | Monthly System Peak Day | 108072.9297 | 0.0009765
| 2030 | June | Zone | Remainder of System | Average Weekday | 64112.75 | 0.0009765
| 2030 | June | Zone | Remainder of System | Monthly System Peak Day | 64112.75 | 0.0009765
| 2030 | June | Zone | South Orange County | Average Weekday | 31235.2656 | 0.0009765
| 2030 | June | Zone | South Orange County | Monthly System Peak Day | 31235.2656 | 0.0009765
| 2030 | June | Zone | South of Lugo | Average Weekday | 54153.9844 | 0.0009765
| 2030 | June | Zone | South of Lugo | Monthly System Peak Day | 54153.9844 | 0.0009765
| 2030 | March | All | All Customers | Average Weekday | 148209 | 0.0009765
| 2030 | March | All | All Customers | Monthly System Peak Day | 148209 | 0.0009765
| 2030 | March | LCA | Big Creek/Ventura | Average Weekday | 17618.3945 | 0.0009765
| 2030 | March | LCA | Big Creek/Ventura | Monthly System Peak Day | 17618.3945 | 0.0009765
| 2030 | March | LCA | LA Basin | Average Weekday | 126605.7031 | 0.0009765
| 2030 | March | LCA | LA Basin | Monthly System Peak Day | 126605.7031 | 0.0009765
| 2030 | March | LCA | Outside | Average Weekday | 3984.8997 | 0.0009765
| 2030 | March | LCA | Outside | Monthly System Peak Day | 3984.8997 | 0.0009765
| 2030 | March | Low Income | CARE | Average Weekday | 21403.1523 | 0.0009765
| 2030 | March | Low Income | CARE | Monthly System Peak Day | 21403.1523 | 0.0009765
| 2030 | March | Low Income | Non-CARE | Average Weekday | 126805.8438 | 0.0009765
| 2030 | March | Low Income | Non-CARE | Monthly System Peak Day | 126805.8438 | 0.0009765
| 2030 | March | NEM | NEM Customer | Average Weekday | 32718.5977 | 0.0009765
| 2030 | March | NEM | NEM Customer | Monthly System Peak Day | 32718.5977 | 0.0009765
| 2030 | March | NEM | Non-NEM Customer | Average Weekday | 115490.3984 | 0.0009765
| 2030 | March | NEM | Non-NEM Customer | Monthly System Peak Day | 115490.3984 | 0.0009765
| 2030 | March | Sublap | SCEC | Average Weekday | 59907.9219 | 0.0009765
| 2030 | March | Sublap | SCEC | Monthly System Peak Day | 59907.9219 | 0.0009765
| 2030 | March | Sublap | SCEN | Average Weekday | 14983.7012 | 0.0009765
| 2030 | March | Sublap | SCEN | Monthly System Peak Day | 14983.7012 | 0.0009765
| 2030 | March | Sublap | SCEW | Average Weekday | 66703.7578 | 0.0009765
| 2030 | March | Sublap | SCEW | Monthly System Peak Day | 66703.7578 | 0.0009765
| 2030 | March | Sublap | SCHD | Average Weekday | 3844.5024 | 0.0009765
| 2030 | March | Sublap | SCHD | Monthly System Peak Day | 3844.5024 | 0.0009765
| 2030 | March | Sublap | SCLD | Average Weekday | 140.3975 | 0.0009765
| 2030 | March | Sublap | SCLD | Monthly System Peak Day | 140.3975 | 0.0009765
| 2030 | March | Sublap | SCNW | Average Weekday | 2628.7195 | 0.0009765
| 2030 | March | Sublap | SCNW | Monthly System Peak Day | 2628.7195 | 0.0009765
| 2030 | March | Tariff | Dynamic | Average Weekday | 41070.7539 | 0.0009765
| 2030 | March | Tariff | Dynamic | Monthly System Peak Day | 41070.7539 | 0.0009765
| 2030 | March | Tariff | Flat | Average Weekday | 107138.2422 | 0.0009765
| 2030 | March | Tariff | Flat | Monthly System Peak Day | 107138.2422 | 0.0009765
| 2030 | March | Zone | Remainder of System | Average Weekday | 63558.2578 | 0.0009765
| 2030 | March | Zone | Remainder of System | Monthly System Peak Day | 63558.2578 | 0.0009765
| 2030 | March | Zone | South Orange County | Average Weekday | 30965.1211 | 0.0009765
| 2030 | March | Zone | South Orange County | Monthly System Peak Day | 30965.1211 | 0.0009765
| 2030 | March | Zone | South of Lugo | Average Weekday | 53685.6211 | 0.0009765
| 2030 | March | Zone | South of Lugo | Monthly System Peak Day | 53685.6211 | 0.0009765
| 2030 | May | All | All Customers | Average Weekday | 149071 | 0.0009765
| 2030 | May | All | All Customers | Monthly System Peak Day | 149071 | 0.0009765
| 2030 | May | LCA | Big Creek/Ventura | Average Weekday | 17720.8652 | 0.0009765
| 2030 | May | LCA | Big Creek/Ventura | Monthly System Peak Day | 17720.8652 | 0.0009765
| 2030 | May | LCA | LA Basin | Average Weekday | 127342.0547 | 0.0009765
| 2030 | May | LCA | LA Basin | Monthly System Peak Day | 127342.0547 | 0.0009765
| 2030 | May | LCA | Outside | Average Weekday | 4008.0764 | 0.0009765
| 2030 | May | LCA | Outside | Monthly System Peak Day | 4008.0764 | 0.0009765
| 2030 | May | Low Income | CARE | Average Weekday | 21527.6367 | 0.0009765
| 2030 | May | Low Income | CARE | Monthly System Peak Day | 21527.6367 | 0.0009765
| 2030 | May | Low Income | Non-CARE | Average Weekday | 127543.3594 | 0.0009765
| 2030 | May | Low Income | Non-CARE | Monthly System Peak Day | 127543.3594 | 0.0009765
| 2030 | May | NEM | NEM Customer | Average Weekday | 32908.8906 | 0.0009765
| 2030 | May | NEM | NEM Customer | Monthly System Peak Day | 32908.8906 | 0.0009765
| 2030 | May | NEM | Non-NEM Customer | Average Weekday | 116162.1094 | 0.0009765
| 2030 | May | NEM | Non-NEM Customer | Monthly System Peak Day | 116162.1094 | 0.0009765
| 2030 | May | Sublap | SCEC | Average Weekday | 60256.3516 | 0.0009765
| 2030 | May | Sublap | SCEC | Monthly System Peak Day | 60256.3516 | 0.0009765
| 2030 | May | Sublap | SCEN | Average Weekday | 15070.8477 | 0.0009765
| 2030 | May | Sublap | SCEN | Monthly System Peak Day | 15070.8477 | 0.0009765
| 2030 | May | Sublap | SCEW | Average Weekday | 67091.7109 | 0.0009765
| 2030 | May | Sublap | SCEW | Monthly System Peak Day | 67091.7109 | 0.0009765
| 2030 | May | Sublap | SCHD | Average Weekday | 3866.8625 | 0.0009765
| 2030 | May | Sublap | SCHD | Monthly System Peak Day | 3866.8625 | 0.0009765
| 2030 | May | Sublap | SCLD | Average Weekday | 141.2141 | 0.0009765
| 2030 | May | Sublap | SCLD | Monthly System Peak Day | 141.2141 | 0.0009765
| 2030 | May | Sublap | SCNW | Average Weekday | 2644.0083 | 0.0009765
| 2030 | May | Sublap | SCNW | Monthly System Peak Day | 2644.0083 | 0.0009765
| 2030 | May | Tariff | Dynamic | Average Weekday | 41309.625 | 0.0009765
| 2030 | May | Tariff | Dynamic | Monthly System Peak Day | 41309.625 | 0.0009765
| 2030 | May | Tariff | Flat | Average Weekday | 107761.3672 | 0.0009765
| 2030 | May | Tariff | Flat | Monthly System Peak Day | 107761.3672 | 0.0009765
| 2030 | May | Zone | Remainder of System | Average Weekday | 63927.9219 | 0.0009765
| 2030 | May | Zone | Remainder of System | Monthly System Peak Day | 63927.9219 | 0.0009765
| 2030 | May | Zone | South Orange County | Average Weekday | 31145.2168 | 0.0009765
| 2030 | May | Zone | South Orange County | Monthly System Peak Day | 31145.2168 | 0.0009765
| 2030 | May | Zone | South of Lugo | Average Weekday | 53997.8633 | 0.0009765
| 2030 | May | Zone | South of Lugo | Monthly System Peak Day | 53997.8633 | 0.0009765
| 2030 | November | All | All Customers | Average Weekday | 151482.5 | 0.0009765
| 2030 | November | All | All Customers | Monthly System Peak Day | 151482.5 | 0.0009765
| 2030 | November | LCA | Big Creek/Ventura | Average Weekday | 18007.5332 | 0.0009765
| 2030 | November | LCA | Big Creek/Ventura | Monthly System Peak Day | 18007.5332 | 0.0009765
| 2030 | November | LCA | LA Basin | Average Weekday | 129402.0469 | 0.0009765
| 2030 | November | LCA | LA Basin | Monthly System Peak Day | 129402.0469 | 0.0009765
| 2030 | November | LCA | Outside | Average Weekday | 4072.9146 | 0.0009765
| 2030 | November | LCA | Outside | Monthly System Peak Day | 4072.9146 | 0.0009765
| 2030 | November | Low Income | CARE | Average Weekday | 21875.8848 | 0.0009765
| 2030 | November | Low Income | CARE | Monthly System Peak Day | 21875.8848 | 0.0009765
| 2030 | November | Low Income | Non-CARE | Average Weekday | 129606.6094 | 0.0009765
| 2030 | November | Low Income | Non-CARE | Monthly System Peak Day | 129606.6094 | 0.0009765
| 2030 | November | NEM | NEM Customer | Average Weekday | 33441.2539 | 0.0009765
| 2030 | November | NEM | NEM Customer | Monthly System Peak Day | 33441.2539 | 0.0009765
| 2030 | November | NEM | Non-NEM Customer | Average Weekday | 118041.2422 | 0.0009765
| 2030 | November | NEM | Non-NEM Customer | Monthly System Peak Day | 118041.2422 | 0.0009765
| 2030 | November | Sublap | SCEC | Average Weekday | 61231.1133 | 0.0009765
| 2030 | November | Sublap | SCEC | Monthly System Peak Day | 61231.1133 | 0.0009765
| 2030 | November | Sublap | SCEN | Average Weekday | 15314.6465 | 0.0009765
| 2030 | November | Sublap | SCEN | Monthly System Peak Day | 15314.6465 | 0.0009765
| 2030 | November | Sublap | SCEW | Average Weekday | 68177.0469 | 0.0009765
| 2030 | November | Sublap | SCEW | Monthly System Peak Day | 68177.0469 | 0.0009765
| 2030 | November | Sublap | SCHD | Average Weekday | 3929.416 | 0.0009765
| 2030 | November | Sublap | SCHD | Monthly System Peak Day | 3929.416 | 0.0009765
| 2030 | November | Sublap | SCLD | Average Weekday | 143.4985 | 0.0009765
| 2030 | November | Sublap | SCLD | Monthly System Peak Day | 143.4985 | 0.0009765
| 2030 | November | Sublap | SCNW | Average Weekday | 2686.78 | 0.0009765
| 2030 | November | Sublap | SCNW | Monthly System Peak Day | 2686.78 | 0.0009765
| 2030 | November | Tariff | Dynamic | Average Weekday | 41977.8867 | 0.0009765
| 2030 | November | Tariff | Dynamic | Monthly System Peak Day | 41977.8867 | 0.0009765
| 2030 | November | Tariff | Flat | Average Weekday | 109504.6094 | 0.0009765
| 2030 | November | Tariff | Flat | Monthly System Peak Day | 109504.6094 | 0.0009765
| 2030 | November | Zone | Remainder of System | Average Weekday | 64962.0742 | 0.0009765
| 2030 | November | Zone | Remainder of System | Monthly System Peak Day | 64962.0742 | 0.0009765
| 2030 | November | Zone | South Orange County | Average Weekday | 31649.0488 | 0.0009765
| 2030 | November | Zone | South Orange County | Monthly System Peak Day | 31649.0488 | 0.0009765
| 2030 | November | Zone | South of Lugo | Average Weekday | 54871.3789 | 0.0009765
| 2030 | November | Zone | South of Lugo | Monthly System Peak Day | 54871.3789 | 0.0009765
| 2030 | October | All | All Customers | Average Weekday | 151109.6719 | 0.0009765
| 2030 | October | All | All Customers | Monthly System Peak Day | 151109.6719 | 0.0009765
| 2030 | October | LCA | Big Creek/Ventura | Average Weekday | 17963.2129 | 0.0009765
| 2030 | October | LCA | Big Creek/Ventura | Monthly System Peak Day | 17963.2129 | 0.0009765
| 2030 | October | LCA | LA Basin | Average Weekday | 129083.5625 | 0.0009765
| 2030 | October | LCA | LA Basin | Monthly System Peak Day | 129083.5625 | 0.0009765
| 2030 | October | LCA | Outside | Average Weekday | 4062.8901 | 0.0009765
| 2030 | October | LCA | Outside | Monthly System Peak Day | 4062.8901 | 0.0009765
| 2030 | October | Low Income | CARE | Average Weekday | 21822.0449 | 0.0009765
| 2030 | October | Low Income | CARE | Monthly System Peak Day | 21822.0449 | 0.0009765
| 2030 | October | Low Income | Non-CARE | Average Weekday | 129287.6172 | 0.0009765
| 2030 | October | Low Income | Non-CARE | Monthly System Peak Day | 129287.6172 | 0.0009765
| 2030 | October | NEM | NEM Customer | Average Weekday | 33358.9492 | 0.0009765
| 2030 | October | NEM | NEM Customer | Monthly System Peak Day | 33358.9492 | 0.0009765
| 2030 | October | NEM | Non-NEM Customer | Average Weekday | 117750.7188 | 0.0009765
| 2030 | October | NEM | Non-NEM Customer | Monthly System Peak Day | 117750.7188 | 0.0009765
| 2030 | October | Sublap | SCEC | Average Weekday | 61080.4062 | 0.0009765
| 2030 | October | Sublap | SCEC | Monthly System Peak Day | 61080.4062 | 0.0009765
| 2030 | October | Sublap | SCEN | Average Weekday | 15276.9541 | 0.0009765
| 2030 | October | Sublap | SCEN | Monthly System Peak Day | 15276.9541 | 0.0009765
| 2030 | October | Sublap | SCEW | Average Weekday | 68009.25 | 0.0009765
| 2030 | October | Sublap | SCEW | Monthly System Peak Day | 68009.25 | 0.0009765
| 2030 | October | Sublap | SCHD | Average Weekday | 3919.7449 | 0.0009765
| 2030 | October | Sublap | SCHD | Monthly System Peak Day | 3919.7449 | 0.0009765
| 2030 | October | Sublap | SCLD | Average Weekday | 143.1453 | 0.0009765
| 2030 | October | Sublap | SCLD | Monthly System Peak Day | 143.1453 | 0.0009765
| 2030 | October | Sublap | SCNW | Average Weekday | 2680.1672 | 0.0009765
| 2030 | October | Sublap | SCNW | Monthly System Peak Day | 2680.1672 | 0.0009765
| 2030 | October | Tariff | Dynamic | Average Weekday | 41874.5703 | 0.0009765
| 2030 | October | Tariff | Dynamic | Monthly System Peak Day | 41874.5703 | 0.0009765
| 2030 | October | Tariff | Flat | Average Weekday | 109235.0938 | 0.0009765
| 2030 | October | Tariff | Flat | Monthly System Peak Day | 109235.0938 | 0.0009765
| 2030 | October | Zone | Remainder of System | Average Weekday | 64802.1875 | 0.0009765
| 2030 | October | Zone | Remainder of System | Monthly System Peak Day | 64802.1875 | 0.0009765
| 2030 | October | Zone | South Orange County | Average Weekday | 31571.1543 | 0.0009765
| 2030 | October | Zone | South Orange County | Monthly System Peak Day | 31571.1543 | 0.0009765
| 2030 | October | Zone | South of Lugo | Average Weekday | 54736.3281 | 0.0009765
| 2030 | October | Zone | South of Lugo | Monthly System Peak Day | 54736.3281 | 0.0009765
| 2030 | September | All | All Customers | Average Weekday | 150736.8281 | 0.0009765
| 2030 | September | All | All Customers | Monthly System Peak Day | 150736.8281 | 0.0009765
| 2030 | September | LCA | Big Creek/Ventura | Average Weekday | 17918.8926 | 0.0009765
| 2030 | September | LCA | Big Creek/Ventura | Monthly System Peak Day | 17918.8926 | 0.0009765
| 2030 | September | LCA | LA Basin | Average Weekday | 128765.0703 | 0.0009765
| 2030 | September | LCA | LA Basin | Monthly System Peak Day | 128765.0703 | 0.0009765
| 2030 | September | LCA | Outside | Average Weekday | 4052.8657 | 0.0009765
| 2030 | September | LCA | Outside | Monthly System Peak Day | 4052.8657 | 0.0009765
| 2030 | September | Low Income | CARE | Average Weekday | 21768.2031 | 0.0009765
| 2030 | September | Low Income | CARE | Monthly System Peak Day | 21768.2031 | 0.0009765
| 2030 | September | Low Income | Non-CARE | Average Weekday | 128968.625 | 0.0009765
| 2030 | September | Low Income | Non-CARE | Monthly System Peak Day | 128968.625 | 0.0009765
| 2030 | September | NEM | NEM Customer | Average Weekday | 33276.6406 | 0.0009765
| 2030 | September | NEM | NEM Customer | Monthly System Peak Day | 33276.6406 | 0.0009765
| 2030 | September | NEM | Non-NEM Customer | Average Weekday | 117460.1875 | 0.0009765
| 2030 | September | NEM | Non-NEM Customer | Monthly System Peak Day | 117460.1875 | 0.0009765
| 2030 | September | Sublap | SCEC | Average Weekday | 60929.7031 | 0.0009765
| 2030 | September | Sublap | SCEC | Monthly System Peak Day | 60929.7031 | 0.0009765
| 2030 | September | Sublap | SCEN | Average Weekday | 15239.2607 | 0.0009765
| 2030 | September | Sublap | SCEN | Monthly System Peak Day | 15239.2607 | 0.0009765
| 2030 | September | Sublap | SCEW | Average Weekday | 67841.4453 | 0.0009765
| 2030 | September | Sublap | SCEW | Monthly System Peak Day | 67841.4453 | 0.0009765
| 2030 | September | Sublap | SCHD | Average Weekday | 3910.0737 | 0.0009765
| 2030 | September | Sublap | SCHD | Monthly System Peak Day | 3910.0737 | 0.0009765
| 2030 | September | Sublap | SCLD | Average Weekday | 142.7921 | 0.0009765
| 2030 | September | Sublap | SCLD | Monthly System Peak Day | 142.7921 | 0.0009765
| 2030 | September | Sublap | SCNW | Average Weekday | 2673.5544 | 0.0009765
| 2030 | September | Sublap | SCNW | Monthly System Peak Day | 2673.5544 | 0.0009765
| 2030 | September | Tariff | Dynamic | Average Weekday | 41771.25 | 0.0009765
| 2030 | September | Tariff | Dynamic | Monthly System Peak Day | 41771.25 | 0.0009765
| 2030 | September | Tariff | Flat | Average Weekday | 108965.5781 | 0.0009765
| 2030 | September | Tariff | Flat | Monthly System Peak Day | 108965.5781 | 0.0009765
| 2030 | September | Zone | Remainder of System | Average Weekday | 64642.3008 | 0.0009765
| 2030 | September | Zone | Remainder of System | Monthly System Peak Day | 64642.3008 | 0.0009765
| 2030 | September | Zone | South Orange County | Average Weekday | 31493.2578 | 0.0009765
| 2030 | September | Zone | South Orange County | Monthly System Peak Day | 31493.2578 | 0.0009765
| 2030 | September | Zone | South of Lugo | Average Weekday | 54601.2773 | 0.0009765
| 2030 | September | Zone | South of Lugo | Monthly System Peak Day | 54601.2773 | 0.0009765
| 2030 | Typical Event | All | All Customers | Typical Event Day | 150364 | 0.0009765
| 2030 | Typical Event | LCA | Big Creek/Ventura | Typical Event Day | 17874.5723 | 0.0009765
| 2030 | Typical Event | LCA | LA Basin | Typical Event Day | 128446.5859 | 0.0009765
| 2030 | Typical Event | LCA | Outside | Typical Event Day | 4042.8413 | 0.0009765
| 2030 | Typical Event | Low Income | CARE | Typical Event Day | 21714.3613 | 0.0009765
| 2030 | Typical Event | Low Income | Non-CARE | Typical Event Day | 128649.6406 | 0.0009765
| 2030 | Typical Event | NEM | NEM Customer | Typical Event Day | 33194.3359 | 0.0009765
| 2030 | Typical Event | NEM | Non-NEM Customer | Typical Event Day | 117169.6641 | 0.0009765
| 2030 | Typical Event | Sublap | SCEC | Typical Event Day | 60779 | 0.0009765
| 2030 | Typical Event | Sublap | SCEN | Typical Event Day | 15201.5684 | 0.0009765
| 2030 | Typical Event | Sublap | SCEW | Typical Event Day | 67673.6484 | 0.0009765
| 2030 | Typical Event | Sublap | SCHD | Typical Event Day | 3900.4026 | 0.0009765
| 2030 | Typical Event | Sublap | SCLD | Typical Event Day | 142.4389 | 0.0009765
| 2030 | Typical Event | Sublap | SCNW | Typical Event Day | 2666.9417 | 0.0009765
| 2030 | Typical Event | Tariff | Dynamic | Typical Event Day | 41667.9336 | 0.0009765
| 2030 | Typical Event | Tariff | Flat | Typical Event Day | 108696.0625 | 0.0009765
| 2030 | Typical Event | Zone | Remainder of System | Typical Event Day | 64482.4141 | 0.0009765
| 2030 | Typical Event | Zone | South Orange County | Typical Event Day | 31415.3633 | 0.0009765
| 2030 | Typical Event | Zone | South of Lugo | Typical Event Day | 54466.2266 | 0.0009765
| 2031 | April | All | All Customers | Average Weekday | 153346.6719 | 0
| 2031 | April | All | All Customers | Monthly System Peak Day | 153346.6719 | 0
| 2031 | April | LCA | Big Creek/Ventura | Average Weekday | 18229.1367 | 0
| 2031 | April | LCA | Big Creek/Ventura | Monthly System Peak Day | 18229.1367 | 0
| 2031 | April | LCA | LA Basin | Average Weekday | 130994.4922 | 0
| 2031 | April | LCA | LA Basin | Monthly System Peak Day | 130994.4922 | 0
| 2031 | April | LCA | Outside | Average Weekday | 4123.0361 | 0
| 2031 | April | LCA | Outside | Monthly System Peak Day | 4123.0361 | 0
| 2031 | April | Low Income | CARE | Average Weekday | 22145.0938 | 0
| 2031 | April | Low Income | CARE | Monthly System Peak Day | 22145.0938 | 0
| 2031 | April | Low Income | Non-CARE | Average Weekday | 131201.5781 | 0
| 2031 | April | Low Income | Non-CARE | Monthly System Peak Day | 131201.5781 | 0
| 2031 | April | NEM | NEM Customer | Average Weekday | 33852.7891 | 0
| 2031 | April | NEM | NEM Customer | Monthly System Peak Day | 33852.7891 | 0
| 2031 | April | NEM | Non-NEM Customer | Average Weekday | 119493.875 | 0
| 2031 | April | NEM | Non-NEM Customer | Monthly System Peak Day | 119493.875 | 0
| 2031 | April | Sublap | SCEC | Average Weekday | 61984.6328 | 0
| 2031 | April | Sublap | SCEC | Monthly System Peak Day | 61984.6328 | 0
| 2031 | April | Sublap | SCEN | Average Weekday | 15503.1113 | 0
| 2031 | April | Sublap | SCEN | Monthly System Peak Day | 15503.1113 | 0
| 2031 | April | Sublap | SCEW | Average Weekday | 69016.0469 | 0
| 2031 | April | Sublap | SCEW | Monthly System Peak Day | 69016.0469 | 0
| 2031 | April | Sublap | SCHD | Average Weekday | 3977.7722 | 0
| 2031 | April | Sublap | SCHD | Monthly System Peak Day | 3977.7722 | 0
| 2031 | April | Sublap | SCLD | Average Weekday | 145.2644 | 0
| 2031 | April | Sublap | SCLD | Monthly System Peak Day | 145.2644 | 0
| 2031 | April | Sublap | SCNW | Average Weekday | 2719.844 | 0
| 2031 | April | Sublap | SCNW | Monthly System Peak Day | 2719.844 | 0
| 2031 | April | Tariff | Dynamic | Average Weekday | 42494.4727 | 0
| 2031 | April | Tariff | Dynamic | Monthly System Peak Day | 42494.4727 | 0
| 2031 | April | Tariff | Flat | Average Weekday | 110852.1875 | 0
| 2031 | April | Tariff | Flat | Monthly System Peak Day | 110852.1875 | 0
| 2031 | April | Zone | Remainder of System | Average Weekday | 65761.5078 | 0
| 2031 | April | Zone | Remainder of System | Monthly System Peak Day | 65761.5078 | 0
| 2031 | April | Zone | South Orange County | Average Weekday | 32038.5273 | 0
| 2031 | April | Zone | South Orange County | Monthly System Peak Day | 32038.5273 | 0
| 2031 | April | Zone | South of Lugo | Average Weekday | 55546.6367 | 0
| 2031 | April | Zone | South of Lugo | Monthly System Peak Day | 55546.6367 | 0
| 2031 | August | All | All Customers | Average Weekday | 154838 | 0
| 2031 | August | All | All Customers | Monthly System Peak Day | 154838 | 0
| 2031 | August | LCA | Big Creek/Ventura | Average Weekday | 18406.4199 | 0
| 2031 | August | LCA | Big Creek/Ventura | Monthly System Peak Day | 18406.4199 | 0
| 2031 | August | LCA | LA Basin | Average Weekday | 132268.4375 | 0
| 2031 | August | LCA | LA Basin | Monthly System Peak Day | 132268.4375 | 0
| 2031 | August | LCA | Outside | Average Weekday | 4163.1338 | 0
| 2031 | August | LCA | Outside | Monthly System Peak Day | 4163.1338 | 0
| 2031 | August | Low Income | CARE | Average Weekday | 22360.4609 | 0
| 2031 | August | Low Income | CARE | Monthly System Peak Day | 22360.4609 | 0
| 2031 | August | Low Income | Non-CARE | Average Weekday | 132477.5312 | 0
| 2031 | August | Low Income | Non-CARE | Monthly System Peak Day | 132477.5312 | 0
| 2031 | August | NEM | NEM Customer | Average Weekday | 34182.0156 | 0
| 2031 | August | NEM | NEM Customer | Monthly System Peak Day | 34182.0156 | 0
| 2031 | August | NEM | Non-NEM Customer | Average Weekday | 120655.9844 | 0
| 2031 | August | NEM | Non-NEM Customer | Monthly System Peak Day | 120655.9844 | 0
| 2031 | August | Sublap | SCEC | Average Weekday | 62587.4453 | 0
| 2031 | August | Sublap | SCEC | Monthly System Peak Day | 62587.4453 | 0
| 2031 | August | Sublap | SCEN | Average Weekday | 15653.8828 | 0
| 2031 | August | Sublap | SCEN | Monthly System Peak Day | 15653.8828 | 0
| 2031 | August | Sublap | SCEW | Average Weekday | 69687.2422 | 0
| 2031 | August | Sublap | SCEW | Monthly System Peak Day | 69687.2422 | 0
| 2031 | August | Sublap | SCHD | Average Weekday | 4016.457 | 0
| 2031 | August | Sublap | SCHD | Monthly System Peak Day | 4016.457 | 0
| 2031 | August | Sublap | SCLD | Average Weekday | 146.6771 | 0
| 2031 | August | Sublap | SCLD | Monthly System Peak Day | 146.6771 | 0
| 2031 | August | Sublap | SCNW | Average Weekday | 2746.2952 | 0
| 2031 | August | Sublap | SCNW | Monthly System Peak Day | 2746.2952 | 0
| 2031 | August | Tariff | Dynamic | Average Weekday | 42907.7422 | 0
| 2031 | August | Tariff | Dynamic | Monthly System Peak Day | 42907.7422 | 0
| 2031 | August | Tariff | Flat | Average Weekday | 111930.2578 | 0
| 2031 | August | Tariff | Flat | Monthly System Peak Day | 111930.2578 | 0
| 2031 | August | Zone | Remainder of System | Average Weekday | 66401.0547 | 0
| 2031 | August | Zone | Remainder of System | Monthly System Peak Day | 66401.0547 | 0
| 2031 | August | Zone | South Orange County | Average Weekday | 32350.1094 | 0
| 2031 | August | Zone | South Orange County | Monthly System Peak Day | 32350.1094 | 0
| 2031 | August | Zone | South of Lugo | Average Weekday | 56086.8398 | 0
| 2031 | August | Zone | South of Lugo | Monthly System Peak Day | 56086.8398 | 0
| 2031 | December | All | All Customers | Average Weekday | 156329.3281 | 0
| 2031 | December | All | All Customers | Monthly System Peak Day | 156329.3281 | 0
| 2031 | December | LCA | Big Creek/Ventura | Average Weekday | 18583.7031 | 0
| 2031 | December | LCA | Big Creek/Ventura | Monthly System Peak Day | 18583.7031 | 0
| 2031 | December | LCA | LA Basin | Average Weekday | 133542.3906 | 0
| 2031 | December | LCA | LA Basin | Monthly System Peak Day | 133542.3906 | 0
| 2031 | December | LCA | Outside | Average Weekday | 4203.2314 | 0
| 2031 | December | LCA | Outside | Monthly System Peak Day | 4203.2314 | 0
| 2031 | December | Low Income | CARE | Average Weekday | 22575.8262 | 0
| 2031 | December | Low Income | CARE | Monthly System Peak Day | 22575.8262 | 0
| 2031 | December | Low Income | Non-CARE | Average Weekday | 133753.5 | 0
| 2031 | December | Low Income | Non-CARE | Monthly System Peak Day | 133753.5 | 0
| 2031 | December | NEM | NEM Customer | Average Weekday | 34511.2422 | 0
| 2031 | December | NEM | NEM Customer | Monthly System Peak Day | 34511.2422 | 0
| 2031 | December | NEM | Non-NEM Customer | Average Weekday | 121818.0938 | 0
| 2031 | December | NEM | Non-NEM Customer | Monthly System Peak Day | 121818.0938 | 0
| 2031 | December | Sublap | SCEC | Average Weekday | 63190.2617 | 0
| 2031 | December | Sublap | SCEC | Monthly System Peak Day | 63190.2617 | 0
| 2031 | December | Sublap | SCEN | Average Weekday | 15804.6543 | 0
| 2031 | December | Sublap | SCEN | Monthly System Peak Day | 15804.6543 | 0
| 2031 | December | Sublap | SCEW | Average Weekday | 70358.4375 | 0
| 2031 | December | Sublap | SCEW | Monthly System Peak Day | 70358.4375 | 0
| 2031 | December | Sublap | SCHD | Average Weekday | 4055.1416 | 0
| 2031 | December | Sublap | SCHD | Monthly System Peak Day | 4055.1416 | 0
| 2031 | December | Sublap | SCLD | Average Weekday | 148.0899 | 0
| 2031 | December | Sublap | SCLD | Monthly System Peak Day | 148.0899 | 0
| 2031 | December | Sublap | SCNW | Average Weekday | 2772.7463 | 0
| 2031 | December | Sublap | SCNW | Monthly System Peak Day | 2772.7463 | 0
| 2031 | December | Tariff | Dynamic | Average Weekday | 43321.0117 | 0
| 2031 | December | Tariff | Dynamic | Monthly System Peak Day | 43321.0117 | 0
| 2031 | December | Tariff | Flat | Average Weekday | 113008.3203 | 0
| 2031 | December | Tariff | Flat | Monthly System Peak Day | 113008.3203 | 0
| 2031 | December | Zone | Remainder of System | Average Weekday | 67040.6016 | 0
| 2031 | December | Zone | Remainder of System | Monthly System Peak Day | 67040.6016 | 0
| 2031 | December | Zone | South Orange County | Average Weekday | 32661.6914 | 0
| 2031 | December | Zone | South Orange County | Monthly System Peak Day | 32661.6914 | 0
| 2031 | December | Zone | South of Lugo | Average Weekday | 56627.043 | 0
| 2031 | December | Zone | South of Lugo | Monthly System Peak Day | 56627.043 | 0
| 2031 | February | All | All Customers | Average Weekday | 152601 | 0
| 2031 | February | All | All Customers | Monthly System Peak Day | 152601 | 0
| 2031 | February | LCA | Big Creek/Ventura | Average Weekday | 18140.4961 | 0
| 2031 | February | LCA | Big Creek/Ventura | Monthly System Peak Day | 18140.4961 | 0
| 2031 | February | LCA | LA Basin | Average Weekday | 130357.5156 | 0
| 2031 | February | LCA | LA Basin | Monthly System Peak Day | 130357.5156 | 0
| 2031 | February | LCA | Outside | Average Weekday | 4102.9878 | 0
| 2031 | February | LCA | Outside | Monthly System Peak Day | 4102.9878 | 0
| 2031 | February | Low Income | CARE | Average Weekday | 22037.4102 | 0
| 2031 | February | Low Income | CARE | Monthly System Peak Day | 22037.4102 | 0
| 2031 | February | Low Income | Non-CARE | Average Weekday | 130563.5859 | 0
| 2031 | February | Low Income | Non-CARE | Monthly System Peak Day | 130563.5859 | 0
| 2031 | February | NEM | NEM Customer | Average Weekday | 33688.1758 | 0
| 2031 | February | NEM | NEM Customer | Monthly System Peak Day | 33688.1758 | 0
| 2031 | February | NEM | Non-NEM Customer | Average Weekday | 118912.8203 | 0
| 2031 | February | NEM | Non-NEM Customer | Monthly System Peak Day | 118912.8203 | 0
| 2031 | February | Sublap | SCEC | Average Weekday | 61683.2227 | 0
| 2031 | February | Sublap | SCEC | Monthly System Peak Day | 61683.2227 | 0
| 2031 | February | Sublap | SCEN | Average Weekday | 15427.7256 | 0
| 2031 | February | Sublap | SCEN | Monthly System Peak Day | 15427.7256 | 0
| 2031 | February | Sublap | SCEW | Average Weekday | 68680.4453 | 0
| 2031 | February | Sublap | SCEW | Monthly System Peak Day | 68680.4453 | 0
| 2031 | February | Sublap | SCHD | Average Weekday | 3958.4297 | 0
| 2031 | February | Sublap | SCHD | Monthly System Peak Day | 3958.4297 | 0
| 2031 | February | Sublap | SCLD | Average Weekday | 144.558 | 0
| 2031 | February | Sublap | SCLD | Monthly System Peak Day | 144.558 | 0
| 2031 | February | Sublap | SCNW | Average Weekday | 2706.6184 | 0
| 2031 | February | Sublap | SCNW | Monthly System Peak Day | 2706.6184 | 0
| 2031 | February | Tariff | Dynamic | Average Weekday | 42287.8359 | 0
| 2031 | February | Tariff | Dynamic | Monthly System Peak Day | 42287.8359 | 0
| 2031 | February | Tariff | Flat | Average Weekday | 110313.1562 | 0
| 2031 | February | Tariff | Flat | Monthly System Peak Day | 110313.1562 | 0
| 2031 | February | Zone | Remainder of System | Average Weekday | 65441.7344 | 0
| 2031 | February | Zone | Remainder of System | Monthly System Peak Day | 65441.7344 | 0
| 2031 | February | Zone | South Orange County | Average Weekday | 31882.7363 | 0
| 2031 | February | Zone | South Orange County | Monthly System Peak Day | 31882.7363 | 0
| 2031 | February | Zone | South of Lugo | Average Weekday | 55276.5352 | 0
| 2031 | February | Zone | South of Lugo | Monthly System Peak Day | 55276.5352 | 0
| 2031 | January | All | All Customers | Average Weekday | 152228.1719 | 0
| 2031 | January | All | All Customers | Monthly System Peak Day | 152228.1719 | 0
| 2031 | January | LCA | Big Creek/Ventura | Average Weekday | 18096.1758 | 0
| 2031 | January | LCA | Big Creek/Ventura | Monthly System Peak Day | 18096.1758 | 0
| 2031 | January | LCA | LA Basin | Average Weekday | 130039.0234 | 0
| 2031 | January | LCA | LA Basin | Monthly System Peak Day | 130039.0234 | 0
| 2031 | January | LCA | Outside | Average Weekday | 4092.9631 | 0
| 2031 | January | LCA | Outside | Monthly System Peak Day | 4092.9631 | 0
| 2031 | January | Low Income | CARE | Average Weekday | 21983.5684 | 0
| 2031 | January | Low Income | CARE | Monthly System Peak Day | 21983.5684 | 0
| 2031 | January | Low Income | Non-CARE | Average Weekday | 130244.5938 | 0
| 2031 | January | Low Income | Non-CARE | Monthly System Peak Day | 130244.5938 | 0
| 2031 | January | NEM | NEM Customer | Average Weekday | 33605.8672 | 0
| 2031 | January | NEM | NEM Customer | Monthly System Peak Day | 33605.8672 | 0
| 2031 | January | NEM | Non-NEM Customer | Average Weekday | 118622.2969 | 0
| 2031 | January | NEM | Non-NEM Customer | Monthly System Peak Day | 118622.2969 | 0
| 2031 | January | Sublap | SCEC | Average Weekday | 61532.5195 | 0
| 2031 | January | Sublap | SCEC | Monthly System Peak Day | 61532.5195 | 0
| 2031 | January | Sublap | SCEN | Average Weekday | 15390.0322 | 0
| 2031 | January | Sublap | SCEN | Monthly System Peak Day | 15390.0322 | 0
| 2031 | January | Sublap | SCEW | Average Weekday | 68512.6484 | 0
| 2031 | January | Sublap | SCEW | Monthly System Peak Day | 68512.6484 | 0
| 2031 | January | Sublap | SCHD | Average Weekday | 3948.7585 | 0
| 2031 | January | Sublap | SCHD | Monthly System Peak Day | 3948.7585 | 0
| 2031 | January | Sublap | SCLD | Average Weekday | 144.2048 | 0
| 2031 | January | Sublap | SCLD | Monthly System Peak Day | 144.2048 | 0
| 2031 | January | Sublap | SCNW | Average Weekday | 2700.0056 | 0
| 2031 | January | Sublap | SCNW | Monthly System Peak Day | 2700.0056 | 0
| 2031 | January | Tariff | Dynamic | Average Weekday | 42184.5195 | 0
| 2031 | January | Tariff | Dynamic | Monthly System Peak Day | 42184.5195 | 0
| 2031 | January | Tariff | Flat | Average Weekday | 110043.6406 | 0
| 2031 | January | Tariff | Flat | Monthly System Peak Day | 110043.6406 | 0
| 2031 | January | Zone | Remainder of System | Average Weekday | 65281.8477 | 0
| 2031 | January | Zone | Remainder of System | Monthly System Peak Day | 65281.8477 | 0
| 2031 | January | Zone | South Orange County | Average Weekday | 31804.8398 | 0
| 2031 | January | Zone | South Orange County | Monthly System Peak Day | 31804.8398 | 0
| 2031 | January | Zone | South of Lugo | Average Weekday | 55141.4805 | 0
| 2031 | January | Zone | South of Lugo | Monthly System Peak Day | 55141.4805 | 0
| 2031 | July | All | All Customers | Average Weekday | 154465.1719 | 0
| 2031 | July | All | All Customers | Monthly System Peak Day | 154465.1719 | 0
| 2031 | July | LCA | Big Creek/Ventura | Average Weekday | 18362.0996 | 0
| 2031 | July | LCA | Big Creek/Ventura | Monthly System Peak Day | 18362.0996 | 0
| 2031 | July | LCA | LA Basin | Average Weekday | 131949.9531 | 0
| 2031 | July | LCA | LA Basin | Monthly System Peak Day | 131949.9531 | 0
| 2031 | July | LCA | Outside | Average Weekday | 4153.1094 | 0
| 2031 | July | LCA | Outside | Monthly System Peak Day | 4153.1094 | 0
| 2031 | July | Low Income | CARE | Average Weekday | 22306.6191 | 0
| 2031 | July | Low Income | CARE | Monthly System Peak Day | 22306.6191 | 0
| 2031 | July | Low Income | Non-CARE | Average Weekday | 132158.5469 | 0
| 2031 | July | Low Income | Non-CARE | Monthly System Peak Day | 132158.5469 | 0
| 2031 | July | NEM | NEM Customer | Average Weekday | 34099.707 | 0
| 2031 | July | NEM | NEM Customer | Monthly System Peak Day | 34099.707 | 0
| 2031 | July | NEM | Non-NEM Customer | Average Weekday | 120365.4531 | 0
| 2031 | July | NEM | Non-NEM Customer | Monthly System Peak Day | 120365.4531 | 0
| 2031 | July | Sublap | SCEC | Average Weekday | 62436.7422 | 0
| 2031 | July | Sublap | SCEC | Monthly System Peak Day | 62436.7422 | 0
| 2031 | July | Sublap | SCEN | Average Weekday | 15616.1895 | 0
| 2031 | July | Sublap | SCEN | Monthly System Peak Day | 15616.1895 | 0
| 2031 | July | Sublap | SCEW | Average Weekday | 69519.4453 | 0
| 2031 | July | Sublap | SCEW | Monthly System Peak Day | 69519.4453 | 0
| 2031 | July | Sublap | SCHD | Average Weekday | 4006.7856 | 0
| 2031 | July | Sublap | SCHD | Monthly System Peak Day | 4006.7856 | 0
| 2031 | July | Sublap | SCLD | Average Weekday | 146.324 | 0
| 2031 | July | Sublap | SCLD | Monthly System Peak Day | 146.324 | 0
| 2031 | July | Sublap | SCNW | Average Weekday | 2739.6824 | 0
| 2031 | July | Sublap | SCNW | Monthly System Peak Day | 2739.6824 | 0
| 2031 | July | Tariff | Dynamic | Average Weekday | 42804.4258 | 0
| 2031 | July | Tariff | Dynamic | Monthly System Peak Day | 42804.4258 | 0
| 2031 | July | Tariff | Flat | Average Weekday | 111660.7344 | 0
| 2031 | July | Tariff | Flat | Monthly System Peak Day | 111660.7344 | 0
| 2031 | July | Zone | Remainder of System | Average Weekday | 66241.1641 | 0
| 2031 | July | Zone | Remainder of System | Monthly System Peak Day | 66241.1641 | 0
| 2031 | July | Zone | South Orange County | Average Weekday | 32272.2148 | 0
| 2031 | July | Zone | South Orange County | Monthly System Peak Day | 32272.2148 | 0
| 2031 | July | Zone | South of Lugo | Average Weekday | 55951.7891 | 0
| 2031 | July | Zone | South of Lugo | Monthly System Peak Day | 55951.7891 | 0
| 2031 | June | All | All Customers | Average Weekday | 154092.3281 | 0
| 2031 | June | All | All Customers | Monthly System Peak Day | 154092.3281 | 0
| 2031 | June | LCA | Big Creek/Ventura | Average Weekday | 18317.7793 | 0
| 2031 | June | LCA | Big Creek/Ventura | Monthly System Peak Day | 18317.7793 | 0
| 2031 | June | LCA | LA Basin | Average Weekday | 131631.4688 | 0
| 2031 | June | LCA | LA Basin | Monthly System Peak Day | 131631.4688 | 0
| 2031 | June | LCA | Outside | Average Weekday | 4143.085 | 0
| 2031 | June | LCA | Outside | Monthly System Peak Day | 4143.085 | 0
| 2031 | June | Low Income | CARE | Average Weekday | 22252.7773 | 0
| 2031 | June | Low Income | CARE | Monthly System Peak Day | 22252.7773 | 0
| 2031 | June | Low Income | Non-CARE | Average Weekday | 131839.5469 | 0
| 2031 | June | Low Income | Non-CARE | Monthly System Peak Day | 131839.5469 | 0
| 2031 | June | NEM | NEM Customer | Average Weekday | 34017.4023 | 0
| 2031 | June | NEM | NEM Customer | Monthly System Peak Day | 34017.4023 | 0
| 2031 | June | NEM | Non-NEM Customer | Average Weekday | 120074.9297 | 0
| 2031 | June | NEM | Non-NEM Customer | Monthly System Peak Day | 120074.9297 | 0
| 2031 | June | Sublap | SCEC | Average Weekday | 62286.0391 | 0
| 2031 | June | Sublap | SCEC | Monthly System Peak Day | 62286.0391 | 0
| 2031 | June | Sublap | SCEN | Average Weekday | 15578.4971 | 0
| 2031 | June | Sublap | SCEN | Monthly System Peak Day | 15578.4971 | 0
| 2031 | June | Sublap | SCEW | Average Weekday | 69351.6406 | 0
| 2031 | June | Sublap | SCEW | Monthly System Peak Day | 69351.6406 | 0
| 2031 | June | Sublap | SCHD | Average Weekday | 3997.1145 | 0
| 2031 | June | Sublap | SCHD | Monthly System Peak Day | 3997.1145 | 0
| 2031 | June | Sublap | SCLD | Average Weekday | 145.9708 | 0
| 2031 | June | Sublap | SCLD | Monthly System Peak Day | 145.9708 | 0
| 2031 | June | Sublap | SCNW | Average Weekday | 2733.0696 | 0
| 2031 | June | Sublap | SCNW | Monthly System Peak Day | 2733.0696 | 0
| 2031 | June | Tariff | Dynamic | Average Weekday | 42701.1055 | 0
| 2031 | June | Tariff | Dynamic | Monthly System Peak Day | 42701.1055 | 0
| 2031 | June | Tariff | Flat | Average Weekday | 111391.2188 | 0
| 2031 | June | Tariff | Flat | Monthly System Peak Day | 111391.2188 | 0
| 2031 | June | Zone | Remainder of System | Average Weekday | 66081.2812 | 0
| 2031 | June | Zone | Remainder of System | Monthly System Peak Day | 66081.2812 | 0
| 2031 | June | Zone | South Orange County | Average Weekday | 32194.3184 | 0
| 2031 | June | Zone | South Orange County | Monthly System Peak Day | 32194.3184 | 0
| 2031 | June | Zone | South of Lugo | Average Weekday | 55816.7383 | 0
| 2031 | June | Zone | South of Lugo | Monthly System Peak Day | 55816.7383 | 0
| 2031 | March | All | All Customers | Average Weekday | 152973.8281 | 0
| 2031 | March | All | All Customers | Monthly System Peak Day | 152973.8281 | 0
| 2031 | March | LCA | Big Creek/Ventura | Average Weekday | 18184.8164 | 0
| 2031 | March | LCA | Big Creek/Ventura | Monthly System Peak Day | 18184.8164 | 0
| 2031 | March | LCA | LA Basin | Average Weekday | 130676 | 0
| 2031 | March | LCA | LA Basin | Monthly System Peak Day | 130676 | 0
| 2031 | March | LCA | Outside | Average Weekday | 4113.0117 | 0
| 2031 | March | LCA | Outside | Monthly System Peak Day | 4113.0117 | 0
| 2031 | March | Low Income | CARE | Average Weekday | 22091.252 | 0
| 2031 | March | Low Income | CARE | Monthly System Peak Day | 22091.252 | 0
| 2031 | March | Low Income | Non-CARE | Average Weekday | 130882.5781 | 0
| 2031 | March | Low Income | Non-CARE | Monthly System Peak Day | 130882.5781 | 0
| 2031 | March | NEM | NEM Customer | Average Weekday | 33770.4805 | 0
| 2031 | March | NEM | NEM Customer | Monthly System Peak Day | 33770.4805 | 0
| 2031 | March | NEM | Non-NEM Customer | Average Weekday | 119203.3516 | 0
| 2031 | March | NEM | Non-NEM Customer | Monthly System Peak Day | 119203.3516 | 0
| 2031 | March | Sublap | SCEC | Average Weekday | 61833.9258 | 0
| 2031 | March | Sublap | SCEC | Monthly System Peak Day | 61833.9258 | 0
| 2031 | March | Sublap | SCEN | Average Weekday | 15465.418 | 0
| 2031 | March | Sublap | SCEN | Monthly System Peak Day | 15465.418 | 0
| 2031 | March | Sublap | SCEW | Average Weekday | 68848.2422 | 0
| 2031 | March | Sublap | SCEW | Monthly System Peak Day | 68848.2422 | 0
| 2031 | March | Sublap | SCHD | Average Weekday | 3968.1008 | 0
| 2031 | March | Sublap | SCHD | Monthly System Peak Day | 3968.1008 | 0
| 2031 | March | Sublap | SCLD | Average Weekday | 144.9112 | 0
| 2031 | March | Sublap | SCLD | Monthly System Peak Day | 144.9112 | 0
| 2031 | March | Sublap | SCNW | Average Weekday | 2713.2312 | 0
| 2031 | March | Sublap | SCNW | Monthly System Peak Day | 2713.2312 | 0
| 2031 | March | Tariff | Dynamic | Average Weekday | 42391.1562 | 0
| 2031 | March | Tariff | Dynamic | Monthly System Peak Day | 42391.1562 | 0
| 2031 | March | Tariff | Flat | Average Weekday | 110582.6719 | 0
| 2031 | March | Tariff | Flat | Monthly System Peak Day | 110582.6719 | 0
| 2031 | March | Zone | Remainder of System | Average Weekday | 65601.6172 | 0
| 2031 | March | Zone | Remainder of System | Monthly System Peak Day | 65601.6172 | 0
| 2031 | March | Zone | South Orange County | Average Weekday | 31960.6309 | 0
| 2031 | March | Zone | South Orange County | Monthly System Peak Day | 31960.6309 | 0
| 2031 | March | Zone | South of Lugo | Average Weekday | 55411.5859 | 0
| 2031 | March | Zone | South of Lugo | Monthly System Peak Day | 55411.5859 | 0
| 2031 | May | All | All Customers | Average Weekday | 153719.5 | 0
| 2031 | May | All | All Customers | Monthly System Peak Day | 153719.5 | 0
| 2031 | May | LCA | Big Creek/Ventura | Average Weekday | 18273.457 | 0
| 2031 | May | LCA | Big Creek/Ventura | Monthly System Peak Day | 18273.457 | 0
| 2031 | May | LCA | LA Basin | Average Weekday | 131312.9844 | 0
| 2031 | May | LCA | LA Basin | Monthly System Peak Day | 131312.9844 | 0
| 2031 | May | LCA | Outside | Average Weekday | 4133.0605 | 0
| 2031 | May | LCA | Outside | Monthly System Peak Day | 4133.0605 | 0
| 2031 | May | Low Income | CARE | Average Weekday | 22198.9355 | 0
| 2031 | May | Low Income | CARE | Monthly System Peak Day | 22198.9355 | 0
| 2031 | May | Low Income | Non-CARE | Average Weekday | 131520.5625 | 0
| 2031 | May | Low Income | Non-CARE | Monthly System Peak Day | 131520.5625 | 0
| 2031 | May | NEM | NEM Customer | Average Weekday | 33935.0938 | 0
| 2031 | May | NEM | NEM Customer | Monthly System Peak Day | 33935.0938 | 0
| 2031 | May | NEM | Non-NEM Customer | Average Weekday | 119784.4062 | 0
| 2031 | May | NEM | Non-NEM Customer | Monthly System Peak Day | 119784.4062 | 0
| 2031 | May | Sublap | SCEC | Average Weekday | 62135.3359 | 0
| 2031 | May | Sublap | SCEC | Monthly System Peak Day | 62135.3359 | 0
| 2031 | May | Sublap | SCEN | Average Weekday | 15540.8037 | 0
| 2031 | May | Sublap | SCEN | Monthly System Peak Day | 15540.8037 | 0
| 2031 | May | Sublap | SCEW | Average Weekday | 69183.8438 | 0
| 2031 | May | Sublap | SCEW | Monthly System Peak Day | 69183.8438 | 0
| 2031 | May | Sublap | SCHD | Average Weekday | 3987.4434 | 0
| 2031 | May | Sublap | SCHD | Monthly System Peak Day | 3987.4434 | 0
| 2031 | May | Sublap | SCLD | Average Weekday | 145.6176 | 0
| 2031 | May | Sublap | SCLD | Monthly System Peak Day | 145.6176 | 0
| 2031 | May | Sublap | SCNW | Average Weekday | 2726.4568 | 0
| 2031 | May | Sublap | SCNW | Monthly System Peak Day | 2726.4568 | 0
| 2031 | May | Tariff | Dynamic | Average Weekday | 42597.7891 | 0
| 2031 | May | Tariff | Dynamic | Monthly System Peak Day | 42597.7891 | 0
| 2031 | May | Tariff | Flat | Average Weekday | 111121.7031 | 0
| 2031 | May | Tariff | Flat | Monthly System Peak Day | 111121.7031 | 0
| 2031 | May | Zone | Remainder of System | Average Weekday | 65921.3906 | 0
| 2031 | May | Zone | Remainder of System | Monthly System Peak Day | 65921.3906 | 0
| 2031 | May | Zone | South Orange County | Average Weekday | 32116.4219 | 0
| 2031 | May | Zone | South Orange County | Monthly System Peak Day | 32116.4219 | 0
| 2031 | May | Zone | South of Lugo | Average Weekday | 55681.6875 | 0
| 2031 | May | Zone | South of Lugo | Monthly System Peak Day | 55681.6875 | 0
| 2031 | November | All | All Customers | Average Weekday | 155956.5 | 0
| 2031 | November | All | All Customers | Monthly System Peak Day | 155956.5 | 0
| 2031 | November | LCA | Big Creek/Ventura | Average Weekday | 18539.3828 | 0
| 2031 | November | LCA | Big Creek/Ventura | Monthly System Peak Day | 18539.3828 | 0
| 2031 | November | LCA | LA Basin | Average Weekday | 133223.9062 | 0
| 2031 | November | LCA | LA Basin | Monthly System Peak Day | 133223.9062 | 0
| 2031 | November | LCA | Outside | Average Weekday | 4193.207 | 0
| 2031 | November | LCA | Outside | Monthly System Peak Day | 4193.207 | 0
| 2031 | November | Low Income | CARE | Average Weekday | 22521.9844 | 0
| 2031 | November | Low Income | CARE | Monthly System Peak Day | 22521.9844 | 0
| 2031 | November | Low Income | Non-CARE | Average Weekday | 133434.5156 | 0
| 2031 | November | Low Income | Non-CARE | Monthly System Peak Day | 133434.5156 | 0
| 2031 | November | NEM | NEM Customer | Average Weekday | 34428.9336 | 0
| 2031 | November | NEM | NEM Customer | Monthly System Peak Day | 34428.9336 | 0
| 2031 | November | NEM | Non-NEM Customer | Average Weekday | 121527.5625 | 0
| 2031 | November | NEM | Non-NEM Customer | Monthly System Peak Day | 121527.5625 | 0
| 2031 | November | Sublap | SCEC | Average Weekday | 63039.5586 | 0
| 2031 | November | Sublap | SCEC | Monthly System Peak Day | 63039.5586 | 0
| 2031 | November | Sublap | SCEN | Average Weekday | 15766.9609 | 0
| 2031 | November | Sublap | SCEN | Monthly System Peak Day | 15766.9609 | 0
| 2031 | November | Sublap | SCEW | Average Weekday | 70190.6406 | 0
| 2031 | November | Sublap | SCEW | Monthly System Peak Day | 70190.6406 | 0
| 2031 | November | Sublap | SCHD | Average Weekday | 4045.4705 | 0
| 2031 | November | Sublap | SCHD | Monthly System Peak Day | 4045.4705 | 0
| 2031 | November | Sublap | SCLD | Average Weekday | 147.7367 | 0
| 2031 | November | Sublap | SCLD | Monthly System Peak Day | 147.7367 | 0
| 2031 | November | Sublap | SCNW | Average Weekday | 2766.1335 | 0
| 2031 | November | Sublap | SCNW | Monthly System Peak Day | 2766.1335 | 0
| 2031 | November | Tariff | Dynamic | Average Weekday | 43217.6914 | 0
| 2031 | November | Tariff | Dynamic | Monthly System Peak Day | 43217.6914 | 0
| 2031 | November | Tariff | Flat | Average Weekday | 112738.8047 | 0
| 2031 | November | Tariff | Flat | Monthly System Peak Day | 112738.8047 | 0
| 2031 | November | Zone | Remainder of System | Average Weekday | 66880.7109 | 0
| 2031 | November | Zone | Remainder of System | Monthly System Peak Day | 66880.7109 | 0
| 2031 | November | Zone | South Orange County | Average Weekday | 32583.7969 | 0
| 2031 | November | Zone | South Orange County | Monthly System Peak Day | 32583.7969 | 0
| 2031 | November | Zone | South of Lugo | Average Weekday | 56491.9922 | 0
| 2031 | November | Zone | South of Lugo | Monthly System Peak Day | 56491.9922 | 0
| 2031 | October | All | All Customers | Average Weekday | 155583.6719 | 0
| 2031 | October | All | All Customers | Monthly System Peak Day | 155583.6719 | 0
| 2031 | October | LCA | Big Creek/Ventura | Average Weekday | 18495.0605 | 0
| 2031 | October | LCA | Big Creek/Ventura | Monthly System Peak Day | 18495.0605 | 0
| 2031 | October | LCA | LA Basin | Average Weekday | 132905.4219 | 0
| 2031 | October | LCA | LA Basin | Monthly System Peak Day | 132905.4219 | 0
| 2031 | October | LCA | Outside | Average Weekday | 4183.1826 | 0
| 2031 | October | LCA | Outside | Monthly System Peak Day | 4183.1826 | 0
| 2031 | October | Low Income | CARE | Average Weekday | 22468.1426 | 0
| 2031 | October | Low Income | CARE | Monthly System Peak Day | 22468.1426 | 0
| 2031 | October | Low Income | Non-CARE | Average Weekday | 133115.5156 | 0
| 2031 | October | Low Income | Non-CARE | Monthly System Peak Day | 133115.5156 | 0
| 2031 | October | NEM | NEM Customer | Average Weekday | 34346.6289 | 0
| 2031 | October | NEM | NEM Customer | Monthly System Peak Day | 34346.6289 | 0
| 2031 | October | NEM | Non-NEM Customer | Average Weekday | 121237.0391 | 0
| 2031 | October | NEM | Non-NEM Customer | Monthly System Peak Day | 121237.0391 | 0
| 2031 | October | Sublap | SCEC | Average Weekday | 62888.8555 | 0
| 2031 | October | Sublap | SCEC | Monthly System Peak Day | 62888.8555 | 0
| 2031 | October | Sublap | SCEN | Average Weekday | 15729.2686 | 0
| 2031 | October | Sublap | SCEN | Monthly System Peak Day | 15729.2686 | 0
| 2031 | October | Sublap | SCEW | Average Weekday | 70022.8359 | 0
| 2031 | October | Sublap | SCEW | Monthly System Peak Day | 70022.8359 | 0
| 2031 | October | Sublap | SCHD | Average Weekday | 4035.7993 | 0
| 2031 | October | Sublap | SCHD | Monthly System Peak Day | 4035.7993 | 0
| 2031 | October | Sublap | SCLD | Average Weekday | 147.3835 | 0
| 2031 | October | Sublap | SCLD | Monthly System Peak Day | 147.3835 | 0
| 2031 | October | Sublap | SCNW | Average Weekday | 2759.5208 | 0
| 2031 | October | Sublap | SCNW | Monthly System Peak Day | 2759.5208 | 0
| 2031 | October | Tariff | Dynamic | Average Weekday | 43114.375 | 0
| 2031 | October | Tariff | Dynamic | Monthly System Peak Day | 43114.375 | 0
| 2031 | October | Tariff | Flat | Average Weekday | 112469.2891 | 0
| 2031 | October | Tariff | Flat | Monthly System Peak Day | 112469.2891 | 0
| 2031 | October | Zone | Remainder of System | Average Weekday | 66720.8281 | 0
| 2031 | October | Zone | Remainder of System | Monthly System Peak Day | 66720.8281 | 0
| 2031 | October | Zone | South Orange County | Average Weekday | 32505.9004 | 0
| 2031 | October | Zone | South Orange County | Monthly System Peak Day | 32505.9004 | 0
| 2031 | October | Zone | South of Lugo | Average Weekday | 56356.9414 | 0
| 2031 | October | Zone | South of Lugo | Monthly System Peak Day | 56356.9414 | 0
| 2031 | September | All | All Customers | Average Weekday | 155210.8281 | 0
| 2031 | September | All | All Customers | Monthly System Peak Day | 155210.8281 | 0
| 2031 | September | LCA | Big Creek/Ventura | Average Weekday | 18450.7402 | 0
| 2031 | September | LCA | Big Creek/Ventura | Monthly System Peak Day | 18450.7402 | 0
| 2031 | September | LCA | LA Basin | Average Weekday | 132586.9375 | 0
| 2031 | September | LCA | LA Basin | Monthly System Peak Day | 132586.9375 | 0
| 2031 | September | LCA | Outside | Average Weekday | 4173.1582 | 0
| 2031 | September | LCA | Outside | Monthly System Peak Day | 4173.1582 | 0
| 2031 | September | Low Income | CARE | Average Weekday | 22414.3008 | 0
| 2031 | September | Low Income | CARE | Monthly System Peak Day | 22414.3008 | 0
| 2031 | September | Low Income | Non-CARE | Average Weekday | 132796.5312 | 0
| 2031 | September | Low Income | Non-CARE | Monthly System Peak Day | 132796.5312 | 0
| 2031 | September | NEM | NEM Customer | Average Weekday | 34264.3203 | 0
| 2031 | September | NEM | NEM Customer | Monthly System Peak Day | 34264.3203 | 0
| 2031 | September | NEM | Non-NEM Customer | Average Weekday | 120946.5078 | 0
| 2031 | September | NEM | Non-NEM Customer | Monthly System Peak Day | 120946.5078 | 0
| 2031 | September | Sublap | SCEC | Average Weekday | 62738.1523 | 0
| 2031 | September | Sublap | SCEC | Monthly System Peak Day | 62738.1523 | 0
| 2031 | September | Sublap | SCEN | Average Weekday | 15691.5752 | 0
| 2031 | September | Sublap | SCEN | Monthly System Peak Day | 15691.5752 | 0
| 2031 | September | Sublap | SCEW | Average Weekday | 69855.0391 | 0
| 2031 | September | Sublap | SCEW | Monthly System Peak Day | 69855.0391 | 0
| 2031 | September | Sublap | SCHD | Average Weekday | 4026.1282 | 0
| 2031 | September | Sublap | SCHD | Monthly System Peak Day | 4026.1282 | 0
| 2031 | September | Sublap | SCLD | Average Weekday | 147.0303 | 0
| 2031 | September | Sublap | SCLD | Monthly System Peak Day | 147.0303 | 0
| 2031 | September | Sublap | SCNW | Average Weekday | 2752.908 | 0
| 2031 | September | Sublap | SCNW | Monthly System Peak Day | 2752.908 | 0
| 2031 | September | Tariff | Dynamic | Average Weekday | 43011.0586 | 0
| 2031 | September | Tariff | Dynamic | Monthly System Peak Day | 43011.0586 | 0
| 2031 | September | Tariff | Flat | Average Weekday | 112199.7734 | 0
| 2031 | September | Tariff | Flat | Monthly System Peak Day | 112199.7734 | 0
| 2031 | September | Zone | Remainder of System | Average Weekday | 66560.9375 | 0
| 2031 | September | Zone | Remainder of System | Monthly System Peak Day | 66560.9375 | 0
| 2031 | September | Zone | South Orange County | Average Weekday | 32428.0059 | 0
| 2031 | September | Zone | South Orange County | Monthly System Peak Day | 32428.0059 | 0
| 2031 | September | Zone | South of Lugo | Average Weekday | 56221.8906 | 0
| 2031 | September | Zone | South of Lugo | Monthly System Peak Day | 56221.8906 | 0
| 2031 | Typical Event | All | All Customers | Typical Event Day | 154838 | 0
| 2031 | Typical Event | LCA | Big Creek/Ventura | Typical Event Day | 18406.4199 | 0
| 2031 | Typical Event | LCA | LA Basin | Typical Event Day | 132268.4375 | 0
| 2031 | Typical Event | LCA | Outside | Typical Event Day | 4163.1338 | 0
| 2031 | Typical Event | Low Income | CARE | Typical Event Day | 22360.4609 | 0
| 2031 | Typical Event | Low Income | Non-CARE | Typical Event Day | 132477.5312 | 0
| 2031 | Typical Event | NEM | NEM Customer | Typical Event Day | 34182.0156 | 0
| 2031 | Typical Event | NEM | Non-NEM Customer | Typical Event Day | 120655.9844 | 0
| 2031 | Typical Event | Sublap | SCEC | Typical Event Day | 62587.4453 | 0
| 2031 | Typical Event | Sublap | SCEN | Typical Event Day | 15653.8828 | 0
| 2031 | Typical Event | Sublap | SCEW | Typical Event Day | 69687.2422 | 0
| 2031 | Typical Event | Sublap | SCHD | Typical Event Day | 4016.457 | 0
| 2031 | Typical Event | Sublap | SCLD | Typical Event Day | 146.6771 | 0
| 2031 | Typical Event | Sublap | SCNW | Typical Event Day | 2746.2952 | 0
| 2031 | Typical Event | Tariff | Dynamic | Typical Event Day | 42907.7422 | 0
| 2031 | Typical Event | Tariff | Flat | Typical Event Day | 111930.2578 | 0
| 2031 | Typical Event | Zone | Remainder of System | Typical Event Day | 66401.0547 | 0
| 2031 | Typical Event | Zone | South Orange County | Typical Event Day | 32350.1094 | 0
| 2031 | Typical Event | Zone | South of Lugo | Typical Event Day | 56086.8398 | 0

## Interval_Char (hidden)
Report | Category | Subcategory | Typical Event Day | Month | WeatherYear | Hour | Refload_C | Refload_N | Obsload_C | Obsload_N | SE | Temp | Confidential
| All | All Customers | Average Weekday | April | CAISO 1-in-10 | 1 | 0.75126 | 0.72732 | 0.75126 | 0.72732 | 0 | 60.1534
| All | All Customers | Average Weekday | April | CAISO 1-in-10 | 2 | 0.66709 | 0.64729 | 0.66709 | 0.64729 | 0 | 59.0516
| All | All Customers | Average Weekday | April | CAISO 1-in-10 | 3 | 0.6088 | 0.58855 | 0.6088 | 0.58855 | 0 | 58.024
| All | All Customers | Average Weekday | April | CAISO 1-in-10 | 4 | 0.56981 | 0.55084 | 0.56981 | 0.55084 | 0 | 57.0896
| All | All Customers | Average Weekday | April | CAISO 1-in-10 | 5 | 0.55232 | 0.53602 | 0.55232 | 0.53602 | 0 | 56.3147
| All | All Customers | Average Weekday | April | CAISO 1-in-10 | 6 | 0.5604 | 0.55775 | 0.5604 | 0.55775 | 0 | 55.703
| All | All Customers | Average Weekday | April | CAISO 1-in-10 | 7 | 0.58931 | 0.6223 | 0.58931 | 0.6223 | 0 | 55.2501
| All | All Customers | Average Weekday | April | CAISO 1-in-10 | 8 | 0.56112 | 0.5898 | 0.56112 | 0.5898 | 0 | 55.2007
| All | All Customers | Average Weekday | April | CAISO 1-in-10 | 9 | 0.44527 | 0.42806 | 0.44527 | 0.42806 | 0 | 57.2675
| All | All Customers | Average Weekday | April | CAISO 1-in-10 | 10 | 0.29986 | 0.28053 | 0.29986 | 0.28053 | 0 | 60.5879
| All | All Customers | Average Weekday | April | CAISO 1-in-10 | 11 | 0.18083 | 0.16639 | 0.18083 | 0.16639 | 0 | 64.2856
| All | All Customers | Average Weekday | April | CAISO 1-in-10 | 12 | 0.1126 | 0.091174 | 0.1126 | 0.091174 | 0 | 67.725
| All | All Customers | Average Weekday | April | CAISO 1-in-10 | 13 | 0.10537 | 0.064237 | 0.10537 | 0.064237 | 0 | 70.1255
| All | All Customers | Average Weekday | April | CAISO 1-in-10 | 14 | 0.13564 | 0.087054 | 0.13564 | 0.087054 | 0 | 71.883
| All | All Customers | Average Weekday | April | CAISO 1-in-10 | 15 | 0.2162 | 0.16815 | 0.2162 | 0.16815 | 0 | 73.165
| All | All Customers | Average Weekday | April | CAISO 1-in-10 | 16 | 0.36278 | 0.31935 | 0.36278 | 0.31935 | 0 | 73.8503
| All | All Customers | Average Weekday | April | CAISO 1-in-10 | 17 | 0.55084 | 0.51851 | 0.44906 | 0.41673 | 0.037061 | 73.9882
| All | All Customers | Average Weekday | April | CAISO 1-in-10 | 18 | 0.79259 | 0.74746 | 0.73766 | 0.69252 | 0.027468 | 73.2628
| All | All Customers | Average Weekday | April | CAISO 1-in-10 | 19 | 0.98613 | 0.91575 | 0.97925 | 0.86326 | 0.0034426 | 71.9059
| All | All Customers | Average Weekday | April | CAISO 1-in-10 | 20 | 1.0875 | 1.0188 | 1.0232 | 0.93393 | 0.056981 | 69.6893
| All | All Customers | Average Weekday | April | CAISO 1-in-10 | 21 | 1.0965 | 1.0446 | 1.0616 | 0.97004 | 0.017439 | 66.7672
| All | All Customers | Average Weekday | April | CAISO 1-in-10 | 22 | 1.0321 | 0.98848 | 1.1841 | 1.1405 | 0.09219 | 64.5523
| All | All Customers | Average Weekday | April | CAISO 1-in-10 | 23 | 0.95343 | 0.92653 | 0.95343 | 0.92653 | 0 | 62.9286
| All | All Customers | Average Weekday | April | CAISO 1-in-10 | 24 | 0.82826 | 0.80701 | 0.82826 | 0.80701 | 0 | 61.5606
| All | All Customers | Average Weekday | April | CAISO 1-in-2 | 1 | 0.73831 | 0.71437 | 0.73831 | 0.71437 | 0 | 57.6709
| All | All Customers | Average Weekday | April | CAISO 1-in-2 | 2 | 0.66049 | 0.64069 | 0.66049 | 0.64069 | 0 | 56.7554
| All | All Customers | Average Weekday | April | CAISO 1-in-2 | 3 | 0.60722 | 0.58697 | 0.60722 | 0.58697 | 0 | 55.8951
| All | All Customers | Average Weekday | April | CAISO 1-in-2 | 4 | 0.57244 | 0.55347 | 0.57244 | 0.55347 | 0 | 55.1624
| All | All Customers | Average Weekday | April | CAISO 1-in-2 | 5 | 0.56021 | 0.54391 | 0.56021 | 0.54391 | 0 | 54.5443
| All | All Customers | Average Weekday | April | CAISO 1-in-2 | 6 | 0.57437 | 0.57172 | 0.57437 | 0.57172 | 0 | 54.0683
| All | All Customers | Average Weekday | April | CAISO 1-in-2 | 7 | 0.61464 | 0.64763 | 0.61464 | 0.64763 | 0 | 53.6494
| All | All Customers | Average Weekday | April | CAISO 1-in-2 | 8 | 0.59707 | 0.62575 | 0.59707 | 0.62575 | 0 | 53.5358
| All | All Customers | Average Weekday | April | CAISO 1-in-2 | 9 | 0.4789 | 0.46169 | 0.4789 | 0.46169 | 0 | 55.107
| All | All Customers | Average Weekday | April | CAISO 1-in-2 | 10 | 0.33283 | 0.31349 | 0.33283 | 0.31349 | 0 | 57.9433
| All | All Customers | Average Weekday | April | CAISO 1-in-2 | 11 | 0.21568 | 0.20123 | 0.21568 | 0.20123 | 0 | 60.9629
| All | All Customers | Average Weekday | April | CAISO 1-in-2 | 12 | 0.16162 | 0.14019 | 0.16162 | 0.14019 | 0 | 63.8975
| All | All Customers | Average Weekday | April | CAISO 1-in-2 | 13 | 0.15345 | 0.11231 | 0.15345 | 0.11231 | 0 | 66.2997
| All | All Customers | Average Weekday | April | CAISO 1-in-2 | 14 | 0.17491 | 0.12633 | 0.17491 | 0.12633 | 0 | 68.1627
| All | All Customers | Average Weekday | April | CAISO 1-in-2 | 15 | 0.24651 | 0.19846 | 0.24651 | 0.19846 | 0 | 69.4927
| All | All Customers | Average Weekday | April | CAISO 1-in-2 | 16 | 0.38238 | 0.33895 | 0.38238 | 0.33895 | 0 | 70.1877
| All | All Customers | Average Weekday | April | CAISO 1-in-2 | 17 | 0.55934 | 0.52701 | 0.51776 | 0.48543 | 0.020789 | 70.3821
| All | All Customers | Average Weekday | April | CAISO 1-in-2 | 18 | 0.79364 | 0.74851 | 0.77011 | 0.72497 | 0.011769 | 69.8333
| All | All Customers | Average Weekday | April | CAISO 1-in-2 | 19 | 0.97655 | 0.90618 | 0.97655 | 0.88215 | 0 | 68.5452
| All | All Customers | Average Weekday | April | CAISO 1-in-2 | 20 | 1.0687 | 1 | 1.039 | 0.95321 | 0.014886 | 66.2617
| All | All Customers | Average Weekday | April | CAISO 1-in-2 | 21 | 1.0687 | 1.0168 | 1.0687 | 0.97774 | 0 | 63.2511
| All | All Customers | Average Weekday | April | CAISO 1-in-2 | 22 | 1.0057 | 0.96212 | 1.0786 | 1.0351 | 0.036471 | 61.0609
| All | All Customers | Average Weekday | April | CAISO 1-in-2 | 23 | 0.93158 | 0.90467 | 0.93158 | 0.90467 | 0 | 59.5614
| All | All Customers | Average Weekday | April | CAISO 1-in-2 | 24 | 0.81242 | 0.79117 | 0.81242 | 0.79117 | 0 | 58.4126
| All | All Customers | Average Weekday | April | SCE 1-in-10 | 1 | 0.74986 | 0.72592 | 0.74986 | 0.72592 | 0 | 59.7015
| All | All Customers | Average Weekday | April | SCE 1-in-10 | 2 | 0.66614 | 0.64634 | 0.66614 | 0.64634 | 0 | 58.614
| All | All Customers | Average Weekday | April | SCE 1-in-10 | 3 | 0.60804 | 0.58779 | 0.60804 | 0.58779 | 0 | 57.639
| All | All Customers | Average Weekday | April | SCE 1-in-10 | 4 | 0.56928 | 0.55031 | 0.56928 | 0.55031 | 0 | 56.7174
| All | All Customers | Average Weekday | April | SCE 1-in-10 | 5 | 0.5521 | 0.5358 | 0.5521 | 0.5358 | 0 | 56.0122
| All | All Customers | Average Weekday | April | SCE 1-in-10 | 6 | 0.56068 | 0.55803 | 0.56068 | 0.55803 | 0 | 55.4642
| All | All Customers | Average Weekday | April | SCE 1-in-10 | 7 | 0.59012 | 0.62311 | 0.59012 | 0.62311 | 0 | 54.9985
| All | All Customers | Average Weekday | April | SCE 1-in-10 | 8 | 0.56234 | 0.59102 | 0.56234 | 0.59102 | 0 | 54.9367
| All | All Customers | Average Weekday | April | SCE 1-in-10 | 9 | 0.44609 | 0.42888 | 0.44609 | 0.42888 | 0 | 56.944
| All | All Customers | Average Weekday | April | SCE 1-in-10 | 10 | 0.30075 | 0.28142 | 0.30075 | 0.28142 | 0 | 60.4577
| All | All Customers | Average Weekday | April | SCE 1-in-10 | 11 | 0.18281 | 0.16837 | 0.18281 | 0.16837 | 0 | 64.0126
| All | All Customers | Average Weekday | April | SCE 1-in-10 | 12 | 0.11818 | 0.096748 | 0.11818 | 0.096748 | 0 | 67.307
| All | All Customers | Average Weekday | April | SCE 1-in-10 | 13 | 0.10628 | 0.065142 | 0.10628 | 0.065142 | 0 | 69.9391
| All | All Customers | Average Weekday | April | SCE 1-in-10 | 14 | 0.13504 | 0.086457 | 0.13504 | 0.086457 | 0 | 71.8036
| All | All Customers | Average Weekday | April | SCE 1-in-10 | 15 | 0.21516 | 0.16712 | 0.21516 | 0.16712 | 0 | 73.0545
| All | All Customers | Average Weekday | April | SCE 1-in-10 | 16 | 0.36144 | 0.31801 | 0.36144 | 0.31801 | 0 | 73.8636
| All | All Customers | Average Weekday | April | SCE 1-in-10 | 17 | 0.54909 | 0.51676 | 0.45679 | 0.42446 | 0.036824 | 74.124
| All | All Customers | Average Weekday | April | SCE 1-in-10 | 18 | 0.7882 | 0.74307 | 0.74284 | 0.6977 | 0.022683 | 73.4262
| All | All Customers | Average Weekday | April | SCE 1-in-10 | 19 | 0.98099 | 0.91062 | 0.97141 | 0.86807 | 0.0047911 | 72.0597
| All | All Customers | Average Weekday | April | SCE 1-in-10 | 20 | 1.0858 | 1.0171 | 1.0191 | 0.93563 | 0.0564 | 69.9141
| All | All Customers | Average Weekday | April | SCE 1-in-10 | 21 | 1.0945 | 1.0427 | 1.0584 | 0.96682 | 0.018059 | 66.89
| All | All Customers | Average Weekday | April | SCE 1-in-10 | 22 | 1.029 | 0.98545 | 1.1719 | 1.1283 | 0.091736 | 64.6548
| All | All Customers | Average Weekday | April | SCE 1-in-10 | 23 | 0.95097 | 0.92406 | 0.95097 | 0.92406 | 0 | 62.9793
| All | All Customers | Average Weekday | April | SCE 1-in-10 | 24 | 0.82629 | 0.80505 | 0.82629 | 0.80505 | 0 | 61.5188
| All | All Customers | Average Weekday | April | SCE 1-in-2 | 1 | 0.73646 | 0.71252 | 0.73646 | 0.71252 | 0 | 57.6738
| All | All Customers | Average Weekday | April | SCE 1-in-2 | 2 | 0.65901 | 0.63921 | 0.65901 | 0.63921 | 0 | 56.733
| All | All Customers | Average Weekday | April | SCE 1-in-2 | 3 | 0.60605 | 0.58579 | 0.60605 | 0.58579 | 0 | 55.8705
| All | All Customers | Average Weekday | April | SCE 1-in-2 | 4 | 0.57284 | 0.55387 | 0.57284 | 0.55387 | 0 | 55.1507
| All | All Customers | Average Weekday | April | SCE 1-in-2 | 5 | 0.56076 | 0.54445 | 0.56076 | 0.54445 | 0 | 54.4894
| All | All Customers | Average Weekday | April | SCE 1-in-2 | 6 | 0.57512 | 0.57247 | 0.57512 | 0.57247 | 0 | 53.9728
| All | All Customers | Average Weekday | April | SCE 1-in-2 | 7 | 0.61586 | 0.64885 | 0.61586 | 0.64885 | 0 | 53.5684
| All | All Customers | Average Weekday | April | SCE 1-in-2 | 8 | 0.59878 | 0.62746 | 0.59878 | 0.62746 | 0 | 53.4722
| All | All Customers | Average Weekday | April | SCE 1-in-2 | 9 | 0.48059 | 0.46338 | 0.48059 | 0.46338 | 0 | 55.069
| All | All Customers | Average Weekday | April | SCE 1-in-2 | 10 | 0.33388 | 0.31455 | 0.33388 | 0.31455 | 0 | 57.9294
| All | All Customers | Average Weekday | April | SCE 1-in-2 | 11 | 0.21599 | 0.20155 | 0.21599 | 0.20155 | 0 | 60.9225
| All | All Customers | Average Weekday | April | SCE 1-in-2 | 12 | 0.15926 | 0.13783 | 0.15926 | 0.13783 | 0 | 63.8158
| All | All Customers | Average Weekday | April | SCE 1-in-2 | 13 | 0.15314 | 0.11201 | 0.15314 | 0.11201 | 0 | 66.1478
| All | All Customers | Average Weekday | April | SCE 1-in-2 | 14 | 0.17515 | 0.12657 | 0.17515 | 0.12657 | 0 | 67.9425
| All | All Customers | Average Weekday | April | SCE 1-in-2 | 15 | 0.24607 | 0.19802 | 0.24607 | 0.19802 | 0 | 69.2468
| All | All Customers | Average Weekday | April | SCE 1-in-2 | 16 | 0.38119 | 0.33776 | 0.38119 | 0.33776 | 0 | 69.9161
| All | All Customers | Average Weekday | April | SCE 1-in-2 | 17 | 0.55759 | 0.52526 | 0.52084 | 0.48851 | 0.018372 | 70.0451
| All | All Customers | Average Weekday | April | SCE 1-in-2 | 18 | 0.79308 | 0.74794 | 0.77232 | 0.72719 | 0.010377 | 69.4706
| All | All Customers | Average Weekday | April | SCE 1-in-2 | 19 | 0.97579 | 0.90541 | 0.97579 | 0.88366 | 0 | 68.2366
| All | All Customers | Average Weekday | April | SCE 1-in-2 | 20 | 1.0661 | 0.99735 | 1.0389 | 0.95592 | 0.01359 | 66.0051
| All | All Customers | Average Weekday | April | SCE 1-in-2 | 21 | 1.066 | 1.0141 | 1.066 | 0.97726 | 0 | 63.0308
| All | All Customers | Average Weekday | April | SCE 1-in-2 | 22 | 1.0035 | 0.95997 | 1.07 | 1.0265 | 0.033248 | 60.8457
| All | All Customers | Average Weekday | April | SCE 1-in-2 | 23 | 0.92977 | 0.90287 | 0.92977 | 0.90287 | 0 | 59.3975
| All | All Customers | Average Weekday | April | SCE 1-in-2 | 24 | 0.81093 | 0.78969 | 0.81093 | 0.78969 | 0 | 58.2474
| All | All Customers | Average Weekday | August | CAISO 1-in-10 | 1 | 1.2431 | 1.2191 | 1.2431 | 1.2191 | 0 | 72.667
| All | All Customers | Average Weekday | August | CAISO 1-in-10 | 2 | 1.0628 | 1.043 | 1.0628 | 1.043 | 0 | 71.84
| All | All Customers | Average Weekday | August | CAISO 1-in-10 | 3 | 0.93297 | 0.91271 | 0.93297 | 0.91271 | 0 | 71.1045
| All | All Customers | Average Weekday | August | CAISO 1-in-10 | 4 | 0.83908 | 0.82011 | 0.83908 | 0.82011 | 0 | 70.5249
| All | All Customers | Average Weekday | August | CAISO 1-in-10 | 5 | 0.77167 | 0.75536 | 0.77167 | 0.75536 | 0 | 69.9582
| All | All Customers | Average Weekday | August | CAISO 1-in-10 | 6 | 0.73618 | 0.73353 | 0.73618 | 0.73353 | 0 | 69.523
| All | All Customers | Average Weekday | August | CAISO 1-in-10 | 7 | 0.71797 | 0.75096 | 0.71797 | 0.75096 | 0 | 69.1397
| All | All Customers | Average Weekday | August | CAISO 1-in-10 | 8 | 0.70109 | 0.72977 | 0.70109 | 0.72977 | 0 | 69.1182
| All | All Customers | Average Weekday | August | CAISO 1-in-10 | 9 | 0.64693 | 0.62973 | 0.64693 | 0.62973 | 0 | 70.8122
| All | All Customers | Average Weekday | August | CAISO 1-in-10 | 10 | 0.55009 | 0.53076 | 0.55009 | 0.53076 | 0 | 73.7111
| All | All Customers | Average Weekday | August | CAISO 1-in-10 | 11 | 0.54244 | 0.528 | 0.54244 | 0.528 | 0 | 77.034
| All | All Customers | Average Weekday | August | CAISO 1-in-10 | 12 | 0.64362 | 0.62219 | 0.64362 | 0.62219 | 0 | 80.264
| All | All Customers | Average Weekday | August | CAISO 1-in-10 | 13 | 0.82547 | 0.78433 | 0.82547 | 0.78433 | 0 | 82.9751
| All | All Customers | Average Weekday | August | CAISO 1-in-10 | 14 | 1.0543 | 1.0058 | 1.0543 | 1.0058 | 0 | 85.1324
| All | All Customers | Average Weekday | August | CAISO 1-in-10 | 15 | 1.3065 | 1.2585 | 1.3065 | 1.2585 | 0 | 86.6691
| All | All Customers | Average Weekday | August | CAISO 1-in-10 | 16 | 1.6014 | 1.558 | 1.6014 | 1.558 | 0 | 87.3991
| All | All Customers | Average Weekday | August | CAISO 1-in-10 | 17 | 1.8703 | 1.838 | 0.9977 | 0.90837 | 0.016648 | 87.4558
| All | All Customers | Average Weekday | August | CAISO 1-in-10 | 18 | 2.1268 | 2.0817 | 1.6466 | 1.5751 | 0.091719 | 86.6232
| All | All Customers | Average Weekday | August | CAISO 1-in-10 | 19 | 2.2403 | 2.1699 | 2.0017 | 1.844 | 0.054226 | 85.1181
| All | All Customers | Average Weekday | August | CAISO 1-in-10 | 20 | 2.1532 | 2.0845 | 1.9569 | 1.8485 | 0.024244 | 82.7434
| All | All Customers | Average Weekday | August | CAISO 1-in-10 | 21 | 2.0569 | 2.005 | 1.8948 | 1.8033 | 0.032389 | 79.359
| All | All Customers | Average Weekday | August | CAISO 1-in-10 | 22 | 1.9164 | 1.8728 | 2.2869 | 2.3338 | 0.040591 | 76.7638
| All | All Customers | Average Weekday | August | CAISO 1-in-10 | 23 | 1.7142 | 1.6873 | 1.7988 | 1.8137 | 0.023822 | 75.1541
| All | All Customers | Average Weekday | August | CAISO 1-in-10 | 24 | 1.444 | 1.4227 | 1.4967 | 1.4822 | 0.018847 | 73.9209
| All | All Customers | Average Weekday | August | CAISO 1-in-2 | 1 | 1.093 | 1.0691 | 1.093 | 1.0691 | 0 | 69.8721
| All | All Customers | Average Weekday | August | CAISO 1-in-2 | 2 | 0.9207 | 0.9009 | 0.9207 | 0.9009 | 0 | 68.8434
| All | All Customers | Average Weekday | August | CAISO 1-in-2 | 3 | 0.80162 | 0.78137 | 0.80162 | 0.78137 | 0 | 67.9326
| All | All Customers | Average Weekday | August | CAISO 1-in-2 | 4 | 0.72236 | 0.70339 | 0.72236 | 0.70339 | 0 | 67.113
| All | All Customers | Average Weekday | August | CAISO 1-in-2 | 5 | 0.6731 | 0.65679 | 0.6731 | 0.65679 | 0 | 66.3793
| All | All Customers | Average Weekday | August | CAISO 1-in-2 | 6 | 0.64814 | 0.64549 | 0.64814 | 0.64549 | 0 | 65.768
| All | All Customers | Average Weekday | August | CAISO 1-in-2 | 7 | 0.64002 | 0.67301 | 0.64002 | 0.67301 | 0 | 65.3391
| All | All Customers | Average Weekday | August | CAISO 1-in-2 | 8 | 0.61451 | 0.64319 | 0.61451 | 0.64319 | 0 | 65.2987
| All | All Customers | Average Weekday | August | CAISO 1-in-2 | 9 | 0.53878 | 0.52158 | 0.53878 | 0.52158 | 0 | 67.3768
| All | All Customers | Average Weekday | August | CAISO 1-in-2 | 10 | 0.45401 | 0.43468 | 0.45401 | 0.43468 | 0 | 70.7493
| All | All Customers | Average Weekday | August | CAISO 1-in-2 | 11 | 0.41476 | 0.40031 | 0.41476 | 0.40031 | 0 | 74.6734
| All | All Customers | Average Weekday | August | CAISO 1-in-2 | 12 | 0.45243 | 0.431 | 0.45243 | 0.431 | 0 | 78.5232
| All | All Customers | Average Weekday | August | CAISO 1-in-2 | 13 | 0.58641 | 0.54527 | 0.58641 | 0.54527 | 0 | 81.5231
| All | All Customers | Average Weekday | August | CAISO 1-in-2 | 14 | 0.77785 | 0.72927 | 0.77785 | 0.72927 | 0 | 83.8383
| All | All Customers | Average Weekday | August | CAISO 1-in-2 | 15 | 1.0085 | 0.96049 | 1.0085 | 0.96049 | 0 | 85.3277
| All | All Customers | Average Weekday | August | CAISO 1-in-2 | 16 | 1.2916 | 1.2482 | 1.2916 | 1.2482 | 0 | 86.0305
| All | All Customers | Average Weekday | August | CAISO 1-in-2 | 17 | 1.5596 | 1.5273 | 0.71279 | 0.62345 | 0.01798 | 86.2276
| All | All Customers | Average Weekday | August | CAISO 1-in-2 | 18 | 1.8124 | 1.7673 | 1.3562 | 1.2848 | 0.099129 | 85.4658
| All | All Customers | Average Weekday | August | CAISO 1-in-2 | 19 | 1.9427 | 1.8724 | 1.7263 | 1.5686 | 0.059559 | 83.8586
| All | All Customers | Average Weekday | August | CAISO 1-in-2 | 20 | 1.9007 | 1.832 | 1.7191 | 1.6106 | 0.027668 | 81.2959
| All | All Customers | Average Weekday | August | CAISO 1-in-2 | 21 | 1.828 | 1.7762 | 1.6845 | 1.593 | 0.036966 | 77.5209
| All | All Customers | Average Weekday | August | CAISO 1-in-2 | 22 | 1.7039 | 1.6603 | 2.0632 | 2.1101 | 0.049822 | 74.4151
| All | All Customers | Average Weekday | August | CAISO 1-in-2 | 23 | 1.5326 | 1.5057 | 1.5871 | 1.602 | 0.030495 | 72.4523
| All | All Customers | Average Weekday | August | CAISO 1-in-2 | 24 | 1.2909 | 1.2696 | 1.3236 | 1.3091 | 0.024653 | 71.0702
| All | All Customers | Average Weekday | August | SCE 1-in-10 | 1 | 1.3005 | 1.2766 | 1.3005 | 1.2766 | 0 | 73.7293
| All | All Customers | Average Weekday | August | SCE 1-in-10 | 2 | 1.1084 | 1.0886 | 1.1084 | 1.0886 | 0 | 72.8076
| All | All Customers | Average Weekday | August | SCE 1-in-10 | 3 | 0.97034 | 0.95008 | 0.97034 | 0.95008 | 0 | 71.9983
| All | All Customers | Average Weekday | August | SCE 1-in-10 | 4 | 0.86831 | 0.84934 | 0.86831 | 0.84934 | 0 | 71.3016
| All | All Customers | Average Weekday | August | SCE 1-in-10 | 5 | 0.79735 | 0.78105 | 0.79735 | 0.78105 | 0 | 70.6965
| All | All Customers | Average Weekday | August | SCE 1-in-10 | 6 | 0.75695 | 0.7543 | 0.75695 | 0.7543 | 0 | 70.1512
| All | All Customers | Average Weekday | August | SCE 1-in-10 | 7 | 0.737 | 0.76999 | 0.737 | 0.76999 | 0 | 69.7509
| All | All Customers | Average Weekday | August | SCE 1-in-10 | 8 | 0.72077 | 0.74945 | 0.72077 | 0.74945 | 0 | 69.7093
| All | All Customers | Average Weekday | August | SCE 1-in-10 | 9 | 0.67326 | 0.65606 | 0.67326 | 0.65606 | 0 | 71.6089
| All | All Customers | Average Weekday | August | SCE 1-in-10 | 10 | 0.59077 | 0.57144 | 0.59077 | 0.57144 | 0 | 74.8786
| All | All Customers | Average Weekday | August | SCE 1-in-10 | 11 | 0.59402 | 0.57957 | 0.59402 | 0.57957 | 0 | 78.5591
| All | All Customers | Average Weekday | August | SCE 1-in-10 | 12 | 0.71065 | 0.68922 | 0.71065 | 0.68922 | 0 | 82.1387
| All | All Customers | Average Weekday | August | SCE 1-in-10 | 13 | 0.9207 | 0.87956 | 0.9207 | 0.87956 | 0 | 84.8001
| All | All Customers | Average Weekday | August | SCE 1-in-10 | 14 | 1.1731 | 1.1245 | 1.1731 | 1.1245 | 0 | 86.8331
| All | All Customers | Average Weekday | August | SCE 1-in-10 | 15 | 1.4396 | 1.3915 | 1.4396 | 1.3915 | 0 | 88.2158
| All | All Customers | Average Weekday | August | SCE 1-in-10 | 16 | 1.7408 | 1.6974 | 1.7408 | 1.6974 | 0 | 88.6384
| All | All Customers | Average Weekday | August | SCE 1-in-10 | 17 | 2.0081 | 1.9758 | 1.1141 | 1.0248 | 0.01572 | 88.4739
| All | All Customers | Average Weekday | August | SCE 1-in-10 | 18 | 2.2617 | 2.2166 | 1.7603 | 1.6888 | 0.085337 | 87.6434
| All | All Customers | Average Weekday | August | SCE 1-in-10 | 19 | 2.3675 | 2.2971 | 2.1121 | 1.9545 | 0.050222 | 86.0765
| All | All Customers | Average Weekday | August | SCE 1-in-10 | 20 | 2.265 | 2.1963 | 2.0604 | 1.9519 | 0.022325 | 83.5797
| All | All Customers | Average Weekday | August | SCE 1-in-10 | 21 | 2.1579 | 2.1061 | 1.9877 | 1.8961 | 0.030405 | 80.1668
| All | All Customers | Average Weekday | August | SCE 1-in-10 | 22 | 2.0102 | 1.9666 | 2.3841 | 2.4309 | 0.038023 | 77.4554
| All | All Customers | Average Weekday | August | SCE 1-in-10 | 23 | 1.7957 | 1.7688 | 1.8883 | 1.9032 | 0.022189 | 75.8767
| All | All Customers | Average Weekday | August | SCE 1-in-10 | 24 | 1.5092 | 1.4879 | 1.5675 | 1.553 | 0.017415 | 74.721
| All | All Customers | Average Weekday | August | SCE 1-in-2 | 1 | 1.093 | 1.0691 | 1.093 | 1.0691 | 0 | 69.8721
| All | All Customers | Average Weekday | August | SCE 1-in-2 | 2 | 0.9207 | 0.9009 | 0.9207 | 0.9009 | 0 | 68.8434
| All | All Customers | Average Weekday | August | SCE 1-in-2 | 3 | 0.80162 | 0.78137 | 0.80162 | 0.78137 | 0 | 67.9326
| All | All Customers | Average Weekday | August | SCE 1-in-2 | 4 | 0.72236 | 0.70339 | 0.72236 | 0.70339 | 0 | 67.113
| All | All Customers | Average Weekday | August | SCE 1-in-2 | 5 | 0.6731 | 0.65679 | 0.6731 | 0.65679 | 0 | 66.3793
| All | All Customers | Average Weekday | August | SCE 1-in-2 | 6 | 0.64814 | 0.64549 | 0.64814 | 0.64549 | 0 | 65.768
| All | All Customers | Average Weekday | August | SCE 1-in-2 | 7 | 0.64002 | 0.67301 | 0.64002 | 0.67301 | 0 | 65.3391
| All | All Customers | Average Weekday | August | SCE 1-in-2 | 8 | 0.61451 | 0.64319 | 0.61451 | 0.64319 | 0 | 65.2987
| All | All Customers | Average Weekday | August | SCE 1-in-2 | 9 | 0.53878 | 0.52158 | 0.53878 | 0.52158 | 0 | 67.3768
| All | All Customers | Average Weekday | August | SCE 1-in-2 | 10 | 0.45401 | 0.43468 | 0.45401 | 0.43468 | 0 | 70.7493
| All | All Customers | Average Weekday | August | SCE 1-in-2 | 11 | 0.41476 | 0.40031 | 0.41476 | 0.40031 | 0 | 74.6734
| All | All Customers | Average Weekday | August | SCE 1-in-2 | 12 | 0.45243 | 0.431 | 0.45243 | 0.431 | 0 | 78.5232
| All | All Customers | Average Weekday | August | SCE 1-in-2 | 13 | 0.58641 | 0.54527 | 0.58641 | 0.54527 | 0 | 81.5231
| All | All Customers | Average Weekday | August | SCE 1-in-2 | 14 | 0.77785 | 0.72927 | 0.77785 | 0.72927 | 0 | 83.8383
| All | All Customers | Average Weekday | August | SCE 1-in-2 | 15 | 1.0085 | 0.96049 | 1.0085 | 0.96049 | 0 | 85.3277
| All | All Customers | Average Weekday | August | SCE 1-in-2 | 16 | 1.2916 | 1.2482 | 1.2916 | 1.2482 | 0 | 86.0305
| All | All Customers | Average Weekday | August | SCE 1-in-2 | 17 | 1.5596 | 1.5273 | 0.71279 | 0.62345 | 0.01798 | 86.2276
| All | All Customers | Average Weekday | August | SCE 1-in-2 | 18 | 1.8124 | 1.7673 | 1.3562 | 1.2848 | 0.099129 | 85.4658
| All | All Customers | Average Weekday | August | SCE 1-in-2 | 19 | 1.9427 | 1.8724 | 1.7263 | 1.5686 | 0.059559 | 83.8586
| All | All Customers | Average Weekday | August | SCE 1-in-2 | 20 | 1.9007 | 1.832 | 1.7191 | 1.6106 | 0.027668 | 81.2959
| All | All Customers | Average Weekday | August | SCE 1-in-2 | 21 | 1.828 | 1.7762 | 1.6845 | 1.593 | 0.036966 | 77.5209
| All | All Customers | Average Weekday | August | SCE 1-in-2 | 22 | 1.7039 | 1.6603 | 2.0632 | 2.1101 | 0.049822 | 74.4151
| All | All Customers | Average Weekday | August | SCE 1-in-2 | 23 | 1.5326 | 1.5057 | 1.5871 | 1.602 | 0.030495 | 72.4523
| All | All Customers | Average Weekday | August | SCE 1-in-2 | 24 | 1.2909 | 1.2696 | 1.3236 | 1.3091 | 0.024653 | 71.0702
| All | All Customers | Average Weekday | December | CAISO 1-in-10 | 1 | 0.77718 | 0.75324 | 0.77718 | 0.75324 | 0 | 51.7981
| All | All Customers | Average Weekday | December | CAISO 1-in-10 | 2 | 0.70563 | 0.68583 | 0.70563 | 0.68583 | 0 | 51.0287
| All | All Customers | Average Weekday | December | CAISO 1-in-10 | 3 | 0.65827 | 0.63802 | 0.65827 | 0.63802 | 0 | 50.2976
| All | All Customers | Average Weekday | December | CAISO 1-in-10 | 4 | 0.62915 | 0.61018 | 0.62915 | 0.61018 | 0 | 49.6541
| All | All Customers | Average Weekday | December | CAISO 1-in-10 | 5 | 0.62299 | 0.60668 | 0.62299 | 0.60668 | 0 | 49.0914
| All | All Customers | Average Weekday | December | CAISO 1-in-10 | 6 | 0.64412 | 0.64147 | 0.64412 | 0.64147 | 0 | 48.6163
| All | All Customers | Average Weekday | December | CAISO 1-in-10 | 7 | 0.69557 | 0.72856 | 0.69557 | 0.72856 | 0 | 48.2316
| All | All Customers | Average Weekday | December | CAISO 1-in-10 | 8 | 0.67861 | 0.70729 | 0.67861 | 0.70729 | 0 | 48.181
| All | All Customers | Average Weekday | December | CAISO 1-in-10 | 9 | 0.54924 | 0.53204 | 0.54924 | 0.53204 | 0 | 49.0546
| All | All Customers | Average Weekday | December | CAISO 1-in-10 | 10 | 0.39287 | 0.37354 | 0.39287 | 0.37354 | 0 | 51.9889
| All | All Customers | Average Weekday | December | CAISO 1-in-10 | 11 | 0.27448 | 0.26004 | 0.27448 | 0.26004 | 0 | 55.6297
| All | All Customers | Average Weekday | December | CAISO 1-in-10 | 12 | 0.21216 | 0.19073 | 0.21216 | 0.19073 | 0 | 58.8543
| All | All Customers | Average Weekday | December | CAISO 1-in-10 | 13 | 0.21365 | 0.17252 | 0.21365 | 0.17252 | 0 | 61.0908
| All | All Customers | Average Weekday | December | CAISO 1-in-10 | 14 | 0.24525 | 0.19666 | 0.24525 | 0.19666 | 0 | 62.5673
| All | All Customers | Average Weekday | December | CAISO 1-in-10 | 15 | 0.31434 | 0.2663 | 0.31434 | 0.2663 | 0 | 63.3521
| All | All Customers | Average Weekday | December | CAISO 1-in-10 | 16 | 0.44279 | 0.39936 | 0.44279 | 0.39936 | 0 | 63.4497
| All | All Customers | Average Weekday | December | CAISO 1-in-10 | 17 | 0.62216 | 0.58983 | 0.62216 | 0.58983 | 0 | 62.7176
| All | All Customers | Average Weekday | December | CAISO 1-in-10 | 18 | 0.88115 | 0.83602 | 0.88115 | 0.83602 | 0 | 60.7362
| All | All Customers | Average Weekday | December | CAISO 1-in-10 | 19 | 1.0568 | 0.98645 | 1.0568 | 0.98645 | 0 | 58.5293
| All | All Customers | Average Weekday | December | CAISO 1-in-10 | 20 | 1.1157 | 1.0469 | 1.1157 | 1.0469 | 0 | 56.9525
| All | All Customers | Average Weekday | December | CAISO 1-in-10 | 21 | 1.106 | 1.0542 | 1.106 | 1.0542 | 0 | 55.6455
| All | All Customers | Average Weekday | December | CAISO 1-in-10 | 22 | 1.0436 | 0.99998 | 1.0436 | 0.99998 | 0 | 54.4259
| All | All Customers | Average Weekday | December | CAISO 1-in-10 | 23 | 0.97324 | 0.94634 | 0.97324 | 0.94634 | 0 | 53.4039
| All | All Customers | Average Weekday | December | CAISO 1-in-10 | 24 | 0.85623 | 0.83498 | 0.85623 | 0.83498 | 0 | 52.5206
| All | All Customers | Average Weekday | December | CAISO 1-in-2 | 1 | 0.80314 | 0.7792 | 0.80314 | 0.7792 | 0 | 49.1316
| All | All Customers | Average Weekday | December | CAISO 1-in-2 | 2 | 0.73142 | 0.71162 | 0.73142 | 0.71162 | 0 | 48.3927
| All | All Customers | Average Weekday | December | CAISO 1-in-2 | 3 | 0.6844 | 0.66415 | 0.6844 | 0.66415 | 0 | 47.8175
| All | All Customers | Average Weekday | December | CAISO 1-in-2 | 4 | 0.65625 | 0.63728 | 0.65625 | 0.63728 | 0 | 47.3235
| All | All Customers | Average Weekday | December | CAISO 1-in-2 | 5 | 0.65213 | 0.63583 | 0.65213 | 0.63583 | 0 | 46.8224
| All | All Customers | Average Weekday | December | CAISO 1-in-2 | 6 | 0.67527 | 0.67262 | 0.67527 | 0.67262 | 0 | 46.3402
| All | All Customers | Average Weekday | December | CAISO 1-in-2 | 7 | 0.72924 | 0.76223 | 0.72924 | 0.76223 | 0 | 45.9997
| All | All Customers | Average Weekday | December | CAISO 1-in-2 | 8 | 0.70968 | 0.73836 | 0.70968 | 0.73836 | 0 | 45.8233
| All | All Customers | Average Weekday | December | CAISO 1-in-2 | 9 | 0.57509 | 0.55788 | 0.57509 | 0.55788 | 0 | 46.6287
| All | All Customers | Average Weekday | December | CAISO 1-in-2 | 10 | 0.4153 | 0.39597 | 0.4153 | 0.39597 | 0 | 49.615
| All | All Customers | Average Weekday | December | CAISO 1-in-2 | 11 | 0.29674 | 0.28229 | 0.29674 | 0.28229 | 0 | 53.2148
| All | All Customers | Average Weekday | December | CAISO 1-in-2 | 12 | 0.23638 | 0.21495 | 0.23638 | 0.21495 | 0 | 56.3678
| All | All Customers | Average Weekday | December | CAISO 1-in-2 | 13 | 0.23664 | 0.1955 | 0.23664 | 0.1955 | 0 | 58.7138
| All | All Customers | Average Weekday | December | CAISO 1-in-2 | 14 | 0.27018 | 0.22159 | 0.27018 | 0.22159 | 0 | 60.2919
| All | All Customers | Average Weekday | December | CAISO 1-in-2 | 15 | 0.34412 | 0.29608 | 0.34412 | 0.29608 | 0 | 61.2196
| All | All Customers | Average Weekday | December | CAISO 1-in-2 | 16 | 0.47687 | 0.43344 | 0.47687 | 0.43344 | 0 | 61.4174
| All | All Customers | Average Weekday | December | CAISO 1-in-2 | 17 | 0.66197 | 0.62964 | 0.66197 | 0.62964 | 0 | 60.6707
| All | All Customers | Average Weekday | December | CAISO 1-in-2 | 18 | 0.92271 | 0.87757 | 0.92271 | 0.87757 | 0 | 58.622
| All | All Customers | Average Weekday | December | CAISO 1-in-2 | 19 | 1.0976 | 1.0272 | 1.0976 | 1.0272 | 0 | 56.2732
| All | All Customers | Average Weekday | December | CAISO 1-in-2 | 20 | 1.1483 | 1.0796 | 1.1483 | 1.0796 | 0 | 54.5797
| All | All Customers | Average Weekday | December | CAISO 1-in-2 | 21 | 1.1348 | 1.0829 | 1.1348 | 1.0829 | 0 | 53.1403
| All | All Customers | Average Weekday | December | CAISO 1-in-2 | 22 | 1.0725 | 1.0289 | 1.0725 | 1.0289 | 0 | 51.9179
| All | All Customers | Average Weekday | December | CAISO 1-in-2 | 23 | 1.0023 | 0.97537 | 1.0023 | 0.97537 | 0 | 50.8231
| All | All Customers | Average Weekday | December | CAISO 1-in-2 | 24 | 0.88473 | 0.86349 | 0.88473 | 0.86349 | 0 | 49.8243
| All | All Customers | Average Weekday | December | SCE 1-in-10 | 1 | 0.79788 | 0.77394 | 0.79788 | 0.77394 | 0 | 49.4621
| All | All Customers | Average Weekday | December | SCE 1-in-10 | 2 | 0.7262 | 0.7064 | 0.7262 | 0.7064 | 0 | 48.6438
| All | All Customers | Average Weekday | December | SCE 1-in-10 | 3 | 0.67911 | 0.65885 | 0.67911 | 0.65885 | 0 | 47.9052
| All | All Customers | Average Weekday | December | SCE 1-in-10 | 4 | 0.65076 | 0.6318 | 0.65076 | 0.6318 | 0 | 47.1875
| All | All Customers | Average Weekday | December | SCE 1-in-10 | 5 | 0.64623 | 0.62993 | 0.64623 | 0.62993 | 0 | 46.6748
| All | All Customers | Average Weekday | December | SCE 1-in-10 | 6 | 0.66896 | 0.66631 | 0.66896 | 0.66631 | 0 | 46.1932
| All | All Customers | Average Weekday | December | SCE 1-in-10 | 7 | 0.72242 | 0.75541 | 0.72242 | 0.75541 | 0 | 45.8864
| All | All Customers | Average Weekday | December | SCE 1-in-10 | 8 | 0.70339 | 0.73207 | 0.70339 | 0.73207 | 0 | 45.94
| All | All Customers | Average Weekday | December | SCE 1-in-10 | 9 | 0.56985 | 0.55265 | 0.56985 | 0.55265 | 0 | 46.8822
| All | All Customers | Average Weekday | December | SCE 1-in-10 | 10 | 0.41076 | 0.39143 | 0.41076 | 0.39143 | 0 | 50.1136
| All | All Customers | Average Weekday | December | SCE 1-in-10 | 11 | 0.29223 | 0.27779 | 0.29223 | 0.27779 | 0 | 53.9423
| All | All Customers | Average Weekday | December | SCE 1-in-10 | 12 | 0.23147 | 0.21005 | 0.23147 | 0.21005 | 0 | 57.1981
| All | All Customers | Average Weekday | December | SCE 1-in-10 | 13 | 0.23198 | 0.19085 | 0.23198 | 0.19085 | 0 | 59.5143
| All | All Customers | Average Weekday | December | SCE 1-in-10 | 14 | 0.26514 | 0.21655 | 0.26514 | 0.21655 | 0 | 61.0555
| All | All Customers | Average Weekday | December | SCE 1-in-10 | 15 | 0.33812 | 0.29007 | 0.33812 | 0.29007 | 0 | 61.942
| All | All Customers | Average Weekday | December | SCE 1-in-10 | 16 | 0.4697 | 0.42627 | 0.4697 | 0.42627 | 0 | 62.1875
| All | All Customers | Average Weekday | December | SCE 1-in-10 | 17 | 0.65384 | 0.62151 | 0.65384 | 0.62151 | 0 | 61.4109
| All | All Customers | Average Weekday | December | SCE 1-in-10 | 18 | 0.91429 | 0.86916 | 0.91429 | 0.86916 | 0 | 59.2946
| All | All Customers | Average Weekday | December | SCE 1-in-10 | 19 | 1.0894 | 1.019 | 1.0894 | 1.019 | 0 | 56.9574
| All | All Customers | Average Weekday | December | SCE 1-in-10 | 20 | 1.1417 | 1.073 | 1.1417 | 1.073 | 0 | 55.3459
| All | All Customers | Average Weekday | December | SCE 1-in-10 | 21 | 1.1289 | 1.0771 | 1.1289 | 1.0771 | 0 | 53.9658
| All | All Customers | Average Weekday | December | SCE 1-in-10 | 22 | 1.0666 | 1.0231 | 1.0666 | 1.0231 | 0 | 52.6706
| All | All Customers | Average Weekday | December | SCE 1-in-10 | 23 | 0.9964 | 0.96949 | 0.9964 | 0.96949 | 0 | 51.5193
| All | All Customers | Average Weekday | December | SCE 1-in-10 | 24 | 0.87896 | 0.85771 | 0.87896 | 0.85771 | 0 | 50.5893
| All | All Customers | Average Weekday | December | SCE 1-in-2 | 1 | 0.78777 | 0.76383 | 0.78777 | 0.76383 | 0 | 51.2732
| All | All Customers | Average Weekday | December | SCE 1-in-2 | 2 | 0.71615 | 0.69635 | 0.71615 | 0.69635 | 0 | 50.5699
| All | All Customers | Average Weekday | December | SCE 1-in-2 | 3 | 0.66893 | 0.64868 | 0.66893 | 0.64868 | 0 | 50.0175
| All | All Customers | Average Weekday | December | SCE 1-in-2 | 4 | 0.64021 | 0.62124 | 0.64021 | 0.62124 | 0 | 49.5028
| All | All Customers | Average Weekday | December | SCE 1-in-2 | 5 | 0.63488 | 0.61857 | 0.63488 | 0.61857 | 0 | 49.0272
| All | All Customers | Average Weekday | December | SCE 1-in-2 | 6 | 0.65683 | 0.65418 | 0.65683 | 0.65418 | 0 | 48.5128
| All | All Customers | Average Weekday | December | SCE 1-in-2 | 7 | 0.70931 | 0.7423 | 0.70931 | 0.7423 | 0 | 48.1496
| All | All Customers | Average Weekday | December | SCE 1-in-2 | 8 | 0.69129 | 0.71997 | 0.69129 | 0.71997 | 0 | 47.9315
| All | All Customers | Average Weekday | December | SCE 1-in-2 | 9 | 0.55979 | 0.54258 | 0.55979 | 0.54258 | 0 | 48.5898
| All | All Customers | Average Weekday | December | SCE 1-in-2 | 10 | 0.40202 | 0.38269 | 0.40202 | 0.38269 | 0 | 51.1158
| All | All Customers | Average Weekday | December | SCE 1-in-2 | 11 | 0.28356 | 0.26912 | 0.28356 | 0.26912 | 0 | 54.2848
| All | All Customers | Average Weekday | December | SCE 1-in-2 | 12 | 0.22204 | 0.20061 | 0.22204 | 0.20061 | 0 | 57.1958
| All | All Customers | Average Weekday | December | SCE 1-in-2 | 13 | 0.22303 | 0.18189 | 0.22303 | 0.18189 | 0 | 59.3703
| All | All Customers | Average Weekday | December | SCE 1-in-2 | 14 | 0.2554 | 0.20681 | 0.2554 | 0.20681 | 0 | 60.8802
| All | All Customers | Average Weekday | December | SCE 1-in-2 | 15 | 0.32654 | 0.27849 | 0.32654 | 0.27849 | 0 | 61.728
| All | All Customers | Average Weekday | December | SCE 1-in-2 | 16 | 0.4562 | 0.41277 | 0.4562 | 0.41277 | 0 | 61.8707
| All | All Customers | Average Weekday | December | SCE 1-in-2 | 17 | 0.63844 | 0.6061 | 0.63844 | 0.6061 | 0 | 61.1529
| All | All Customers | Average Weekday | December | SCE 1-in-2 | 18 | 0.89811 | 0.85297 | 0.89811 | 0.85297 | 0 | 59.2124
| All | All Customers | Average Weekday | December | SCE 1-in-2 | 19 | 1.0735 | 1.0031 | 1.0735 | 1.0031 | 0 | 57.0804
| All | All Customers | Average Weekday | December | SCE 1-in-2 | 20 | 1.129 | 1.0603 | 1.129 | 1.0603 | 0 | 55.6039
| All | All Customers | Average Weekday | December | SCE 1-in-2 | 21 | 1.1177 | 1.0659 | 1.1177 | 1.0659 | 0 | 54.4043
| All | All Customers | Average Weekday | December | SCE 1-in-2 | 22 | 1.0554 | 1.0118 | 1.0554 | 1.0118 | 0 | 53.3064
| All | All Customers | Average Weekday | December | SCE 1-in-2 | 23 | 0.98509 | 0.95818 | 0.98509 | 0.95818 | 0 | 52.3585
| All | All Customers | Average Weekday | December | SCE 1-in-2 | 24 | 0.86786 | 0.84661 | 0.86786 | 0.84661 | 0 | 51.4869
| All | All Customers | Average Weekday | February | CAISO 1-in-10 | 1 | 0.80055 | 0.77661 | 0.80055 | 0.77661 | 0 | 49.1365
| All | All Customers | Average Weekday | February | CAISO 1-in-10 | 2 | 0.72885 | 0.70905 | 0.72885 | 0.70905 | 0 | 48.1672
| All | All Customers | Average Weekday | February | CAISO 1-in-10 | 3 | 0.6818 | 0.66154 | 0.6818 | 0.66154 | 0 | 47.2992
| All | All Customers | Average Weekday | February | CAISO 1-in-10 | 4 | 0.65355 | 0.63459 | 0.65355 | 0.63459 | 0 | 46.5479
| All | All Customers | Average Weekday | February | CAISO 1-in-10 | 5 | 0.64923 | 0.63293 | 0.64923 | 0.63293 | 0 | 45.9647
| All | All Customers | Average Weekday | February | CAISO 1-in-10 | 6 | 0.67217 | 0.66952 | 0.67217 | 0.66952 | 0 | 45.4143
| All | All Customers | Average Weekday | February | CAISO 1-in-10 | 7 | 0.72589 | 0.75888 | 0.72589 | 0.75888 | 0 | 45.0851
| All | All Customers | Average Weekday | February | CAISO 1-in-10 | 8 | 0.70659 | 0.73527 | 0.70659 | 0.73527 | 0 | 45.0253
| All | All Customers | Average Weekday | February | CAISO 1-in-10 | 9 | 0.57251 | 0.55531 | 0.57251 | 0.55531 | 0 | 46.6374
| All | All Customers | Average Weekday | February | CAISO 1-in-10 | 10 | 0.41307 | 0.39374 | 0.41307 | 0.39374 | 0 | 50.1436
| All | All Customers | Average Weekday | February | CAISO 1-in-10 | 11 | 0.29452 | 0.28008 | 0.29452 | 0.28008 | 0 | 53.815
| All | All Customers | Average Weekday | February | CAISO 1-in-10 | 12 | 0.23397 | 0.21254 | 0.23397 | 0.21254 | 0 | 56.788
| All | All Customers | Average Weekday | February | CAISO 1-in-10 | 13 | 0.23435 | 0.19321 | 0.23435 | 0.19321 | 0 | 58.8615
| All | All Customers | Average Weekday | February | CAISO 1-in-10 | 14 | 0.26756 | 0.21898 | 0.26756 | 0.21898 | 0 | 60.3147
| All | All Customers | Average Weekday | February | CAISO 1-in-10 | 15 | 0.34116 | 0.29311 | 0.34116 | 0.29311 | 0 | 61.2916
| All | All Customers | Average Weekday | February | CAISO 1-in-10 | 16 | 0.47352 | 0.43009 | 0.47352 | 0.43009 | 0 | 61.717
| All | All Customers | Average Weekday | February | CAISO 1-in-10 | 17 | 0.65821 | 0.62587 | 0.65821 | 0.62587 | 0 | 61.3779
| All | All Customers | Average Weekday | February | CAISO 1-in-10 | 18 | 0.91838 | 0.87325 | 0.91838 | 0.87325 | 0 | 60.1328
| All | All Customers | Average Weekday | February | CAISO 1-in-10 | 19 | 1.0936 | 1.0232 | 1.0936 | 1.0232 | 0 | 57.8613
| All | All Customers | Average Weekday | February | CAISO 1-in-10 | 20 | 1.1451 | 1.0763 | 1.1451 | 1.0763 | 0 | 55.7904
| All | All Customers | Average Weekday | February | CAISO 1-in-10 | 21 | 1.1319 | 1.0801 | 1.1319 | 1.0801 | 0 | 54.1727
| All | All Customers | Average Weekday | February | CAISO 1-in-10 | 22 | 1.0696 | 1.026 | 1.0696 | 1.026 | 0 | 52.8958
| All | All Customers | Average Weekday | February | CAISO 1-in-10 | 23 | 0.99939 | 0.97248 | 0.99939 | 0.97248 | 0 | 51.6827
| All | All Customers | Average Weekday | February | CAISO 1-in-10 | 24 | 0.88189 | 0.86065 | 0.88189 | 0.86065 | 0 | 50.5083
| All | All Customers | Average Weekday | February | CAISO 1-in-2 | 1 | 0.75179 | 0.72785 | 0.75179 | 0.72785 | 0 | 53.5369
| All | All Customers | Average Weekday | February | CAISO 1-in-2 | 2 | 0.68028 | 0.66048 | 0.68028 | 0.66048 | 0 | 52.6167
| All | All Customers | Average Weekday | February | CAISO 1-in-2 | 3 | 0.63251 | 0.61225 | 0.63251 | 0.61225 | 0 | 51.8187
| All | All Customers | Average Weekday | February | CAISO 1-in-2 | 4 | 0.60235 | 0.58339 | 0.60235 | 0.58339 | 0 | 50.9855
| All | All Customers | Average Weekday | February | CAISO 1-in-2 | 5 | 0.59413 | 0.57783 | 0.59413 | 0.57783 | 0 | 50.2793
| All | All Customers | Average Weekday | February | CAISO 1-in-2 | 6 | 0.61321 | 0.61056 | 0.61321 | 0.61056 | 0 | 49.6847
| All | All Customers | Average Weekday | February | CAISO 1-in-2 | 7 | 0.66199 | 0.69498 | 0.66199 | 0.69498 | 0 | 49.3108
| All | All Customers | Average Weekday | February | CAISO 1-in-2 | 8 | 0.64737 | 0.67606 | 0.64737 | 0.67606 | 0 | 49.1268
| All | All Customers | Average Weekday | February | CAISO 1-in-2 | 9 | 0.52317 | 0.50597 | 0.52317 | 0.50597 | 0 | 50.6065
| All | All Customers | Average Weekday | February | CAISO 1-in-2 | 10 | 0.37022 | 0.35088 | 0.37022 | 0.35088 | 0 | 54.2885
| All | All Customers | Average Weekday | February | CAISO 1-in-2 | 11 | 0.25197 | 0.23752 | 0.25197 | 0.23752 | 0 | 58.3001
| All | All Customers | Average Weekday | February | CAISO 1-in-2 | 12 | 0.18675 | 0.16532 | 0.18675 | 0.16532 | 0 | 61.6489
| All | All Customers | Average Weekday | February | CAISO 1-in-2 | 13 | 0.18534 | 0.14421 | 0.18534 | 0.14421 | 0 | 64.1335
| All | All Customers | Average Weekday | February | CAISO 1-in-2 | 14 | 0.21204 | 0.16346 | 0.21204 | 0.16346 | 0 | 65.7135
| All | All Customers | Average Weekday | February | CAISO 1-in-2 | 15 | 0.28371 | 0.23567 | 0.28371 | 0.23567 | 0 | 66.5596
| All | All Customers | Average Weekday | February | CAISO 1-in-2 | 16 | 0.41483 | 0.3714 | 0.41483 | 0.3714 | 0 | 66.7449
| All | All Customers | Average Weekday | February | CAISO 1-in-2 | 17 | 0.58862 | 0.55629 | 0.58862 | 0.55629 | 0 | 66.2808
| All | All Customers | Average Weekday | February | CAISO 1-in-2 | 18 | 0.83705 | 0.79191 | 0.83705 | 0.79191 | 0 | 64.9206
| All | All Customers | Average Weekday | February | CAISO 1-in-2 | 19 | 1.0161 | 0.94575 | 1.0161 | 0.94575 | 0 | 62.3954
| All | All Customers | Average Weekday | February | CAISO 1-in-2 | 20 | 1.0834 | 1.0147 | 1.0834 | 1.0147 | 0 | 60.0609
| All | All Customers | Average Weekday | February | CAISO 1-in-2 | 21 | 1.0778 | 1.0259 | 1.0778 | 1.0259 | 0 | 58.4135
| All | All Customers | Average Weekday | February | CAISO 1-in-2 | 22 | 1.0153 | 0.97173 | 1.0153 | 0.97173 | 0 | 57.0486
| All | All Customers | Average Weekday | February | CAISO 1-in-2 | 23 | 0.94484 | 0.91793 | 0.94484 | 0.91793 | 0 | 55.7591
| All | All Customers | Average Weekday | February | CAISO 1-in-2 | 24 | 0.82831 | 0.80707 | 0.82831 | 0.80707 | 0 | 54.6056
| All | All Customers | Average Weekday | February | SCE 1-in-10 | 1 | 0.74234 | 0.7184 | 0.74234 | 0.7184 | 0 | 55.3679
| All | All Customers | Average Weekday | February | SCE 1-in-10 | 2 | 0.66858 | 0.64878 | 0.66858 | 0.64878 | 0 | 54.2149
| All | All Customers | Average Weekday | February | SCE 1-in-10 | 3 | 0.6187 | 0.59845 | 0.6187 | 0.59845 | 0 | 53.2426
| All | All Customers | Average Weekday | February | SCE 1-in-10 | 4 | 0.58669 | 0.56772 | 0.58669 | 0.56772 | 0 | 52.2265
| All | All Customers | Average Weekday | February | SCE 1-in-10 | 5 | 0.57626 | 0.55995 | 0.57626 | 0.55995 | 0 | 51.4146
| All | All Customers | Average Weekday | February | SCE 1-in-10 | 6 | 0.59254 | 0.58989 | 0.59254 | 0.58989 | 0 | 50.8083
| All | All Customers | Average Weekday | February | SCE 1-in-10 | 7 | 0.63611 | 0.6691 | 0.63611 | 0.6691 | 0 | 50.4095
| All | All Customers | Average Weekday | February | SCE 1-in-10 | 8 | 0.61816 | 0.64684 | 0.61816 | 0.64684 | 0 | 50.1836
| All | All Customers | Average Weekday | February | SCE 1-in-10 | 9 | 0.49703 | 0.47983 | 0.49703 | 0.47983 | 0 | 51.9296
| All | All Customers | Average Weekday | February | SCE 1-in-10 | 10 | 0.34672 | 0.32739 | 0.34672 | 0.32739 | 0 | 56.1118
| All | All Customers | Average Weekday | February | SCE 1-in-10 | 11 | 0.22633 | 0.21188 | 0.22633 | 0.21188 | 0 | 60.6757
| All | All Customers | Average Weekday | February | SCE 1-in-10 | 12 | 0.1546 | 0.13317 | 0.1546 | 0.13317 | 0 | 64.4132
| All | All Customers | Average Weekday | February | SCE 1-in-10 | 13 | 0.14228 | 0.10114 | 0.14228 | 0.10114 | 0 | 67.0866
| All | All Customers | Average Weekday | February | SCE 1-in-10 | 14 | 0.17224 | 0.12365 | 0.17224 | 0.12365 | 0 | 68.8659
| All | All Customers | Average Weekday | February | SCE 1-in-10 | 15 | 0.25089 | 0.20285 | 0.25089 | 0.20285 | 0 | 69.7556
| All | All Customers | Average Weekday | February | SCE 1-in-10 | 16 | 0.38827 | 0.34484 | 0.38827 | 0.34484 | 0 | 70.1262
| All | All Customers | Average Weekday | February | SCE 1-in-10 | 17 | 0.56208 | 0.52975 | 0.56208 | 0.52975 | 0 | 69.619
| All | All Customers | Average Weekday | February | SCE 1-in-10 | 18 | 0.79957 | 0.75443 | 0.79957 | 0.75443 | 0 | 68.1163
| All | All Customers | Average Weekday | February | SCE 1-in-10 | 19 | 0.99151 | 0.92113 | 0.99151 | 0.92113 | 0 | 65.1941
| All | All Customers | Average Weekday | February | SCE 1-in-10 | 20 | 1.064 | 0.99526 | 1.064 | 0.99526 | 0 | 62.4939
| All | All Customers | Average Weekday | February | SCE 1-in-10 | 21 | 1.0656 | 1.0138 | 1.0656 | 1.0138 | 0 | 60.615
| All | All Customers | Average Weekday | February | SCE 1-in-10 | 22 | 1.006 | 0.96239 | 1.006 | 0.96239 | 0 | 59.0437
| All | All Customers | Average Weekday | February | SCE 1-in-10 | 23 | 0.9344 | 0.9075 | 0.9344 | 0.9075 | 0 | 57.5161
| All | All Customers | Average Weekday | February | SCE 1-in-10 | 24 | 0.81732 | 0.79608 | 0.81732 | 0.79608 | 0 | 56.2263
| All | All Customers | Average Weekday | February | SCE 1-in-2 | 1 | 0.76312 | 0.73919 | 0.76312 | 0.73919 | 0 | 52.2752
| All | All Customers | Average Weekday | February | SCE 1-in-2 | 2 | 0.6916 | 0.6718 | 0.6916 | 0.6718 | 0 | 51.4307
| All | All Customers | Average Weekday | February | SCE 1-in-2 | 3 | 0.64401 | 0.62376 | 0.64401 | 0.62376 | 0 | 50.6206
| All | All Customers | Average Weekday | February | SCE 1-in-2 | 4 | 0.61432 | 0.59535 | 0.61432 | 0.59535 | 0 | 49.8776
| All | All Customers | Average Weekday | February | SCE 1-in-2 | 5 | 0.60702 | 0.59072 | 0.60702 | 0.59072 | 0 | 49.2854
| All | All Customers | Average Weekday | February | SCE 1-in-2 | 6 | 0.62702 | 0.62437 | 0.62702 | 0.62437 | 0 | 48.7425
| All | All Customers | Average Weekday | February | SCE 1-in-2 | 7 | 0.677 | 0.70999 | 0.677 | 0.70999 | 0 | 48.359
| All | All Customers | Average Weekday | February | SCE 1-in-2 | 8 | 0.66134 | 0.69002 | 0.66134 | 0.69002 | 0 | 48.2347
| All | All Customers | Average Weekday | February | SCE 1-in-2 | 9 | 0.53483 | 0.51763 | 0.53483 | 0.51763 | 0 | 49.7542
| All | All Customers | Average Weekday | February | SCE 1-in-2 | 10 | 0.38035 | 0.36102 | 0.38035 | 0.36102 | 0 | 53.3038
| All | All Customers | Average Weekday | February | SCE 1-in-2 | 11 | 0.26204 | 0.24759 | 0.26204 | 0.24759 | 0 | 57.1261
| All | All Customers | Average Weekday | February | SCE 1-in-2 | 12 | 0.19786 | 0.17643 | 0.19786 | 0.17643 | 0 | 60.5105
| All | All Customers | Average Weekday | February | SCE 1-in-2 | 13 | 0.19964 | 0.15851 | 0.19964 | 0.15851 | 0 | 63.0499
| All | All Customers | Average Weekday | February | SCE 1-in-2 | 14 | 0.22791 | 0.17933 | 0.22791 | 0.17933 | 0 | 64.705
| All | All Customers | Average Weekday | February | SCE 1-in-2 | 15 | 0.29744 | 0.24939 | 0.29744 | 0.24939 | 0 | 65.6072
| All | All Customers | Average Weekday | February | SCE 1-in-2 | 16 | 0.42749 | 0.38406 | 0.42749 | 0.38406 | 0 | 65.805
| All | All Customers | Average Weekday | February | SCE 1-in-2 | 17 | 0.60343 | 0.5711 | 0.60343 | 0.5711 | 0 | 65.2808
| All | All Customers | Average Weekday | February | SCE 1-in-2 | 18 | 0.85707 | 0.81193 | 0.85707 | 0.81193 | 0 | 63.8504
| All | All Customers | Average Weekday | February | SCE 1-in-2 | 19 | 1.0342 | 0.96382 | 1.0342 | 0.96382 | 0 | 61.196
| All | All Customers | Average Weekday | February | SCE 1-in-2 | 20 | 1.0978 | 1.029 | 1.0978 | 1.029 | 0 | 58.8674
| All | All Customers | Average Weekday | February | SCE 1-in-2 | 21 | 1.0904 | 1.0385 | 1.0904 | 1.0385 | 0 | 57.226
| All | All Customers | Average Weekday | February | SCE 1-in-2 | 22 | 1.0279 | 0.98434 | 1.0279 | 0.98434 | 0 | 55.9533
| All | All Customers | Average Weekday | February | SCE 1-in-2 | 23 | 0.95752 | 0.93061 | 0.95752 | 0.93061 | 0 | 54.7211
| All | All Customers | Average Weekday | February | SCE 1-in-2 | 24 | 0.84078 | 0.81953 | 0.84078 | 0.81953 | 0 | 53.561
| All | All Customers | Average Weekday | January | CAISO 1-in-10 | 1 | 0.80246 | 0.77852 | 0.80246 | 0.77852 | 0 | 49.6416
| All | All Customers | Average Weekday | January | CAISO 1-in-10 | 2 | 0.73075 | 0.71095 | 0.73075 | 0.71095 | 0 | 48.8244
| All | All Customers | Average Weekday | January | CAISO 1-in-10 | 3 | 0.68371 | 0.66346 | 0.68371 | 0.66346 | 0 | 48.1833
| All | All Customers | Average Weekday | January | CAISO 1-in-10 | 4 | 0.65554 | 0.63657 | 0.65554 | 0.63657 | 0 | 47.5072
| All | All Customers | Average Weekday | January | CAISO 1-in-10 | 5 | 0.65137 | 0.63506 | 0.65137 | 0.63506 | 0 | 46.8603
| All | All Customers | Average Weekday | January | CAISO 1-in-10 | 6 | 0.67445 | 0.6718 | 0.67445 | 0.6718 | 0 | 46.3023
| All | All Customers | Average Weekday | January | CAISO 1-in-10 | 7 | 0.72835 | 0.76135 | 0.72835 | 0.76135 | 0 | 45.8418
| All | All Customers | Average Weekday | January | CAISO 1-in-10 | 8 | 0.70887 | 0.73755 | 0.70887 | 0.73755 | 0 | 45.6686
| All | All Customers | Average Weekday | January | CAISO 1-in-10 | 9 | 0.57441 | 0.5572 | 0.57441 | 0.5572 | 0 | 46.2881
| All | All Customers | Average Weekday | January | CAISO 1-in-10 | 10 | 0.41471 | 0.39538 | 0.41471 | 0.39538 | 0 | 49.1236
| All | All Customers | Average Weekday | January | CAISO 1-in-10 | 11 | 0.29615 | 0.28171 | 0.29615 | 0.28171 | 0 | 52.6805
| All | All Customers | Average Weekday | January | CAISO 1-in-10 | 12 | 0.23574 | 0.21431 | 0.23574 | 0.21431 | 0 | 55.8636
| All | All Customers | Average Weekday | January | CAISO 1-in-10 | 13 | 0.23604 | 0.1949 | 0.23604 | 0.1949 | 0 | 58.1062
| All | All Customers | Average Weekday | January | CAISO 1-in-10 | 14 | 0.26952 | 0.22094 | 0.26952 | 0.22094 | 0 | 59.622
| All | All Customers | Average Weekday | January | CAISO 1-in-10 | 15 | 0.34335 | 0.29531 | 0.34335 | 0.29531 | 0 | 60.5549
| All | All Customers | Average Weekday | January | CAISO 1-in-10 | 16 | 0.47582 | 0.43239 | 0.47582 | 0.43239 | 0 | 60.9249
| All | All Customers | Average Weekday | January | CAISO 1-in-10 | 17 | 0.66086 | 0.62852 | 0.66086 | 0.62852 | 0 | 60.533
| All | All Customers | Average Weekday | January | CAISO 1-in-10 | 18 | 0.92162 | 0.87648 | 0.92162 | 0.87648 | 0 | 59.0895
| All | All Customers | Average Weekday | January | CAISO 1-in-10 | 19 | 1.0966 | 1.0262 | 1.0966 | 1.0262 | 0 | 56.8513
| All | All Customers | Average Weekday | January | CAISO 1-in-10 | 20 | 1.1475 | 1.0787 | 1.1475 | 1.0787 | 0 | 55.1772
| All | All Customers | Average Weekday | January | CAISO 1-in-10 | 21 | 1.134 | 1.0822 | 1.134 | 1.0822 | 0 | 53.8906
| All | All Customers | Average Weekday | January | CAISO 1-in-10 | 22 | 1.0717 | 1.0282 | 1.0717 | 1.0282 | 0 | 52.7323
| All | All Customers | Average Weekday | January | CAISO 1-in-10 | 23 | 1.0015 | 0.97461 | 1.0015 | 0.97461 | 0 | 51.573
| All | All Customers | Average Weekday | January | CAISO 1-in-10 | 24 | 0.88398 | 0.86274 | 0.88398 | 0.86274 | 0 | 50.6218
| All | All Customers | Average Weekday | January | CAISO 1-in-2 | 1 | 0.75817 | 0.73423 | 0.75817 | 0.73423 | 0 | 52.6334
| All | All Customers | Average Weekday | January | CAISO 1-in-2 | 2 | 0.68673 | 0.66693 | 0.68673 | 0.66693 | 0 | 51.7873
| All | All Customers | Average Weekday | January | CAISO 1-in-2 | 3 | 0.63913 | 0.61888 | 0.63913 | 0.61888 | 0 | 51.0764
| All | All Customers | Average Weekday | January | CAISO 1-in-2 | 4 | 0.60929 | 0.59032 | 0.60929 | 0.59032 | 0 | 50.5632
| All | All Customers | Average Weekday | January | CAISO 1-in-2 | 5 | 0.60164 | 0.58534 | 0.60164 | 0.58534 | 0 | 49.8634
| All | All Customers | Average Weekday | January | CAISO 1-in-2 | 6 | 0.62131 | 0.61866 | 0.62131 | 0.61866 | 0 | 49.3587
| All | All Customers | Average Weekday | January | CAISO 1-in-2 | 7 | 0.67091 | 0.7039 | 0.67091 | 0.7039 | 0 | 49.0671
| All | All Customers | Average Weekday | January | CAISO 1-in-2 | 8 | 0.65585 | 0.68453 | 0.65585 | 0.68453 | 0 | 48.9389
| All | All Customers | Average Weekday | January | CAISO 1-in-2 | 9 | 0.53031 | 0.5131 | 0.53031 | 0.5131 | 0 | 49.5729
| All | All Customers | Average Weekday | January | CAISO 1-in-2 | 10 | 0.37645 | 0.35711 | 0.37645 | 0.35711 | 0 | 52.6718
| All | All Customers | Average Weekday | January | CAISO 1-in-2 | 11 | 0.25818 | 0.24373 | 0.25818 | 0.24373 | 0 | 56.7675
| All | All Customers | Average Weekday | January | CAISO 1-in-2 | 12 | 0.19425 | 0.17283 | 0.19425 | 0.17283 | 0 | 60.4215
| All | All Customers | Average Weekday | January | CAISO 1-in-2 | 13 | 0.19502 | 0.15389 | 0.19502 | 0.15389 | 0 | 63.2953
| All | All Customers | Average Weekday | January | CAISO 1-in-2 | 14 | 0.22067 | 0.17208 | 0.22067 | 0.17208 | 0 | 65.2071
| All | All Customers | Average Weekday | January | CAISO 1-in-2 | 15 | 0.29203 | 0.24398 | 0.29203 | 0.24398 | 0 | 66.3431
| All | All Customers | Average Weekday | January | CAISO 1-in-2 | 16 | 0.42505 | 0.38162 | 0.42505 | 0.38162 | 0 | 66.7634
| All | All Customers | Average Weekday | January | CAISO 1-in-2 | 17 | 0.59951 | 0.56718 | 0.59951 | 0.56718 | 0 | 66.1701
| All | All Customers | Average Weekday | January | CAISO 1-in-2 | 18 | 0.84878 | 0.80364 | 0.84878 | 0.80364 | 0 | 64.3782
| All | All Customers | Average Weekday | January | CAISO 1-in-2 | 19 | 1.0269 | 0.95657 | 1.0269 | 0.95657 | 0 | 61.5382
| All | All Customers | Average Weekday | January | CAISO 1-in-2 | 20 | 1.0917 | 1.023 | 1.0917 | 1.023 | 0 | 59.4823
| All | All Customers | Average Weekday | January | CAISO 1-in-2 | 21 | 1.0849 | 1.0331 | 1.0849 | 1.0331 | 0 | 57.9115
| All | All Customers | Average Weekday | January | CAISO 1-in-2 | 22 | 1.0224 | 0.97879 | 1.0224 | 0.97879 | 0 | 56.4792
| All | All Customers | Average Weekday | January | CAISO 1-in-2 | 23 | 0.95198 | 0.92507 | 0.95198 | 0.92507 | 0 | 55.1575
| All | All Customers | Average Weekday | January | CAISO 1-in-2 | 24 | 0.83535 | 0.81411 | 0.83535 | 0.81411 | 0 | 54.0079
| All | All Customers | Average Weekday | January | SCE 1-in-10 | 1 | 0.80246 | 0.77852 | 0.80246 | 0.77852 | 0 | 49.6416
| All | All Customers | Average Weekday | January | SCE 1-in-10 | 2 | 0.73075 | 0.71095 | 0.73075 | 0.71095 | 0 | 48.8244
| All | All Customers | Average Weekday | January | SCE 1-in-10 | 3 | 0.68371 | 0.66346 | 0.68371 | 0.66346 | 0 | 48.1833
| All | All Customers | Average Weekday | January | SCE 1-in-10 | 4 | 0.65554 | 0.63657 | 0.65554 | 0.63657 | 0 | 47.5072
| All | All Customers | Average Weekday | January | SCE 1-in-10 | 5 | 0.65137 | 0.63506 | 0.65137 | 0.63506 | 0 | 46.8603
| All | All Customers | Average Weekday | January | SCE 1-in-10 | 6 | 0.67445 | 0.6718 | 0.67445 | 0.6718 | 0 | 46.3023
| All | All Customers | Average Weekday | January | SCE 1-in-10 | 7 | 0.72835 | 0.76135 | 0.72835 | 0.76135 | 0 | 45.8418
| All | All Customers | Average Weekday | January | SCE 1-in-10 | 8 | 0.70887 | 0.73755 | 0.70887 | 0.73755 | 0 | 45.6686
| All | All Customers | Average Weekday | January | SCE 1-in-10 | 9 | 0.57441 | 0.5572 | 0.57441 | 0.5572 | 0 | 46.2881
| All | All Customers | Average Weekday | January | SCE 1-in-10 | 10 | 0.41471 | 0.39538 | 0.41471 | 0.39538 | 0 | 49.1236
| All | All Customers | Average Weekday | January | SCE 1-in-10 | 11 | 0.29615 | 0.28171 | 0.29615 | 0.28171 | 0 | 52.6805
| All | All Customers | Average Weekday | January | SCE 1-in-10 | 12 | 0.23574 | 0.21431 | 0.23574 | 0.21431 | 0 | 55.8636
| All | All Customers | Average Weekday | January | SCE 1-in-10 | 13 | 0.23604 | 0.1949 | 0.23604 | 0.1949 | 0 | 58.1062
| All | All Customers | Average Weekday | January | SCE 1-in-10 | 14 | 0.26952 | 0.22094 | 0.26952 | 0.22094 | 0 | 59.622
| All | All Customers | Average Weekday | January | SCE 1-in-10 | 15 | 0.34335 | 0.29531 | 0.34335 | 0.29531 | 0 | 60.5549
| All | All Customers | Average Weekday | January | SCE 1-in-10 | 16 | 0.47582 | 0.43239 | 0.47582 | 0.43239 | 0 | 60.9249
| All | All Customers | Average Weekday | January | SCE 1-in-10 | 17 | 0.66086 | 0.62852 | 0.66086 | 0.62852 | 0 | 60.533
| All | All Customers | Average Weekday | January | SCE 1-in-10 | 18 | 0.92162 | 0.87648 | 0.92162 | 0.87648 | 0 | 59.0895
| All | All Customers | Average Weekday | January | SCE 1-in-10 | 19 | 1.0966 | 1.0262 | 1.0966 | 1.0262 | 0 | 56.8513
| All | All Customers | Average Weekday | January | SCE 1-in-10 | 20 | 1.1475 | 1.0787 | 1.1475 | 1.0787 | 0 | 55.1772
| All | All Customers | Average Weekday | January | SCE 1-in-10 | 21 | 1.134 | 1.0822 | 1.134 | 1.0822 | 0 | 53.8906
| All | All Customers | Average Weekday | January | SCE 1-in-10 | 22 | 1.0717 | 1.0282 | 1.0717 | 1.0282 | 0 | 52.7323
| All | All Customers | Average Weekday | January | SCE 1-in-10 | 23 | 1.0015 | 0.97461 | 1.0015 | 0.97461 | 0 | 51.573
| All | All Customers | Average Weekday | January | SCE 1-in-10 | 24 | 0.88398 | 0.86274 | 0.88398 | 0.86274 | 0 | 50.6218
| All | All Customers | Average Weekday | January | SCE 1-in-2 | 1 | 0.75562 | 0.73168 | 0.75562 | 0.73168 | 0 | 52.5504
| All | All Customers | Average Weekday | January | SCE 1-in-2 | 2 | 0.6842 | 0.6644 | 0.6842 | 0.6644 | 0 | 51.569
| All | All Customers | Average Weekday | January | SCE 1-in-2 | 3 | 0.63656 | 0.61631 | 0.63656 | 0.61631 | 0 | 50.776
| All | All Customers | Average Weekday | January | SCE 1-in-2 | 4 | 0.60663 | 0.58766 | 0.60663 | 0.58766 | 0 | 50.1819
| All | All Customers | Average Weekday | January | SCE 1-in-2 | 5 | 0.59877 | 0.58247 | 0.59877 | 0.58247 | 0 | 49.5041
| All | All Customers | Average Weekday | January | SCE 1-in-2 | 6 | 0.61825 | 0.6156 | 0.61825 | 0.6156 | 0 | 48.9736
| All | All Customers | Average Weekday | January | SCE 1-in-2 | 7 | 0.6676 | 0.70059 | 0.6676 | 0.70059 | 0 | 48.7491
| All | All Customers | Average Weekday | January | SCE 1-in-2 | 8 | 0.6528 | 0.68148 | 0.6528 | 0.68148 | 0 | 48.5974
| All | All Customers | Average Weekday | January | SCE 1-in-2 | 9 | 0.52777 | 0.51056 | 0.52777 | 0.51056 | 0 | 49.2772
| All | All Customers | Average Weekday | January | SCE 1-in-2 | 10 | 0.37424 | 0.35491 | 0.37424 | 0.35491 | 0 | 52.6519
| All | All Customers | Average Weekday | January | SCE 1-in-2 | 11 | 0.25599 | 0.24155 | 0.25599 | 0.24155 | 0 | 57.0823
| All | All Customers | Average Weekday | January | SCE 1-in-2 | 12 | 0.19128 | 0.16985 | 0.19128 | 0.16985 | 0 | 61.0509
| All | All Customers | Average Weekday | January | SCE 1-in-2 | 13 | 0.18907 | 0.14793 | 0.18907 | 0.14793 | 0 | 64.0082
| All | All Customers | Average Weekday | January | SCE 1-in-2 | 14 | 0.21382 | 0.16523 | 0.21382 | 0.16523 | 0 | 66.0252
| All | All Customers | Average Weekday | January | SCE 1-in-2 | 15 | 0.28882 | 0.24077 | 0.28882 | 0.24077 | 0 | 67.2719
| All | All Customers | Average Weekday | January | SCE 1-in-2 | 16 | 0.4251 | 0.38167 | 0.4251 | 0.38167 | 0 | 67.7043
| All | All Customers | Average Weekday | January | SCE 1-in-2 | 17 | 0.59902 | 0.56669 | 0.59902 | 0.56669 | 0 | 67.1281
| All | All Customers | Average Weekday | January | SCE 1-in-2 | 18 | 0.84209 | 0.79695 | 0.84209 | 0.79695 | 0 | 65.2051
| All | All Customers | Average Weekday | January | SCE 1-in-2 | 19 | 1.0229 | 0.95256 | 1.0229 | 0.95256 | 0 | 62.1495
| All | All Customers | Average Weekday | January | SCE 1-in-2 | 20 | 1.0885 | 1.0198 | 1.0885 | 1.0198 | 0 | 59.9079
| All | All Customers | Average Weekday | January | SCE 1-in-2 | 21 | 1.0821 | 1.0303 | 1.0821 | 1.0303 | 0 | 58.265
| All | All Customers | Average Weekday | January | SCE 1-in-2 | 22 | 1.0195 | 0.97595 | 1.0195 | 0.97595 | 0 | 56.7772
| All | All Customers | Average Weekday | January | SCE 1-in-2 | 23 | 0.94912 | 0.92221 | 0.94912 | 0.92221 | 0 | 55.417
| All | All Customers | Average Weekday | January | SCE 1-in-2 | 24 | 0.83255 | 0.81131 | 0.83255 | 0.81131 | 0 | 54.2198
| All | All Customers | Average Weekday | July | CAISO 1-in-10 | 1 | 1.2803 | 1.2563 | 1.2803 | 1.2563 | 0 | 73.4144
| All | All Customers | Average Weekday | July | CAISO 1-in-10 | 2 | 1.0894 | 1.0696 | 1.0894 | 1.0696 | 0 | 72.5249
| All | All Customers | Average Weekday | July | CAISO 1-in-10 | 3 | 0.95488 | 0.93462 | 0.95488 | 0.93462 | 0 | 71.7432
| All | All Customers | Average Weekday | July | CAISO 1-in-10 | 4 | 0.85909 | 0.84012 | 0.85909 | 0.84012 | 0 | 71.1241
| All | All Customers | Average Weekday | July | CAISO 1-in-10 | 5 | 0.79269 | 0.77639 | 0.79269 | 0.77639 | 0 | 70.5827
| All | All Customers | Average Weekday | July | CAISO 1-in-10 | 6 | 0.756 | 0.75335 | 0.756 | 0.75335 | 0 | 70.1258
| All | All Customers | Average Weekday | July | CAISO 1-in-10 | 7 | 0.73943 | 0.77242 | 0.73943 | 0.77242 | 0 | 69.8569
| All | All Customers | Average Weekday | July | CAISO 1-in-10 | 8 | 0.73941 | 0.76809 | 0.73941 | 0.76809 | 0 | 70.3337
| All | All Customers | Average Weekday | July | CAISO 1-in-10 | 9 | 0.71135 | 0.69414 | 0.71135 | 0.69414 | 0 | 72.7012
| All | All Customers | Average Weekday | July | CAISO 1-in-10 | 10 | 0.62108 | 0.60175 | 0.62108 | 0.60175 | 0 | 75.9792
| All | All Customers | Average Weekday | July | CAISO 1-in-10 | 11 | 0.61338 | 0.59893 | 0.61338 | 0.59893 | 0 | 79.5671
| All | All Customers | Average Weekday | July | CAISO 1-in-10 | 12 | 0.74403 | 0.7226 | 0.74403 | 0.7226 | 0 | 82.8583
| All | All Customers | Average Weekday | July | CAISO 1-in-10 | 13 | 0.9674 | 0.92626 | 0.9674 | 0.92626 | 0 | 85.38
| All | All Customers | Average Weekday | July | CAISO 1-in-10 | 14 | 1.2295 | 1.181 | 1.2295 | 1.181 | 0 | 87.2299
| All | All Customers | Average Weekday | July | CAISO 1-in-10 | 15 | 1.5005 | 1.4524 | 1.5005 | 1.4524 | 0 | 88.4877
| All | All Customers | Average Weekday | July | CAISO 1-in-10 | 16 | 1.8041 | 1.7606 | 1.8041 | 1.7606 | 0 | 89.1782
| All | All Customers | Average Weekday | July | CAISO 1-in-10 | 17 | 2.0713 | 2.039 | 1.1625 | 1.0732 | 0.015188 | 89.1788
| All | All Customers | Average Weekday | July | CAISO 1-in-10 | 18 | 2.3214 | 2.2763 | 1.8041 | 1.7326 | 0.080668 | 88.408
| All | All Customers | Average Weekday | July | CAISO 1-in-10 | 19 | 2.4224 | 2.3521 | 2.1522 | 1.9946 | 0.046729 | 86.9245
| All | All Customers | Average Weekday | July | CAISO 1-in-10 | 20 | 2.3182 | 2.2494 | 2.1034 | 1.9949 | 0.020109 | 84.579
| All | All Customers | Average Weekday | July | CAISO 1-in-10 | 21 | 2.2092 | 2.1573 | 2.0268 | 1.9352 | 0.02748 | 81.3744
| All | All Customers | Average Weekday | July | CAISO 1-in-10 | 22 | 2.0522 | 2.0087 | 2.4296 | 2.4764 | 0.035462 | 78.1723
| All | All Customers | Average Weekday | July | CAISO 1-in-10 | 23 | 1.8325 | 1.8056 | 1.9291 | 1.944 | 0.021402 | 76.2399
| All | All Customers | Average Weekday | July | CAISO 1-in-10 | 24 | 1.5379 | 1.5166 | 1.5976 | 1.5831 | 0.017077 | 74.9208
| All | All Customers | Average Weekday | July | CAISO 1-in-2 | 1 | 1.0598 | 1.0358 | 1.0598 | 1.0358 | 0 | 69.3062
| All | All Customers | Average Weekday | July | CAISO 1-in-2 | 2 | 0.90103 | 0.88123 | 0.90103 | 0.88123 | 0 | 68.4503
| All | All Customers | Average Weekday | July | CAISO 1-in-2 | 3 | 0.79021 | 0.76996 | 0.79021 | 0.76996 | 0 | 67.7006
| All | All Customers | Average Weekday | July | CAISO 1-in-2 | 4 | 0.71453 | 0.69556 | 0.71453 | 0.69556 | 0 | 67.0326
| All | All Customers | Average Weekday | July | CAISO 1-in-2 | 5 | 0.66537 | 0.64906 | 0.66537 | 0.64906 | 0 | 66.4609
| All | All Customers | Average Weekday | July | CAISO 1-in-2 | 6 | 0.64106 | 0.63841 | 0.64106 | 0.63841 | 0 | 65.9344
| All | All Customers | Average Weekday | July | CAISO 1-in-2 | 7 | 0.63404 | 0.66703 | 0.63404 | 0.66703 | 0 | 65.5459
| All | All Customers | Average Weekday | July | CAISO 1-in-2 | 8 | 0.61318 | 0.64186 | 0.61318 | 0.64186 | 0 | 66.0012
| All | All Customers | Average Weekday | July | CAISO 1-in-2 | 9 | 0.56014 | 0.54293 | 0.56014 | 0.54293 | 0 | 68.153
| All | All Customers | Average Weekday | July | CAISO 1-in-2 | 10 | 0.44976 | 0.43043 | 0.44976 | 0.43043 | 0 | 71.0451
| All | All Customers | Average Weekday | July | CAISO 1-in-2 | 11 | 0.375 | 0.36055 | 0.375 | 0.36055 | 0 | 74.2598
| All | All Customers | Average Weekday | July | CAISO 1-in-2 | 12 | 0.40828 | 0.38685 | 0.40828 | 0.38685 | 0 | 77.482
| All | All Customers | Average Weekday | July | CAISO 1-in-2 | 13 | 0.53029 | 0.48915 | 0.53029 | 0.48915 | 0 | 80.0941
| All | All Customers | Average Weekday | July | CAISO 1-in-2 | 14 | 0.70694 | 0.65835 | 0.70694 | 0.65835 | 0 | 82.0786
| All | All Customers | Average Weekday | July | CAISO 1-in-2 | 15 | 0.92423 | 0.87618 | 0.92423 | 0.87618 | 0 | 83.5455
| All | All Customers | Average Weekday | July | CAISO 1-in-2 | 16 | 1.1983 | 1.1548 | 1.1983 | 1.1548 | 0 | 84.2286
| All | All Customers | Average Weekday | July | CAISO 1-in-2 | 17 | 1.4657 | 1.4334 | 0.65703 | 0.56769 | 0.020287 | 84.4065
| All | All Customers | Average Weekday | July | CAISO 1-in-2 | 18 | 1.7279 | 1.6828 | 1.308 | 1.2366 | 0.11058 | 83.7184
| All | All Customers | Average Weekday | July | CAISO 1-in-2 | 19 | 1.8651 | 1.7948 | 1.6776 | 1.5199 | 0.066632 | 82.21
| All | All Customers | Average Weekday | July | CAISO 1-in-2 | 20 | 1.8252 | 1.7565 | 1.6565 | 1.548 | 0.030754 | 80.024
| All | All Customers | Average Weekday | July | CAISO 1-in-2 | 21 | 1.7624 | 1.7106 | 1.6247 | 1.5331 | 0.038402 | 76.9499
| All | All Customers | Average Weekday | July | CAISO 1-in-2 | 22 | 1.6433 | 1.5998 | 1.9992 | 2.046 | 0.052779 | 73.6916
| All | All Customers | Average Weekday | July | CAISO 1-in-2 | 23 | 1.481 | 1.4541 | 1.5263 | 1.5412 | 0.032673 | 71.6203
| All | All Customers | Average Weekday | July | CAISO 1-in-2 | 24 | 1.2471 | 1.2258 | 1.2742 | 1.2597 | 0.026406 | 70.2732
| All | All Customers | Average Weekday | July | SCE 1-in-10 | 1 | 1.2803 | 1.2563 | 1.2803 | 1.2563 | 0 | 73.4144
| All | All Customers | Average Weekday | July | SCE 1-in-10 | 2 | 1.0894 | 1.0696 | 1.0894 | 1.0696 | 0 | 72.5249
| All | All Customers | Average Weekday | July | SCE 1-in-10 | 3 | 0.95488 | 0.93462 | 0.95488 | 0.93462 | 0 | 71.7432
| All | All Customers | Average Weekday | July | SCE 1-in-10 | 4 | 0.85909 | 0.84012 | 0.85909 | 0.84012 | 0 | 71.1241
| All | All Customers | Average Weekday | July | SCE 1-in-10 | 5 | 0.79269 | 0.77639 | 0.79269 | 0.77639 | 0 | 70.5827
| All | All Customers | Average Weekday | July | SCE 1-in-10 | 6 | 0.756 | 0.75335 | 0.756 | 0.75335 | 0 | 70.1258
| All | All Customers | Average Weekday | July | SCE 1-in-10 | 7 | 0.73943 | 0.77242 | 0.73943 | 0.77242 | 0 | 69.8569
| All | All Customers | Average Weekday | July | SCE 1-in-10 | 8 | 0.73941 | 0.76809 | 0.73941 | 0.76809 | 0 | 70.3337
| All | All Customers | Average Weekday | July | SCE 1-in-10 | 9 | 0.71135 | 0.69414 | 0.71135 | 0.69414 | 0 | 72.7012
| All | All Customers | Average Weekday | July | SCE 1-in-10 | 10 | 0.62108 | 0.60175 | 0.62108 | 0.60175 | 0 | 75.9792
| All | All Customers | Average Weekday | July | SCE 1-in-10 | 11 | 0.61338 | 0.59893 | 0.61338 | 0.59893 | 0 | 79.5671
| All | All Customers | Average Weekday | July | SCE 1-in-10 | 12 | 0.74403 | 0.7226 | 0.74403 | 0.7226 | 0 | 82.8583
| All | All Customers | Average Weekday | July | SCE 1-in-10 | 13 | 0.9674 | 0.92626 | 0.9674 | 0.92626 | 0 | 85.38
| All | All Customers | Average Weekday | July | SCE 1-in-10 | 14 | 1.2295 | 1.181 | 1.2295 | 1.181 | 0 | 87.2299
| All | All Customers | Average Weekday | July | SCE 1-in-10 | 15 | 1.5005 | 1.4524 | 1.5005 | 1.4524 | 0 | 88.4877
| All | All Customers | Average Weekday | July | SCE 1-in-10 | 16 | 1.8041 | 1.7606 | 1.8041 | 1.7606 | 0 | 89.1782
| All | All Customers | Average Weekday | July | SCE 1-in-10 | 17 | 2.0713 | 2.039 | 1.1625 | 1.0732 | 0.015188 | 89.1788
| All | All Customers | Average Weekday | July | SCE 1-in-10 | 18 | 2.3214 | 2.2763 | 1.8041 | 1.7326 | 0.080668 | 88.408
| All | All Customers | Average Weekday | July | SCE 1-in-10 | 19 | 2.4224 | 2.3521 | 2.1522 | 1.9946 | 0.046729 | 86.9245
| All | All Customers | Average Weekday | July | SCE 1-in-10 | 20 | 2.3182 | 2.2494 | 2.1034 | 1.9949 | 0.020109 | 84.579
| All | All Customers | Average Weekday | July | SCE 1-in-10 | 21 | 2.2092 | 2.1573 | 2.0268 | 1.9352 | 0.02748 | 81.3744
| All | All Customers | Average Weekday | July | SCE 1-in-10 | 22 | 2.0522 | 2.0087 | 2.4296 | 2.4764 | 0.035462 | 78.1723
| All | All Customers | Average Weekday | July | SCE 1-in-10 | 23 | 1.8325 | 1.8056 | 1.9291 | 1.944 | 0.021402 | 76.2399
| All | All Customers | Average Weekday | July | SCE 1-in-10 | 24 | 1.5379 | 1.5166 | 1.5976 | 1.5831 | 0.017077 | 74.9208
| All | All Customers | Average Weekday | July | SCE 1-in-2 | 1 | 1.0598 | 1.0358 | 1.0598 | 1.0358 | 0 | 69.3062
| All | All Customers | Average Weekday | July | SCE 1-in-2 | 2 | 0.90103 | 0.88123 | 0.90103 | 0.88123 | 0 | 68.4503
| All | All Customers | Average Weekday | July | SCE 1-in-2 | 3 | 0.79021 | 0.76996 | 0.79021 | 0.76996 | 0 | 67.7006
| All | All Customers | Average Weekday | July | SCE 1-in-2 | 4 | 0.71453 | 0.69556 | 0.71453 | 0.69556 | 0 | 67.0326
| All | All Customers | Average Weekday | July | SCE 1-in-2 | 5 | 0.66537 | 0.64906 | 0.66537 | 0.64906 | 0 | 66.4609
| All | All Customers | Average Weekday | July | SCE 1-in-2 | 6 | 0.64106 | 0.63841 | 0.64106 | 0.63841 | 0 | 65.9344
| All | All Customers | Average Weekday | July | SCE 1-in-2 | 7 | 0.63404 | 0.66703 | 0.63404 | 0.66703 | 0 | 65.5459
| All | All Customers | Average Weekday | July | SCE 1-in-2 | 8 | 0.61318 | 0.64186 | 0.61318 | 0.64186 | 0 | 66.0012
| All | All Customers | Average Weekday | July | SCE 1-in-2 | 9 | 0.56014 | 0.54293 | 0.56014 | 0.54293 | 0 | 68.153
| All | All Customers | Average Weekday | July | SCE 1-in-2 | 10 | 0.44976 | 0.43043 | 0.44976 | 0.43043 | 0 | 71.0451
| All | All Customers | Average Weekday | July | SCE 1-in-2 | 11 | 0.375 | 0.36055 | 0.375 | 0.36055 | 0 | 74.2598
| All | All Customers | Average Weekday | July | SCE 1-in-2 | 12 | 0.40828 | 0.38685 | 0.40828 | 0.38685 | 0 | 77.482
| All | All Customers | Average Weekday | July | SCE 1-in-2 | 13 | 0.53029 | 0.48915 | 0.53029 | 0.48915 | 0 | 80.0941
| All | All Customers | Average Weekday | July | SCE 1-in-2 | 14 | 0.70694 | 0.65835 | 0.70694 | 0.65835 | 0 | 82.0786
| All | All Customers | Average Weekday | July | SCE 1-in-2 | 15 | 0.92423 | 0.87618 | 0.92423 | 0.87618 | 0 | 83.5455
| All | All Customers | Average Weekday | July | SCE 1-in-2 | 16 | 1.1983 | 1.1548 | 1.1983 | 1.1548 | 0 | 84.2286
| All | All Customers | Average Weekday | July | SCE 1-in-2 | 17 | 1.4657 | 1.4334 | 0.65703 | 0.56769 | 0.020287 | 84.4065
| All | All Customers | Average Weekday | July | SCE 1-in-2 | 18 | 1.7279 | 1.6828 | 1.308 | 1.2366 | 0.11058 | 83.7184
| All | All Customers | Average Weekday | July | SCE 1-in-2 | 19 | 1.8651 | 1.7948 | 1.6776 | 1.5199 | 0.066632 | 82.21
| All | All Customers | Average Weekday | July | SCE 1-in-2 | 20 | 1.8252 | 1.7565 | 1.6565 | 1.548 | 0.030754 | 80.024
| All | All Customers | Average Weekday | July | SCE 1-in-2 | 21 | 1.7624 | 1.7106 | 1.6247 | 1.5331 | 0.038402 | 76.9499
| All | All Customers | Average Weekday | July | SCE 1-in-2 | 22 | 1.6433 | 1.5998 | 1.9992 | 2.046 | 0.052779 | 73.6916
| All | All Customers | Average Weekday | July | SCE 1-in-2 | 23 | 1.481 | 1.4541 | 1.5263 | 1.5412 | 0.032673 | 71.6203
| All | All Customers | Average Weekday | July | SCE 1-in-2 | 24 | 1.2471 | 1.2258 | 1.2742 | 1.2597 | 0.026406 | 70.2732
| All | All Customers | Average Weekday | June | CAISO 1-in-10 | 1 | 0.98869 | 0.96475 | 0.98869 | 0.96475 | 0 | 67.9078
| All | All Customers | Average Weekday | June | CAISO 1-in-10 | 2 | 0.84341 | 0.82361 | 0.84341 | 0.82361 | 0 | 67.089
| All | All Customers | Average Weekday | June | CAISO 1-in-10 | 3 | 0.7433 | 0.72305 | 0.7433 | 0.72305 | 0 | 66.3536
| All | All Customers | Average Weekday | June | CAISO 1-in-10 | 4 | 0.6776 | 0.65863 | 0.6776 | 0.65863 | 0 | 65.6684
| All | All Customers | Average Weekday | June | CAISO 1-in-10 | 5 | 0.63721 | 0.62091 | 0.63721 | 0.62091 | 0 | 65.1071
| All | All Customers | Average Weekday | June | CAISO 1-in-10 | 6 | 0.62125 | 0.6186 | 0.62125 | 0.6186 | 0 | 64.6555
| All | All Customers | Average Weekday | June | CAISO 1-in-10 | 7 | 0.62035 | 0.65334 | 0.62035 | 0.65334 | 0 | 64.3042
| All | All Customers | Average Weekday | June | CAISO 1-in-10 | 8 | 0.60338 | 0.63206 | 0.60338 | 0.63206 | 0 | 64.9234
| All | All Customers | Average Weekday | June | CAISO 1-in-10 | 9 | 0.5262 | 0.509 | 0.5262 | 0.509 | 0 | 66.9686
| All | All Customers | Average Weekday | June | CAISO 1-in-10 | 10 | 0.42382 | 0.40449 | 0.42382 | 0.40449 | 0 | 70.0051
| All | All Customers | Average Weekday | June | CAISO 1-in-10 | 11 | 0.34021 | 0.32576 | 0.34021 | 0.32576 | 0 | 73.3137
| All | All Customers | Average Weekday | June | CAISO 1-in-10 | 12 | 0.35711 | 0.33568 | 0.35711 | 0.33568 | 0 | 76.5122
| All | All Customers | Average Weekday | June | CAISO 1-in-10 | 13 | 0.46431 | 0.42318 | 0.46431 | 0.42318 | 0 | 79.0057
| All | All Customers | Average Weekday | June | CAISO 1-in-10 | 14 | 0.62221 | 0.57362 | 0.62221 | 0.57362 | 0 | 80.8357
| All | All Customers | Average Weekday | June | CAISO 1-in-10 | 15 | 0.82094 | 0.77289 | 0.82094 | 0.77289 | 0 | 82.1083
| All | All Customers | Average Weekday | June | CAISO 1-in-10 | 16 | 1.0774 | 1.034 | 1.0774 | 1.034 | 0 | 82.8537
| All | All Customers | Average Weekday | June | CAISO 1-in-10 | 17 | 1.3339 | 1.3016 | 0.55802 | 0.46869 | 0.0225 | 82.8443
| All | All Customers | Average Weekday | June | CAISO 1-in-10 | 18 | 1.596 | 1.5508 | 1.2101 | 1.1387 | 0.12153 | 82.0809
| All | All Customers | Average Weekday | June | CAISO 1-in-10 | 19 | 1.7415 | 1.6712 | 1.5802 | 1.4226 | 0.073122 | 80.7128
| All | All Customers | Average Weekday | June | CAISO 1-in-10 | 20 | 1.7204 | 1.6516 | 1.566 | 1.4575 | 0.034274 | 78.5984
| All | All Customers | Average Weekday | June | CAISO 1-in-10 | 21 | 1.6691 | 1.6172 | 1.5444 | 1.4528 | 0.041661 | 75.6609
| All | All Customers | Average Weekday | June | CAISO 1-in-10 | 22 | 1.5572 | 1.5136 | 1.9075 | 1.9543 | 0.057559 | 72.5415
| All | All Customers | Average Weekday | June | CAISO 1-in-10 | 23 | 1.4071 | 1.3802 | 1.4399 | 1.4548 | 0.016383 | 70.4907
| All | All Customers | Average Weekday | June | CAISO 1-in-10 | 24 | 1.1864 | 1.1652 | 1.2054 | 1.1909 | 0.0094921 | 69.1033
| All | All Customers | Average Weekday | June | CAISO 1-in-2 | 1 | 0.86028 | 0.83634 | 0.86028 | 0.83634 | 0 | 64.3337
| All | All Customers | Average Weekday | June | CAISO 1-in-2 | 2 | 0.75058 | 0.73078 | 0.75058 | 0.73078 | 0 | 63.3216
| All | All Customers | Average Weekday | June | CAISO 1-in-2 | 3 | 0.67827 | 0.65801 | 0.67827 | 0.65801 | 0 | 62.4493
| All | All Customers | Average Weekday | June | CAISO 1-in-2 | 4 | 0.62668 | 0.60771 | 0.62668 | 0.60771 | 0 | 61.699
| All | All Customers | Average Weekday | June | CAISO 1-in-2 | 5 | 0.59504 | 0.57874 | 0.59504 | 0.57874 | 0 | 61.0807
| All | All Customers | Average Weekday | June | CAISO 1-in-2 | 6 | 0.58797 | 0.58532 | 0.58797 | 0.58532 | 0 | 60.4939
| All | All Customers | Average Weekday | June | CAISO 1-in-2 | 7 | 0.59728 | 0.63027 | 0.59728 | 0.63027 | 0 | 60.0289
| All | All Customers | Average Weekday | June | CAISO 1-in-2 | 8 | 0.56979 | 0.59847 | 0.56979 | 0.59847 | 0 | 60.6622
| All | All Customers | Average Weekday | June | CAISO 1-in-2 | 9 | 0.46594 | 0.44874 | 0.46594 | 0.44874 | 0 | 62.8699
| All | All Customers | Average Weekday | June | CAISO 1-in-2 | 10 | 0.31224 | 0.2929 | 0.31224 | 0.2929 | 0 | 65.8148
| All | All Customers | Average Weekday | June | CAISO 1-in-2 | 11 | 0.21734 | 0.2029 | 0.21734 | 0.2029 | 0 | 69.0392
| All | All Customers | Average Weekday | June | CAISO 1-in-2 | 12 | 0.17758 | 0.15616 | 0.17758 | 0.15616 | 0 | 72.2449
| All | All Customers | Average Weekday | June | CAISO 1-in-2 | 13 | 0.21668 | 0.17555 | 0.21668 | 0.17555 | 0 | 74.8567
| All | All Customers | Average Weekday | June | CAISO 1-in-2 | 14 | 0.30656 | 0.25798 | 0.30656 | 0.25798 | 0 | 76.9737
| All | All Customers | Average Weekday | June | CAISO 1-in-2 | 15 | 0.45306 | 0.40502 | 0.45306 | 0.40502 | 0 | 78.5825
| All | All Customers | Average Weekday | June | CAISO 1-in-2 | 16 | 0.66928 | 0.62585 | 0.66928 | 0.62585 | 0 | 79.4636
| All | All Customers | Average Weekday | June | CAISO 1-in-2 | 17 | 0.90687 | 0.87454 | 0.19529 | 0.10596 | 0.027258 | 79.7772
| All | All Customers | Average Weekday | June | CAISO 1-in-2 | 18 | 1.1626 | 1.1174 | 0.83844 | 0.767 | 0.14177 | 79.1101
| All | All Customers | Average Weekday | June | CAISO 1-in-2 | 19 | 1.3343 | 1.2639 | 1.2258 | 1.0681 | 0.086313 | 77.7008
| All | All Customers | Average Weekday | June | CAISO 1-in-2 | 20 | 1.3784 | 1.3097 | 1.2551 | 1.1466 | 0.042004 | 75.5259
| All | All Customers | Average Weekday | June | CAISO 1-in-2 | 21 | 1.3628 | 1.311 | 1.2707 | 1.1791 | 0.049883 | 72.4425
| All | All Customers | Average Weekday | June | CAISO 1-in-2 | 22 | 1.2726 | 1.229 | 1.607 | 1.6538 | 0.071755 | 69.2149
| All | All Customers | Average Weekday | June | CAISO 1-in-2 | 23 | 1.1615 | 1.1346 | 1.1615 | 1.1727 | 0 | 67.2036
| All | All Customers | Average Weekday | June | CAISO 1-in-2 | 24 | 0.98919 | 0.96794 | 0.98919 | 0.97015 | 0 | 65.745
| All | All Customers | Average Weekday | June | SCE 1-in-10 | 1 | 0.98869 | 0.96475 | 0.98869 | 0.96475 | 0 | 67.9078
| All | All Customers | Average Weekday | June | SCE 1-in-10 | 2 | 0.84341 | 0.82361 | 0.84341 | 0.82361 | 0 | 67.089
| All | All Customers | Average Weekday | June | SCE 1-in-10 | 3 | 0.7433 | 0.72305 | 0.7433 | 0.72305 | 0 | 66.3536
| All | All Customers | Average Weekday | June | SCE 1-in-10 | 4 | 0.6776 | 0.65863 | 0.6776 | 0.65863 | 0 | 65.6684
| All | All Customers | Average Weekday | June | SCE 1-in-10 | 5 | 0.63721 | 0.62091 | 0.63721 | 0.62091 | 0 | 65.1071
| All | All Customers | Average Weekday | June | SCE 1-in-10 | 6 | 0.62125 | 0.6186 | 0.62125 | 0.6186 | 0 | 64.6555
| All | All Customers | Average Weekday | June | SCE 1-in-10 | 7 | 0.62035 | 0.65334 | 0.62035 | 0.65334 | 0 | 64.3042
| All | All Customers | Average Weekday | June | SCE 1-in-10 | 8 | 0.60338 | 0.63206 | 0.60338 | 0.63206 | 0 | 64.9234
| All | All Customers | Average Weekday | June | SCE 1-in-10 | 9 | 0.5262 | 0.509 | 0.5262 | 0.509 | 0 | 66.9686
| All | All Customers | Average Weekday | June | SCE 1-in-10 | 10 | 0.42382 | 0.40449 | 0.42382 | 0.40449 | 0 | 70.0051
| All | All Customers | Average Weekday | June | SCE 1-in-10 | 11 | 0.34021 | 0.32576 | 0.34021 | 0.32576 | 0 | 73.3137
| All | All Customers | Average Weekday | June | SCE 1-in-10 | 12 | 0.35711 | 0.33568 | 0.35711 | 0.33568 | 0 | 76.5122
| All | All Customers | Average Weekday | June | SCE 1-in-10 | 13 | 0.46431 | 0.42318 | 0.46431 | 0.42318 | 0 | 79.0057
| All | All Customers | Average Weekday | June | SCE 1-in-10 | 14 | 0.62221 | 0.57362 | 0.62221 | 0.57362 | 0 | 80.8357
| All | All Customers | Average Weekday | June | SCE 1-in-10 | 15 | 0.82094 | 0.77289 | 0.82094 | 0.77289 | 0 | 82.1083
| All | All Customers | Average Weekday | June | SCE 1-in-10 | 16 | 1.0774 | 1.034 | 1.0774 | 1.034 | 0 | 82.8537
| All | All Customers | Average Weekday | June | SCE 1-in-10 | 17 | 1.3339 | 1.3016 | 0.55802 | 0.46869 | 0.0225 | 82.8443
| All | All Customers | Average Weekday | June | SCE 1-in-10 | 18 | 1.596 | 1.5508 | 1.2101 | 1.1387 | 0.12153 | 82.0809
| All | All Customers | Average Weekday | June | SCE 1-in-10 | 19 | 1.7415 | 1.6712 | 1.5802 | 1.4226 | 0.073122 | 80.7128
| All | All Customers | Average Weekday | June | SCE 1-in-10 | 20 | 1.7204 | 1.6516 | 1.566 | 1.4575 | 0.034274 | 78.5984
| All | All Customers | Average Weekday | June | SCE 1-in-10 | 21 | 1.6691 | 1.6172 | 1.5444 | 1.4528 | 0.041661 | 75.6609
| All | All Customers | Average Weekday | June | SCE 1-in-10 | 22 | 1.5572 | 1.5136 | 1.9075 | 1.9543 | 0.057559 | 72.5415
| All | All Customers | Average Weekday | June | SCE 1-in-10 | 23 | 1.4071 | 1.3802 | 1.4399 | 1.4548 | 0.016383 | 70.4907
| All | All Customers | Average Weekday | June | SCE 1-in-10 | 24 | 1.1864 | 1.1652 | 1.2054 | 1.1909 | 0.0094921 | 69.1033
| All | All Customers | Average Weekday | June | SCE 1-in-2 | 1 | 0.86028 | 0.83634 | 0.86028 | 0.83634 | 0 | 64.3337
| All | All Customers | Average Weekday | June | SCE 1-in-2 | 2 | 0.75058 | 0.73078 | 0.75058 | 0.73078 | 0 | 63.3216
| All | All Customers | Average Weekday | June | SCE 1-in-2 | 3 | 0.67827 | 0.65801 | 0.67827 | 0.65801 | 0 | 62.4493
| All | All Customers | Average Weekday | June | SCE 1-in-2 | 4 | 0.62668 | 0.60771 | 0.62668 | 0.60771 | 0 | 61.699
| All | All Customers | Average Weekday | June | SCE 1-in-2 | 5 | 0.59504 | 0.57874 | 0.59504 | 0.57874 | 0 | 61.0807
| All | All Customers | Average Weekday | June | SCE 1-in-2 | 6 | 0.58797 | 0.58532 | 0.58797 | 0.58532 | 0 | 60.4939
| All | All Customers | Average Weekday | June | SCE 1-in-2 | 7 | 0.59728 | 0.63027 | 0.59728 | 0.63027 | 0 | 60.0289
| All | All Customers | Average Weekday | June | SCE 1-in-2 | 8 | 0.56979 | 0.59847 | 0.56979 | 0.59847 | 0 | 60.6622
| All | All Customers | Average Weekday | June | SCE 1-in-2 | 9 | 0.46594 | 0.44874 | 0.46594 | 0.44874 | 0 | 62.8699
| All | All Customers | Average Weekday | June | SCE 1-in-2 | 10 | 0.31224 | 0.2929 | 0.31224 | 0.2929 | 0 | 65.8148
| All | All Customers | Average Weekday | June | SCE 1-in-2 | 11 | 0.21734 | 0.2029 | 0.21734 | 0.2029 | 0 | 69.0392
| All | All Customers | Average Weekday | June | SCE 1-in-2 | 12 | 0.17758 | 0.15616 | 0.17758 | 0.15616 | 0 | 72.2449
| All | All Customers | Average Weekday | June | SCE 1-in-2 | 13 | 0.21668 | 0.17555 | 0.21668 | 0.17555 | 0 | 74.8567
| All | All Customers | Average Weekday | June | SCE 1-in-2 | 14 | 0.30656 | 0.25798 | 0.30656 | 0.25798 | 0 | 76.9737
| All | All Customers | Average Weekday | June | SCE 1-in-2 | 15 | 0.45306 | 0.40502 | 0.45306 | 0.40502 | 0 | 78.5825
| All | All Customers | Average Weekday | June | SCE 1-in-2 | 16 | 0.66928 | 0.62585 | 0.66928 | 0.62585 | 0 | 79.4636
| All | All Customers | Average Weekday | June | SCE 1-in-2 | 17 | 0.90687 | 0.87454 | 0.19529 | 0.10596 | 0.027258 | 79.7772
| All | All Customers | Average Weekday | June | SCE 1-in-2 | 18 | 1.1626 | 1.1174 | 0.83844 | 0.767 | 0.14177 | 79.1101
| All | All Customers | Average Weekday | June | SCE 1-in-2 | 19 | 1.3343 | 1.2639 | 1.2258 | 1.0681 | 0.086313 | 77.7008
| All | All Customers | Average Weekday | June | SCE 1-in-2 | 20 | 1.3784 | 1.3097 | 1.2551 | 1.1466 | 0.042004 | 75.5259
| All | All Customers | Average Weekday | June | SCE 1-in-2 | 21 | 1.3628 | 1.311 | 1.2707 | 1.1791 | 0.049883 | 72.4425
| All | All Customers | Average Weekday | June | SCE 1-in-2 | 22 | 1.2726 | 1.229 | 1.607 | 1.6538 | 0.071755 | 69.2149
| All | All Customers | Average Weekday | June | SCE 1-in-2 | 23 | 1.1615 | 1.1346 | 1.1615 | 1.1727 | 0 | 67.2036
| All | All Customers | Average Weekday | June | SCE 1-in-2 | 24 | 0.98919 | 0.96794 | 0.98919 | 0.97015 | 0 | 65.745
| All | All Customers | Average Weekday | March | CAISO 1-in-10 | 1 | 0.7467 | 0.72276 | 0.7467 | 0.72276 | 0 | 58.8617
| All | All Customers | Average Weekday | March | CAISO 1-in-10 | 2 | 0.66563 | 0.64584 | 0.66563 | 0.64584 | 0 | 57.7551
| All | All Customers | Average Weekday | March | CAISO 1-in-10 | 3 | 0.61077 | 0.59052 | 0.61077 | 0.59052 | 0 | 56.7098
| All | All Customers | Average Weekday | March | CAISO 1-in-10 | 4 | 0.57423 | 0.55526 | 0.57423 | 0.55526 | 0 | 55.7606
| All | All Customers | Average Weekday | March | CAISO 1-in-10 | 5 | 0.55813 | 0.54183 | 0.55813 | 0.54183 | 0 | 54.9882
| All | All Customers | Average Weekday | March | CAISO 1-in-10 | 6 | 0.56705 | 0.5644 | 0.56705 | 0.5644 | 0 | 54.3116
| All | All Customers | Average Weekday | March | CAISO 1-in-10 | 7 | 0.59792 | 0.63091 | 0.59792 | 0.63091 | 0 | 53.922
| All | All Customers | Average Weekday | March | CAISO 1-in-10 | 8 | 0.57332 | 0.60201 | 0.57332 | 0.60201 | 0 | 53.8767
| All | All Customers | Average Weekday | March | CAISO 1-in-10 | 9 | 0.457 | 0.43979 | 0.457 | 0.43979 | 0 | 55.3697
| All | All Customers | Average Weekday | March | CAISO 1-in-10 | 10 | 0.30478 | 0.28545 | 0.30478 | 0.28545 | 0 | 59.0726
| All | All Customers | Average Weekday | March | CAISO 1-in-10 | 11 | 0.18173 | 0.16728 | 0.18173 | 0.16728 | 0 | 63.4676
| All | All Customers | Average Weekday | March | CAISO 1-in-10 | 12 | 0.11024 | 0.088814 | 0.11024 | 0.088814 | 0 | 67.403
| All | All Customers | Average Weekday | March | CAISO 1-in-10 | 13 | 0.098362 | 0.057225 | 0.098362 | 0.057225 | 0 | 70.4171
| All | All Customers | Average Weekday | March | CAISO 1-in-10 | 14 | 0.135 | 0.08641 | 0.135 | 0.08641 | 0 | 72.467
| All | All Customers | Average Weekday | March | CAISO 1-in-10 | 15 | 0.22495 | 0.17691 | 0.22495 | 0.17691 | 0 | 73.7319
| All | All Customers | Average Weekday | March | CAISO 1-in-10 | 16 | 0.37947 | 0.33604 | 0.37947 | 0.33604 | 0 | 74.3313
| All | All Customers | Average Weekday | March | CAISO 1-in-10 | 17 | 0.56862 | 0.53629 | 0.4608 | 0.42847 | 0.036579 | 74.2642
| All | All Customers | Average Weekday | March | CAISO 1-in-10 | 18 | 0.80377 | 0.75864 | 0.73324 | 0.6881 | 0.035268 | 73.3416
| All | All Customers | Average Weekday | March | CAISO 1-in-10 | 19 | 0.99456 | 0.92418 | 0.99456 | 0.85622 | 0 | 71.5123
| All | All Customers | Average Weekday | March | CAISO 1-in-10 | 20 | 1.0895 | 1.0208 | 1.0343 | 0.93205 | 0.027624 | 68.7841
| All | All Customers | Average Weekday | March | CAISO 1-in-10 | 21 | 1.0933 | 1.0414 | 1.0661 | 0.97453 | 0.013595 | 66.0062
| All | All Customers | Average Weekday | March | CAISO 1-in-10 | 22 | 1.0314 | 0.98782 | 1.1814 | 1.1379 | 0.093956 | 64.1532
| All | All Customers | Average Weekday | March | CAISO 1-in-10 | 23 | 0.95307 | 0.92616 | 0.95307 | 0.92616 | 0 | 62.7044
| All | All Customers | Average Weekday | March | CAISO 1-in-10 | 24 | 0.82747 | 0.80622 | 0.82747 | 0.80622 | 0 | 61.2409
| All | All Customers | Average Weekday | March | CAISO 1-in-2 | 1 | 0.7447 | 0.72076 | 0.7447 | 0.72076 | 0 | 54.9152
| All | All Customers | Average Weekday | March | CAISO 1-in-2 | 2 | 0.67301 | 0.65321 | 0.67301 | 0.65321 | 0 | 53.8619
| All | All Customers | Average Weekday | March | CAISO 1-in-2 | 3 | 0.62492 | 0.60467 | 0.62492 | 0.60467 | 0 | 52.9024
| All | All Customers | Average Weekday | March | CAISO 1-in-2 | 4 | 0.59424 | 0.57527 | 0.59424 | 0.57527 | 0 | 52.0968
| All | All Customers | Average Weekday | March | CAISO 1-in-2 | 5 | 0.5851 | 0.5688 | 0.5851 | 0.5688 | 0 | 51.3508
| All | All Customers | Average Weekday | March | CAISO 1-in-2 | 6 | 0.6032 | 0.60055 | 0.6032 | 0.60055 | 0 | 50.7175
| All | All Customers | Average Weekday | March | CAISO 1-in-2 | 7 | 0.65058 | 0.68357 | 0.65058 | 0.68357 | 0 | 50.3117
| All | All Customers | Average Weekday | March | CAISO 1-in-2 | 8 | 0.63644 | 0.66512 | 0.63644 | 0.66512 | 0 | 50.1255
| All | All Customers | Average Weekday | March | CAISO 1-in-2 | 9 | 0.51399 | 0.49679 | 0.51399 | 0.49679 | 0 | 51.2041
| All | All Customers | Average Weekday | March | CAISO 1-in-2 | 10 | 0.36165 | 0.34232 | 0.36165 | 0.34232 | 0 | 54.1781
| All | All Customers | Average Weekday | March | CAISO 1-in-2 | 11 | 0.2434 | 0.22895 | 0.2434 | 0.22895 | 0 | 57.7266
| All | All Customers | Average Weekday | March | CAISO 1-in-2 | 12 | 0.17801 | 0.15658 | 0.17801 | 0.15658 | 0 | 60.9934
| All | All Customers | Average Weekday | March | CAISO 1-in-2 | 13 | 0.18101 | 0.13987 | 0.18101 | 0.13987 | 0 | 63.5502
| All | All Customers | Average Weekday | March | CAISO 1-in-2 | 14 | 0.20733 | 0.15875 | 0.20733 | 0.15875 | 0 | 65.3296
| All | All Customers | Average Weekday | March | CAISO 1-in-2 | 15 | 0.2746 | 0.22656 | 0.2746 | 0.22656 | 0 | 66.5477
| All | All Customers | Average Weekday | March | CAISO 1-in-2 | 16 | 0.40532 | 0.36189 | 0.40532 | 0.36189 | 0 | 67.2471
| All | All Customers | Average Weekday | March | CAISO 1-in-2 | 17 | 0.58084 | 0.54851 | 0.58084 | 0.54851 | 0 | 67.4133
| All | All Customers | Average Weekday | March | CAISO 1-in-2 | 18 | 0.82212 | 0.77698 | 0.82212 | 0.77698 | 0 | 66.7137
| All | All Customers | Average Weekday | March | CAISO 1-in-2 | 19 | 1.002 | 0.93162 | 1.002 | 0.93162 | 0 | 65.0981
| All | All Customers | Average Weekday | March | CAISO 1-in-2 | 20 | 1.0762 | 1.0075 | 1.0762 | 1.0075 | 0 | 62.5734
| All | All Customers | Average Weekday | March | CAISO 1-in-2 | 21 | 1.0721 | 1.0203 | 1.0721 | 1.0203 | 0 | 60.027
| All | All Customers | Average Weekday | March | CAISO 1-in-2 | 22 | 1.0088 | 0.96523 | 1.0088 | 0.96523 | 0 | 58.3854
| All | All Customers | Average Weekday | March | CAISO 1-in-2 | 23 | 0.9379 | 0.91099 | 0.9379 | 0.91099 | 0 | 57.0651
| All | All Customers | Average Weekday | March | CAISO 1-in-2 | 24 | 0.82099 | 0.79975 | 0.82099 | 0.79975 | 0 | 55.8597
| All | All Customers | Average Weekday | March | SCE 1-in-10 | 1 | 0.7467 | 0.72276 | 0.7467 | 0.72276 | 0 | 58.8617
| All | All Customers | Average Weekday | March | SCE 1-in-10 | 2 | 0.66563 | 0.64584 | 0.66563 | 0.64584 | 0 | 57.7551
| All | All Customers | Average Weekday | March | SCE 1-in-10 | 3 | 0.61077 | 0.59052 | 0.61077 | 0.59052 | 0 | 56.7098
| All | All Customers | Average Weekday | March | SCE 1-in-10 | 4 | 0.57423 | 0.55526 | 0.57423 | 0.55526 | 0 | 55.7606
| All | All Customers | Average Weekday | March | SCE 1-in-10 | 5 | 0.55813 | 0.54183 | 0.55813 | 0.54183 | 0 | 54.9882
| All | All Customers | Average Weekday | March | SCE 1-in-10 | 6 | 0.56705 | 0.5644 | 0.56705 | 0.5644 | 0 | 54.3116
| All | All Customers | Average Weekday | March | SCE 1-in-10 | 7 | 0.59792 | 0.63091 | 0.59792 | 0.63091 | 0 | 53.922
| All | All Customers | Average Weekday | March | SCE 1-in-10 | 8 | 0.57332 | 0.60201 | 0.57332 | 0.60201 | 0 | 53.8767
| All | All Customers | Average Weekday | March | SCE 1-in-10 | 9 | 0.457 | 0.43979 | 0.457 | 0.43979 | 0 | 55.3697
| All | All Customers | Average Weekday | March | SCE 1-in-10 | 10 | 0.30478 | 0.28545 | 0.30478 | 0.28545 | 0 | 59.0726
| All | All Customers | Average Weekday | March | SCE 1-in-10 | 11 | 0.18173 | 0.16728 | 0.18173 | 0.16728 | 0 | 63.4676
| All | All Customers | Average Weekday | March | SCE 1-in-10 | 12 | 0.11024 | 0.088814 | 0.11024 | 0.088814 | 0 | 67.403
| All | All Customers | Average Weekday | March | SCE 1-in-10 | 13 | 0.098362 | 0.057225 | 0.098362 | 0.057225 | 0 | 70.4171
| All | All Customers | Average Weekday | March | SCE 1-in-10 | 14 | 0.135 | 0.08641 | 0.135 | 0.08641 | 0 | 72.467
| All | All Customers | Average Weekday | March | SCE 1-in-10 | 15 | 0.22495 | 0.17691 | 0.22495 | 0.17691 | 0 | 73.7319
| All | All Customers | Average Weekday | March | SCE 1-in-10 | 16 | 0.37947 | 0.33604 | 0.37947 | 0.33604 | 0 | 74.3313
| All | All Customers | Average Weekday | March | SCE 1-in-10 | 17 | 0.56862 | 0.53629 | 0.4608 | 0.42847 | 0.036579 | 74.2642
| All | All Customers | Average Weekday | March | SCE 1-in-10 | 18 | 0.80377 | 0.75864 | 0.73324 | 0.6881 | 0.035268 | 73.3416
| All | All Customers | Average Weekday | March | SCE 1-in-10 | 19 | 0.99456 | 0.92418 | 0.99456 | 0.85622 | 0 | 71.5123
| All | All Customers | Average Weekday | March | SCE 1-in-10 | 20 | 1.0895 | 1.0208 | 1.0343 | 0.93205 | 0.027624 | 68.7841
| All | All Customers | Average Weekday | March | SCE 1-in-10 | 21 | 1.0933 | 1.0414 | 1.0661 | 0.97453 | 0.013595 | 66.0062
| All | All Customers | Average Weekday | March | SCE 1-in-10 | 22 | 1.0314 | 0.98782 | 1.1814 | 1.1379 | 0.093956 | 64.1532
| All | All Customers | Average Weekday | March | SCE 1-in-10 | 23 | 0.95307 | 0.92616 | 0.95307 | 0.92616 | 0 | 62.7044
| All | All Customers | Average Weekday | March | SCE 1-in-10 | 24 | 0.82747 | 0.80622 | 0.82747 | 0.80622 | 0 | 61.2409
| All | All Customers | Average Weekday | March | SCE 1-in-2 | 1 | 0.74092 | 0.71699 | 0.74092 | 0.71699 | 0 | 55.1201
| All | All Customers | Average Weekday | March | SCE 1-in-2 | 2 | 0.66911 | 0.64931 | 0.66911 | 0.64931 | 0 | 54.1856
| All | All Customers | Average Weekday | March | SCE 1-in-2 | 3 | 0.62082 | 0.60057 | 0.62082 | 0.60057 | 0 | 53.363
| All | All Customers | Average Weekday | March | SCE 1-in-2 | 4 | 0.58985 | 0.57088 | 0.58985 | 0.57088 | 0 | 52.672
| All | All Customers | Average Weekday | March | SCE 1-in-2 | 5 | 0.58025 | 0.56394 | 0.58025 | 0.56394 | 0 | 52.0226
| All | All Customers | Average Weekday | March | SCE 1-in-2 | 6 | 0.59782 | 0.59517 | 0.59782 | 0.59517 | 0 | 51.5552
| All | All Customers | Average Weekday | March | SCE 1-in-2 | 7 | 0.64445 | 0.67744 | 0.64445 | 0.67744 | 0 | 51.1733
| All | All Customers | Average Weekday | March | SCE 1-in-2 | 8 | 0.63046 | 0.65914 | 0.63046 | 0.65914 | 0 | 50.9842
| All | All Customers | Average Weekday | March | SCE 1-in-2 | 9 | 0.50892 | 0.49172 | 0.50892 | 0.49172 | 0 | 52.1416
| All | All Customers | Average Weekday | March | SCE 1-in-2 | 10 | 0.35701 | 0.33768 | 0.35701 | 0.33768 | 0 | 55.0493
| All | All Customers | Average Weekday | March | SCE 1-in-2 | 11 | 0.23855 | 0.22411 | 0.23855 | 0.22411 | 0 | 58.448
| All | All Customers | Average Weekday | March | SCE 1-in-2 | 12 | 0.17374 | 0.15232 | 0.17374 | 0.15232 | 0 | 61.6024
| All | All Customers | Average Weekday | March | SCE 1-in-2 | 13 | 0.17513 | 0.134 | 0.17513 | 0.134 | 0 | 64.0317
| All | All Customers | Average Weekday | March | SCE 1-in-2 | 14 | 0.20094 | 0.15235 | 0.20094 | 0.15235 | 0 | 65.6645
| All | All Customers | Average Weekday | March | SCE 1-in-2 | 15 | 0.26914 | 0.2211 | 0.26914 | 0.2211 | 0 | 66.7402
| All | All Customers | Average Weekday | March | SCE 1-in-2 | 16 | 0.39986 | 0.35643 | 0.39986 | 0.35643 | 0 | 67.4082
| All | All Customers | Average Weekday | March | SCE 1-in-2 | 17 | 0.57481 | 0.54248 | 0.57481 | 0.54248 | 0 | 67.4866
| All | All Customers | Average Weekday | March | SCE 1-in-2 | 18 | 0.81641 | 0.77127 | 0.81641 | 0.77127 | 0 | 66.6618
| All | All Customers | Average Weekday | March | SCE 1-in-2 | 19 | 0.99671 | 0.92633 | 0.99671 | 0.92633 | 0 | 65.0659
| All | All Customers | Average Weekday | March | SCE 1-in-2 | 20 | 1.0718 | 1.003 | 1.0718 | 1.003 | 0 | 62.7133
| All | All Customers | Average Weekday | March | SCE 1-in-2 | 21 | 1.0684 | 1.0165 | 1.0684 | 1.0165 | 0 | 60.4055
| All | All Customers | Average Weekday | March | SCE 1-in-2 | 22 | 1.0052 | 0.9616 | 1.0052 | 0.9616 | 0 | 58.8475
| All | All Customers | Average Weekday | March | SCE 1-in-2 | 23 | 0.93402 | 0.90712 | 0.93402 | 0.90712 | 0 | 57.6352
| All | All Customers | Average Weekday | March | SCE 1-in-2 | 24 | 0.81709 | 0.79584 | 0.81709 | 0.79584 | 0 | 56.5592
| All | All Customers | Average Weekday | May | CAISO 1-in-10 | 1 | 0.8102 | 0.78626 | 0.8102 | 0.78626 | 0 | 63.3262
| All | All Customers | Average Weekday | May | CAISO 1-in-10 | 2 | 0.71795 | 0.69815 | 0.71795 | 0.69815 | 0 | 62.2637
| All | All Customers | Average Weekday | May | CAISO 1-in-10 | 3 | 0.65425 | 0.634 | 0.65425 | 0.634 | 0 | 61.3518
| All | All Customers | Average Weekday | May | CAISO 1-in-10 | 4 | 0.60813 | 0.58916 | 0.60813 | 0.58916 | 0 | 60.5323
| All | All Customers | Average Weekday | May | CAISO 1-in-10 | 5 | 0.58084 | 0.56454 | 0.58084 | 0.56454 | 0 | 59.9047
| All | All Customers | Average Weekday | May | CAISO 1-in-10 | 6 | 0.57653 | 0.57388 | 0.57653 | 0.57388 | 0 | 59.4027
| All | All Customers | Average Weekday | May | CAISO 1-in-10 | 7 | 0.58838 | 0.62137 | 0.58838 | 0.62137 | 0 | 59.1435
| All | All Customers | Average Weekday | May | CAISO 1-in-10 | 8 | 0.56046 | 0.58914 | 0.56046 | 0.58914 | 0 | 59.912
| All | All Customers | Average Weekday | May | CAISO 1-in-10 | 9 | 0.4509 | 0.4337 | 0.4509 | 0.4337 | 0 | 62.3568
| All | All Customers | Average Weekday | May | CAISO 1-in-10 | 10 | 0.29494 | 0.27561 | 0.29494 | 0.27561 | 0 | 65.6209
| All | All Customers | Average Weekday | May | CAISO 1-in-10 | 11 | 0.15009 | 0.13564 | 0.15009 | 0.13564 | 0 | 68.7435
| All | All Customers | Average Weekday | May | CAISO 1-in-10 | 12 | 0.092921 | 0.071493 | 0.092921 | 0.071493 | 0 | 71.4696
| All | All Customers | Average Weekday | May | CAISO 1-in-10 | 13 | 0.11578 | 0.074647 | 0.11578 | 0.074647 | 0 | 73.7782
| All | All Customers | Average Weekday | May | CAISO 1-in-10 | 14 | 0.18691 | 0.13832 | 0.18691 | 0.13832 | 0 | 75.6285
| All | All Customers | Average Weekday | May | CAISO 1-in-10 | 15 | 0.3179 | 0.26986 | 0.3179 | 0.26986 | 0 | 76.958
| All | All Customers | Average Weekday | May | CAISO 1-in-10 | 16 | 0.52163 | 0.4782 | 0.52163 | 0.4782 | 0 | 77.6576
| All | All Customers | Average Weekday | May | CAISO 1-in-10 | 17 | 0.75584 | 0.72351 | 0.18865 | 0.15632 | 0.030478 | 77.8235
| All | All Customers | Average Weekday | May | CAISO 1-in-10 | 18 | 1.0187 | 0.97357 | 0.7346 | 0.66316 | 0.15508 | 77.1839
| All | All Customers | Average Weekday | May | CAISO 1-in-10 | 19 | 1.2007 | 1.1303 | 1.1241 | 0.96648 | 0.038261 | 75.8772
| All | All Customers | Average Weekday | May | CAISO 1-in-10 | 20 | 1.2568 | 1.1881 | 1.1509 | 1.0424 | 0.046406 | 73.7987
| All | All Customers | Average Weekday | May | CAISO 1-in-10 | 21 | 1.252 | 1.2001 | 1.1767 | 1.0851 | 0.054201 | 70.7654
| All | All Customers | Average Weekday | May | CAISO 1-in-10 | 22 | 1.1742 | 1.1306 | 1.5024 | 1.5493 | 0.077291 | 67.9414
| All | All Customers | Average Weekday | May | CAISO 1-in-10 | 23 | 1.0768 | 1.0499 | 1.0768 | 1.0748 | 0 | 66.0232
| All | All Customers | Average Weekday | May | CAISO 1-in-10 | 24 | 0.91993 | 0.89869 | 0.91993 | 0.89869 | 0 | 64.5385
| All | All Customers | Average Weekday | May | CAISO 1-in-2 | 1 | 0.77183 | 0.74789 | 0.77183 | 0.74789 | 0 | 60.9858
| All | All Customers | Average Weekday | May | CAISO 1-in-2 | 2 | 0.68261 | 0.66281 | 0.68261 | 0.66281 | 0 | 60.2792
| All | All Customers | Average Weekday | May | CAISO 1-in-2 | 3 | 0.62151 | 0.60125 | 0.62151 | 0.60125 | 0 | 59.6625
| All | All Customers | Average Weekday | May | CAISO 1-in-2 | 4 | 0.58103 | 0.56206 | 0.58103 | 0.56206 | 0 | 59.0861
| All | All Customers | Average Weekday | May | CAISO 1-in-2 | 5 | 0.56139 | 0.54509 | 0.56139 | 0.54509 | 0 | 58.5843
| All | All Customers | Average Weekday | May | CAISO 1-in-2 | 6 | 0.56703 | 0.56438 | 0.56703 | 0.56438 | 0 | 58.1136
| All | All Customers | Average Weekday | May | CAISO 1-in-2 | 7 | 0.59321 | 0.6262 | 0.59321 | 0.6262 | 0 | 57.6947
| All | All Customers | Average Weekday | May | CAISO 1-in-2 | 8 | 0.56677 | 0.59545 | 0.56677 | 0.59545 | 0 | 57.9989
| All | All Customers | Average Weekday | May | CAISO 1-in-2 | 9 | 0.45451 | 0.4373 | 0.45451 | 0.4373 | 0 | 59.6879
| All | All Customers | Average Weekday | May | CAISO 1-in-2 | 10 | 0.30569 | 0.28636 | 0.30569 | 0.28636 | 0 | 62.0244
| All | All Customers | Average Weekday | May | CAISO 1-in-2 | 11 | 0.18968 | 0.17524 | 0.18968 | 0.17524 | 0 | 64.7227
| All | All Customers | Average Weekday | May | CAISO 1-in-2 | 12 | 0.14252 | 0.12109 | 0.14252 | 0.12109 | 0 | 67.2275
| All | All Customers | Average Weekday | May | CAISO 1-in-2 | 13 | 0.13935 | 0.098208 | 0.13935 | 0.098208 | 0 | 69.4368
| All | All Customers | Average Weekday | May | CAISO 1-in-2 | 14 | 0.17287 | 0.12429 | 0.17287 | 0.12429 | 0 | 71.1741
| All | All Customers | Average Weekday | May | CAISO 1-in-2 | 15 | 0.25774 | 0.2097 | 0.25774 | 0.2097 | 0 | 72.4366
| All | All Customers | Average Weekday | May | CAISO 1-in-2 | 16 | 0.41004 | 0.36661 | 0.41004 | 0.36661 | 0 | 73.1152
| All | All Customers | Average Weekday | May | CAISO 1-in-2 | 17 | 0.60499 | 0.57266 | 0.38338 | 0.35104 | 0.038484 | 73.1774
| All | All Customers | Average Weekday | May | CAISO 1-in-2 | 18 | 0.85797 | 0.81283 | 0.67517 | 0.63003 | 0.091401 | 72.5763
| All | All Customers | Average Weekday | May | CAISO 1-in-2 | 19 | 1.049 | 0.97861 | 1.049 | 0.8961 | 0 | 71.2416
| All | All Customers | Average Weekday | May | CAISO 1-in-2 | 20 | 1.1281 | 1.0594 | 1.0693 | 0.96089 | 0.058415 | 69.1348
| All | All Customers | Average Weekday | May | CAISO 1-in-2 | 21 | 1.1329 | 1.081 | 1.1021 | 1.0106 | 0.015377 | 66.3589
| All | All Customers | Average Weekday | May | CAISO 1-in-2 | 22 | 1.0679 | 1.0243 | 1.3275 | 1.284 | 0.094253 | 64.0863
| All | All Customers | Average Weekday | May | CAISO 1-in-2 | 23 | 0.98433 | 0.95742 | 0.98433 | 0.95742 | 0 | 62.7205
| All | All Customers | Average Weekday | May | CAISO 1-in-2 | 24 | 0.85253 | 0.83129 | 0.85253 | 0.83129 | 0 | 61.6882
| All | All Customers | Average Weekday | May | SCE 1-in-10 | 1 | 0.8102 | 0.78626 | 0.8102 | 0.78626 | 0 | 63.3262
| All | All Customers | Average Weekday | May | SCE 1-in-10 | 2 | 0.71795 | 0.69815 | 0.71795 | 0.69815 | 0 | 62.2637
| All | All Customers | Average Weekday | May | SCE 1-in-10 | 3 | 0.65425 | 0.634 | 0.65425 | 0.634 | 0 | 61.3518
| All | All Customers | Average Weekday | May | SCE 1-in-10 | 4 | 0.60813 | 0.58916 | 0.60813 | 0.58916 | 0 | 60.5323
| All | All Customers | Average Weekday | May | SCE 1-in-10 | 5 | 0.58084 | 0.56454 | 0.58084 | 0.56454 | 0 | 59.9047
| All | All Customers | Average Weekday | May | SCE 1-in-10 | 6 | 0.57653 | 0.57388 | 0.57653 | 0.57388 | 0 | 59.4027
| All | All Customers | Average Weekday | May | SCE 1-in-10 | 7 | 0.58838 | 0.62137 | 0.58838 | 0.62137 | 0 | 59.1435
| All | All Customers | Average Weekday | May | SCE 1-in-10 | 8 | 0.56046 | 0.58914 | 0.56046 | 0.58914 | 0 | 59.912
| All | All Customers | Average Weekday | May | SCE 1-in-10 | 9 | 0.4509 | 0.4337 | 0.4509 | 0.4337 | 0 | 62.3568
| All | All Customers | Average Weekday | May | SCE 1-in-10 | 10 | 0.29494 | 0.27561 | 0.29494 | 0.27561 | 0 | 65.6209
| All | All Customers | Average Weekday | May | SCE 1-in-10 | 11 | 0.15009 | 0.13564 | 0.15009 | 0.13564 | 0 | 68.7435
| All | All Customers | Average Weekday | May | SCE 1-in-10 | 12 | 0.092921 | 0.071493 | 0.092921 | 0.071493 | 0 | 71.4696
| All | All Customers | Average Weekday | May | SCE 1-in-10 | 13 | 0.11578 | 0.074647 | 0.11578 | 0.074647 | 0 | 73.7782
| All | All Customers | Average Weekday | May | SCE 1-in-10 | 14 | 0.18691 | 0.13832 | 0.18691 | 0.13832 | 0 | 75.6285
| All | All Customers | Average Weekday | May | SCE 1-in-10 | 15 | 0.3179 | 0.26986 | 0.3179 | 0.26986 | 0 | 76.958
| All | All Customers | Average Weekday | May | SCE 1-in-10 | 16 | 0.52163 | 0.4782 | 0.52163 | 0.4782 | 0 | 77.6576
| All | All Customers | Average Weekday | May | SCE 1-in-10 | 17 | 0.75584 | 0.72351 | 0.18865 | 0.15632 | 0.030478 | 77.8235
| All | All Customers | Average Weekday | May | SCE 1-in-10 | 18 | 1.0187 | 0.97357 | 0.7346 | 0.66316 | 0.15508 | 77.1839
| All | All Customers | Average Weekday | May | SCE 1-in-10 | 19 | 1.2007 | 1.1303 | 1.1241 | 0.96648 | 0.038261 | 75.8772
| All | All Customers | Average Weekday | May | SCE 1-in-10 | 20 | 1.2568 | 1.1881 | 1.1509 | 1.0424 | 0.046406 | 73.7987
| All | All Customers | Average Weekday | May | SCE 1-in-10 | 21 | 1.252 | 1.2001 | 1.1767 | 1.0851 | 0.054201 | 70.7654
| All | All Customers | Average Weekday | May | SCE 1-in-10 | 22 | 1.1742 | 1.1306 | 1.5024 | 1.5493 | 0.077291 | 67.9414
| All | All Customers | Average Weekday | May | SCE 1-in-10 | 23 | 1.0768 | 1.0499 | 1.0768 | 1.0748 | 0 | 66.0232
| All | All Customers | Average Weekday | May | SCE 1-in-10 | 24 | 0.91993 | 0.89869 | 0.91993 | 0.89869 | 0 | 64.5385
| All | All Customers | Average Weekday | May | SCE 1-in-2 | 1 | 0.77183 | 0.74789 | 0.77183 | 0.74789 | 0 | 60.9858
| All | All Customers | Average Weekday | May | SCE 1-in-2 | 2 | 0.68261 | 0.66281 | 0.68261 | 0.66281 | 0 | 60.2792
| All | All Customers | Average Weekday | May | SCE 1-in-2 | 3 | 0.62151 | 0.60125 | 0.62151 | 0.60125 | 0 | 59.6625
| All | All Customers | Average Weekday | May | SCE 1-in-2 | 4 | 0.58103 | 0.56206 | 0.58103 | 0.56206 | 0 | 59.0861
| All | All Customers | Average Weekday | May | SCE 1-in-2 | 5 | 0.56139 | 0.54509 | 0.56139 | 0.54509 | 0 | 58.5843
| All | All Customers | Average Weekday | May | SCE 1-in-2 | 6 | 0.56703 | 0.56438 | 0.56703 | 0.56438 | 0 | 58.1136
| All | All Customers | Average Weekday | May | SCE 1-in-2 | 7 | 0.59321 | 0.6262 | 0.59321 | 0.6262 | 0 | 57.6947
| All | All Customers | Average Weekday | May | SCE 1-in-2 | 8 | 0.56677 | 0.59545 | 0.56677 | 0.59545 | 0 | 57.9989
| All | All Customers | Average Weekday | May | SCE 1-in-2 | 9 | 0.45451 | 0.4373 | 0.45451 | 0.4373 | 0 | 59.6879
| All | All Customers | Average Weekday | May | SCE 1-in-2 | 10 | 0.30569 | 0.28636 | 0.30569 | 0.28636 | 0 | 62.0244
| All | All Customers | Average Weekday | May | SCE 1-in-2 | 11 | 0.18968 | 0.17524 | 0.18968 | 0.17524 | 0 | 64.7227
| All | All Customers | Average Weekday | May | SCE 1-in-2 | 12 | 0.14252 | 0.12109 | 0.14252 | 0.12109 | 0 | 67.2275
| All | All Customers | Average Weekday | May | SCE 1-in-2 | 13 | 0.13935 | 0.098208 | 0.13935 | 0.098208 | 0 | 69.4368
| All | All Customers | Average Weekday | May | SCE 1-in-2 | 14 | 0.17287 | 0.12429 | 0.17287 | 0.12429 | 0 | 71.1741
| All | All Customers | Average Weekday | May | SCE 1-in-2 | 15 | 0.25774 | 0.2097 | 0.25774 | 0.2097 | 0 | 72.4366
| All | All Customers | Average Weekday | May | SCE 1-in-2 | 16 | 0.41004 | 0.36661 | 0.41004 | 0.36661 | 0 | 73.1152
| All | All Customers | Average Weekday | May | SCE 1-in-2 | 17 | 0.60499 | 0.57266 | 0.38338 | 0.35104 | 0.038484 | 73.1774
| All | All Customers | Average Weekday | May | SCE 1-in-2 | 18 | 0.85797 | 0.81283 | 0.67517 | 0.63003 | 0.091401 | 72.5763
| All | All Customers | Average Weekday | May | SCE 1-in-2 | 19 | 1.049 | 0.97861 | 1.049 | 0.8961 | 0 | 71.2416
| All | All Customers | Average Weekday | May | SCE 1-in-2 | 20 | 1.1281 | 1.0594 | 1.0693 | 0.96089 | 0.058415 | 69.1348
| All | All Customers | Average Weekday | May | SCE 1-in-2 | 21 | 1.1329 | 1.081 | 1.1021 | 1.0106 | 0.015377 | 66.3589
| All | All Customers | Average Weekday | May | SCE 1-in-2 | 22 | 1.0679 | 1.0243 | 1.3275 | 1.284 | 0.094253 | 64.0863
| All | All Customers | Average Weekday | May | SCE 1-in-2 | 23 | 0.98433 | 0.95742 | 0.98433 | 0.95742 | 0 | 62.7205
| All | All Customers | Average Weekday | May | SCE 1-in-2 | 24 | 0.85253 | 0.83129 | 0.85253 | 0.83129 | 0 | 61.6882
| All | All Customers | Average Weekday | November | CAISO 1-in-10 | 1 | 0.73731 | 0.71337 | 0.73731 | 0.71337 | 0 | 57.0569
| All | All Customers | Average Weekday | November | CAISO 1-in-10 | 2 | 0.66116 | 0.64136 | 0.66116 | 0.64136 | 0 | 56.0173
| All | All Customers | Average Weekday | November | CAISO 1-in-10 | 3 | 0.60914 | 0.58888 | 0.60914 | 0.58888 | 0 | 55.1067
| All | All Customers | Average Weekday | November | CAISO 1-in-10 | 4 | 0.57536 | 0.55639 | 0.57536 | 0.55639 | 0 | 54.2117
| All | All Customers | Average Weekday | November | CAISO 1-in-10 | 5 | 0.56297 | 0.54666 | 0.56297 | 0.54666 | 0 | 53.453
| All | All Customers | Average Weekday | November | CAISO 1-in-10 | 6 | 0.57666 | 0.57401 | 0.57666 | 0.57401 | 0 | 52.865
| All | All Customers | Average Weekday | November | CAISO 1-in-10 | 7 | 0.61521 | 0.6482 | 0.61521 | 0.6482 | 0 | 52.4651
| All | All Customers | Average Weekday | November | CAISO 1-in-10 | 8 | 0.59329 | 0.62198 | 0.59329 | 0.62198 | 0 | 52.2928
| All | All Customers | Average Weekday | November | CAISO 1-in-10 | 9 | 0.47443 | 0.45723 | 0.47443 | 0.45723 | 0 | 53.9727
| All | All Customers | Average Weekday | November | CAISO 1-in-10 | 10 | 0.3262 | 0.30687 | 0.3262 | 0.30687 | 0 | 58.0272
| All | All Customers | Average Weekday | November | CAISO 1-in-10 | 11 | 0.20401 | 0.18957 | 0.20401 | 0.18957 | 0 | 62.6242
| All | All Customers | Average Weekday | November | CAISO 1-in-10 | 12 | 0.12238 | 0.10095 | 0.12238 | 0.10095 | 0 | 66.3572
| All | All Customers | Average Weekday | November | CAISO 1-in-10 | 13 | 0.11046 | 0.069321 | 0.11046 | 0.069321 | 0 | 69.0172
| All | All Customers | Average Weekday | November | CAISO 1-in-10 | 14 | 0.14358 | 0.094994 | 0.14358 | 0.094994 | 0 | 70.6481
| All | All Customers | Average Weekday | November | CAISO 1-in-10 | 15 | 0.22264 | 0.17459 | 0.22264 | 0.17459 | 0 | 71.4948
| All | All Customers | Average Weekday | November | CAISO 1-in-10 | 16 | 0.36017 | 0.31674 | 0.36017 | 0.31674 | 0 | 71.701
| All | All Customers | Average Weekday | November | CAISO 1-in-10 | 17 | 0.53488 | 0.50255 | 0.5276 | 0.49527 | 0.0036387 | 71.0007
| All | All Customers | Average Weekday | November | CAISO 1-in-10 | 18 | 0.77706 | 0.73192 | 0.77706 | 0.73192 | 0 | 69.0424
| All | All Customers | Average Weekday | November | CAISO 1-in-10 | 19 | 0.9747 | 0.90432 | 0.9747 | 0.90432 | 0 | 66.4281
| All | All Customers | Average Weekday | November | CAISO 1-in-10 | 20 | 1.0507 | 0.982 | 1.0417 | 0.9715 | 0.0045334 | 64.2117
| All | All Customers | Average Weekday | November | CAISO 1-in-10 | 21 | 1.0585 | 1.0067 | 1.0585 | 0.97804 | 0 | 62.4355
| All | All Customers | Average Weekday | November | CAISO 1-in-10 | 22 | 1.0017 | 0.95817 | 1.0628 | 1.0193 | 0.030542 | 60.7329
| All | All Customers | Average Weekday | November | CAISO 1-in-10 | 23 | 0.92903 | 0.90213 | 0.92903 | 0.90213 | 0 | 59.3053
| All | All Customers | Average Weekday | November | CAISO 1-in-10 | 24 | 0.81121 | 0.78996 | 0.81121 | 0.78996 | 0 | 58.0552
| All | All Customers | Average Weekday | November | CAISO 1-in-2 | 1 | 0.73917 | 0.71523 | 0.73917 | 0.71523 | 0 | 55.9914
| All | All Customers | Average Weekday | November | CAISO 1-in-2 | 2 | 0.66528 | 0.64548 | 0.66528 | 0.64548 | 0 | 55.1267
| All | All Customers | Average Weekday | November | CAISO 1-in-2 | 3 | 0.61523 | 0.59497 | 0.61523 | 0.59497 | 0 | 54.3891
| All | All Customers | Average Weekday | November | CAISO 1-in-2 | 4 | 0.583 | 0.56403 | 0.583 | 0.56403 | 0 | 53.6802
| All | All Customers | Average Weekday | November | CAISO 1-in-2 | 5 | 0.57222 | 0.55592 | 0.57222 | 0.55592 | 0 | 53.0799
| All | All Customers | Average Weekday | November | CAISO 1-in-2 | 6 | 0.58812 | 0.58547 | 0.58812 | 0.58547 | 0 | 52.5614
| All | All Customers | Average Weekday | November | CAISO 1-in-2 | 7 | 0.63109 | 0.66408 | 0.63109 | 0.66408 | 0 | 52.3237
| All | All Customers | Average Weekday | November | CAISO 1-in-2 | 8 | 0.61318 | 0.64186 | 0.61318 | 0.64186 | 0 | 52.1909
| All | All Customers | Average Weekday | November | CAISO 1-in-2 | 9 | 0.49277 | 0.47556 | 0.49277 | 0.47556 | 0 | 53.7178
| All | All Customers | Average Weekday | November | CAISO 1-in-2 | 10 | 0.34296 | 0.32363 | 0.34296 | 0.32363 | 0 | 57.0279
| All | All Customers | Average Weekday | November | CAISO 1-in-2 | 11 | 0.22351 | 0.20906 | 0.22351 | 0.20906 | 0 | 60.9532
| All | All Customers | Average Weekday | November | CAISO 1-in-2 | 12 | 0.15927 | 0.13785 | 0.15927 | 0.13785 | 0 | 64.4113
| All | All Customers | Average Weekday | November | CAISO 1-in-2 | 13 | 0.14356 | 0.10243 | 0.14356 | 0.10243 | 0 | 66.9796
| All | All Customers | Average Weekday | November | CAISO 1-in-2 | 14 | 0.17134 | 0.12275 | 0.17134 | 0.12275 | 0 | 68.5737
| All | All Customers | Average Weekday | November | CAISO 1-in-2 | 15 | 0.24605 | 0.19801 | 0.24605 | 0.19801 | 0 | 69.3807
| All | All Customers | Average Weekday | November | CAISO 1-in-2 | 16 | 0.37909 | 0.33566 | 0.37909 | 0.33566 | 0 | 69.428
| All | All Customers | Average Weekday | November | CAISO 1-in-2 | 17 | 0.55134 | 0.51901 | 0.55134 | 0.51901 | 0 | 68.5166
| All | All Customers | Average Weekday | November | CAISO 1-in-2 | 18 | 0.80098 | 0.75584 | 0.80098 | 0.75584 | 0 | 66.3622
| All | All Customers | Average Weekday | November | CAISO 1-in-2 | 19 | 0.99135 | 0.92097 | 0.99135 | 0.92097 | 0 | 63.8775
| All | All Customers | Average Weekday | November | CAISO 1-in-2 | 20 | 1.0591 | 0.99033 | 1.0591 | 0.99033 | 0 | 61.9135
| All | All Customers | Average Weekday | November | CAISO 1-in-2 | 21 | 1.062 | 1.0101 | 1.062 | 1.0101 | 0 | 60.3703
| All | All Customers | Average Weekday | November | CAISO 1-in-2 | 22 | 1.0025 | 0.95894 | 1.0025 | 0.95894 | 0 | 59.0064
| All | All Customers | Average Weekday | November | CAISO 1-in-2 | 23 | 0.93087 | 0.90396 | 0.93087 | 0.90396 | 0 | 57.8478
| All | All Customers | Average Weekday | November | CAISO 1-in-2 | 24 | 0.8138 | 0.79256 | 0.8138 | 0.79256 | 0 | 56.8807
| All | All Customers | Average Weekday | November | SCE 1-in-10 | 1 | 0.73731 | 0.71337 | 0.73731 | 0.71337 | 0 | 57.0569
| All | All Customers | Average Weekday | November | SCE 1-in-10 | 2 | 0.66116 | 0.64136 | 0.66116 | 0.64136 | 0 | 56.0173
| All | All Customers | Average Weekday | November | SCE 1-in-10 | 3 | 0.60914 | 0.58888 | 0.60914 | 0.58888 | 0 | 55.1067
| All | All Customers | Average Weekday | November | SCE 1-in-10 | 4 | 0.57536 | 0.55639 | 0.57536 | 0.55639 | 0 | 54.2117
| All | All Customers | Average Weekday | November | SCE 1-in-10 | 5 | 0.56297 | 0.54666 | 0.56297 | 0.54666 | 0 | 53.453
| All | All Customers | Average Weekday | November | SCE 1-in-10 | 6 | 0.57666 | 0.57401 | 0.57666 | 0.57401 | 0 | 52.865
| All | All Customers | Average Weekday | November | SCE 1-in-10 | 7 | 0.61521 | 0.6482 | 0.61521 | 0.6482 | 0 | 52.4651
| All | All Customers | Average Weekday | November | SCE 1-in-10 | 8 | 0.59329 | 0.62198 | 0.59329 | 0.62198 | 0 | 52.2928
| All | All Customers | Average Weekday | November | SCE 1-in-10 | 9 | 0.47443 | 0.45723 | 0.47443 | 0.45723 | 0 | 53.9727
| All | All Customers | Average Weekday | November | SCE 1-in-10 | 10 | 0.3262 | 0.30687 | 0.3262 | 0.30687 | 0 | 58.0272
| All | All Customers | Average Weekday | November | SCE 1-in-10 | 11 | 0.20401 | 0.18957 | 0.20401 | 0.18957 | 0 | 62.6242
| All | All Customers | Average Weekday | November | SCE 1-in-10 | 12 | 0.12238 | 0.10095 | 0.12238 | 0.10095 | 0 | 66.3572
| All | All Customers | Average Weekday | November | SCE 1-in-10 | 13 | 0.11046 | 0.069321 | 0.11046 | 0.069321 | 0 | 69.0172
| All | All Customers | Average Weekday | November | SCE 1-in-10 | 14 | 0.14358 | 0.094994 | 0.14358 | 0.094994 | 0 | 70.6481
| All | All Customers | Average Weekday | November | SCE 1-in-10 | 15 | 0.22264 | 0.17459 | 0.22264 | 0.17459 | 0 | 71.4948
| All | All Customers | Average Weekday | November | SCE 1-in-10 | 16 | 0.36017 | 0.31674 | 0.36017 | 0.31674 | 0 | 71.701
| All | All Customers | Average Weekday | November | SCE 1-in-10 | 17 | 0.53488 | 0.50255 | 0.5276 | 0.49527 | 0.0036387 | 71.0007
| All | All Customers | Average Weekday | November | SCE 1-in-10 | 18 | 0.77706 | 0.73192 | 0.77706 | 0.73192 | 0 | 69.0424
| All | All Customers | Average Weekday | November | SCE 1-in-10 | 19 | 0.9747 | 0.90432 | 0.9747 | 0.90432 | 0 | 66.4281
| All | All Customers | Average Weekday | November | SCE 1-in-10 | 20 | 1.0507 | 0.982 | 1.0417 | 0.9715 | 0.0045334 | 64.2117
| All | All Customers | Average Weekday | November | SCE 1-in-10 | 21 | 1.0585 | 1.0067 | 1.0585 | 0.97804 | 0 | 62.4355
| All | All Customers | Average Weekday | November | SCE 1-in-10 | 22 | 1.0017 | 0.95817 | 1.0628 | 1.0193 | 0.030542 | 60.7329
| All | All Customers | Average Weekday | November | SCE 1-in-10 | 23 | 0.92903 | 0.90213 | 0.92903 | 0.90213 | 0 | 59.3053
| All | All Customers | Average Weekday | November | SCE 1-in-10 | 24 | 0.81121 | 0.78996 | 0.81121 | 0.78996 | 0 | 58.0552
| All | All Customers | Average Weekday | November | SCE 1-in-2 | 1 | 0.73821 | 0.71428 | 0.73821 | 0.71428 | 0 | 57.1557
| All | All Customers | Average Weekday | November | SCE 1-in-2 | 2 | 0.66207 | 0.64227 | 0.66207 | 0.64227 | 0 | 56.2853
| All | All Customers | Average Weekday | November | SCE 1-in-2 | 3 | 0.61006 | 0.58981 | 0.61006 | 0.58981 | 0 | 55.5597
| All | All Customers | Average Weekday | November | SCE 1-in-2 | 4 | 0.57634 | 0.55737 | 0.57634 | 0.55737 | 0 | 54.9465
| All | All Customers | Average Weekday | November | SCE 1-in-2 | 5 | 0.56404 | 0.54774 | 0.56404 | 0.54774 | 0 | 54.4072
| All | All Customers | Average Weekday | November | SCE 1-in-2 | 6 | 0.57784 | 0.57519 | 0.57784 | 0.57519 | 0 | 53.8865
| All | All Customers | Average Weekday | November | SCE 1-in-2 | 7 | 0.61652 | 0.64951 | 0.61652 | 0.64951 | 0 | 53.6719
| All | All Customers | Average Weekday | November | SCE 1-in-2 | 8 | 0.59451 | 0.62319 | 0.59451 | 0.62319 | 0 | 53.5976
| All | All Customers | Average Weekday | November | SCE 1-in-2 | 9 | 0.47544 | 0.45824 | 0.47544 | 0.45824 | 0 | 55.2913
| All | All Customers | Average Weekday | November | SCE 1-in-2 | 10 | 0.32713 | 0.3078 | 0.32713 | 0.3078 | 0 | 58.8165
| All | All Customers | Average Weekday | November | SCE 1-in-2 | 11 | 0.2067 | 0.19225 | 0.2067 | 0.19225 | 0 | 62.6385
| All | All Customers | Average Weekday | November | SCE 1-in-2 | 12 | 0.13302 | 0.11159 | 0.13302 | 0.11159 | 0 | 65.8514
| All | All Customers | Average Weekday | November | SCE 1-in-2 | 13 | 0.1222 | 0.081067 | 0.1222 | 0.081067 | 0 | 68.2021
| All | All Customers | Average Weekday | November | SCE 1-in-2 | 14 | 0.15015 | 0.10156 | 0.15015 | 0.10156 | 0 | 69.7142
| All | All Customers | Average Weekday | November | SCE 1-in-2 | 15 | 0.22396 | 0.17592 | 0.22396 | 0.17592 | 0 | 70.5778
| All | All Customers | Average Weekday | November | SCE 1-in-2 | 16 | 0.3575 | 0.31407 | 0.3575 | 0.31407 | 0 | 70.6674
| All | All Customers | Average Weekday | November | SCE 1-in-2 | 17 | 0.53177 | 0.49943 | 0.51919 | 0.48686 | 0.0062875 | 69.7737
| All | All Customers | Average Weekday | November | SCE 1-in-2 | 18 | 0.78403 | 0.7389 | 0.77857 | 0.73343 | 0.0027308 | 67.6288
| All | All Customers | Average Weekday | November | SCE 1-in-2 | 19 | 0.98248 | 0.9121 | 0.98248 | 0.9121 | 0 | 65.1412
| All | All Customers | Average Weekday | November | SCE 1-in-2 | 20 | 1.0501 | 0.98139 | 1.0501 | 0.97218 | 0 | 63.2873
| All | All Customers | Average Weekday | November | SCE 1-in-2 | 21 | 1.0594 | 1.0075 | 1.0594 | 0.98399 | 0 | 61.7124
| All | All Customers | Average Weekday | November | SCE 1-in-2 | 22 | 1.0026 | 0.95904 | 1.0663 | 1.0227 | 0.031845 | 60.2816
| All | All Customers | Average Weekday | November | SCE 1-in-2 | 23 | 0.92994 | 0.90303 | 0.92994 | 0.90303 | 0 | 59.0208
| All | All Customers | Average Weekday | November | SCE 1-in-2 | 24 | 0.81215 | 0.79091 | 0.81215 | 0.79091 | 0 | 58.042
| All | All Customers | Average Weekday | October | CAISO 1-in-10 | 1 | 1.0126 | 0.98867 | 1.0126 | 0.98867 | 0 | 68.1892
| All | All Customers | Average Weekday | October | CAISO 1-in-10 | 2 | 0.87788 | 0.85808 | 0.87788 | 0.85808 | 0 | 67.2669
| All | All Customers | Average Weekday | October | CAISO 1-in-10 | 3 | 0.77927 | 0.75902 | 0.77927 | 0.75902 | 0 | 66.4923
| All | All Customers | Average Weekday | October | CAISO 1-in-10 | 4 | 0.7052 | 0.68623 | 0.7052 | 0.68623 | 0 | 65.7696
| All | All Customers | Average Weekday | October | CAISO 1-in-10 | 5 | 0.65306 | 0.63676 | 0.65306 | 0.63676 | 0 | 65.1188
| All | All Customers | Average Weekday | October | CAISO 1-in-10 | 6 | 0.6305 | 0.62785 | 0.6305 | 0.62785 | 0 | 64.6174
| All | All Customers | Average Weekday | October | CAISO 1-in-10 | 7 | 0.62466 | 0.65765 | 0.62466 | 0.65765 | 0 | 64.1479
| All | All Customers | Average Weekday | October | CAISO 1-in-10 | 8 | 0.59705 | 0.62573 | 0.59705 | 0.62573 | 0 | 63.8252
| All | All Customers | Average Weekday | October | CAISO 1-in-10 | 9 | 0.49437 | 0.47716 | 0.49437 | 0.47716 | 0 | 64.2908
| All | All Customers | Average Weekday | October | CAISO 1-in-10 | 10 | 0.36112 | 0.34179 | 0.36112 | 0.34179 | 0 | 67.287
| All | All Customers | Average Weekday | October | CAISO 1-in-10 | 11 | 0.2716 | 0.25716 | 0.2716 | 0.25716 | 0 | 71.1485
| All | All Customers | Average Weekday | October | CAISO 1-in-10 | 12 | 0.2525 | 0.23108 | 0.2525 | 0.23108 | 0 | 74.8992
| All | All Customers | Average Weekday | October | CAISO 1-in-10 | 13 | 0.32332 | 0.28218 | 0.32332 | 0.28218 | 0 | 77.8981
| All | All Customers | Average Weekday | October | CAISO 1-in-10 | 14 | 0.46224 | 0.41366 | 0.46224 | 0.41366 | 0 | 79.9328
| All | All Customers | Average Weekday | October | CAISO 1-in-10 | 15 | 0.65625 | 0.60821 | 0.65625 | 0.60821 | 0 | 81.1579
| All | All Customers | Average Weekday | October | CAISO 1-in-10 | 16 | 0.91603 | 0.8726 | 0.91603 | 0.8726 | 0 | 81.7516
| All | All Customers | Average Weekday | October | CAISO 1-in-10 | 17 | 1.1823 | 1.15 | 0.43053 | 0.3412 | 0.024231 | 81.6941
| All | All Customers | Average Weekday | October | CAISO 1-in-10 | 18 | 1.4534 | 1.4082 | 1.0908 | 1.0194 | 0.12914 | 80.9569
| All | All Customers | Average Weekday | October | CAISO 1-in-10 | 19 | 1.6106 | 1.5402 | 1.4788 | 1.3212 | 0.08049 | 79.0261
| All | All Customers | Average Weekday | October | CAISO 1-in-10 | 20 | 1.5878 | 1.5191 | 1.461 | 1.3525 | 0.041121 | 75.8738
| All | All Customers | Average Weekday | October | CAISO 1-in-10 | 21 | 1.5459 | 1.4941 | 1.4425 | 1.351 | 0.047047 | 73.5485
| All | All Customers | Average Weekday | October | CAISO 1-in-10 | 22 | 1.452 | 1.4084 | 1.7992 | 1.8461 | 0.060262 | 71.8991
| All | All Customers | Average Weekday | October | CAISO 1-in-10 | 23 | 1.3132 | 1.2863 | 1.3462 | 1.361 | 0.016473 | 70.5069
| All | All Customers | Average Weekday | October | CAISO 1-in-10 | 24 | 1.1182 | 1.0969 | 1.1385 | 1.124 | 0.010138 | 69.2878
| All | All Customers | Average Weekday | October | CAISO 1-in-2 | 1 | 0.79286 | 0.76892 | 0.79286 | 0.76892 | 0 | 63.6343
| All | All Customers | Average Weekday | October | CAISO 1-in-2 | 2 | 0.69822 | 0.67842 | 0.69822 | 0.67842 | 0 | 62.7041
| All | All Customers | Average Weekday | October | CAISO 1-in-2 | 3 | 0.63682 | 0.61657 | 0.63682 | 0.61657 | 0 | 61.7784
| All | All Customers | Average Weekday | October | CAISO 1-in-2 | 4 | 0.59335 | 0.57439 | 0.59335 | 0.57439 | 0 | 61.0726
| All | All Customers | Average Weekday | October | CAISO 1-in-2 | 5 | 0.56937 | 0.55307 | 0.56937 | 0.55307 | 0 | 60.3746
| All | All Customers | Average Weekday | October | CAISO 1-in-2 | 6 | 0.56832 | 0.56567 | 0.56832 | 0.56567 | 0 | 59.8767
| All | All Customers | Average Weekday | October | CAISO 1-in-2 | 7 | 0.58436 | 0.61735 | 0.58436 | 0.61735 | 0 | 59.4871
| All | All Customers | Average Weekday | October | CAISO 1-in-2 | 8 | 0.55388 | 0.58256 | 0.55388 | 0.58256 | 0 | 59.2585
| All | All Customers | Average Weekday | October | CAISO 1-in-2 | 9 | 0.44031 | 0.4231 | 0.44031 | 0.4231 | 0 | 59.7122
| All | All Customers | Average Weekday | October | CAISO 1-in-2 | 10 | 0.28088 | 0.26155 | 0.28088 | 0.26155 | 0 | 62.3715
| All | All Customers | Average Weekday | October | CAISO 1-in-2 | 11 | 0.16811 | 0.15366 | 0.16811 | 0.15366 | 0 | 65.9156
| All | All Customers | Average Weekday | October | CAISO 1-in-2 | 12 | 0.10761 | 0.08618 | 0.10761 | 0.08618 | 0 | 69.4317
| All | All Customers | Average Weekday | October | CAISO 1-in-2 | 13 | 0.10636 | 0.065218 | 0.10636 | 0.065218 | 0 | 72.3817
| All | All Customers | Average Weekday | October | CAISO 1-in-2 | 14 | 0.15772 | 0.10914 | 0.15772 | 0.10914 | 0 | 74.5269
| All | All Customers | Average Weekday | October | CAISO 1-in-2 | 15 | 0.27001 | 0.22197 | 0.27001 | 0.22197 | 0 | 75.9622
| All | All Customers | Average Weekday | October | CAISO 1-in-2 | 16 | 0.45467 | 0.41124 | 0.45467 | 0.41124 | 0 | 76.8062
| All | All Customers | Average Weekday | October | CAISO 1-in-2 | 17 | 0.67347 | 0.64113 | 0.27541 | 0.24308 | 0.032352 | 76.7146
| All | All Customers | Average Weekday | October | CAISO 1-in-2 | 18 | 0.93307 | 0.88793 | 0.67821 | 0.60677 | 0.16488 | 75.7762
| All | All Customers | Average Weekday | October | CAISO 1-in-2 | 19 | 1.1256 | 1.0552 | 1.0845 | 0.92689 | 0.020523 | 73.8541
| All | All Customers | Average Weekday | October | CAISO 1-in-2 | 20 | 1.1862 | 1.1175 | 1.1096 | 1.0012 | 0.053864 | 70.8963
| All | All Customers | Average Weekday | October | CAISO 1-in-2 | 21 | 1.1898 | 1.138 | 1.1356 | 1.044 | 0.02711 | 68.6824
| All | All Customers | Average Weekday | October | CAISO 1-in-2 | 22 | 1.1228 | 1.0792 | 1.4467 | 1.4935 | 0.08128 | 67.029
| All | All Customers | Average Weekday | October | CAISO 1-in-2 | 23 | 1.0316 | 1.0047 | 1.0316 | 1.0256 | 0 | 65.6575
| All | All Customers | Average Weekday | October | CAISO 1-in-2 | 24 | 0.88722 | 0.86598 | 0.88722 | 0.86598 | 0 | 64.4597
| All | All Customers | Average Weekday | October | SCE 1-in-10 | 1 | 1.0126 | 0.98867 | 1.0126 | 0.98867 | 0 | 68.1892
| All | All Customers | Average Weekday | October | SCE 1-in-10 | 2 | 0.87788 | 0.85808 | 0.87788 | 0.85808 | 0 | 67.2669
| All | All Customers | Average Weekday | October | SCE 1-in-10 | 3 | 0.77927 | 0.75902 | 0.77927 | 0.75902 | 0 | 66.4923
| All | All Customers | Average Weekday | October | SCE 1-in-10 | 4 | 0.7052 | 0.68623 | 0.7052 | 0.68623 | 0 | 65.7696
| All | All Customers | Average Weekday | October | SCE 1-in-10 | 5 | 0.65306 | 0.63676 | 0.65306 | 0.63676 | 0 | 65.1188
| All | All Customers | Average Weekday | October | SCE 1-in-10 | 6 | 0.6305 | 0.62785 | 0.6305 | 0.62785 | 0 | 64.6174
| All | All Customers | Average Weekday | October | SCE 1-in-10 | 7 | 0.62466 | 0.65765 | 0.62466 | 0.65765 | 0 | 64.1479
| All | All Customers | Average Weekday | October | SCE 1-in-10 | 8 | 0.59705 | 0.62573 | 0.59705 | 0.62573 | 0 | 63.8252
| All | All Customers | Average Weekday | October | SCE 1-in-10 | 9 | 0.49437 | 0.47716 | 0.49437 | 0.47716 | 0 | 64.2908
| All | All Customers | Average Weekday | October | SCE 1-in-10 | 10 | 0.36112 | 0.34179 | 0.36112 | 0.34179 | 0 | 67.287
| All | All Customers | Average Weekday | October | SCE 1-in-10 | 11 | 0.2716 | 0.25716 | 0.2716 | 0.25716 | 0 | 71.1485
| All | All Customers | Average Weekday | October | SCE 1-in-10 | 12 | 0.2525 | 0.23108 | 0.2525 | 0.23108 | 0 | 74.8992
| All | All Customers | Average Weekday | October | SCE 1-in-10 | 13 | 0.32332 | 0.28218 | 0.32332 | 0.28218 | 0 | 77.8981
| All | All Customers | Average Weekday | October | SCE 1-in-10 | 14 | 0.46224 | 0.41366 | 0.46224 | 0.41366 | 0 | 79.9328
| All | All Customers | Average Weekday | October | SCE 1-in-10 | 15 | 0.65625 | 0.60821 | 0.65625 | 0.60821 | 0 | 81.1579
| All | All Customers | Average Weekday | October | SCE 1-in-10 | 16 | 0.91603 | 0.8726 | 0.91603 | 0.8726 | 0 | 81.7516
| All | All Customers | Average Weekday | October | SCE 1-in-10 | 17 | 1.1823 | 1.15 | 0.43053 | 0.3412 | 0.024231 | 81.6941
| All | All Customers | Average Weekday | October | SCE 1-in-10 | 18 | 1.4534 | 1.4082 | 1.0908 | 1.0194 | 0.12914 | 80.9569
| All | All Customers | Average Weekday | October | SCE 1-in-10 | 19 | 1.6106 | 1.5402 | 1.4788 | 1.3212 | 0.08049 | 79.0261
| All | All Customers | Average Weekday | October | SCE 1-in-10 | 20 | 1.5878 | 1.5191 | 1.461 | 1.3525 | 0.041121 | 75.8738
| All | All Customers | Average Weekday | October | SCE 1-in-10 | 21 | 1.5459 | 1.4941 | 1.4425 | 1.351 | 0.047047 | 73.5485
| All | All Customers | Average Weekday | October | SCE 1-in-10 | 22 | 1.452 | 1.4084 | 1.7992 | 1.8461 | 0.060262 | 71.8991
| All | All Customers | Average Weekday | October | SCE 1-in-10 | 23 | 1.3132 | 1.2863 | 1.3462 | 1.361 | 0.016473 | 70.5069
| All | All Customers | Average Weekday | October | SCE 1-in-10 | 24 | 1.1182 | 1.0969 | 1.1385 | 1.124 | 0.010138 | 69.2878
| All | All Customers | Average Weekday | October | SCE 1-in-2 | 1 | 0.79286 | 0.76892 | 0.79286 | 0.76892 | 0 | 63.6343
| All | All Customers | Average Weekday | October | SCE 1-in-2 | 2 | 0.69822 | 0.67842 | 0.69822 | 0.67842 | 0 | 62.7041
| All | All Customers | Average Weekday | October | SCE 1-in-2 | 3 | 0.63682 | 0.61657 | 0.63682 | 0.61657 | 0 | 61.7784
| All | All Customers | Average Weekday | October | SCE 1-in-2 | 4 | 0.59335 | 0.57439 | 0.59335 | 0.57439 | 0 | 61.0726
| All | All Customers | Average Weekday | October | SCE 1-in-2 | 5 | 0.56937 | 0.55307 | 0.56937 | 0.55307 | 0 | 60.3746
| All | All Customers | Average Weekday | October | SCE 1-in-2 | 6 | 0.56832 | 0.56567 | 0.56832 | 0.56567 | 0 | 59.8767
| All | All Customers | Average Weekday | October | SCE 1-in-2 | 7 | 0.58436 | 0.61735 | 0.58436 | 0.61735 | 0 | 59.4871
| All | All Customers | Average Weekday | October | SCE 1-in-2 | 8 | 0.55388 | 0.58256 | 0.55388 | 0.58256 | 0 | 59.2585
| All | All Customers | Average Weekday | October | SCE 1-in-2 | 9 | 0.44031 | 0.4231 | 0.44031 | 0.4231 | 0 | 59.7122
| All | All Customers | Average Weekday | October | SCE 1-in-2 | 10 | 0.28088 | 0.26155 | 0.28088 | 0.26155 | 0 | 62.3715
| All | All Customers | Average Weekday | October | SCE 1-in-2 | 11 | 0.16811 | 0.15366 | 0.16811 | 0.15366 | 0 | 65.9156
| All | All Customers | Average Weekday | October | SCE 1-in-2 | 12 | 0.10761 | 0.08618 | 0.10761 | 0.08618 | 0 | 69.4317
| All | All Customers | Average Weekday | October | SCE 1-in-2 | 13 | 0.10636 | 0.065218 | 0.10636 | 0.065218 | 0 | 72.3817
| All | All Customers | Average Weekday | October | SCE 1-in-2 | 14 | 0.15772 | 0.10914 | 0.15772 | 0.10914 | 0 | 74.5269
| All | All Customers | Average Weekday | October | SCE 1-in-2 | 15 | 0.27001 | 0.22197 | 0.27001 | 0.22197 | 0 | 75.9622
| All | All Customers | Average Weekday | October | SCE 1-in-2 | 16 | 0.45467 | 0.41124 | 0.45467 | 0.41124 | 0 | 76.8062
| All | All Customers | Average Weekday | October | SCE 1-in-2 | 17 | 0.67347 | 0.64113 | 0.27541 | 0.24308 | 0.032352 | 76.7146
| All | All Customers | Average Weekday | October | SCE 1-in-2 | 18 | 0.93307 | 0.88793 | 0.67821 | 0.60677 | 0.16488 | 75.7762
| All | All Customers | Average Weekday | October | SCE 1-in-2 | 19 | 1.1256 | 1.0552 | 1.0845 | 0.92689 | 0.020523 | 73.8541
| All | All Customers | Average Weekday | October | SCE 1-in-2 | 20 | 1.1862 | 1.1175 | 1.1096 | 1.0012 | 0.053864 | 70.8963
| All | All Customers | Average Weekday | October | SCE 1-in-2 | 21 | 1.1898 | 1.138 | 1.1356 | 1.044 | 0.02711 | 68.6824
| All | All Customers | Average Weekday | October | SCE 1-in-2 | 22 | 1.1228 | 1.0792 | 1.4467 | 1.4935 | 0.08128 | 67.029
| All | All Customers | Average Weekday | October | SCE 1-in-2 | 23 | 1.0316 | 1.0047 | 1.0316 | 1.0256 | 0 | 65.6575
| All | All Customers | Average Weekday | October | SCE 1-in-2 | 24 | 0.88722 | 0.86598 | 0.88722 | 0.86598 | 0 | 64.4597
| All | All Customers | Average Weekday | September | CAISO 1-in-10 | 1 | 1.2353 | 1.2113 | 1.2353 | 1.2113 | 0 | 72.4613
| All | All Customers | Average Weekday | September | CAISO 1-in-10 | 2 | 1.0505 | 1.0307 | 1.0505 | 1.0307 | 0 | 71.4857
| All | All Customers | Average Weekday | September | CAISO 1-in-10 | 3 | 0.9154 | 0.89515 | 0.9154 | 0.89515 | 0 | 70.6184
| All | All Customers | Average Weekday | September | CAISO 1-in-10 | 4 | 0.8157 | 0.79673 | 0.8157 | 0.79673 | 0 | 69.8706
| All | All Customers | Average Weekday | September | CAISO 1-in-10 | 5 | 0.74731 | 0.73101 | 0.74731 | 0.73101 | 0 | 69.2108
| All | All Customers | Average Weekday | September | CAISO 1-in-10 | 6 | 0.7116 | 0.70895 | 0.7116 | 0.70895 | 0 | 68.6276
| All | All Customers | Average Weekday | September | CAISO 1-in-10 | 7 | 0.69588 | 0.72887 | 0.69588 | 0.72887 | 0 | 68.1833
| All | All Customers | Average Weekday | September | CAISO 1-in-10 | 8 | 0.67294 | 0.70162 | 0.67294 | 0.70162 | 0 | 67.8854
| All | All Customers | Average Weekday | September | CAISO 1-in-10 | 9 | 0.59784 | 0.58063 | 0.59784 | 0.58063 | 0 | 69.2951
| All | All Customers | Average Weekday | September | CAISO 1-in-10 | 10 | 0.51093 | 0.4916 | 0.51093 | 0.4916 | 0 | 72.4997
| All | All Customers | Average Weekday | September | CAISO 1-in-10 | 11 | 0.48981 | 0.47537 | 0.48981 | 0.47537 | 0 | 76.2019
| All | All Customers | Average Weekday | September | CAISO 1-in-10 | 12 | 0.56512 | 0.54369 | 0.56512 | 0.54369 | 0 | 79.6888
| All | All Customers | Average Weekday | September | CAISO 1-in-10 | 13 | 0.72925 | 0.68811 | 0.72925 | 0.68811 | 0 | 82.4663
| All | All Customers | Average Weekday | September | CAISO 1-in-10 | 14 | 0.94538 | 0.89679 | 0.94538 | 0.89679 | 0 | 84.4477
| All | All Customers | Average Weekday | September | CAISO 1-in-10 | 15 | 1.1889 | 1.1409 | 1.1889 | 1.1409 | 0 | 85.8241
| All | All Customers | Average Weekday | September | CAISO 1-in-10 | 16 | 1.4784 | 1.4349 | 1.4784 | 1.4349 | 0 | 86.3884
| All | All Customers | Average Weekday | September | CAISO 1-in-10 | 17 | 1.7474 | 1.715 | 0.89744 | 0.80811 | 0.017811 | 86.3737
| All | All Customers | Average Weekday | September | CAISO 1-in-10 | 18 | 2.0074 | 1.9623 | 1.5496 | 1.4782 | 0.098622 | 85.5442
| All | All Customers | Average Weekday | September | CAISO 1-in-10 | 19 | 2.1299 | 2.0595 | 1.9149 | 1.7572 | 0.059913 | 83.7755
| All | All Customers | Average Weekday | September | CAISO 1-in-10 | 20 | 2.0495 | 1.9808 | 1.8723 | 1.7638 | 0.028722 | 80.8588
| All | All Customers | Average Weekday | September | CAISO 1-in-10 | 21 | 1.9614 | 1.9096 | 1.8161 | 1.7245 | 0.036509 | 77.7031
| All | All Customers | Average Weekday | September | CAISO 1-in-10 | 22 | 1.8334 | 1.7899 | 2.1994 | 2.2462 | 0.044328 | 75.7923
| All | All Customers | Average Weekday | September | CAISO 1-in-10 | 23 | 1.6425 | 1.6156 | 1.7179 | 1.7328 | 0.02577 | 74.3325
| All | All Customers | Average Weekday | September | CAISO 1-in-10 | 24 | 1.3857 | 1.3644 | 1.4326 | 1.4181 | 0.020425 | 73.0991
| All | All Customers | Average Weekday | September | CAISO 1-in-2 | 1 | 1.06 | 1.0361 | 1.06 | 1.0361 | 0 | 69.2119
| All | All Customers | Average Weekday | September | CAISO 1-in-2 | 2 | 0.90064 | 0.88084 | 0.90064 | 0.88084 | 0 | 68.3041
| All | All Customers | Average Weekday | September | CAISO 1-in-2 | 3 | 0.78776 | 0.7675 | 0.78776 | 0.7675 | 0 | 67.5187
| All | All Customers | Average Weekday | September | CAISO 1-in-2 | 4 | 0.70758 | 0.68861 | 0.70758 | 0.68861 | 0 | 66.8471
| All | All Customers | Average Weekday | September | CAISO 1-in-2 | 5 | 0.65873 | 0.64242 | 0.65873 | 0.64242 | 0 | 66.2614
| All | All Customers | Average Weekday | September | CAISO 1-in-2 | 6 | 0.63525 | 0.6326 | 0.63525 | 0.6326 | 0 | 65.6885
| All | All Customers | Average Weekday | September | CAISO 1-in-2 | 7 | 0.62959 | 0.66258 | 0.62959 | 0.66258 | 0 | 65.3258
| All | All Customers | Average Weekday | September | CAISO 1-in-2 | 8 | 0.6033 | 0.63198 | 0.6033 | 0.63198 | 0 | 65.1369
| All | All Customers | Average Weekday | September | CAISO 1-in-2 | 9 | 0.51112 | 0.49392 | 0.51112 | 0.49392 | 0 | 66.2687
| All | All Customers | Average Weekday | September | CAISO 1-in-2 | 10 | 0.40236 | 0.38302 | 0.40236 | 0.38302 | 0 | 69.251
| All | All Customers | Average Weekday | September | CAISO 1-in-2 | 11 | 0.34341 | 0.32897 | 0.34341 | 0.32897 | 0 | 72.9916
| All | All Customers | Average Weekday | September | CAISO 1-in-2 | 12 | 0.35274 | 0.33131 | 0.35274 | 0.33131 | 0 | 76.7667
| All | All Customers | Average Weekday | September | CAISO 1-in-2 | 13 | 0.45352 | 0.41238 | 0.45352 | 0.41238 | 0 | 79.9348
| All | All Customers | Average Weekday | September | CAISO 1-in-2 | 14 | 0.62017 | 0.57159 | 0.62017 | 0.57159 | 0 | 82.1878
| All | All Customers | Average Weekday | September | CAISO 1-in-2 | 15 | 0.83498 | 0.78694 | 0.83498 | 0.78694 | 0 | 83.4497
| All | All Customers | Average Weekday | September | CAISO 1-in-2 | 16 | 1.108 | 1.0646 | 1.108 | 1.0646 | 0 | 83.9799
| All | All Customers | Average Weekday | September | CAISO 1-in-2 | 17 | 1.3755 | 1.3432 | 0.57919 | 0.48985 | 0.021099 | 83.8182
| All | All Customers | Average Weekday | September | CAISO 1-in-2 | 18 | 1.6406 | 1.5955 | 1.2398 | 1.1684 | 0.11669 | 82.8017
| All | All Customers | Average Weekday | September | CAISO 1-in-2 | 19 | 1.7855 | 1.7151 | 1.6199 | 1.4622 | 0.072055 | 80.9581
| All | All Customers | Average Weekday | September | CAISO 1-in-2 | 20 | 1.7457 | 1.677 | 1.5973 | 1.4888 | 0.035745 | 78.0083
| All | All Customers | Average Weekday | September | CAISO 1-in-2 | 21 | 1.6856 | 1.6338 | 1.569 | 1.4775 | 0.043704 | 74.8574
| All | All Customers | Average Weekday | September | CAISO 1-in-2 | 22 | 1.5817 | 1.5381 | 1.9336 | 1.9804 | 0.056199 | 72.8665
| All | All Customers | Average Weekday | September | CAISO 1-in-2 | 23 | 1.4262 | 1.3993 | 1.469 | 1.4839 | 0.033272 | 71.394
| All | All Customers | Average Weekday | September | CAISO 1-in-2 | 24 | 1.2063 | 1.185 | 1.2326 | 1.2181 | 0.013179 | 70.1562
| All | All Customers | Average Weekday | September | SCE 1-in-10 | 1 | 1.2353 | 1.2113 | 1.2353 | 1.2113 | 0 | 72.4613
| All | All Customers | Average Weekday | September | SCE 1-in-10 | 2 | 1.0505 | 1.0307 | 1.0505 | 1.0307 | 0 | 71.4857
| All | All Customers | Average Weekday | September | SCE 1-in-10 | 3 | 0.9154 | 0.89515 | 0.9154 | 0.89515 | 0 | 70.6184
| All | All Customers | Average Weekday | September | SCE 1-in-10 | 4 | 0.8157 | 0.79673 | 0.8157 | 0.79673 | 0 | 69.8706
| All | All Customers | Average Weekday | September | SCE 1-in-10 | 5 | 0.74731 | 0.73101 | 0.74731 | 0.73101 | 0 | 69.2108
| All | All Customers | Average Weekday | September | SCE 1-in-10 | 6 | 0.7116 | 0.70895 | 0.7116 | 0.70895 | 0 | 68.6276
| All | All Customers | Average Weekday | September | SCE 1-in-10 | 7 | 0.69588 | 0.72887 | 0.69588 | 0.72887 | 0 | 68.1833
| All | All Customers | Average Weekday | September | SCE 1-in-10 | 8 | 0.67294 | 0.70162 | 0.67294 | 0.70162 | 0 | 67.8854
| All | All Customers | Average Weekday | September | SCE 1-in-10 | 9 | 0.59784 | 0.58063 | 0.59784 | 0.58063 | 0 | 69.2951
| All | All Customers | Average Weekday | September | SCE 1-in-10 | 10 | 0.51093 | 0.4916 | 0.51093 | 0.4916 | 0 | 72.4997
| All | All Customers | Average Weekday | September | SCE 1-in-10 | 11 | 0.48981 | 0.47537 | 0.48981 | 0.47537 | 0 | 76.2019
| All | All Customers | Average Weekday | September | SCE 1-in-10 | 12 | 0.56512 | 0.54369 | 0.56512 | 0.54369 | 0 | 79.6888
| All | All Customers | Average Weekday | September | SCE 1-in-10 | 13 | 0.72925 | 0.68811 | 0.72925 | 0.68811 | 0 | 82.4663
| All | All Customers | Average Weekday | September | SCE 1-in-10 | 14 | 0.94538 | 0.89679 | 0.94538 | 0.89679 | 0 | 84.4477
| All | All Customers | Average Weekday | September | SCE 1-in-10 | 15 | 1.1889 | 1.1409 | 1.1889 | 1.1409 | 0 | 85.8241
| All | All Customers | Average Weekday | September | SCE 1-in-10 | 16 | 1.4784 | 1.4349 | 1.4784 | 1.4349 | 0 | 86.3884
| All | All Customers | Average Weekday | September | SCE 1-in-10 | 17 | 1.7474 | 1.715 | 0.89744 | 0.80811 | 0.017811 | 86.3737
| All | All Customers | Average Weekday | September | SCE 1-in-10 | 18 | 2.0074 | 1.9623 | 1.5496 | 1.4782 | 0.098622 | 85.5442
| All | All Customers | Average Weekday | September | SCE 1-in-10 | 19 | 2.1299 | 2.0595 | 1.9149 | 1.7572 | 0.059913 | 83.7755
| All | All Customers | Average Weekday | September | SCE 1-in-10 | 20 | 2.0495 | 1.9808 | 1.8723 | 1.7638 | 0.028722 | 80.8588
| All | All Customers | Average Weekday | September | SCE 1-in-10 | 21 | 1.9614 | 1.9096 | 1.8161 | 1.7245 | 0.036509 | 77.7031
| All | All Customers | Average Weekday | September | SCE 1-in-10 | 22 | 1.8334 | 1.7899 | 2.1994 | 2.2462 | 0.044328 | 75.7923
| All | All Customers | Average Weekday | September | SCE 1-in-10 | 23 | 1.6425 | 1.6156 | 1.7179 | 1.7328 | 0.02577 | 74.3325
| All | All Customers | Average Weekday | September | SCE 1-in-10 | 24 | 1.3857 | 1.3644 | 1.4326 | 1.4181 | 0.020425 | 73.0991
| All | All Customers | Average Weekday | September | SCE 1-in-2 | 1 | 1.0464 | 1.0225 | 1.0464 | 1.0225 | 0 | 68.952
| All | All Customers | Average Weekday | September | SCE 1-in-2 | 2 | 0.88847 | 0.86867 | 0.88847 | 0.86867 | 0 | 68.0081
| All | All Customers | Average Weekday | September | SCE 1-in-2 | 3 | 0.78003 | 0.75978 | 0.78003 | 0.75978 | 0 | 67.213
| All | All Customers | Average Weekday | September | SCE 1-in-2 | 4 | 0.70446 | 0.68549 | 0.70446 | 0.68549 | 0 | 66.5098
| All | All Customers | Average Weekday | September | SCE 1-in-2 | 5 | 0.65509 | 0.63879 | 0.65509 | 0.63879 | 0 | 65.9091
| All | All Customers | Average Weekday | September | SCE 1-in-2 | 6 | 0.63257 | 0.62992 | 0.63257 | 0.62992 | 0 | 65.3614
| All | All Customers | Average Weekday | September | SCE 1-in-2 | 7 | 0.62691 | 0.6599 | 0.62691 | 0.6599 | 0 | 64.9553
| All | All Customers | Average Weekday | September | SCE 1-in-2 | 8 | 0.60123 | 0.62992 | 0.60123 | 0.62992 | 0 | 64.7418
| All | All Customers | Average Weekday | September | SCE 1-in-2 | 9 | 0.51698 | 0.49977 | 0.51698 | 0.49977 | 0 | 66.0275
| All | All Customers | Average Weekday | September | SCE 1-in-2 | 10 | 0.39032 | 0.37099 | 0.39032 | 0.37099 | 0 | 69.0547
| All | All Customers | Average Weekday | September | SCE 1-in-2 | 11 | 0.31102 | 0.29658 | 0.31102 | 0.29658 | 0 | 72.7283
| All | All Customers | Average Weekday | September | SCE 1-in-2 | 12 | 0.31106 | 0.28963 | 0.31106 | 0.28963 | 0 | 76.3231
| All | All Customers | Average Weekday | September | SCE 1-in-2 | 13 | 0.4042 | 0.36307 | 0.4042 | 0.36307 | 0 | 79.2583
| All | All Customers | Average Weekday | September | SCE 1-in-2 | 14 | 0.56228 | 0.5137 | 0.56228 | 0.5137 | 0 | 81.3483
| All | All Customers | Average Weekday | September | SCE 1-in-2 | 15 | 0.77074 | 0.7227 | 0.77074 | 0.7227 | 0 | 82.5991
| All | All Customers | Average Weekday | September | SCE 1-in-2 | 16 | 1.0408 | 0.99733 | 1.0408 | 0.99733 | 0 | 83.1777
| All | All Customers | Average Weekday | September | SCE 1-in-2 | 17 | 1.3096 | 1.2772 | 0.52942 | 0.44009 | 0.022204 | 83.0461
| All | All Customers | Average Weekday | September | SCE 1-in-2 | 18 | 1.5783 | 1.5332 | 1.192 | 1.1206 | 0.12139 | 82.1019
| All | All Customers | Average Weekday | September | SCE 1-in-2 | 19 | 1.7268 | 1.6564 | 1.572 | 1.4143 | 0.074742 | 80.3411
| All | All Customers | Average Weekday | September | SCE 1-in-2 | 20 | 1.6918 | 1.6231 | 1.5498 | 1.4413 | 0.037338 | 77.3726
| All | All Customers | Average Weekday | September | SCE 1-in-2 | 21 | 1.6362 | 1.5843 | 1.5256 | 1.4341 | 0.045224 | 74.2615
| All | All Customers | Average Weekday | September | SCE 1-in-2 | 22 | 1.5374 | 1.4938 | 1.8868 | 1.9336 | 0.058371 | 72.3479
| All | All Customers | Average Weekday | September | SCE 1-in-2 | 23 | 1.3879 | 1.361 | 1.4258 | 1.4407 | 0.034453 | 70.9507
| All | All Customers | Average Weekday | September | SCE 1-in-2 | 24 | 1.175 | 1.1538 | 1.1985 | 1.184 | 0.011735 | 69.7439
| All | All Customers | Monthly System Peak Day | April | CAISO 1-in-10 | 1 | 1.1873 | 1.1634 | 1.1873 | 1.1634 | 0 | 71.5541
| All | All Customers | Monthly System Peak Day | April | CAISO 1-in-10 | 2 | 0.94501 | 0.92521 | 0.94501 | 0.92521 | 0 | 69.1705
| All | All Customers | Monthly System Peak Day | April | CAISO 1-in-10 | 3 | 0.80257 | 0.78231 | 0.80257 | 0.78231 | 0 | 67.3374
| All | All Customers | Monthly System Peak Day | April | CAISO 1-in-10 | 4 | 0.71604 | 0.69707 | 0.71604 | 0.69707 | 0 | 65.9802
| All | All Customers | Monthly System Peak Day | April | CAISO 1-in-10 | 5 | 0.67444 | 0.65814 | 0.67444 | 0.65814 | 0 | 66.0939
| All | All Customers | Monthly System Peak Day | April | CAISO 1-in-10 | 6 | 0.67969 | 0.67704 | 0.67969 | 0.67704 | 0 | 66.2948
| All | All Customers | Monthly System Peak Day | April | CAISO 1-in-10 | 7 | 0.69274 | 0.72573 | 0.69274 | 0.72573 | 0 | 66.6798
| All | All Customers | Monthly System Peak Day | April | CAISO 1-in-10 | 8 | 0.68349 | 0.71217 | 0.68349 | 0.71217 | 0 | 67.1235
| All | All Customers | Monthly System Peak Day | April | CAISO 1-in-10 | 9 | 0.63136 | 0.61415 | 0.63136 | 0.61415 | 0 | 69.9921
| All | All Customers | Monthly System Peak Day | April | CAISO 1-in-10 | 10 | 0.58285 | 0.56351 | 0.58285 | 0.56351 | 0 | 74.2458
| All | All Customers | Monthly System Peak Day | April | CAISO 1-in-10 | 11 | 0.60006 | 0.58561 | 0.60006 | 0.58561 | 0 | 78.411
| All | All Customers | Monthly System Peak Day | April | CAISO 1-in-10 | 12 | 0.71175 | 0.69032 | 0.71175 | 0.69032 | 0 | 82.3548
| All | All Customers | Monthly System Peak Day | April | CAISO 1-in-10 | 13 | 0.92116 | 0.88003 | 0.92116 | 0.88003 | 0 | 85.3059
| All | All Customers | Monthly System Peak Day | April | CAISO 1-in-10 | 14 | 1.1775 | 1.1289 | 1.1775 | 1.1289 | 0 | 87.2702
| All | All Customers | Monthly System Peak Day | April | CAISO 1-in-10 | 15 | 1.446 | 1.398 | 1.446 | 1.398 | 0 | 88.6772
| All | All Customers | Monthly System Peak Day | April | CAISO 1-in-10 | 16 | 1.7514 | 1.7079 | 1.7514 | 1.7079 | 0 | 89.9599
| All | All Customers | Monthly System Peak Day | April | CAISO 1-in-10 | 17 | 2.0206 | 1.9882 | 1.0802 | 0.99087 | 0.014402 | 90.6863
| All | All Customers | Monthly System Peak Day | April | CAISO 1-in-10 | 18 | 2.253 | 2.2078 | 1.6842 | 1.6128 | 0.06649 | 90.8805
| All | All Customers | Monthly System Peak Day | April | CAISO 1-in-10 | 19 | 2.347 | 2.2766 | 2.0201 | 1.8624 | 0.03411 | 90.1544
| All | All Customers | Monthly System Peak Day | April | CAISO 1-in-10 | 20 | 2.2871 | 2.2184 | 2.0352 | 1.9267 | 0.013352 | 88.2555
| All | All Customers | Monthly System Peak Day | April | CAISO 1-in-10 | 21 | 2.1927 | 2.1409 | 1.9734 | 1.8818 | 0.019141 | 85.0315
| All | All Customers | Monthly System Peak Day | April | CAISO 1-in-10 | 22 | 2.0075 | 1.964 | 2.4036 | 2.4505 | 0.02467 | 82.0786
| All | All Customers | Monthly System Peak Day | April | CAISO 1-in-10 | 23 | 1.7865 | 1.7596 | 1.9161 | 1.9309 | 0.016284 | 79.2031
| All | All Customers | Monthly System Peak Day | April | CAISO 1-in-10 | 24 | 1.5192 | 1.498 | 1.5876 | 1.5731 | 0.015197 | 76.1564
| All | All Customers | Monthly System Peak Day | April | CAISO 1-in-2 | 1 | 0.82789 | 0.80396 | 0.82789 | 0.80396 | 0 | 63.3133
| All | All Customers | Monthly System Peak Day | April | CAISO 1-in-2 | 2 | 0.72298 | 0.70318 | 0.72298 | 0.70318 | 0 | 61.9309
| All | All Customers | Monthly System Peak Day | April | CAISO 1-in-2 | 3 | 0.65944 | 0.63919 | 0.65944 | 0.63919 | 0 | 60.9533
| All | All Customers | Monthly System Peak Day | April | CAISO 1-in-2 | 4 | 0.61341 | 0.59444 | 0.61341 | 0.59444 | 0 | 60.0571
| All | All Customers | Monthly System Peak Day | April | CAISO 1-in-2 | 5 | 0.58763 | 0.57133 | 0.58763 | 0.57133 | 0 | 59.0305
| All | All Customers | Monthly System Peak Day | April | CAISO 1-in-2 | 6 | 0.58334 | 0.58069 | 0.58334 | 0.58069 | 0 | 58.323
| All | All Customers | Monthly System Peak Day | April | CAISO 1-in-2 | 7 | 0.59185 | 0.62484 | 0.59185 | 0.62484 | 0 | 57.6807
| All | All Customers | Monthly System Peak Day | April | CAISO 1-in-2 | 8 | 0.56223 | 0.59092 | 0.56223 | 0.59092 | 0 | 57.5751
| All | All Customers | Monthly System Peak Day | April | CAISO 1-in-2 | 9 | 0.44932 | 0.43211 | 0.44932 | 0.43211 | 0 | 59.26
| All | All Customers | Monthly System Peak Day | April | CAISO 1-in-2 | 10 | 0.30566 | 0.28633 | 0.30566 | 0.28633 | 0 | 63.5447
| All | All Customers | Monthly System Peak Day | April | CAISO 1-in-2 | 11 | 0.21314 | 0.1987 | 0.21314 | 0.1987 | 0 | 68.761
| All | All Customers | Monthly System Peak Day | April | CAISO 1-in-2 | 12 | 0.14442 | 0.123 | 0.14442 | 0.123 | 0 | 73.5546
| All | All Customers | Monthly System Peak Day | April | CAISO 1-in-2 | 13 | 0.17579 | 0.13465 | 0.17579 | 0.13465 | 0 | 77.4838
| All | All Customers | Monthly System Peak Day | April | CAISO 1-in-2 | 14 | 0.2791 | 0.23051 | 0.2791 | 0.23051 | 0 | 80.2791
| All | All Customers | Monthly System Peak Day | April | CAISO 1-in-2 | 15 | 0.44574 | 0.39769 | 0.44574 | 0.39769 | 0 | 82.1548
| All | All Customers | Monthly System Peak Day | April | CAISO 1-in-2 | 16 | 0.67967 | 0.63624 | 0.67967 | 0.63624 | 0 | 82.7439
| All | All Customers | Monthly System Peak Day | April | CAISO 1-in-2 | 17 | 0.91947 | 0.88714 | 0.15323 | 0.063899 | 0.023184 | 82.3835
| All | All Customers | Monthly System Peak Day | April | CAISO 1-in-2 | 18 | 1.1588 | 1.1136 | 0.78041 | 0.70897 | 0.12397 | 81.7202
| All | All Customers | Monthly System Peak Day | April | CAISO 1-in-2 | 19 | 1.3233 | 1.253 | 1.1647 | 1.007 | 0.073779 | 80.562
| All | All Customers | Monthly System Peak Day | April | CAISO 1-in-2 | 20 | 1.3893 | 1.3206 | 1.2412 | 1.1328 | 0.03582 | 77.9786
| All | All Customers | Monthly System Peak Day | April | CAISO 1-in-2 | 21 | 1.3705 | 1.3186 | 1.2663 | 1.1747 | 0.046828 | 73.6338
| All | All Customers | Monthly System Peak Day | April | CAISO 1-in-2 | 22 | 1.2733 | 1.2298 | 1.609 | 1.6559 | 0.070553 | 69.4929
| All | All Customers | Monthly System Peak Day | April | CAISO 1-in-2 | 23 | 1.1629 | 1.136 | 1.1629 | 1.1663 | 0 | 66.5044
| All | All Customers | Monthly System Peak Day | April | CAISO 1-in-2 | 24 | 0.98735 | 0.9661 | 0.98735 | 0.9661 | 0 | 64.4112
| All | All Customers | Monthly System Peak Day | April | SCE 1-in-10 | 1 | 1.1966 | 1.1727 | 1.1966 | 1.1727 | 0 | 71.7568
| All | All Customers | Monthly System Peak Day | April | SCE 1-in-10 | 2 | 0.97635 | 0.95655 | 0.97635 | 0.95655 | 0 | 70.0509
| All | All Customers | Monthly System Peak Day | April | SCE 1-in-10 | 3 | 0.84224 | 0.82198 | 0.84224 | 0.82198 | 0 | 68.9504
| All | All Customers | Monthly System Peak Day | April | SCE 1-in-10 | 4 | 0.72318 | 0.70421 | 0.72318 | 0.70421 | 0 | 67.1322
| All | All Customers | Monthly System Peak Day | April | SCE 1-in-10 | 5 | 0.66695 | 0.65064 | 0.66695 | 0.65064 | 0 | 65.9013
| All | All Customers | Monthly System Peak Day | April | SCE 1-in-10 | 6 | 0.64425 | 0.6416 | 0.64425 | 0.6416 | 0 | 64.921
| All | All Customers | Monthly System Peak Day | April | SCE 1-in-10 | 7 | 0.62996 | 0.66295 | 0.62996 | 0.66295 | 0 | 64.1305
| All | All Customers | Monthly System Peak Day | April | SCE 1-in-10 | 8 | 0.60084 | 0.62952 | 0.60084 | 0.62952 | 0 | 63.992
| All | All Customers | Monthly System Peak Day | April | SCE 1-in-10 | 9 | 0.54438 | 0.52718 | 0.54438 | 0.52718 | 0 | 67.115
| All | All Customers | Monthly System Peak Day | April | SCE 1-in-10 | 10 | 0.51519 | 0.49586 | 0.51519 | 0.49586 | 0 | 72.8217
| All | All Customers | Monthly System Peak Day | April | SCE 1-in-10 | 11 | 0.45104 | 0.4366 | 0.45104 | 0.4366 | 0 | 77.8913
| All | All Customers | Monthly System Peak Day | April | SCE 1-in-10 | 12 | 0.49225 | 0.47082 | 0.49225 | 0.47082 | 0 | 82.5527
| All | All Customers | Monthly System Peak Day | April | SCE 1-in-10 | 13 | 0.67091 | 0.62977 | 0.67091 | 0.62977 | 0 | 85.5352
| All | All Customers | Monthly System Peak Day | April | SCE 1-in-10 | 14 | 0.9033 | 0.85471 | 0.9033 | 0.85471 | 0 | 87.1867
| All | All Customers | Monthly System Peak Day | April | SCE 1-in-10 | 15 | 1.1576 | 1.1095 | 1.1576 | 1.1095 | 0 | 88.1615
| All | All Customers | Monthly System Peak Day | April | SCE 1-in-10 | 16 | 1.4534 | 1.4099 | 1.4534 | 1.4099 | 0 | 88.863
| All | All Customers | Monthly System Peak Day | April | SCE 1-in-10 | 17 | 1.7205 | 1.6882 | 0.81355 | 0.72421 | 0.015246 | 89.0951
| All | All Customers | Monthly System Peak Day | April | SCE 1-in-10 | 18 | 1.9555 | 1.9104 | 1.4301 | 1.3587 | 0.07834 | 88.7963
| All | All Customers | Monthly System Peak Day | April | SCE 1-in-10 | 19 | 2.075 | 2.0046 | 1.8083 | 1.6507 | 0.047558 | 86.722
| All | All Customers | Monthly System Peak Day | April | SCE 1-in-10 | 20 | 2.0259 | 1.9572 | 1.8368 | 1.7284 | 0.025908 | 82.0342
| All | All Customers | Monthly System Peak Day | April | SCE 1-in-10 | 21 | 1.9299 | 1.8781 | 1.7968 | 1.7053 | 0.039567 | 76.488
| All | All Customers | Monthly System Peak Day | April | SCE 1-in-10 | 22 | 1.8113 | 1.7677 | 2.1655 | 2.2124 | 0.054165 | 73.3561
| All | All Customers | Monthly System Peak Day | April | SCE 1-in-10 | 23 | 1.6299 | 1.603 | 1.6721 | 1.687 | 0.033418 | 71.3391
| All | All Customers | Monthly System Peak Day | April | SCE 1-in-10 | 24 | 1.3537 | 1.3324 | 1.377 | 1.3625 | 0.011655 | 69.721
| All | All Customers | Monthly System Peak Day | April | SCE 1-in-2 | 1 | 0.88909 | 0.86515 | 0.88909 | 0.86515 | 0 | 65.4513
| All | All Customers | Monthly System Peak Day | April | SCE 1-in-2 | 2 | 0.77212 | 0.75232 | 0.77212 | 0.75232 | 0 | 64.2168
| All | All Customers | Monthly System Peak Day | April | SCE 1-in-2 | 3 | 0.69507 | 0.67481 | 0.69507 | 0.67481 | 0 | 63.1326
| All | All Customers | Monthly System Peak Day | April | SCE 1-in-2 | 4 | 0.64084 | 0.62187 | 0.64084 | 0.62187 | 0 | 62.0327
| All | All Customers | Monthly System Peak Day | April | SCE 1-in-2 | 5 | 0.60552 | 0.58922 | 0.60552 | 0.58922 | 0 | 61.0138
| All | All Customers | Monthly System Peak Day | April | SCE 1-in-2 | 6 | 0.59419 | 0.59154 | 0.59419 | 0.59154 | 0 | 60.1782
| All | All Customers | Monthly System Peak Day | April | SCE 1-in-2 | 7 | 0.59723 | 0.63022 | 0.59723 | 0.63022 | 0 | 59.5862
| All | All Customers | Monthly System Peak Day | April | SCE 1-in-2 | 8 | 0.56715 | 0.59583 | 0.56715 | 0.59583 | 0 | 59.4905
| All | All Customers | Monthly System Peak Day | April | SCE 1-in-2 | 9 | 0.47116 | 0.45395 | 0.47116 | 0.45395 | 0 | 61.5192
| All | All Customers | Monthly System Peak Day | April | SCE 1-in-2 | 10 | 0.34216 | 0.32283 | 0.34216 | 0.32283 | 0 | 66.1213
| All | All Customers | Monthly System Peak Day | April | SCE 1-in-2 | 11 | 0.26798 | 0.25354 | 0.26798 | 0.25354 | 0 | 71.6485
| All | All Customers | Monthly System Peak Day | April | SCE 1-in-2 | 12 | 0.22541 | 0.20398 | 0.22541 | 0.20398 | 0 | 76.6092
| All | All Customers | Monthly System Peak Day | April | SCE 1-in-2 | 13 | 0.29665 | 0.25552 | 0.29665 | 0.25552 | 0 | 80.6251
| All | All Customers | Monthly System Peak Day | April | SCE 1-in-2 | 14 | 0.44734 | 0.39876 | 0.44734 | 0.39876 | 0 | 83.2053
| All | All Customers | Monthly System Peak Day | April | SCE 1-in-2 | 15 | 0.65502 | 0.60697 | 0.65502 | 0.60697 | 0 | 84.5753
| All | All Customers | Monthly System Peak Day | April | SCE 1-in-2 | 16 | 0.92385 | 0.88042 | 0.92385 | 0.88042 | 0 | 85.1152
| All | All Customers | Monthly System Peak Day | April | SCE 1-in-2 | 17 | 1.1835 | 1.1512 | 0.37596 | 0.28663 | 0.020357 | 84.3548
| All | All Customers | Monthly System Peak Day | April | SCE 1-in-2 | 18 | 1.4302 | 1.3851 | 1.0022 | 0.93081 | 0.10801 | 84.1071
| All | All Customers | Monthly System Peak Day | April | SCE 1-in-2 | 19 | 1.5783 | 1.5079 | 1.3808 | 1.2232 | 0.064207 | 82.773
| All | All Customers | Monthly System Peak Day | April | SCE 1-in-2 | 20 | 1.5987 | 1.5299 | 1.4293 | 1.3209 | 0.030612 | 80.0821
| All | All Customers | Monthly System Peak Day | April | SCE 1-in-2 | 21 | 1.5574 | 1.5055 | 1.4299 | 1.3384 | 0.040975 | 75.9317
| All | All Customers | Monthly System Peak Day | April | SCE 1-in-2 | 22 | 1.4457 | 1.4021 | 1.7972 | 1.8441 | 0.056489 | 72.7971
| All | All Customers | Monthly System Peak Day | April | SCE 1-in-2 | 23 | 1.3081 | 1.2812 | 1.3416 | 1.3565 | 0.016775 | 70.5612
| All | All Customers | Monthly System Peak Day | April | SCE 1-in-2 | 24 | 1.1086 | 1.0874 | 1.1192 | 1.1047 | 0.005265 | 67.8961
| All | All Customers | Monthly System Peak Day | August | CAISO 1-in-10 | 1 | 1.4346 | 1.4107 | 1.4346 | 1.4107 | 0 | 76.3616
| All | All Customers | Monthly System Peak Day | August | CAISO 1-in-10 | 2 | 1.2139 | 1.1941 | 1.2139 | 1.1941 | 0 | 75.3989
| All | All Customers | Monthly System Peak Day | August | CAISO 1-in-10 | 3 | 1.0693 | 1.0491 | 1.0693 | 1.0491 | 0 | 74.6867
| All | All Customers | Monthly System Peak Day | August | CAISO 1-in-10 | 4 | 0.96213 | 0.94316 | 0.96213 | 0.94316 | 0 | 74.0011
| All | All Customers | Monthly System Peak Day | August | CAISO 1-in-10 | 5 | 0.88172 | 0.86542 | 0.88172 | 0.86542 | 0 | 73.2345
| All | All Customers | Monthly System Peak Day | August | CAISO 1-in-10 | 6 | 0.83539 | 0.83274 | 0.83539 | 0.83274 | 0 | 72.6241
| All | All Customers | Monthly System Peak Day | August | CAISO 1-in-10 | 7 | 0.80899 | 0.84198 | 0.80899 | 0.84198 | 0 | 72.222
| All | All Customers | Monthly System Peak Day | August | CAISO 1-in-10 | 8 | 0.78763 | 0.81631 | 0.78763 | 0.81631 | 0 | 71.9269
| All | All Customers | Monthly System Peak Day | August | CAISO 1-in-10 | 9 | 0.74821 | 0.73101 | 0.74821 | 0.73101 | 0 | 74.2161
| All | All Customers | Monthly System Peak Day | August | CAISO 1-in-10 | 10 | 0.74563 | 0.72629 | 0.74563 | 0.72629 | 0 | 78.5063
| All | All Customers | Monthly System Peak Day | August | CAISO 1-in-10 | 11 | 0.87546 | 0.86102 | 0.87546 | 0.86102 | 0 | 83.5708
| All | All Customers | Monthly System Peak Day | August | CAISO 1-in-10 | 12 | 1.0822 | 1.0608 | 1.0822 | 1.0608 | 0 | 88.4714
| All | All Customers | Monthly System Peak Day | August | CAISO 1-in-10 | 13 | 1.3973 | 1.3561 | 1.3973 | 1.3561 | 0 | 91.9847
| All | All Customers | Monthly System Peak Day | August | CAISO 1-in-10 | 14 | 1.7464 | 1.6978 | 1.7464 | 1.6978 | 0 | 94.8013
| All | All Customers | Monthly System Peak Day | August | CAISO 1-in-10 | 15 | 2.0816 | 2.0336 | 2.0816 | 2.0336 | 0 | 95.898
| All | All Customers | Monthly System Peak Day | August | CAISO 1-in-10 | 16 | 2.4196 | 2.3762 | 2.4196 | 2.3762 | 0 | 95.948
| All | All Customers | Monthly System Peak Day | August | CAISO 1-in-10 | 17 | 2.6837 | 2.6513 | 1.6389 | 1.5495 | 0.015698 | 95.6658
| All | All Customers | Monthly System Peak Day | August | CAISO 1-in-10 | 18 | 2.9074 | 2.8622 | 2.2559 | 2.1845 | 0.049092 | 94.8623
| All | All Customers | Monthly System Peak Day | August | CAISO 1-in-10 | 19 | 2.9696 | 2.8992 | 2.5879 | 2.4302 | 0.024143 | 93.2833
| All | All Customers | Monthly System Peak Day | August | CAISO 1-in-10 | 20 | 2.8192 | 2.7505 | 2.5412 | 2.4328 | 0.011495 | 90.8401
| All | All Customers | Monthly System Peak Day | August | CAISO 1-in-10 | 21 | 2.6629 | 2.611 | 2.4279 | 2.3363 | 0.016053 | 86.5842
| All | All Customers | Monthly System Peak Day | August | CAISO 1-in-10 | 22 | 2.4615 | 2.4179 | 2.8637 | 2.9106 | 0.023116 | 83.3626
| All | All Customers | Monthly System Peak Day | August | CAISO 1-in-10 | 23 | 2.182 | 2.1551 | 2.3392 | 2.3541 | 0.014925 | 81.6949
| All | All Customers | Monthly System Peak Day | August | CAISO 1-in-10 | 24 | 1.8344 | 1.8132 | 1.9324 | 1.9179 | 0.013165 | 80.3867
| All | All Customers | Monthly System Peak Day | August | CAISO 1-in-2 | 1 | 1.5651 | 1.5412 | 1.5651 | 1.5412 | 0 | 78.6029
| All | All Customers | Monthly System Peak Day | August | CAISO 1-in-2 | 2 | 1.3317 | 1.3119 | 1.3317 | 1.3119 | 0 | 77.5544
| All | All Customers | Monthly System Peak Day | August | CAISO 1-in-2 | 3 | 1.1682 | 1.1479 | 1.1682 | 1.1479 | 0 | 76.7398
| All | All Customers | Monthly System Peak Day | August | CAISO 1-in-2 | 4 | 1.0394 | 1.0205 | 1.0394 | 1.0205 | 0 | 75.915
| All | All Customers | Monthly System Peak Day | August | CAISO 1-in-2 | 5 | 0.94955 | 0.93325 | 0.94955 | 0.93325 | 0 | 75.2631
| All | All Customers | Monthly System Peak Day | August | CAISO 1-in-2 | 6 | 0.89396 | 0.89131 | 0.89396 | 0.89131 | 0 | 74.6449
| All | All Customers | Monthly System Peak Day | August | CAISO 1-in-2 | 7 | 0.86159 | 0.89458 | 0.86159 | 0.89458 | 0 | 74.1138
| All | All Customers | Monthly System Peak Day | August | CAISO 1-in-2 | 8 | 0.86184 | 0.89052 | 0.86184 | 0.89052 | 0 | 74.1743
| All | All Customers | Monthly System Peak Day | August | CAISO 1-in-2 | 9 | 0.82826 | 0.81105 | 0.82826 | 0.81105 | 0 | 76.249
| All | All Customers | Monthly System Peak Day | August | CAISO 1-in-2 | 10 | 0.77207 | 0.75273 | 0.77207 | 0.75273 | 0 | 80.1674
| All | All Customers | Monthly System Peak Day | August | CAISO 1-in-2 | 11 | 0.83228 | 0.81784 | 0.83228 | 0.81784 | 0 | 84.3599
| All | All Customers | Monthly System Peak Day | August | CAISO 1-in-2 | 12 | 1.0398 | 1.0184 | 1.0398 | 1.0184 | 0 | 88.3809
| All | All Customers | Monthly System Peak Day | August | CAISO 1-in-2 | 13 | 1.3579 | 1.3168 | 1.3579 | 1.3168 | 0 | 91.0027
| All | All Customers | Monthly System Peak Day | August | CAISO 1-in-2 | 14 | 1.7026 | 1.654 | 1.7026 | 1.654 | 0 | 92.6026
| All | All Customers | Monthly System Peak Day | August | CAISO 1-in-2 | 15 | 2.0244 | 1.9763 | 2.0244 | 1.9763 | 0 | 93.2277
| All | All Customers | Monthly System Peak Day | August | CAISO 1-in-2 | 16 | 2.3511 | 2.3076 | 2.3511 | 2.3076 | 0 | 93.1642
| All | All Customers | Monthly System Peak Day | August | CAISO 1-in-2 | 17 | 2.6142 | 2.5819 | 1.637 | 1.5476 | 0.014174 | 92.447
| All | All Customers | Monthly System Peak Day | August | CAISO 1-in-2 | 18 | 2.8648 | 2.8197 | 2.3071 | 2.2357 | 0.069384 | 90.3505
| All | All Customers | Monthly System Peak Day | August | CAISO 1-in-2 | 19 | 2.9404 | 2.87 | 2.6432 | 2.4856 | 0.040567 | 88.459
| All | All Customers | Monthly System Peak Day | August | CAISO 1-in-2 | 20 | 2.7559 | 2.6872 | 2.5197 | 2.4113 | 0.015837 | 86.7023
| All | All Customers | Monthly System Peak Day | August | CAISO 1-in-2 | 21 | 2.6046 | 2.5527 | 2.3958 | 2.3042 | 0.021421 | 83.9821
| All | All Customers | Monthly System Peak Day | August | CAISO 1-in-2 | 22 | 2.4222 | 2.3786 | 2.8171 | 2.864 | 0.02512 | 81.8296
| All | All Customers | Monthly System Peak Day | August | CAISO 1-in-2 | 23 | 2.1497 | 2.1228 | 2.2937 | 2.3085 | 0.015149 | 80.4959
| All | All Customers | Monthly System Peak Day | August | CAISO 1-in-2 | 24 | 1.8025 | 1.7812 | 1.8933 | 1.8788 | 0.012883 | 79.3659
| All | All Customers | Monthly System Peak Day | August | SCE 1-in-10 | 1 | 1.6016 | 1.5777 | 1.6016 | 1.5777 | 0 | 79.344
| All | All Customers | Monthly System Peak Day | August | SCE 1-in-10 | 2 | 1.3482 | 1.3284 | 1.3482 | 1.3284 | 0 | 78.0802
| All | All Customers | Monthly System Peak Day | August | SCE 1-in-10 | 3 | 1.1728 | 1.1525 | 1.1728 | 1.1525 | 0 | 77.0405
| All | All Customers | Monthly System Peak Day | August | SCE 1-in-10 | 4 | 1.0365 | 1.0175 | 1.0365 | 1.0175 | 0 | 75.9523
| All | All Customers | Monthly System Peak Day | August | SCE 1-in-10 | 5 | 0.94149 | 0.92518 | 0.94149 | 0.92518 | 0 | 75.0076
| All | All Customers | Monthly System Peak Day | August | SCE 1-in-10 | 6 | 0.88196 | 0.87931 | 0.88196 | 0.87931 | 0 | 74.1417
| All | All Customers | Monthly System Peak Day | August | SCE 1-in-10 | 7 | 0.83986 | 0.87285 | 0.83986 | 0.87285 | 0 | 73.2694
| All | All Customers | Monthly System Peak Day | August | SCE 1-in-10 | 8 | 0.8308 | 0.85948 | 0.8308 | 0.85948 | 0 | 73.264
| All | All Customers | Monthly System Peak Day | August | SCE 1-in-10 | 9 | 0.80329 | 0.78608 | 0.80329 | 0.78608 | 0 | 75.8242
| All | All Customers | Monthly System Peak Day | August | SCE 1-in-10 | 10 | 0.81556 | 0.79623 | 0.81556 | 0.79623 | 0 | 80.824
| All | All Customers | Monthly System Peak Day | August | SCE 1-in-10 | 11 | 0.93301 | 0.91857 | 0.93301 | 0.91857 | 0 | 86.4656
| All | All Customers | Monthly System Peak Day | August | SCE 1-in-10 | 12 | 1.1868 | 1.1653 | 1.1868 | 1.1653 | 0 | 90.2144
| All | All Customers | Monthly System Peak Day | August | SCE 1-in-10 | 13 | 1.5532 | 1.5121 | 1.5532 | 1.5121 | 0 | 92.011
| All | All Customers | Monthly System Peak Day | August | SCE 1-in-10 | 14 | 1.925 | 1.8764 | 1.925 | 1.8764 | 0 | 93.6691
| All | All Customers | Monthly System Peak Day | August | SCE 1-in-10 | 15 | 2.2621 | 2.214 | 2.2621 | 2.214 | 0 | 95.302
| All | All Customers | Monthly System Peak Day | August | SCE 1-in-10 | 16 | 2.605 | 2.5616 | 2.605 | 2.5616 | 0 | 96.7572
| All | All Customers | Monthly System Peak Day | August | SCE 1-in-10 | 17 | 2.869 | 2.8366 | 1.803 | 1.7136 | 0.016615 | 96.6776
| All | All Customers | Monthly System Peak Day | August | SCE 1-in-10 | 18 | 3.0908 | 3.0457 | 2.4137 | 2.3423 | 0.046097 | 96.0956
| All | All Customers | Monthly System Peak Day | August | SCE 1-in-10 | 19 | 3.1408 | 3.0704 | 2.7326 | 2.575 | 0.021128 | 94.7903
| All | All Customers | Monthly System Peak Day | August | SCE 1-in-10 | 20 | 2.9705 | 2.9018 | 2.6813 | 2.5729 | 0.011867 | 91.9457
| All | All Customers | Monthly System Peak Day | August | SCE 1-in-10 | 21 | 2.8039 | 2.7521 | 2.551 | 2.4594 | 0.013213 | 88.3605
| All | All Customers | Monthly System Peak Day | August | SCE 1-in-10 | 22 | 2.5875 | 2.5439 | 2.9982 | 3.0451 | 0.023343 | 85.137
| All | All Customers | Monthly System Peak Day | August | SCE 1-in-10 | 23 | 2.2921 | 2.2651 | 2.4607 | 2.4756 | 0.015396 | 82.7188
| All | All Customers | Monthly System Peak Day | August | SCE 1-in-10 | 24 | 1.9218 | 1.9005 | 2.0262 | 2.0117 | 0.013833 | 81.299
1 | All | All Customers | Monthly System Peak Day | August | SCE 1-in-2 | 1 | 1.5378 | 1.5139 | 1.5378 | 1.5139 | 0 | 78.1188
2 | All | All Customers | Monthly System Peak Day | August | SCE 1-in-2 | 2 | 1.3037 | 1.2839 | 1.3037 | 1.2839 | 0 | 76.9949
3 | All | All Customers | Monthly System Peak Day | August | SCE 1-in-2 | 3 | 1.1453 | 1.125 | 1.1453 | 1.125 | 0 | 76.217
4 | All | All Customers | Monthly System Peak Day | August | SCE 1-in-2 | 4 | 1.0157 | 0.99675 | 1.0157 | 0.99675 | 0 | 75.2838
5 | All | All Customers | Monthly System Peak Day | August | SCE 1-in-2 | 5 | 0.92703 | 0.91073 | 0.92703 | 0.91073 | 0 | 74.5714
6 | All | All Customers | Monthly System Peak Day | August | SCE 1-in-2 | 6 | 0.878 | 0.87535 | 0.878 | 0.87535 | 0 | 74.0974
7 | All | All Customers | Monthly System Peak Day | August | SCE 1-in-2 | 7 | 0.84563 | 0.87862 | 0.84563 | 0.87862 | 0 | 73.5333
8 | All | All Customers | Monthly System Peak Day | August | SCE 1-in-2 | 8 | 0.84214 | 0.87082 | 0.84214 | 0.87082 | 0 | 73.5458
9 | All | All Customers | Monthly System Peak Day | August | SCE 1-in-2 | 9 | 0.80343 | 0.78622 | 0.80343 | 0.78622 | 0 | 75.5608
10 | All | All Customers | Monthly System Peak Day | August | SCE 1-in-2 | 10 | 0.7557 | 0.73636 | 0.7557 | 0.73636 | 0 | 79.5879
11 | All | All Customers | Monthly System Peak Day | August | SCE 1-in-2 | 11 | 0.82041 | 0.80597 | 0.82041 | 0.80597 | 0 | 83.7327
12 | All | All Customers | Monthly System Peak Day | August | SCE 1-in-2 | 12 | 1.0308 | 1.0093 | 1.0308 | 1.0093 | 0 | 87.2964
13 | All | All Customers | Monthly System Peak Day | August | SCE 1-in-2 | 13 | 1.3396 | 1.2985 | 1.3396 | 1.2985 | 0 | 89.7082
14 | All | All Customers | Monthly System Peak Day | August | SCE 1-in-2 | 14 | 1.6702 | 1.6216 | 1.6702 | 1.6216 | 0 | 91.8008
15 | All | All Customers | Monthly System Peak Day | August | SCE 1-in-2 | 15 | 1.9855 | 1.9375 | 1.9855 | 1.9375 | 0 | 93.272
16 | All | All Customers | Monthly System Peak Day | August | SCE 1-in-2 | 16 | 2.3116 | 2.2682 | 2.3116 | 2.2682 | 0 | 93.3053
17 | All | All Customers | Monthly System Peak Day | August | SCE 1-in-2 | 17 | 2.575 | 2.5426 | 1.5912 | 1.5018 | 0.014215 | 92.7581
18 | All | All Customers | Monthly System Peak Day | August | SCE 1-in-2 | 18 | 2.819 | 2.7738 | 2.2417 | 2.1703 | 0.064319 | 91.2905
19 | All | All Customers | Monthly System Peak Day | August | SCE 1-in-2 | 19 | 2.8919 | 2.8215 | 2.5704 | 2.4128 | 0.035239 | 89.8486
20 | All | All Customers | Monthly System Peak Day | August | SCE 1-in-2 | 20 | 2.729 | 2.6603 | 2.4785 | 2.37 | 0.013533 | 88.1236
21 | All | All Customers | Monthly System Peak Day | August | SCE 1-in-2 | 21 | 2.5805 | 2.5287 | 2.3648 | 2.2732 | 0.019899 | 84.6764
22 | All | All Customers | Monthly System Peak Day | August | SCE 1-in-2 | 22 | 2.3944 | 2.3508 | 2.7875 | 2.8343 | 0.025871 | 81.4571
23 | All | All Customers | Monthly System Peak Day | August | SCE 1-in-2 | 23 | 2.1285 | 2.1016 | 2.2602 | 2.2751 | 0.01606 | 79.3978
24 | All | All Customers | Monthly System Peak Day | August | SCE 1-in-2 | 24 | 1.7763 | 1.755 | 1.8566 | 1.8421 | 0.01341 | 77.8594
| All | All Customers | Monthly System Peak Day | December | CAISO 1-in-10 | 1 | 0.88188 | 0.85794 | 0.88188 | 0.85794 | 0 | 42.6077
| All | All Customers | Monthly System Peak Day | December | CAISO 1-in-10 | 2 | 0.80969 | 0.78989 | 0.80969 | 0.78989 | 0 | 41.6709
| All | All Customers | Monthly System Peak Day | December | CAISO 1-in-10 | 3 | 0.76367 | 0.74342 | 0.76367 | 0.74342 | 0 | 40.6084
| All | All Customers | Monthly System Peak Day | December | CAISO 1-in-10 | 4 | 0.7385 | 0.71953 | 0.7385 | 0.71953 | 0 | 39.8334
| All | All Customers | Monthly System Peak Day | December | CAISO 1-in-10 | 5 | 0.74056 | 0.72425 | 0.74056 | 0.72425 | 0 | 38.9974
| All | All Customers | Monthly System Peak Day | December | CAISO 1-in-10 | 6 | 0.76977 | 0.76712 | 0.76977 | 0.76712 | 0 | 38.0766
| All | All Customers | Monthly System Peak Day | December | CAISO 1-in-10 | 7 | 0.83138 | 0.86437 | 0.83138 | 0.86437 | 0 | 37.42
| All | All Customers | Monthly System Peak Day | December | CAISO 1-in-10 | 8 | 0.80395 | 0.83263 | 0.80395 | 0.83263 | 0 | 37.6343
| All | All Customers | Monthly System Peak Day | December | CAISO 1-in-10 | 9 | 0.65351 | 0.6363 | 0.65351 | 0.6363 | 0 | 38.8612
| All | All Customers | Monthly System Peak Day | December | CAISO 1-in-10 | 10 | 0.48335 | 0.46402 | 0.48335 | 0.46402 | 0 | 42.8946
| All | All Customers | Monthly System Peak Day | December | CAISO 1-in-10 | 11 | 0.36427 | 0.34982 | 0.36427 | 0.34982 | 0 | 47.3324
| All | All Customers | Monthly System Peak Day | December | CAISO 1-in-10 | 12 | 0.30986 | 0.28843 | 0.30986 | 0.28843 | 0 | 50.0134
| All | All Customers | Monthly System Peak Day | December | CAISO 1-in-10 | 13 | 0.30638 | 0.26525 | 0.30638 | 0.26525 | 0 | 51.1793
| All | All Customers | Monthly System Peak Day | December | CAISO 1-in-10 | 14 | 0.34573 | 0.29715 | 0.34573 | 0.29715 | 0 | 52.3708
| All | All Customers | Monthly System Peak Day | December | CAISO 1-in-10 | 15 | 0.43425 | 0.38621 | 0.43425 | 0.38621 | 0 | 53.282
| All | All Customers | Monthly System Peak Day | December | CAISO 1-in-10 | 16 | 0.58273 | 0.5393 | 0.58273 | 0.5393 | 0 | 53.6409
| All | All Customers | Monthly System Peak Day | December | CAISO 1-in-10 | 17 | 0.78264 | 0.75031 | 0.78264 | 0.75031 | 0 | 53.2944
| All | All Customers | Monthly System Peak Day | December | CAISO 1-in-10 | 18 | 1.0488 | 1.0036 | 1.0488 | 1.0036 | 0 | 51.5019
| All | All Customers | Monthly System Peak Day | December | CAISO 1-in-10 | 19 | 1.2214 | 1.151 | 1.2214 | 1.151 | 0 | 49.3148
| All | All Customers | Monthly System Peak Day | December | CAISO 1-in-10 | 20 | 1.2474 | 1.1786 | 1.2474 | 1.1786 | 0 | 48.0324
| All | All Customers | Monthly System Peak Day | December | CAISO 1-in-10 | 21 | 1.222 | 1.1702 | 1.222 | 1.1702 | 0 | 46.6367
| All | All Customers | Monthly System Peak Day | December | CAISO 1-in-10 | 22 | 1.1603 | 1.1167 | 1.1603 | 1.1167 | 0 | 45.0983
| All | All Customers | Monthly System Peak Day | December | CAISO 1-in-10 | 23 | 1.0904 | 1.0635 | 1.0904 | 1.0635 | 0 | 44.3465
| All | All Customers | Monthly System Peak Day | December | CAISO 1-in-10 | 24 | 0.9712 | 0.94996 | 0.9712 | 0.94996 | 0 | 43.8533
| All | All Customers | Monthly System Peak Day | December | CAISO 1-in-2 | 1 | 0.78989 | 0.76595 | 0.78989 | 0.76595 | 0 | 49.4548
| All | All Customers | Monthly System Peak Day | December | CAISO 1-in-2 | 2 | 0.71825 | 0.69845 | 0.71825 | 0.69845 | 0 | 48.1876
| All | All Customers | Monthly System Peak Day | December | CAISO 1-in-2 | 3 | 0.67106 | 0.65081 | 0.67106 | 0.65081 | 0 | 47.5694
| All | All Customers | Monthly System Peak Day | December | CAISO 1-in-2 | 4 | 0.64242 | 0.62345 | 0.64242 | 0.62345 | 0 | 46.9897
| All | All Customers | Monthly System Peak Day | December | CAISO 1-in-2 | 5 | 0.63725 | 0.62095 | 0.63725 | 0.62095 | 0 | 46.4573
| All | All Customers | Monthly System Peak Day | December | CAISO 1-in-2 | 6 | 0.65937 | 0.65672 | 0.65937 | 0.65672 | 0 | 46.1684
| All | All Customers | Monthly System Peak Day | December | CAISO 1-in-2 | 7 | 0.71205 | 0.74504 | 0.71205 | 0.74504 | 0 | 45.8539
| All | All Customers | Monthly System Peak Day | December | CAISO 1-in-2 | 8 | 0.69382 | 0.7225 | 0.69382 | 0.7225 | 0 | 45.6785
| All | All Customers | Monthly System Peak Day | December | CAISO 1-in-2 | 9 | 0.56189 | 0.54469 | 0.56189 | 0.54469 | 0 | 46.487
| All | All Customers | Monthly System Peak Day | December | CAISO 1-in-2 | 10 | 0.40385 | 0.38452 | 0.40385 | 0.38452 | 0 | 50.0408
| All | All Customers | Monthly System Peak Day | December | CAISO 1-in-2 | 11 | 0.28538 | 0.27093 | 0.28538 | 0.27093 | 0 | 54.6043
| All | All Customers | Monthly System Peak Day | December | CAISO 1-in-2 | 12 | 0.22402 | 0.20259 | 0.22402 | 0.20259 | 0 | 58.8178
| All | All Customers | Monthly System Peak Day | December | CAISO 1-in-2 | 13 | 0.22491 | 0.18377 | 0.22491 | 0.18377 | 0 | 61.9856
| All | All Customers | Monthly System Peak Day | December | CAISO 1-in-2 | 14 | 0.25358 | 0.205 | 0.25358 | 0.205 | 0 | 63.6814
| All | All Customers | Monthly System Peak Day | December | CAISO 1-in-2 | 15 | 0.32876 | 0.28071 | 0.32876 | 0.28071 | 0 | 63.9809
| All | All Customers | Monthly System Peak Day | December | CAISO 1-in-2 | 16 | 0.46089 | 0.41746 | 0.46089 | 0.41746 | 0 | 63.875
| All | All Customers | Monthly System Peak Day | December | CAISO 1-in-2 | 17 | 0.64265 | 0.61032 | 0.64265 | 0.61032 | 0 | 63.0897
| All | All Customers | Monthly System Peak Day | December | CAISO 1-in-2 | 18 | 0.9015 | 0.85636 | 0.9015 | 0.85636 | 0 | 60.6374
| All | All Customers | Monthly System Peak Day | December | CAISO 1-in-2 | 19 | 1.0768 | 1.0064 | 1.0768 | 1.0064 | 0 | 58.3396
| All | All Customers | Monthly System Peak Day | December | CAISO 1-in-2 | 20 | 1.1316 | 1.0629 | 1.1316 | 1.0629 | 0 | 56.5219
| All | All Customers | Monthly System Peak Day | December | CAISO 1-in-2 | 21 | 1.1201 | 1.0682 | 1.1201 | 1.0682 | 0 | 54.9742
| All | All Customers | Monthly System Peak Day | December | CAISO 1-in-2 | 22 | 1.0577 | 1.0141 | 1.0577 | 1.0141 | 0 | 53.3548
| All | All Customers | Monthly System Peak Day | December | CAISO 1-in-2 | 23 | 0.98746 | 0.96055 | 0.98746 | 0.96055 | 0 | 52.2446
| All | All Customers | Monthly System Peak Day | December | CAISO 1-in-2 | 24 | 0.87018 | 0.84894 | 0.87018 | 0.84894 | 0 | 50.9947
| All | All Customers | Monthly System Peak Day | December | SCE 1-in-10 | 1 | 0.88188 | 0.85794 | 0.88188 | 0.85794 | 0 | 42.6077
| All | All Customers | Monthly System Peak Day | December | SCE 1-in-10 | 2 | 0.80969 | 0.78989 | 0.80969 | 0.78989 | 0 | 41.6709
| All | All Customers | Monthly System Peak Day | December | SCE 1-in-10 | 3 | 0.76367 | 0.74342 | 0.76367 | 0.74342 | 0 | 40.6084
| All | All Customers | Monthly System Peak Day | December | SCE 1-in-10 | 4 | 0.7385 | 0.71953 | 0.7385 | 0.71953 | 0 | 39.8334
| All | All Customers | Monthly System Peak Day | December | SCE 1-in-10 | 5 | 0.74056 | 0.72425 | 0.74056 | 0.72425 | 0 | 38.9974
| All | All Customers | Monthly System Peak Day | December | SCE 1-in-10 | 6 | 0.76977 | 0.76712 | 0.76977 | 0.76712 | 0 | 38.0766
| All | All Customers | Monthly System Peak Day | December | SCE 1-in-10 | 7 | 0.83138 | 0.86437 | 0.83138 | 0.86437 | 0 | 37.42
| All | All Customers | Monthly System Peak Day | December | SCE 1-in-10 | 8 | 0.80395 | 0.83263 | 0.80395 | 0.83263 | 0 | 37.6343
| All | All Customers | Monthly System Peak Day | December | SCE 1-in-10 | 9 | 0.65351 | 0.6363 | 0.65351 | 0.6363 | 0 | 38.8612
| All | All Customers | Monthly System Peak Day | December | SCE 1-in-10 | 10 | 0.48335 | 0.46402 | 0.48335 | 0.46402 | 0 | 42.8946
| All | All Customers | Monthly System Peak Day | December | SCE 1-in-10 | 11 | 0.36427 | 0.34982 | 0.36427 | 0.34982 | 0 | 47.3324
| All | All Customers | Monthly System Peak Day | December | SCE 1-in-10 | 12 | 0.30986 | 0.28843 | 0.30986 | 0.28843 | 0 | 50.0134
| All | All Customers | Monthly System Peak Day | December | SCE 1-in-10 | 13 | 0.30638 | 0.26525 | 0.30638 | 0.26525 | 0 | 51.1793
| All | All Customers | Monthly System Peak Day | December | SCE 1-in-10 | 14 | 0.34573 | 0.29715 | 0.34573 | 0.29715 | 0 | 52.3708
| All | All Customers | Monthly System Peak Day | December | SCE 1-in-10 | 15 | 0.43425 | 0.38621 | 0.43425 | 0.38621 | 0 | 53.282
| All | All Customers | Monthly System Peak Day | December | SCE 1-in-10 | 16 | 0.58273 | 0.5393 | 0.58273 | 0.5393 | 0 | 53.6409
| All | All Customers | Monthly System Peak Day | December | SCE 1-in-10 | 17 | 0.78264 | 0.75031 | 0.78264 | 0.75031 | 0 | 53.2944
| All | All Customers | Monthly System Peak Day | December | SCE 1-in-10 | 18 | 1.0488 | 1.0036 | 1.0488 | 1.0036 | 0 | 51.5019
| All | All Customers | Monthly System Peak Day | December | SCE 1-in-10 | 19 | 1.2214 | 1.151 | 1.2214 | 1.151 | 0 | 49.3148
| All | All Customers | Monthly System Peak Day | December | SCE 1-in-10 | 20 | 1.2474 | 1.1786 | 1.2474 | 1.1786 | 0 | 48.0324
| All | All Customers | Monthly System Peak Day | December | SCE 1-in-10 | 21 | 1.222 | 1.1702 | 1.222 | 1.1702 | 0 | 46.6367
| All | All Customers | Monthly System Peak Day | December | SCE 1-in-10 | 22 | 1.1603 | 1.1167 | 1.1603 | 1.1167 | 0 | 45.0983
| All | All Customers | Monthly System Peak Day | December | SCE 1-in-10 | 23 | 1.0904 | 1.0635 | 1.0904 | 1.0635 | 0 | 44.3465
| All | All Customers | Monthly System Peak Day | December | SCE 1-in-10 | 24 | 0.9712 | 0.94996 | 0.9712 | 0.94996 | 0 | 43.8533
| All | All Customers | Monthly System Peak Day | December | SCE 1-in-2 | 1 | 0.84177 | 0.81783 | 0.84177 | 0.81783 | 0 | 44.0777
| All | All Customers | Monthly System Peak Day | December | SCE 1-in-2 | 2 | 0.76982 | 0.75002 | 0.76982 | 0.75002 | 0 | 43.4701
| All | All Customers | Monthly System Peak Day | December | SCE 1-in-2 | 3 | 0.72329 | 0.70303 | 0.72329 | 0.70303 | 0 | 43.1366
| All | All Customers | Monthly System Peak Day | December | SCE 1-in-2 | 4 | 0.6966 | 0.67763 | 0.6966 | 0.67763 | 0 | 43.0272
| All | All Customers | Monthly System Peak Day | December | SCE 1-in-2 | 5 | 0.69551 | 0.67921 | 0.69551 | 0.67921 | 0 | 42.7446
| All | All Customers | Monthly System Peak Day | December | SCE 1-in-2 | 6 | 0.72163 | 0.71898 | 0.72163 | 0.71898 | 0 | 42.5289
| All | All Customers | Monthly System Peak Day | December | SCE 1-in-2 | 7 | 0.77935 | 0.81234 | 0.77935 | 0.81234 | 0 | 42.354
| All | All Customers | Monthly System Peak Day | December | SCE 1-in-2 | 8 | 0.75593 | 0.78461 | 0.75593 | 0.78461 | 0 | 41.9902
| All | All Customers | Monthly System Peak Day | December | SCE 1-in-2 | 9 | 0.61356 | 0.59635 | 0.61356 | 0.59635 | 0 | 42.7277
| All | All Customers | Monthly System Peak Day | December | SCE 1-in-2 | 10 | 0.44868 | 0.42935 | 0.44868 | 0.42935 | 0 | 46.2844
| All | All Customers | Monthly System Peak Day | December | SCE 1-in-2 | 11 | 0.32986 | 0.31542 | 0.32986 | 0.31542 | 0 | 50.0215
| All | All Customers | Monthly System Peak Day | December | SCE 1-in-2 | 12 | 0.27242 | 0.251 | 0.27242 | 0.251 | 0 | 53.7783
| All | All Customers | Monthly System Peak Day | December | SCE 1-in-2 | 13 | 0.27085 | 0.22972 | 0.27085 | 0.22972 | 0 | 55.8702
| All | All Customers | Monthly System Peak Day | December | SCE 1-in-2 | 14 | 0.30724 | 0.25866 | 0.30724 | 0.25866 | 0 | 57.2145
| All | All Customers | Monthly System Peak Day | December | SCE 1-in-2 | 15 | 0.38834 | 0.3403 | 0.38834 | 0.3403 | 0 | 58.0874
| All | All Customers | Monthly System Peak Day | December | SCE 1-in-2 | 16 | 0.52873 | 0.4853 | 0.52873 | 0.4853 | 0 | 58.4688
| All | All Customers | Monthly System Peak Day | December | SCE 1-in-2 | 17 | 0.72113 | 0.6888 | 0.72113 | 0.6888 | 0 | 58.1313
| All | All Customers | Monthly System Peak Day | December | SCE 1-in-2 | 18 | 0.98455 | 0.93942 | 0.98455 | 0.93942 | 0 | 56.2061
| All | All Customers | Monthly System Peak Day | December | SCE 1-in-2 | 19 | 1.1583 | 1.088 | 1.1583 | 1.088 | 0 | 53.57
| All | All Customers | Monthly System Peak Day | December | SCE 1-in-2 | 20 | 1.1969 | 1.1282 | 1.1969 | 1.1282 | 0 | 51.8266
| All | All Customers | Monthly System Peak Day | December | SCE 1-in-2 | 21 | 1.1776 | 1.1257 | 1.1776 | 1.1257 | 0 | 50.2043
| All | All Customers | Monthly System Peak Day | December | SCE 1-in-2 | 22 | 1.1156 | 1.072 | 1.1156 | 1.072 | 0 | 48.4304
| All | All Customers | Monthly System Peak Day | December | SCE 1-in-2 | 23 | 1.0455 | 1.0186 | 1.0455 | 1.0186 | 0 | 46.7255
| All | All Customers | Monthly System Peak Day | December | SCE 1-in-2 | 24 | 0.92715 | 0.9059 | 0.92715 | 0.9059 | 0 | 45.4875
| All | All Customers | Monthly System Peak Day | February | CAISO 1-in-10 | 1 | 0.81317 | 0.78923 | 0.81317 | 0.78923 | 0 | 49.9583
| All | All Customers | Monthly System Peak Day | February | CAISO 1-in-10 | 2 | 0.74139 | 0.7216 | 0.74139 | 0.7216 | 0 | 49.7328
| All | All Customers | Monthly System Peak Day | February | CAISO 1-in-10 | 3 | 0.6945 | 0.67425 | 0.6945 | 0.67425 | 0 | 49.6972
| All | All Customers | Monthly System Peak Day | February | CAISO 1-in-10 | 4 | 0.66673 | 0.64776 | 0.66673 | 0.64776 | 0 | 49.5366
| All | All Customers | Monthly System Peak Day | February | CAISO 1-in-10 | 5 | 0.6634 | 0.64709 | 0.6634 | 0.64709 | 0 | 48.9956
| All | All Customers | Monthly System Peak Day | February | CAISO 1-in-10 | 6 | 0.68731 | 0.68466 | 0.68731 | 0.68466 | 0 | 48.2162
| All | All Customers | Monthly System Peak Day | February | CAISO 1-in-10 | 7 | 0.74225 | 0.77524 | 0.74225 | 0.77524 | 0 | 47.843
| All | All Customers | Monthly System Peak Day | February | CAISO 1-in-10 | 8 | 0.72169 | 0.75037 | 0.72169 | 0.75037 | 0 | 47.7015
| All | All Customers | Monthly System Peak Day | February | CAISO 1-in-10 | 9 | 0.58508 | 0.56787 | 0.58508 | 0.56787 | 0 | 48.0604
| All | All Customers | Monthly System Peak Day | February | CAISO 1-in-10 | 10 | 0.42397 | 0.40464 | 0.42397 | 0.40464 | 0 | 49.5645
| All | All Customers | Monthly System Peak Day | February | CAISO 1-in-10 | 11 | 0.30534 | 0.2909 | 0.30534 | 0.2909 | 0 | 50.6858
| All | All Customers | Monthly System Peak Day | February | CAISO 1-in-10 | 12 | 0.24574 | 0.22431 | 0.24574 | 0.22431 | 0 | 51.9083
| All | All Customers | Monthly System Peak Day | February | CAISO 1-in-10 | 13 | 0.24553 | 0.20439 | 0.24553 | 0.20439 | 0 | 52.9762
| All | All Customers | Monthly System Peak Day | February | CAISO 1-in-10 | 14 | 0.2798 | 0.23122 | 0.2798 | 0.23122 | 0 | 54.1895
| All | All Customers | Monthly System Peak Day | February | CAISO 1-in-10 | 15 | 0.35561 | 0.30757 | 0.35561 | 0.30757 | 0 | 54.9142
| All | All Customers | Monthly System Peak Day | February | CAISO 1-in-10 | 16 | 0.49024 | 0.44681 | 0.49024 | 0.44681 | 0 | 55.2821
| All | All Customers | Monthly System Peak Day | February | CAISO 1-in-10 | 17 | 0.67728 | 0.64495 | 0.67728 | 0.64495 | 0 | 56.5118
| All | All Customers | Monthly System Peak Day | February | CAISO 1-in-10 | 18 | 0.93877 | 0.89363 | 0.93877 | 0.89363 | 0 | 55.9679
| All | All Customers | Monthly System Peak Day | February | CAISO 1-in-10 | 19 | 1.1134 | 1.043 | 1.1134 | 1.043 | 0 | 54.8579
| All | All Customers | Monthly System Peak Day | February | CAISO 1-in-10 | 20 | 1.1609 | 1.0922 | 1.1609 | 1.0922 | 0 | 53.6768
| All | All Customers | Monthly System Peak Day | February | CAISO 1-in-10 | 21 | 1.1459 | 1.094 | 1.1459 | 1.094 | 0 | 53.1702
| All | All Customers | Monthly System Peak Day | February | CAISO 1-in-10 | 22 | 1.0837 | 1.0401 | 1.0837 | 1.0401 | 0 | 52.532
| All | All Customers | Monthly System Peak Day | February | CAISO 1-in-10 | 23 | 1.0135 | 0.9866 | 1.0135 | 0.9866 | 0 | 51.859
| All | All Customers | Monthly System Peak Day | February | CAISO 1-in-10 | 24 | 0.89575 | 0.8745 | 0.89575 | 0.8745 | 0 | 51.1582
| All | All Customers | Monthly System Peak Day | February | CAISO 1-in-2 | 1 | 0.8557 | 0.83176 | 0.8557 | 0.83176 | 0 | 43.71
| All | All Customers | Monthly System Peak Day | February | CAISO 1-in-2 | 2 | 0.78366 | 0.76387 | 0.78366 | 0.76387 | 0 | 43.0286
| All | All Customers | Monthly System Peak Day | February | CAISO 1-in-2 | 3 | 0.73731 | 0.71706 | 0.73731 | 0.71706 | 0 | 42.2194
| All | All Customers | Monthly System Peak Day | February | CAISO 1-in-2 | 4 | 0.71115 | 0.69218 | 0.71115 | 0.69218 | 0 | 41.6185
| All | All Customers | Monthly System Peak Day | February | CAISO 1-in-2 | 5 | 0.71116 | 0.69485 | 0.71116 | 0.69485 | 0 | 40.767
| All | All Customers | Monthly System Peak Day | February | CAISO 1-in-2 | 6 | 0.73835 | 0.7357 | 0.73835 | 0.7357 | 0 | 39.9868
| All | All Customers | Monthly System Peak Day | February | CAISO 1-in-2 | 7 | 0.79742 | 0.83041 | 0.79742 | 0.83041 | 0 | 39.3807
| All | All Customers | Monthly System Peak Day | February | CAISO 1-in-2 | 8 | 0.77261 | 0.80129 | 0.77261 | 0.80129 | 0 | 39.1156
| All | All Customers | Monthly System Peak Day | February | CAISO 1-in-2 | 9 | 0.62743 | 0.61023 | 0.62743 | 0.61023 | 0 | 40.9928
| All | All Customers | Monthly System Peak Day | February | CAISO 1-in-2 | 10 | 0.46072 | 0.44139 | 0.46072 | 0.44139 | 0 | 44.5482
| All | All Customers | Monthly System Peak Day | February | CAISO 1-in-2 | 11 | 0.34181 | 0.32737 | 0.34181 | 0.32737 | 0 | 47.8877
| All | All Customers | Monthly System Peak Day | February | CAISO 1-in-2 | 12 | 0.28543 | 0.264 | 0.28543 | 0.264 | 0 | 51.043
| All | All Customers | Monthly System Peak Day | February | CAISO 1-in-2 | 13 | 0.28319 | 0.24206 | 0.28319 | 0.24206 | 0 | 53.3932
| All | All Customers | Monthly System Peak Day | February | CAISO 1-in-2 | 14 | 0.32061 | 0.27203 | 0.32061 | 0.27203 | 0 | 55.0993
| All | All Customers | Monthly System Peak Day | February | CAISO 1-in-2 | 15 | 0.40429 | 0.35624 | 0.40429 | 0.35624 | 0 | 56.2375
| All | All Customers | Monthly System Peak Day | February | CAISO 1-in-2 | 16 | 0.54749 | 0.50406 | 0.54749 | 0.50406 | 0 | 56.8641
| All | All Customers | Monthly System Peak Day | February | CAISO 1-in-2 | 17 | 0.74249 | 0.71016 | 0.74249 | 0.71016 | 0 | 56.8702
| All | All Customers | Monthly System Peak Day | February | CAISO 1-in-2 | 18 | 1.0069 | 0.96172 | 1.0069 | 0.96172 | 0 | 55.949
| All | All Customers | Monthly System Peak Day | February | CAISO 1-in-2 | 19 | 1.1802 | 1.1099 | 1.1802 | 1.1099 | 0 | 53.8144
| All | All Customers | Monthly System Peak Day | February | CAISO 1-in-2 | 20 | 1.2144 | 1.1457 | 1.2144 | 1.1457 | 0 | 51.5566
| All | All Customers | Monthly System Peak Day | February | CAISO 1-in-2 | 21 | 1.193 | 1.1412 | 1.193 | 1.1412 | 0 | 50.0738
| All | All Customers | Monthly System Peak Day | February | CAISO 1-in-2 | 22 | 1.1311 | 1.0875 | 1.1311 | 1.0875 | 0 | 48.6162
| All | All Customers | Monthly System Peak Day | February | CAISO 1-in-2 | 23 | 1.0611 | 1.0342 | 1.0611 | 1.0342 | 0 | 47.2241
| All | All Customers | Monthly System Peak Day | February | CAISO 1-in-2 | 24 | 0.94245 | 0.92121 | 0.94245 | 0.92121 | 0 | 45.8504
| All | All Customers | Monthly System Peak Day | February | SCE 1-in-10 | 1 | 1.0212 | 0.99729 | 1.0212 | 0.99729 | 0 | 66.3733
| All | All Customers | Monthly System Peak Day | February | SCE 1-in-10 | 2 | 0.86041 | 0.84061 | 0.86041 | 0.84061 | 0 | 64.7669
| All | All Customers | Monthly System Peak Day | February | SCE 1-in-10 | 3 | 0.74189 | 0.72164 | 0.74189 | 0.72164 | 0 | 63.5119
| All | All Customers | Monthly System Peak Day | February | SCE 1-in-10 | 4 | 0.65944 | 0.64047 | 0.65944 | 0.64047 | 0 | 62.0667
| All | All Customers | Monthly System Peak Day | February | SCE 1-in-10 | 5 | 0.62074 | 0.60444 | 0.62074 | 0.60444 | 0 | 61.2271
| All | All Customers | Monthly System Peak Day | February | SCE 1-in-10 | 6 | 0.6035 | 0.60085 | 0.6035 | 0.60085 | 0 | 59.5889
| All | All Customers | Monthly System Peak Day | February | SCE 1-in-10 | 7 | 0.61261 | 0.6456 | 0.61261 | 0.6456 | 0 | 59.7866
| All | All Customers | Monthly System Peak Day | February | SCE 1-in-10 | 8 | 0.5903 | 0.61899 | 0.5903 | 0.61899 | 0 | 58.9906
| All | All Customers | Monthly System Peak Day | February | SCE 1-in-10 | 9 | 0.48144 | 0.46423 | 0.48144 | 0.46423 | 0 | 60.8647
| All | All Customers | Monthly System Peak Day | February | SCE 1-in-10 | 10 | 0.38528 | 0.36594 | 0.38528 | 0.36594 | 0 | 66.8531
| All | All Customers | Monthly System Peak Day | February | SCE 1-in-10 | 11 | 0.23402 | 0.21957 | 0.23402 | 0.21957 | 0 | 72.6859
| All | All Customers | Monthly System Peak Day | February | SCE 1-in-10 | 12 | 0.18797 | 0.16654 | 0.18797 | 0.16654 | 0 | 77.1247
| All | All Customers | Monthly System Peak Day | February | SCE 1-in-10 | 13 | 0.27171 | 0.23057 | 0.27171 | 0.23057 | 0 | 80.3255
| All | All Customers | Monthly System Peak Day | February | SCE 1-in-10 | 14 | 0.41604 | 0.36745 | 0.41604 | 0.36745 | 0 | 82.4982
| All | All Customers | Monthly System Peak Day | February | SCE 1-in-10 | 15 | 0.61068 | 0.56264 | 0.61068 | 0.56264 | 0 | 83.7067
| All | All Customers | Monthly System Peak Day | February | SCE 1-in-10 | 16 | 0.86291 | 0.81948 | 0.86291 | 0.81948 | 0 | 83.9985
| All | All Customers | Monthly System Peak Day | February | SCE 1-in-10 | 17 | 1.109 | 1.0766 | 0.32649 | 0.23716 | 0.022042 | 83.1578
| All | All Customers | Monthly System Peak Day | February | SCE 1-in-10 | 18 | 1.3555 | 1.3104 | 0.98836 | 0.91692 | 0.12763 | 81.1792
| All | All Customers | Monthly System Peak Day | February | SCE 1-in-10 | 19 | 1.5277 | 1.4574 | 1.4327 | 1.275 | 0.089691 | 76.9342
| All | All Customers | Monthly System Peak Day | February | SCE 1-in-10 | 20 | 1.5143 | 1.4456 | 1.4171 | 1.3086 | 0.048601 | 72.9418
| All | All Customers | Monthly System Peak Day | February | SCE 1-in-10 | 21 | 1.4719 | 1.42 | 1.4048 | 1.3132 | 0.056284 | 69.9587
| All | All Customers | Monthly System Peak Day | February | SCE 1-in-10 | 22 | 1.3975 | 1.354 | 1.7257 | 1.7726 | 0.077351 | 67.9276
| All | All Customers | Monthly System Peak Day | February | SCE 1-in-10 | 23 | 1.2745 | 1.2476 | 1.2745 | 1.269 | 0 | 65.7011
| All | All Customers | Monthly System Peak Day | February | SCE 1-in-10 | 24 | 1.0632 | 1.042 | 1.0632 | 1.042 | 0 | 63.7016
| All | All Customers | Monthly System Peak Day | February | SCE 1-in-2 | 1 | 0.85476 | 0.83082 | 0.85476 | 0.83082 | 0 | 43.6769
| All | All Customers | Monthly System Peak Day | February | SCE 1-in-2 | 2 | 0.78273 | 0.76293 | 0.78273 | 0.76293 | 0 | 43.2912
| All | All Customers | Monthly System Peak Day | February | SCE 1-in-2 | 3 | 0.73637 | 0.71612 | 0.73637 | 0.71612 | 0 | 42.8627
| All | All Customers | Monthly System Peak Day | February | SCE 1-in-2 | 4 | 0.71017 | 0.6912 | 0.71017 | 0.6912 | 0 | 42.3886
| All | All Customers | Monthly System Peak Day | February | SCE 1-in-2 | 5 | 0.7101 | 0.6938 | 0.7101 | 0.6938 | 0 | 41.7444
| All | All Customers | Monthly System Peak Day | February | SCE 1-in-2 | 6 | 0.73722 | 0.73457 | 0.73722 | 0.73457 | 0 | 41.0649
| All | All Customers | Monthly System Peak Day | February | SCE 1-in-2 | 7 | 0.7962 | 0.8292 | 0.7962 | 0.8292 | 0 | 40.9043
| All | All Customers | Monthly System Peak Day | February | SCE 1-in-2 | 8 | 0.77148 | 0.80017 | 0.77148 | 0.80017 | 0 | 40.9692
| All | All Customers | Monthly System Peak Day | February | SCE 1-in-2 | 9 | 0.6265 | 0.60929 | 0.6265 | 0.60929 | 0 | 42.3973
| All | All Customers | Monthly System Peak Day | February | SCE 1-in-2 | 10 | 0.45991 | 0.44058 | 0.45991 | 0.44058 | 0 | 45.0111
| All | All Customers | Monthly System Peak Day | February | SCE 1-in-2 | 11 | 0.34101 | 0.32656 | 0.34101 | 0.32656 | 0 | 47.8197
| All | All Customers | Monthly System Peak Day | February | SCE 1-in-2 | 12 | 0.28455 | 0.26312 | 0.28455 | 0.26312 | 0 | 50.17
| All | All Customers | Monthly System Peak Day | February | SCE 1-in-2 | 13 | 0.28236 | 0.24123 | 0.28236 | 0.24123 | 0 | 52.0298
| All | All Customers | Monthly System Peak Day | February | SCE 1-in-2 | 14 | 0.31971 | 0.27113 | 0.31971 | 0.27113 | 0 | 53.5273
| All | All Customers | Monthly System Peak Day | February | SCE 1-in-2 | 15 | 0.40322 | 0.35517 | 0.40322 | 0.35517 | 0 | 54.8624
| All | All Customers | Monthly System Peak Day | February | SCE 1-in-2 | 16 | 0.54623 | 0.5028 | 0.54623 | 0.5028 | 0 | 55.7405
| All | All Customers | Monthly System Peak Day | February | SCE 1-in-2 | 17 | 0.74106 | 0.70872 | 0.74106 | 0.70872 | 0 | 55.8751
| All | All Customers | Monthly System Peak Day | February | SCE 1-in-2 | 18 | 1.0054 | 0.96022 | 1.0054 | 0.96022 | 0 | 55.165
| All | All Customers | Monthly System Peak Day | February | SCE 1-in-2 | 19 | 1.1788 | 1.1084 | 1.1788 | 1.1084 | 0 | 53.3185
| All | All Customers | Monthly System Peak Day | February | SCE 1-in-2 | 20 | 1.2133 | 1.1445 | 1.2133 | 1.1445 | 0 | 51.6068
| All | All Customers | Monthly System Peak Day | February | SCE 1-in-2 | 21 | 1.192 | 1.1401 | 1.192 | 1.1401 | 0 | 50.1985
| All | All Customers | Monthly System Peak Day | February | SCE 1-in-2 | 22 | 1.13 | 1.0865 | 1.13 | 1.0865 | 0 | 48.928
| All | All Customers | Monthly System Peak Day | February | SCE 1-in-2 | 23 | 1.06 | 1.0331 | 1.06 | 1.0331 | 0 | 47.7727
| All | All Customers | Monthly System Peak Day | February | SCE 1-in-2 | 24 | 0.94142 | 0.92018 | 0.94142 | 0.92018 | 0 | 46.5757
| All | All Customers | Monthly System Peak Day | January | CAISO 1-in-10 | 1 | 0.87712 | 0.85318 | 0.87712 | 0.85318 | 0 | 45.7908
| All | All Customers | Monthly System Peak Day | January | CAISO 1-in-10 | 2 | 0.80496 | 0.78516 | 0.80496 | 0.78516 | 0 | 45.0448
| All | All Customers | Monthly System Peak Day | January | CAISO 1-in-10 | 3 | 0.75888 | 0.73863 | 0.75888 | 0.73863 | 0 | 44.8896
| All | All Customers | Monthly System Peak Day | January | CAISO 1-in-10 | 4 | 0.73353 | 0.71456 | 0.73353 | 0.71456 | 0 | 44.4111
| All | All Customers | Monthly System Peak Day | January | CAISO 1-in-10 | 5 | 0.73521 | 0.71891 | 0.73521 | 0.71891 | 0 | 43.9793
| All | All Customers | Monthly System Peak Day | January | CAISO 1-in-10 | 6 | 0.76405 | 0.76141 | 0.76405 | 0.76141 | 0 | 43.3146
| All | All Customers | Monthly System Peak Day | January | CAISO 1-in-10 | 7 | 0.82521 | 0.8582 | 0.82521 | 0.8582 | 0 | 42.9517
| All | All Customers | Monthly System Peak Day | January | CAISO 1-in-10 | 8 | 0.79825 | 0.82693 | 0.79825 | 0.82693 | 0 | 42.1076
| All | All Customers | Monthly System Peak Day | January | CAISO 1-in-10 | 9 | 0.64877 | 0.63156 | 0.64877 | 0.63156 | 0 | 41.8216
| All | All Customers | Monthly System Peak Day | January | CAISO 1-in-10 | 10 | 0.47924 | 0.4599 | 0.47924 | 0.4599 | 0 | 43.9186
| All | All Customers | Monthly System Peak Day | January | CAISO 1-in-10 | 11 | 0.36018 | 0.34574 | 0.36018 | 0.34574 | 0 | 45.1369
| All | All Customers | Monthly System Peak Day | January | CAISO 1-in-10 | 12 | 0.30542 | 0.28399 | 0.30542 | 0.28399 | 0 | 47.005
| All | All Customers | Monthly System Peak Day | January | CAISO 1-in-10 | 13 | 0.30217 | 0.26103 | 0.30217 | 0.26103 | 0 | 48.3683
| All | All Customers | Monthly System Peak Day | January | CAISO 1-in-10 | 14 | 0.34117 | 0.29258 | 0.34117 | 0.29258 | 0 | 48.5034
| All | All Customers | Monthly System Peak Day | January | CAISO 1-in-10 | 15 | 0.42881 | 0.38076 | 0.42881 | 0.38076 | 0 | 49.2502
| All | All Customers | Monthly System Peak Day | January | CAISO 1-in-10 | 16 | 0.57632 | 0.53289 | 0.57632 | 0.53289 | 0 | 50.1014
| All | All Customers | Monthly System Peak Day | January | CAISO 1-in-10 | 17 | 0.77534 | 0.74301 | 0.77534 | 0.74301 | 0 | 50.318
| All | All Customers | Monthly System Peak Day | January | CAISO 1-in-10 | 18 | 1.0412 | 0.99602 | 1.0412 | 0.99602 | 0 | 49.3082
| All | All Customers | Monthly System Peak Day | January | CAISO 1-in-10 | 19 | 1.2139 | 1.1435 | 1.2139 | 1.1435 | 0 | 47.6146
| All | All Customers | Monthly System Peak Day | January | CAISO 1-in-10 | 20 | 1.2414 | 1.1727 | 1.2414 | 1.1727 | 0 | 46.7151
| All | All Customers | Monthly System Peak Day | January | CAISO 1-in-10 | 21 | 1.2167 | 1.1649 | 1.2167 | 1.1649 | 0 | 45.7312
| All | All Customers | Monthly System Peak Day | January | CAISO 1-in-10 | 22 | 1.155 | 1.1114 | 1.155 | 1.1114 | 0 | 45.1918
| All | All Customers | Monthly System Peak Day | January | CAISO 1-in-10 | 23 | 1.085 | 1.0581 | 1.085 | 1.0581 | 0 | 44.2638
| All | All Customers | Monthly System Peak Day | January | CAISO 1-in-10 | 24 | 0.96598 | 0.94473 | 0.96598 | 0.94473 | 0 | 43.1869
| All | All Customers | Monthly System Peak Day | January | CAISO 1-in-2 | 1 | 0.82459 | 0.80065 | 0.82459 | 0.80065 | 0 | 48.6242
| All | All Customers | Monthly System Peak Day | January | CAISO 1-in-2 | 2 | 0.75274 | 0.73295 | 0.75274 | 0.73295 | 0 | 47.7483
| All | All Customers | Monthly System Peak Day | January | CAISO 1-in-2 | 3 | 0.706 | 0.68574 | 0.706 | 0.68574 | 0 | 46.8272
| All | All Customers | Monthly System Peak Day | January | CAISO 1-in-2 | 4 | 0.67866 | 0.65969 | 0.67866 | 0.65969 | 0 | 46.0549
| All | All Customers | Monthly System Peak Day | January | CAISO 1-in-2 | 5 | 0.67622 | 0.65992 | 0.67622 | 0.65992 | 0 | 45.4551
| All | All Customers | Monthly System Peak Day | January | CAISO 1-in-2 | 6 | 0.70101 | 0.69836 | 0.70101 | 0.69836 | 0 | 45.1837
| All | All Customers | Monthly System Peak Day | January | CAISO 1-in-2 | 7 | 0.75707 | 0.79006 | 0.75707 | 0.79006 | 0 | 44.5662
| All | All Customers | Monthly System Peak Day | January | CAISO 1-in-2 | 8 | 0.73536 | 0.76405 | 0.73536 | 0.76405 | 0 | 44.2816
| All | All Customers | Monthly System Peak Day | January | CAISO 1-in-2 | 9 | 0.59645 | 0.57925 | 0.59645 | 0.57925 | 0 | 45.1037
| All | All Customers | Monthly System Peak Day | January | CAISO 1-in-2 | 10 | 0.43384 | 0.41451 | 0.43384 | 0.41451 | 0 | 47.797
| All | All Customers | Monthly System Peak Day | January | CAISO 1-in-2 | 11 | 0.31514 | 0.30069 | 0.31514 | 0.30069 | 0 | 51.1644
| All | All Customers | Monthly System Peak Day | January | CAISO 1-in-2 | 12 | 0.2564 | 0.23497 | 0.2564 | 0.23497 | 0 | 53.8131
| All | All Customers | Monthly System Peak Day | January | CAISO 1-in-2 | 13 | 0.25564 | 0.2145 | 0.25564 | 0.2145 | 0 | 55.3091
| All | All Customers | Monthly System Peak Day | January | CAISO 1-in-2 | 14 | 0.29076 | 0.24218 | 0.29076 | 0.24218 | 0 | 56.3351
| All | All Customers | Monthly System Peak Day | January | CAISO 1-in-2 | 15 | 0.36868 | 0.32064 | 0.36868 | 0.32064 | 0 | 57.2416
| All | All Customers | Monthly System Peak Day | January | CAISO 1-in-2 | 16 | 0.50561 | 0.46218 | 0.50561 | 0.46218 | 0 | 57.3799
| All | All Customers | Monthly System Peak Day | January | CAISO 1-in-2 | 17 | 0.69496 | 0.66263 | 0.69496 | 0.66263 | 0 | 56.7645
| All | All Customers | Monthly System Peak Day | January | CAISO 1-in-2 | 18 | 0.95657 | 0.91144 | 0.95657 | 0.91144 | 0 | 55.4707
| All | All Customers | Monthly System Peak Day | January | CAISO 1-in-2 | 19 | 1.1308 | 1.0604 | 1.1308 | 1.0604 | 0 | 54.1498
| All | All Customers | Monthly System Peak Day | January | CAISO 1-in-2 | 20 | 1.176 | 1.1072 | 1.176 | 1.1072 | 0 | 53.0826
| All | All Customers | Monthly System Peak Day | January | CAISO 1-in-2 | 21 | 1.1591 | 1.1072 | 1.1591 | 1.1072 | 0 | 51.8797
| All | All Customers | Monthly System Peak Day | January | CAISO 1-in-2 | 22 | 1.0964 | 1.0528 | 1.0964 | 1.0528 | 0 | 50.8481
| All | All Customers | Monthly System Peak Day | January | CAISO 1-in-2 | 23 | 1.0263 | 0.99937 | 1.0263 | 0.99937 | 0 | 49.8664
| All | All Customers | Monthly System Peak Day | January | CAISO 1-in-2 | 24 | 0.90829 | 0.88704 | 0.90829 | 0.88704 | 0 | 49.0367
| All | All Customers | Monthly System Peak Day | January | SCE 1-in-10 | 1 | 0.86605 | 0.84211 | 0.86605 | 0.84211 | 0 | 46.0907
| All | All Customers | Monthly System Peak Day | January | SCE 1-in-10 | 2 | 0.79395 | 0.77415 | 0.79395 | 0.77415 | 0 | 45.6908
| All | All Customers | Monthly System Peak Day | January | SCE 1-in-10 | 3 | 0.74773 | 0.72748 | 0.74773 | 0.72748 | 0 | 44.9189
| All | All Customers | Monthly System Peak Day | January | SCE 1-in-10 | 4 | 0.72196 | 0.70299 | 0.72196 | 0.70299 | 0 | 44.3042
| All | All Customers | Monthly System Peak Day | January | SCE 1-in-10 | 5 | 0.72278 | 0.70648 | 0.72278 | 0.70648 | 0 | 44.0555
| All | All Customers | Monthly System Peak Day | January | SCE 1-in-10 | 6 | 0.75202 | 0.74937 | 0.75202 | 0.74937 | 0 | 43.7182
| All | All Customers | Monthly System Peak Day | January | SCE 1-in-10 | 7 | 0.81085 | 0.84384 | 0.81085 | 0.84384 | 0 | 42.7675
| All | All Customers | Monthly System Peak Day | January | SCE 1-in-10 | 8 | 0.785 | 0.81368 | 0.785 | 0.81368 | 0 | 42.1735
| All | All Customers | Monthly System Peak Day | January | SCE 1-in-10 | 9 | 0.63774 | 0.62054 | 0.63774 | 0.62054 | 0 | 42.6611
| All | All Customers | Monthly System Peak Day | January | SCE 1-in-10 | 10 | 0.46967 | 0.45034 | 0.46967 | 0.45034 | 0 | 44.8492
| All | All Customers | Monthly System Peak Day | January | SCE 1-in-10 | 11 | 0.35069 | 0.33625 | 0.35069 | 0.33625 | 0 | 47.1846
| All | All Customers | Monthly System Peak Day | January | SCE 1-in-10 | 12 | 0.29509 | 0.27366 | 0.29509 | 0.27366 | 0 | 48.9258
| All | All Customers | Monthly System Peak Day | January | SCE 1-in-10 | 13 | 0.29236 | 0.25123 | 0.29236 | 0.25123 | 0 | 49.4566
| All | All Customers | Monthly System Peak Day | January | SCE 1-in-10 | 14 | 0.33054 | 0.28196 | 0.33054 | 0.28196 | 0 | 50.0319
| All | All Customers | Monthly System Peak Day | January | SCE 1-in-10 | 15 | 0.41614 | 0.36809 | 0.41614 | 0.36809 | 0 | 50.5676
| All | All Customers | Monthly System Peak Day | January | SCE 1-in-10 | 16 | 0.56142 | 0.51799 | 0.56142 | 0.51799 | 0 | 51.2046
| All | All Customers | Monthly System Peak Day | January | SCE 1-in-10 | 17 | 0.75837 | 0.72603 | 0.75837 | 0.72603 | 0 | 51.1154
| All | All Customers | Monthly System Peak Day | January | SCE 1-in-10 | 18 | 1.023 | 0.97789 | 1.023 | 0.97789 | 0 | 50.121
| All | All Customers | Monthly System Peak Day | January | SCE 1-in-10 | 19 | 1.1959 | 1.1255 | 1.1959 | 1.1255 | 0 | 48.7144
| All | All Customers | Monthly System Peak Day | January | SCE 1-in-10 | 20 | 1.2285 | 1.1598 | 1.2285 | 1.1598 | 0 | 48.1724
| All | All Customers | Monthly System Peak Day | January | SCE 1-in-10 | 21 | 1.2057 | 1.1538 | 1.2057 | 1.1538 | 0 | 47.47
| All | All Customers | Monthly System Peak Day | January | SCE 1-in-10 | 22 | 1.1426 | 1.099 | 1.1426 | 1.099 | 0 | 46.9009
| All | All Customers | Monthly System Peak Day | January | SCE 1-in-10 | 23 | 1.0725 | 1.0456 | 1.0725 | 1.0456 | 0 | 46.3195
| All | All Customers | Monthly System Peak Day | January | SCE 1-in-10 | 24 | 0.95427 | 0.93302 | 0.95427 | 0.93302 | 0 | 45.7593
| All | All Customers | Monthly System Peak Day | January | SCE 1-in-2 | 1 | 0.85417 | 0.83023 | 0.85417 | 0.83023 | 0 | 46.2612
| All | All Customers | Monthly System Peak Day | January | SCE 1-in-2 | 2 | 0.78214 | 0.76234 | 0.78214 | 0.76234 | 0 | 45.2513
| All | All Customers | Monthly System Peak Day | January | SCE 1-in-2 | 3 | 0.73577 | 0.71552 | 0.73577 | 0.71552 | 0 | 43.6502
| All | All Customers | Monthly System Peak Day | January | SCE 1-in-2 | 4 | 0.70955 | 0.69058 | 0.70955 | 0.69058 | 0 | 42.8035
| All | All Customers | Monthly System Peak Day | January | SCE 1-in-2 | 5 | 0.70944 | 0.69313 | 0.70944 | 0.69313 | 0 | 41.8747
| All | All Customers | Monthly System Peak Day | January | SCE 1-in-2 | 6 | 0.73651 | 0.73386 | 0.73651 | 0.73386 | 0 | 41.4387
| All | All Customers | Monthly System Peak Day | January | SCE 1-in-2 | 7 | 0.79543 | 0.82842 | 0.79543 | 0.82842 | 0 | 41.2548
| All | All Customers | Monthly System Peak Day | January | SCE 1-in-2 | 8 | 0.77077 | 0.79945 | 0.77077 | 0.79945 | 0 | 41.5115
| All | All Customers | Monthly System Peak Day | January | SCE 1-in-2 | 9 | 0.62591 | 0.6087 | 0.62591 | 0.6087 | 0 | 42.2729
| All | All Customers | Monthly System Peak Day | January | SCE 1-in-2 | 10 | 0.4594 | 0.44007 | 0.4594 | 0.44007 | 0 | 45.0443
| All | All Customers | Monthly System Peak Day | January | SCE 1-in-2 | 11 | 0.3405 | 0.32606 | 0.3405 | 0.32606 | 0 | 48.7107
| All | All Customers | Monthly System Peak Day | January | SCE 1-in-2 | 12 | 0.284 | 0.26257 | 0.284 | 0.26257 | 0 | 51.5813
| All | All Customers | Monthly System Peak Day | January | SCE 1-in-2 | 13 | 0.28184 | 0.2407 | 0.28184 | 0.2407 | 0 | 53.2045
| All | All Customers | Monthly System Peak Day | January | SCE 1-in-2 | 14 | 0.31914 | 0.27056 | 0.31914 | 0.27056 | 0 | 53.2222
| All | All Customers | Monthly System Peak Day | January | SCE 1-in-2 | 15 | 0.40254 | 0.35449 | 0.40254 | 0.35449 | 0 | 53.1818
| All | All Customers | Monthly System Peak Day | January | SCE 1-in-2 | 16 | 0.54543 | 0.502 | 0.54543 | 0.502 | 0 | 54.3211
| All | All Customers | Monthly System Peak Day | January | SCE 1-in-2 | 17 | 0.74015 | 0.70781 | 0.74015 | 0.70781 | 0 | 54.7989
| All | All Customers | Monthly System Peak Day | January | SCE 1-in-2 | 18 | 1.0044 | 0.95927 | 1.0044 | 0.95927 | 0 | 53.8586
| All | All Customers | Monthly System Peak Day | January | SCE 1-in-2 | 19 | 1.1778 | 1.1075 | 1.1778 | 1.1075 | 0 | 52.0124
| All | All Customers | Monthly System Peak Day | January | SCE 1-in-2 | 20 | 1.2125 | 1.1438 | 1.2125 | 1.1438 | 0 | 50.6395
| All | All Customers | Monthly System Peak Day | January | SCE 1-in-2 | 21 | 1.1913 | 1.1395 | 1.1913 | 1.1395 | 0 | 49.7129
| All | All Customers | Monthly System Peak Day | January | SCE 1-in-2 | 22 | 1.1294 | 1.0858 | 1.1294 | 1.0858 | 0 | 48.6541
| All | All Customers | Monthly System Peak Day | January | SCE 1-in-2 | 23 | 1.0594 | 1.0325 | 1.0594 | 1.0325 | 0 | 47.3675
| All | All Customers | Monthly System Peak Day | January | SCE 1-in-2 | 24 | 0.94077 | 0.91952 | 0.94077 | 0.91952 | 0 | 46.5719
| All | All Customers | Monthly System Peak Day | July | CAISO 1-in-10 | 1 | 1.5375 | 1.5135 | 1.5375 | 1.5135 | 0 | 78.1215
| All | All Customers | Monthly System Peak Day | July | CAISO 1-in-10 | 2 | 1.3262 | 1.3064 | 1.3262 | 1.3064 | 0 | 77.4473
| All | All Customers | Monthly System Peak Day | July | CAISO 1-in-10 | 3 | 1.1484 | 1.1282 | 1.1484 | 1.1282 | 0 | 76.322
| All | All Customers | Monthly System Peak Day | July | CAISO 1-in-10 | 4 | 1.0121 | 0.99314 | 1.0121 | 0.99314 | 0 | 75.2361
| All | All Customers | Monthly System Peak Day | July | CAISO 1-in-10 | 5 | 0.92055 | 0.90424 | 0.92055 | 0.90424 | 0 | 74.3996
| All | All Customers | Monthly System Peak Day | July | CAISO 1-in-10 | 6 | 0.87227 | 0.86962 | 0.87227 | 0.86962 | 0 | 73.9031
| All | All Customers | Monthly System Peak Day | July | CAISO 1-in-10 | 7 | 0.8423 | 0.87529 | 0.8423 | 0.87529 | 0 | 73.4206
| All | All Customers | Monthly System Peak Day | July | CAISO 1-in-10 | 8 | 0.84421 | 0.87289 | 0.84421 | 0.87289 | 0 | 73.6398
| All | All Customers | Monthly System Peak Day | July | CAISO 1-in-10 | 9 | 0.82629 | 0.80908 | 0.82629 | 0.80908 | 0 | 76.1969
| All | All Customers | Monthly System Peak Day | July | CAISO 1-in-10 | 10 | 0.76435 | 0.74502 | 0.76435 | 0.74502 | 0 | 79.8403
| All | All Customers | Monthly System Peak Day | July | CAISO 1-in-10 | 11 | 0.83486 | 0.82042 | 0.83486 | 0.82042 | 0 | 83.844
| All | All Customers | Monthly System Peak Day | July | CAISO 1-in-10 | 12 | 1.0494 | 1.028 | 1.0494 | 1.028 | 0 | 87.4897
| All | All Customers | Monthly System Peak Day | July | CAISO 1-in-10 | 13 | 1.361 | 1.3199 | 1.361 | 1.3199 | 0 | 90.0642
| All | All Customers | Monthly System Peak Day | July | CAISO 1-in-10 | 14 | 1.6975 | 1.6489 | 1.6975 | 1.6489 | 0 | 91.9819
| All | All Customers | Monthly System Peak Day | July | CAISO 1-in-10 | 15 | 2.0155 | 1.9674 | 2.0155 | 1.9674 | 0 | 93.2108
| All | All Customers | Monthly System Peak Day | July | CAISO 1-in-10 | 16 | 2.3439 | 2.3004 | 2.3439 | 2.3004 | 0 | 93.712
| All | All Customers | Monthly System Peak Day | July | CAISO 1-in-10 | 17 | 2.6069 | 2.5745 | 1.6182 | 1.5289 | 0.014261 | 92.9874
| All | All Customers | Monthly System Peak Day | July | CAISO 1-in-10 | 18 | 2.8469 | 2.8018 | 2.2455 | 2.174 | 0.058542 | 92.4543
| All | All Customers | Monthly System Peak Day | July | CAISO 1-in-10 | 19 | 2.9169 | 2.8465 | 2.5774 | 2.4197 | 0.031529 | 90.8758
| All | All Customers | Monthly System Peak Day | July | CAISO 1-in-10 | 20 | 2.755 | 2.6863 | 2.5019 | 2.3935 | 0.013199 | 88.3718
| All | All Customers | Monthly System Peak Day | July | CAISO 1-in-10 | 21 | 2.6052 | 2.5534 | 2.3852 | 2.2936 | 0.018997 | 85.1
| All | All Customers | Monthly System Peak Day | July | CAISO 1-in-10 | 22 | 2.4162 | 2.3726 | 2.8092 | 2.8561 | 0.025906 | 81.4406
| All | All Customers | Monthly System Peak Day | July | CAISO 1-in-10 | 23 | 2.1467 | 2.1198 | 2.2819 | 2.2968 | 0.015739 | 79.7086
| All | All Customers | Monthly System Peak Day | July | CAISO 1-in-10 | 24 | 1.7923 | 1.7711 | 1.8754 | 1.8609 | 0.013167 | 78.2514
| All | All Customers | Monthly System Peak Day | July | CAISO 1-in-2 | 1 | 1.3191 | 1.2951 | 1.3191 | 1.2951 | 0 | 74.1927
| All | All Customers | Monthly System Peak Day | July | CAISO 1-in-2 | 2 | 1.1142 | 1.0944 | 1.1142 | 1.0944 | 0 | 73.1912
| All | All Customers | Monthly System Peak Day | July | CAISO 1-in-2 | 3 | 0.97679 | 0.95654 | 0.97679 | 0.95654 | 0 | 72.3772
| All | All Customers | Monthly System Peak Day | July | CAISO 1-in-2 | 4 | 0.87703 | 0.85806 | 0.87703 | 0.85806 | 0 | 71.6639
| All | All Customers | Monthly System Peak Day | July | CAISO 1-in-2 | 5 | 0.80577 | 0.78947 | 0.80577 | 0.78947 | 0 | 70.9481
| All | All Customers | Monthly System Peak Day | July | CAISO 1-in-2 | 6 | 0.76475 | 0.7621 | 0.76475 | 0.7621 | 0 | 70.3276
| All | All Customers | Monthly System Peak Day | July | CAISO 1-in-2 | 7 | 0.74206 | 0.77505 | 0.74206 | 0.77505 | 0 | 69.8704
| All | All Customers | Monthly System Peak Day | July | CAISO 1-in-2 | 8 | 0.73206 | 0.76075 | 0.73206 | 0.76075 | 0 | 70.1371
| All | All Customers | Monthly System Peak Day | July | CAISO 1-in-2 | 9 | 0.71145 | 0.69425 | 0.71145 | 0.69425 | 0 | 72.9115
| All | All Customers | Monthly System Peak Day | July | CAISO 1-in-2 | 10 | 0.66713 | 0.6478 | 0.66713 | 0.6478 | 0 | 76.942
| All | All Customers | Monthly System Peak Day | July | CAISO 1-in-2 | 11 | 0.70207 | 0.68762 | 0.70207 | 0.68762 | 0 | 81.3955
| All | All Customers | Monthly System Peak Day | July | CAISO 1-in-2 | 12 | 0.85965 | 0.83822 | 0.85965 | 0.83822 | 0 | 85.2022
| All | All Customers | Monthly System Peak Day | July | CAISO 1-in-2 | 13 | 1.1187 | 1.0775 | 1.1187 | 1.0775 | 0 | 88.039
| All | All Customers | Monthly System Peak Day | July | CAISO 1-in-2 | 14 | 1.4147 | 1.3661 | 1.4147 | 1.3661 | 0 | 90.0233
| All | All Customers | Monthly System Peak Day | July | CAISO 1-in-2 | 15 | 1.7087 | 1.6606 | 1.7087 | 1.6606 | 0 | 91.4073
| All | All Customers | Monthly System Peak Day | July | CAISO 1-in-2 | 16 | 2.0245 | 1.9811 | 2.0245 | 1.9811 | 0 | 91.6988
| All | All Customers | Monthly System Peak Day | July | CAISO 1-in-2 | 17 | 2.2908 | 2.2585 | 1.3275 | 1.2381 | 0.014169 | 91.7824
| All | All Customers | Monthly System Peak Day | July | CAISO 1-in-2 | 18 | 2.5305 | 2.4854 | 1.9669 | 1.8954 | 0.067803 | 90.6378
| All | All Customers | Monthly System Peak Day | July | CAISO 1-in-2 | 19 | 2.6184 | 2.548 | 2.3111 | 2.1535 | 0.038317 | 89.0366
| All | All Customers | Monthly System Peak Day | July | CAISO 1-in-2 | 20 | 2.4959 | 2.4272 | 2.2617 | 2.1533 | 0.016205 | 86.5022
| All | All Customers | Monthly System Peak Day | July | CAISO 1-in-2 | 21 | 2.3748 | 2.323 | 2.1682 | 2.0766 | 0.021883 | 83.7755
| All | All Customers | Monthly System Peak Day | July | CAISO 1-in-2 | 22 | 2.197 | 2.1535 | 2.5887 | 2.6355 | 0.026545 | 81.1545
| All | All Customers | Monthly System Peak Day | July | CAISO 1-in-2 | 23 | 1.9541 | 1.9272 | 2.0826 | 2.0975 | 0.016402 | 79.1064
| All | All Customers | Monthly System Peak Day | July | CAISO 1-in-2 | 24 | 1.647 | 1.6258 | 1.7246 | 1.7101 | 0.013716 | 77.4721
| All | All Customers | Monthly System Peak Day | July | SCE 1-in-10 | 1 | 1.5035 | 1.4796 | 1.5035 | 1.4796 | 0 | 77.8059
| All | All Customers | Monthly System Peak Day | July | SCE 1-in-10 | 2 | 1.2045 | 1.1847 | 1.2045 | 1.1847 | 0 | 75.7115
| All | All Customers | Monthly System Peak Day | July | SCE 1-in-10 | 3 | 1.0223 | 1.0021 | 1.0223 | 1.0021 | 0 | 74.1293
| All | All Customers | Monthly System Peak Day | July | SCE 1-in-10 | 4 | 0.92264 | 0.90367 | 0.92264 | 0.90367 | 0 | 73.226
| All | All Customers | Monthly System Peak Day | July | SCE 1-in-10 | 5 | 0.85486 | 0.83855 | 0.85486 | 0.83855 | 0 | 72.3629
| All | All Customers | Monthly System Peak Day | July | SCE 1-in-10 | 6 | 0.81795 | 0.8153 | 0.81795 | 0.8153 | 0 | 71.7691
| All | All Customers | Monthly System Peak Day | July | SCE 1-in-10 | 7 | 0.79153 | 0.82452 | 0.79153 | 0.82452 | 0 | 71.4162
| All | All Customers | Monthly System Peak Day | July | SCE 1-in-10 | 8 | 0.79332 | 0.822 | 0.79332 | 0.822 | 0 | 72.2009
| All | All Customers | Monthly System Peak Day | July | SCE 1-in-10 | 9 | 0.79871 | 0.78151 | 0.79871 | 0.78151 | 0 | 76.0593
| All | All Customers | Monthly System Peak Day | July | SCE 1-in-10 | 10 | 0.87681 | 0.85747 | 0.87681 | 0.85747 | 0 | 81.6147
| All | All Customers | Monthly System Peak Day | July | SCE 1-in-10 | 11 | 1.1105 | 1.0961 | 1.1105 | 1.0961 | 0 | 87.783
| All | All Customers | Monthly System Peak Day | July | SCE 1-in-10 | 12 | 1.4107 | 1.3893 | 1.4107 | 1.3893 | 0 | 92.7838
| All | All Customers | Monthly System Peak Day | July | SCE 1-in-10 | 13 | 1.8123 | 1.7711 | 1.8123 | 1.7711 | 0 | 96.5387
| All | All Customers | Monthly System Peak Day | July | SCE 1-in-10 | 14 | 2.2356 | 2.187 | 2.2356 | 2.187 | 0 | 99.6182
| All | All Customers | Monthly System Peak Day | July | SCE 1-in-10 | 15 | 2.6179 | 2.5699 | 2.6179 | 2.5699 | 0 | 102.4943
| All | All Customers | Monthly System Peak Day | July | SCE 1-in-10 | 16 | 2.9927 | 2.9493 | 2.9927 | 2.9493 | 0 | 103.8952
| All | All Customers | Monthly System Peak Day | July | SCE 1-in-10 | 17 | 3.2559 | 3.2236 | 2.0316 | 1.9423 | 0.026995 | 104.2259
| All | All Customers | Monthly System Peak Day | July | SCE 1-in-10 | 18 | 3.4352 | 3.3901 | 2.6035 | 2.5321 | 0.06159 | 103.5367
| All | All Customers | Monthly System Peak Day | July | SCE 1-in-10 | 19 | 3.4551 | 3.3847 | 2.9189 | 2.7612 | 0.033209 | 102.0933
| All | All Customers | Monthly System Peak Day | July | SCE 1-in-10 | 20 | 3.2925 | 3.2237 | 2.9251 | 2.8166 | 0.02606 | 99.6876
| All | All Customers | Monthly System Peak Day | July | SCE 1-in-10 | 21 | 3.1141 | 3.0623 | 2.7781 | 2.6865 | 0.019065 | 96.5901
| All | All Customers | Monthly System Peak Day | July | SCE 1-in-10 | 22 | 2.8336 | 2.7901 | 3.277 | 3.3239 | 0.042449 | 91.9387
| All | All Customers | Monthly System Peak Day | July | SCE 1-in-10 | 23 | 2.4994 | 2.4725 | 2.726 | 2.7409 | 0.024441 | 87.9411
| All | All Customers | Monthly System Peak Day | July | SCE 1-in-10 | 24 | 2.1084 | 2.0872 | 2.2429 | 2.2284 | 0.020526 | 85.5935
| All | All Customers | Monthly System Peak Day | July | SCE 1-in-2 | 1 | 1.2704 | 1.2464 | 1.2704 | 1.2464 | 0 | 73.319
| All | All Customers | Monthly System Peak Day | July | SCE 1-in-2 | 2 | 1.0734 | 1.0536 | 1.0734 | 1.0536 | 0 | 72.3615
| All | All Customers | Monthly System Peak Day | July | SCE 1-in-2 | 3 | 0.93259 | 0.91234 | 0.93259 | 0.91234 | 0 | 71.3702
| All | All Customers | Monthly System Peak Day | July | SCE 1-in-2 | 4 | 0.83693 | 0.81796 | 0.83693 | 0.81796 | 0 | 70.6058
| All | All Customers | Monthly System Peak Day | July | SCE 1-in-2 | 5 | 0.77857 | 0.76227 | 0.77857 | 0.76227 | 0 | 70.1098
| All | All Customers | Monthly System Peak Day | July | SCE 1-in-2 | 6 | 0.74387 | 0.74122 | 0.74387 | 0.74122 | 0 | 69.6102
| All | All Customers | Monthly System Peak Day | July | SCE 1-in-2 | 7 | 0.72374 | 0.75673 | 0.72374 | 0.75673 | 0 | 69.0676
| All | All Customers | Monthly System Peak Day | July | SCE 1-in-2 | 8 | 0.71205 | 0.74073 | 0.71205 | 0.74073 | 0 | 69.5058
| All | All Customers | Monthly System Peak Day | July | SCE 1-in-2 | 9 | 0.69419 | 0.67699 | 0.69419 | 0.67699 | 0 | 72.4041
| All | All Customers | Monthly System Peak Day | July | SCE 1-in-2 | 10 | 0.64824 | 0.6289 | 0.64824 | 0.6289 | 0 | 76.3863
| All | All Customers | Monthly System Peak Day | July | SCE 1-in-2 | 11 | 0.68139 | 0.66694 | 0.68139 | 0.66694 | 0 | 80.5134
| All | All Customers | Monthly System Peak Day | July | SCE 1-in-2 | 12 | 0.82993 | 0.8085 | 0.82993 | 0.8085 | 0 | 84.3122
| All | All Customers | Monthly System Peak Day | July | SCE 1-in-2 | 13 | 1.0733 | 1.0322 | 1.0733 | 1.0322 | 0 | 87.3989
| All | All Customers | Monthly System Peak Day | July | SCE 1-in-2 | 14 | 1.3614 | 1.3128 | 1.3614 | 1.3128 | 0 | 89.1103
| All | All Customers | Monthly System Peak Day | July | SCE 1-in-2 | 15 | 1.6479 | 1.5998 | 1.6479 | 1.5998 | 0 | 90.89
| All | All Customers | Monthly System Peak Day | July | SCE 1-in-2 | 16 | 1.9622 | 1.9188 | 1.9622 | 1.9188 | 0 | 91.5775
| All | All Customers | Monthly System Peak Day | July | SCE 1-in-2 | 17 | 2.2313 | 2.1989 | 1.254 | 1.1647 | 0.014174 | 92.4446
| All | All Customers | Monthly System Peak Day | July | SCE 1-in-2 | 18 | 2.462 | 2.4169 | 1.8751 | 1.8036 | 0.06193 | 91.7571
| All | All Customers | Monthly System Peak Day | July | SCE 1-in-2 | 19 | 2.5525 | 2.4822 | 2.2318 | 2.0742 | 0.035411 | 89.8024
| All | All Customers | Monthly System Peak Day | July | SCE 1-in-2 | 20 | 2.4494 | 2.3807 | 2.2063 | 2.0979 | 0.014663 | 87.3807
| All | All Customers | Monthly System Peak Day | July | SCE 1-in-2 | 21 | 2.3331 | 2.2813 | 2.1228 | 2.0313 | 0.021083 | 84.1344
| All | All Customers | Monthly System Peak Day | July | SCE 1-in-2 | 22 | 2.1545 | 2.1109 | 2.5423 | 2.5892 | 0.028524 | 80.3733
| All | All Customers | Monthly System Peak Day | July | SCE 1-in-2 | 23 | 1.92 | 1.8931 | 2.0341 | 2.049 | 0.018342 | 77.8125
| All | All Customers | Monthly System Peak Day | July | SCE 1-in-2 | 24 | 1.6112 | 1.5899 | 1.6785 | 1.664 | 0.015405 | 76.0049
| All | All Customers | Monthly System Peak Day | June | CAISO 1-in-10 | 1 | 1.4093 | 1.3853 | 1.4093 | 1.3853 | 0 | 75.9439
| All | All Customers | Monthly System Peak Day | June | CAISO 1-in-10 | 2 | 1.1629 | 1.1431 | 1.1629 | 1.1431 | 0 | 74.4482
| All | All Customers | Monthly System Peak Day | June | CAISO 1-in-10 | 3 | 1.0018 | 0.98153 | 1.0018 | 0.98153 | 0 | 73.2226
| All | All Customers | Monthly System Peak Day | June | CAISO 1-in-10 | 4 | 0.89981 | 0.88084 | 0.89981 | 0.88084 | 0 | 72.3974
| All | All Customers | Monthly System Peak Day | June | CAISO 1-in-10 | 5 | 0.8205 | 0.8042 | 0.8205 | 0.8042 | 0 | 71.3227
| All | All Customers | Monthly System Peak Day | June | CAISO 1-in-10 | 6 | 0.77953 | 0.77688 | 0.77953 | 0.77688 | 0 | 70.5916
| All | All Customers | Monthly System Peak Day | June | CAISO 1-in-10 | 7 | 0.75048 | 0.78347 | 0.75048 | 0.78347 | 0 | 69.9639
| All | All Customers | Monthly System Peak Day | June | CAISO 1-in-10 | 8 | 0.76365 | 0.79233 | 0.76365 | 0.79233 | 0 | 71.1256
| All | All Customers | Monthly System Peak Day | June | CAISO 1-in-10 | 9 | 0.79281 | 0.77561 | 0.79281 | 0.77561 | 0 | 75.4054
| All | All Customers | Monthly System Peak Day | June | CAISO 1-in-10 | 10 | 0.81087 | 0.79154 | 0.81087 | 0.79154 | 0 | 81.537
| All | All Customers | Monthly System Peak Day | June | CAISO 1-in-10 | 11 | 0.84322 | 0.82878 | 0.84322 | 0.82878 | 0 | 86.6921
| All | All Customers | Monthly System Peak Day | June | CAISO 1-in-10 | 12 | 1.0564 | 1.035 | 1.0564 | 1.035 | 0 | 90.7914
| All | All Customers | Monthly System Peak Day | June | CAISO 1-in-10 | 13 | 1.4105 | 1.3694 | 1.4105 | 1.3694 | 0 | 92.5004
| All | All Customers | Monthly System Peak Day | June | CAISO 1-in-10 | 14 | 1.77 | 1.7214 | 1.77 | 1.7214 | 0 | 94.1506
| All | All Customers | Monthly System Peak Day | June | CAISO 1-in-10 | 15 | 2.1012 | 2.0531 | 2.1012 | 2.0531 | 0 | 95.8828
| All | All Customers | Monthly System Peak Day | June | CAISO 1-in-10 | 16 | 2.4424 | 2.399 | 2.4424 | 2.399 | 0 | 97.3635
| All | All Customers | Monthly System Peak Day | June | CAISO 1-in-10 | 17 | 2.7062 | 2.6739 | 1.6209 | 1.5315 | 0.017593 | 97.6003
| All | All Customers | Monthly System Peak Day | June | CAISO 1-in-10 | 18 | 2.9136 | 2.8684 | 2.2138 | 2.1424 | 0.044787 | 97.1858
| All | All Customers | Monthly System Peak Day | June | CAISO 1-in-10 | 19 | 2.9709 | 2.9005 | 2.5493 | 2.3917 | 0.020314 | 95.5566
| All | All Customers | Monthly System Peak Day | June | CAISO 1-in-10 | 20 | 2.8347 | 2.7659 | 2.5515 | 2.4431 | 0.011577 | 91.3491
| All | All Customers | Monthly System Peak Day | June | CAISO 1-in-10 | 21 | 2.6795 | 2.6276 | 2.4378 | 2.3462 | 0.014887 | 87.2454
| All | All Customers | Monthly System Peak Day | June | CAISO 1-in-10 | 22 | 2.4732 | 2.4296 | 2.8755 | 2.9223 | 0.023108 | 83.3747
| All | All Customers | Monthly System Peak Day | June | CAISO 1-in-10 | 23 | 2.1994 | 2.1725 | 2.3343 | 2.3492 | 0.015764 | 79.683
| All | All Customers | Monthly System Peak Day | June | CAISO 1-in-10 | 24 | 1.8251 | 1.8039 | 1.9009 | 1.8864 | 0.01395 | 77.2195
| All | All Customers | Monthly System Peak Day | June | CAISO 1-in-2 | 1 | 0.96329 | 0.93935 | 0.96329 | 0.93935 | 0 | 66.4459
| All | All Customers | Monthly System Peak Day | June | CAISO 1-in-2 | 2 | 0.82057 | 0.80077 | 0.82057 | 0.80077 | 0 | 65.5331
| All | All Customers | Monthly System Peak Day | June | CAISO 1-in-2 | 3 | 0.72643 | 0.70617 | 0.72643 | 0.70617 | 0 | 64.748
| All | All Customers | Monthly System Peak Day | June | CAISO 1-in-2 | 4 | 0.66614 | 0.64717 | 0.66614 | 0.64717 | 0 | 63.719
| All | All Customers | Monthly System Peak Day | June | CAISO 1-in-2 | 5 | 0.6265 | 0.61019 | 0.6265 | 0.61019 | 0 | 62.7514
| All | All Customers | Monthly System Peak Day | June | CAISO 1-in-2 | 6 | 0.61559 | 0.61294 | 0.61559 | 0.61294 | 0 | 61.8136
| All | All Customers | Monthly System Peak Day | June | CAISO 1-in-2 | 7 | 0.61809 | 0.65108 | 0.61809 | 0.65108 | 0 | 61.2069
| All | All Customers | Monthly System Peak Day | June | CAISO 1-in-2 | 8 | 0.59159 | 0.62027 | 0.59159 | 0.62027 | 0 | 61.9172
| All | All Customers | Monthly System Peak Day | June | CAISO 1-in-2 | 9 | 0.49772 | 0.48052 | 0.49772 | 0.48052 | 0 | 64.957
| All | All Customers | Monthly System Peak Day | June | CAISO 1-in-2 | 10 | 0.41354 | 0.39421 | 0.41354 | 0.39421 | 0 | 68.637
| All | All Customers | Monthly System Peak Day | June | CAISO 1-in-2 | 11 | 0.39064 | 0.37619 | 0.39064 | 0.37619 | 0 | 72.2144
| All | All Customers | Monthly System Peak Day | June | CAISO 1-in-2 | 12 | 0.41347 | 0.39204 | 0.41347 | 0.39204 | 0 | 75.9569
| All | All Customers | Monthly System Peak Day | June | CAISO 1-in-2 | 13 | 0.51431 | 0.47317 | 0.51431 | 0.47317 | 0 | 79.3434
| All | All Customers | Monthly System Peak Day | June | CAISO 1-in-2 | 14 | 0.66815 | 0.61957 | 0.66815 | 0.61957 | 0 | 82.1659
| All | All Customers | Monthly System Peak Day | June | CAISO 1-in-2 | 15 | 0.8656 | 0.81755 | 0.8656 | 0.81755 | 0 | 84.6422
| All | All Customers | Monthly System Peak Day | June | CAISO 1-in-2 | 16 | 1.1205 | 1.0771 | 1.1205 | 1.0771 | 0 | 85.7437
| All | All Customers | Monthly System Peak Day | June | CAISO 1-in-2 | 17 | 1.3638 | 1.3315 | 0.52569 | 0.43636 | 0.018476 | 85.8117
| All | All Customers | Monthly System Peak Day | June | CAISO 1-in-2 | 18 | 1.5956 | 1.5505 | 1.1457 | 1.0742 | 0.10107 | 85.1658
| All | All Customers | Monthly System Peak Day | June | CAISO 1-in-2 | 19 | 1.7357 | 1.6653 | 1.523 | 1.3653 | 0.060476 | 83.6437
| All | All Customers | Monthly System Peak Day | June | CAISO 1-in-2 | 20 | 1.7493 | 1.6806 | 1.5708 | 1.4623 | 0.028407 | 80.9889
| All | All Customers | Monthly System Peak Day | June | CAISO 1-in-2 | 21 | 1.6986 | 1.6467 | 1.5598 | 1.4683 | 0.038147 | 77.0511
| All | All Customers | Monthly System Peak Day | June | CAISO 1-in-2 | 22 | 1.5731 | 1.5295 | 1.9244 | 1.9713 | 0.056704 | 72.7456
| All | All Customers | Monthly System Peak Day | June | CAISO 1-in-2 | 23 | 1.4205 | 1.3936 | 1.4478 | 1.4627 | 0.013683 | 70.0046
| All | All Customers | Monthly System Peak Day | June | CAISO 1-in-2 | 24 | 1.2012 | 1.18 | 1.2151 | 1.2006 | 0.0069257 | 68.3704
| All | All Customers | Monthly System Peak Day | June | SCE 1-in-10 | 1 | 1.4738 | 1.4498 | 1.4738 | 1.4498 | 0 | 77.0385
| All | All Customers | Monthly System Peak Day | June | SCE 1-in-10 | 2 | 1.2174 | 1.1976 | 1.2174 | 1.1976 | 0 | 75.4255
| All | All Customers | Monthly System Peak Day | June | SCE 1-in-10 | 3 | 1.0369 | 1.0166 | 1.0369 | 1.0166 | 0 | 73.9301
| All | All Customers | Monthly System Peak Day | June | SCE 1-in-10 | 4 | 0.9221 | 0.90313 | 0.9221 | 0.90313 | 0 | 72.9546
| All | All Customers | Monthly System Peak Day | June | SCE 1-in-10 | 5 | 0.83421 | 0.81791 | 0.83421 | 0.81791 | 0 | 71.7795
| All | All Customers | Monthly System Peak Day | June | SCE 1-in-10 | 6 | 0.78401 | 0.78136 | 0.78401 | 0.78136 | 0 | 70.8074
| All | All Customers | Monthly System Peak Day | June | SCE 1-in-10 | 7 | 0.75104 | 0.78404 | 0.75104 | 0.78404 | 0 | 70.0195
| All | All Customers | Monthly System Peak Day | June | SCE 1-in-10 | 8 | 0.76791 | 0.79659 | 0.76791 | 0.79659 | 0 | 71.2761
| All | All Customers | Monthly System Peak Day | June | SCE 1-in-10 | 9 | 0.79601 | 0.7788 | 0.79601 | 0.7788 | 0 | 75.4168
| All | All Customers | Monthly System Peak Day | June | SCE 1-in-10 | 10 | 0.79649 | 0.77716 | 0.79649 | 0.77716 | 0 | 81.33
| All | All Customers | Monthly System Peak Day | June | SCE 1-in-10 | 11 | 0.80245 | 0.788 | 0.80245 | 0.788 | 0 | 86.4826
| All | All Customers | Monthly System Peak Day | June | SCE 1-in-10 | 12 | 1.0052 | 0.98381 | 1.0052 | 0.98381 | 0 | 90.2924
| All | All Customers | Monthly System Peak Day | June | SCE 1-in-10 | 13 | 1.3486 | 1.3075 | 1.3486 | 1.3075 | 0 | 91.8628
| All | All Customers | Monthly System Peak Day | June | SCE 1-in-10 | 14 | 1.6979 | 1.6494 | 1.6979 | 1.6494 | 0 | 93.3911
| All | All Customers | Monthly System Peak Day | June | SCE 1-in-10 | 15 | 2.0222 | 1.9741 | 2.0222 | 1.9741 | 0 | 94.6482
| All | All Customers | Monthly System Peak Day | June | SCE 1-in-10 | 16 | 2.3577 | 2.3143 | 2.3577 | 2.3143 | 0 | 96.053
| All | All Customers | Monthly System Peak Day | June | SCE 1-in-10 | 17 | 2.6234 | 2.5911 | 1.5583 | 1.4689 | 0.016574 | 96.6359
| All | All Customers | Monthly System Peak Day | June | SCE 1-in-10 | 18 | 2.8356 | 2.7904 | 2.1577 | 2.0863 | 0.04603 | 96.1328
| All | All Customers | Monthly System Peak Day | June | SCE 1-in-10 | 19 | 2.9012 | 2.8308 | 2.506 | 2.3483 | 0.022395 | 94.0532
| All | All Customers | Monthly System Peak Day | June | SCE 1-in-10 | 20 | 2.7637 | 2.695 | 2.4977 | 2.3892 | 0.011907 | 89.6531
| All | All Customers | Monthly System Peak Day | June | SCE 1-in-10 | 21 | 2.6096 | 2.5578 | 2.3884 | 2.2968 | 0.018749 | 85.2183
| All | All Customers | Monthly System Peak Day | June | SCE 1-in-10 | 22 | 2.4198 | 2.3762 | 2.8114 | 2.8582 | 0.026563 | 81.147
| All | All Customers | Monthly System Peak Day | June | SCE 1-in-10 | 23 | 2.1576 | 2.1307 | 2.2674 | 2.2823 | 0.019031 | 77.4275
| All | All Customers | Monthly System Peak Day | June | SCE 1-in-10 | 24 | 1.7772 | 1.756 | 1.8375 | 1.823 | 0.016955 | 74.9936
| All | All Customers | Monthly System Peak Day | June | SCE 1-in-2 | 1 | 1.027 | 1.003 | 1.027 | 1.003 | 0 | 67.6901
| All | All Customers | Monthly System Peak Day | June | SCE 1-in-2 | 2 | 0.86462 | 0.84482 | 0.86462 | 0.84482 | 0 | 66.5736
| All | All Customers | Monthly System Peak Day | June | SCE 1-in-2 | 3 | 0.76129 | 0.74104 | 0.76129 | 0.74104 | 0 | 65.6522
| All | All Customers | Monthly System Peak Day | June | SCE 1-in-2 | 4 | 0.68696 | 0.66799 | 0.68696 | 0.66799 | 0 | 64.7249
| All | All Customers | Monthly System Peak Day | June | SCE 1-in-2 | 5 | 0.6414 | 0.6251 | 0.6414 | 0.6251 | 0 | 63.9909
| All | All Customers | Monthly System Peak Day | June | SCE 1-in-2 | 6 | 0.62327 | 0.62062 | 0.62327 | 0.62062 | 0 | 63.0472
| All | All Customers | Monthly System Peak Day | June | SCE 1-in-2 | 7 | 0.62284 | 0.65583 | 0.62284 | 0.65583 | 0 | 62.4293
| All | All Customers | Monthly System Peak Day | June | SCE 1-in-2 | 8 | 0.60577 | 0.63445 | 0.60577 | 0.63445 | 0 | 63.4201
| All | All Customers | Monthly System Peak Day | June | SCE 1-in-2 | 9 | 0.54025 | 0.52304 | 0.54025 | 0.52304 | 0 | 66.5802
| All | All Customers | Monthly System Peak Day | June | SCE 1-in-2 | 10 | 0.46627 | 0.44694 | 0.46627 | 0.44694 | 0 | 71.1163
| All | All Customers | Monthly System Peak Day | June | SCE 1-in-2 | 11 | 0.38003 | 0.36559 | 0.38003 | 0.36559 | 0 | 75.111
| All | All Customers | Monthly System Peak Day | June | SCE 1-in-2 | 12 | 0.4068 | 0.38537 | 0.4068 | 0.38537 | 0 | 78.6497
| All | All Customers | Monthly System Peak Day | June | SCE 1-in-2 | 13 | 0.55034 | 0.50921 | 0.55034 | 0.50921 | 0 | 80.4375
| All | All Customers | Monthly System Peak Day | June | SCE 1-in-2 | 14 | 0.72623 | 0.67765 | 0.72623 | 0.67765 | 0 | 82.0062
| All | All Customers | Monthly System Peak Day | June | SCE 1-in-2 | 15 | 0.93126 | 0.88321 | 0.93126 | 0.88321 | 0 | 83.9146
| All | All Customers | Monthly System Peak Day | June | SCE 1-in-2 | 16 | 1.1915 | 1.1481 | 1.1915 | 1.1481 | 0 | 85.0964
| All | All Customers | Monthly System Peak Day | June | SCE 1-in-2 | 17 | 1.4426 | 1.4103 | 0.61091 | 0.52158 | 0.018852 | 85.5063
| All | All Customers | Monthly System Peak Day | June | SCE 1-in-2 | 18 | 1.6847 | 1.6395 | 1.2466 | 1.1752 | 0.10482 | 84.5917
| All | All Customers | Monthly System Peak Day | June | SCE 1-in-2 | 19 | 1.8258 | 1.7555 | 1.6355 | 1.4779 | 0.065958 | 82.3663
| All | All Customers | Monthly System Peak Day | June | SCE 1-in-2 | 20 | 1.806 | 1.7373 | 1.6419 | 1.5334 | 0.031872 | 79.5689
| All | All Customers | Monthly System Peak Day | June | SCE 1-in-2 | 21 | 1.7472 | 1.6953 | 1.6158 | 1.5242 | 0.039976 | 76.3262
| All | All Customers | Monthly System Peak Day | June | SCE 1-in-2 | 22 | 1.6269 | 1.5833 | 1.9807 | 2.0276 | 0.054463 | 73.2839
| All | All Customers | Monthly System Peak Day | June | SCE 1-in-2 | 23 | 1.466 | 1.4391 | 1.5101 | 1.525 | 0.032968 | 71.5086
| All | All Customers | Monthly System Peak Day | June | SCE 1-in-2 | 24 | 1.237 | 1.2157 | 1.2616 | 1.2471 | 0.012316 | 69.9099
| All | All Customers | Monthly System Peak Day | March | CAISO 1-in-10 | 1 | 0.92735 | 0.90341 | 0.92735 | 0.90341 | 0 | 66.0418
| All | All Customers | Monthly System Peak Day | March | CAISO 1-in-10 | 2 | 0.78104 | 0.76124 | 0.78104 | 0.76124 | 0 | 64.0641
| All | All Customers | Monthly System Peak Day | March | CAISO 1-in-10 | 3 | 0.67893 | 0.65867 | 0.67893 | 0.65867 | 0 | 62.4139
| All | All Customers | Monthly System Peak Day | March | CAISO 1-in-10 | 4 | 0.63211 | 0.61315 | 0.63211 | 0.61315 | 0 | 61.3722
| All | All Customers | Monthly System Peak Day | March | CAISO 1-in-10 | 5 | 0.61061 | 0.59431 | 0.61061 | 0.59431 | 0 | 60.5599
| All | All Customers | Monthly System Peak Day | March | CAISO 1-in-10 | 6 | 0.60126 | 0.59861 | 0.60126 | 0.59861 | 0 | 59.6439
| All | All Customers | Monthly System Peak Day | March | CAISO 1-in-10 | 7 | 0.61468 | 0.64767 | 0.61468 | 0.64767 | 0 | 59.4496
| All | All Customers | Monthly System Peak Day | March | CAISO 1-in-10 | 8 | 0.59004 | 0.61872 | 0.59004 | 0.61872 | 0 | 59.0308
| All | All Customers | Monthly System Peak Day | March | CAISO 1-in-10 | 9 | 0.48576 | 0.46855 | 0.48576 | 0.46855 | 0 | 60.5253
| All | All Customers | Monthly System Peak Day | March | CAISO 1-in-10 | 10 | 0.35766 | 0.33833 | 0.35766 | 0.33833 | 0 | 65.5726
| All | All Customers | Monthly System Peak Day | March | CAISO 1-in-10 | 11 | 0.31371 | 0.29926 | 0.31371 | 0.29926 | 0 | 71.2384
| All | All Customers | Monthly System Peak Day | March | CAISO 1-in-10 | 12 | 0.27991 | 0.25849 | 0.27991 | 0.25849 | 0 | 76.6852
| All | All Customers | Monthly System Peak Day | March | CAISO 1-in-10 | 13 | 0.34907 | 0.30793 | 0.34907 | 0.30793 | 0 | 81.6651
| All | All Customers | Monthly System Peak Day | March | CAISO 1-in-10 | 14 | 0.51455 | 0.46596 | 0.51455 | 0.46596 | 0 | 84.1058
| All | All Customers | Monthly System Peak Day | March | CAISO 1-in-10 | 15 | 0.73219 | 0.68414 | 0.73219 | 0.68414 | 0 | 84.8348
| All | All Customers | Monthly System Peak Day | March | CAISO 1-in-10 | 16 | 1.0066 | 0.96321 | 1.0066 | 0.96321 | 0 | 85.668
| All | All Customers | Monthly System Peak Day | March | CAISO 1-in-10 | 17 | 1.2741 | 1.2418 | 0.42188 | 0.33255 | 0.017685 | 86.484
| All | All Customers | Monthly System Peak Day | March | CAISO 1-in-10 | 18 | 1.5095 | 1.4643 | 1.034 | 0.96254 | 0.093171 | 86.3944
| All | All Customers | Monthly System Peak Day | March | CAISO 1-in-10 | 19 | 1.6494 | 1.579 | 1.412 | 1.2544 | 0.054515 | 85.0495
| All | All Customers | Monthly System Peak Day | March | CAISO 1-in-10 | 20 | 1.675 | 1.6063 | 1.4805 | 1.3721 | 0.02464 | 82.5735
| All | All Customers | Monthly System Peak Day | March | CAISO 1-in-10 | 21 | 1.6328 | 1.581 | 1.4779 | 1.3863 | 0.034134 | 78.6545
| All | All Customers | Monthly System Peak Day | March | CAISO 1-in-10 | 22 | 1.5008 | 1.4573 | 1.8664 | 1.9132 | 0.044652 | 75.7095
| All | All Customers | Monthly System Peak Day | March | CAISO 1-in-10 | 23 | 1.3522 | 1.3253 | 1.4118 | 1.4266 | 0.029329 | 72.9053
| All | All Customers | Monthly System Peak Day | March | CAISO 1-in-10 | 24 | 1.156 | 1.1347 | 1.1807 | 1.1662 | 0.012356 | 69.9211
| All | All Customers | Monthly System Peak Day | March | CAISO 1-in-2 | 1 | 0.73719 | 0.71326 | 0.73719 | 0.71326 | 0 | 57.5383
| All | All Customers | Monthly System Peak Day | March | CAISO 1-in-2 | 2 | 0.66253 | 0.64273 | 0.66253 | 0.64273 | 0 | 56.267
| All | All Customers | Monthly System Peak Day | March | CAISO 1-in-2 | 3 | 0.61176 | 0.59151 | 0.61176 | 0.59151 | 0 | 54.855
| All | All Customers | Monthly System Peak Day | March | CAISO 1-in-2 | 4 | 0.57892 | 0.55995 | 0.57892 | 0.55995 | 0 | 53.6785
| All | All Customers | Monthly System Peak Day | March | CAISO 1-in-2 | 5 | 0.56743 | 0.55112 | 0.56743 | 0.55112 | 0 | 52.9521
| All | All Customers | Monthly System Peak Day | March | CAISO 1-in-2 | 6 | 0.5824 | 0.57975 | 0.5824 | 0.57975 | 0 | 51.9576
| All | All Customers | Monthly System Peak Day | March | CAISO 1-in-2 | 7 | 0.62364 | 0.65663 | 0.62364 | 0.65663 | 0 | 51.4913
| All | All Customers | Monthly System Peak Day | March | CAISO 1-in-2 | 8 | 0.60451 | 0.63319 | 0.60451 | 0.63319 | 0 | 50.8513
| All | All Customers | Monthly System Peak Day | March | CAISO 1-in-2 | 9 | 0.48496 | 0.46775 | 0.48496 | 0.46775 | 0 | 51.1685
| All | All Customers | Monthly System Peak Day | March | CAISO 1-in-2 | 10 | 0.33577 | 0.31644 | 0.33577 | 0.31644 | 0 | 54.3254
| All | All Customers | Monthly System Peak Day | March | CAISO 1-in-2 | 11 | 0.21702 | 0.20257 | 0.21702 | 0.20257 | 0 | 59.1082
| All | All Customers | Monthly System Peak Day | March | CAISO 1-in-2 | 12 | 0.15112 | 0.12969 | 0.15112 | 0.12969 | 0 | 63.5677
| All | All Customers | Monthly System Peak Day | March | CAISO 1-in-2 | 13 | 0.13851 | 0.09737 | 0.13851 | 0.09737 | 0 | 66.6845
| All | All Customers | Monthly System Peak Day | March | CAISO 1-in-2 | 14 | 0.16438 | 0.1158 | 0.16438 | 0.1158 | 0 | 68.3149
| All | All Customers | Monthly System Peak Day | March | CAISO 1-in-2 | 15 | 0.23675 | 0.18871 | 0.23675 | 0.18871 | 0 | 69.5056
| All | All Customers | Monthly System Peak Day | March | CAISO 1-in-2 | 16 | 0.37252 | 0.32909 | 0.37252 | 0.32909 | 0 | 70.5038
| All | All Customers | Monthly System Peak Day | March | CAISO 1-in-2 | 17 | 0.54953 | 0.5172 | 0.54267 | 0.51034 | 0.0034308 | 70.9222
| All | All Customers | Monthly System Peak Day | March | CAISO 1-in-2 | 18 | 0.77944 | 0.73431 | 0.77944 | 0.73431 | 0 | 70.4225
| All | All Customers | Monthly System Peak Day | March | CAISO 1-in-2 | 19 | 0.96484 | 0.89446 | 0.96484 | 0.89324 | 0 | 68.848
| All | All Customers | Monthly System Peak Day | March | CAISO 1-in-2 | 20 | 1.0595 | 0.99076 | 1.0344 | 0.96255 | 0.012558 | 65.8008
| All | All Customers | Monthly System Peak Day | March | CAISO 1-in-2 | 21 | 1.061 | 1.0091 | 1.061 | 0.97558 | 0 | 62.8408
| All | All Customers | Monthly System Peak Day | March | CAISO 1-in-2 | 22 | 1.0009 | 0.95736 | 1.0596 | 1.016 | 0.029325 | 60.9821
| All | All Customers | Monthly System Peak Day | March | CAISO 1-in-2 | 23 | 0.92888 | 0.90197 | 0.92888 | 0.90197 | 0 | 59.434
| All | All Customers | Monthly System Peak Day | March | CAISO 1-in-2 | 24 | 0.81157 | 0.79032 | 0.81157 | 0.79032 | 0 | 57.9586
| All | All Customers | Monthly System Peak Day | March | SCE 1-in-10 | 1 | 0.97261 | 0.94867 | 0.97261 | 0.94867 | 0 | 67.3312
| All | All Customers | Monthly System Peak Day | March | SCE 1-in-10 | 2 | 0.8161 | 0.7963 | 0.8161 | 0.7963 | 0 | 65.6469
| All | All Customers | Monthly System Peak Day | March | SCE 1-in-10 | 3 | 0.70206 | 0.68181 | 0.70206 | 0.68181 | 0 | 64.0567
| All | All Customers | Monthly System Peak Day | March | SCE 1-in-10 | 4 | 0.64506 | 0.62609 | 0.64506 | 0.62609 | 0 | 62.7963
| All | All Customers | Monthly System Peak Day | March | SCE 1-in-10 | 5 | 0.61844 | 0.60214 | 0.61844 | 0.60214 | 0 | 61.8248
| All | All Customers | Monthly System Peak Day | March | SCE 1-in-10 | 6 | 0.60905 | 0.6064 | 0.60905 | 0.6064 | 0 | 61.0591
| All | All Customers | Monthly System Peak Day | March | SCE 1-in-10 | 7 | 0.62199 | 0.65498 | 0.62199 | 0.65498 | 0 | 60.8101
| All | All Customers | Monthly System Peak Day | March | SCE 1-in-10 | 8 | 0.5973 | 0.62598 | 0.5973 | 0.62598 | 0 | 60.4556
| All | All Customers | Monthly System Peak Day | March | SCE 1-in-10 | 9 | 0.49373 | 0.47653 | 0.49373 | 0.47653 | 0 | 61.8626
| All | All Customers | Monthly System Peak Day | March | SCE 1-in-10 | 10 | 0.36679 | 0.34746 | 0.36679 | 0.34746 | 0 | 66.7927
| All | All Customers | Monthly System Peak Day | March | SCE 1-in-10 | 11 | 0.30288 | 0.28843 | 0.30288 | 0.28843 | 0 | 72.1478
| All | All Customers | Monthly System Peak Day | March | SCE 1-in-10 | 12 | 0.27746 | 0.25603 | 0.27746 | 0.25603 | 0 | 77.0169
| All | All Customers | Monthly System Peak Day | March | SCE 1-in-10 | 13 | 0.36106 | 0.31992 | 0.36106 | 0.31992 | 0 | 80.9432
| All | All Customers | Monthly System Peak Day | March | SCE 1-in-10 | 14 | 0.52315 | 0.47456 | 0.52315 | 0.47456 | 0 | 83.1883
| All | All Customers | Monthly System Peak Day | March | SCE 1-in-10 | 15 | 0.73519 | 0.68715 | 0.73519 | 0.68715 | 0 | 85.133
| All | All Customers | Monthly System Peak Day | March | SCE 1-in-10 | 16 | 1.0095 | 0.96603 | 1.0095 | 0.96603 | 0 | 85.8382
| All | All Customers | Monthly System Peak Day | March | SCE 1-in-10 | 17 | 1.2727 | 1.2404 | 0.4372 | 0.34786 | 0.018627 | 85.6883
| All | All Customers | Monthly System Peak Day | March | SCE 1-in-10 | 18 | 1.5175 | 1.4724 | 1.0794 | 1.008 | 0.10479 | 84.5964
| All | All Customers | Monthly System Peak Day | March | SCE 1-in-10 | 19 | 1.6606 | 1.5902 | 1.4536 | 1.296 | 0.061866 | 83.3185
| All | All Customers | Monthly System Peak Day | March | SCE 1-in-10 | 20 | 1.6695 | 1.6008 | 1.4931 | 1.3846 | 0.0289 | 80.7853
| All | All Customers | Monthly System Peak Day | March | SCE 1-in-10 | 21 | 1.6228 | 1.5709 | 1.4864 | 1.3948 | 0.038729 | 76.8201
| All | All Customers | Monthly System Peak Day | March | SCE 1-in-10 | 22 | 1.5049 | 1.4613 | 1.8595 | 1.9063 | 0.05385 | 73.4322
| All | All Customers | Monthly System Peak Day | March | SCE 1-in-10 | 23 | 1.3602 | 1.3333 | 1.3972 | 1.4121 | 0.034668 | 70.8707
| All | All Customers | Monthly System Peak Day | March | SCE 1-in-10 | 24 | 1.1487 | 1.1275 | 1.1621 | 1.1476 | 0.0066998 | 68.3059
| All | All Customers | Monthly System Peak Day | March | SCE 1-in-2 | 1 | 0.73709 | 0.71315 | 0.73709 | 0.71315 | 0 | 57.1886
| All | All Customers | Monthly System Peak Day | March | SCE 1-in-2 | 2 | 0.66243 | 0.64263 | 0.66243 | 0.64263 | 0 | 55.9152
| All | All Customers | Monthly System Peak Day | March | SCE 1-in-2 | 3 | 0.61168 | 0.59143 | 0.61168 | 0.59143 | 0 | 54.348
| All | All Customers | Monthly System Peak Day | March | SCE 1-in-2 | 4 | 0.57887 | 0.55991 | 0.57887 | 0.55991 | 0 | 53.5074
| All | All Customers | Monthly System Peak Day | March | SCE 1-in-2 | 5 | 0.56743 | 0.55113 | 0.56743 | 0.55113 | 0 | 52.606
| All | All Customers | Monthly System Peak Day | March | SCE 1-in-2 | 6 | 0.58247 | 0.57982 | 0.58247 | 0.57982 | 0 | 51.8622
| All | All Customers | Monthly System Peak Day | March | SCE 1-in-2 | 7 | 0.6238 | 0.65679 | 0.6238 | 0.65679 | 0 | 51.2869
| All | All Customers | Monthly System Peak Day | March | SCE 1-in-2 | 8 | 0.60465 | 0.63333 | 0.60465 | 0.63333 | 0 | 50.8487
| All | All Customers | Monthly System Peak Day | March | SCE 1-in-2 | 9 | 0.48505 | 0.46785 | 0.48505 | 0.46785 | 0 | 51.4212
| All | All Customers | Monthly System Peak Day | March | SCE 1-in-2 | 10 | 0.336 | 0.31667 | 0.336 | 0.31667 | 0 | 54.6756
| All | All Customers | Monthly System Peak Day | March | SCE 1-in-2 | 11 | 0.21709 | 0.20264 | 0.21709 | 0.20264 | 0 | 59.5019
| All | All Customers | Monthly System Peak Day | March | SCE 1-in-2 | 12 | 0.14711 | 0.12568 | 0.14711 | 0.12568 | 0 | 63.9508
| All | All Customers | Monthly System Peak Day | March | SCE 1-in-2 | 13 | 0.13813 | 0.096992 | 0.13813 | 0.096992 | 0 | 66.8341
| All | All Customers | Monthly System Peak Day | March | SCE 1-in-2 | 14 | 0.16414 | 0.11556 | 0.16414 | 0.11556 | 0 | 68.4272
| All | All Customers | Monthly System Peak Day | March | SCE 1-in-2 | 15 | 0.23646 | 0.18842 | 0.23646 | 0.18842 | 0 | 69.5607
| All | All Customers | Monthly System Peak Day | March | SCE 1-in-2 | 16 | 0.37156 | 0.32813 | 0.37156 | 0.32813 | 0 | 70.4207
| All | All Customers | Monthly System Peak Day | March | SCE 1-in-2 | 17 | 0.54758 | 0.51525 | 0.54145 | 0.50912 | 0.0030637 | 70.5864
| All | All Customers | Monthly System Peak Day | March | SCE 1-in-2 | 18 | 0.7797 | 0.73456 | 0.7797 | 0.73456 | 0 | 70.1341
| All | All Customers | Monthly System Peak Day | March | SCE 1-in-2 | 19 | 0.96506 | 0.89468 | 0.96506 | 0.89346 | 0 | 68.6598
| All | All Customers | Monthly System Peak Day | March | SCE 1-in-2 | 20 | 1.0591 | 0.99035 | 1.0327 | 0.96296 | 0.01317 | 65.922
| All | All Customers | Monthly System Peak Day | March | SCE 1-in-2 | 21 | 1.0602 | 1.0083 | 1.0602 | 0.97636 | 0 | 63.0194
| All | All Customers | Monthly System Peak Day | March | SCE 1-in-2 | 22 | 1.0005 | 0.95689 | 1.0577 | 1.0141 | 0.02862 | 61.0496
| All | All Customers | Monthly System Peak Day | March | SCE 1-in-2 | 23 | 0.92851 | 0.9016 | 0.92851 | 0.9016 | 0 | 59.4685
| All | All Customers | Monthly System Peak Day | March | SCE 1-in-2 | 24 | 0.81131 | 0.79006 | 0.81131 | 0.79006 | 0 | 58.1094
| All | All Customers | Monthly System Peak Day | May | CAISO 1-in-10 | 1 | 1.3397 | 1.3158 | 1.3397 | 1.3158 | 0 | 74.6073
| All | All Customers | Monthly System Peak Day | May | CAISO 1-in-10 | 2 | 1.099 | 1.0792 | 1.099 | 1.0792 | 0 | 73.0527
| All | All Customers | Monthly System Peak Day | May | CAISO 1-in-10 | 3 | 0.91908 | 0.89882 | 0.91908 | 0.89882 | 0 | 71.2986
| All | All Customers | Monthly System Peak Day | May | CAISO 1-in-10 | 4 | 0.80422 | 0.78525 | 0.80422 | 0.78525 | 0 | 69.8842
| All | All Customers | Monthly System Peak Day | May | CAISO 1-in-10 | 5 | 0.74175 | 0.72545 | 0.74175 | 0.72545 | 0 | 68.9498
| All | All Customers | Monthly System Peak Day | May | CAISO 1-in-10 | 6 | 0.70222 | 0.69957 | 0.70222 | 0.69957 | 0 | 67.7988
| All | All Customers | Monthly System Peak Day | May | CAISO 1-in-10 | 7 | 0.68979 | 0.72278 | 0.68979 | 0.72278 | 0 | 67.4213
| All | All Customers | Monthly System Peak Day | May | CAISO 1-in-10 | 8 | 0.6768 | 0.70548 | 0.6768 | 0.70548 | 0 | 67.9886
| All | All Customers | Monthly System Peak Day | May | CAISO 1-in-10 | 9 | 0.6857 | 0.6685 | 0.6857 | 0.6685 | 0 | 72.4008
| All | All Customers | Monthly System Peak Day | May | CAISO 1-in-10 | 10 | 0.7324 | 0.71307 | 0.7324 | 0.71307 | 0 | 79.0322
| All | All Customers | Monthly System Peak Day | May | CAISO 1-in-10 | 11 | 0.74816 | 0.73372 | 0.74816 | 0.73372 | 0 | 85.1956
| All | All Customers | Monthly System Peak Day | May | CAISO 1-in-10 | 12 | 0.92573 | 0.9043 | 0.92573 | 0.9043 | 0 | 89.1838
| All | All Customers | Monthly System Peak Day | May | CAISO 1-in-10 | 13 | 1.231 | 1.1899 | 1.231 | 1.1899 | 0 | 92.1277
| All | All Customers | Monthly System Peak Day | May | CAISO 1-in-10 | 14 | 1.5703 | 1.5218 | 1.5703 | 1.5218 | 0 | 93.752
| All | All Customers | Monthly System Peak Day | May | CAISO 1-in-10 | 15 | 1.892 | 1.8439 | 1.892 | 1.8439 | 0 | 95.1621
| All | All Customers | Monthly System Peak Day | May | CAISO 1-in-10 | 16 | 2.2258 | 2.1824 | 2.2258 | 2.1824 | 0 | 95.5013
| All | All Customers | Monthly System Peak Day | May | CAISO 1-in-10 | 17 | 2.4908 | 2.4584 | 1.4547 | 1.3654 | 0.015373 | 95.2478
| All | All Customers | Monthly System Peak Day | May | CAISO 1-in-10 | 18 | 2.7109 | 2.6658 | 2.0688 | 1.9974 | 0.050534 | 94.4129
| All | All Customers | Monthly System Peak Day | May | CAISO 1-in-10 | 19 | 2.7793 | 2.7089 | 2.3956 | 2.2379 | 0.023856 | 93.3989
| All | All Customers | Monthly System Peak Day | May | CAISO 1-in-10 | 20 | 2.6643 | 2.5955 | 2.3867 | 2.2783 | 0.011495 | 90.7943
| All | All Customers | Monthly System Peak Day | May | CAISO 1-in-10 | 21 | 2.5281 | 2.4763 | 2.2903 | 2.1988 | 0.015563 | 86.8547
| All | All Customers | Monthly System Peak Day | May | CAISO 1-in-10 | 22 | 2.327 | 2.2834 | 2.7275 | 2.7743 | 0.023423 | 82.9941
| All | All Customers | Monthly System Peak Day | May | CAISO 1-in-10 | 23 | 2.0668 | 2.0399 | 2.2095 | 2.2244 | 0.015213 | 80.3831
| All | All Customers | Monthly System Peak Day | May | CAISO 1-in-10 | 24 | 1.7329 | 1.7116 | 1.8113 | 1.7968 | 0.013612 | 77.5954
| All | All Customers | Monthly System Peak Day | May | CAISO 1-in-2 | 1 | 0.97099 | 0.94705 | 0.97099 | 0.94705 | 0 | 66.928
| All | All Customers | Monthly System Peak Day | May | CAISO 1-in-2 | 2 | 0.8214 | 0.8016 | 0.8214 | 0.8016 | 0 | 65.4551
| All | All Customers | Monthly System Peak Day | May | CAISO 1-in-2 | 3 | 0.7081 | 0.68784 | 0.7081 | 0.68784 | 0 | 63.9628
| All | All Customers | Monthly System Peak Day | May | CAISO 1-in-2 | 4 | 0.64164 | 0.62267 | 0.64164 | 0.62267 | 0 | 62.4775
| All | All Customers | Monthly System Peak Day | May | CAISO 1-in-2 | 5 | 0.60597 | 0.58966 | 0.60597 | 0.58966 | 0 | 61.1752
| All | All Customers | Monthly System Peak Day | May | CAISO 1-in-2 | 6 | 0.59889 | 0.59624 | 0.59889 | 0.59624 | 0 | 60.4572
| All | All Customers | Monthly System Peak Day | May | CAISO 1-in-2 | 7 | 0.60299 | 0.63598 | 0.60299 | 0.63598 | 0 | 60.1858
| All | All Customers | Monthly System Peak Day | May | CAISO 1-in-2 | 8 | 0.5726 | 0.60128 | 0.5726 | 0.60128 | 0 | 60.5652
| All | All Customers | Monthly System Peak Day | May | CAISO 1-in-2 | 9 | 0.47948 | 0.46227 | 0.47948 | 0.46227 | 0 | 63.1739
| All | All Customers | Monthly System Peak Day | May | CAISO 1-in-2 | 10 | 0.38547 | 0.36614 | 0.38547 | 0.36614 | 0 | 68.0886
| All | All Customers | Monthly System Peak Day | May | CAISO 1-in-2 | 11 | 0.29704 | 0.2826 | 0.29704 | 0.2826 | 0 | 73.6276
| All | All Customers | Monthly System Peak Day | May | CAISO 1-in-2 | 12 | 0.26994 | 0.24852 | 0.26994 | 0.24852 | 0 | 78.3059
| All | All Customers | Monthly System Peak Day | May | CAISO 1-in-2 | 13 | 0.3743 | 0.33317 | 0.3743 | 0.33317 | 0 | 81.5103
| All | All Customers | Monthly System Peak Day | May | CAISO 1-in-2 | 14 | 0.53863 | 0.49004 | 0.53863 | 0.49004 | 0 | 83.5402
| All | All Customers | Monthly System Peak Day | May | CAISO 1-in-2 | 15 | 0.7457 | 0.69765 | 0.7457 | 0.69765 | 0 | 84.7778
| All | All Customers | Monthly System Peak Day | May | CAISO 1-in-2 | 16 | 1.0085 | 0.96505 | 1.0085 | 0.96505 | 0 | 85.6417
| All | All Customers | Monthly System Peak Day | May | CAISO 1-in-2 | 17 | 1.2604 | 1.2281 | 0.43062 | 0.34129 | 0.01897 | 85.4127
| All | All Customers | Monthly System Peak Day | May | CAISO 1-in-2 | 18 | 1.4997 | 1.4545 | 1.0731 | 1.0017 | 0.10846 | 84.0392
| All | All Customers | Monthly System Peak Day | May | CAISO 1-in-2 | 19 | 1.6509 | 1.5805 | 1.4734 | 1.3157 | 0.069111 | 81.6367
| All | All Customers | Monthly System Peak Day | May | CAISO 1-in-2 | 20 | 1.6547 | 1.5859 | 1.4993 | 1.3909 | 0.034036 | 78.694
| All | All Customers | Monthly System Peak Day | May | CAISO 1-in-2 | 21 | 1.6035 | 1.5517 | 1.4918 | 1.4002 | 0.044926 | 74.3782
| All | All Customers | Monthly System Peak Day | May | CAISO 1-in-2 | 22 | 1.5006 | 1.457 | 1.8427 | 1.8895 | 0.064848 | 70.8201
| All | All Customers | Monthly System Peak Day | May | CAISO 1-in-2 | 23 | 1.3601 | 1.3332 | 1.3752 | 1.3901 | 0.0075581 | 68.902
| All | All Customers | Monthly System Peak Day | May | CAISO 1-in-2 | 24 | 1.1418 | 1.1206 | 1.1441 | 1.1296 | 0.0011202 | 66.7124
| All | All Customers | Monthly System Peak Day | May | SCE 1-in-10 | 1 | 1.3397 | 1.3158 | 1.3397 | 1.3158 | 0 | 74.6073
| All | All Customers | Monthly System Peak Day | May | SCE 1-in-10 | 2 | 1.099 | 1.0792 | 1.099 | 1.0792 | 0 | 73.0527
| All | All Customers | Monthly System Peak Day | May | SCE 1-in-10 | 3 | 0.91908 | 0.89882 | 0.91908 | 0.89882 | 0 | 71.2986
| All | All Customers | Monthly System Peak Day | May | SCE 1-in-10 | 4 | 0.80422 | 0.78525 | 0.80422 | 0.78525 | 0 | 69.8842
| All | All Customers | Monthly System Peak Day | May | SCE 1-in-10 | 5 | 0.74175 | 0.72545 | 0.74175 | 0.72545 | 0 | 68.9498
| All | All Customers | Monthly System Peak Day | May | SCE 1-in-10 | 6 | 0.70222 | 0.69957 | 0.70222 | 0.69957 | 0 | 67.7988
| All | All Customers | Monthly System Peak Day | May | SCE 1-in-10 | 7 | 0.68979 | 0.72278 | 0.68979 | 0.72278 | 0 | 67.4213
| All | All Customers | Monthly System Peak Day | May | SCE 1-in-10 | 8 | 0.6768 | 0.70548 | 0.6768 | 0.70548 | 0 | 67.9886
| All | All Customers | Monthly System Peak Day | May | SCE 1-in-10 | 9 | 0.6857 | 0.6685 | 0.6857 | 0.6685 | 0 | 72.4008
| All | All Customers | Monthly System Peak Day | May | SCE 1-in-10 | 10 | 0.7324 | 0.71307 | 0.7324 | 0.71307 | 0 | 79.0322
| All | All Customers | Monthly System Peak Day | May | SCE 1-in-10 | 11 | 0.74816 | 0.73372 | 0.74816 | 0.73372 | 0 | 85.1956
| All | All Customers | Monthly System Peak Day | May | SCE 1-in-10 | 12 | 0.92573 | 0.9043 | 0.92573 | 0.9043 | 0 | 89.1838
| All | All Customers | Monthly System Peak Day | May | SCE 1-in-10 | 13 | 1.231 | 1.1899 | 1.231 | 1.1899 | 0 | 92.1277
| All | All Customers | Monthly System Peak Day | May | SCE 1-in-10 | 14 | 1.5703 | 1.5218 | 1.5703 | 1.5218 | 0 | 93.752
| All | All Customers | Monthly System Peak Day | May | SCE 1-in-10 | 15 | 1.892 | 1.8439 | 1.892 | 1.8439 | 0 | 95.1621
| All | All Customers | Monthly System Peak Day | May | SCE 1-in-10 | 16 | 2.2258 | 2.1824 | 2.2258 | 2.1824 | 0 | 95.5013
| All | All Customers | Monthly System Peak Day | May | SCE 1-in-10 | 17 | 2.4908 | 2.4584 | 1.4547 | 1.3654 | 0.015373 | 95.2478
| All | All Customers | Monthly System Peak Day | May | SCE 1-in-10 | 18 | 2.7109 | 2.6658 | 2.0688 | 1.9974 | 0.050534 | 94.4129
| All | All Customers | Monthly System Peak Day | May | SCE 1-in-10 | 19 | 2.7793 | 2.7089 | 2.3956 | 2.2379 | 0.023856 | 93.3989
| All | All Customers | Monthly System Peak Day | May | SCE 1-in-10 | 20 | 2.6643 | 2.5955 | 2.3867 | 2.2783 | 0.011495 | 90.7943
| All | All Customers | Monthly System Peak Day | May | SCE 1-in-10 | 21 | 2.5281 | 2.4763 | 2.2903 | 2.1988 | 0.015563 | 86.8547
| All | All Customers | Monthly System Peak Day | May | SCE 1-in-10 | 22 | 2.327 | 2.2834 | 2.7275 | 2.7743 | 0.023423 | 82.9941
| All | All Customers | Monthly System Peak Day | May | SCE 1-in-10 | 23 | 2.0668 | 2.0399 | 2.2095 | 2.2244 | 0.015213 | 80.3831
| All | All Customers | Monthly System Peak Day | May | SCE 1-in-10 | 24 | 1.7329 | 1.7116 | 1.8113 | 1.7968 | 0.013612 | 77.5954
| All | All Customers | Monthly System Peak Day | May | SCE 1-in-2 | 1 | 0.89532 | 0.87139 | 0.89532 | 0.87139 | 0 | 65.8556
| All | All Customers | Monthly System Peak Day | May | SCE 1-in-2 | 2 | 0.76617 | 0.74637 | 0.76617 | 0.74637 | 0 | 64.4
| All | All Customers | Monthly System Peak Day | May | SCE 1-in-2 | 3 | 0.68452 | 0.66427 | 0.68452 | 0.66427 | 0 | 63.2402
| All | All Customers | Monthly System Peak Day | May | SCE 1-in-2 | 4 | 0.63499 | 0.61602 | 0.63499 | 0.61602 | 0 | 62.2696
| All | All Customers | Monthly System Peak Day | May | SCE 1-in-2 | 5 | 0.60755 | 0.59125 | 0.60755 | 0.59125 | 0 | 61.2524
| All | All Customers | Monthly System Peak Day | May | SCE 1-in-2 | 6 | 0.59754 | 0.59489 | 0.59754 | 0.59489 | 0 | 60.2108
| All | All Customers | Monthly System Peak Day | May | SCE 1-in-2 | 7 | 0.59829 | 0.63128 | 0.59829 | 0.63128 | 0 | 59.5625
| All | All Customers | Monthly System Peak Day | May | SCE 1-in-2 | 8 | 0.57118 | 0.59986 | 0.57118 | 0.59986 | 0 | 60.2927
| All | All Customers | Monthly System Peak Day | May | SCE 1-in-2 | 9 | 0.46067 | 0.44347 | 0.46067 | 0.44347 | 0 | 63.7039
| All | All Customers | Monthly System Peak Day | May | SCE 1-in-2 | 10 | 0.37531 | 0.35597 | 0.37531 | 0.35597 | 0 | 68.5703
| All | All Customers | Monthly System Peak Day | May | SCE 1-in-2 | 11 | 0.26669 | 0.25224 | 0.26669 | 0.25224 | 0 | 73.8106
| All | All Customers | Monthly System Peak Day | May | SCE 1-in-2 | 12 | 0.23649 | 0.21506 | 0.23649 | 0.21506 | 0 | 78.2123
| All | All Customers | Monthly System Peak Day | May | SCE 1-in-2 | 13 | 0.33471 | 0.29357 | 0.33471 | 0.29357 | 0 | 81.2942
| All | All Customers | Monthly System Peak Day | May | SCE 1-in-2 | 14 | 0.49709 | 0.44851 | 0.49709 | 0.44851 | 0 | 83.7532
| All | All Customers | Monthly System Peak Day | May | SCE 1-in-2 | 15 | 0.71348 | 0.66544 | 0.71348 | 0.66544 | 0 | 84.706
| All | All Customers | Monthly System Peak Day | May | SCE 1-in-2 | 16 | 0.98921 | 0.94578 | 0.98921 | 0.94578 | 0 | 85.5403
| All | All Customers | Monthly System Peak Day | May | SCE 1-in-2 | 17 | 1.2569 | 1.2245 | 0.41754 | 0.32821 | 0.018406 | 85.8688
| All | All Customers | Monthly System Peak Day | May | SCE 1-in-2 | 18 | 1.5001 | 1.455 | 1.0525 | 0.98101 | 0.1018 | 85.0537
| All | All Customers | Monthly System Peak Day | May | SCE 1-in-2 | 19 | 1.6467 | 1.5764 | 1.4437 | 1.2861 | 0.062841 | 83.0911
| All | All Customers | Monthly System Peak Day | May | SCE 1-in-2 | 20 | 1.6533 | 1.5846 | 1.4817 | 1.3733 | 0.030069 | 80.3042
| All | All Customers | Monthly System Peak Day | May | SCE 1-in-2 | 21 | 1.6057 | 1.5538 | 1.4751 | 1.3835 | 0.040185 | 76.2434
| All | All Customers | Monthly System Peak Day | May | SCE 1-in-2 | 22 | 1.4934 | 1.4498 | 1.8436 | 1.8905 | 0.057615 | 72.5281
| All | All Customers | Monthly System Peak Day | May | SCE 1-in-2 | 23 | 1.3507 | 1.3238 | 1.3823 | 1.3971 | 0.015768 | 70.3799
| All | All Customers | Monthly System Peak Day | May | SCE 1-in-2 | 24 | 1.143 | 1.1217 | 1.1597 | 1.1451 | 0.0083463 | 68.7761
| All | All Customers | Monthly System Peak Day | November | CAISO 1-in-10 | 1 | 1.1225 | 1.0985 | 1.1225 | 1.0985 | 0 | 70.1669
| All | All Customers | Monthly System Peak Day | November | CAISO 1-in-10 | 2 | 0.93017 | 0.91037 | 0.93017 | 0.91037 | 0 | 68.6085
| All | All Customers | Monthly System Peak Day | November | CAISO 1-in-10 | 3 | 0.82939 | 0.80913 | 0.82939 | 0.80913 | 0 | 67.8244
| All | All Customers | Monthly System Peak Day | November | CAISO 1-in-10 | 4 | 0.73161 | 0.71264 | 0.73161 | 0.71264 | 0 | 66.297
| All | All Customers | Monthly System Peak Day | November | CAISO 1-in-10 | 5 | 0.68357 | 0.66727 | 0.68357 | 0.66727 | 0 | 65.4639
| All | All Customers | Monthly System Peak Day | November | CAISO 1-in-10 | 6 | 0.66122 | 0.65857 | 0.66122 | 0.65857 | 0 | 64.7562
| All | All Customers | Monthly System Peak Day | November | CAISO 1-in-10 | 7 | 0.65789 | 0.69088 | 0.65789 | 0.69088 | 0 | 64.4909
| All | All Customers | Monthly System Peak Day | November | CAISO 1-in-10 | 8 | 0.6519 | 0.68058 | 0.6519 | 0.68058 | 0 | 64.9988
| All | All Customers | Monthly System Peak Day | November | CAISO 1-in-10 | 9 | 0.57398 | 0.55677 | 0.57398 | 0.55677 | 0 | 66.6433
| All | All Customers | Monthly System Peak Day | November | CAISO 1-in-10 | 10 | 0.50731 | 0.48798 | 0.50731 | 0.48798 | 0 | 71.1857
| All | All Customers | Monthly System Peak Day | November | CAISO 1-in-10 | 11 | 0.47877 | 0.46432 | 0.47877 | 0.46432 | 0 | 78.311
| All | All Customers | Monthly System Peak Day | November | CAISO 1-in-10 | 12 | 0.51041 | 0.48899 | 0.51041 | 0.48899 | 0 | 84.2444
| All | All Customers | Monthly System Peak Day | November | CAISO 1-in-10 | 13 | 0.70251 | 0.66137 | 0.70251 | 0.66137 | 0 | 87.6743
| All | All Customers | Monthly System Peak Day | November | CAISO 1-in-10 | 14 | 0.95098 | 0.9024 | 0.95098 | 0.9024 | 0 | 89.4984
| All | All Customers | Monthly System Peak Day | November | CAISO 1-in-10 | 15 | 1.2171 | 1.1691 | 1.2171 | 1.1691 | 0 | 90.1977
| All | All Customers | Monthly System Peak Day | November | CAISO 1-in-10 | 16 | 1.516 | 1.4725 | 1.516 | 1.4725 | 0 | 90.3509
| All | All Customers | Monthly System Peak Day | November | CAISO 1-in-10 | 17 | 1.7759 | 1.7436 | 0.85646 | 0.76713 | 0.014865 | 89.6893
| All | All Customers | Monthly System Peak Day | November | CAISO 1-in-10 | 18 | 2.0112 | 1.9661 | 1.5037 | 1.4323 | 0.083549 | 87.9342
| All | All Customers | Monthly System Peak Day | November | CAISO 1-in-10 | 19 | 2.1358 | 2.0654 | 1.9016 | 1.744 | 0.055281 | 84.8677
| All | All Customers | Monthly System Peak Day | November | CAISO 1-in-10 | 20 | 2.0659 | 1.9971 | 1.8863 | 1.7779 | 0.028159 | 81.0918
| All | All Customers | Monthly System Peak Day | November | CAISO 1-in-10 | 21 | 1.9768 | 1.925 | 1.8309 | 1.7394 | 0.036363 | 77.7616
| All | All Customers | Monthly System Peak Day | November | CAISO 1-in-10 | 22 | 1.847 | 1.8035 | 2.2092 | 2.2561 | 0.047419 | 75.0114
| All | All Customers | Monthly System Peak Day | November | CAISO 1-in-10 | 23 | 1.6584 | 1.6315 | 1.717 | 1.7319 | 0.029559 | 72.8158
| All | All Customers | Monthly System Peak Day | November | CAISO 1-in-10 | 24 | 1.3847 | 1.3634 | 1.4166 | 1.4021 | 0.024929 | 70.9433
| All | All Customers | Monthly System Peak Day | November | CAISO 1-in-2 | 1 | 0.75909 | 0.73515 | 0.75909 | 0.73515 | 0 | 57.4645
| All | All Customers | Monthly System Peak Day | November | CAISO 1-in-2 | 2 | 0.67916 | 0.65936 | 0.67916 | 0.65936 | 0 | 56.0752
| All | All Customers | Monthly System Peak Day | November | CAISO 1-in-2 | 3 | 0.62326 | 0.60301 | 0.62326 | 0.60301 | 0 | 54.9702
| All | All Customers | Monthly System Peak Day | November | CAISO 1-in-2 | 4 | 0.58501 | 0.56604 | 0.58501 | 0.56604 | 0 | 54.1455
| All | All Customers | Monthly System Peak Day | November | CAISO 1-in-2 | 5 | 0.5669 | 0.5506 | 0.5669 | 0.5506 | 0 | 53.3014
| All | All Customers | Monthly System Peak Day | November | CAISO 1-in-2 | 6 | 0.5732 | 0.57055 | 0.5732 | 0.57055 | 0 | 52.4793
| All | All Customers | Monthly System Peak Day | November | CAISO 1-in-2 | 7 | 0.60057 | 0.63356 | 0.60057 | 0.63356 | 0 | 52.0649
| All | All Customers | Monthly System Peak Day | November | CAISO 1-in-2 | 8 | 0.57383 | 0.60251 | 0.57383 | 0.60251 | 0 | 51.8579
| All | All Customers | Monthly System Peak Day | November | CAISO 1-in-2 | 9 | 0.45886 | 0.44166 | 0.45886 | 0.44166 | 0 | 55.0234
| All | All Customers | Monthly System Peak Day | November | CAISO 1-in-2 | 10 | 0.30313 | 0.2838 | 0.30313 | 0.2838 | 0 | 61.044
| All | All Customers | Monthly System Peak Day | November | CAISO 1-in-2 | 11 | 0.14026 | 0.12582 | 0.14026 | 0.12582 | 0 | 67.3171
| All | All Customers | Monthly System Peak Day | November | CAISO 1-in-2 | 12 | 0.022655 | 0.0012265 | 0.022655 | 0.0012265 | 0 | 72.2864
| All | All Customers | Monthly System Peak Day | November | CAISO 1-in-2 | 13 | 0.041051 | -8.5771e-05 | 0.041051 | -8.5771e-05 | 0 | 75.6056
| All | All Customers | Monthly System Peak Day | November | CAISO 1-in-2 | 14 | 0.11254 | 0.063953 | 0.11254 | 0.063953 | 0 | 77.4642
| All | All Customers | Monthly System Peak Day | November | CAISO 1-in-2 | 15 | 0.23319 | 0.18514 | 0.23319 | 0.18514 | 0 | 78.3947
| All | All Customers | Monthly System Peak Day | November | CAISO 1-in-2 | 16 | 0.4112 | 0.36777 | 0.4112 | 0.36777 | 0 | 78.3787
| All | All Customers | Monthly System Peak Day | November | CAISO 1-in-2 | 17 | 0.60734 | 0.57501 | 0.42435 | 0.39201 | 0.031531 | 77.1987
| All | All Customers | Monthly System Peak Day | November | CAISO 1-in-2 | 18 | 0.84405 | 0.79891 | 0.6868 | 0.64166 | 0.078626 | 74.0569
| All | All Customers | Monthly System Peak Day | November | CAISO 1-in-2 | 19 | 1.0461 | 0.9757 | 1.0461 | 0.9097 | 0 | 70.3004
| All | All Customers | Monthly System Peak Day | November | CAISO 1-in-2 | 20 | 1.1152 | 1.0465 | 1.0678 | 0.95938 | 0.023682 | 68.0035
| All | All Customers | Monthly System Peak Day | November | CAISO 1-in-2 | 21 | 1.122 | 1.0702 | 1.0981 | 1.0065 | 0.011967 | 65.6838
| All | All Customers | Monthly System Peak Day | November | CAISO 1-in-2 | 22 | 1.0601 | 1.0165 | 1.2963 | 1.2528 | 0.095461 | 63.8138
| All | All Customers | Monthly System Peak Day | November | CAISO 1-in-2 | 23 | 0.97999 | 0.95309 | 0.97999 | 0.95309 | 0 | 61.8112
| All | All Customers | Monthly System Peak Day | November | CAISO 1-in-2 | 24 | 0.84695 | 0.8257 | 0.84695 | 0.8257 | 0 | 60.1982
| All | All Customers | Monthly System Peak Day | November | SCE 1-in-10 | 1 | 1.1225 | 1.0985 | 1.1225 | 1.0985 | 0 | 70.1669
| All | All Customers | Monthly System Peak Day | November | SCE 1-in-10 | 2 | 0.93017 | 0.91037 | 0.93017 | 0.91037 | 0 | 68.6085
| All | All Customers | Monthly System Peak Day | November | SCE 1-in-10 | 3 | 0.82939 | 0.80913 | 0.82939 | 0.80913 | 0 | 67.8244
| All | All Customers | Monthly System Peak Day | November | SCE 1-in-10 | 4 | 0.73161 | 0.71264 | 0.73161 | 0.71264 | 0 | 66.297
| All | All Customers | Monthly System Peak Day | November | SCE 1-in-10 | 5 | 0.68357 | 0.66727 | 0.68357 | 0.66727 | 0 | 65.4639
| All | All Customers | Monthly System Peak Day | November | SCE 1-in-10 | 6 | 0.66122 | 0.65857 | 0.66122 | 0.65857 | 0 | 64.7562
| All | All Customers | Monthly System Peak Day | November | SCE 1-in-10 | 7 | 0.65789 | 0.69088 | 0.65789 | 0.69088 | 0 | 64.4909
| All | All Customers | Monthly System Peak Day | November | SCE 1-in-10 | 8 | 0.6519 | 0.68058 | 0.6519 | 0.68058 | 0 | 64.9988
| All | All Customers | Monthly System Peak Day | November | SCE 1-in-10 | 9 | 0.57398 | 0.55677 | 0.57398 | 0.55677 | 0 | 66.6433
| All | All Customers | Monthly System Peak Day | November | SCE 1-in-10 | 10 | 0.50731 | 0.48798 | 0.50731 | 0.48798 | 0 | 71.1857
| All | All Customers | Monthly System Peak Day | November | SCE 1-in-10 | 11 | 0.47877 | 0.46432 | 0.47877 | 0.46432 | 0 | 78.311
| All | All Customers | Monthly System Peak Day | November | SCE 1-in-10 | 12 | 0.51041 | 0.48899 | 0.51041 | 0.48899 | 0 | 84.2444
| All | All Customers | Monthly System Peak Day | November | SCE 1-in-10 | 13 | 0.70251 | 0.66137 | 0.70251 | 0.66137 | 0 | 87.6743
| All | All Customers | Monthly System Peak Day | November | SCE 1-in-10 | 14 | 0.95098 | 0.9024 | 0.95098 | 0.9024 | 0 | 89.4984
| All | All Customers | Monthly System Peak Day | November | SCE 1-in-10 | 15 | 1.2171 | 1.1691 | 1.2171 | 1.1691 | 0 | 90.1977
| All | All Customers | Monthly System Peak Day | November | SCE 1-in-10 | 16 | 1.516 | 1.4725 | 1.516 | 1.4725 | 0 | 90.3509
| All | All Customers | Monthly System Peak Day | November | SCE 1-in-10 | 17 | 1.7759 | 1.7436 | 0.85646 | 0.76713 | 0.014865 | 89.6893
| All | All Customers | Monthly System Peak Day | November | SCE 1-in-10 | 18 | 2.0112 | 1.9661 | 1.5037 | 1.4323 | 0.083549 | 87.9342
| All | All Customers | Monthly System Peak Day | November | SCE 1-in-10 | 19 | 2.1358 | 2.0654 | 1.9016 | 1.744 | 0.055281 | 84.8677
| All | All Customers | Monthly System Peak Day | November | SCE 1-in-10 | 20 | 2.0659 | 1.9971 | 1.8863 | 1.7779 | 0.028159 | 81.0918
| All | All Customers | Monthly System Peak Day | November | SCE 1-in-10 | 21 | 1.9768 | 1.925 | 1.8309 | 1.7394 | 0.036363 | 77.7616
| All | All Customers | Monthly System Peak Day | November | SCE 1-in-10 | 22 | 1.847 | 1.8035 | 2.2092 | 2.2561 | 0.047419 | 75.0114
| All | All Customers | Monthly System Peak Day | November | SCE 1-in-10 | 23 | 1.6584 | 1.6315 | 1.717 | 1.7319 | 0.029559 | 72.8158
| All | All Customers | Monthly System Peak Day | November | SCE 1-in-10 | 24 | 1.3847 | 1.3634 | 1.4166 | 1.4021 | 0.024929 | 70.9433
| All | All Customers | Monthly System Peak Day | November | SCE 1-in-2 | 1 | 0.85411 | 0.83017 | 0.85411 | 0.83017 | 0 | 63.7972
| All | All Customers | Monthly System Peak Day | November | SCE 1-in-2 | 2 | 0.74048 | 0.72068 | 0.74048 | 0.72068 | 0 | 62.2745
| All | All Customers | Monthly System Peak Day | November | SCE 1-in-2 | 3 | 0.67167 | 0.65142 | 0.67167 | 0.65142 | 0 | 61.2163
| All | All Customers | Monthly System Peak Day | November | SCE 1-in-2 | 4 | 0.62592 | 0.60696 | 0.62592 | 0.60696 | 0 | 60.3169
| All | All Customers | Monthly System Peak Day | November | SCE 1-in-2 | 5 | 0.6003 | 0.58399 | 0.6003 | 0.58399 | 0 | 59.5235
| All | All Customers | Monthly System Peak Day | November | SCE 1-in-2 | 6 | 0.59349 | 0.59084 | 0.59349 | 0.59084 | 0 | 58.4879
| All | All Customers | Monthly System Peak Day | November | SCE 1-in-2 | 7 | 0.60012 | 0.63311 | 0.60012 | 0.63311 | 0 | 58.2564
| All | All Customers | Monthly System Peak Day | November | SCE 1-in-2 | 8 | 0.57342 | 0.60211 | 0.57342 | 0.60211 | 0 | 58.0714
| All | All Customers | Monthly System Peak Day | November | SCE 1-in-2 | 9 | 0.46376 | 0.44655 | 0.46376 | 0.44655 | 0 | 60.4778
| All | All Customers | Monthly System Peak Day | November | SCE 1-in-2 | 10 | 0.34289 | 0.32356 | 0.34289 | 0.32356 | 0 | 65.6633
| All | All Customers | Monthly System Peak Day | November | SCE 1-in-2 | 11 | 0.21967 | 0.20522 | 0.21967 | 0.20522 | 0 | 72.1267
| All | All Customers | Monthly System Peak Day | November | SCE 1-in-2 | 12 | 0.14475 | 0.12332 | 0.14475 | 0.12332 | 0 | 77.8944
| All | All Customers | Monthly System Peak Day | November | SCE 1-in-2 | 13 | 0.21769 | 0.17656 | 0.21769 | 0.17656 | 0 | 81.9758
| All | All Customers | Monthly System Peak Day | November | SCE 1-in-2 | 14 | 0.36918 | 0.3206 | 0.36918 | 0.3206 | 0 | 84.4536
| All | All Customers | Monthly System Peak Day | November | SCE 1-in-2 | 15 | 0.57705 | 0.529 | 0.57705 | 0.529 | 0 | 85.6847
| All | All Customers | Monthly System Peak Day | November | SCE 1-in-2 | 16 | 0.8426 | 0.79917 | 0.8426 | 0.79917 | 0 | 85.7085
| All | All Customers | Monthly System Peak Day | November | SCE 1-in-2 | 17 | 1.0953 | 1.0629 | 0.2828 | 0.19347 | 0.020042 | 84.5882
| All | All Customers | Monthly System Peak Day | November | SCE 1-in-2 | 18 | 1.3406 | 1.2954 | 0.9618 | 0.89036 | 0.12384 | 81.7389
| All | All Customers | Monthly System Peak Day | November | SCE 1-in-2 | 19 | 1.5099 | 1.4396 | 1.396 | 1.2384 | 0.084949 | 78.0107
| All | All Customers | Monthly System Peak Day | November | SCE 1-in-2 | 20 | 1.5072 | 1.4384 | 1.3861 | 1.2776 | 0.042566 | 75.3046
| All | All Customers | Monthly System Peak Day | November | SCE 1-in-2 | 21 | 1.4735 | 1.4216 | 1.3778 | 1.2862 | 0.048991 | 72.79
| All | All Customers | Monthly System Peak Day | November | SCE 1-in-2 | 22 | 1.3819 | 1.3383 | 1.724 | 1.7709 | 0.064766 | 70.8394
| All | All Customers | Monthly System Peak Day | November | SCE 1-in-2 | 23 | 1.2547 | 1.2278 | 1.269 | 1.2839 | 0.0071717 | 68.8325
| All | All Customers | Monthly System Peak Day | November | SCE 1-in-2 | 24 | 1.0654 | 1.0441 | 1.0704 | 1.0559 | 0.0025228 | 67.113
| All | All Customers | Monthly System Peak Day | October | CAISO 1-in-10 | 1 | 1.5215 | 1.4975 | 1.5215 | 1.4975 | 0 | 77.6821
| All | All Customers | Monthly System Peak Day | October | CAISO 1-in-10 | 2 | 1.305 | 1.2852 | 1.305 | 1.2852 | 0 | 76.7476
| All | All Customers | Monthly System Peak Day | October | CAISO 1-in-10 | 3 | 1.1396 | 1.1193 | 1.1396 | 1.1193 | 0 | 75.8517
| All | All Customers | Monthly System Peak Day | October | CAISO 1-in-10 | 4 | 1.0015 | 0.98252 | 1.0015 | 0.98252 | 0 | 74.8153
| All | All Customers | Monthly System Peak Day | October | CAISO 1-in-10 | 5 | 0.91819 | 0.90189 | 0.91819 | 0.90189 | 0 | 74.3511
| All | All Customers | Monthly System Peak Day | October | CAISO 1-in-10 | 6 | 0.87179 | 0.86914 | 0.87179 | 0.86914 | 0 | 74.027
| All | All Customers | Monthly System Peak Day | October | CAISO 1-in-10 | 7 | 0.83585 | 0.86884 | 0.83585 | 0.86884 | 0 | 73.2939
| All | All Customers | Monthly System Peak Day | October | CAISO 1-in-10 | 8 | 0.82096 | 0.84964 | 0.82096 | 0.84964 | 0 | 72.8773
| All | All Customers | Monthly System Peak Day | October | CAISO 1-in-10 | 9 | 0.73921 | 0.722 | 0.73921 | 0.722 | 0 | 73.5933
| All | All Customers | Monthly System Peak Day | October | CAISO 1-in-10 | 10 | 0.67448 | 0.65515 | 0.67448 | 0.65515 | 0 | 77.3319
| All | All Customers | Monthly System Peak Day | October | CAISO 1-in-10 | 11 | 0.70014 | 0.6857 | 0.70014 | 0.6857 | 0 | 81.401
| All | All Customers | Monthly System Peak Day | October | CAISO 1-in-10 | 12 | 0.86134 | 0.83992 | 0.86134 | 0.83992 | 0 | 84.9722
| All | All Customers | Monthly System Peak Day | October | CAISO 1-in-10 | 13 | 1.12 | 1.0788 | 1.12 | 1.0788 | 0 | 87.6734
| All | All Customers | Monthly System Peak Day | October | CAISO 1-in-10 | 14 | 1.416 | 1.3674 | 1.416 | 1.3674 | 0 | 89.3143
| All | All Customers | Monthly System Peak Day | October | CAISO 1-in-10 | 15 | 1.7073 | 1.6593 | 1.7073 | 1.6593 | 0 | 90.091
| All | All Customers | Monthly System Peak Day | October | CAISO 1-in-10 | 16 | 2.021 | 1.9775 | 2.021 | 1.9775 | 0 | 90.8579
| All | All Customers | Monthly System Peak Day | October | CAISO 1-in-10 | 17 | 2.2863 | 2.254 | 1.3532 | 1.2638 | 0.014536 | 90.342
| All | All Customers | Monthly System Peak Day | October | CAISO 1-in-10 | 18 | 2.5377 | 2.4925 | 2.006 | 1.9346 | 0.076559 | 89.0971
| All | All Customers | Monthly System Peak Day | October | CAISO 1-in-10 | 19 | 2.6375 | 2.5671 | 2.3842 | 2.2266 | 0.050717 | 85.9573
| All | All Customers | Monthly System Peak Day | October | CAISO 1-in-10 | 20 | 2.4799 | 2.4112 | 2.287 | 2.1786 | 0.025019 | 82.4114
| All | All Customers | Monthly System Peak Day | October | CAISO 1-in-10 | 21 | 2.3459 | 2.294 | 2.1843 | 2.0927 | 0.032497 | 79.3152
| All | All Customers | Monthly System Peak Day | October | CAISO 1-in-10 | 22 | 2.2016 | 2.158 | 2.5748 | 2.6216 | 0.038583 | 77.3025
| All | All Customers | Monthly System Peak Day | October | CAISO 1-in-10 | 23 | 1.9648 | 1.9379 | 2.0591 | 2.074 | 0.021858 | 76.0282
| All | All Customers | Monthly System Peak Day | October | CAISO 1-in-10 | 24 | 1.6333 | 1.612 | 1.693 | 1.6785 | 0.017073 | 74.9231
| All | All Customers | Monthly System Peak Day | October | CAISO 1-in-2 | 1 | 1.3025 | 1.2786 | 1.3025 | 1.2786 | 0 | 73.6207
| All | All Customers | Monthly System Peak Day | October | CAISO 1-in-2 | 2 | 1.0924 | 1.0726 | 1.0924 | 1.0726 | 0 | 72.2919
| All | All Customers | Monthly System Peak Day | October | CAISO 1-in-2 | 3 | 0.94324 | 0.92299 | 0.94324 | 0.92299 | 0 | 71.2415
| All | All Customers | Monthly System Peak Day | October | CAISO 1-in-2 | 4 | 0.81474 | 0.79577 | 0.81474 | 0.79577 | 0 | 69.8502
| All | All Customers | Monthly System Peak Day | October | CAISO 1-in-2 | 5 | 0.73921 | 0.7229 | 0.73921 | 0.7229 | 0 | 68.9321
| All | All Customers | Monthly System Peak Day | October | CAISO 1-in-2 | 6 | 0.698 | 0.69535 | 0.698 | 0.69535 | 0 | 68.1687
| All | All Customers | Monthly System Peak Day | October | CAISO 1-in-2 | 7 | 0.68265 | 0.71565 | 0.68265 | 0.71565 | 0 | 67.5961
| All | All Customers | Monthly System Peak Day | October | CAISO 1-in-2 | 8 | 0.64967 | 0.67836 | 0.64967 | 0.67836 | 0 | 67.0736
| All | All Customers | Monthly System Peak Day | October | CAISO 1-in-2 | 9 | 0.54909 | 0.53189 | 0.54909 | 0.53189 | 0 | 67.92
| All | All Customers | Monthly System Peak Day | October | CAISO 1-in-2 | 10 | 0.50006 | 0.48073 | 0.50006 | 0.48073 | 0 | 71.5964
| All | All Customers | Monthly System Peak Day | October | CAISO 1-in-2 | 11 | 0.51942 | 0.50497 | 0.51942 | 0.50497 | 0 | 76.4112
| All | All Customers | Monthly System Peak Day | October | CAISO 1-in-2 | 12 | 0.58291 | 0.56148 | 0.58291 | 0.56148 | 0 | 81.1786
| All | All Customers | Monthly System Peak Day | October | CAISO 1-in-2 | 13 | 0.75481 | 0.71367 | 0.75481 | 0.71367 | 0 | 84.7474
| All | All Customers | Monthly System Peak Day | October | CAISO 1-in-2 | 14 | 0.98845 | 0.93987 | 0.98845 | 0.93987 | 0 | 86.9729
| All | All Customers | Monthly System Peak Day | October | CAISO 1-in-2 | 15 | 1.2475 | 1.1994 | 1.2475 | 1.1994 | 0 | 87.5836
| All | All Customers | Monthly System Peak Day | October | CAISO 1-in-2 | 16 | 1.5423 | 1.4989 | 1.5423 | 1.4989 | 0 | 87.6237
| All | All Customers | Monthly System Peak Day | October | CAISO 1-in-2 | 17 | 1.8087 | 1.7764 | 0.94541 | 0.85608 | 0.017107 | 87.0104
| All | All Customers | Monthly System Peak Day | October | CAISO 1-in-2 | 18 | 2.0664 | 2.0213 | 1.5975 | 1.5261 | 0.095193 | 86.0774
| All | All Customers | Monthly System Peak Day | October | CAISO 1-in-2 | 19 | 2.1863 | 2.1159 | 1.9653 | 1.8076 | 0.058448 | 84.1198
| All | All Customers | Monthly System Peak Day | October | CAISO 1-in-2 | 20 | 2.0983 | 2.0296 | 1.9186 | 1.8102 | 0.028129 | 81.1044
| All | All Customers | Monthly System Peak Day | October | CAISO 1-in-2 | 21 | 2.0076 | 1.9558 | 1.856 | 1.7644 | 0.034954 | 78.3251
| All | All Customers | Monthly System Peak Day | October | CAISO 1-in-2 | 22 | 1.8746 | 1.831 | 2.2428 | 2.2897 | 0.042409 | 76.2868
| All | All Customers | Monthly System Peak Day | October | CAISO 1-in-2 | 23 | 1.6786 | 1.6517 | 1.757 | 1.7718 | 0.025135 | 74.5964
| All | All Customers | Monthly System Peak Day | October | CAISO 1-in-2 | 24 | 1.4129 | 1.3917 | 1.4604 | 1.4459 | 0.020276 | 73.1746
| All | All Customers | Monthly System Peak Day | October | SCE 1-in-10 | 1 | 1.5623 | 1.5384 | 1.5623 | 1.5384 | 0 | 78.7335
| All | All Customers | Monthly System Peak Day | October | SCE 1-in-10 | 2 | 1.3633 | 1.3435 | 1.3633 | 1.3435 | 0 | 78.4644
| All | All Customers | Monthly System Peak Day | October | SCE 1-in-10 | 3 | 1.1972 | 1.177 | 1.1972 | 1.177 | 0 | 77.6022
| All | All Customers | Monthly System Peak Day | October | SCE 1-in-10 | 4 | 1.1016 | 1.0826 | 1.1016 | 1.0826 | 0 | 77.5039
| All | All Customers | Monthly System Peak Day | October | SCE 1-in-10 | 5 | 1.0244 | 1.0081 | 1.0244 | 1.0081 | 0 | 77.2357
| All | All Customers | Monthly System Peak Day | October | SCE 1-in-10 | 6 | 0.99583 | 0.99318 | 0.99583 | 0.99318 | 0 | 77.6724
| All | All Customers | Monthly System Peak Day | October | SCE 1-in-10 | 7 | 0.96788 | 1.0009 | 0.96788 | 1.0009 | 0 | 77.4627
| All | All Customers | Monthly System Peak Day | October | SCE 1-in-10 | 8 | 0.97868 | 1.0074 | 0.97868 | 1.0074 | 0 | 77.4064
| All | All Customers | Monthly System Peak Day | October | SCE 1-in-10 | 9 | 0.8732 | 0.85599 | 0.8732 | 0.85599 | 0 | 77.4783
| All | All Customers | Monthly System Peak Day | October | SCE 1-in-10 | 10 | 0.84436 | 0.82503 | 0.84436 | 0.82503 | 0 | 80.8999
| All | All Customers | Monthly System Peak Day | October | SCE 1-in-10 | 11 | 1.06 | 1.0455 | 1.06 | 1.0455 | 0 | 85.0674
| All | All Customers | Monthly System Peak Day | October | SCE 1-in-10 | 12 | 1.3363 | 1.3149 | 1.3363 | 1.3149 | 0 | 90.0978
| All | All Customers | Monthly System Peak Day | October | SCE 1-in-10 | 13 | 1.6959 | 1.6547 | 1.6959 | 1.6547 | 0 | 94.3499
| All | All Customers | Monthly System Peak Day | October | SCE 1-in-10 | 14 | 2.0961 | 2.0475 | 2.0961 | 2.0475 | 0 | 96.5386
| All | All Customers | Monthly System Peak Day | October | SCE 1-in-10 | 15 | 2.4559 | 2.4079 | 2.4559 | 2.4079 | 0 | 97.9998
| All | All Customers | Monthly System Peak Day | October | SCE 1-in-10 | 16 | 2.8086 | 2.7652 | 2.8086 | 2.7652 | 0 | 98.7316
| All | All Customers | Monthly System Peak Day | October | SCE 1-in-10 | 17 | 3.0706 | 3.0383 | 1.9666 | 1.8773 | 0.01864 | 98.4889
| All | All Customers | Monthly System Peak Day | October | SCE 1-in-10 | 18 | 3.2849 | 3.2397 | 2.566 | 2.4946 | 0.044748 | 98.1039
| All | All Customers | Monthly System Peak Day | October | SCE 1-in-10 | 19 | 3.3254 | 3.255 | 2.8918 | 2.7342 | 0.020071 | 96.2379
| All | All Customers | Monthly System Peak Day | October | SCE 1-in-10 | 20 | 3.1298 | 3.0611 | 2.8374 | 2.729 | 0.012106 | 92.2669
| All | All Customers | Monthly System Peak Day | October | SCE 1-in-10 | 21 | 2.9438 | 2.892 | 2.6903 | 2.5988 | 0.01315 | 88.4098
| All | All Customers | Monthly System Peak Day | October | SCE 1-in-10 | 22 | 2.7239 | 2.6803 | 3.1396 | 3.1864 | 0.024724 | 86.1676
| All | All Customers | Monthly System Peak Day | October | SCE 1-in-10 | 23 | 2.4092 | 2.3823 | 2.5935 | 2.6084 | 0.016936 | 84.1262
| All | All Customers | Monthly System Peak Day | October | SCE 1-in-10 | 24 | 2.0182 | 1.997 | 2.1327 | 2.1182 | 0.015539 | 82.7317
| All | All Customers | Monthly System Peak Day | October | SCE 1-in-2 | 1 | 1.2378 | 1.2139 | 1.2378 | 1.2139 | 0 | 72.4559
| All | All Customers | Monthly System Peak Day | October | SCE 1-in-2 | 2 | 1.0277 | 1.0079 | 1.0277 | 1.0079 | 0 | 70.9434
| All | All Customers | Monthly System Peak Day | October | SCE 1-in-2 | 3 | 0.83851 | 0.81826 | 0.83851 | 0.81826 | 0 | 68.5948
| All | All Customers | Monthly System Peak Day | October | SCE 1-in-2 | 4 | 0.75573 | 0.73676 | 0.75573 | 0.73676 | 0 | 67.6229
| All | All Customers | Monthly System Peak Day | October | SCE 1-in-2 | 5 | 0.70577 | 0.68946 | 0.70577 | 0.68946 | 0 | 66.9613
| All | All Customers | Monthly System Peak Day | October | SCE 1-in-2 | 6 | 0.68282 | 0.68017 | 0.68282 | 0.68017 | 0 | 66.369
| All | All Customers | Monthly System Peak Day | October | SCE 1-in-2 | 7 | 0.66891 | 0.7019 | 0.66891 | 0.7019 | 0 | 65.651
| All | All Customers | Monthly System Peak Day | October | SCE 1-in-2 | 8 | 0.63599 | 0.66468 | 0.63599 | 0.66468 | 0 | 65.4536
| All | All Customers | Monthly System Peak Day | October | SCE 1-in-2 | 9 | 0.5287 | 0.5115 | 0.5287 | 0.5115 | 0 | 66.3645
| All | All Customers | Monthly System Peak Day | October | SCE 1-in-2 | 10 | 0.50599 | 0.48666 | 0.50599 | 0.48666 | 0 | 70.6672
| All | All Customers | Monthly System Peak Day | October | SCE 1-in-2 | 11 | 0.58681 | 0.57236 | 0.58681 | 0.57236 | 0 | 77.0837
| All | All Customers | Monthly System Peak Day | October | SCE 1-in-2 | 12 | 0.65655 | 0.63512 | 0.65655 | 0.63512 | 0 | 82.9699
| All | All Customers | Monthly System Peak Day | October | SCE 1-in-2 | 13 | 0.85136 | 0.81022 | 0.85136 | 0.81022 | 0 | 86.9915
| All | All Customers | Monthly System Peak Day | October | SCE 1-in-2 | 14 | 1.1097 | 1.0611 | 1.1097 | 1.0611 | 0 | 89.4962
| All | All Customers | Monthly System Peak Day | October | SCE 1-in-2 | 15 | 1.3874 | 1.3394 | 1.3874 | 1.3394 | 0 | 90.8032
| All | All Customers | Monthly System Peak Day | October | SCE 1-in-2 | 16 | 1.6981 | 1.6546 | 1.6981 | 1.6546 | 0 | 91.3081
| All | All Customers | Monthly System Peak Day | October | SCE 1-in-2 | 17 | 1.9643 | 1.932 | 1.0181 | 0.92879 | 0.014315 | 90.966
| All | All Customers | Monthly System Peak Day | October | SCE 1-in-2 | 18 | 2.1971 | 2.1519 | 1.6431 | 1.5716 | 0.070385 | 90.1708
| All | All Customers | Monthly System Peak Day | October | SCE 1-in-2 | 19 | 2.2992 | 2.2288 | 1.997 | 1.8394 | 0.039449 | 88.7444
| All | All Customers | Monthly System Peak Day | October | SCE 1-in-2 | 20 | 2.2287 | 2.1599 | 2.0082 | 1.8997 | 0.018904 | 85.1442
| All | All Customers | Monthly System Peak Day | October | SCE 1-in-2 | 21 | 2.1322 | 2.0803 | 1.9436 | 1.8521 | 0.026036 | 81.9799
| All | All Customers | Monthly System Peak Day | October | SCE 1-in-2 | 22 | 1.9701 | 1.9265 | 2.3549 | 2.4017 | 0.030373 | 79.7298
| All | All Customers | Monthly System Peak Day | October | SCE 1-in-2 | 23 | 1.7582 | 1.7313 | 1.8642 | 1.8791 | 0.01969 | 77.0796
| All | All Customers | Monthly System Peak Day | October | SCE 1-in-2 | 24 | 1.4888 | 1.4675 | 1.5514 | 1.5369 | 0.016411 | 75.3302
| All | All Customers | Monthly System Peak Day | September | CAISO 1-in-10 | 1 | 1.626 | 1.6021 | 1.626 | 1.6021 | 0 | 79.8496
| All | All Customers | Monthly System Peak Day | September | CAISO 1-in-10 | 2 | 1.369 | 1.3492 | 1.369 | 1.3492 | 0 | 78.6287
| All | All Customers | Monthly System Peak Day | September | CAISO 1-in-10 | 3 | 1.1927 | 1.1724 | 1.1927 | 1.1724 | 0 | 77.6094
| All | All Customers | Monthly System Peak Day | September | CAISO 1-in-10 | 4 | 1.085 | 1.0661 | 1.085 | 1.0661 | 0 | 77.2511
| All | All Customers | Monthly System Peak Day | September | CAISO 1-in-10 | 5 | 0.99995 | 0.98365 | 0.99995 | 0.98365 | 0 | 76.7507
| All | All Customers | Monthly System Peak Day | September | CAISO 1-in-10 | 6 | 0.95285 | 0.9502 | 0.95285 | 0.9502 | 0 | 76.4931
| All | All Customers | Monthly System Peak Day | September | CAISO 1-in-10 | 7 | 0.92382 | 0.95681 | 0.92382 | 0.95681 | 0 | 76.2463
| All | All Customers | Monthly System Peak Day | September | CAISO 1-in-10 | 8 | 0.94097 | 0.96965 | 0.94097 | 0.96965 | 0 | 76.676
| All | All Customers | Monthly System Peak Day | September | CAISO 1-in-10 | 9 | 0.883 | 0.8658 | 0.883 | 0.8658 | 0 | 78.071
| All | All Customers | Monthly System Peak Day | September | CAISO 1-in-10 | 10 | 0.85034 | 0.831 | 0.85034 | 0.831 | 0 | 81.4315
| All | All Customers | Monthly System Peak Day | September | CAISO 1-in-10 | 11 | 1.0324 | 1.0179 | 1.0324 | 1.0179 | 0 | 86.3067
| All | All Customers | Monthly System Peak Day | September | CAISO 1-in-10 | 12 | 1.3175 | 1.296 | 1.3175 | 1.296 | 0 | 90.3851
| All | All Customers | Monthly System Peak Day | September | CAISO 1-in-10 | 13 | 1.6878 | 1.6467 | 1.6878 | 1.6467 | 0 | 93.6759
| All | All Customers | Monthly System Peak Day | September | CAISO 1-in-10 | 14 | 2.0832 | 2.0347 | 2.0832 | 2.0347 | 0 | 95.7332
| All | All Customers | Monthly System Peak Day | September | CAISO 1-in-10 | 15 | 2.4386 | 2.3905 | 2.4386 | 2.3905 | 0 | 96.9661
| All | All Customers | Monthly System Peak Day | September | CAISO 1-in-10 | 16 | 2.7854 | 2.7419 | 2.7854 | 2.7419 | 0 | 97.1012
| All | All Customers | Monthly System Peak Day | September | CAISO 1-in-10 | 17 | 3.0499 | 3.0175 | 1.9685 | 1.8791 | 0.017382 | 97.4109
| All | All Customers | Monthly System Peak Day | September | CAISO 1-in-10 | 18 | 3.2745 | 3.2293 | 2.5926 | 2.5211 | 0.045708 | 96.3271
| All | All Customers | Monthly System Peak Day | September | CAISO 1-in-10 | 19 | 3.3173 | 3.2469 | 2.909 | 2.7513 | 0.021118 | 94.7974
| All | All Customers | Monthly System Peak Day | September | CAISO 1-in-10 | 20 | 3.1166 | 3.0479 | 2.8224 | 2.714 | 0.012263 | 92.4465
| All | All Customers | Monthly System Peak Day | September | CAISO 1-in-10 | 21 | 2.9363 | 2.8844 | 2.6752 | 2.5836 | 0.012307 | 89.163
| All | All Customers | Monthly System Peak Day | September | CAISO 1-in-10 | 22 | 2.7103 | 2.6667 | 3.1324 | 3.1793 | 0.02764 | 87.5082
| All | All Customers | Monthly System Peak Day | September | CAISO 1-in-10 | 23 | 2.3918 | 2.3649 | 2.5977 | 2.6125 | 0.020324 | 86.0708
| All | All Customers | Monthly System Peak Day | September | CAISO 1-in-10 | 24 | 2.0184 | 1.9972 | 2.1435 | 2.129 | 0.017988 | 84.2487
| All | All Customers | Monthly System Peak Day | September | CAISO 1-in-2 | 1 | 1.5798 | 1.5559 | 1.5798 | 1.5559 | 0 | 78.9393
| All | All Customers | Monthly System Peak Day | September | CAISO 1-in-2 | 2 | 1.3229 | 1.3031 | 1.3229 | 1.3031 | 0 | 77.5609
| All | All Customers | Monthly System Peak Day | September | CAISO 1-in-2 | 3 | 1.1452 | 1.125 | 1.1452 | 1.125 | 0 | 76.4089
| All | All Customers | Monthly System Peak Day | September | CAISO 1-in-2 | 4 | 1.0051 | 0.98611 | 1.0051 | 0.98611 | 0 | 75.1308
| All | All Customers | Monthly System Peak Day | September | CAISO 1-in-2 | 5 | 0.91685 | 0.90055 | 0.91685 | 0.90055 | 0 | 74.2664
| All | All Customers | Monthly System Peak Day | September | CAISO 1-in-2 | 6 | 0.85785 | 0.8552 | 0.85785 | 0.8552 | 0 | 73.3294
| All | All Customers | Monthly System Peak Day | September | CAISO 1-in-2 | 7 | 0.83981 | 0.8728 | 0.83981 | 0.8728 | 0 | 73.267
| All | All Customers | Monthly System Peak Day | September | CAISO 1-in-2 | 8 | 0.83691 | 0.86559 | 0.83691 | 0.86559 | 0 | 73.4076
| All | All Customers | Monthly System Peak Day | September | CAISO 1-in-2 | 9 | 0.77675 | 0.75954 | 0.77675 | 0.75954 | 0 | 75.0814
| All | All Customers | Monthly System Peak Day | September | CAISO 1-in-2 | 10 | 0.79033 | 0.771 | 0.79033 | 0.771 | 0 | 79.8422
| All | All Customers | Monthly System Peak Day | September | CAISO 1-in-2 | 11 | 0.9143 | 0.89985 | 0.9143 | 0.89985 | 0 | 86.1668
| All | All Customers | Monthly System Peak Day | September | CAISO 1-in-2 | 12 | 1.1386 | 1.1172 | 1.1386 | 1.1172 | 0 | 91.1213
| All | All Customers | Monthly System Peak Day | September | CAISO 1-in-2 | 13 | 1.4941 | 1.4529 | 1.4941 | 1.4529 | 0 | 94.021
| All | All Customers | Monthly System Peak Day | September | CAISO 1-in-2 | 14 | 1.8728 | 1.8243 | 1.8728 | 1.8243 | 0 | 95.9016
| All | All Customers | Monthly System Peak Day | September | CAISO 1-in-2 | 15 | 2.2198 | 2.1718 | 2.2198 | 2.1718 | 0 | 96.5616
| All | All Customers | Monthly System Peak Day | September | CAISO 1-in-2 | 16 | 2.5589 | 2.5155 | 2.5589 | 2.5155 | 0 | 95.7249
| All | All Customers | Monthly System Peak Day | September | CAISO 1-in-2 | 17 | 2.8206 | 2.7883 | 1.7919 | 1.7026 | 0.015129 | 94.9
| All | All Customers | Monthly System Peak Day | September | CAISO 1-in-2 | 18 | 3.0573 | 3.0121 | 2.4343 | 2.3628 | 0.053983 | 93.4921
| All | All Customers | Monthly System Peak Day | September | CAISO 1-in-2 | 19 | 3.1118 | 3.0414 | 2.7419 | 2.5843 | 0.025972 | 92.6061
| All | All Customers | Monthly System Peak Day | September | CAISO 1-in-2 | 20 | 2.932 | 2.8633 | 2.654 | 2.5456 | 0.011495 | 90.8377
| All | All Customers | Monthly System Peak Day | September | CAISO 1-in-2 | 21 | 2.7693 | 2.7174 | 2.5234 | 2.4318 | 0.014221 | 87.6572
| All | All Customers | Monthly System Peak Day | September | CAISO 1-in-2 | 22 | 2.5573 | 2.5137 | 2.9694 | 3.0162 | 0.02363 | 85.4141
| All | All Customers | Monthly System Peak Day | September | CAISO 1-in-2 | 23 | 2.2636 | 2.2367 | 2.4385 | 2.4534 | 0.0159 | 83.2837
| All | All Customers | Monthly System Peak Day | September | CAISO 1-in-2 | 24 | 1.9029 | 1.8817 | 2.0078 | 1.9933 | 0.013893 | 81.3626
| All | All Customers | Monthly System Peak Day | September | SCE 1-in-10 | 1 | 1.5423 | 1.5183 | 1.5423 | 1.5183 | 0 | 78.3838
| All | All Customers | Monthly System Peak Day | September | SCE 1-in-10 | 2 | 1.297 | 1.2772 | 1.297 | 1.2772 | 0 | 77.2656
| All | All Customers | Monthly System Peak Day | September | SCE 1-in-10 | 3 | 1.1249 | 1.1047 | 1.1249 | 1.1047 | 0 | 76.1514
| All | All Customers | Monthly System Peak Day | September | SCE 1-in-10 | 4 | 1.0306 | 1.0117 | 1.0306 | 1.0117 | 0 | 75.8641
| All | All Customers | Monthly System Peak Day | September | SCE 1-in-10 | 5 | 0.95487 | 0.93856 | 0.95487 | 0.93856 | 0 | 75.3847
| All | All Customers | Monthly System Peak Day | September | SCE 1-in-10 | 6 | 0.91476 | 0.91211 | 0.91476 | 0.91211 | 0 | 75.1855
| All | All Customers | Monthly System Peak Day | September | SCE 1-in-10 | 7 | 0.88843 | 0.92142 | 0.88843 | 0.92142 | 0 | 74.9676
| All | All Customers | Monthly System Peak Day | September | SCE 1-in-10 | 8 | 0.8859 | 0.91459 | 0.8859 | 0.91459 | 0 | 74.9876
| All | All Customers | Monthly System Peak Day | September | SCE 1-in-10 | 9 | 0.8407 | 0.8235 | 0.8407 | 0.8235 | 0 | 76.9554
| All | All Customers | Monthly System Peak Day | September | SCE 1-in-10 | 10 | 0.84199 | 0.82266 | 0.84199 | 0.82266 | 0 | 81.0458
| All | All Customers | Monthly System Peak Day | September | SCE 1-in-10 | 11 | 1.0313 | 1.0168 | 1.0313 | 1.0168 | 0 | 86.2004
| All | All Customers | Monthly System Peak Day | September | SCE 1-in-10 | 12 | 1.311 | 1.2896 | 1.311 | 1.2896 | 0 | 90.5375
| All | All Customers | Monthly System Peak Day | September | SCE 1-in-10 | 13 | 1.6762 | 1.6351 | 1.6762 | 1.6351 | 0 | 94.3282
| All | All Customers | Monthly System Peak Day | September | SCE 1-in-10 | 14 | 2.0719 | 2.0233 | 2.0719 | 2.0233 | 0 | 96.9943
| All | All Customers | Monthly System Peak Day | September | SCE 1-in-10 | 15 | 2.4333 | 2.3853 | 2.4333 | 2.3853 | 0 | 98.5095
| All | All Customers | Monthly System Peak Day | September | SCE 1-in-10 | 16 | 2.7874 | 2.744 | 2.7874 | 2.744 | 0 | 99.049
| All | All Customers | Monthly System Peak Day | September | SCE 1-in-10 | 17 | 3.052 | 3.0196 | 1.9285 | 1.8392 | 0.019828 | 99.4169
| All | All Customers | Monthly System Peak Day | September | SCE 1-in-10 | 18 | 3.2618 | 3.2166 | 2.539 | 2.4676 | 0.044861 | 98.2911
| All | All Customers | Monthly System Peak Day | September | SCE 1-in-10 | 19 | 3.3061 | 3.2357 | 2.879 | 2.7214 | 0.020144 | 95.8693
| All | All Customers | Monthly System Peak Day | September | SCE 1-in-10 | 20 | 3.1142 | 3.0455 | 2.8161 | 2.7076 | 0.01266 | 92.8376
| All | All Customers | Monthly System Peak Day | September | SCE 1-in-10 | 21 | 2.9336 | 2.8817 | 2.6713 | 2.5797 | 0.012196 | 89.285
| All | All Customers | Monthly System Peak Day | September | SCE 1-in-10 | 22 | 2.7066 | 2.663 | 3.1297 | 3.1766 | 0.028191 | 87.7185
| All | All Customers | Monthly System Peak Day | September | SCE 1-in-10 | 23 | 2.388 | 2.3611 | 2.5962 | 2.6111 | 0.02076 | 86.2841
| All | All Customers | Monthly System Peak Day | September | SCE 1-in-10 | 24 | 2.0185 | 1.9972 | 2.1464 | 2.1319 | 0.018745 | 84.6659
| All | All Customers | Monthly System Peak Day | September | SCE 1-in-2 | 1 | 1.4256 | 1.4016 | 1.4256 | 1.4016 | 0 | 76.1856
| All | All Customers | Monthly System Peak Day | September | SCE 1-in-2 | 2 | 1.1968 | 1.177 | 1.1968 | 1.177 | 0 | 75.0424
| All | All Customers | Monthly System Peak Day | September | SCE 1-in-2 | 3 | 1.0444 | 1.0242 | 1.0444 | 1.0242 | 0 | 74.1168
| All | All Customers | Monthly System Peak Day | September | SCE 1-in-2 | 4 | 0.93745 | 0.91848 | 0.93745 | 0.91848 | 0 | 73.3328
| All | All Customers | Monthly System Peak Day | September | SCE 1-in-2 | 5 | 0.85348 | 0.83718 | 0.85348 | 0.83718 | 0 | 72.3353
| All | All Customers | Monthly System Peak Day | September | SCE 1-in-2 | 6 | 0.80658 | 0.80393 | 0.80658 | 0.80393 | 0 | 71.5927
| All | All Customers | Monthly System Peak Day | September | SCE 1-in-2 | 7 | 0.78591 | 0.8189 | 0.78591 | 0.8189 | 0 | 71.3348
| All | All Customers | Monthly System Peak Day | September | SCE 1-in-2 | 8 | 0.76348 | 0.79216 | 0.76348 | 0.79216 | 0 | 71.1394
| All | All Customers | Monthly System Peak Day | September | SCE 1-in-2 | 9 | 0.70698 | 0.68977 | 0.70698 | 0.68977 | 0 | 73.0905
| All | All Customers | Monthly System Peak Day | September | SCE 1-in-2 | 10 | 0.72453 | 0.70519 | 0.72453 | 0.70519 | 0 | 77.6691
| All | All Customers | Monthly System Peak Day | September | SCE 1-in-2 | 11 | 0.86463 | 0.85019 | 0.86463 | 0.85019 | 0 | 83.0681
| All | All Customers | Monthly System Peak Day | September | SCE 1-in-2 | 12 | 1.0687 | 1.0473 | 1.0687 | 1.0473 | 0 | 87.8465
| All | All Customers | Monthly System Peak Day | September | SCE 1-in-2 | 13 | 1.3714 | 1.3303 | 1.3714 | 1.3303 | 0 | 91.7537
| All | All Customers | Monthly System Peak Day | September | SCE 1-in-2 | 14 | 1.7171 | 1.6686 | 1.7171 | 1.6686 | 0 | 94.3731
| All | All Customers | Monthly System Peak Day | September | SCE 1-in-2 | 15 | 2.0486 | 2.0005 | 2.0486 | 2.0005 | 0 | 95.5056
| All | All Customers | Monthly System Peak Day | September | SCE 1-in-2 | 16 | 2.3829 | 2.3395 | 2.3829 | 2.3395 | 0 | 95.1574
| All | All Customers | Monthly System Peak Day | September | SCE 1-in-2 | 17 | 2.6479 | 2.6156 | 1.6142 | 1.5249 | 0.015291 | 95.1344
| All | All Customers | Monthly System Peak Day | September | SCE 1-in-2 | 18 | 2.8733 | 2.8281 | 2.2279 | 2.1565 | 0.050015 | 94.5686
| All | All Customers | Monthly System Peak Day | September | SCE 1-in-2 | 19 | 2.9343 | 2.8639 | 2.5478 | 2.3902 | 0.023487 | 93.5528
| All | All Customers | Monthly System Peak Day | September | SCE 1-in-2 | 20 | 2.7932 | 2.7244 | 2.5118 | 2.4033 | 0.011531 | 91.1751
| All | All Customers | Monthly System Peak Day | September | SCE 1-in-2 | 21 | 2.645 | 2.5931 | 2.4003 | 2.3087 | 0.014404 | 87.5412
| All | All Customers | Monthly System Peak Day | September | SCE 1-in-2 | 22 | 2.4357 | 2.3921 | 2.8458 | 2.8926 | 0.023232 | 85.0089
| All | All Customers | Monthly System Peak Day | September | SCE 1-in-2 | 23 | 2.1565 | 2.1296 | 2.3275 | 2.3423 | 0.015566 | 82.9307
| All | All Customers | Monthly System Peak Day | September | SCE 1-in-2 | 24 | 1.8207 | 1.7994 | 1.9207 | 1.9062 | 0.013336 | 80.6743
| All | All Customers | Typical Event Day | Typical Event | CAISO 1-in-10 | 1 | 1.5023 | 1.4783 | 1.5023 | 1.4783 | 0 | 77.5691
| All | All Customers | Typical Event Day | Typical Event | CAISO 1-in-10 | 2 | 1.2682 | 1.2484 | 1.2682 | 1.2484 | 0 | 76.4808
| All | All Customers | Typical Event Day | Typical Event | CAISO 1-in-10 | 3 | 1.1029 | 1.0826 | 1.1029 | 1.0826 | 0 | 75.4602
| All | All Customers | Typical Event Day | Typical Event | CAISO 1-in-10 | 4 | 0.98958 | 0.97061 | 0.98958 | 0.97061 | 0 | 74.7214
| All | All Customers | Typical Event Day | Typical Event | CAISO 1-in-10 | 5 | 0.90502 | 0.88871 | 0.90502 | 0.88871 | 0 | 73.9269
| All | All Customers | Typical Event Day | Typical Event | CAISO 1-in-10 | 6 | 0.85882 | 0.85617 | 0.85882 | 0.85617 | 0 | 73.403
| All | All Customers | Typical Event Day | Typical Event | CAISO 1-in-10 | 7 | 0.82995 | 0.86294 | 0.82995 | 0.86294 | 0 | 72.9632
| All | All Customers | Typical Event Day | Typical Event | CAISO 1-in-10 | 8 | 0.833 | 0.86169 | 0.833 | 0.86169 | 0 | 73.3421
| All | All Customers | Typical Event Day | Typical Event | CAISO 1-in-10 | 9 | 0.81273 | 0.79553 | 0.81273 | 0.79553 | 0 | 75.9724
| All | All Customers | Typical Event Day | Typical Event | CAISO 1-in-10 | 10 | 0.79207 | 0.77274 | 0.79207 | 0.77274 | 0 | 80.3288
| All | All Customers | Typical Event Day | Typical Event | CAISO 1-in-10 | 11 | 0.8944 | 0.87996 | 0.8944 | 0.87996 | 0 | 85.1034
| All | All Customers | Typical Event Day | Typical Event | CAISO 1-in-10 | 12 | 1.1237 | 1.1022 | 1.1237 | 1.1022 | 0 | 89.2844
| All | All Customers | Typical Event Day | Typical Event | CAISO 1-in-10 | 13 | 1.461 | 1.4198 | 1.461 | 1.4198 | 0 | 92.0563
| All | All Customers | Typical Event Day | Typical Event | CAISO 1-in-10 | 14 | 1.8211 | 1.7725 | 1.8211 | 1.7725 | 0 | 94.1668
| All | All Customers | Typical Event Day | Typical Event | CAISO 1-in-10 | 15 | 2.1563 | 2.1083 | 2.1563 | 2.1083 | 0 | 95.4894
| All | All Customers | Typical Event Day | Typical Event | CAISO 1-in-10 | 16 | 2.4955 | 2.4521 | 2.4955 | 2.4521 | 0 | 96.0312
| All | All Customers | Typical Event Day | Typical Event | CAISO 1-in-10 | 17 | 2.76 | 2.7276 | 1.7099 | 1.6206 | 0.015909 | 95.9161
| All | All Customers | Typical Event Day | Typical Event | CAISO 1-in-10 | 18 | 2.9842 | 2.9391 | 2.3256 | 2.2542 | 0.048106 | 95.2074
| All | All Customers | Typical Event Day | Typical Event | CAISO 1-in-10 | 19 | 3.0424 | 2.972 | 2.6546 | 2.4969 | 0.023312 | 93.6283
| All | All Customers | Typical Event Day | Typical Event | CAISO 1-in-10 | 20 | 2.8798 | 2.8111 | 2.6027 | 2.4943 | 0.011497 | 90.7519
| All | All Customers | Typical Event Day | Typical Event | CAISO 1-in-10 | 21 | 2.7194 | 2.6676 | 2.48 | 2.3884 | 0.015267 | 87.0231
| All | All Customers | Typical Event Day | Typical Event | CAISO 1-in-10 | 22 | 2.514 | 2.4704 | 2.9189 | 2.9657 | 0.02288 | 83.9215
| All | All Customers | Typical Event Day | Typical Event | CAISO 1-in-10 | 23 | 2.2288 | 2.2019 | 2.3871 | 2.402 | 0.014943 | 81.7893
| All | All Customers | Typical Event Day | Typical Event | CAISO 1-in-10 | 24 | 1.8667 | 1.8454 | 1.9621 | 1.9476 | 0.013007 | 80.0266
| All | All Customers | Typical Event Day | Typical Event | CAISO 1-in-2 | 1 | 1.3411 | 1.3171 | 1.3411 | 1.3171 | 0 | 74.5452
| All | All Customers | Typical Event Day | Typical Event | CAISO 1-in-2 | 2 | 1.1309 | 1.1111 | 1.1309 | 1.1111 | 0 | 73.4599
| All | All Customers | Typical Event Day | Typical Event | CAISO 1-in-2 | 3 | 0.98682 | 0.96657 | 0.98682 | 0.96657 | 0 | 72.5685
| All | All Customers | Typical Event Day | Typical Event | CAISO 1-in-2 | 4 | 0.87532 | 0.85635 | 0.87532 | 0.85635 | 0 | 71.6072
| All | All Customers | Typical Event Day | Typical Event | CAISO 1-in-2 | 5 | 0.80071 | 0.78441 | 0.80071 | 0.78441 | 0 | 70.8073
| All | All Customers | Typical Event Day | Typical Event | CAISO 1-in-2 | 6 | 0.75536 | 0.75271 | 0.75536 | 0.75271 | 0 | 70.0289
| All | All Customers | Typical Event Day | Typical Event | CAISO 1-in-2 | 7 | 0.7342 | 0.76719 | 0.7342 | 0.76719 | 0 | 69.6145
| All | All Customers | Typical Event Day | Typical Event | CAISO 1-in-2 | 8 | 0.7246 | 0.75328 | 0.7246 | 0.75328 | 0 | 69.909
| All | All Customers | Typical Event Day | Typical Event | CAISO 1-in-2 | 9 | 0.68998 | 0.67277 | 0.68998 | 0.67277 | 0 | 72.2997
| All | All Customers | Typical Event Day | Typical Event | CAISO 1-in-2 | 10 | 0.65076 | 0.63143 | 0.65076 | 0.63143 | 0 | 76.3972
| All | All Customers | Typical Event Day | Typical Event | CAISO 1-in-2 | 11 | 0.68514 | 0.67069 | 0.68514 | 0.67069 | 0 | 81.0342
| All | All Customers | Typical Event Day | Typical Event | CAISO 1-in-2 | 12 | 0.82995 | 0.80852 | 0.82995 | 0.80852 | 0 | 85.1653
| All | All Customers | Typical Event Day | Typical Event | CAISO 1-in-2 | 13 | 1.0831 | 1.042 | 1.0831 | 1.042 | 0 | 88.1015
| All | All Customers | Typical Event Day | Typical Event | CAISO 1-in-2 | 14 | 1.3757 | 1.3271 | 1.3757 | 1.3271 | 0 | 90.1734
| All | All Customers | Typical Event Day | Typical Event | CAISO 1-in-2 | 15 | 1.6692 | 1.6211 | 1.6692 | 1.6211 | 0 | 91.4597
| All | All Customers | Typical Event Day | Typical Event | CAISO 1-in-2 | 16 | 1.9847 | 1.9412 | 1.9847 | 1.9412 | 0 | 91.5829
| All | All Customers | Typical Event Day | Typical Event | CAISO 1-in-2 | 17 | 2.2501 | 2.2178 | 1.2983 | 1.2089 | 0.014248 | 91.2353
| All | All Customers | Typical Event Day | Typical Event | CAISO 1-in-2 | 18 | 2.4935 | 2.4484 | 1.9449 | 1.8735 | 0.071848 | 89.9115
| All | All Customers | Typical Event Day | Typical Event | CAISO 1-in-2 | 19 | 2.5838 | 2.5134 | 2.287 | 2.1294 | 0.040656 | 88.4363
| All | All Customers | Typical Event Day | Typical Event | CAISO 1-in-2 | 20 | 2.4634 | 2.3947 | 2.2317 | 2.1233 | 0.016666 | 86.2578
| All | All Customers | Typical Event Day | Typical Event | CAISO 1-in-2 | 21 | 2.3426 | 2.2908 | 2.1426 | 2.0511 | 0.023382 | 83.1165
| All | All Customers | Typical Event Day | Typical Event | CAISO 1-in-2 | 22 | 2.1706 | 2.127 | 2.5581 | 2.6049 | 0.028764 | 80.2859
| All | All Customers | Typical Event Day | Typical Event | CAISO 1-in-2 | 23 | 1.9328 | 1.9059 | 2.0515 | 2.0664 | 0.01766 | 78.2226
| All | All Customers | Typical Event Day | Typical Event | CAISO 1-in-2 | 24 | 1.6249 | 1.6036 | 1.6967 | 1.6822 | 0.014578 | 76.6427
| All | All Customers | Typical Event Day | Typical Event | SCE 1-in-10 | 1 | 1.5307 | 1.5068 | 1.5307 | 1.5068 | 0 | 78.1431
| All | All Customers | Typical Event Day | Typical Event | SCE 1-in-10 | 2 | 1.2671 | 1.2473 | 1.2671 | 1.2473 | 0 | 76.6207
| All | All Customers | Typical Event Day | Typical Event | SCE 1-in-10 | 3 | 1.0892 | 1.0689 | 1.0892 | 1.0689 | 0 | 75.3128
| All | All Customers | Typical Event Day | Typical Event | SCE 1-in-10 | 4 | 0.97792 | 0.95895 | 0.97792 | 0.95895 | 0 | 74.4992
| All | All Customers | Typical Event Day | Typical Event | SCE 1-in-10 | 5 | 0.89586 | 0.87956 | 0.89586 | 0.87956 | 0 | 73.6337
| All | All Customers | Typical Event Day | Typical Event | SCE 1-in-10 | 6 | 0.84866 | 0.84601 | 0.84866 | 0.84601 | 0 | 72.9759
| All | All Customers | Typical Event Day | Typical Event | SCE 1-in-10 | 7 | 0.81653 | 0.84952 | 0.81653 | 0.84952 | 0 | 72.4182
| All | All Customers | Typical Event Day | Typical Event | SCE 1-in-10 | 8 | 0.81886 | 0.84754 | 0.81886 | 0.84754 | 0 | 72.9321
| All | All Customers | Typical Event Day | Typical Event | SCE 1-in-10 | 9 | 0.80978 | 0.79257 | 0.80978 | 0.79257 | 0 | 76.0639
| All | All Customers | Typical Event Day | Typical Event | SCE 1-in-10 | 10 | 0.83215 | 0.81282 | 0.83215 | 0.81282 | 0 | 81.2036
| All | All Customers | Typical Event Day | Typical Event | SCE 1-in-10 | 11 | 0.96779 | 0.95335 | 0.96779 | 0.95335 | 0 | 86.7329
| All | All Customers | Typical Event Day | Typical Event | SCE 1-in-10 | 12 | 1.2265 | 1.2051 | 1.2265 | 1.2051 | 0 | 90.957
| All | All Customers | Typical Event Day | Typical Event | SCE 1-in-10 | 13 | 1.5953 | 1.5541 | 1.5953 | 1.5541 | 0 | 93.6852
| All | All Customers | Typical Event Day | Typical Event | SCE 1-in-10 | 14 | 1.9802 | 1.9316 | 1.9802 | 1.9316 | 0 | 95.9182
| All | All Customers | Typical Event Day | Typical Event | SCE 1-in-10 | 15 | 2.3317 | 2.2837 | 2.3317 | 2.2837 | 0 | 97.7385
| All | All Customers | Typical Event Day | Typical Event | SCE 1-in-10 | 16 | 2.684 | 2.6405 | 2.684 | 2.6405 | 0 | 98.9386
| All | All Customers | Typical Event Day | Typical Event | SCE 1-in-10 | 17 | 2.9488 | 2.9164 | 1.829 | 1.7397 | 0.019594 | 99.2391
| All | All Customers | Typical Event Day | Typical Event | SCE 1-in-10 | 18 | 3.1547 | 3.1096 | 2.4274 | 2.356 | 0.045049 | 98.514
| All | All Customers | Typical Event Day | Typical Event | SCE 1-in-10 | 19 | 3.1997 | 3.1294 | 2.7581 | 2.6004 | 0.020176 | 96.7015
| All | All Customers | Typical Event Day | Typical Event | SCE 1-in-10 | 20 | 3.034 | 2.9653 | 2.7289 | 2.6204 | 0.013529 | 93.531
| All | All Customers | Typical Event Day | Typical Event | SCE 1-in-10 | 21 | 2.8642 | 2.8123 | 2.596 | 2.5045 | 0.011774 | 89.8635
| All | All Customers | Typical Event Day | Typical Event | SCE 1-in-10 | 22 | 2.6359 | 2.5923 | 3.0531 | 3.0999 | 0.025312 | 86.4853
| All | All Customers | Typical Event Day | Typical Event | SCE 1-in-10 | 23 | 2.3334 | 2.3065 | 2.5117 | 2.5266 | 0.016243 | 83.5928
| All | All Customers | Typical Event Day | Typical Event | SCE 1-in-10 | 24 | 1.9557 | 1.9345 | 2.0625 | 2.048 | 0.01417 | 81.638
| All | All Customers | Typical Event Day | Typical Event | SCE 1-in-2 | 1 | 1.2999 | 1.2759 | 1.2999 | 1.2759 | 0 | 73.8284
| All | All Customers | Typical Event Day | Typical Event | SCE 1-in-2 | 2 | 1.0946 | 1.0748 | 1.0946 | 1.0748 | 0 | 72.7431
| All | All Customers | Typical Event Day | Typical Event | SCE 1-in-2 | 3 | 0.95508 | 0.93483 | 0.95508 | 0.93483 | 0 | 71.8391
| All | All Customers | Typical Event Day | Typical Event | SCE 1-in-2 | 4 | 0.85286 | 0.8339 | 0.85286 | 0.8339 | 0 | 70.9868
| All | All Customers | Typical Event Day | Typical Event | SCE 1-in-2 | 5 | 0.78373 | 0.76743 | 0.78373 | 0.76743 | 0 | 70.2518
| All | All Customers | Typical Event Day | Typical Event | SCE 1-in-2 | 6 | 0.74349 | 0.74084 | 0.74349 | 0.74084 | 0 | 69.5869
| All | All Customers | Typical Event Day | Typical Event | SCE 1-in-2 | 7 | 0.7211 | 0.75409 | 0.7211 | 0.75409 | 0 | 69.0913
| All | All Customers | Typical Event Day | Typical Event | SCE 1-in-2 | 8 | 0.71 | 0.73869 | 0.71 | 0.73869 | 0 | 69.4028
| All | All Customers | Typical Event Day | Typical Event | SCE 1-in-2 | 9 | 0.67681 | 0.6596 | 0.67681 | 0.6596 | 0 | 71.9089
| All | All Customers | Typical Event Day | Typical Event | SCE 1-in-2 | 10 | 0.64223 | 0.6229 | 0.64223 | 0.6229 | 0 | 76.1899
| All | All Customers | Typical Event Day | Typical Event | SCE 1-in-2 | 11 | 0.67056 | 0.65612 | 0.67056 | 0.65612 | 0 | 80.6063
| All | All Customers | Typical Event Day | Typical Event | SCE 1-in-2 | 12 | 0.81289 | 0.79146 | 0.81289 | 0.79146 | 0 | 84.5262
| All | All Customers | Typical Event Day | Typical Event | SCE 1-in-2 | 13 | 1.0591 | 1.0179 | 1.0591 | 1.0179 | 0 | 87.3246
| All | All Customers | Typical Event Day | Typical Event | SCE 1-in-2 | 14 | 1.3434 | 1.2948 | 1.3434 | 1.2948 | 0 | 89.3226
| All | All Customers | Typical Event Day | Typical Event | SCE 1-in-2 | 15 | 1.6298 | 1.5818 | 1.6298 | 1.5818 | 0 | 90.8955
| All | All Customers | Typical Event Day | Typical Event | SCE 1-in-2 | 16 | 1.9424 | 1.899 | 1.9424 | 1.899 | 0 | 91.2841
| All | All Customers | Typical Event Day | Typical Event | SCE 1-in-2 | 17 | 2.2087 | 2.1764 | 1.2521 | 1.1628 | 0.014207 | 91.4609
| All | All Customers | Typical Event Day | Typical Event | SCE 1-in-2 | 18 | 2.4466 | 2.4015 | 1.8847 | 1.8133 | 0.068272 | 90.552
| All | All Customers | Typical Event Day | Typical Event | SCE 1-in-2 | 19 | 2.5387 | 2.4683 | 2.234 | 2.0763 | 0.038874 | 88.8925
| All | All Customers | Typical Event Day | Typical Event | SCE 1-in-2 | 20 | 2.4309 | 2.3622 | 2.1961 | 2.0876 | 0.016094 | 86.5621
| All | All Customers | Typical Event Day | Typical Event | SCE 1-in-2 | 21 | 2.3135 | 2.2617 | 2.113 | 2.0214 | 0.02326 | 83.1695
| All | All Customers | Typical Event Day | Typical Event | SCE 1-in-2 | 22 | 2.1415 | 2.0979 | 2.5278 | 2.5746 | 0.029486 | 80.0308
| All | All Customers | Typical Event Day | Typical Event | SCE 1-in-2 | 23 | 1.9078 | 1.8809 | 2.023 | 2.0379 | 0.018171 | 77.9124
| All | All Customers | Typical Event Day | Typical Event | SCE 1-in-2 | 24 | 1.6032 | 1.582 | 1.6713 | 1.6568 | 0.015257 | 76.1121
| LCA | Big Creek/Ventura | Average Weekday | April | CAISO 1-in-10 | 1 | 0.73512 | 0.71641 | 0.73512 | 0.71641 | 0 | 58.936
| LCA | Big Creek/Ventura | Average Weekday | April | CAISO 1-in-10 | 2 | 0.66518 | 0.6439 | 0.66518 | 0.6439 | 0 | 57.5307
| LCA | Big Creek/Ventura | Average Weekday | April | CAISO 1-in-10 | 3 | 0.62445 | 0.60002 | 0.62445 | 0.60002 | 0 | 56.3668
| LCA | Big Creek/Ventura | Average Weekday | April | CAISO 1-in-10 | 4 | 0.59624 | 0.57265 | 0.59624 | 0.57265 | 0 | 55.2185
| LCA | Big Creek/Ventura | Average Weekday | April | CAISO 1-in-10 | 5 | 0.59037 | 0.5701 | 0.59037 | 0.5701 | 0 | 54.1446
| LCA | Big Creek/Ventura | Average Weekday | April | CAISO 1-in-10 | 6 | 0.61221 | 0.60981 | 0.61221 | 0.60981 | 0 | 53.2299
| LCA | Big Creek/Ventura | Average Weekday | April | CAISO 1-in-10 | 7 | 0.64567 | 0.68206 | 0.64567 | 0.68206 | 0 | 52.4536
| LCA | Big Creek/Ventura | Average Weekday | April | CAISO 1-in-10 | 8 | 0.59428 | 0.6284 | 0.59428 | 0.6284 | 0 | 51.9752
| LCA | Big Creek/Ventura | Average Weekday | April | CAISO 1-in-10 | 9 | 0.42569 | 0.41384 | 0.42569 | 0.41384 | 0 | 53.7575
| LCA | Big Creek/Ventura | Average Weekday | April | CAISO 1-in-10 | 10 | 0.22568 | 0.21739 | 0.22568 | 0.21739 | 0 | 57.8981
| LCA | Big Creek/Ventura | Average Weekday | April | CAISO 1-in-10 | 11 | 0.046835 | 0.047356 | 0.046835 | 0.047356 | 0 | 62.3467
| LCA | Big Creek/Ventura | Average Weekday | April | CAISO 1-in-10 | 12 | -0.048587 | -0.062016 | -0.048587 | -0.062016 | 0 | 66.2924
| LCA | Big Creek/Ventura | Average Weekday | April | CAISO 1-in-10 | 13 | -0.091593 | -0.11631 | -0.091593 | -0.11631 | 0 | 69.4452
| LCA | Big Creek/Ventura | Average Weekday | April | CAISO 1-in-10 | 14 | -0.0604 | -0.094672 | -0.0604 | -0.094672 | 0 | 71.7651
| LCA | Big Creek/Ventura | Average Weekday | April | CAISO 1-in-10 | 15 | 0.036236 | 0.012994 | 0.036236 | 0.012994 | 0 | 73.3022
| LCA | Big Creek/Ventura | Average Weekday | April | CAISO 1-in-10 | 16 | 0.21712 | 0.20329 | 0.21712 | 0.20329 | 0 | 74.1788
| LCA | Big Creek/Ventura | Average Weekday | April | CAISO 1-in-10 | 17 | 0.46218 | 0.46011 | 0.32364 | 0.32157 | 0.070459 | 74.2591
| LCA | Big Creek/Ventura | Average Weekday | April | CAISO 1-in-10 | 18 | 0.76251 | 0.74425 | 0.68991 | 0.67165 | 0.036303 | 73.4854
| LCA | Big Creek/Ventura | Average Weekday | April | CAISO 1-in-10 | 19 | 1.0031 | 0.95479 | 0.93043 | 0.8821 | 0.036343 | 71.9513
| LCA | Big Creek/Ventura | Average Weekday | April | CAISO 1-in-10 | 20 | 1.1356 | 1.0764 | 1.0137 | 0.95445 | 0.060959 | 69.9153
| LCA | Big Creek/Ventura | Average Weekday | April | CAISO 1-in-10 | 21 | 1.1544 | 1.1134 | 1.0021 | 0.96106 | 0.15171 | 67.1244
| LCA | Big Creek/Ventura | Average Weekday | April | CAISO 1-in-10 | 22 | 1.0734 | 1.0445 | 1.1549 | 1.2705 | 0.067191 | 64.4248
| LCA | Big Creek/Ventura | Average Weekday | April | CAISO 1-in-10 | 23 | 0.95614 | 0.94121 | 0.95614 | 0.94121 | 0 | 62.3061
| LCA | Big Creek/Ventura | Average Weekday | April | CAISO 1-in-10 | 24 | 0.81524 | 0.80195 | 0.81524 | 0.80195 | 0 | 60.4577
| LCA | Big Creek/Ventura | Average Weekday | April | CAISO 1-in-2 | 1 | 0.71058 | 0.69188 | 0.71058 | 0.69188 | 0 | 56.6985
| LCA | Big Creek/Ventura | Average Weekday | April | CAISO 1-in-2 | 2 | 0.651 | 0.62972 | 0.651 | 0.62972 | 0 | 55.358
| LCA | Big Creek/Ventura | Average Weekday | April | CAISO 1-in-2 | 3 | 0.61676 | 0.59233 | 0.61676 | 0.59233 | 0 | 54.0677
| LCA | Big Creek/Ventura | Average Weekday | April | CAISO 1-in-2 | 4 | 0.59376 | 0.57017 | 0.59376 | 0.57017 | 0 | 52.951
| LCA | Big Creek/Ventura | Average Weekday | April | CAISO 1-in-2 | 5 | 0.59387 | 0.5736 | 0.59387 | 0.5736 | 0 | 51.9941
| LCA | Big Creek/Ventura | Average Weekday | April | CAISO 1-in-2 | 6 | 0.62278 | 0.62038 | 0.62278 | 0.62038 | 0 | 51.1995
| LCA | Big Creek/Ventura | Average Weekday | April | CAISO 1-in-2 | 7 | 0.67055 | 0.70694 | 0.67055 | 0.70694 | 0 | 50.4942
| LCA | Big Creek/Ventura | Average Weekday | April | CAISO 1-in-2 | 8 | 0.62506 | 0.65918 | 0.62506 | 0.65918 | 0 | 50.164
| LCA | Big Creek/Ventura | Average Weekday | April | CAISO 1-in-2 | 9 | 0.4549 | 0.44306 | 0.4549 | 0.44306 | 0 | 51.9076
| LCA | Big Creek/Ventura | Average Weekday | April | CAISO 1-in-2 | 10 | 0.25393 | 0.24563 | 0.25393 | 0.24563 | 0 | 55.6067
| LCA | Big Creek/Ventura | Average Weekday | April | CAISO 1-in-2 | 11 | 0.079394 | 0.079915 | 0.079394 | 0.079915 | 0 | 59.5814
| LCA | Big Creek/Ventura | Average Weekday | April | CAISO 1-in-2 | 12 | -0.0092608 | -0.022689 | -0.0092608 | -0.022689 | 0 | 63.1185
| LCA | Big Creek/Ventura | Average Weekday | April | CAISO 1-in-2 | 13 | -0.038175 | -0.062896 | -0.038175 | -0.062896 | 0 | 66.093
| LCA | Big Creek/Ventura | Average Weekday | April | CAISO 1-in-2 | 14 | -0.0023183 | -0.03659 | -0.0023183 | -0.03659 | 0 | 68.4168
| LCA | Big Creek/Ventura | Average Weekday | April | CAISO 1-in-2 | 15 | 0.092494 | 0.069251 | 0.092494 | 0.069251 | 0 | 69.8609
| LCA | Big Creek/Ventura | Average Weekday | April | CAISO 1-in-2 | 16 | 0.26143 | 0.2476 | 0.26143 | 0.2476 | 0 | 70.8483
| LCA | Big Creek/Ventura | Average Weekday | April | CAISO 1-in-2 | 17 | 0.496 | 0.49393 | 0.40124 | 0.39917 | 0.07943 | 71.0368
| LCA | Big Creek/Ventura | Average Weekday | April | CAISO 1-in-2 | 18 | 0.78469 | 0.76643 | 0.71468 | 0.69642 | 0.035007 | 70.4918
| LCA | Big Creek/Ventura | Average Weekday | April | CAISO 1-in-2 | 19 | 1.0003 | 0.95201 | 0.94364 | 0.89532 | 0.028347 | 69.2155
| LCA | Big Creek/Ventura | Average Weekday | April | CAISO 1-in-2 | 20 | 1.1175 | 1.0582 | 1.0323 | 0.97303 | 0.042588 | 67.2151
| LCA | Big Creek/Ventura | Average Weekday | April | CAISO 1-in-2 | 21 | 1.1146 | 1.0735 | 1.042 | 1.0009 | 0.036327 | 64.2601
| LCA | Big Creek/Ventura | Average Weekday | April | CAISO 1-in-2 | 22 | 1.031 | 1.0021 | 1.0659 | 1.1011 | 0.01744 | 61.7233
| LCA | Big Creek/Ventura | Average Weekday | April | CAISO 1-in-2 | 23 | 0.9137 | 0.89877 | 0.9137 | 0.89877 | 0 | 59.7409
| LCA | Big Creek/Ventura | Average Weekday | April | CAISO 1-in-2 | 24 | 0.78477 | 0.77148 | 0.78477 | 0.77148 | 0 | 58.0578
| LCA | Big Creek/Ventura | Average Weekday | April | SCE 1-in-10 | 1 | 0.72756 | 0.70886 | 0.72756 | 0.70886 | 0 | 57.9362
| LCA | Big Creek/Ventura | Average Weekday | April | SCE 1-in-10 | 2 | 0.66028 | 0.63899 | 0.66028 | 0.63899 | 0 | 56.4732
| LCA | Big Creek/Ventura | Average Weekday | April | SCE 1-in-10 | 3 | 0.62118 | 0.59675 | 0.62118 | 0.59675 | 0 | 55.3351
| LCA | Big Creek/Ventura | Average Weekday | April | SCE 1-in-10 | 4 | 0.5943 | 0.57071 | 0.5943 | 0.57071 | 0 | 54.0443
| LCA | Big Creek/Ventura | Average Weekday | April | SCE 1-in-10 | 5 | 0.58992 | 0.56964 | 0.58992 | 0.56964 | 0 | 53.079
| LCA | Big Creek/Ventura | Average Weekday | April | SCE 1-in-10 | 6 | 0.61352 | 0.61111 | 0.61352 | 0.61111 | 0 | 52.2854
| LCA | Big Creek/Ventura | Average Weekday | April | SCE 1-in-10 | 7 | 0.6506 | 0.68699 | 0.6506 | 0.68699 | 0 | 51.5469
| LCA | Big Creek/Ventura | Average Weekday | April | SCE 1-in-10 | 8 | 0.6006 | 0.63472 | 0.6006 | 0.63472 | 0 | 51.0729
| LCA | Big Creek/Ventura | Average Weekday | April | SCE 1-in-10 | 9 | 0.43169 | 0.41984 | 0.43169 | 0.41984 | 0 | 53.0306
| LCA | Big Creek/Ventura | Average Weekday | April | SCE 1-in-10 | 10 | 0.23164 | 0.22334 | 0.23164 | 0.22334 | 0 | 57.7045
| LCA | Big Creek/Ventura | Average Weekday | April | SCE 1-in-10 | 11 | 0.054558 | 0.055078 | 0.054558 | 0.055078 | 0 | 62.1576
| LCA | Big Creek/Ventura | Average Weekday | April | SCE 1-in-10 | 12 | -0.045625 | -0.059053 | -0.045625 | -0.059053 | 0 | 66.0026
| LCA | Big Creek/Ventura | Average Weekday | April | SCE 1-in-10 | 13 | -0.083657 | -0.10838 | -0.083657 | -0.10838 | 0 | 69.0804
| LCA | Big Creek/Ventura | Average Weekday | April | SCE 1-in-10 | 14 | -0.047056 | -0.081328 | -0.047056 | -0.081328 | 0 | 71.3531
| LCA | Big Creek/Ventura | Average Weekday | April | SCE 1-in-10 | 15 | 0.05084 | 0.027597 | 0.05084 | 0.027597 | 0 | 72.8066
| LCA | Big Creek/Ventura | Average Weekday | April | SCE 1-in-10 | 16 | 0.22998 | 0.21615 | 0.22998 | 0.21615 | 0 | 73.7137
| LCA | Big Creek/Ventura | Average Weekday | April | SCE 1-in-10 | 17 | 0.47335 | 0.47128 | 0.34581 | 0.34374 | 0.071384 | 73.9207
| LCA | Big Creek/Ventura | Average Weekday | April | SCE 1-in-10 | 18 | 0.7678 | 0.74954 | 0.69822 | 0.67996 | 0.034786 | 73.2307
| LCA | Big Creek/Ventura | Average Weekday | April | SCE 1-in-10 | 19 | 1.0006 | 0.9523 | 0.93536 | 0.88703 | 0.032633 | 71.8169
| LCA | Big Creek/Ventura | Average Weekday | April | SCE 1-in-10 | 20 | 1.1335 | 1.0743 | 1.0158 | 0.95658 | 0.058833 | 69.8061
| LCA | Big Creek/Ventura | Average Weekday | April | SCE 1-in-10 | 21 | 1.1445 | 1.1034 | 1.0121 | 0.97102 | 0.066196 | 66.8047
| LCA | Big Creek/Ventura | Average Weekday | April | SCE 1-in-10 | 22 | 1.0573 | 1.0284 | 1.131 | 1.2061 | 0.068407 | 63.9695
| LCA | Big Creek/Ventura | Average Weekday | April | SCE 1-in-10 | 23 | 0.9408 | 0.92587 | 0.9408 | 0.92587 | 0 | 61.7698
| LCA | Big Creek/Ventura | Average Weekday | April | SCE 1-in-10 | 24 | 0.80586 | 0.79258 | 0.80586 | 0.79258 | 0 | 59.7927
| LCA | Big Creek/Ventura | Average Weekday | April | SCE 1-in-2 | 1 | 0.70395 | 0.68524 | 0.70395 | 0.68524 | 0 | 56.4366
| LCA | Big Creek/Ventura | Average Weekday | April | SCE 1-in-2 | 2 | 0.64672 | 0.62544 | 0.64672 | 0.62544 | 0 | 55.0409
| LCA | Big Creek/Ventura | Average Weekday | April | SCE 1-in-2 | 3 | 0.61393 | 0.5895 | 0.61393 | 0.5895 | 0 | 53.8186
| LCA | Big Creek/Ventura | Average Weekday | April | SCE 1-in-2 | 4 | 0.5921 | 0.56851 | 0.5921 | 0.56851 | 0 | 52.7933
| LCA | Big Creek/Ventura | Average Weekday | April | SCE 1-in-2 | 5 | 0.59353 | 0.57326 | 0.59353 | 0.57326 | 0 | 51.8037
| LCA | Big Creek/Ventura | Average Weekday | April | SCE 1-in-2 | 6 | 0.624 | 0.6216 | 0.624 | 0.6216 | 0 | 51.0008
| LCA | Big Creek/Ventura | Average Weekday | April | SCE 1-in-2 | 7 | 0.67498 | 0.71137 | 0.67498 | 0.71137 | 0 | 50.2893
| LCA | Big Creek/Ventura | Average Weekday | April | SCE 1-in-2 | 8 | 0.63073 | 0.66485 | 0.63073 | 0.66485 | 0 | 49.9274
| LCA | Big Creek/Ventura | Average Weekday | April | SCE 1-in-2 | 9 | 0.46029 | 0.44845 | 0.46029 | 0.44845 | 0 | 51.5321
| LCA | Big Creek/Ventura | Average Weekday | April | SCE 1-in-2 | 10 | 0.25925 | 0.25096 | 0.25925 | 0.25096 | 0 | 55.2815
| LCA | Big Creek/Ventura | Average Weekday | April | SCE 1-in-2 | 11 | 0.085693 | 0.086214 | 0.085693 | 0.086214 | 0 | 59.2423
| LCA | Big Creek/Ventura | Average Weekday | April | SCE 1-in-2 | 12 | -0.0071899 | -0.020618 | -0.0071899 | -0.020618 | 0 | 62.6889
| LCA | Big Creek/Ventura | Average Weekday | April | SCE 1-in-2 | 13 | -0.029931 | -0.054652 | -0.029931 | -0.054652 | 0 | 65.4939
| LCA | Big Creek/Ventura | Average Weekday | April | SCE 1-in-2 | 14 | 0.0091634 | -0.025109 | 0.0091634 | -0.025109 | 0 | 67.7087
| LCA | Big Creek/Ventura | Average Weekday | April | SCE 1-in-2 | 15 | 0.10341 | 0.080171 | 0.10341 | 0.080171 | 0 | 69.1576
| LCA | Big Creek/Ventura | Average Weekday | April | SCE 1-in-2 | 16 | 0.26757 | 0.25374 | 0.26757 | 0.25374 | 0 | 70.0205
| LCA | Big Creek/Ventura | Average Weekday | April | SCE 1-in-2 | 17 | 0.49854 | 0.49647 | 0.49854 | 0.49647 | 0 | 70.2038
| LCA | Big Creek/Ventura | Average Weekday | April | SCE 1-in-2 | 18 | 0.78431 | 0.76605 | 0.78431 | 0.76605 | 0 | 69.5852
| LCA | Big Creek/Ventura | Average Weekday | April | SCE 1-in-2 | 19 | 0.99561 | 0.94728 | 0.99561 | 0.94728 | 0 | 68.29
| LCA | Big Creek/Ventura | Average Weekday | April | SCE 1-in-2 | 20 | 1.1063 | 1.0471 | 1.1063 | 1.0471 | 0 | 66.2629
| LCA | Big Creek/Ventura | Average Weekday | April | SCE 1-in-2 | 21 | 1.1034 | 1.0624 | 1.1034 | 1.0624 | 0 | 63.327
| LCA | Big Creek/Ventura | Average Weekday | April | SCE 1-in-2 | 22 | 1.0161 | 0.98722 | 1.0161 | 0.98722 | 0 | 60.9627
| LCA | Big Creek/Ventura | Average Weekday | April | SCE 1-in-2 | 23 | 0.90357 | 0.88864 | 0.90357 | 0.88864 | 0 | 59.1836
| LCA | Big Creek/Ventura | Average Weekday | April | SCE 1-in-2 | 24 | 0.77663 | 0.76334 | 0.77663 | 0.76334 | 0 | 57.5683
| LCA | Big Creek/Ventura | Average Weekday | August | CAISO 1-in-10 | 1 | 1.3804 | 1.3617 | 1.3804 | 1.3617 | 0 | 73.3744
| LCA | Big Creek/Ventura | Average Weekday | August | CAISO 1-in-10 | 2 | 1.1802 | 1.1589 | 1.1802 | 1.1589 | 0 | 71.9993
| LCA | Big Creek/Ventura | Average Weekday | August | CAISO 1-in-10 | 3 | 1.0456 | 1.0212 | 1.0456 | 1.0212 | 0 | 70.835
| LCA | Big Creek/Ventura | Average Weekday | August | CAISO 1-in-10 | 4 | 0.94209 | 0.91849 | 0.94209 | 0.91849 | 0 | 69.8516
| LCA | Big Creek/Ventura | Average Weekday | August | CAISO 1-in-10 | 5 | 0.86785 | 0.84757 | 0.86785 | 0.84757 | 0 | 68.8065
| LCA | Big Creek/Ventura | Average Weekday | August | CAISO 1-in-10 | 6 | 0.83074 | 0.82833 | 0.83074 | 0.82833 | 0 | 67.7968
| LCA | Big Creek/Ventura | Average Weekday | August | CAISO 1-in-10 | 7 | 0.79127 | 0.82766 | 0.79127 | 0.82766 | 0 | 66.9141
| LCA | Big Creek/Ventura | Average Weekday | August | CAISO 1-in-10 | 8 | 0.73081 | 0.76493 | 0.73081 | 0.76493 | 0 | 66.6488
| LCA | Big Creek/Ventura | Average Weekday | August | CAISO 1-in-10 | 9 | 0.63721 | 0.62537 | 0.63721 | 0.62537 | 0 | 68.79
| LCA | Big Creek/Ventura | Average Weekday | August | CAISO 1-in-10 | 10 | 0.52956 | 0.52127 | 0.52956 | 0.52127 | 0 | 72.9042
| LCA | Big Creek/Ventura | Average Weekday | August | CAISO 1-in-10 | 11 | 0.499 | 0.49952 | 0.499 | 0.49952 | 0 | 77.2913
| LCA | Big Creek/Ventura | Average Weekday | August | CAISO 1-in-10 | 12 | 0.58039 | 0.56696 | 0.58039 | 0.56696 | 0 | 81.5233
| LCA | Big Creek/Ventura | Average Weekday | August | CAISO 1-in-10 | 13 | 0.756 | 0.73128 | 0.756 | 0.73128 | 0 | 85.056
| LCA | Big Creek/Ventura | Average Weekday | August | CAISO 1-in-10 | 14 | 1.0063 | 0.97203 | 1.0063 | 0.97203 | 0 | 87.8371
| LCA | Big Creek/Ventura | Average Weekday | August | CAISO 1-in-10 | 15 | 1.3136 | 1.2903 | 1.3136 | 1.2903 | 0 | 89.6575
| LCA | Big Creek/Ventura | Average Weekday | August | CAISO 1-in-10 | 16 | 1.6861 | 1.6723 | 1.6861 | 1.6723 | 0 | 90.7379
| LCA | Big Creek/Ventura | Average Weekday | August | CAISO 1-in-10 | 17 | 2.0565 | 2.0544 | 1.0253 | 0.96811 | 0.037877 | 90.8986
| LCA | Big Creek/Ventura | Average Weekday | August | CAISO 1-in-10 | 18 | 2.4196 | 2.4013 | 1.6521 | 1.8323 | 0.13775 | 90.3042
| LCA | Big Creek/Ventura | Average Weekday | August | CAISO 1-in-10 | 19 | 2.5985 | 2.5502 | 2.0454 | 2.2093 | 0.11604 | 88.926
| LCA | Big Creek/Ventura | Average Weekday | August | CAISO 1-in-10 | 20 | 2.5393 | 2.48 | 2.1584 | 2.2342 | 0.051316 | 86.5608
| LCA | Big Creek/Ventura | Average Weekday | August | CAISO 1-in-10 | 21 | 2.4164 | 2.3753 | 2.0169 | 2.1109 | 0.068928 | 82.9583
| LCA | Big Creek/Ventura | Average Weekday | August | CAISO 1-in-10 | 22 | 2.2316 | 2.2027 | 2.574 | 2.7315 | 0.034746 | 79.5215
| LCA | Big Creek/Ventura | Average Weekday | August | CAISO 1-in-10 | 23 | 1.9465 | 1.9316 | 2.0527 | 2.1118 | 0.032125 | 77.0258
| LCA | Big Creek/Ventura | Average Weekday | August | CAISO 1-in-10 | 24 | 1.6179 | 1.6046 | 1.6775 | 1.6675 | 0.026508 | 75.1117
| LCA | Big Creek/Ventura | Average Weekday | August | CAISO 1-in-2 | 1 | 1.2164 | 1.1977 | 1.2164 | 1.1977 | 0 | 70.2123
| LCA | Big Creek/Ventura | Average Weekday | August | CAISO 1-in-2 | 2 | 1.0324 | 1.0111 | 1.0324 | 1.0111 | 0 | 68.7337
| LCA | Big Creek/Ventura | Average Weekday | August | CAISO 1-in-2 | 3 | 0.92318 | 0.89876 | 0.92318 | 0.89876 | 0 | 67.5312
| LCA | Big Creek/Ventura | Average Weekday | August | CAISO 1-in-2 | 4 | 0.84396 | 0.82037 | 0.84396 | 0.82037 | 0 | 66.5032
| LCA | Big Creek/Ventura | Average Weekday | August | CAISO 1-in-2 | 5 | 0.78819 | 0.76792 | 0.78819 | 0.76792 | 0 | 65.3114
| LCA | Big Creek/Ventura | Average Weekday | August | CAISO 1-in-2 | 6 | 0.76371 | 0.76131 | 0.76371 | 0.76131 | 0 | 64.2805
| LCA | Big Creek/Ventura | Average Weekday | August | CAISO 1-in-2 | 7 | 0.74145 | 0.77784 | 0.74145 | 0.77784 | 0 | 63.4407
| LCA | Big Creek/Ventura | Average Weekday | August | CAISO 1-in-2 | 8 | 0.67863 | 0.71275 | 0.67863 | 0.71275 | 0 | 62.9908
| LCA | Big Creek/Ventura | Average Weekday | August | CAISO 1-in-2 | 9 | 0.55623 | 0.54438 | 0.55623 | 0.54438 | 0 | 65.1378
| LCA | Big Creek/Ventura | Average Weekday | August | CAISO 1-in-2 | 10 | 0.44672 | 0.43843 | 0.44672 | 0.43843 | 0 | 69.5481
| LCA | Big Creek/Ventura | Average Weekday | August | CAISO 1-in-2 | 11 | 0.39143 | 0.39195 | 0.39143 | 0.39195 | 0 | 74.5639
| LCA | Big Creek/Ventura | Average Weekday | August | CAISO 1-in-2 | 12 | 0.4154 | 0.40197 | 0.4154 | 0.40197 | 0 | 79.3806
| LCA | Big Creek/Ventura | Average Weekday | August | CAISO 1-in-2 | 13 | 0.547 | 0.52228 | 0.547 | 0.52228 | 0 | 83.3528
| LCA | Big Creek/Ventura | Average Weekday | August | CAISO 1-in-2 | 14 | 0.76465 | 0.73038 | 0.76465 | 0.73038 | 0 | 86.2709
| LCA | Big Creek/Ventura | Average Weekday | August | CAISO 1-in-2 | 15 | 1.0431 | 1.0198 | 1.0431 | 1.0198 | 0 | 88.1837
| LCA | Big Creek/Ventura | Average Weekday | August | CAISO 1-in-2 | 16 | 1.3947 | 1.3808 | 1.3947 | 1.3808 | 0 | 89.3206
| LCA | Big Creek/Ventura | Average Weekday | August | CAISO 1-in-2 | 17 | 1.7538 | 1.7517 | 0.75597 | 0.69875 | 0.038813 | 89.5689
| LCA | Big Creek/Ventura | Average Weekday | August | CAISO 1-in-2 | 18 | 2.1026 | 2.0843 | 1.3461 | 1.5262 | 0.1538 | 88.8656
| LCA | Big Creek/Ventura | Average Weekday | August | CAISO 1-in-2 | 19 | 2.2904 | 2.2421 | 1.7299 | 1.8938 | 0.13217 | 87.2654
| LCA | Big Creek/Ventura | Average Weekday | August | CAISO 1-in-2 | 20 | 2.2743 | 2.215 | 1.8841 | 1.9599 | 0.060008 | 84.7541
| LCA | Big Creek/Ventura | Average Weekday | August | CAISO 1-in-2 | 21 | 2.1811 | 2.14 | 1.7712 | 1.8652 | 0.079047 | 80.9638
| LCA | Big Creek/Ventura | Average Weekday | August | CAISO 1-in-2 | 22 | 2.0094 | 1.9805 | 2.3099 | 2.4675 | 0.038146 | 77.1023
| LCA | Big Creek/Ventura | Average Weekday | August | CAISO 1-in-2 | 23 | 1.7485 | 1.7335 | 1.8172 | 1.8764 | 0.036478 | 74.13
| LCA | Big Creek/Ventura | Average Weekday | August | CAISO 1-in-2 | 24 | 1.4508 | 1.4375 | 1.4764 | 1.4664 | 0.012794 | 71.8926
| LCA | Big Creek/Ventura | Average Weekday | August | SCE 1-in-10 | 1 | 1.4273 | 1.4086 | 1.4273 | 1.4086 | 0 | 74.1995
| LCA | Big Creek/Ventura | Average Weekday | August | SCE 1-in-10 | 2 | 1.2213 | 1.2 | 1.2213 | 1.2 | 0 | 72.7241
| LCA | Big Creek/Ventura | Average Weekday | August | SCE 1-in-10 | 3 | 1.0765 | 1.0521 | 1.0765 | 1.0521 | 0 | 71.3413
| LCA | Big Creek/Ventura | Average Weekday | August | SCE 1-in-10 | 4 | 0.96493 | 0.94134 | 0.96493 | 0.94134 | 0 | 70.1339
| LCA | Big Creek/Ventura | Average Weekday | August | SCE 1-in-10 | 5 | 0.88806 | 0.86779 | 0.88806 | 0.86779 | 0 | 69.0032
| LCA | Big Creek/Ventura | Average Weekday | August | SCE 1-in-10 | 6 | 0.84862 | 0.84621 | 0.84862 | 0.84621 | 0 | 67.9114
| LCA | Big Creek/Ventura | Average Weekday | August | SCE 1-in-10 | 7 | 0.80865 | 0.84504 | 0.80865 | 0.84504 | 0 | 67.0021
| LCA | Big Creek/Ventura | Average Weekday | August | SCE 1-in-10 | 8 | 0.74484 | 0.77896 | 0.74484 | 0.77896 | 0 | 66.548
| LCA | Big Creek/Ventura | Average Weekday | August | SCE 1-in-10 | 9 | 0.65522 | 0.64337 | 0.65522 | 0.64337 | 0 | 68.8686
| LCA | Big Creek/Ventura | Average Weekday | August | SCE 1-in-10 | 10 | 0.56603 | 0.55774 | 0.56603 | 0.55774 | 0 | 73.427
| LCA | Big Creek/Ventura | Average Weekday | August | SCE 1-in-10 | 11 | 0.54808 | 0.5486 | 0.54808 | 0.5486 | 0 | 78.3937
| LCA | Big Creek/Ventura | Average Weekday | August | SCE 1-in-10 | 12 | 0.6428 | 0.62937 | 0.6428 | 0.62937 | 0 | 82.9222
| LCA | Big Creek/Ventura | Average Weekday | August | SCE 1-in-10 | 13 | 0.83817 | 0.81345 | 0.83817 | 0.81345 | 0 | 86.6363
| LCA | Big Creek/Ventura | Average Weekday | August | SCE 1-in-10 | 14 | 1.1079 | 1.0736 | 1.1079 | 1.0736 | 0 | 89.3855
| LCA | Big Creek/Ventura | Average Weekday | August | SCE 1-in-10 | 15 | 1.4281 | 1.4049 | 1.4281 | 1.4049 | 0 | 91.2825
| LCA | Big Creek/Ventura | Average Weekday | August | SCE 1-in-10 | 16 | 1.8051 | 1.7913 | 1.8051 | 1.7913 | 0 | 92.1809
| LCA | Big Creek/Ventura | Average Weekday | August | SCE 1-in-10 | 17 | 2.1726 | 2.1705 | 1.1065 | 1.0493 | 0.037398 | 92.2884
| LCA | Big Creek/Ventura | Average Weekday | August | SCE 1-in-10 | 18 | 2.5289 | 2.5106 | 1.7522 | 1.9324 | 0.12458 | 91.5175
| LCA | Big Creek/Ventura | Average Weekday | August | SCE 1-in-10 | 19 | 2.7022 | 2.6539 | 2.154 | 2.3179 | 0.1055 | 90.027
| LCA | Big Creek/Ventura | Average Weekday | August | SCE 1-in-10 | 20 | 2.637 | 2.5778 | 2.2617 | 2.3375 | 0.046358 | 87.6325
| LCA | Big Creek/Ventura | Average Weekday | August | SCE 1-in-10 | 21 | 2.5067 | 2.4656 | 2.1123 | 2.2063 | 0.063917 | 83.9615
| LCA | Big Creek/Ventura | Average Weekday | August | SCE 1-in-10 | 22 | 2.3131 | 2.2842 | 2.6702 | 2.8278 | 0.033843 | 80.3781
| LCA | Big Creek/Ventura | Average Weekday | August | SCE 1-in-10 | 23 | 2.0147 | 1.9998 | 2.1299 | 2.189 | 0.031338 | 77.7235
| LCA | Big Creek/Ventura | Average Weekday | August | SCE 1-in-10 | 24 | 1.6737 | 1.6605 | 1.7391 | 1.7292 | 0.026028 | 75.6581
| LCA | Big Creek/Ventura | Average Weekday | August | SCE 1-in-2 | 1 | 1.2164 | 1.1977 | 1.2164 | 1.1977 | 0 | 70.2123
| LCA | Big Creek/Ventura | Average Weekday | August | SCE 1-in-2 | 2 | 1.0324 | 1.0111 | 1.0324 | 1.0111 | 0 | 68.7337
| LCA | Big Creek/Ventura | Average Weekday | August | SCE 1-in-2 | 3 | 0.92318 | 0.89876 | 0.92318 | 0.89876 | 0 | 67.5312
| LCA | Big Creek/Ventura | Average Weekday | August | SCE 1-in-2 | 4 | 0.84396 | 0.82037 | 0.84396 | 0.82037 | 0 | 66.5032
| LCA | Big Creek/Ventura | Average Weekday | August | SCE 1-in-2 | 5 | 0.78819 | 0.76792 | 0.78819 | 0.76792 | 0 | 65.3114
| LCA | Big Creek/Ventura | Average Weekday | August | SCE 1-in-2 | 6 | 0.76371 | 0.76131 | 0.76371 | 0.76131 | 0 | 64.2805
| LCA | Big Creek/Ventura | Average Weekday | August | SCE 1-in-2 | 7 | 0.74145 | 0.77784 | 0.74145 | 0.77784 | 0 | 63.4407
| LCA | Big Creek/Ventura | Average Weekday | August | SCE 1-in-2 | 8 | 0.67863 | 0.71275 | 0.67863 | 0.71275 | 0 | 62.9908
| LCA | Big Creek/Ventura | Average Weekday | August | SCE 1-in-2 | 9 | 0.55623 | 0.54438 | 0.55623 | 0.54438 | 0 | 65.1378
| LCA | Big Creek/Ventura | Average Weekday | August | SCE 1-in-2 | 10 | 0.44672 | 0.43843 | 0.44672 | 0.43843 | 0 | 69.5481
| LCA | Big Creek/Ventura | Average Weekday | August | SCE 1-in-2 | 11 | 0.39143 | 0.39195 | 0.39143 | 0.39195 | 0 | 74.5639
| LCA | Big Creek/Ventura | Average Weekday | August | SCE 1-in-2 | 12 | 0.4154 | 0.40197 | 0.4154 | 0.40197 | 0 | 79.3806
| LCA | Big Creek/Ventura | Average Weekday | August | SCE 1-in-2 | 13 | 0.547 | 0.52228 | 0.547 | 0.52228 | 0 | 83.3528
| LCA | Big Creek/Ventura | Average Weekday | August | SCE 1-in-2 | 14 | 0.76465 | 0.73038 | 0.76465 | 0.73038 | 0 | 86.2709
| LCA | Big Creek/Ventura | Average Weekday | August | SCE 1-in-2 | 15 | 1.0431 | 1.0198 | 1.0431 | 1.0198 | 0 | 88.1837
| LCA | Big Creek/Ventura | Average Weekday | August | SCE 1-in-2 | 16 | 1.3947 | 1.3808 | 1.3947 | 1.3808 | 0 | 89.3206
| LCA | Big Creek/Ventura | Average Weekday | August | SCE 1-in-2 | 17 | 1.7538 | 1.7517 | 0.75597 | 0.69875 | 0.038813 | 89.5689
| LCA | Big Creek/Ventura | Average Weekday | August | SCE 1-in-2 | 18 | 2.1026 | 2.0843 | 1.3461 | 1.5262 | 0.1538 | 88.8656
| LCA | Big Creek/Ventura | Average Weekday | August | SCE 1-in-2 | 19 | 2.2904 | 2.2421 | 1.7299 | 1.8938 | 0.13217 | 87.2654
| LCA | Big Creek/Ventura | Average Weekday | August | SCE 1-in-2 | 20 | 2.2743 | 2.215 | 1.8841 | 1.9599 | 0.060008 | 84.7541
| LCA | Big Creek/Ventura | Average Weekday | August | SCE 1-in-2 | 21 | 2.1811 | 2.14 | 1.7712 | 1.8652 | 0.079047 | 80.9638
| LCA | Big Creek/Ventura | Average Weekday | August | SCE 1-in-2 | 22 | 2.0094 | 1.9805 | 2.3099 | 2.4675 | 0.038146 | 77.1023
| LCA | Big Creek/Ventura | Average Weekday | August | SCE 1-in-2 | 23 | 1.7485 | 1.7335 | 1.8172 | 1.8764 | 0.036478 | 74.13
| LCA | Big Creek/Ventura | Average Weekday | August | SCE 1-in-2 | 24 | 1.4508 | 1.4375 | 1.4764 | 1.4664 | 0.012794 | 71.8926
| LCA | Big Creek/Ventura | Average Weekday | December | CAISO 1-in-10 | 1 | 0.7825 | 0.7638 | 0.7825 | 0.7638 | 0 | 47.6384
| LCA | Big Creek/Ventura | Average Weekday | December | CAISO 1-in-10 | 2 | 0.72766 | 0.70638 | 0.72766 | 0.70638 | 0 | 46.8284
| LCA | Big Creek/Ventura | Average Weekday | December | CAISO 1-in-10 | 3 | 0.70011 | 0.67569 | 0.70011 | 0.67569 | 0 | 46.0685
| LCA | Big Creek/Ventura | Average Weekday | December | CAISO 1-in-10 | 4 | 0.68491 | 0.66132 | 0.68491 | 0.66132 | 0 | 45.4929
| LCA | Big Creek/Ventura | Average Weekday | December | CAISO 1-in-10 | 5 | 0.69573 | 0.67546 | 0.69573 | 0.67546 | 0 | 45.0616
| LCA | Big Creek/Ventura | Average Weekday | December | CAISO 1-in-10 | 6 | 0.73523 | 0.73283 | 0.73523 | 0.73283 | 0 | 44.5376
| LCA | Big Creek/Ventura | Average Weekday | December | CAISO 1-in-10 | 7 | 0.79706 | 0.83345 | 0.79706 | 0.83345 | 0 | 44.0367
| LCA | Big Creek/Ventura | Average Weekday | December | CAISO 1-in-10 | 8 | 0.76564 | 0.79976 | 0.76564 | 0.79976 | 0 | 43.8408
| LCA | Big Creek/Ventura | Average Weekday | December | CAISO 1-in-10 | 9 | 0.58535 | 0.5735 | 0.58535 | 0.5735 | 0 | 44.3842
| LCA | Big Creek/Ventura | Average Weekday | December | CAISO 1-in-10 | 10 | 0.37687 | 0.36857 | 0.37687 | 0.36857 | 0 | 47.3461
| LCA | Big Creek/Ventura | Average Weekday | December | CAISO 1-in-10 | 11 | 0.19878 | 0.1993 | 0.19878 | 0.1993 | 0 | 51.2643
| LCA | Big Creek/Ventura | Average Weekday | December | CAISO 1-in-10 | 12 | 0.11049 | 0.09706 | 0.11049 | 0.09706 | 0 | 54.7395
| LCA | Big Creek/Ventura | Average Weekday | December | CAISO 1-in-10 | 13 | 0.094819 | 0.070098 | 0.094819 | 0.070098 | 0 | 57.2216
| LCA | Big Creek/Ventura | Average Weekday | December | CAISO 1-in-10 | 14 | 0.14258 | 0.10831 | 0.14258 | 0.10831 | 0 | 58.7742
| LCA | Big Creek/Ventura | Average Weekday | December | CAISO 1-in-10 | 15 | 0.23714 | 0.21389 | 0.23714 | 0.21389 | 0 | 59.6947
| LCA | Big Creek/Ventura | Average Weekday | December | CAISO 1-in-10 | 16 | 0.39921 | 0.38538 | 0.39921 | 0.38538 | 0 | 60.0252
| LCA | Big Creek/Ventura | Average Weekday | December | CAISO 1-in-10 | 17 | 0.64407 | 0.642 | 0.64407 | 0.642 | 0 | 59.502
| LCA | Big Creek/Ventura | Average Weekday | December | CAISO 1-in-10 | 18 | 0.95563 | 0.93736 | 0.95563 | 0.93736 | 0 | 57.5977
| LCA | Big Creek/Ventura | Average Weekday | December | CAISO 1-in-10 | 19 | 1.1461 | 1.0978 | 1.1461 | 1.0978 | 0 | 55.3587
| LCA | Big Creek/Ventura | Average Weekday | December | CAISO 1-in-10 | 20 | 1.2132 | 1.1539 | 1.2132 | 1.1539 | 0 | 53.5482
| LCA | Big Creek/Ventura | Average Weekday | December | CAISO 1-in-10 | 21 | 1.1936 | 1.1525 | 1.1936 | 1.1525 | 0 | 51.9375
| LCA | Big Creek/Ventura | Average Weekday | December | CAISO 1-in-10 | 22 | 1.1081 | 1.0792 | 1.1081 | 1.0792 | 0 | 50.6976
| LCA | Big Creek/Ventura | Average Weekday | December | CAISO 1-in-10 | 23 | 0.99484 | 0.97991 | 0.99484 | 0.97991 | 0 | 49.4728
| LCA | Big Creek/Ventura | Average Weekday | December | CAISO 1-in-10 | 24 | 0.86221 | 0.84893 | 0.86221 | 0.84893 | 0 | 48.4868
| LCA | Big Creek/Ventura | Average Weekday | December | CAISO 1-in-2 | 1 | 0.80016 | 0.78146 | 0.80016 | 0.78146 | 0 | 45.5334
| LCA | Big Creek/Ventura | Average Weekday | December | CAISO 1-in-2 | 2 | 0.74539 | 0.72411 | 0.74539 | 0.72411 | 0 | 44.7372
| LCA | Big Creek/Ventura | Average Weekday | December | CAISO 1-in-2 | 3 | 0.71869 | 0.69426 | 0.71869 | 0.69426 | 0 | 44.0915
| LCA | Big Creek/Ventura | Average Weekday | December | CAISO 1-in-2 | 4 | 0.70468 | 0.68109 | 0.70468 | 0.68109 | 0 | 43.5582
| LCA | Big Creek/Ventura | Average Weekday | December | CAISO 1-in-2 | 5 | 0.71724 | 0.69697 | 0.71724 | 0.69697 | 0 | 43.0356
| LCA | Big Creek/Ventura | Average Weekday | December | CAISO 1-in-2 | 6 | 0.75837 | 0.75596 | 0.75837 | 0.75596 | 0 | 42.568
| LCA | Big Creek/Ventura | Average Weekday | December | CAISO 1-in-2 | 7 | 0.8219 | 0.85829 | 0.8219 | 0.85829 | 0 | 42.2268
| LCA | Big Creek/Ventura | Average Weekday | December | CAISO 1-in-2 | 8 | 0.79295 | 0.82708 | 0.79295 | 0.82708 | 0 | 42.1722
| LCA | Big Creek/Ventura | Average Weekday | December | CAISO 1-in-2 | 9 | 0.61064 | 0.5988 | 0.61064 | 0.5988 | 0 | 42.6318
| LCA | Big Creek/Ventura | Average Weekday | December | CAISO 1-in-2 | 10 | 0.40063 | 0.39234 | 0.40063 | 0.39234 | 0 | 45.6139
| LCA | Big Creek/Ventura | Average Weekday | December | CAISO 1-in-2 | 11 | 0.22142 | 0.22194 | 0.22142 | 0.22194 | 0 | 49.7202
| LCA | Big Creek/Ventura | Average Weekday | December | CAISO 1-in-2 | 12 | 0.13468 | 0.12125 | 0.13468 | 0.12125 | 0 | 53.2434
| LCA | Big Creek/Ventura | Average Weekday | December | CAISO 1-in-2 | 13 | 0.11823 | 0.093509 | 0.11823 | 0.093509 | 0 | 55.7032
| LCA | Big Creek/Ventura | Average Weekday | December | CAISO 1-in-2 | 14 | 0.169 | 0.13472 | 0.169 | 0.13472 | 0 | 57.3344
| LCA | Big Creek/Ventura | Average Weekday | December | CAISO 1-in-2 | 15 | 0.26891 | 0.24566 | 0.26891 | 0.24566 | 0 | 58.3457
| LCA | Big Creek/Ventura | Average Weekday | December | CAISO 1-in-2 | 16 | 0.4373 | 0.42347 | 0.4373 | 0.42347 | 0 | 58.8179
| LCA | Big Creek/Ventura | Average Weekday | December | CAISO 1-in-2 | 17 | 0.68698 | 0.68491 | 0.68698 | 0.68491 | 0 | 58.2197
| LCA | Big Creek/Ventura | Average Weekday | December | CAISO 1-in-2 | 18 | 0.99744 | 0.97918 | 0.99744 | 0.97918 | 0 | 56.3097
| LCA | Big Creek/Ventura | Average Weekday | December | CAISO 1-in-2 | 19 | 1.1802 | 1.1319 | 1.1802 | 1.1319 | 0 | 53.7785
| LCA | Big Creek/Ventura | Average Weekday | December | CAISO 1-in-2 | 20 | 1.2405 | 1.1812 | 1.2405 | 1.1812 | 0 | 51.6909
| LCA | Big Creek/Ventura | Average Weekday | December | CAISO 1-in-2 | 21 | 1.2164 | 1.1753 | 1.2164 | 1.1753 | 0 | 49.8461
| LCA | Big Creek/Ventura | Average Weekday | December | CAISO 1-in-2 | 22 | 1.1299 | 1.101 | 1.1299 | 1.101 | 0 | 48.3326
| LCA | Big Creek/Ventura | Average Weekday | December | CAISO 1-in-2 | 23 | 1.0157 | 1.0008 | 1.0157 | 1.0008 | 0 | 47.166
| LCA | Big Creek/Ventura | Average Weekday | December | CAISO 1-in-2 | 24 | 0.88159 | 0.86831 | 0.88159 | 0.86831 | 0 | 46.072
| LCA | Big Creek/Ventura | Average Weekday | December | SCE 1-in-10 | 1 | 0.80919 | 0.79049 | 0.80919 | 0.79049 | 0 | 44.3142
| LCA | Big Creek/Ventura | Average Weekday | December | SCE 1-in-10 | 2 | 0.75446 | 0.73318 | 0.75446 | 0.73318 | 0 | 43.5242
| LCA | Big Creek/Ventura | Average Weekday | December | SCE 1-in-10 | 3 | 0.72819 | 0.70376 | 0.72819 | 0.70376 | 0 | 42.7846
| LCA | Big Creek/Ventura | Average Weekday | December | SCE 1-in-10 | 4 | 0.71479 | 0.6912 | 0.71479 | 0.6912 | 0 | 42.0647
| LCA | Big Creek/Ventura | Average Weekday | December | SCE 1-in-10 | 5 | 0.72825 | 0.70798 | 0.72825 | 0.70798 | 0 | 41.6829
| LCA | Big Creek/Ventura | Average Weekday | December | SCE 1-in-10 | 6 | 0.77021 | 0.7678 | 0.77021 | 0.7678 | 0 | 41.1945
| LCA | Big Creek/Ventura | Average Weekday | December | SCE 1-in-10 | 7 | 0.83462 | 0.87101 | 0.83462 | 0.87101 | 0 | 40.6444
| LCA | Big Creek/Ventura | Average Weekday | December | SCE 1-in-10 | 8 | 0.80694 | 0.84106 | 0.80694 | 0.84106 | 0 | 40.4326
| LCA | Big Creek/Ventura | Average Weekday | December | SCE 1-in-10 | 9 | 0.62359 | 0.61174 | 0.62359 | 0.61174 | 0 | 41.2109
| LCA | Big Creek/Ventura | Average Weekday | December | SCE 1-in-10 | 10 | 0.41279 | 0.4045 | 0.41279 | 0.4045 | 0 | 44.594
| LCA | Big Creek/Ventura | Average Weekday | December | SCE 1-in-10 | 11 | 0.233 | 0.23352 | 0.233 | 0.23352 | 0 | 48.8805
| LCA | Big Creek/Ventura | Average Weekday | December | SCE 1-in-10 | 12 | 0.14706 | 0.13363 | 0.14706 | 0.13363 | 0 | 52.4479
| LCA | Big Creek/Ventura | Average Weekday | December | SCE 1-in-10 | 13 | 0.13021 | 0.10549 | 0.13021 | 0.10549 | 0 | 54.9668
| LCA | Big Creek/Ventura | Average Weekday | December | SCE 1-in-10 | 14 | 0.18252 | 0.14824 | 0.18252 | 0.14824 | 0 | 56.6265
| LCA | Big Creek/Ventura | Average Weekday | December | SCE 1-in-10 | 15 | 0.28517 | 0.26193 | 0.28517 | 0.26193 | 0 | 57.5972
| LCA | Big Creek/Ventura | Average Weekday | December | SCE 1-in-10 | 16 | 0.4568 | 0.44297 | 0.4568 | 0.44297 | 0 | 58.0207
| LCA | Big Creek/Ventura | Average Weekday | December | SCE 1-in-10 | 17 | 0.70894 | 0.70686 | 0.70894 | 0.70686 | 0 | 57.5034
| LCA | Big Creek/Ventura | Average Weekday | December | SCE 1-in-10 | 18 | 1.0188 | 1.0006 | 1.0188 | 1.0006 | 0 | 55.6872
| LCA | Big Creek/Ventura | Average Weekday | December | SCE 1-in-10 | 19 | 1.1976 | 1.1493 | 1.1976 | 1.1493 | 0 | 53.3037
| LCA | Big Creek/Ventura | Average Weekday | December | SCE 1-in-10 | 20 | 1.2544 | 1.1952 | 1.2544 | 1.1952 | 0 | 51.267
| LCA | Big Creek/Ventura | Average Weekday | December | SCE 1-in-10 | 21 | 1.228 | 1.187 | 1.228 | 1.187 | 0 | 49.5398
| LCA | Big Creek/Ventura | Average Weekday | December | SCE 1-in-10 | 22 | 1.1411 | 1.1122 | 1.1411 | 1.1122 | 0 | 48.1002
| LCA | Big Creek/Ventura | Average Weekday | December | SCE 1-in-10 | 23 | 1.0264 | 1.0115 | 1.0264 | 1.0115 | 0 | 46.7214
| LCA | Big Creek/Ventura | Average Weekday | December | SCE 1-in-10 | 24 | 0.89151 | 0.87823 | 0.89151 | 0.87823 | 0 | 45.7309
| LCA | Big Creek/Ventura | Average Weekday | December | SCE 1-in-2 | 1 | 0.78218 | 0.76347 | 0.78218 | 0.76347 | 0 | 48.4157
| LCA | Big Creek/Ventura | Average Weekday | December | SCE 1-in-2 | 2 | 0.72733 | 0.70605 | 0.72733 | 0.70605 | 0 | 47.6617
| LCA | Big Creek/Ventura | Average Weekday | December | SCE 1-in-2 | 3 | 0.69977 | 0.67534 | 0.69977 | 0.67534 | 0 | 47.0352
| LCA | Big Creek/Ventura | Average Weekday | December | SCE 1-in-2 | 4 | 0.68455 | 0.66095 | 0.68455 | 0.66095 | 0 | 46.5854
| LCA | Big Creek/Ventura | Average Weekday | December | SCE 1-in-2 | 5 | 0.69533 | 0.67506 | 0.69533 | 0.67506 | 0 | 46.0497
| LCA | Big Creek/Ventura | Average Weekday | December | SCE 1-in-2 | 6 | 0.7348 | 0.7324 | 0.7348 | 0.7324 | 0 | 45.5524
| LCA | Big Creek/Ventura | Average Weekday | December | SCE 1-in-2 | 7 | 0.7966 | 0.83299 | 0.7966 | 0.83299 | 0 | 45.1578
| LCA | Big Creek/Ventura | Average Weekday | December | SCE 1-in-2 | 8 | 0.76513 | 0.79925 | 0.76513 | 0.79925 | 0 | 44.9453
| LCA | Big Creek/Ventura | Average Weekday | December | SCE 1-in-2 | 9 | 0.58488 | 0.57303 | 0.58488 | 0.57303 | 0 | 45.3074
| LCA | Big Creek/Ventura | Average Weekday | December | SCE 1-in-2 | 10 | 0.37643 | 0.36813 | 0.37643 | 0.36813 | 0 | 47.8852
| LCA | Big Creek/Ventura | Average Weekday | December | SCE 1-in-2 | 11 | 0.19836 | 0.19888 | 0.19836 | 0.19888 | 0 | 51.3708
| LCA | Big Creek/Ventura | Average Weekday | December | SCE 1-in-2 | 12 | 0.11004 | 0.096612 | 0.11004 | 0.096612 | 0 | 54.3932
| LCA | Big Creek/Ventura | Average Weekday | December | SCE 1-in-2 | 13 | 0.094385 | 0.069664 | 0.094385 | 0.069664 | 0 | 56.5196
| LCA | Big Creek/Ventura | Average Weekday | December | SCE 1-in-2 | 14 | 0.14209 | 0.10782 | 0.14209 | 0.10782 | 0 | 57.8915
| LCA | Big Creek/Ventura | Average Weekday | December | SCE 1-in-2 | 15 | 0.23654 | 0.2133 | 0.23654 | 0.2133 | 0 | 58.7206
| LCA | Big Creek/Ventura | Average Weekday | December | SCE 1-in-2 | 16 | 0.3985 | 0.38467 | 0.3985 | 0.38467 | 0 | 59.1041
| LCA | Big Creek/Ventura | Average Weekday | December | SCE 1-in-2 | 17 | 0.64328 | 0.64121 | 0.64328 | 0.64121 | 0 | 58.5733
| LCA | Big Creek/Ventura | Average Weekday | December | SCE 1-in-2 | 18 | 0.95485 | 0.93659 | 0.95485 | 0.93659 | 0 | 56.7196
| LCA | Big Creek/Ventura | Average Weekday | December | SCE 1-in-2 | 19 | 1.1455 | 1.0972 | 1.1455 | 1.0972 | 0 | 54.5277
| LCA | Big Creek/Ventura | Average Weekday | December | SCE 1-in-2 | 20 | 1.2127 | 1.1534 | 1.2127 | 1.1534 | 0 | 52.828
| LCA | Big Creek/Ventura | Average Weekday | December | SCE 1-in-2 | 21 | 1.1931 | 1.1521 | 1.1931 | 1.1521 | 0 | 51.3193
| LCA | Big Creek/Ventura | Average Weekday | December | SCE 1-in-2 | 22 | 1.1077 | 1.0788 | 1.1077 | 1.0788 | 0 | 50.1894
| LCA | Big Creek/Ventura | Average Weekday | December | SCE 1-in-2 | 23 | 0.99445 | 0.97952 | 0.99445 | 0.97952 | 0 | 49.2443
| LCA | Big Creek/Ventura | Average Weekday | December | SCE 1-in-2 | 24 | 0.86185 | 0.84857 | 0.86185 | 0.84857 | 0 | 48.3521
| LCA | Big Creek/Ventura | Average Weekday | February | CAISO 1-in-10 | 1 | 0.79643 | 0.77773 | 0.79643 | 0.77773 | 0 | 45.3149
| LCA | Big Creek/Ventura | Average Weekday | February | CAISO 1-in-10 | 2 | 0.74164 | 0.72036 | 0.74164 | 0.72036 | 0 | 44.2048
| LCA | Big Creek/Ventura | Average Weekday | February | CAISO 1-in-10 | 3 | 0.71476 | 0.69033 | 0.71476 | 0.69033 | 0 | 43.2285
| LCA | Big Creek/Ventura | Average Weekday | February | CAISO 1-in-10 | 4 | 0.7005 | 0.67691 | 0.7005 | 0.67691 | 0 | 42.3706
| LCA | Big Creek/Ventura | Average Weekday | February | CAISO 1-in-10 | 5 | 0.71269 | 0.69242 | 0.71269 | 0.69242 | 0 | 41.8118
| LCA | Big Creek/Ventura | Average Weekday | February | CAISO 1-in-10 | 6 | 0.75348 | 0.75107 | 0.75348 | 0.75107 | 0 | 41.194
| LCA | Big Creek/Ventura | Average Weekday | February | CAISO 1-in-10 | 7 | 0.81665 | 0.85304 | 0.81665 | 0.85304 | 0 | 40.761
| LCA | Big Creek/Ventura | Average Weekday | February | CAISO 1-in-10 | 8 | 0.78718 | 0.8213 | 0.78718 | 0.8213 | 0 | 40.3808
| LCA | Big Creek/Ventura | Average Weekday | February | CAISO 1-in-10 | 9 | 0.6053 | 0.59345 | 0.6053 | 0.59345 | 0 | 41.618
| LCA | Big Creek/Ventura | Average Weekday | February | CAISO 1-in-10 | 10 | 0.39561 | 0.38732 | 0.39561 | 0.38732 | 0 | 45.6314
| LCA | Big Creek/Ventura | Average Weekday | February | CAISO 1-in-10 | 11 | 0.21663 | 0.21715 | 0.21663 | 0.21715 | 0 | 50.1031
| LCA | Big Creek/Ventura | Average Weekday | February | CAISO 1-in-10 | 12 | 0.12957 | 0.11614 | 0.12957 | 0.11614 | 0 | 53.8371
| LCA | Big Creek/Ventura | Average Weekday | February | CAISO 1-in-10 | 13 | 0.11328 | 0.088562 | 0.11328 | 0.088562 | 0 | 56.5842
| LCA | Big Creek/Ventura | Average Weekday | February | CAISO 1-in-10 | 14 | 0.16341 | 0.12914 | 0.16341 | 0.12914 | 0 | 58.3392
| LCA | Big Creek/Ventura | Average Weekday | February | CAISO 1-in-10 | 15 | 0.26219 | 0.23895 | 0.26219 | 0.23895 | 0 | 59.4491
| LCA | Big Creek/Ventura | Average Weekday | February | CAISO 1-in-10 | 16 | 0.42925 | 0.41542 | 0.42925 | 0.41542 | 0 | 60.0157
| LCA | Big Creek/Ventura | Average Weekday | February | CAISO 1-in-10 | 17 | 0.67791 | 0.67584 | 0.67791 | 0.67584 | 0 | 59.7819
| LCA | Big Creek/Ventura | Average Weekday | February | CAISO 1-in-10 | 18 | 0.98861 | 0.97035 | 0.98861 | 0.97035 | 0 | 58.5962
| LCA | Big Creek/Ventura | Average Weekday | February | CAISO 1-in-10 | 19 | 1.173 | 1.1247 | 1.173 | 1.1247 | 0 | 56.2425
| LCA | Big Creek/Ventura | Average Weekday | February | CAISO 1-in-10 | 20 | 1.2347 | 1.1755 | 1.2347 | 1.1755 | 0 | 53.6673
| LCA | Big Creek/Ventura | Average Weekday | February | CAISO 1-in-10 | 21 | 1.2115 | 1.1705 | 1.2115 | 1.1705 | 0 | 51.4753
| LCA | Big Creek/Ventura | Average Weekday | February | CAISO 1-in-10 | 22 | 1.1253 | 1.0964 | 1.1253 | 1.0964 | 0 | 49.7614
| LCA | Big Creek/Ventura | Average Weekday | February | CAISO 1-in-10 | 23 | 1.0113 | 0.9964 | 1.0113 | 0.9964 | 0 | 48.3425
| LCA | Big Creek/Ventura | Average Weekday | February | CAISO 1-in-10 | 24 | 0.8775 | 0.86421 | 0.8775 | 0.86421 | 0 | 47.0836
| LCA | Big Creek/Ventura | Average Weekday | February | CAISO 1-in-2 | 1 | 0.75641 | 0.73771 | 0.75641 | 0.73771 | 0 | 49.082
| LCA | Big Creek/Ventura | Average Weekday | February | CAISO 1-in-2 | 2 | 0.70146 | 0.68017 | 0.70146 | 0.68017 | 0 | 48.0294
| LCA | Big Creek/Ventura | Average Weekday | February | CAISO 1-in-2 | 3 | 0.67266 | 0.64823 | 0.67266 | 0.64823 | 0 | 47.1605
| LCA | Big Creek/Ventura | Average Weekday | February | CAISO 1-in-2 | 4 | 0.6557 | 0.6321 | 0.6557 | 0.6321 | 0 | 46.4347
| LCA | Big Creek/Ventura | Average Weekday | February | CAISO 1-in-2 | 5 | 0.66393 | 0.64366 | 0.66393 | 0.64366 | 0 | 45.7716
| LCA | Big Creek/Ventura | Average Weekday | February | CAISO 1-in-2 | 6 | 0.70104 | 0.69863 | 0.70104 | 0.69863 | 0 | 45.2634
| LCA | Big Creek/Ventura | Average Weekday | February | CAISO 1-in-2 | 7 | 0.76034 | 0.79673 | 0.76034 | 0.79673 | 0 | 44.8319
| LCA | Big Creek/Ventura | Average Weekday | February | CAISO 1-in-2 | 8 | 0.72526 | 0.75938 | 0.72526 | 0.75938 | 0 | 44.6431
| LCA | Big Creek/Ventura | Average Weekday | February | CAISO 1-in-2 | 9 | 0.54797 | 0.53612 | 0.54797 | 0.53612 | 0 | 45.8268
| LCA | Big Creek/Ventura | Average Weekday | February | CAISO 1-in-2 | 10 | 0.34174 | 0.33345 | 0.34174 | 0.33345 | 0 | 49.8607
| LCA | Big Creek/Ventura | Average Weekday | February | CAISO 1-in-2 | 11 | 0.16531 | 0.16583 | 0.16531 | 0.16583 | 0 | 54.3773
| LCA | Big Creek/Ventura | Average Weekday | February | CAISO 1-in-2 | 12 | 0.074716 | 0.061287 | 0.074716 | 0.061287 | 0 | 58.0871
| LCA | Big Creek/Ventura | Average Weekday | February | CAISO 1-in-2 | 13 | 0.059007 | 0.034286 | 0.059007 | 0.034286 | 0 | 60.8564
| LCA | Big Creek/Ventura | Average Weekday | February | CAISO 1-in-2 | 14 | 0.10406 | 0.06979 | 0.10406 | 0.06979 | 0 | 62.4032
| LCA | Big Creek/Ventura | Average Weekday | February | CAISO 1-in-2 | 15 | 0.19643 | 0.17319 | 0.19643 | 0.17319 | 0 | 63.3701
| LCA | Big Creek/Ventura | Average Weekday | February | CAISO 1-in-2 | 16 | 0.3563 | 0.34247 | 0.3563 | 0.34247 | 0 | 64.0402
| LCA | Big Creek/Ventura | Average Weekday | February | CAISO 1-in-2 | 17 | 0.59236 | 0.59029 | 0.59236 | 0.59029 | 0 | 64.0035
| LCA | Big Creek/Ventura | Average Weekday | February | CAISO 1-in-2 | 18 | 0.89551 | 0.87725 | 0.89551 | 0.87725 | 0 | 62.8201
| LCA | Big Creek/Ventura | Average Weekday | February | CAISO 1-in-2 | 19 | 1.0958 | 1.0475 | 1.0958 | 1.0475 | 0 | 60.3501
| LCA | Big Creek/Ventura | Average Weekday | February | CAISO 1-in-2 | 20 | 1.1728 | 1.1136 | 1.1728 | 1.1136 | 0 | 57.6465
| LCA | Big Creek/Ventura | Average Weekday | February | CAISO 1-in-2 | 21 | 1.1599 | 1.1188 | 1.1599 | 1.1188 | 0 | 55.5365
| LCA | Big Creek/Ventura | Average Weekday | February | CAISO 1-in-2 | 22 | 1.0759 | 1.0471 | 1.0759 | 1.0471 | 0 | 53.7306
| LCA | Big Creek/Ventura | Average Weekday | February | CAISO 1-in-2 | 23 | 0.96393 | 0.94901 | 0.96393 | 0.94901 | 0 | 52.0692
| LCA | Big Creek/Ventura | Average Weekday | February | CAISO 1-in-2 | 24 | 0.83357 | 0.82029 | 0.83357 | 0.82029 | 0 | 50.6317
| LCA | Big Creek/Ventura | Average Weekday | February | SCE 1-in-10 | 1 | 0.7446 | 0.7259 | 0.7446 | 0.7259 | 0 | 50.3265
| LCA | Big Creek/Ventura | Average Weekday | February | SCE 1-in-10 | 2 | 0.68959 | 0.66831 | 0.68959 | 0.66831 | 0 | 49.0063
| LCA | Big Creek/Ventura | Average Weekday | February | SCE 1-in-10 | 3 | 0.66023 | 0.6358 | 0.66023 | 0.6358 | 0 | 47.9703
| LCA | Big Creek/Ventura | Average Weekday | February | SCE 1-in-10 | 4 | 0.64246 | 0.61887 | 0.64246 | 0.61887 | 0 | 46.8387
| LCA | Big Creek/Ventura | Average Weekday | February | SCE 1-in-10 | 5 | 0.64953 | 0.62925 | 0.64953 | 0.62925 | 0 | 45.9418
| LCA | Big Creek/Ventura | Average Weekday | February | SCE 1-in-10 | 6 | 0.68554 | 0.68313 | 0.68554 | 0.68313 | 0 | 45.2745
| LCA | Big Creek/Ventura | Average Weekday | February | SCE 1-in-10 | 7 | 0.74369 | 0.78008 | 0.74369 | 0.78008 | 0 | 44.6388
| LCA | Big Creek/Ventura | Average Weekday | February | SCE 1-in-10 | 8 | 0.70694 | 0.74107 | 0.70694 | 0.74107 | 0 | 44.241
| LCA | Big Creek/Ventura | Average Weekday | February | SCE 1-in-10 | 9 | 0.53101 | 0.51916 | 0.53101 | 0.51916 | 0 | 45.5102
| LCA | Big Creek/Ventura | Average Weekday | February | SCE 1-in-10 | 10 | 0.32581 | 0.31751 | 0.32581 | 0.31751 | 0 | 50.0785
| LCA | Big Creek/Ventura | Average Weekday | February | SCE 1-in-10 | 11 | 0.15012 | 0.15064 | 0.15012 | 0.15064 | 0 | 55.4438
| LCA | Big Creek/Ventura | Average Weekday | February | SCE 1-in-10 | 12 | 0.054765 | 0.041336 | 0.054765 | 0.041336 | 0 | 59.7553
| LCA | Big Creek/Ventura | Average Weekday | February | SCE 1-in-10 | 13 | 0.03606 | 0.011338 | 0.03606 | 0.011338 | 0 | 62.8736
| LCA | Big Creek/Ventura | Average Weekday | February | SCE 1-in-10 | 14 | 0.088161 | 0.053889 | 0.088161 | 0.053889 | 0 | 64.7499
| LCA | Big Creek/Ventura | Average Weekday | February | SCE 1-in-10 | 15 | 0.18642 | 0.16317 | 0.18642 | 0.16317 | 0 | 65.8012
| LCA | Big Creek/Ventura | Average Weekday | February | SCE 1-in-10 | 16 | 0.34922 | 0.33538 | 0.34922 | 0.33538 | 0 | 66.5125
| LCA | Big Creek/Ventura | Average Weekday | February | SCE 1-in-10 | 17 | 0.58303 | 0.58096 | 0.58303 | 0.58096 | 0 | 66.5594
| LCA | Big Creek/Ventura | Average Weekday | February | SCE 1-in-10 | 18 | 0.87643 | 0.85817 | 0.87643 | 0.85817 | 0 | 65.2825
| LCA | Big Creek/Ventura | Average Weekday | February | SCE 1-in-10 | 19 | 1.0736 | 1.0252 | 1.0736 | 1.0252 | 0 | 62.6163
| LCA | Big Creek/Ventura | Average Weekday | February | SCE 1-in-10 | 20 | 1.1546 | 1.0953 | 1.1546 | 1.0953 | 0 | 59.6932
| LCA | Big Creek/Ventura | Average Weekday | February | SCE 1-in-10 | 21 | 1.1446 | 1.1035 | 1.1446 | 1.1035 | 0 | 57.2726
| LCA | Big Creek/Ventura | Average Weekday | February | SCE 1-in-10 | 22 | 1.0614 | 1.0325 | 1.0614 | 1.0325 | 0 | 54.9921
| LCA | Big Creek/Ventura | Average Weekday | February | SCE 1-in-10 | 23 | 0.94996 | 0.93503 | 0.94996 | 0.93503 | 0 | 52.9242
| LCA | Big Creek/Ventura | Average Weekday | February | SCE 1-in-10 | 24 | 0.82061 | 0.80733 | 0.82061 | 0.80733 | 0 | 51.2304
| LCA | Big Creek/Ventura | Average Weekday | February | SCE 1-in-2 | 1 | 0.76202 | 0.74332 | 0.76202 | 0.74332 | 0 | 48.5252
| LCA | Big Creek/Ventura | Average Weekday | February | SCE 1-in-2 | 2 | 0.70709 | 0.68581 | 0.70709 | 0.68581 | 0 | 47.5454
| LCA | Big Creek/Ventura | Average Weekday | February | SCE 1-in-2 | 3 | 0.67857 | 0.65414 | 0.67857 | 0.65414 | 0 | 46.5936
| LCA | Big Creek/Ventura | Average Weekday | February | SCE 1-in-2 | 4 | 0.66198 | 0.63839 | 0.66198 | 0.63839 | 0 | 45.7213
| LCA | Big Creek/Ventura | Average Weekday | February | SCE 1-in-2 | 5 | 0.67078 | 0.6505 | 0.67078 | 0.6505 | 0 | 44.9951
| LCA | Big Creek/Ventura | Average Weekday | February | SCE 1-in-2 | 6 | 0.70839 | 0.70599 | 0.70839 | 0.70599 | 0 | 44.2975
| LCA | Big Creek/Ventura | Average Weekday | February | SCE 1-in-2 | 7 | 0.76824 | 0.80463 | 0.76824 | 0.80463 | 0 | 43.9565
| LCA | Big Creek/Ventura | Average Weekday | February | SCE 1-in-2 | 8 | 0.73395 | 0.76807 | 0.73395 | 0.76807 | 0 | 43.7651
| LCA | Big Creek/Ventura | Average Weekday | February | SCE 1-in-2 | 9 | 0.55601 | 0.54416 | 0.55601 | 0.54416 | 0 | 45.0325
| LCA | Big Creek/Ventura | Average Weekday | February | SCE 1-in-2 | 10 | 0.3493 | 0.34101 | 0.3493 | 0.34101 | 0 | 49.15
| LCA | Big Creek/Ventura | Average Weekday | February | SCE 1-in-2 | 11 | 0.17251 | 0.17303 | 0.17251 | 0.17303 | 0 | 53.8108
| LCA | Big Creek/Ventura | Average Weekday | February | SCE 1-in-2 | 12 | 0.082431 | 0.069003 | 0.082431 | 0.069003 | 0 | 57.5338
| LCA | Big Creek/Ventura | Average Weekday | February | SCE 1-in-2 | 13 | 0.067662 | 0.042941 | 0.067662 | 0.042941 | 0 | 60.3013
| LCA | Big Creek/Ventura | Average Weekday | February | SCE 1-in-2 | 14 | 0.11198 | 0.077713 | 0.11198 | 0.077713 | 0 | 62.1622
| LCA | Big Creek/Ventura | Average Weekday | February | SCE 1-in-2 | 15 | 0.20451 | 0.18126 | 0.20451 | 0.18126 | 0 | 63.3899
| LCA | Big Creek/Ventura | Average Weekday | February | SCE 1-in-2 | 16 | 0.36547 | 0.35163 | 0.36547 | 0.35163 | 0 | 63.987
| LCA | Big Creek/Ventura | Average Weekday | February | SCE 1-in-2 | 17 | 0.60257 | 0.6005 | 0.60257 | 0.6005 | 0 | 63.7695
| LCA | Big Creek/Ventura | Average Weekday | February | SCE 1-in-2 | 18 | 0.90712 | 0.88886 | 0.90712 | 0.88886 | 0 | 62.5012
| LCA | Big Creek/Ventura | Average Weekday | February | SCE 1-in-2 | 19 | 1.1066 | 1.0583 | 1.1066 | 1.0583 | 0 | 59.7621
| LCA | Big Creek/Ventura | Average Weekday | February | SCE 1-in-2 | 20 | 1.1815 | 1.1223 | 1.1815 | 1.1223 | 0 | 56.8533
| LCA | Big Creek/Ventura | Average Weekday | February | SCE 1-in-2 | 21 | 1.1671 | 1.126 | 1.1671 | 1.126 | 0 | 54.6666
| LCA | Big Creek/Ventura | Average Weekday | February | SCE 1-in-2 | 22 | 1.0829 | 1.054 | 1.0829 | 1.054 | 0 | 53.0754
| LCA | Big Creek/Ventura | Average Weekday | February | SCE 1-in-2 | 23 | 0.97058 | 0.95566 | 0.97058 | 0.95566 | 0 | 51.514
| LCA | Big Creek/Ventura | Average Weekday | February | SCE 1-in-2 | 24 | 0.83973 | 0.82645 | 0.83973 | 0.82645 | 0 | 50.3037
| LCA | Big Creek/Ventura | Average Weekday | January | CAISO 1-in-10 | 1 | 0.80236 | 0.78365 | 0.80236 | 0.78365 | 0 | 46.0961
| LCA | Big Creek/Ventura | Average Weekday | January | CAISO 1-in-10 | 2 | 0.7476 | 0.72631 | 0.7476 | 0.72631 | 0 | 45.418
| LCA | Big Creek/Ventura | Average Weekday | January | CAISO 1-in-10 | 3 | 0.721 | 0.69657 | 0.721 | 0.69657 | 0 | 44.8738
| LCA | Big Creek/Ventura | Average Weekday | January | CAISO 1-in-10 | 4 | 0.70714 | 0.68355 | 0.70714 | 0.68355 | 0 | 44.1662
| LCA | Big Creek/Ventura | Average Weekday | January | CAISO 1-in-10 | 5 | 0.71992 | 0.69964 | 0.71992 | 0.69964 | 0 | 43.4272
| LCA | Big Creek/Ventura | Average Weekday | January | CAISO 1-in-10 | 6 | 0.76125 | 0.75884 | 0.76125 | 0.75884 | 0 | 42.9955
| LCA | Big Creek/Ventura | Average Weekday | January | CAISO 1-in-10 | 7 | 0.82499 | 0.86138 | 0.82499 | 0.86138 | 0 | 42.6018
| LCA | Big Creek/Ventura | Average Weekday | January | CAISO 1-in-10 | 8 | 0.79635 | 0.83048 | 0.79635 | 0.83048 | 0 | 42.2538
| LCA | Big Creek/Ventura | Average Weekday | January | CAISO 1-in-10 | 9 | 0.61379 | 0.60195 | 0.61379 | 0.60195 | 0 | 42.5409
| LCA | Big Creek/Ventura | Average Weekday | January | CAISO 1-in-10 | 10 | 0.40359 | 0.3953 | 0.40359 | 0.3953 | 0 | 45.0051
| LCA | Big Creek/Ventura | Average Weekday | January | CAISO 1-in-10 | 11 | 0.22423 | 0.22475 | 0.22423 | 0.22475 | 0 | 48.631
| LCA | Big Creek/Ventura | Average Weekday | January | CAISO 1-in-10 | 12 | 0.13769 | 0.12426 | 0.13769 | 0.12426 | 0 | 51.7328
| LCA | Big Creek/Ventura | Average Weekday | January | CAISO 1-in-10 | 13 | 0.12114 | 0.096423 | 0.12114 | 0.096423 | 0 | 53.9301
| LCA | Big Creek/Ventura | Average Weekday | January | CAISO 1-in-10 | 14 | 0.17228 | 0.13801 | 0.17228 | 0.13801 | 0 | 55.5767
| LCA | Big Creek/Ventura | Average Weekday | January | CAISO 1-in-10 | 15 | 0.27286 | 0.24962 | 0.27286 | 0.24962 | 0 | 56.7618
| LCA | Big Creek/Ventura | Average Weekday | January | CAISO 1-in-10 | 16 | 0.44205 | 0.42821 | 0.44205 | 0.42821 | 0 | 57.3357
| LCA | Big Creek/Ventura | Average Weekday | January | CAISO 1-in-10 | 17 | 0.69232 | 0.69025 | 0.69232 | 0.69025 | 0 | 57.1341
| LCA | Big Creek/Ventura | Average Weekday | January | CAISO 1-in-10 | 18 | 1.0026 | 0.98439 | 1.0026 | 0.98439 | 0 | 55.8323
| LCA | Big Creek/Ventura | Average Weekday | January | CAISO 1-in-10 | 19 | 1.1844 | 1.1361 | 1.1844 | 1.1361 | 0 | 53.6105
| LCA | Big Creek/Ventura | Average Weekday | January | CAISO 1-in-10 | 20 | 1.2439 | 1.1846 | 1.2439 | 1.1846 | 0 | 51.7186
| LCA | Big Creek/Ventura | Average Weekday | January | CAISO 1-in-10 | 21 | 1.2192 | 1.1781 | 1.2192 | 1.1781 | 0 | 50.2771
| LCA | Big Creek/Ventura | Average Weekday | January | CAISO 1-in-10 | 22 | 1.1326 | 1.1037 | 1.1326 | 1.1037 | 0 | 48.9137
| LCA | Big Creek/Ventura | Average Weekday | January | CAISO 1-in-10 | 23 | 1.0183 | 1.0034 | 1.0183 | 1.0034 | 0 | 47.6893
| LCA | Big Creek/Ventura | Average Weekday | January | CAISO 1-in-10 | 24 | 0.884 | 0.87072 | 0.884 | 0.87072 | 0 | 46.8987
| LCA | Big Creek/Ventura | Average Weekday | January | CAISO 1-in-2 | 1 | 0.76848 | 0.74978 | 0.76848 | 0.74978 | 0 | 48.3725
| LCA | Big Creek/Ventura | Average Weekday | January | CAISO 1-in-2 | 2 | 0.71358 | 0.6923 | 0.71358 | 0.6923 | 0 | 47.4718
| LCA | Big Creek/Ventura | Average Weekday | January | CAISO 1-in-2 | 3 | 0.68537 | 0.66094 | 0.68537 | 0.66094 | 0 | 46.6387
| LCA | Big Creek/Ventura | Average Weekday | January | CAISO 1-in-2 | 4 | 0.66922 | 0.64562 | 0.66922 | 0.64562 | 0 | 45.8724
| LCA | Big Creek/Ventura | Average Weekday | January | CAISO 1-in-2 | 5 | 0.67865 | 0.65838 | 0.67865 | 0.65838 | 0 | 45.2444
| LCA | Big Creek/Ventura | Average Weekday | January | CAISO 1-in-2 | 6 | 0.71686 | 0.71446 | 0.71686 | 0.71446 | 0 | 44.6612
| LCA | Big Creek/Ventura | Average Weekday | January | CAISO 1-in-2 | 7 | 0.77733 | 0.81372 | 0.77733 | 0.81372 | 0 | 44.261
| LCA | Big Creek/Ventura | Average Weekday | January | CAISO 1-in-2 | 8 | 0.74394 | 0.77807 | 0.74394 | 0.77807 | 0 | 44.1648
| LCA | Big Creek/Ventura | Average Weekday | January | CAISO 1-in-2 | 9 | 0.56527 | 0.55342 | 0.56527 | 0.55342 | 0 | 44.562
| LCA | Big Creek/Ventura | Average Weekday | January | CAISO 1-in-2 | 10 | 0.358 | 0.3497 | 0.358 | 0.3497 | 0 | 47.7521
| LCA | Big Creek/Ventura | Average Weekday | January | CAISO 1-in-2 | 11 | 0.1808 | 0.18132 | 0.1808 | 0.18132 | 0 | 52.1428
| LCA | Big Creek/Ventura | Average Weekday | January | CAISO 1-in-2 | 12 | 0.091284 | 0.077855 | 0.091284 | 0.077855 | 0 | 56.063
| LCA | Big Creek/Ventura | Average Weekday | January | CAISO 1-in-2 | 13 | 0.075548 | 0.050826 | 0.075548 | 0.050826 | 0 | 58.9012
| LCA | Big Creek/Ventura | Average Weekday | January | CAISO 1-in-2 | 14 | 0.12184 | 0.087564 | 0.12184 | 0.087564 | 0 | 60.864
| LCA | Big Creek/Ventura | Average Weekday | January | CAISO 1-in-2 | 15 | 0.21758 | 0.19434 | 0.21758 | 0.19434 | 0 | 62.117
| LCA | Big Creek/Ventura | Average Weekday | January | CAISO 1-in-2 | 16 | 0.38113 | 0.36729 | 0.38113 | 0.36729 | 0 | 62.8495
| LCA | Big Creek/Ventura | Average Weekday | January | CAISO 1-in-2 | 17 | 0.61794 | 0.61586 | 0.61794 | 0.61586 | 0 | 62.5689
| LCA | Big Creek/Ventura | Average Weekday | January | CAISO 1-in-2 | 18 | 0.92242 | 0.90416 | 0.92242 | 0.90416 | 0 | 61.0236
| LCA | Big Creek/Ventura | Average Weekday | January | CAISO 1-in-2 | 19 | 1.1191 | 1.0708 | 1.1191 | 1.0708 | 0 | 58.3533
| LCA | Big Creek/Ventura | Average Weekday | January | CAISO 1-in-2 | 20 | 1.1915 | 1.1323 | 1.1915 | 1.1323 | 0 | 56.0947
| LCA | Big Creek/Ventura | Average Weekday | January | CAISO 1-in-2 | 21 | 1.1755 | 1.1344 | 1.1755 | 1.1344 | 0 | 54.1864
| LCA | Big Creek/Ventura | Average Weekday | January | CAISO 1-in-2 | 22 | 1.0908 | 1.062 | 1.0908 | 1.062 | 0 | 52.3851
| LCA | Big Creek/Ventura | Average Weekday | January | CAISO 1-in-2 | 23 | 0.97824 | 0.96331 | 0.97824 | 0.96331 | 0 | 50.9917
| LCA | Big Creek/Ventura | Average Weekday | January | CAISO 1-in-2 | 24 | 0.84683 | 0.83354 | 0.84683 | 0.83354 | 0 | 50.0033
| LCA | Big Creek/Ventura | Average Weekday | January | SCE 1-in-10 | 1 | 0.80236 | 0.78365 | 0.80236 | 0.78365 | 0 | 46.0961
| LCA | Big Creek/Ventura | Average Weekday | January | SCE 1-in-10 | 2 | 0.7476 | 0.72631 | 0.7476 | 0.72631 | 0 | 45.418
| LCA | Big Creek/Ventura | Average Weekday | January | SCE 1-in-10 | 3 | 0.721 | 0.69657 | 0.721 | 0.69657 | 0 | 44.8738
| LCA | Big Creek/Ventura | Average Weekday | January | SCE 1-in-10 | 4 | 0.70714 | 0.68355 | 0.70714 | 0.68355 | 0 | 44.1662
| LCA | Big Creek/Ventura | Average Weekday | January | SCE 1-in-10 | 5 | 0.71992 | 0.69964 | 0.71992 | 0.69964 | 0 | 43.4272
| LCA | Big Creek/Ventura | Average Weekday | January | SCE 1-in-10 | 6 | 0.76125 | 0.75884 | 0.76125 | 0.75884 | 0 | 42.9955
| LCA | Big Creek/Ventura | Average Weekday | January | SCE 1-in-10 | 7 | 0.82499 | 0.86138 | 0.82499 | 0.86138 | 0 | 42.6018
| LCA | Big Creek/Ventura | Average Weekday | January | SCE 1-in-10 | 8 | 0.79635 | 0.83048 | 0.79635 | 0.83048 | 0 | 42.2538
| LCA | Big Creek/Ventura | Average Weekday | January | SCE 1-in-10 | 9 | 0.61379 | 0.60195 | 0.61379 | 0.60195 | 0 | 42.5409
| LCA | Big Creek/Ventura | Average Weekday | January | SCE 1-in-10 | 10 | 0.40359 | 0.3953 | 0.40359 | 0.3953 | 0 | 45.0051
| LCA | Big Creek/Ventura | Average Weekday | January | SCE 1-in-10 | 11 | 0.22423 | 0.22475 | 0.22423 | 0.22475 | 0 | 48.631
| LCA | Big Creek/Ventura | Average Weekday | January | SCE 1-in-10 | 12 | 0.13769 | 0.12426 | 0.13769 | 0.12426 | 0 | 51.7328
| LCA | Big Creek/Ventura | Average Weekday | January | SCE 1-in-10 | 13 | 0.12114 | 0.096423 | 0.12114 | 0.096423 | 0 | 53.9301
| LCA | Big Creek/Ventura | Average Weekday | January | SCE 1-in-10 | 14 | 0.17228 | 0.13801 | 0.17228 | 0.13801 | 0 | 55.5767
| LCA | Big Creek/Ventura | Average Weekday | January | SCE 1-in-10 | 15 | 0.27286 | 0.24962 | 0.27286 | 0.24962 | 0 | 56.7618
| LCA | Big Creek/Ventura | Average Weekday | January | SCE 1-in-10 | 16 | 0.44205 | 0.42821 | 0.44205 | 0.42821 | 0 | 57.3357
| LCA | Big Creek/Ventura | Average Weekday | January | SCE 1-in-10 | 17 | 0.69232 | 0.69025 | 0.69232 | 0.69025 | 0 | 57.1341
| LCA | Big Creek/Ventura | Average Weekday | January | SCE 1-in-10 | 18 | 1.0026 | 0.98439 | 1.0026 | 0.98439 | 0 | 55.8323
| LCA | Big Creek/Ventura | Average Weekday | January | SCE 1-in-10 | 19 | 1.1844 | 1.1361 | 1.1844 | 1.1361 | 0 | 53.6105
| LCA | Big Creek/Ventura | Average Weekday | January | SCE 1-in-10 | 20 | 1.2439 | 1.1846 | 1.2439 | 1.1846 | 0 | 51.7186
| LCA | Big Creek/Ventura | Average Weekday | January | SCE 1-in-10 | 21 | 1.2192 | 1.1781 | 1.2192 | 1.1781 | 0 | 50.2771
| LCA | Big Creek/Ventura | Average Weekday | January | SCE 1-in-10 | 22 | 1.1326 | 1.1037 | 1.1326 | 1.1037 | 0 | 48.9137
| LCA | Big Creek/Ventura | Average Weekday | January | SCE 1-in-10 | 23 | 1.0183 | 1.0034 | 1.0183 | 1.0034 | 0 | 47.6893
| LCA | Big Creek/Ventura | Average Weekday | January | SCE 1-in-10 | 24 | 0.884 | 0.87072 | 0.884 | 0.87072 | 0 | 46.8987
| LCA | Big Creek/Ventura | Average Weekday | January | SCE 1-in-2 | 1 | 0.77069 | 0.75199 | 0.77069 | 0.75199 | 0 | 48.1086
| LCA | Big Creek/Ventura | Average Weekday | January | SCE 1-in-2 | 2 | 0.7158 | 0.69452 | 0.7158 | 0.69452 | 0 | 47.1426
| LCA | Big Creek/Ventura | Average Weekday | January | SCE 1-in-2 | 3 | 0.68769 | 0.66326 | 0.68769 | 0.66326 | 0 | 46.2831
| LCA | Big Creek/Ventura | Average Weekday | January | SCE 1-in-2 | 4 | 0.67169 | 0.6481 | 0.67169 | 0.6481 | 0 | 45.5517
| LCA | Big Creek/Ventura | Average Weekday | January | SCE 1-in-2 | 5 | 0.68134 | 0.66107 | 0.68134 | 0.66107 | 0 | 44.8463
| LCA | Big Creek/Ventura | Average Weekday | January | SCE 1-in-2 | 6 | 0.71975 | 0.71735 | 0.71975 | 0.71735 | 0 | 44.1534
| LCA | Big Creek/Ventura | Average Weekday | January | SCE 1-in-2 | 7 | 0.78044 | 0.81683 | 0.78044 | 0.81683 | 0 | 43.6273
| LCA | Big Creek/Ventura | Average Weekday | January | SCE 1-in-2 | 8 | 0.74736 | 0.78148 | 0.74736 | 0.78148 | 0 | 43.6106
| LCA | Big Creek/Ventura | Average Weekday | January | SCE 1-in-2 | 9 | 0.56843 | 0.55658 | 0.56843 | 0.55658 | 0 | 43.9785
| LCA | Big Creek/Ventura | Average Weekday | January | SCE 1-in-2 | 10 | 0.36097 | 0.35268 | 0.36097 | 0.35268 | 0 | 47.5504
| LCA | Big Creek/Ventura | Average Weekday | January | SCE 1-in-2 | 11 | 0.18363 | 0.18415 | 0.18363 | 0.18415 | 0 | 52.1753
| LCA | Big Creek/Ventura | Average Weekday | January | SCE 1-in-2 | 12 | 0.093751 | 0.080322 | 0.093751 | 0.080322 | 0 | 56.0882
| LCA | Big Creek/Ventura | Average Weekday | January | SCE 1-in-2 | 13 | 0.07703 | 0.052309 | 0.07703 | 0.052309 | 0 | 58.984
| LCA | Big Creek/Ventura | Average Weekday | January | SCE 1-in-2 | 14 | 0.12593 | 0.091662 | 0.12593 | 0.091662 | 0 | 60.9227
| LCA | Big Creek/Ventura | Average Weekday | January | SCE 1-in-2 | 15 | 0.22608 | 0.20283 | 0.22608 | 0.20283 | 0 | 62.2151
| LCA | Big Creek/Ventura | Average Weekday | January | SCE 1-in-2 | 16 | 0.39253 | 0.3787 | 0.39253 | 0.3787 | 0 | 62.8695
| LCA | Big Creek/Ventura | Average Weekday | January | SCE 1-in-2 | 17 | 0.62913 | 0.62706 | 0.62913 | 0.62706 | 0 | 62.5532
| LCA | Big Creek/Ventura | Average Weekday | January | SCE 1-in-2 | 18 | 0.92766 | 0.9094 | 0.92766 | 0.9094 | 0 | 60.94
| LCA | Big Creek/Ventura | Average Weekday | January | SCE 1-in-2 | 19 | 1.1234 | 1.075 | 1.1234 | 1.075 | 0 | 58.1839
| LCA | Big Creek/Ventura | Average Weekday | January | SCE 1-in-2 | 20 | 1.1949 | 1.1357 | 1.1949 | 1.1357 | 0 | 55.8524
| LCA | Big Creek/Ventura | Average Weekday | January | SCE 1-in-2 | 21 | 1.1783 | 1.1372 | 1.1783 | 1.1372 | 0 | 53.9196
| LCA | Big Creek/Ventura | Average Weekday | January | SCE 1-in-2 | 22 | 1.0936 | 1.0647 | 1.0936 | 1.0647 | 0 | 52.1447
| LCA | Big Creek/Ventura | Average Weekday | January | SCE 1-in-2 | 23 | 0.98085 | 0.96592 | 0.98085 | 0.96592 | 0 | 50.7472
| LCA | Big Creek/Ventura | Average Weekday | January | SCE 1-in-2 | 24 | 0.84925 | 0.83597 | 0.84925 | 0.83597 | 0 | 49.7428
| LCA | Big Creek/Ventura | Average Weekday | July | CAISO 1-in-10 | 1 | 1.5121 | 1.4934 | 1.5121 | 1.4934 | 0 | 75.5098
| LCA | Big Creek/Ventura | Average Weekday | July | CAISO 1-in-10 | 2 | 1.2902 | 1.2689 | 1.2902 | 1.2689 | 0 | 73.9698
| LCA | Big Creek/Ventura | Average Weekday | July | CAISO 1-in-10 | 3 | 1.1457 | 1.1213 | 1.1457 | 1.1213 | 0 | 72.7825
| LCA | Big Creek/Ventura | Average Weekday | July | CAISO 1-in-10 | 4 | 1.0304 | 1.0068 | 1.0304 | 1.0068 | 0 | 71.6117
| LCA | Big Creek/Ventura | Average Weekday | July | CAISO 1-in-10 | 5 | 0.95032 | 0.93004 | 0.95032 | 0.93004 | 0 | 70.5358
| LCA | Big Creek/Ventura | Average Weekday | July | CAISO 1-in-10 | 6 | 0.90806 | 0.90565 | 0.90806 | 0.90565 | 0 | 69.4759
| LCA | Big Creek/Ventura | Average Weekday | July | CAISO 1-in-10 | 7 | 0.87019 | 0.90658 | 0.87019 | 0.90658 | 0 | 68.8883
| LCA | Big Creek/Ventura | Average Weekday | July | CAISO 1-in-10 | 8 | 0.83017 | 0.86429 | 0.83017 | 0.86429 | 0 | 69.1336
| LCA | Big Creek/Ventura | Average Weekday | July | CAISO 1-in-10 | 9 | 0.76917 | 0.75733 | 0.76917 | 0.75733 | 0 | 72.3904
| LCA | Big Creek/Ventura | Average Weekday | July | CAISO 1-in-10 | 10 | 0.66349 | 0.6552 | 0.66349 | 0.6552 | 0 | 77.0363
| LCA | Big Creek/Ventura | Average Weekday | July | CAISO 1-in-10 | 11 | 0.65655 | 0.65707 | 0.65655 | 0.65707 | 0 | 81.8639
| LCA | Big Creek/Ventura | Average Weekday | July | CAISO 1-in-10 | 12 | 0.80941 | 0.79598 | 0.80941 | 0.79598 | 0 | 86.0609
| LCA | Big Creek/Ventura | Average Weekday | July | CAISO 1-in-10 | 13 | 1.0587 | 1.034 | 1.0587 | 1.034 | 0 | 89.4422
| LCA | Big Creek/Ventura | Average Weekday | July | CAISO 1-in-10 | 14 | 1.3684 | 1.3341 | 1.3684 | 1.3341 | 0 | 92.0774
| LCA | Big Creek/Ventura | Average Weekday | July | CAISO 1-in-10 | 15 | 1.7159 | 1.6927 | 1.7159 | 1.6927 | 0 | 93.7692
| LCA | Big Creek/Ventura | Average Weekday | July | CAISO 1-in-10 | 16 | 2.1088 | 2.095 | 2.1088 | 2.095 | 0 | 94.6813
| LCA | Big Creek/Ventura | Average Weekday | July | CAISO 1-in-10 | 17 | 2.4768 | 2.4747 | 1.3482 | 1.291 | 0.037864 | 94.7754
| LCA | Big Creek/Ventura | Average Weekday | July | CAISO 1-in-10 | 18 | 2.8329 | 2.8147 | 2.0355 | 2.2157 | 0.097126 | 94.2284
| LCA | Big Creek/Ventura | Average Weekday | July | CAISO 1-in-10 | 19 | 2.993 | 2.9446 | 2.4566 | 2.6205 | 0.081044 | 92.6672
| LCA | Big Creek/Ventura | Average Weekday | July | CAISO 1-in-10 | 20 | 2.9025 | 2.8432 | 2.5406 | 2.6164 | 0.03535 | 90.2419
| LCA | Big Creek/Ventura | Average Weekday | July | CAISO 1-in-10 | 21 | 2.7519 | 2.7109 | 2.3718 | 2.4658 | 0.050655 | 86.7015
| LCA | Big Creek/Ventura | Average Weekday | July | CAISO 1-in-10 | 22 | 2.5299 | 2.501 | 2.9241 | 3.0817 | 0.032395 | 82.5246
| LCA | Big Creek/Ventura | Average Weekday | July | CAISO 1-in-10 | 23 | 2.2005 | 2.1856 | 2.3413 | 2.4004 | 0.029779 | 79.7028
| LCA | Big Creek/Ventura | Average Weekday | July | CAISO 1-in-10 | 24 | 1.8299 | 1.8166 | 1.9166 | 1.9066 | 0.024876 | 77.6686
| LCA | Big Creek/Ventura | Average Weekday | July | CAISO 1-in-2 | 1 | 1.2816 | 1.2629 | 1.2816 | 1.2629 | 0 | 71.4623
| LCA | Big Creek/Ventura | Average Weekday | July | CAISO 1-in-2 | 2 | 1.0893 | 1.068 | 1.0893 | 1.068 | 0 | 69.9557
| LCA | Big Creek/Ventura | Average Weekday | July | CAISO 1-in-2 | 3 | 0.9664 | 0.94197 | 0.9664 | 0.94197 | 0 | 68.8155
| LCA | Big Creek/Ventura | Average Weekday | July | CAISO 1-in-2 | 4 | 0.8726 | 0.84901 | 0.8726 | 0.84901 | 0 | 67.7989
| LCA | Big Creek/Ventura | Average Weekday | July | CAISO 1-in-2 | 5 | 0.81743 | 0.79716 | 0.81743 | 0.79716 | 0 | 66.7755
| LCA | Big Creek/Ventura | Average Weekday | July | CAISO 1-in-2 | 6 | 0.79593 | 0.79353 | 0.79593 | 0.79353 | 0 | 65.9258
| LCA | Big Creek/Ventura | Average Weekday | July | CAISO 1-in-2 | 7 | 0.77052 | 0.80691 | 0.77052 | 0.80691 | 0 | 65.179
| LCA | Big Creek/Ventura | Average Weekday | July | CAISO 1-in-2 | 8 | 0.71712 | 0.75125 | 0.71712 | 0.75125 | 0 | 65.3218
| LCA | Big Creek/Ventura | Average Weekday | July | CAISO 1-in-2 | 9 | 0.6157 | 0.60385 | 0.6157 | 0.60385 | 0 | 68.0743
| LCA | Big Creek/Ventura | Average Weekday | July | CAISO 1-in-2 | 10 | 0.48828 | 0.47999 | 0.48828 | 0.47999 | 0 | 71.9717
| LCA | Big Creek/Ventura | Average Weekday | July | CAISO 1-in-2 | 11 | 0.4266 | 0.42712 | 0.4266 | 0.42712 | 0 | 76.2006
| LCA | Big Creek/Ventura | Average Weekday | July | CAISO 1-in-2 | 12 | 0.48508 | 0.47165 | 0.48508 | 0.47165 | 0 | 80.3186
| LCA | Big Creek/Ventura | Average Weekday | July | CAISO 1-in-2 | 13 | 0.64047 | 0.61575 | 0.64047 | 0.61575 | 0 | 83.554
| LCA | Big Creek/Ventura | Average Weekday | July | CAISO 1-in-2 | 14 | 0.86341 | 0.82913 | 0.86341 | 0.82913 | 0 | 86.0735
| LCA | Big Creek/Ventura | Average Weekday | July | CAISO 1-in-2 | 15 | 1.143 | 1.1197 | 1.143 | 1.1197 | 0 | 87.7961
| LCA | Big Creek/Ventura | Average Weekday | July | CAISO 1-in-2 | 16 | 1.4902 | 1.4764 | 1.4902 | 1.4764 | 0 | 88.7193
| LCA | Big Creek/Ventura | Average Weekday | July | CAISO 1-in-2 | 17 | 1.8446 | 1.8425 | 0.86676 | 0.80954 | 0.039584 | 88.7739
| LCA | Big Creek/Ventura | Average Weekday | July | CAISO 1-in-2 | 18 | 2.2046 | 2.1863 | 1.4523 | 1.6325 | 0.16007 | 88.3122
| LCA | Big Creek/Ventura | Average Weekday | July | CAISO 1-in-2 | 19 | 2.3954 | 2.3471 | 1.8339 | 1.9979 | 0.13416 | 87.0626
| LCA | Big Creek/Ventura | Average Weekday | July | CAISO 1-in-2 | 20 | 2.3649 | 2.3057 | 1.9756 | 2.0514 | 0.059133 | 84.9329
| LCA | Big Creek/Ventura | Average Weekday | July | CAISO 1-in-2 | 21 | 2.2712 | 2.2301 | 1.8659 | 1.9599 | 0.074542 | 81.8473
| LCA | Big Creek/Ventura | Average Weekday | July | CAISO 1-in-2 | 22 | 2.0915 | 2.0626 | 2.4055 | 2.5631 | 0.036926 | 77.8813
| LCA | Big Creek/Ventura | Average Weekday | July | CAISO 1-in-2 | 23 | 1.8198 | 1.8048 | 1.8986 | 1.9578 | 0.035153 | 74.9102
| LCA | Big Creek/Ventura | Average Weekday | July | CAISO 1-in-2 | 24 | 1.5125 | 1.4992 | 1.5478 | 1.5378 | 0.029192 | 72.8142
| LCA | Big Creek/Ventura | Average Weekday | July | SCE 1-in-10 | 1 | 1.5121 | 1.4934 | 1.5121 | 1.4934 | 0 | 75.5098
| LCA | Big Creek/Ventura | Average Weekday | July | SCE 1-in-10 | 2 | 1.2902 | 1.2689 | 1.2902 | 1.2689 | 0 | 73.9698
| LCA | Big Creek/Ventura | Average Weekday | July | SCE 1-in-10 | 3 | 1.1457 | 1.1213 | 1.1457 | 1.1213 | 0 | 72.7825
| LCA | Big Creek/Ventura | Average Weekday | July | SCE 1-in-10 | 4 | 1.0304 | 1.0068 | 1.0304 | 1.0068 | 0 | 71.6117
| LCA | Big Creek/Ventura | Average Weekday | July | SCE 1-in-10 | 5 | 0.95032 | 0.93004 | 0.95032 | 0.93004 | 0 | 70.5358
| LCA | Big Creek/Ventura | Average Weekday | July | SCE 1-in-10 | 6 | 0.90806 | 0.90565 | 0.90806 | 0.90565 | 0 | 69.4759
| LCA | Big Creek/Ventura | Average Weekday | July | SCE 1-in-10 | 7 | 0.87019 | 0.90658 | 0.87019 | 0.90658 | 0 | 68.8883
| LCA | Big Creek/Ventura | Average Weekday | July | SCE 1-in-10 | 8 | 0.83017 | 0.86429 | 0.83017 | 0.86429 | 0 | 69.1336
| LCA | Big Creek/Ventura | Average Weekday | July | SCE 1-in-10 | 9 | 0.76917 | 0.75733 | 0.76917 | 0.75733 | 0 | 72.3904
| LCA | Big Creek/Ventura | Average Weekday | July | SCE 1-in-10 | 10 | 0.66349 | 0.6552 | 0.66349 | 0.6552 | 0 | 77.0363
| LCA | Big Creek/Ventura | Average Weekday | July | SCE 1-in-10 | 11 | 0.65655 | 0.65707 | 0.65655 | 0.65707 | 0 | 81.8639
| LCA | Big Creek/Ventura | Average Weekday | July | SCE 1-in-10 | 12 | 0.80941 | 0.79598 | 0.80941 | 0.79598 | 0 | 86.0609
| LCA | Big Creek/Ventura | Average Weekday | July | SCE 1-in-10 | 13 | 1.0587 | 1.034 | 1.0587 | 1.034 | 0 | 89.4422
| LCA | Big Creek/Ventura | Average Weekday | July | SCE 1-in-10 | 14 | 1.3684 | 1.3341 | 1.3684 | 1.3341 | 0 | 92.0774
| LCA | Big Creek/Ventura | Average Weekday | July | SCE 1-in-10 | 15 | 1.7159 | 1.6927 | 1.7159 | 1.6927 | 0 | 93.7692
| LCA | Big Creek/Ventura | Average Weekday | July | SCE 1-in-10 | 16 | 2.1088 | 2.095 | 2.1088 | 2.095 | 0 | 94.6813
| LCA | Big Creek/Ventura | Average Weekday | July | SCE 1-in-10 | 17 | 2.4768 | 2.4747 | 1.3482 | 1.291 | 0.037864 | 94.7754
| LCA | Big Creek/Ventura | Average Weekday | July | SCE 1-in-10 | 18 | 2.8329 | 2.8147 | 2.0355 | 2.2157 | 0.097126 | 94.2284
| LCA | Big Creek/Ventura | Average Weekday | July | SCE 1-in-10 | 19 | 2.993 | 2.9446 | 2.4566 | 2.6205 | 0.081044 | 92.6672
| LCA | Big Creek/Ventura | Average Weekday | July | SCE 1-in-10 | 20 | 2.9025 | 2.8432 | 2.5406 | 2.6164 | 0.03535 | 90.2419
| LCA | Big Creek/Ventura | Average Weekday | July | SCE 1-in-10 | 21 | 2.7519 | 2.7109 | 2.3718 | 2.4658 | 0.050655 | 86.7015
| LCA | Big Creek/Ventura | Average Weekday | July | SCE 1-in-10 | 22 | 2.5299 | 2.501 | 2.9241 | 3.0817 | 0.032395 | 82.5246
| LCA | Big Creek/Ventura | Average Weekday | July | SCE 1-in-10 | 23 | 2.2005 | 2.1856 | 2.3413 | 2.4004 | 0.029779 | 79.7028
| LCA | Big Creek/Ventura | Average Weekday | July | SCE 1-in-10 | 24 | 1.8299 | 1.8166 | 1.9166 | 1.9066 | 0.024876 | 77.6686
| LCA | Big Creek/Ventura | Average Weekday | July | SCE 1-in-2 | 1 | 1.2816 | 1.2629 | 1.2816 | 1.2629 | 0 | 71.4623
| LCA | Big Creek/Ventura | Average Weekday | July | SCE 1-in-2 | 2 | 1.0893 | 1.068 | 1.0893 | 1.068 | 0 | 69.9557
| LCA | Big Creek/Ventura | Average Weekday | July | SCE 1-in-2 | 3 | 0.9664 | 0.94197 | 0.9664 | 0.94197 | 0 | 68.8155
| LCA | Big Creek/Ventura | Average Weekday | July | SCE 1-in-2 | 4 | 0.8726 | 0.84901 | 0.8726 | 0.84901 | 0 | 67.7989
| LCA | Big Creek/Ventura | Average Weekday | July | SCE 1-in-2 | 5 | 0.81743 | 0.79716 | 0.81743 | 0.79716 | 0 | 66.7755
| LCA | Big Creek/Ventura | Average Weekday | July | SCE 1-in-2 | 6 | 0.79593 | 0.79353 | 0.79593 | 0.79353 | 0 | 65.9258
| LCA | Big Creek/Ventura | Average Weekday | July | SCE 1-in-2 | 7 | 0.77052 | 0.80691 | 0.77052 | 0.80691 | 0 | 65.179
| LCA | Big Creek/Ventura | Average Weekday | July | SCE 1-in-2 | 8 | 0.71712 | 0.75125 | 0.71712 | 0.75125 | 0 | 65.3218
| LCA | Big Creek/Ventura | Average Weekday | July | SCE 1-in-2 | 9 | 0.6157 | 0.60385 | 0.6157 | 0.60385 | 0 | 68.0743
| LCA | Big Creek/Ventura | Average Weekday | July | SCE 1-in-2 | 10 | 0.48828 | 0.47999 | 0.48828 | 0.47999 | 0 | 71.9717
| LCA | Big Creek/Ventura | Average Weekday | July | SCE 1-in-2 | 11 | 0.4266 | 0.42712 | 0.4266 | 0.42712 | 0 | 76.2006
| LCA | Big Creek/Ventura | Average Weekday | July | SCE 1-in-2 | 12 | 0.48508 | 0.47165 | 0.48508 | 0.47165 | 0 | 80.3186
| LCA | Big Creek/Ventura | Average Weekday | July | SCE 1-in-2 | 13 | 0.64047 | 0.61575 | 0.64047 | 0.61575 | 0 | 83.554
| LCA | Big Creek/Ventura | Average Weekday | July | SCE 1-in-2 | 14 | 0.86341 | 0.82913 | 0.86341 | 0.82913 | 0 | 86.0735
| LCA | Big Creek/Ventura | Average Weekday | July | SCE 1-in-2 | 15 | 1.143 | 1.1197 | 1.143 | 1.1197 | 0 | 87.7961
| LCA | Big Creek/Ventura | Average Weekday | July | SCE 1-in-2 | 16 | 1.4902 | 1.4764 | 1.4902 | 1.4764 | 0 | 88.7193
| LCA | Big Creek/Ventura | Average Weekday | July | SCE 1-in-2 | 17 | 1.8446 | 1.8425 | 0.86676 | 0.80954 | 0.039584 | 88.7739
| LCA | Big Creek/Ventura | Average Weekday | July | SCE 1-in-2 | 18 | 2.2046 | 2.1863 | 1.4523 | 1.6325 | 0.16007 | 88.3122
| LCA | Big Creek/Ventura | Average Weekday | July | SCE 1-in-2 | 19 | 2.3954 | 2.3471 | 1.8339 | 1.9979 | 0.13416 | 87.0626
| LCA | Big Creek/Ventura | Average Weekday | July | SCE 1-in-2 | 20 | 2.3649 | 2.3057 | 1.9756 | 2.0514 | 0.059133 | 84.9329
| LCA | Big Creek/Ventura | Average Weekday | July | SCE 1-in-2 | 21 | 2.2712 | 2.2301 | 1.8659 | 1.9599 | 0.074542 | 81.8473
| LCA | Big Creek/Ventura | Average Weekday | July | SCE 1-in-2 | 22 | 2.0915 | 2.0626 | 2.4055 | 2.5631 | 0.036926 | 77.8813
| LCA | Big Creek/Ventura | Average Weekday | July | SCE 1-in-2 | 23 | 1.8198 | 1.8048 | 1.8986 | 1.9578 | 0.035153 | 74.9102
| LCA | Big Creek/Ventura | Average Weekday | July | SCE 1-in-2 | 24 | 1.5125 | 1.4992 | 1.5478 | 1.5378 | 0.029192 | 72.8142
| LCA | Big Creek/Ventura | Average Weekday | June | CAISO 1-in-10 | 1 | 1.1684 | 1.1497 | 1.1684 | 1.1497 | 0 | 69.2101
| LCA | Big Creek/Ventura | Average Weekday | June | CAISO 1-in-10 | 2 | 1.001 | 0.97971 | 1.001 | 0.97971 | 0 | 67.8907
| LCA | Big Creek/Ventura | Average Weekday | June | CAISO 1-in-10 | 3 | 0.90183 | 0.8774 | 0.90183 | 0.8774 | 0 | 66.6534
| LCA | Big Creek/Ventura | Average Weekday | June | CAISO 1-in-10 | 4 | 0.8187 | 0.7951 | 0.8187 | 0.7951 | 0 | 65.3263
| LCA | Big Creek/Ventura | Average Weekday | June | CAISO 1-in-10 | 5 | 0.76655 | 0.74627 | 0.76655 | 0.74627 | 0 | 64.1173
| LCA | Big Creek/Ventura | Average Weekday | June | CAISO 1-in-10 | 6 | 0.74388 | 0.74148 | 0.74388 | 0.74148 | 0 | 63.1376
| LCA | Big Creek/Ventura | Average Weekday | June | CAISO 1-in-10 | 7 | 0.72901 | 0.7654 | 0.72901 | 0.7654 | 0 | 62.3441
| LCA | Big Creek/Ventura | Average Weekday | June | CAISO 1-in-10 | 8 | 0.6753 | 0.70942 | 0.6753 | 0.70942 | 0 | 63.0188
| LCA | Big Creek/Ventura | Average Weekday | June | CAISO 1-in-10 | 9 | 0.56914 | 0.55729 | 0.56914 | 0.55729 | 0 | 66.3016
| LCA | Big Creek/Ventura | Average Weekday | June | CAISO 1-in-10 | 10 | 0.43337 | 0.42508 | 0.43337 | 0.42508 | 0 | 70.8698
| LCA | Big Creek/Ventura | Average Weekday | June | CAISO 1-in-10 | 11 | 0.32615 | 0.32667 | 0.32615 | 0.32667 | 0 | 75.3019
| LCA | Big Creek/Ventura | Average Weekday | June | CAISO 1-in-10 | 12 | 0.35935 | 0.34592 | 0.35935 | 0.34592 | 0 | 79.3047
| LCA | Big Creek/Ventura | Average Weekday | June | CAISO 1-in-10 | 13 | 0.49293 | 0.46821 | 0.49293 | 0.46821 | 0 | 82.4711
| LCA | Big Creek/Ventura | Average Weekday | June | CAISO 1-in-10 | 14 | 0.69869 | 0.66442 | 0.69869 | 0.66442 | 0 | 84.7953
| LCA | Big Creek/Ventura | Average Weekday | June | CAISO 1-in-10 | 15 | 0.96017 | 0.93692 | 0.96017 | 0.93692 | 0 | 86.3139
| LCA | Big Creek/Ventura | Average Weekday | June | CAISO 1-in-10 | 16 | 1.2956 | 1.2818 | 1.2956 | 1.2818 | 0 | 87.2589
| LCA | Big Creek/Ventura | Average Weekday | June | CAISO 1-in-10 | 17 | 1.6462 | 1.6442 | 0.70442 | 0.6472 | 0.041337 | 87.3406
| LCA | Big Creek/Ventura | Average Weekday | June | CAISO 1-in-10 | 18 | 1.9991 | 1.9809 | 1.2606 | 1.4408 | 0.18072 | 86.5151
| LCA | Big Creek/Ventura | Average Weekday | June | CAISO 1-in-10 | 19 | 2.1961 | 2.1478 | 1.6261 | 1.7901 | 0.15298 | 85.1516
| LCA | Big Creek/Ventura | Average Weekday | June | CAISO 1-in-10 | 20 | 2.1861 | 2.1268 | 1.7877 | 1.8636 | 0.067749 | 83.1932
| LCA | Big Creek/Ventura | Average Weekday | June | CAISO 1-in-10 | 21 | 2.1105 | 2.0694 | 1.6969 | 1.7909 | 0.082737 | 80.2442
| LCA | Big Creek/Ventura | Average Weekday | June | CAISO 1-in-10 | 22 | 1.9467 | 1.9178 | 2.2358 | 2.3934 | 0.03926 | 76.4425
| LCA | Big Creek/Ventura | Average Weekday | June | CAISO 1-in-10 | 23 | 1.6929 | 1.6779 | 1.7524 | 1.8116 | 0.03777 | 73.4183
| LCA | Big Creek/Ventura | Average Weekday | June | CAISO 1-in-10 | 24 | 1.4046 | 1.3913 | 1.4223 | 1.4123 | 0.0088496 | 71.1464
| LCA | Big Creek/Ventura | Average Weekday | June | CAISO 1-in-2 | 1 | 1.069 | 1.0503 | 1.069 | 1.0503 | 0 | 66.5389
| LCA | Big Creek/Ventura | Average Weekday | June | CAISO 1-in-2 | 2 | 0.92513 | 0.90384 | 0.92513 | 0.90384 | 0 | 64.9406
| LCA | Big Creek/Ventura | Average Weekday | June | CAISO 1-in-2 | 3 | 0.82708 | 0.80265 | 0.82708 | 0.80265 | 0 | 63.6628
| LCA | Big Creek/Ventura | Average Weekday | June | CAISO 1-in-2 | 4 | 0.75144 | 0.72785 | 0.75144 | 0.72785 | 0 | 62.5469
| LCA | Big Creek/Ventura | Average Weekday | June | CAISO 1-in-2 | 5 | 0.70438 | 0.68411 | 0.70438 | 0.68411 | 0 | 61.7047
| LCA | Big Creek/Ventura | Average Weekday | June | CAISO 1-in-2 | 6 | 0.69496 | 0.69255 | 0.69496 | 0.69255 | 0 | 60.6401
| LCA | Big Creek/Ventura | Average Weekday | June | CAISO 1-in-2 | 7 | 0.68992 | 0.72631 | 0.68992 | 0.72631 | 0 | 59.8727
| LCA | Big Creek/Ventura | Average Weekday | June | CAISO 1-in-2 | 8 | 0.63293 | 0.66705 | 0.63293 | 0.66705 | 0 | 60.3544
| LCA | Big Creek/Ventura | Average Weekday | June | CAISO 1-in-2 | 9 | 0.5032 | 0.49135 | 0.5032 | 0.49135 | 0 | 63.3769
| LCA | Big Creek/Ventura | Average Weekday | June | CAISO 1-in-2 | 10 | 0.31702 | 0.30872 | 0.31702 | 0.30872 | 0 | 67.31
| LCA | Big Creek/Ventura | Average Weekday | June | CAISO 1-in-2 | 11 | 0.18145 | 0.18197 | 0.18145 | 0.18197 | 0 | 71.2665
| LCA | Big Creek/Ventura | Average Weekday | June | CAISO 1-in-2 | 12 | 0.15336 | 0.13993 | 0.15336 | 0.13993 | 0 | 75.0812
| LCA | Big Creek/Ventura | Average Weekday | June | CAISO 1-in-2 | 13 | 0.22028 | 0.19556 | 0.22028 | 0.19556 | 0 | 78.3513
| LCA | Big Creek/Ventura | Average Weekday | June | CAISO 1-in-2 | 14 | 0.37153 | 0.33726 | 0.37153 | 0.33726 | 0 | 80.7988
| LCA | Big Creek/Ventura | Average Weekday | June | CAISO 1-in-2 | 15 | 0.59458 | 0.57134 | 0.59458 | 0.57134 | 0 | 82.5233
| LCA | Big Creek/Ventura | Average Weekday | June | CAISO 1-in-2 | 16 | 0.90531 | 0.89148 | 0.90531 | 0.89148 | 0 | 83.4408
| LCA | Big Creek/Ventura | Average Weekday | June | CAISO 1-in-2 | 17 | 1.254 | 1.252 | 0.40481 | 0.34759 | 0.047629 | 83.6543
| LCA | Big Creek/Ventura | Average Weekday | June | CAISO 1-in-2 | 18 | 1.6119 | 1.5937 | 0.89858 | 1.0788 | 0.21955 | 83.2079
| LCA | Big Creek/Ventura | Average Weekday | June | CAISO 1-in-2 | 19 | 1.8231 | 1.7747 | 1.239 | 1.4029 | 0.18436 | 82.002
| LCA | Big Creek/Ventura | Average Weekday | June | CAISO 1-in-2 | 20 | 1.8491 | 1.7899 | 1.4348 | 1.5106 | 0.083489 | 80.098
| LCA | Big Creek/Ventura | Average Weekday | June | CAISO 1-in-2 | 21 | 1.8028 | 1.7617 | 1.3732 | 1.4672 | 0.098806 | 77.1437
| LCA | Big Creek/Ventura | Average Weekday | June | CAISO 1-in-2 | 22 | 1.6632 | 1.6343 | 1.8987 | 2.0562 | 0.04534 | 73.3335
| LCA | Big Creek/Ventura | Average Weekday | June | CAISO 1-in-2 | 23 | 1.4503 | 1.4354 | 1.4735 | 1.5326 | 0.011576 | 70.6004
| LCA | Big Creek/Ventura | Average Weekday | June | CAISO 1-in-2 | 24 | 1.2052 | 1.1919 | 1.2052 | 1.1919 | 0 | 68.6114
| LCA | Big Creek/Ventura | Average Weekday | June | SCE 1-in-10 | 1 | 1.1684 | 1.1497 | 1.1684 | 1.1497 | 0 | 69.2101
| LCA | Big Creek/Ventura | Average Weekday | June | SCE 1-in-10 | 2 | 1.001 | 0.97971 | 1.001 | 0.97971 | 0 | 67.8907
| LCA | Big Creek/Ventura | Average Weekday | June | SCE 1-in-10 | 3 | 0.90183 | 0.8774 | 0.90183 | 0.8774 | 0 | 66.6534
| LCA | Big Creek/Ventura | Average Weekday | June | SCE 1-in-10 | 4 | 0.8187 | 0.7951 | 0.8187 | 0.7951 | 0 | 65.3263
| LCA | Big Creek/Ventura | Average Weekday | June | SCE 1-in-10 | 5 | 0.76655 | 0.74627 | 0.76655 | 0.74627 | 0 | 64.1173
| LCA | Big Creek/Ventura | Average Weekday | June | SCE 1-in-10 | 6 | 0.74388 | 0.74148 | 0.74388 | 0.74148 | 0 | 63.1376
| LCA | Big Creek/Ventura | Average Weekday | June | SCE 1-in-10 | 7 | 0.72901 | 0.7654 | 0.72901 | 0.7654 | 0 | 62.3441
| LCA | Big Creek/Ventura | Average Weekday | June | SCE 1-in-10 | 8 | 0.6753 | 0.70942 | 0.6753 | 0.70942 | 0 | 63.0188
| LCA | Big Creek/Ventura | Average Weekday | June | SCE 1-in-10 | 9 | 0.56914 | 0.55729 | 0.56914 | 0.55729 | 0 | 66.3016
| LCA | Big Creek/Ventura | Average Weekday | June | SCE 1-in-10 | 10 | 0.43337 | 0.42508 | 0.43337 | 0.42508 | 0 | 70.8698
| LCA | Big Creek/Ventura | Average Weekday | June | SCE 1-in-10 | 11 | 0.32615 | 0.32667 | 0.32615 | 0.32667 | 0 | 75.3019
| LCA | Big Creek/Ventura | Average Weekday | June | SCE 1-in-10 | 12 | 0.35935 | 0.34592 | 0.35935 | 0.34592 | 0 | 79.3047
| LCA | Big Creek/Ventura | Average Weekday | June | SCE 1-in-10 | 13 | 0.49293 | 0.46821 | 0.49293 | 0.46821 | 0 | 82.4711
| LCA | Big Creek/Ventura | Average Weekday | June | SCE 1-in-10 | 14 | 0.69869 | 0.66442 | 0.69869 | 0.66442 | 0 | 84.7953
| LCA | Big Creek/Ventura | Average Weekday | June | SCE 1-in-10 | 15 | 0.96017 | 0.93692 | 0.96017 | 0.93692 | 0 | 86.3139
| LCA | Big Creek/Ventura | Average Weekday | June | SCE 1-in-10 | 16 | 1.2956 | 1.2818 | 1.2956 | 1.2818 | 0 | 87.2589
| LCA | Big Creek/Ventura | Average Weekday | June | SCE 1-in-10 | 17 | 1.6462 | 1.6442 | 0.70442 | 0.6472 | 0.041337 | 87.3406
| LCA | Big Creek/Ventura | Average Weekday | June | SCE 1-in-10 | 18 | 1.9991 | 1.9809 | 1.2606 | 1.4408 | 0.18072 | 86.5151
| LCA | Big Creek/Ventura | Average Weekday | June | SCE 1-in-10 | 19 | 2.1961 | 2.1478 | 1.6261 | 1.7901 | 0.15298 | 85.1516
| LCA | Big Creek/Ventura | Average Weekday | June | SCE 1-in-10 | 20 | 2.1861 | 2.1268 | 1.7877 | 1.8636 | 0.067749 | 83.1932
| LCA | Big Creek/Ventura | Average Weekday | June | SCE 1-in-10 | 21 | 2.1105 | 2.0694 | 1.6969 | 1.7909 | 0.082737 | 80.2442
| LCA | Big Creek/Ventura | Average Weekday | June | SCE 1-in-10 | 22 | 1.9467 | 1.9178 | 2.2358 | 2.3934 | 0.03926 | 76.4425
| LCA | Big Creek/Ventura | Average Weekday | June | SCE 1-in-10 | 23 | 1.6929 | 1.6779 | 1.7524 | 1.8116 | 0.03777 | 73.4183
| LCA | Big Creek/Ventura | Average Weekday | June | SCE 1-in-10 | 24 | 1.4046 | 1.3913 | 1.4223 | 1.4123 | 0.0088496 | 71.1464
| LCA | Big Creek/Ventura | Average Weekday | June | SCE 1-in-2 | 1 | 1.069 | 1.0503 | 1.069 | 1.0503 | 0 | 66.5389
| LCA | Big Creek/Ventura | Average Weekday | June | SCE 1-in-2 | 2 | 0.92513 | 0.90384 | 0.92513 | 0.90384 | 0 | 64.9406
| LCA | Big Creek/Ventura | Average Weekday | June | SCE 1-in-2 | 3 | 0.82708 | 0.80265 | 0.82708 | 0.80265 | 0 | 63.6628
| LCA | Big Creek/Ventura | Average Weekday | June | SCE 1-in-2 | 4 | 0.75144 | 0.72785 | 0.75144 | 0.72785 | 0 | 62.5469
| LCA | Big Creek/Ventura | Average Weekday | June | SCE 1-in-2 | 5 | 0.70438 | 0.68411 | 0.70438 | 0.68411 | 0 | 61.7047
| LCA | Big Creek/Ventura | Average Weekday | June | SCE 1-in-2 | 6 | 0.69496 | 0.69255 | 0.69496 | 0.69255 | 0 | 60.6401
| LCA | Big Creek/Ventura | Average Weekday | June | SCE 1-in-2 | 7 | 0.68992 | 0.72631 | 0.68992 | 0.72631 | 0 | 59.8727
| LCA | Big Creek/Ventura | Average Weekday | June | SCE 1-in-2 | 8 | 0.63293 | 0.66705 | 0.63293 | 0.66705 | 0 | 60.3544
| LCA | Big Creek/Ventura | Average Weekday | June | SCE 1-in-2 | 9 | 0.5032 | 0.49135 | 0.5032 | 0.49135 | 0 | 63.3769
| LCA | Big Creek/Ventura | Average Weekday | June | SCE 1-in-2 | 10 | 0.31702 | 0.30872 | 0.31702 | 0.30872 | 0 | 67.31
| LCA | Big Creek/Ventura | Average Weekday | June | SCE 1-in-2 | 11 | 0.18145 | 0.18197 | 0.18145 | 0.18197 | 0 | 71.2665
| LCA | Big Creek/Ventura | Average Weekday | June | SCE 1-in-2 | 12 | 0.15336 | 0.13993 | 0.15336 | 0.13993 | 0 | 75.0812
| LCA | Big Creek/Ventura | Average Weekday | June | SCE 1-in-2 | 13 | 0.22028 | 0.19556 | 0.22028 | 0.19556 | 0 | 78.3513
| LCA | Big Creek/Ventura | Average Weekday | June | SCE 1-in-2 | 14 | 0.37153 | 0.33726 | 0.37153 | 0.33726 | 0 | 80.7988
| LCA | Big Creek/Ventura | Average Weekday | June | SCE 1-in-2 | 15 | 0.59458 | 0.57134 | 0.59458 | 0.57134 | 0 | 82.5233
| LCA | Big Creek/Ventura | Average Weekday | June | SCE 1-in-2 | 16 | 0.90531 | 0.89148 | 0.90531 | 0.89148 | 0 | 83.4408
| LCA | Big Creek/Ventura | Average Weekday | June | SCE 1-in-2 | 17 | 1.254 | 1.252 | 0.40481 | 0.34759 | 0.047629 | 83.6543
| LCA | Big Creek/Ventura | Average Weekday | June | SCE 1-in-2 | 18 | 1.6119 | 1.5937 | 0.89858 | 1.0788 | 0.21955 | 83.2079
| LCA | Big Creek/Ventura | Average Weekday | June | SCE 1-in-2 | 19 | 1.8231 | 1.7747 | 1.239 | 1.4029 | 0.18436 | 82.002
| LCA | Big Creek/Ventura | Average Weekday | June | SCE 1-in-2 | 20 | 1.8491 | 1.7899 | 1.4348 | 1.5106 | 0.083489 | 80.098
| LCA | Big Creek/Ventura | Average Weekday | June | SCE 1-in-2 | 21 | 1.8028 | 1.7617 | 1.3732 | 1.4672 | 0.098806 | 77.1437
| LCA | Big Creek/Ventura | Average Weekday | June | SCE 1-in-2 | 22 | 1.6632 | 1.6343 | 1.8987 | 2.0562 | 0.04534 | 73.3335
| LCA | Big Creek/Ventura | Average Weekday | June | SCE 1-in-2 | 23 | 1.4503 | 1.4354 | 1.4735 | 1.5326 | 0.011576 | 70.6004
| LCA | Big Creek/Ventura | Average Weekday | June | SCE 1-in-2 | 24 | 1.2052 | 1.1919 | 1.2052 | 1.1919 | 0 | 68.6114
| LCA | Big Creek/Ventura | Average Weekday | March | CAISO 1-in-10 | 1 | 0.70956 | 0.69086 | 0.70956 | 0.69086 | 0 | 55.2274
| LCA | Big Creek/Ventura | Average Weekday | March | CAISO 1-in-10 | 2 | 0.65064 | 0.62936 | 0.65064 | 0.62936 | 0 | 54.0159
| LCA | Big Creek/Ventura | Average Weekday | March | CAISO 1-in-10 | 3 | 0.61687 | 0.59244 | 0.61687 | 0.59244 | 0 | 52.8268
| LCA | Big Creek/Ventura | Average Weekday | March | CAISO 1-in-10 | 4 | 0.5943 | 0.57071 | 0.5943 | 0.57071 | 0 | 51.826
| LCA | Big Creek/Ventura | Average Weekday | March | CAISO 1-in-10 | 5 | 0.59492 | 0.57465 | 0.59492 | 0.57465 | 0 | 50.8041
| LCA | Big Creek/Ventura | Average Weekday | March | CAISO 1-in-10 | 6 | 0.62439 | 0.62198 | 0.62439 | 0.62198 | 0 | 50.0391
| LCA | Big Creek/Ventura | Average Weekday | March | CAISO 1-in-10 | 7 | 0.67318 | 0.70957 | 0.67318 | 0.70957 | 0 | 49.3997
| LCA | Big Creek/Ventura | Average Weekday | March | CAISO 1-in-10 | 8 | 0.6282 | 0.66232 | 0.6282 | 0.66232 | 0 | 48.885
| LCA | Big Creek/Ventura | Average Weekday | March | CAISO 1-in-10 | 9 | 0.45782 | 0.44597 | 0.45782 | 0.44597 | 0 | 50.0067
| LCA | Big Creek/Ventura | Average Weekday | March | CAISO 1-in-10 | 10 | 0.25682 | 0.24853 | 0.25682 | 0.24853 | 0 | 54.3522
| LCA | Big Creek/Ventura | Average Weekday | March | CAISO 1-in-10 | 11 | 0.08095 | 0.08147 | 0.08095 | 0.08147 | 0 | 59.4718
| LCA | Big Creek/Ventura | Average Weekday | March | CAISO 1-in-10 | 12 | -0.015303 | -0.028732 | -0.015303 | -0.028732 | 0 | 63.8479
| LCA | Big Creek/Ventura | Average Weekday | March | CAISO 1-in-10 | 13 | -0.046867 | -0.071588 | -0.046867 | -0.071588 | 0 | 67.1289
| LCA | Big Creek/Ventura | Average Weekday | March | CAISO 1-in-10 | 14 | 0.0034164 | -0.030856 | 0.0034164 | -0.030856 | 0 | 69.4517
| LCA | Big Creek/Ventura | Average Weekday | March | CAISO 1-in-10 | 15 | 0.10679 | 0.083549 | 0.10679 | 0.083549 | 0 | 71.0314
| LCA | Big Creek/Ventura | Average Weekday | March | CAISO 1-in-10 | 16 | 0.27922 | 0.26539 | 0.27922 | 0.26539 | 0 | 71.8156
| LCA | Big Creek/Ventura | Average Weekday | March | CAISO 1-in-10 | 17 | 0.51707 | 0.515 | 0.40959 | 0.40752 | 0.075998 | 72.2547
| LCA | Big Creek/Ventura | Average Weekday | March | CAISO 1-in-10 | 18 | 0.79632 | 0.77806 | 0.71393 | 0.69567 | 0.041197 | 71.7393
| LCA | Big Creek/Ventura | Average Weekday | March | CAISO 1-in-10 | 19 | 1.0031 | 0.95472 | 0.94158 | 0.89326 | 0.030733 | 70.1281
| LCA | Big Creek/Ventura | Average Weekday | March | CAISO 1-in-10 | 20 | 1.1146 | 1.0553 | 1.0352 | 0.97599 | 0.039669 | 67.3497
| LCA | Big Creek/Ventura | Average Weekday | March | CAISO 1-in-10 | 21 | 1.0989 | 1.0578 | 1.0576 | 1.0166 | 0.020636 | 63.8757
| LCA | Big Creek/Ventura | Average Weekday | March | CAISO 1-in-10 | 22 | 1.0193 | 0.99041 | 1.0492 | 1.0542 | 0.014952 | 61.4352
| LCA | Big Creek/Ventura | Average Weekday | March | CAISO 1-in-10 | 23 | 0.91173 | 0.89681 | 0.91173 | 0.89681 | 0 | 59.3786
| LCA | Big Creek/Ventura | Average Weekday | March | CAISO 1-in-10 | 24 | 0.78334 | 0.77006 | 0.78334 | 0.77006 | 0 | 57.5909
| LCA | Big Creek/Ventura | Average Weekday | March | CAISO 1-in-2 | 1 | 0.72858 | 0.70988 | 0.72858 | 0.70988 | 0 | 52.8889
| LCA | Big Creek/Ventura | Average Weekday | March | CAISO 1-in-2 | 2 | 0.67351 | 0.65222 | 0.67351 | 0.65222 | 0 | 51.671
| LCA | Big Creek/Ventura | Average Weekday | March | CAISO 1-in-2 | 3 | 0.64338 | 0.61895 | 0.64338 | 0.61895 | 0 | 50.7093
| LCA | Big Creek/Ventura | Average Weekday | March | CAISO 1-in-2 | 4 | 0.62454 | 0.60094 | 0.62454 | 0.60094 | 0 | 49.8242
| LCA | Big Creek/Ventura | Average Weekday | March | CAISO 1-in-2 | 5 | 0.63002 | 0.60975 | 0.63002 | 0.60975 | 0 | 48.8156
| LCA | Big Creek/Ventura | Average Weekday | March | CAISO 1-in-2 | 6 | 0.66456 | 0.66216 | 0.66456 | 0.66216 | 0 | 47.952
| LCA | Big Creek/Ventura | Average Weekday | March | CAISO 1-in-2 | 7 | 0.72118 | 0.75757 | 0.72118 | 0.75757 | 0 | 47.2433
| LCA | Big Creek/Ventura | Average Weekday | March | CAISO 1-in-2 | 8 | 0.68219 | 0.71631 | 0.68219 | 0.71631 | 0 | 46.7911
| LCA | Big Creek/Ventura | Average Weekday | March | CAISO 1-in-2 | 9 | 0.50809 | 0.49624 | 0.50809 | 0.49624 | 0 | 47.5436
| LCA | Big Creek/Ventura | Average Weekday | March | CAISO 1-in-2 | 10 | 0.30428 | 0.29598 | 0.30428 | 0.29598 | 0 | 50.9219
| LCA | Big Creek/Ventura | Average Weekday | March | CAISO 1-in-2 | 11 | 0.12962 | 0.13014 | 0.12962 | 0.13014 | 0 | 55.2148
| LCA | Big Creek/Ventura | Average Weekday | March | CAISO 1-in-2 | 12 | 0.036609 | 0.02318 | 0.036609 | 0.02318 | 0 | 59.0166
| LCA | Big Creek/Ventura | Average Weekday | March | CAISO 1-in-2 | 13 | 0.023101 | -0.0016199 | 0.023101 | -0.0016199 | 0 | 61.8812
| LCA | Big Creek/Ventura | Average Weekday | March | CAISO 1-in-2 | 14 | 0.062864 | 0.028592 | 0.062864 | 0.028592 | 0 | 64.0659
| LCA | Big Creek/Ventura | Average Weekday | March | CAISO 1-in-2 | 15 | 0.15148 | 0.12824 | 0.15148 | 0.12824 | 0 | 65.5043
| LCA | Big Creek/Ventura | Average Weekday | March | CAISO 1-in-2 | 16 | 0.30707 | 0.29324 | 0.30707 | 0.29324 | 0 | 66.4294
| LCA | Big Creek/Ventura | Average Weekday | March | CAISO 1-in-2 | 17 | 0.54148 | 0.53941 | 0.54148 | 0.53941 | 0 | 66.697
| LCA | Big Creek/Ventura | Average Weekday | March | CAISO 1-in-2 | 18 | 0.84038 | 0.82212 | 0.84038 | 0.82212 | 0 | 66.1206
| LCA | Big Creek/Ventura | Average Weekday | March | CAISO 1-in-2 | 19 | 1.0445 | 0.99614 | 1.0445 | 0.99614 | 0 | 64.7023
| LCA | Big Creek/Ventura | Average Weekday | March | CAISO 1-in-2 | 20 | 1.1298 | 1.0706 | 1.1298 | 1.0706 | 0 | 62.35
| LCA | Big Creek/Ventura | Average Weekday | March | CAISO 1-in-2 | 21 | 1.1239 | 1.0829 | 1.1239 | 1.0829 | 0 | 59.7159
| LCA | Big Creek/Ventura | Average Weekday | March | CAISO 1-in-2 | 22 | 1.0416 | 1.0127 | 1.0416 | 1.0127 | 0 | 57.6824
| LCA | Big Creek/Ventura | Average Weekday | March | CAISO 1-in-2 | 23 | 0.93097 | 0.91605 | 0.93097 | 0.91605 | 0 | 56.0074
| LCA | Big Creek/Ventura | Average Weekday | March | CAISO 1-in-2 | 24 | 0.80302 | 0.78974 | 0.80302 | 0.78974 | 0 | 54.5609
| LCA | Big Creek/Ventura | Average Weekday | March | SCE 1-in-10 | 1 | 0.70956 | 0.69086 | 0.70956 | 0.69086 | 0 | 55.2274
| LCA | Big Creek/Ventura | Average Weekday | March | SCE 1-in-10 | 2 | 0.65064 | 0.62936 | 0.65064 | 0.62936 | 0 | 54.0159
| LCA | Big Creek/Ventura | Average Weekday | March | SCE 1-in-10 | 3 | 0.61687 | 0.59244 | 0.61687 | 0.59244 | 0 | 52.8268
| LCA | Big Creek/Ventura | Average Weekday | March | SCE 1-in-10 | 4 | 0.5943 | 0.57071 | 0.5943 | 0.57071 | 0 | 51.826
| LCA | Big Creek/Ventura | Average Weekday | March | SCE 1-in-10 | 5 | 0.59492 | 0.57465 | 0.59492 | 0.57465 | 0 | 50.8041
| LCA | Big Creek/Ventura | Average Weekday | March | SCE 1-in-10 | 6 | 0.62439 | 0.62198 | 0.62439 | 0.62198 | 0 | 50.0391
| LCA | Big Creek/Ventura | Average Weekday | March | SCE 1-in-10 | 7 | 0.67318 | 0.70957 | 0.67318 | 0.70957 | 0 | 49.3997
| LCA | Big Creek/Ventura | Average Weekday | March | SCE 1-in-10 | 8 | 0.6282 | 0.66232 | 0.6282 | 0.66232 | 0 | 48.885
| LCA | Big Creek/Ventura | Average Weekday | March | SCE 1-in-10 | 9 | 0.45782 | 0.44597 | 0.45782 | 0.44597 | 0 | 50.0067
| LCA | Big Creek/Ventura | Average Weekday | March | SCE 1-in-10 | 10 | 0.25682 | 0.24853 | 0.25682 | 0.24853 | 0 | 54.3522
| LCA | Big Creek/Ventura | Average Weekday | March | SCE 1-in-10 | 11 | 0.08095 | 0.08147 | 0.08095 | 0.08147 | 0 | 59.4718
| LCA | Big Creek/Ventura | Average Weekday | March | SCE 1-in-10 | 12 | -0.015303 | -0.028732 | -0.015303 | -0.028732 | 0 | 63.8479
| LCA | Big Creek/Ventura | Average Weekday | March | SCE 1-in-10 | 13 | -0.046867 | -0.071588 | -0.046867 | -0.071588 | 0 | 67.1289
| LCA | Big Creek/Ventura | Average Weekday | March | SCE 1-in-10 | 14 | 0.0034164 | -0.030856 | 0.0034164 | -0.030856 | 0 | 69.4517
| LCA | Big Creek/Ventura | Average Weekday | March | SCE 1-in-10 | 15 | 0.10679 | 0.083549 | 0.10679 | 0.083549 | 0 | 71.0314
| LCA | Big Creek/Ventura | Average Weekday | March | SCE 1-in-10 | 16 | 0.27922 | 0.26539 | 0.27922 | 0.26539 | 0 | 71.8156
| LCA | Big Creek/Ventura | Average Weekday | March | SCE 1-in-10 | 17 | 0.51707 | 0.515 | 0.40959 | 0.40752 | 0.075998 | 72.2547
| LCA | Big Creek/Ventura | Average Weekday | March | SCE 1-in-10 | 18 | 0.79632 | 0.77806 | 0.71393 | 0.69567 | 0.041197 | 71.7393
| LCA | Big Creek/Ventura | Average Weekday | March | SCE 1-in-10 | 19 | 1.0031 | 0.95472 | 0.94158 | 0.89326 | 0.030733 | 70.1281
| LCA | Big Creek/Ventura | Average Weekday | March | SCE 1-in-10 | 20 | 1.1146 | 1.0553 | 1.0352 | 0.97599 | 0.039669 | 67.3497
| LCA | Big Creek/Ventura | Average Weekday | March | SCE 1-in-10 | 21 | 1.0989 | 1.0578 | 1.0576 | 1.0166 | 0.020636 | 63.8757
| LCA | Big Creek/Ventura | Average Weekday | March | SCE 1-in-10 | 22 | 1.0193 | 0.99041 | 1.0492 | 1.0542 | 0.014952 | 61.4352
| LCA | Big Creek/Ventura | Average Weekday | March | SCE 1-in-10 | 23 | 0.91173 | 0.89681 | 0.91173 | 0.89681 | 0 | 59.3786
| LCA | Big Creek/Ventura | Average Weekday | March | SCE 1-in-10 | 24 | 0.78334 | 0.77006 | 0.78334 | 0.77006 | 0 | 57.5909
| LCA | Big Creek/Ventura | Average Weekday | March | SCE 1-in-2 | 1 | 0.72448 | 0.70578 | 0.72448 | 0.70578 | 0 | 53.2359
| LCA | Big Creek/Ventura | Average Weekday | March | SCE 1-in-2 | 2 | 0.66939 | 0.64811 | 0.66939 | 0.64811 | 0 | 52.1637
| LCA | Big Creek/Ventura | Average Weekday | March | SCE 1-in-2 | 3 | 0.63907 | 0.61465 | 0.63907 | 0.61465 | 0 | 51.371
| LCA | Big Creek/Ventura | Average Weekday | March | SCE 1-in-2 | 4 | 0.61995 | 0.59636 | 0.61995 | 0.59636 | 0 | 50.4383
| LCA | Big Creek/Ventura | Average Weekday | March | SCE 1-in-2 | 5 | 0.62503 | 0.60476 | 0.62503 | 0.60476 | 0 | 49.5144
| LCA | Big Creek/Ventura | Average Weekday | March | SCE 1-in-2 | 6 | 0.6592 | 0.65679 | 0.6592 | 0.65679 | 0 | 48.8064
| LCA | Big Creek/Ventura | Average Weekday | March | SCE 1-in-2 | 7 | 0.71541 | 0.7518 | 0.71541 | 0.7518 | 0 | 48.3116
| LCA | Big Creek/Ventura | Average Weekday | March | SCE 1-in-2 | 8 | 0.67585 | 0.70997 | 0.67585 | 0.70997 | 0 | 48.0591
| LCA | Big Creek/Ventura | Average Weekday | March | SCE 1-in-2 | 9 | 0.50222 | 0.49037 | 0.50222 | 0.49037 | 0 | 49.0322
| LCA | Big Creek/Ventura | Average Weekday | March | SCE 1-in-2 | 10 | 0.29876 | 0.29047 | 0.29876 | 0.29047 | 0 | 52.1581
| LCA | Big Creek/Ventura | Average Weekday | March | SCE 1-in-2 | 11 | 0.12436 | 0.12488 | 0.12436 | 0.12488 | 0 | 56.0996
| LCA | Big Creek/Ventura | Average Weekday | March | SCE 1-in-2 | 12 | 0.030996 | 0.017567 | 0.030996 | 0.017567 | 0 | 59.5304
| LCA | Big Creek/Ventura | Average Weekday | March | SCE 1-in-2 | 13 | 0.017871 | -0.0068502 | 0.017871 | -0.0068502 | 0 | 62.1858
| LCA | Big Creek/Ventura | Average Weekday | March | SCE 1-in-2 | 14 | 0.05678 | 0.022508 | 0.05678 | 0.022508 | 0 | 64.3086
| LCA | Big Creek/Ventura | Average Weekday | March | SCE 1-in-2 | 15 | 0.14379 | 0.12055 | 0.14379 | 0.12055 | 0 | 65.6568
| LCA | Big Creek/Ventura | Average Weekday | March | SCE 1-in-2 | 16 | 0.29821 | 0.28437 | 0.29821 | 0.28437 | 0 | 66.4081
| LCA | Big Creek/Ventura | Average Weekday | March | SCE 1-in-2 | 17 | 0.53015 | 0.52807 | 0.53015 | 0.52807 | 0 | 66.5278
| LCA | Big Creek/Ventura | Average Weekday | March | SCE 1-in-2 | 18 | 0.8288 | 0.81054 | 0.8288 | 0.81054 | 0 | 65.7442
| LCA | Big Creek/Ventura | Average Weekday | March | SCE 1-in-2 | 19 | 1.0354 | 0.98704 | 1.0354 | 0.98704 | 0 | 64.1684
| LCA | Big Creek/Ventura | Average Weekday | March | SCE 1-in-2 | 20 | 1.1235 | 1.0642 | 1.1235 | 1.0642 | 0 | 61.858
| LCA | Big Creek/Ventura | Average Weekday | March | SCE 1-in-2 | 21 | 1.1186 | 1.0776 | 1.1186 | 1.0776 | 0 | 59.4258
| LCA | Big Creek/Ventura | Average Weekday | March | SCE 1-in-2 | 22 | 1.0366 | 1.0077 | 1.0366 | 1.0077 | 0 | 57.7522
| LCA | Big Creek/Ventura | Average Weekday | March | SCE 1-in-2 | 23 | 0.92613 | 0.9112 | 0.92613 | 0.9112 | 0 | 56.3717
| LCA | Big Creek/Ventura | Average Weekday | March | SCE 1-in-2 | 24 | 0.79853 | 0.78525 | 0.79853 | 0.78525 | 0 | 55.1195
| LCA | Big Creek/Ventura | Average Weekday | May | CAISO 1-in-10 | 1 | 0.87619 | 0.85749 | 0.87619 | 0.85749 | 0 | 63.6811
| LCA | Big Creek/Ventura | Average Weekday | May | CAISO 1-in-10 | 2 | 0.76589 | 0.74461 | 0.76589 | 0.74461 | 0 | 62.1
| LCA | Big Creek/Ventura | Average Weekday | May | CAISO 1-in-10 | 3 | 0.70777 | 0.68334 | 0.70777 | 0.68334 | 0 | 60.7257
| LCA | Big Creek/Ventura | Average Weekday | May | CAISO 1-in-10 | 4 | 0.66206 | 0.63847 | 0.66206 | 0.63847 | 0 | 59.4413
| LCA | Big Creek/Ventura | Average Weekday | May | CAISO 1-in-10 | 5 | 0.63909 | 0.61881 | 0.63909 | 0.61881 | 0 | 58.5195
| LCA | Big Creek/Ventura | Average Weekday | May | CAISO 1-in-10 | 6 | 0.64454 | 0.64214 | 0.64454 | 0.64214 | 0 | 57.5143
| LCA | Big Creek/Ventura | Average Weekday | May | CAISO 1-in-10 | 7 | 0.65085 | 0.68724 | 0.65085 | 0.68724 | 0 | 56.6361
| LCA | Big Creek/Ventura | Average Weekday | May | CAISO 1-in-10 | 8 | 0.58987 | 0.62399 | 0.58987 | 0.62399 | 0 | 57.0359
| LCA | Big Creek/Ventura | Average Weekday | May | CAISO 1-in-10 | 9 | 0.42992 | 0.41807 | 0.42992 | 0.41807 | 0 | 60.0321
| LCA | Big Creek/Ventura | Average Weekday | May | CAISO 1-in-10 | 10 | 0.21079 | 0.2025 | 0.21079 | 0.2025 | 0 | 64.3809
| LCA | Big Creek/Ventura | Average Weekday | May | CAISO 1-in-10 | 11 | 0.011869 | 0.012389 | 0.011869 | 0.012389 | 0 | 68.5619
| LCA | Big Creek/Ventura | Average Weekday | May | CAISO 1-in-10 | 12 | -0.066206 | -0.079635 | -0.066206 | -0.079635 | 0 | 71.939
| LCA | Big Creek/Ventura | Average Weekday | May | CAISO 1-in-10 | 13 | -0.051355 | -0.076076 | -0.051355 | -0.076076 | 0 | 74.6673
| LCA | Big Creek/Ventura | Average Weekday | May | CAISO 1-in-10 | 14 | 0.036864 | 0.0025921 | 0.036864 | 0.0025921 | 0 | 76.7782
| LCA | Big Creek/Ventura | Average Weekday | May | CAISO 1-in-10 | 15 | 0.20146 | 0.17822 | 0.20146 | 0.17822 | 0 | 78.0878
| LCA | Big Creek/Ventura | Average Weekday | May | CAISO 1-in-10 | 16 | 0.46648 | 0.45265 | 0.46648 | 0.45265 | 0 | 78.8892
| LCA | Big Creek/Ventura | Average Weekday | May | CAISO 1-in-10 | 17 | 0.79247 | 0.7904 | 0.06052 | 0.0033026 | 0.058143 | 78.9844
| LCA | Big Creek/Ventura | Average Weekday | May | CAISO 1-in-10 | 18 | 1.1511 | 1.1328 | 0.47237 | 0.65255 | 0.27384 | 78.6673
| LCA | Big Creek/Ventura | Average Weekday | May | CAISO 1-in-10 | 19 | 1.3902 | 1.3419 | 0.78722 | 0.95115 | 0.227 | 77.7611
| LCA | Big Creek/Ventura | Average Weekday | May | CAISO 1-in-10 | 20 | 1.4657 | 1.4064 | 1.0302 | 1.106 | 0.10478 | 76.0006
| LCA | Big Creek/Ventura | Average Weekday | May | CAISO 1-in-10 | 21 | 1.4646 | 1.4236 | 1.0158 | 1.1098 | 0.11836 | 73.4183
| LCA | Big Creek/Ventura | Average Weekday | May | CAISO 1-in-10 | 22 | 1.3641 | 1.3352 | 1.5477 | 1.7053 | 0.052168 | 70.3305
| LCA | Big Creek/Ventura | Average Weekday | May | CAISO 1-in-10 | 23 | 1.1947 | 1.1798 | 1.1947 | 1.2428 | 0 | 67.9515
| LCA | Big Creek/Ventura | Average Weekday | May | CAISO 1-in-10 | 24 | 0.99093 | 0.97764 | 0.99093 | 0.97764 | 0 | 65.7217
| LCA | Big Creek/Ventura | Average Weekday | May | CAISO 1-in-2 | 1 | 0.83644 | 0.81774 | 0.83644 | 0.81774 | 0 | 61.7959
| LCA | Big Creek/Ventura | Average Weekday | May | CAISO 1-in-2 | 2 | 0.72926 | 0.70798 | 0.72926 | 0.70798 | 0 | 60.4455
| LCA | Big Creek/Ventura | Average Weekday | May | CAISO 1-in-2 | 3 | 0.67131 | 0.64688 | 0.67131 | 0.64688 | 0 | 59.2652
| LCA | Big Creek/Ventura | Average Weekday | May | CAISO 1-in-2 | 4 | 0.63339 | 0.60979 | 0.63339 | 0.60979 | 0 | 58.2024
| LCA | Big Creek/Ventura | Average Weekday | May | CAISO 1-in-2 | 5 | 0.61784 | 0.59756 | 0.61784 | 0.59756 | 0 | 57.2481
| LCA | Big Creek/Ventura | Average Weekday | May | CAISO 1-in-2 | 6 | 0.63066 | 0.62826 | 0.63066 | 0.62826 | 0 | 56.3488
| LCA | Big Creek/Ventura | Average Weekday | May | CAISO 1-in-2 | 7 | 0.64992 | 0.68631 | 0.64992 | 0.68631 | 0 | 55.5536
| LCA | Big Creek/Ventura | Average Weekday | May | CAISO 1-in-2 | 8 | 0.59363 | 0.62775 | 0.59363 | 0.62775 | 0 | 55.7188
| LCA | Big Creek/Ventura | Average Weekday | May | CAISO 1-in-2 | 9 | 0.43059 | 0.41875 | 0.43059 | 0.41875 | 0 | 58.3565
| LCA | Big Creek/Ventura | Average Weekday | May | CAISO 1-in-2 | 10 | 0.22161 | 0.21332 | 0.22161 | 0.21332 | 0 | 61.8821
| LCA | Big Creek/Ventura | Average Weekday | May | CAISO 1-in-2 | 11 | 0.048436 | 0.048956 | 0.048436 | 0.048956 | 0 | 65.5439
| LCA | Big Creek/Ventura | Average Weekday | May | CAISO 1-in-2 | 12 | -0.046383 | -0.059811 | -0.046383 | -0.059811 | 0 | 68.8602
| LCA | Big Creek/Ventura | Average Weekday | May | CAISO 1-in-2 | 13 | -0.058959 | -0.08368 | -0.058959 | -0.08368 | 0 | 71.7199
| LCA | Big Creek/Ventura | Average Weekday | May | CAISO 1-in-2 | 14 | -0.00050545 | -0.034778 | -0.00050545 | -0.034778 | 0 | 73.7996
| LCA | Big Creek/Ventura | Average Weekday | May | CAISO 1-in-2 | 15 | 0.12927 | 0.10602 | 0.12927 | 0.10602 | 0 | 75.2263
| LCA | Big Creek/Ventura | Average Weekday | May | CAISO 1-in-2 | 16 | 0.35065 | 0.33682 | 0.35065 | 0.33682 | 0 | 75.9409
| LCA | Big Creek/Ventura | Average Weekday | May | CAISO 1-in-2 | 17 | 0.6381 | 0.63603 | 0.10124 | 0.099172 | 0.065716 | 76.0251
| LCA | Big Creek/Ventura | Average Weekday | May | CAISO 1-in-2 | 18 | 0.97428 | 0.95602 | 0.45647 | 0.49947 | 0.31147 | 75.5535
| LCA | Big Creek/Ventura | Average Weekday | May | CAISO 1-in-2 | 19 | 1.2165 | 1.1682 | 0.7106 | 0.7628 | 0.26003 | 74.4954
| LCA | Big Creek/Ventura | Average Weekday | May | CAISO 1-in-2 | 20 | 1.3134 | 1.2542 | 0.85998 | 0.93579 | 0.12302 | 72.5351
| LCA | Big Creek/Ventura | Average Weekday | May | CAISO 1-in-2 | 21 | 1.32 | 1.2789 | 0.85225 | 0.94625 | 0.13768 | 69.7647
| LCA | Big Creek/Ventura | Average Weekday | May | CAISO 1-in-2 | 22 | 1.2242 | 1.1953 | 1.3477 | 1.5053 | 0.060818 | 66.8556
| LCA | Big Creek/Ventura | Average Weekday | May | CAISO 1-in-2 | 23 | 1.089 | 1.0741 | 1.089 | 1.096 | 0 | 64.7731
| LCA | Big Creek/Ventura | Average Weekday | May | CAISO 1-in-2 | 24 | 0.91807 | 0.90479 | 0.91807 | 0.90479 | 0 | 63.082
| LCA | Big Creek/Ventura | Average Weekday | May | SCE 1-in-10 | 1 | 0.87619 | 0.85749 | 0.87619 | 0.85749 | 0 | 63.6811
| LCA | Big Creek/Ventura | Average Weekday | May | SCE 1-in-10 | 2 | 0.76589 | 0.74461 | 0.76589 | 0.74461 | 0 | 62.1
| LCA | Big Creek/Ventura | Average Weekday | May | SCE 1-in-10 | 3 | 0.70777 | 0.68334 | 0.70777 | 0.68334 | 0 | 60.7257
| LCA | Big Creek/Ventura | Average Weekday | May | SCE 1-in-10 | 4 | 0.66206 | 0.63847 | 0.66206 | 0.63847 | 0 | 59.4413
| LCA | Big Creek/Ventura | Average Weekday | May | SCE 1-in-10 | 5 | 0.63909 | 0.61881 | 0.63909 | 0.61881 | 0 | 58.5195
| LCA | Big Creek/Ventura | Average Weekday | May | SCE 1-in-10 | 6 | 0.64454 | 0.64214 | 0.64454 | 0.64214 | 0 | 57.5143
| LCA | Big Creek/Ventura | Average Weekday | May | SCE 1-in-10 | 7 | 0.65085 | 0.68724 | 0.65085 | 0.68724 | 0 | 56.6361
| LCA | Big Creek/Ventura | Average Weekday | May | SCE 1-in-10 | 8 | 0.58987 | 0.62399 | 0.58987 | 0.62399 | 0 | 57.0359
| LCA | Big Creek/Ventura | Average Weekday | May | SCE 1-in-10 | 9 | 0.42992 | 0.41807 | 0.42992 | 0.41807 | 0 | 60.0321
| LCA | Big Creek/Ventura | Average Weekday | May | SCE 1-in-10 | 10 | 0.21079 | 0.2025 | 0.21079 | 0.2025 | 0 | 64.3809
| LCA | Big Creek/Ventura | Average Weekday | May | SCE 1-in-10 | 11 | 0.011869 | 0.012389 | 0.011869 | 0.012389 | 0 | 68.5619
| LCA | Big Creek/Ventura | Average Weekday | May | SCE 1-in-10 | 12 | -0.066206 | -0.079635 | -0.066206 | -0.079635 | 0 | 71.939
| LCA | Big Creek/Ventura | Average Weekday | May | SCE 1-in-10 | 13 | -0.051355 | -0.076076 | -0.051355 | -0.076076 | 0 | 74.6673
| LCA | Big Creek/Ventura | Average Weekday | May | SCE 1-in-10 | 14 | 0.036864 | 0.0025921 | 0.036864 | 0.0025921 | 0 | 76.7782
| LCA | Big Creek/Ventura | Average Weekday | May | SCE 1-in-10 | 15 | 0.20146 | 0.17822 | 0.20146 | 0.17822 | 0 | 78.0878
| LCA | Big Creek/Ventura | Average Weekday | May | SCE 1-in-10 | 16 | 0.46648 | 0.45265 | 0.46648 | 0.45265 | 0 | 78.8892
| LCA | Big Creek/Ventura | Average Weekday | May | SCE 1-in-10 | 17 | 0.79247 | 0.7904 | 0.06052 | 0.0033026 | 0.058143 | 78.9844
| LCA | Big Creek/Ventura | Average Weekday | May | SCE 1-in-10 | 18 | 1.1511 | 1.1328 | 0.47237 | 0.65255 | 0.27384 | 78.6673
| LCA | Big Creek/Ventura | Average Weekday | May | SCE 1-in-10 | 19 | 1.3902 | 1.3419 | 0.78722 | 0.95115 | 0.227 | 77.7611
| LCA | Big Creek/Ventura | Average Weekday | May | SCE 1-in-10 | 20 | 1.4657 | 1.4064 | 1.0302 | 1.106 | 0.10478 | 76.0006
| LCA | Big Creek/Ventura | Average Weekday | May | SCE 1-in-10 | 21 | 1.4646 | 1.4236 | 1.0158 | 1.1098 | 0.11836 | 73.4183
| LCA | Big Creek/Ventura | Average Weekday | May | SCE 1-in-10 | 22 | 1.3641 | 1.3352 | 1.5477 | 1.7053 | 0.052168 | 70.3305
| LCA | Big Creek/Ventura | Average Weekday | May | SCE 1-in-10 | 23 | 1.1947 | 1.1798 | 1.1947 | 1.2428 | 0 | 67.9515
| LCA | Big Creek/Ventura | Average Weekday | May | SCE 1-in-10 | 24 | 0.99093 | 0.97764 | 0.99093 | 0.97764 | 0 | 65.7217
| LCA | Big Creek/Ventura | Average Weekday | May | SCE 1-in-2 | 1 | 0.83644 | 0.81774 | 0.83644 | 0.81774 | 0 | 61.7959
| LCA | Big Creek/Ventura | Average Weekday | May | SCE 1-in-2 | 2 | 0.72926 | 0.70798 | 0.72926 | 0.70798 | 0 | 60.4455
| LCA | Big Creek/Ventura | Average Weekday | May | SCE 1-in-2 | 3 | 0.67131 | 0.64688 | 0.67131 | 0.64688 | 0 | 59.2652
| LCA | Big Creek/Ventura | Average Weekday | May | SCE 1-in-2 | 4 | 0.63339 | 0.60979 | 0.63339 | 0.60979 | 0 | 58.2024
| LCA | Big Creek/Ventura | Average Weekday | May | SCE 1-in-2 | 5 | 0.61784 | 0.59756 | 0.61784 | 0.59756 | 0 | 57.2481
| LCA | Big Creek/Ventura | Average Weekday | May | SCE 1-in-2 | 6 | 0.63066 | 0.62826 | 0.63066 | 0.62826 | 0 | 56.3488
| LCA | Big Creek/Ventura | Average Weekday | May | SCE 1-in-2 | 7 | 0.64992 | 0.68631 | 0.64992 | 0.68631 | 0 | 55.5536
| LCA | Big Creek/Ventura | Average Weekday | May | SCE 1-in-2 | 8 | 0.59363 | 0.62775 | 0.59363 | 0.62775 | 0 | 55.7188
| LCA | Big Creek/Ventura | Average Weekday | May | SCE 1-in-2 | 9 | 0.43059 | 0.41875 | 0.43059 | 0.41875 | 0 | 58.3565
| LCA | Big Creek/Ventura | Average Weekday | May | SCE 1-in-2 | 10 | 0.22161 | 0.21332 | 0.22161 | 0.21332 | 0 | 61.8821
| LCA | Big Creek/Ventura | Average Weekday | May | SCE 1-in-2 | 11 | 0.048436 | 0.048956 | 0.048436 | 0.048956 | 0 | 65.5439
| LCA | Big Creek/Ventura | Average Weekday | May | SCE 1-in-2 | 12 | -0.046383 | -0.059811 | -0.046383 | -0.059811 | 0 | 68.8602
| LCA | Big Creek/Ventura | Average Weekday | May | SCE 1-in-2 | 13 | -0.058959 | -0.08368 | -0.058959 | -0.08368 | 0 | 71.7199
| LCA | Big Creek/Ventura | Average Weekday | May | SCE 1-in-2 | 14 | -0.00050545 | -0.034778 | -0.00050545 | -0.034778 | 0 | 73.7996
| LCA | Big Creek/Ventura | Average Weekday | May | SCE 1-in-2 | 15 | 0.12927 | 0.10602 | 0.12927 | 0.10602 | 0 | 75.2263
| LCA | Big Creek/Ventura | Average Weekday | May | SCE 1-in-2 | 16 | 0.35065 | 0.33682 | 0.35065 | 0.33682 | 0 | 75.9409
| LCA | Big Creek/Ventura | Average Weekday | May | SCE 1-in-2 | 17 | 0.6381 | 0.63603 | 0.10124 | 0.099172 | 0.065716 | 76.0251
| LCA | Big Creek/Ventura | Average Weekday | May | SCE 1-in-2 | 18 | 0.97428 | 0.95602 | 0.45647 | 0.49947 | 0.31147 | 75.5535
| LCA | Big Creek/Ventura | Average Weekday | May | SCE 1-in-2 | 19 | 1.2165 | 1.1682 | 0.7106 | 0.7628 | 0.26003 | 74.4954
| LCA | Big Creek/Ventura | Average Weekday | May | SCE 1-in-2 | 20 | 1.3134 | 1.2542 | 0.85998 | 0.93579 | 0.12302 | 72.5351
| LCA | Big Creek/Ventura | Average Weekday | May | SCE 1-in-2 | 21 | 1.32 | 1.2789 | 0.85225 | 0.94625 | 0.13768 | 69.7647
| LCA | Big Creek/Ventura | Average Weekday | May | SCE 1-in-2 | 22 | 1.2242 | 1.1953 | 1.3477 | 1.5053 | 0.060818 | 66.8556
| LCA | Big Creek/Ventura | Average Weekday | May | SCE 1-in-2 | 23 | 1.089 | 1.0741 | 1.089 | 1.096 | 0 | 64.7731
| LCA | Big Creek/Ventura | Average Weekday | May | SCE 1-in-2 | 24 | 0.91807 | 0.90479 | 0.91807 | 0.90479 | 0 | 63.082
| LCA | Big Creek/Ventura | Average Weekday | November | CAISO 1-in-10 | 1 | 0.72548 | 0.70678 | 0.72548 | 0.70678 | 0 | 52.5042
| LCA | Big Creek/Ventura | Average Weekday | November | CAISO 1-in-10 | 2 | 0.66999 | 0.64871 | 0.66999 | 0.64871 | 0 | 51.3173
| LCA | Big Creek/Ventura | Average Weekday | November | CAISO 1-in-10 | 3 | 0.63943 | 0.615 | 0.63943 | 0.615 | 0 | 50.335
| LCA | Big Creek/Ventura | Average Weekday | November | CAISO 1-in-10 | 4 | 0.62012 | 0.59652 | 0.62012 | 0.59652 | 0 | 49.4166
| LCA | Big Creek/Ventura | Average Weekday | November | CAISO 1-in-10 | 5 | 0.62498 | 0.60471 | 0.62498 | 0.60471 | 0 | 48.5805
| LCA | Big Creek/Ventura | Average Weekday | November | CAISO 1-in-10 | 6 | 0.65888 | 0.65648 | 0.65888 | 0.65648 | 0 | 47.9645
| LCA | Big Creek/Ventura | Average Weekday | November | CAISO 1-in-10 | 7 | 0.71456 | 0.75095 | 0.71456 | 0.75095 | 0 | 47.5129
| LCA | Big Creek/Ventura | Average Weekday | November | CAISO 1-in-10 | 8 | 0.67478 | 0.70891 | 0.67478 | 0.70891 | 0 | 47.0458
| LCA | Big Creek/Ventura | Average Weekday | November | CAISO 1-in-10 | 9 | 0.5012 | 0.48936 | 0.5012 | 0.48936 | 0 | 48.4425
| LCA | Big Creek/Ventura | Average Weekday | November | CAISO 1-in-10 | 10 | 0.29778 | 0.28949 | 0.29778 | 0.28949 | 0 | 52.717
| LCA | Big Creek/Ventura | Average Weekday | November | CAISO 1-in-10 | 11 | 0.12121 | 0.12173 | 0.12121 | 0.12173 | 0 | 57.7131
| LCA | Big Creek/Ventura | Average Weekday | November | CAISO 1-in-10 | 12 | 0.019323 | 0.0058942 | 0.019323 | 0.0058942 | 0 | 62.0808
| LCA | Big Creek/Ventura | Average Weekday | November | CAISO 1-in-10 | 13 | -0.0051153 | -0.029836 | -0.0051153 | -0.029836 | 0 | 65.0464
| LCA | Big Creek/Ventura | Average Weekday | November | CAISO 1-in-10 | 14 | 0.057662 | 0.02339 | 0.057662 | 0.02339 | 0 | 66.9684
| LCA | Big Creek/Ventura | Average Weekday | November | CAISO 1-in-10 | 15 | 0.15933 | 0.13609 | 0.15933 | 0.13609 | 0 | 68.1844
| LCA | Big Creek/Ventura | Average Weekday | November | CAISO 1-in-10 | 16 | 0.3224 | 0.30857 | 0.3224 | 0.30857 | 0 | 68.6908
| LCA | Big Creek/Ventura | Average Weekday | November | CAISO 1-in-10 | 17 | 0.54869 | 0.54662 | 0.54869 | 0.54662 | 0 | 68.2067
| LCA | Big Creek/Ventura | Average Weekday | November | CAISO 1-in-10 | 18 | 0.83259 | 0.81433 | 0.83259 | 0.81433 | 0 | 66.4935
| LCA | Big Creek/Ventura | Average Weekday | November | CAISO 1-in-10 | 19 | 1.0359 | 0.9876 | 1.0359 | 0.9876 | 0 | 63.5891
| LCA | Big Creek/Ventura | Average Weekday | November | CAISO 1-in-10 | 20 | 1.1232 | 1.064 | 1.1232 | 1.064 | 0 | 60.8285
| LCA | Big Creek/Ventura | Average Weekday | November | CAISO 1-in-10 | 21 | 1.1192 | 1.0782 | 1.1192 | 1.0782 | 0 | 58.4894
| LCA | Big Creek/Ventura | Average Weekday | November | CAISO 1-in-10 | 22 | 1.0379 | 1.009 | 1.0379 | 1.009 | 0 | 56.3239
| LCA | Big Creek/Ventura | Average Weekday | November | CAISO 1-in-10 | 23 | 0.92765 | 0.91273 | 0.92765 | 0.91273 | 0 | 54.6736
| LCA | Big Creek/Ventura | Average Weekday | November | CAISO 1-in-10 | 24 | 0.79975 | 0.78646 | 0.79975 | 0.78646 | 0 | 53.3171
| LCA | Big Creek/Ventura | Average Weekday | November | CAISO 1-in-2 | 1 | 0.72956 | 0.71086 | 0.72956 | 0.71086 | 0 | 51.8805
| LCA | Big Creek/Ventura | Average Weekday | November | CAISO 1-in-2 | 2 | 0.67448 | 0.6532 | 0.67448 | 0.6532 | 0 | 50.9554
| LCA | Big Creek/Ventura | Average Weekday | November | CAISO 1-in-2 | 3 | 0.64439 | 0.61997 | 0.64439 | 0.61997 | 0 | 50.0931
| LCA | Big Creek/Ventura | Average Weekday | November | CAISO 1-in-2 | 4 | 0.62561 | 0.60201 | 0.62561 | 0.60201 | 0 | 49.2303
| LCA | Big Creek/Ventura | Average Weekday | November | CAISO 1-in-2 | 5 | 0.63118 | 0.61091 | 0.63118 | 0.61091 | 0 | 48.5095
| LCA | Big Creek/Ventura | Average Weekday | November | CAISO 1-in-2 | 6 | 0.6658 | 0.6634 | 0.6658 | 0.6634 | 0 | 47.9645
| LCA | Big Creek/Ventura | Average Weekday | November | CAISO 1-in-2 | 7 | 0.72249 | 0.75888 | 0.72249 | 0.75888 | 0 | 47.5776
| LCA | Big Creek/Ventura | Average Weekday | November | CAISO 1-in-2 | 8 | 0.68363 | 0.71775 | 0.68363 | 0.71775 | 0 | 47.3591
| LCA | Big Creek/Ventura | Average Weekday | November | CAISO 1-in-2 | 9 | 0.50942 | 0.49757 | 0.50942 | 0.49757 | 0 | 48.646
| LCA | Big Creek/Ventura | Average Weekday | November | CAISO 1-in-2 | 10 | 0.30552 | 0.29723 | 0.30552 | 0.29723 | 0 | 52.5978
| LCA | Big Creek/Ventura | Average Weekday | November | CAISO 1-in-2 | 11 | 0.1308 | 0.13132 | 0.1308 | 0.13132 | 0 | 57.3368
| LCA | Big Creek/Ventura | Average Weekday | November | CAISO 1-in-2 | 12 | 0.035925 | 0.022496 | 0.035925 | 0.022496 | 0 | 61.4861
| LCA | Big Creek/Ventura | Average Weekday | November | CAISO 1-in-2 | 13 | 0.011647 | -0.013074 | 0.011647 | -0.013074 | 0 | 64.3949
| LCA | Big Creek/Ventura | Average Weekday | November | CAISO 1-in-2 | 14 | 0.066254 | 0.031982 | 0.066254 | 0.031982 | 0 | 66.28
| LCA | Big Creek/Ventura | Average Weekday | November | CAISO 1-in-2 | 15 | 0.16341 | 0.14017 | 0.16341 | 0.14017 | 0 | 67.2519
| LCA | Big Creek/Ventura | Average Weekday | November | CAISO 1-in-2 | 16 | 0.31997 | 0.30614 | 0.31997 | 0.30614 | 0 | 67.4636
| LCA | Big Creek/Ventura | Average Weekday | November | CAISO 1-in-2 | 17 | 0.54285 | 0.54078 | 0.54285 | 0.54078 | 0 | 66.7041
| LCA | Big Creek/Ventura | Average Weekday | November | CAISO 1-in-2 | 18 | 0.83596 | 0.8177 | 0.83596 | 0.8177 | 0 | 64.6565
| LCA | Big Creek/Ventura | Average Weekday | November | CAISO 1-in-2 | 19 | 1.044 | 0.99563 | 1.044 | 0.99563 | 0 | 61.966
| LCA | Big Creek/Ventura | Average Weekday | November | CAISO 1-in-2 | 20 | 1.1313 | 1.072 | 1.1313 | 1.072 | 0 | 59.4706
| LCA | Big Creek/Ventura | Average Weekday | November | CAISO 1-in-2 | 21 | 1.1252 | 1.0841 | 1.1252 | 1.0841 | 0 | 57.3986
| LCA | Big Creek/Ventura | Average Weekday | November | CAISO 1-in-2 | 22 | 1.0428 | 1.0139 | 1.0428 | 1.0139 | 0 | 55.6485
| LCA | Big Creek/Ventura | Average Weekday | November | CAISO 1-in-2 | 23 | 0.93215 | 0.91722 | 0.93215 | 0.91722 | 0 | 54.2086
| LCA | Big Creek/Ventura | Average Weekday | November | CAISO 1-in-2 | 24 | 0.80411 | 0.79082 | 0.80411 | 0.79082 | 0 | 52.9945
| LCA | Big Creek/Ventura | Average Weekday | November | SCE 1-in-10 | 1 | 0.72548 | 0.70678 | 0.72548 | 0.70678 | 0 | 52.5042
| LCA | Big Creek/Ventura | Average Weekday | November | SCE 1-in-10 | 2 | 0.66999 | 0.64871 | 0.66999 | 0.64871 | 0 | 51.3173
| LCA | Big Creek/Ventura | Average Weekday | November | SCE 1-in-10 | 3 | 0.63943 | 0.615 | 0.63943 | 0.615 | 0 | 50.335
| LCA | Big Creek/Ventura | Average Weekday | November | SCE 1-in-10 | 4 | 0.62012 | 0.59652 | 0.62012 | 0.59652 | 0 | 49.4166
| LCA | Big Creek/Ventura | Average Weekday | November | SCE 1-in-10 | 5 | 0.62498 | 0.60471 | 0.62498 | 0.60471 | 0 | 48.5805
| LCA | Big Creek/Ventura | Average Weekday | November | SCE 1-in-10 | 6 | 0.65888 | 0.65648 | 0.65888 | 0.65648 | 0 | 47.9645
| LCA | Big Creek/Ventura | Average Weekday | November | SCE 1-in-10 | 7 | 0.71456 | 0.75095 | 0.71456 | 0.75095 | 0 | 47.5129
| LCA | Big Creek/Ventura | Average Weekday | November | SCE 1-in-10 | 8 | 0.67478 | 0.70891 | 0.67478 | 0.70891 | 0 | 47.0458
| LCA | Big Creek/Ventura | Average Weekday | November | SCE 1-in-10 | 9 | 0.5012 | 0.48936 | 0.5012 | 0.48936 | 0 | 48.4425
| LCA | Big Creek/Ventura | Average Weekday | November | SCE 1-in-10 | 10 | 0.29778 | 0.28949 | 0.29778 | 0.28949 | 0 | 52.717
| LCA | Big Creek/Ventura | Average Weekday | November | SCE 1-in-10 | 11 | 0.12121 | 0.12173 | 0.12121 | 0.12173 | 0 | 57.7131
| LCA | Big Creek/Ventura | Average Weekday | November | SCE 1-in-10 | 12 | 0.019323 | 0.0058942 | 0.019323 | 0.0058942 | 0 | 62.0808
| LCA | Big Creek/Ventura | Average Weekday | November | SCE 1-in-10 | 13 | -0.0051153 | -0.029836 | -0.0051153 | -0.029836 | 0 | 65.0464
| LCA | Big Creek/Ventura | Average Weekday | November | SCE 1-in-10 | 14 | 0.057662 | 0.02339 | 0.057662 | 0.02339 | 0 | 66.9684
| LCA | Big Creek/Ventura | Average Weekday | November | SCE 1-in-10 | 15 | 0.15933 | 0.13609 | 0.15933 | 0.13609 | 0 | 68.1844
| LCA | Big Creek/Ventura | Average Weekday | November | SCE 1-in-10 | 16 | 0.3224 | 0.30857 | 0.3224 | 0.30857 | 0 | 68.6908
| LCA | Big Creek/Ventura | Average Weekday | November | SCE 1-in-10 | 17 | 0.54869 | 0.54662 | 0.54869 | 0.54662 | 0 | 68.2067
| LCA | Big Creek/Ventura | Average Weekday | November | SCE 1-in-10 | 18 | 0.83259 | 0.81433 | 0.83259 | 0.81433 | 0 | 66.4935
| LCA | Big Creek/Ventura | Average Weekday | November | SCE 1-in-10 | 19 | 1.0359 | 0.9876 | 1.0359 | 0.9876 | 0 | 63.5891
| LCA | Big Creek/Ventura | Average Weekday | November | SCE 1-in-10 | 20 | 1.1232 | 1.064 | 1.1232 | 1.064 | 0 | 60.8285
| LCA | Big Creek/Ventura | Average Weekday | November | SCE 1-in-10 | 21 | 1.1192 | 1.0782 | 1.1192 | 1.0782 | 0 | 58.4894
| LCA | Big Creek/Ventura | Average Weekday | November | SCE 1-in-10 | 22 | 1.0379 | 1.009 | 1.0379 | 1.009 | 0 | 56.3239
| LCA | Big Creek/Ventura | Average Weekday | November | SCE 1-in-10 | 23 | 0.92765 | 0.91273 | 0.92765 | 0.91273 | 0 | 54.6736
| LCA | Big Creek/Ventura | Average Weekday | November | SCE 1-in-10 | 24 | 0.79975 | 0.78646 | 0.79975 | 0.78646 | 0 | 53.3171
| LCA | Big Creek/Ventura | Average Weekday | November | SCE 1-in-2 | 1 | 0.71715 | 0.69845 | 0.71715 | 0.69845 | 0 | 52.9564
| LCA | Big Creek/Ventura | Average Weekday | November | SCE 1-in-2 | 2 | 0.66193 | 0.64064 | 0.66193 | 0.64064 | 0 | 51.909
| LCA | Big Creek/Ventura | Average Weekday | November | SCE 1-in-2 | 3 | 0.63118 | 0.60675 | 0.63118 | 0.60675 | 0 | 51.0741
| LCA | Big Creek/Ventura | Average Weekday | November | SCE 1-in-2 | 4 | 0.6115 | 0.5879 | 0.6115 | 0.5879 | 0 | 50.3754
| LCA | Big Creek/Ventura | Average Weekday | November | SCE 1-in-2 | 5 | 0.61577 | 0.5955 | 0.61577 | 0.5955 | 0 | 49.745
| LCA | Big Creek/Ventura | Average Weekday | November | SCE 1-in-2 | 6 | 0.64917 | 0.64677 | 0.64917 | 0.64677 | 0 | 49.2101
| LCA | Big Creek/Ventura | Average Weekday | November | SCE 1-in-2 | 7 | 0.70452 | 0.74091 | 0.70452 | 0.74091 | 0 | 48.8552
| LCA | Big Creek/Ventura | Average Weekday | November | SCE 1-in-2 | 8 | 0.66384 | 0.69796 | 0.66384 | 0.69796 | 0 | 48.6486
| LCA | Big Creek/Ventura | Average Weekday | November | SCE 1-in-2 | 9 | 0.49109 | 0.47924 | 0.49109 | 0.47924 | 0 | 50.0886
| LCA | Big Creek/Ventura | Average Weekday | November | SCE 1-in-2 | 10 | 0.2883 | 0.28 | 0.2883 | 0.28 | 0 | 54.1815
| LCA | Big Creek/Ventura | Average Weekday | November | SCE 1-in-2 | 11 | 0.11434 | 0.11486 | 0.11434 | 0.11486 | 0 | 58.8721
| LCA | Big Creek/Ventura | Average Weekday | November | SCE 1-in-2 | 12 | 0.010295 | -0.0031332 | 0.010295 | -0.0031332 | 0 | 62.917
| LCA | Big Creek/Ventura | Average Weekday | November | SCE 1-in-2 | 13 | -0.01228 | -0.037001 | -0.01228 | -0.037001 | 0 | 65.7586
| LCA | Big Creek/Ventura | Average Weekday | November | SCE 1-in-2 | 14 | 0.047725 | 0.013453 | 0.047725 | 0.013453 | 0 | 67.5637
| LCA | Big Creek/Ventura | Average Weekday | November | SCE 1-in-2 | 15 | 0.14699 | 0.12375 | 0.14699 | 0.12375 | 0 | 68.5591
| LCA | Big Creek/Ventura | Average Weekday | November | SCE 1-in-2 | 16 | 0.30734 | 0.29351 | 0.30734 | 0.29351 | 0 | 68.8474
| LCA | Big Creek/Ventura | Average Weekday | November | SCE 1-in-2 | 17 | 0.52748 | 0.52541 | 0.52748 | 0.52541 | 0 | 68.0656
| LCA | Big Creek/Ventura | Average Weekday | November | SCE 1-in-2 | 18 | 0.81058 | 0.79232 | 0.81058 | 0.79232 | 0 | 66.0649
| LCA | Big Creek/Ventura | Average Weekday | November | SCE 1-in-2 | 19 | 1.0202 | 0.97191 | 1.0202 | 0.97191 | 0 | 63.2812
| LCA | Big Creek/Ventura | Average Weekday | November | SCE 1-in-2 | 20 | 1.1117 | 1.0524 | 1.1117 | 1.0524 | 0 | 60.9007
| LCA | Big Creek/Ventura | Average Weekday | November | SCE 1-in-2 | 21 | 1.109 | 1.0679 | 1.109 | 1.0679 | 0 | 58.8675
| LCA | Big Creek/Ventura | Average Weekday | November | SCE 1-in-2 | 22 | 1.0275 | 0.99866 | 1.0275 | 0.99866 | 0 | 56.8982
| LCA | Big Creek/Ventura | Average Weekday | November | SCE 1-in-2 | 23 | 0.91753 | 0.9026 | 0.91753 | 0.9026 | 0 | 55.4006
| LCA | Big Creek/Ventura | Average Weekday | November | SCE 1-in-2 | 24 | 0.79051 | 0.77723 | 0.79051 | 0.77723 | 0 | 54.163
| LCA | Big Creek/Ventura | Average Weekday | October | CAISO 1-in-10 | 1 | 0.85658 | 0.83788 | 0.85658 | 0.83788 | 0 | 63.9863
| LCA | Big Creek/Ventura | Average Weekday | October | CAISO 1-in-10 | 2 | 0.77091 | 0.74963 | 0.77091 | 0.74963 | 0 | 62.8716
| LCA | Big Creek/Ventura | Average Weekday | October | CAISO 1-in-10 | 3 | 0.71656 | 0.69213 | 0.71656 | 0.69213 | 0 | 61.8204
| LCA | Big Creek/Ventura | Average Weekday | October | CAISO 1-in-10 | 4 | 0.6692 | 0.64561 | 0.6692 | 0.64561 | 0 | 60.8057
| LCA | Big Creek/Ventura | Average Weekday | October | CAISO 1-in-10 | 5 | 0.64439 | 0.62411 | 0.64439 | 0.62411 | 0 | 59.8784
| LCA | Big Creek/Ventura | Average Weekday | October | CAISO 1-in-10 | 6 | 0.64831 | 0.64591 | 0.64831 | 0.64591 | 0 | 59.3281
| LCA | Big Creek/Ventura | Average Weekday | October | CAISO 1-in-10 | 7 | 0.65224 | 0.68863 | 0.65224 | 0.68863 | 0 | 58.7168
| LCA | Big Creek/Ventura | Average Weekday | October | CAISO 1-in-10 | 8 | 0.59036 | 0.62448 | 0.59036 | 0.62448 | 0 | 58.1869
| LCA | Big Creek/Ventura | Average Weekday | October | CAISO 1-in-10 | 9 | 0.43069 | 0.41884 | 0.43069 | 0.41884 | 0 | 58.438
| LCA | Big Creek/Ventura | Average Weekday | October | CAISO 1-in-10 | 10 | 0.20746 | 0.19917 | 0.20746 | 0.19917 | 0 | 61.7788
| LCA | Big Creek/Ventura | Average Weekday | October | CAISO 1-in-10 | 11 | 0.038919 | 0.03944 | 0.038919 | 0.03944 | 0 | 66.9766
| LCA | Big Creek/Ventura | Average Weekday | October | CAISO 1-in-10 | 12 | -0.060906 | -0.074335 | -0.060906 | -0.074335 | 0 | 71.8098
| LCA | Big Creek/Ventura | Average Weekday | October | CAISO 1-in-10 | 13 | -0.05674 | -0.081461 | -0.05674 | -0.081461 | 0 | 75.6051
| LCA | Big Creek/Ventura | Average Weekday | October | CAISO 1-in-10 | 14 | 0.044511 | 0.010239 | 0.044511 | 0.010239 | 0 | 78.1424
| LCA | Big Creek/Ventura | Average Weekday | October | CAISO 1-in-10 | 15 | 0.22551 | 0.20227 | 0.22551 | 0.20227 | 0 | 79.713
| LCA | Big Creek/Ventura | Average Weekday | October | CAISO 1-in-10 | 16 | 0.50956 | 0.49572 | 0.50956 | 0.49572 | 0 | 80.7394
| LCA | Big Creek/Ventura | Average Weekday | October | CAISO 1-in-10 | 17 | 0.84855 | 0.84648 | 0.066048 | 0.0088304 | 0.053348 | 80.9973
| LCA | Big Creek/Ventura | Average Weekday | October | CAISO 1-in-10 | 18 | 1.1994 | 1.1811 | 0.50871 | 0.68889 | 0.25505 | 80.2312
| LCA | Big Creek/Ventura | Average Weekday | October | CAISO 1-in-10 | 19 | 1.4282 | 1.3799 | 0.82736 | 0.99128 | 0.22215 | 78.2424
| LCA | Big Creek/Ventura | Average Weekday | October | CAISO 1-in-10 | 20 | 1.4767 | 1.4175 | 1.0353 | 1.1111 | 0.1108 | 74.8527
| LCA | Big Creek/Ventura | Average Weekday | October | CAISO 1-in-10 | 21 | 1.461 | 1.42 | 1.0057 | 1.0997 | 0.12502 | 72.1556
| LCA | Big Creek/Ventura | Average Weekday | October | CAISO 1-in-10 | 22 | 1.3633 | 1.3344 | 1.5366 | 1.6941 | 0.05361 | 69.7318
| LCA | Big Creek/Ventura | Average Weekday | October | CAISO 1-in-10 | 23 | 1.1975 | 1.1826 | 1.1975 | 1.2394 | 0 | 67.47
| LCA | Big Creek/Ventura | Average Weekday | October | CAISO 1-in-10 | 24 | 0.99284 | 0.97956 | 0.99284 | 0.97956 | 0 | 65.3506
| LCA | Big Creek/Ventura | Average Weekday | October | CAISO 1-in-2 | 1 | 0.76734 | 0.74864 | 0.76734 | 0.74864 | 0 | 60.9988
| LCA | Big Creek/Ventura | Average Weekday | October | CAISO 1-in-2 | 2 | 0.68955 | 0.66827 | 0.68955 | 0.66827 | 0 | 59.7148
| LCA | Big Creek/Ventura | Average Weekday | October | CAISO 1-in-2 | 3 | 0.64332 | 0.6189 | 0.64332 | 0.6189 | 0 | 58.8233
| LCA | Big Creek/Ventura | Average Weekday | October | CAISO 1-in-2 | 4 | 0.60965 | 0.58606 | 0.60965 | 0.58606 | 0 | 57.9738
| LCA | Big Creek/Ventura | Average Weekday | October | CAISO 1-in-2 | 5 | 0.59795 | 0.57767 | 0.59795 | 0.57767 | 0 | 56.9775
| LCA | Big Creek/Ventura | Average Weekday | October | CAISO 1-in-2 | 6 | 0.6135 | 0.6111 | 0.6135 | 0.6111 | 0 | 56.1341
| LCA | Big Creek/Ventura | Average Weekday | October | CAISO 1-in-2 | 7 | 0.63494 | 0.67133 | 0.63494 | 0.67133 | 0 | 55.4918
| LCA | Big Creek/Ventura | Average Weekday | October | CAISO 1-in-2 | 8 | 0.57899 | 0.61312 | 0.57899 | 0.61312 | 0 | 54.9078
| LCA | Big Creek/Ventura | Average Weekday | October | CAISO 1-in-2 | 9 | 0.41223 | 0.40038 | 0.41223 | 0.40038 | 0 | 55.027
| LCA | Big Creek/Ventura | Average Weekday | October | CAISO 1-in-2 | 10 | 0.20872 | 0.20043 | 0.20872 | 0.20043 | 0 | 58.3825
| LCA | Big Creek/Ventura | Average Weekday | October | CAISO 1-in-2 | 11 | 0.035298 | 0.035818 | 0.035298 | 0.035818 | 0 | 63.2766
| LCA | Big Creek/Ventura | Average Weekday | October | CAISO 1-in-2 | 12 | -0.070502 | -0.083931 | -0.070502 | -0.083931 | 0 | 67.8114
| LCA | Big Creek/Ventura | Average Weekday | October | CAISO 1-in-2 | 13 | -0.11157 | -0.13629 | -0.11157 | -0.13629 | 0 | 71.4706
| LCA | Big Creek/Ventura | Average Weekday | October | CAISO 1-in-2 | 14 | -0.079562 | -0.11383 | -0.079562 | -0.11383 | 0 | 74.1724
| LCA | Big Creek/Ventura | Average Weekday | October | CAISO 1-in-2 | 15 | 0.02802 | 0.0047776 | 0.02802 | 0.0047776 | 0 | 75.8132
| LCA | Big Creek/Ventura | Average Weekday | October | CAISO 1-in-2 | 16 | 0.23137 | 0.21754 | 0.23137 | 0.21754 | 0 | 76.8517
| LCA | Big Creek/Ventura | Average Weekday | October | CAISO 1-in-2 | 17 | 0.49789 | 0.49582 | 0.22198 | 0.21991 | 0.063055 | 77.0418
| LCA | Big Creek/Ventura | Average Weekday | October | CAISO 1-in-2 | 18 | 0.8124 | 0.79414 | 0.61143 | 0.59317 | 0.10049 | 76.2512
| LCA | Big Creek/Ventura | Average Weekday | October | CAISO 1-in-2 | 19 | 1.0636 | 1.0153 | 0.8623 | 0.81397 | 0.10065 | 74.2422
| LCA | Big Creek/Ventura | Average Weekday | October | CAISO 1-in-2 | 20 | 1.1824 | 1.1232 | 0.96669 | 0.90743 | 0.13136 | 70.957
| LCA | Big Creek/Ventura | Average Weekday | October | CAISO 1-in-2 | 21 | 1.2074 | 1.1663 | 0.94922 | 0.90815 | 0.14696 | 68.0179
| LCA | Big Creek/Ventura | Average Weekday | October | CAISO 1-in-2 | 22 | 1.1321 | 1.1032 | 1.2346 | 1.3922 | 0.063976 | 65.6409
| LCA | Big Creek/Ventura | Average Weekday | October | CAISO 1-in-2 | 23 | 1.0055 | 0.9906 | 1.0055 | 0.99821 | 0 | 63.6643
| LCA | Big Creek/Ventura | Average Weekday | October | CAISO 1-in-2 | 24 | 0.85641 | 0.84313 | 0.85641 | 0.84313 | 0 | 61.9662
| LCA | Big Creek/Ventura | Average Weekday | October | SCE 1-in-10 | 1 | 0.85658 | 0.83788 | 0.85658 | 0.83788 | 0 | 63.9863
| LCA | Big Creek/Ventura | Average Weekday | October | SCE 1-in-10 | 2 | 0.77091 | 0.74963 | 0.77091 | 0.74963 | 0 | 62.8716
| LCA | Big Creek/Ventura | Average Weekday | October | SCE 1-in-10 | 3 | 0.71656 | 0.69213 | 0.71656 | 0.69213 | 0 | 61.8204
| LCA | Big Creek/Ventura | Average Weekday | October | SCE 1-in-10 | 4 | 0.6692 | 0.64561 | 0.6692 | 0.64561 | 0 | 60.8057
| LCA | Big Creek/Ventura | Average Weekday | October | SCE 1-in-10 | 5 | 0.64439 | 0.62411 | 0.64439 | 0.62411 | 0 | 59.8784
| LCA | Big Creek/Ventura | Average Weekday | October | SCE 1-in-10 | 6 | 0.64831 | 0.64591 | 0.64831 | 0.64591 | 0 | 59.3281
| LCA | Big Creek/Ventura | Average Weekday | October | SCE 1-in-10 | 7 | 0.65224 | 0.68863 | 0.65224 | 0.68863 | 0 | 58.7168
| LCA | Big Creek/Ventura | Average Weekday | October | SCE 1-in-10 | 8 | 0.59036 | 0.62448 | 0.59036 | 0.62448 | 0 | 58.1869
| LCA | Big Creek/Ventura | Average Weekday | October | SCE 1-in-10 | 9 | 0.43069 | 0.41884 | 0.43069 | 0.41884 | 0 | 58.438
| LCA | Big Creek/Ventura | Average Weekday | October | SCE 1-in-10 | 10 | 0.20746 | 0.19917 | 0.20746 | 0.19917 | 0 | 61.7788
| LCA | Big Creek/Ventura | Average Weekday | October | SCE 1-in-10 | 11 | 0.038919 | 0.03944 | 0.038919 | 0.03944 | 0 | 66.9766
| LCA | Big Creek/Ventura | Average Weekday | October | SCE 1-in-10 | 12 | -0.060906 | -0.074335 | -0.060906 | -0.074335 | 0 | 71.8098
| LCA | Big Creek/Ventura | Average Weekday | October | SCE 1-in-10 | 13 | -0.05674 | -0.081461 | -0.05674 | -0.081461 | 0 | 75.6051
| LCA | Big Creek/Ventura | Average Weekday | October | SCE 1-in-10 | 14 | 0.044511 | 0.010239 | 0.044511 | 0.010239 | 0 | 78.1424
| LCA | Big Creek/Ventura | Average Weekday | October | SCE 1-in-10 | 15 | 0.22551 | 0.20227 | 0.22551 | 0.20227 | 0 | 79.713
| LCA | Big Creek/Ventura | Average Weekday | October | SCE 1-in-10 | 16 | 0.50956 | 0.49572 | 0.50956 | 0.49572 | 0 | 80.7394
| LCA | Big Creek/Ventura | Average Weekday | October | SCE 1-in-10 | 17 | 0.84855 | 0.84648 | 0.066048 | 0.0088304 | 0.053348 | 80.9973
| LCA | Big Creek/Ventura | Average Weekday | October | SCE 1-in-10 | 18 | 1.1994 | 1.1811 | 0.50871 | 0.68889 | 0.25505 | 80.2312
| LCA | Big Creek/Ventura | Average Weekday | October | SCE 1-in-10 | 19 | 1.4282 | 1.3799 | 0.82736 | 0.99128 | 0.22215 | 78.2424
| LCA | Big Creek/Ventura | Average Weekday | October | SCE 1-in-10 | 20 | 1.4767 | 1.4175 | 1.0353 | 1.1111 | 0.1108 | 74.8527
| LCA | Big Creek/Ventura | Average Weekday | October | SCE 1-in-10 | 21 | 1.461 | 1.42 | 1.0057 | 1.0997 | 0.12502 | 72.1556
| LCA | Big Creek/Ventura | Average Weekday | October | SCE 1-in-10 | 22 | 1.3633 | 1.3344 | 1.5366 | 1.6941 | 0.05361 | 69.7318
| LCA | Big Creek/Ventura | Average Weekday | October | SCE 1-in-10 | 23 | 1.1975 | 1.1826 | 1.1975 | 1.2394 | 0 | 67.47
| LCA | Big Creek/Ventura | Average Weekday | October | SCE 1-in-10 | 24 | 0.99284 | 0.97956 | 0.99284 | 0.97956 | 0 | 65.3506
| LCA | Big Creek/Ventura | Average Weekday | October | SCE 1-in-2 | 1 | 0.76734 | 0.74864 | 0.76734 | 0.74864 | 0 | 60.9988
| LCA | Big Creek/Ventura | Average Weekday | October | SCE 1-in-2 | 2 | 0.68955 | 0.66827 | 0.68955 | 0.66827 | 0 | 59.7148
| LCA | Big Creek/Ventura | Average Weekday | October | SCE 1-in-2 | 3 | 0.64332 | 0.6189 | 0.64332 | 0.6189 | 0 | 58.8233
| LCA | Big Creek/Ventura | Average Weekday | October | SCE 1-in-2 | 4 | 0.60965 | 0.58606 | 0.60965 | 0.58606 | 0 | 57.9738
| LCA | Big Creek/Ventura | Average Weekday | October | SCE 1-in-2 | 5 | 0.59795 | 0.57767 | 0.59795 | 0.57767 | 0 | 56.9775
| LCA | Big Creek/Ventura | Average Weekday | October | SCE 1-in-2 | 6 | 0.6135 | 0.6111 | 0.6135 | 0.6111 | 0 | 56.1341
| LCA | Big Creek/Ventura | Average Weekday | October | SCE 1-in-2 | 7 | 0.63494 | 0.67133 | 0.63494 | 0.67133 | 0 | 55.4918
| LCA | Big Creek/Ventura | Average Weekday | October | SCE 1-in-2 | 8 | 0.57899 | 0.61312 | 0.57899 | 0.61312 | 0 | 54.9078
| LCA | Big Creek/Ventura | Average Weekday | October | SCE 1-in-2 | 9 | 0.41223 | 0.40038 | 0.41223 | 0.40038 | 0 | 55.027
| LCA | Big Creek/Ventura | Average Weekday | October | SCE 1-in-2 | 10 | 0.20872 | 0.20043 | 0.20872 | 0.20043 | 0 | 58.3825
| LCA | Big Creek/Ventura | Average Weekday | October | SCE 1-in-2 | 11 | 0.035298 | 0.035818 | 0.035298 | 0.035818 | 0 | 63.2766
| LCA | Big Creek/Ventura | Average Weekday | October | SCE 1-in-2 | 12 | -0.070502 | -0.083931 | -0.070502 | -0.083931 | 0 | 67.8114
| LCA | Big Creek/Ventura | Average Weekday | October | SCE 1-in-2 | 13 | -0.11157 | -0.13629 | -0.11157 | -0.13629 | 0 | 71.4706
| LCA | Big Creek/Ventura | Average Weekday | October | SCE 1-in-2 | 14 | -0.079562 | -0.11383 | -0.079562 | -0.11383 | 0 | 74.1724
| LCA | Big Creek/Ventura | Average Weekday | October | SCE 1-in-2 | 15 | 0.02802 | 0.0047776 | 0.02802 | 0.0047776 | 0 | 75.8132
| LCA | Big Creek/Ventura | Average Weekday | October | SCE 1-in-2 | 16 | 0.23137 | 0.21754 | 0.23137 | 0.21754 | 0 | 76.8517
| LCA | Big Creek/Ventura | Average Weekday | October | SCE 1-in-2 | 17 | 0.49789 | 0.49582 | 0.22198 | 0.21991 | 0.063055 | 77.0418
| LCA | Big Creek/Ventura | Average Weekday | October | SCE 1-in-2 | 18 | 0.8124 | 0.79414 | 0.61143 | 0.59317 | 0.10049 | 76.2512
| LCA | Big Creek/Ventura | Average Weekday | October | SCE 1-in-2 | 19 | 1.0636 | 1.0153 | 0.8623 | 0.81397 | 0.10065 | 74.2422
| LCA | Big Creek/Ventura | Average Weekday | October | SCE 1-in-2 | 20 | 1.1824 | 1.1232 | 0.96669 | 0.90743 | 0.13136 | 70.957
| LCA | Big Creek/Ventura | Average Weekday | October | SCE 1-in-2 | 21 | 1.2074 | 1.1663 | 0.94922 | 0.90815 | 0.14696 | 68.0179
| LCA | Big Creek/Ventura | Average Weekday | October | SCE 1-in-2 | 22 | 1.1321 | 1.1032 | 1.2346 | 1.3922 | 0.063976 | 65.6409
| LCA | Big Creek/Ventura | Average Weekday | October | SCE 1-in-2 | 23 | 1.0055 | 0.9906 | 1.0055 | 0.99821 | 0 | 63.6643
| LCA | Big Creek/Ventura | Average Weekday | October | SCE 1-in-2 | 24 | 0.85641 | 0.84313 | 0.85641 | 0.84313 | 0 | 61.9662
| LCA | Big Creek/Ventura | Average Weekday | September | CAISO 1-in-10 | 1 | 1.1931 | 1.1744 | 1.1931 | 1.1744 | 0 | 70.2133
| LCA | Big Creek/Ventura | Average Weekday | September | CAISO 1-in-10 | 2 | 1.0175 | 0.99623 | 1.0175 | 0.99623 | 0 | 68.9119
| LCA | Big Creek/Ventura | Average Weekday | September | CAISO 1-in-10 | 3 | 0.89457 | 0.87014 | 0.89457 | 0.87014 | 0 | 67.688
| LCA | Big Creek/Ventura | Average Weekday | September | CAISO 1-in-10 | 4 | 0.80494 | 0.78135 | 0.80494 | 0.78135 | 0 | 66.7447
| LCA | Big Creek/Ventura | Average Weekday | September | CAISO 1-in-10 | 5 | 0.74289 | 0.72262 | 0.74289 | 0.72262 | 0 | 65.6242
| LCA | Big Creek/Ventura | Average Weekday | September | CAISO 1-in-10 | 6 | 0.72857 | 0.72617 | 0.72857 | 0.72617 | 0 | 64.6326
| LCA | Big Creek/Ventura | Average Weekday | September | CAISO 1-in-10 | 7 | 0.71498 | 0.75137 | 0.71498 | 0.75137 | 0 | 64.0067
| LCA | Big Creek/Ventura | Average Weekday | September | CAISO 1-in-10 | 8 | 0.65205 | 0.68617 | 0.65205 | 0.68617 | 0 | 63.431
| LCA | Big Creek/Ventura | Average Weekday | September | CAISO 1-in-10 | 9 | 0.51021 | 0.49836 | 0.51021 | 0.49836 | 0 | 64.715
| LCA | Big Creek/Ventura | Average Weekday | September | CAISO 1-in-10 | 10 | 0.38939 | 0.3811 | 0.38939 | 0.3811 | 0 | 68.7375
| LCA | Big Creek/Ventura | Average Weekday | September | CAISO 1-in-10 | 11 | 0.30281 | 0.30333 | 0.30281 | 0.30333 | 0 | 73.6691
| LCA | Big Creek/Ventura | Average Weekday | September | CAISO 1-in-10 | 12 | 0.30982 | 0.29639 | 0.30982 | 0.29639 | 0 | 78.1595
| LCA | Big Creek/Ventura | Average Weekday | September | CAISO 1-in-10 | 13 | 0.42016 | 0.39544 | 0.42016 | 0.39544 | 0 | 81.9413
| LCA | Big Creek/Ventura | Average Weekday | September | CAISO 1-in-10 | 14 | 0.62235 | 0.58808 | 0.62235 | 0.58808 | 0 | 84.7136
| LCA | Big Creek/Ventura | Average Weekday | September | CAISO 1-in-10 | 15 | 0.89191 | 0.86867 | 0.89191 | 0.86867 | 0 | 86.4172
| LCA | Big Creek/Ventura | Average Weekday | September | CAISO 1-in-10 | 16 | 1.2431 | 1.2293 | 1.2431 | 1.2293 | 0 | 87.4374
| LCA | Big Creek/Ventura | Average Weekday | September | CAISO 1-in-10 | 17 | 1.6128 | 1.6107 | 0.66552 | 0.6083 | 0.041043 | 87.5578
| LCA | Big Creek/Ventura | Average Weekday | September | CAISO 1-in-10 | 18 | 1.976 | 1.9577 | 1.2348 | 1.415 | 0.17684 | 86.8507
| LCA | Big Creek/Ventura | Average Weekday | September | CAISO 1-in-10 | 19 | 2.1705 | 2.1221 | 1.6003 | 1.7642 | 0.15334 | 85.1152
| LCA | Big Creek/Ventura | Average Weekday | September | CAISO 1-in-10 | 20 | 2.1403 | 2.081 | 1.7361 | 1.8119 | 0.073489 | 82.0549
| LCA | Big Creek/Ventura | Average Weekday | September | CAISO 1-in-10 | 21 | 2.0434 | 2.0023 | 1.6194 | 1.7134 | 0.093104 | 78.2388
| LCA | Big Creek/Ventura | Average Weekday | September | CAISO 1-in-10 | 22 | 1.8995 | 1.8706 | 2.1762 | 2.3338 | 0.040558 | 75.7208
| LCA | Big Creek/Ventura | Average Weekday | September | CAISO 1-in-10 | 23 | 1.665 | 1.6501 | 1.7264 | 1.7856 | 0.037505 | 73.5608
| LCA | Big Creek/Ventura | Average Weekday | September | CAISO 1-in-10 | 24 | 1.3809 | 1.3676 | 1.4032 | 1.3933 | 0.011162 | 71.5838
| LCA | Big Creek/Ventura | Average Weekday | September | CAISO 1-in-2 | 1 | 1.1082 | 1.0895 | 1.1082 | 1.0895 | 0 | 68.3071
| LCA | Big Creek/Ventura | Average Weekday | September | CAISO 1-in-2 | 2 | 0.93794 | 0.91666 | 0.93794 | 0.91666 | 0 | 66.8557
| LCA | Big Creek/Ventura | Average Weekday | September | CAISO 1-in-2 | 3 | 0.83986 | 0.81543 | 0.83986 | 0.81543 | 0 | 65.7337
| LCA | Big Creek/Ventura | Average Weekday | September | CAISO 1-in-2 | 4 | 0.76578 | 0.74218 | 0.76578 | 0.74218 | 0 | 64.5388
| LCA | Big Creek/Ventura | Average Weekday | September | CAISO 1-in-2 | 5 | 0.72103 | 0.70076 | 0.72103 | 0.70076 | 0 | 63.4722
| LCA | Big Creek/Ventura | Average Weekday | September | CAISO 1-in-2 | 6 | 0.7088 | 0.7064 | 0.7088 | 0.7064 | 0 | 62.5272
| LCA | Big Creek/Ventura | Average Weekday | September | CAISO 1-in-2 | 7 | 0.70071 | 0.7371 | 0.70071 | 0.7371 | 0 | 61.8853
| LCA | Big Creek/Ventura | Average Weekday | September | CAISO 1-in-2 | 8 | 0.63842 | 0.67254 | 0.63842 | 0.67254 | 0 | 61.3215
| LCA | Big Creek/Ventura | Average Weekday | September | CAISO 1-in-2 | 9 | 0.49488 | 0.48303 | 0.49488 | 0.48303 | 0 | 62.5947
| LCA | Big Creek/Ventura | Average Weekday | September | CAISO 1-in-2 | 10 | 0.36268 | 0.35439 | 0.36268 | 0.35439 | 0 | 66.8428
| LCA | Big Creek/Ventura | Average Weekday | September | CAISO 1-in-2 | 11 | 0.27895 | 0.27947 | 0.27895 | 0.27947 | 0 | 72.0415
| LCA | Big Creek/Ventura | Average Weekday | September | CAISO 1-in-2 | 12 | 0.25121 | 0.23778 | 0.25121 | 0.23778 | 0 | 77.2197
| LCA | Big Creek/Ventura | Average Weekday | September | CAISO 1-in-2 | 13 | 0.34047 | 0.31575 | 0.34047 | 0.31575 | 0 | 81.5106
| LCA | Big Creek/Ventura | Average Weekday | September | CAISO 1-in-2 | 14 | 0.52912 | 0.49485 | 0.52912 | 0.49485 | 0 | 84.4627
| LCA | Big Creek/Ventura | Average Weekday | September | CAISO 1-in-2 | 15 | 0.7818 | 0.75856 | 0.7818 | 0.75856 | 0 | 86.0651
| LCA | Big Creek/Ventura | Average Weekday | September | CAISO 1-in-2 | 16 | 1.1134 | 1.0996 | 1.1134 | 1.0996 | 0 | 86.8576
| LCA | Big Creek/Ventura | Average Weekday | September | CAISO 1-in-2 | 17 | 1.4667 | 1.4647 | 0.535 | 0.47778 | 0.041906 | 86.9388
| LCA | Big Creek/Ventura | Average Weekday | September | CAISO 1-in-2 | 18 | 1.8157 | 1.7974 | 1.0804 | 1.2606 | 0.18573 | 86.0841
| LCA | Big Creek/Ventura | Average Weekday | September | CAISO 1-in-2 | 19 | 2.0156 | 1.9673 | 1.4419 | 1.6058 | 0.16128 | 84.3155
| LCA | Big Creek/Ventura | Average Weekday | September | CAISO 1-in-2 | 20 | 2.0151 | 1.9559 | 1.6072 | 1.683 | 0.077162 | 81.3327
| LCA | Big Creek/Ventura | Average Weekday | September | CAISO 1-in-2 | 21 | 1.9365 | 1.8954 | 1.5081 | 1.6021 | 0.097622 | 77.3708
| LCA | Big Creek/Ventura | Average Weekday | September | CAISO 1-in-2 | 22 | 1.7941 | 1.7652 | 2.0465 | 2.204 | 0.043296 | 74.3126
| LCA | Big Creek/Ventura | Average Weekday | September | CAISO 1-in-2 | 23 | 1.5718 | 1.5568 | 1.6117 | 1.6708 | 0.019973 | 71.9001
| LCA | Big Creek/Ventura | Average Weekday | September | CAISO 1-in-2 | 24 | 1.3061 | 1.2928 | 1.3111 | 1.3012 | 0.0025098 | 69.9469
| LCA | Big Creek/Ventura | Average Weekday | September | SCE 1-in-10 | 1 | 1.1931 | 1.1744 | 1.1931 | 1.1744 | 0 | 70.2133
| LCA | Big Creek/Ventura | Average Weekday | September | SCE 1-in-10 | 2 | 1.0175 | 0.99623 | 1.0175 | 0.99623 | 0 | 68.9119
| LCA | Big Creek/Ventura | Average Weekday | September | SCE 1-in-10 | 3 | 0.89457 | 0.87014 | 0.89457 | 0.87014 | 0 | 67.688
| LCA | Big Creek/Ventura | Average Weekday | September | SCE 1-in-10 | 4 | 0.80494 | 0.78135 | 0.80494 | 0.78135 | 0 | 66.7447
| LCA | Big Creek/Ventura | Average Weekday | September | SCE 1-in-10 | 5 | 0.74289 | 0.72262 | 0.74289 | 0.72262 | 0 | 65.6242
| LCA | Big Creek/Ventura | Average Weekday | September | SCE 1-in-10 | 6 | 0.72857 | 0.72617 | 0.72857 | 0.72617 | 0 | 64.6326
| LCA | Big Creek/Ventura | Average Weekday | September | SCE 1-in-10 | 7 | 0.71498 | 0.75137 | 0.71498 | 0.75137 | 0 | 64.0067
| LCA | Big Creek/Ventura | Average Weekday | September | SCE 1-in-10 | 8 | 0.65205 | 0.68617 | 0.65205 | 0.68617 | 0 | 63.431
| LCA | Big Creek/Ventura | Average Weekday | September | SCE 1-in-10 | 9 | 0.51021 | 0.49836 | 0.51021 | 0.49836 | 0 | 64.715
| LCA | Big Creek/Ventura | Average Weekday | September | SCE 1-in-10 | 10 | 0.38939 | 0.3811 | 0.38939 | 0.3811 | 0 | 68.7375
| LCA | Big Creek/Ventura | Average Weekday | September | SCE 1-in-10 | 11 | 0.30281 | 0.30333 | 0.30281 | 0.30333 | 0 | 73.6691
| LCA | Big Creek/Ventura | Average Weekday | September | SCE 1-in-10 | 12 | 0.30982 | 0.29639 | 0.30982 | 0.29639 | 0 | 78.1595
| LCA | Big Creek/Ventura | Average Weekday | September | SCE 1-in-10 | 13 | 0.42016 | 0.39544 | 0.42016 | 0.39544 | 0 | 81.9413
| LCA | Big Creek/Ventura | Average Weekday | September | SCE 1-in-10 | 14 | 0.62235 | 0.58808 | 0.62235 | 0.58808 | 0 | 84.7136
| LCA | Big Creek/Ventura | Average Weekday | September | SCE 1-in-10 | 15 | 0.89191 | 0.86867 | 0.89191 | 0.86867 | 0 | 86.4172
| LCA | Big Creek/Ventura | Average Weekday | September | SCE 1-in-10 | 16 | 1.2431 | 1.2293 | 1.2431 | 1.2293 | 0 | 87.4374
| LCA | Big Creek/Ventura | Average Weekday | September | SCE 1-in-10 | 17 | 1.6128 | 1.6107 | 0.66552 | 0.6083 | 0.041043 | 87.5578
| LCA | Big Creek/Ventura | Average Weekday | September | SCE 1-in-10 | 18 | 1.976 | 1.9577 | 1.2348 | 1.415 | 0.17684 | 86.8507
| LCA | Big Creek/Ventura | Average Weekday | September | SCE 1-in-10 | 19 | 2.1705 | 2.1221 | 1.6003 | 1.7642 | 0.15334 | 85.1152
| LCA | Big Creek/Ventura | Average Weekday | September | SCE 1-in-10 | 20 | 2.1403 | 2.081 | 1.7361 | 1.8119 | 0.073489 | 82.0549
| LCA | Big Creek/Ventura | Average Weekday | September | SCE 1-in-10 | 21 | 2.0434 | 2.0023 | 1.6194 | 1.7134 | 0.093104 | 78.2388
| LCA | Big Creek/Ventura | Average Weekday | September | SCE 1-in-10 | 22 | 1.8995 | 1.8706 | 2.1762 | 2.3338 | 0.040558 | 75.7208
| LCA | Big Creek/Ventura | Average Weekday | September | SCE 1-in-10 | 23 | 1.665 | 1.6501 | 1.7264 | 1.7856 | 0.037505 | 73.5608
| LCA | Big Creek/Ventura | Average Weekday | September | SCE 1-in-10 | 24 | 1.3809 | 1.3676 | 1.4032 | 1.3933 | 0.011162 | 71.5838
| LCA | Big Creek/Ventura | Average Weekday | September | SCE 1-in-2 | 1 | 1.0543 | 1.0356 | 1.0543 | 1.0356 | 0 | 67.6321
| LCA | Big Creek/Ventura | Average Weekday | September | SCE 1-in-2 | 2 | 0.89631 | 0.87503 | 0.89631 | 0.87503 | 0 | 66.2062
| LCA | Big Creek/Ventura | Average Weekday | September | SCE 1-in-2 | 3 | 0.80759 | 0.78316 | 0.80759 | 0.78316 | 0 | 65.0296
| LCA | Big Creek/Ventura | Average Weekday | September | SCE 1-in-2 | 4 | 0.7364 | 0.7128 | 0.7364 | 0.7128 | 0 | 63.9526
| LCA | Big Creek/Ventura | Average Weekday | September | SCE 1-in-2 | 5 | 0.69822 | 0.67795 | 0.69822 | 0.67795 | 0 | 62.9143
| LCA | Big Creek/Ventura | Average Weekday | September | SCE 1-in-2 | 6 | 0.69171 | 0.68931 | 0.69171 | 0.68931 | 0 | 61.8934
| LCA | Big Creek/Ventura | Average Weekday | September | SCE 1-in-2 | 7 | 0.68358 | 0.71997 | 0.68358 | 0.71997 | 0 | 61.163
| LCA | Big Creek/Ventura | Average Weekday | September | SCE 1-in-2 | 8 | 0.61959 | 0.65371 | 0.61959 | 0.65371 | 0 | 60.5815
| LCA | Big Creek/Ventura | Average Weekday | September | SCE 1-in-2 | 9 | 0.47338 | 0.46153 | 0.47338 | 0.46153 | 0 | 61.769
| LCA | Big Creek/Ventura | Average Weekday | September | SCE 1-in-2 | 10 | 0.31044 | 0.30215 | 0.31044 | 0.30215 | 0 | 65.9465
| LCA | Big Creek/Ventura | Average Weekday | September | SCE 1-in-2 | 11 | 0.19884 | 0.19936 | 0.19884 | 0.19936 | 0 | 70.9567
| LCA | Big Creek/Ventura | Average Weekday | September | SCE 1-in-2 | 12 | 0.15239 | 0.13897 | 0.15239 | 0.13897 | 0 | 75.8732
| LCA | Big Creek/Ventura | Average Weekday | September | SCE 1-in-2 | 13 | 0.22074 | 0.19602 | 0.22074 | 0.19602 | 0 | 79.804
| LCA | Big Creek/Ventura | Average Weekday | September | SCE 1-in-2 | 14 | 0.38716 | 0.35289 | 0.38716 | 0.35289 | 0 | 82.6188
| LCA | Big Creek/Ventura | Average Weekday | September | SCE 1-in-2 | 15 | 0.62639 | 0.60315 | 0.62639 | 0.60315 | 0 | 84.379
| LCA | Big Creek/Ventura | Average Weekday | September | SCE 1-in-2 | 16 | 0.95472 | 0.94089 | 0.95472 | 0.94089 | 0 | 85.3417
| LCA | Big Creek/Ventura | Average Weekday | September | SCE 1-in-2 | 17 | 1.3144 | 1.3123 | 0.41844 | 0.36123 | 0.044173 | 85.5127
| LCA | Big Creek/Ventura | Average Weekday | September | SCE 1-in-2 | 18 | 1.6695 | 1.6512 | 0.94488 | 1.1251 | 0.20208 | 84.6869
| LCA | Big Creek/Ventura | Average Weekday | September | SCE 1-in-2 | 19 | 1.8759 | 1.8276 | 1.296 | 1.4599 | 0.17507 | 82.9306
| LCA | Big Creek/Ventura | Average Weekday | September | SCE 1-in-2 | 20 | 1.8839 | 1.8246 | 1.4691 | 1.5449 | 0.083918 | 80.0147
| LCA | Big Creek/Ventura | Average Weekday | September | SCE 1-in-2 | 21 | 1.8152 | 1.7741 | 1.3805 | 1.4745 | 0.10393 | 76.1625
| LCA | Big Creek/Ventura | Average Weekday | September | SCE 1-in-2 | 22 | 1.6824 | 1.6535 | 1.9165 | 2.0741 | 0.0455 | 73.2589
| LCA | Big Creek/Ventura | Average Weekday | September | SCE 1-in-2 | 23 | 1.4757 | 1.4607 | 1.5027 | 1.5619 | 0.013533 | 70.9032
| LCA | Big Creek/Ventura | Average Weekday | September | SCE 1-in-2 | 24 | 1.2247 | 1.2114 | 1.2247 | 1.2114 | 0 | 68.9407
| LCA | Big Creek/Ventura | Monthly System Peak Day | April | CAISO 1-in-10 | 1 | 0.95464 | 0.93594 | 0.95464 | 0.93594 | 0 | 64.7371
| LCA | Big Creek/Ventura | Monthly System Peak Day | April | CAISO 1-in-10 | 2 | 0.83176 | 0.81047 | 0.83176 | 0.81047 | 0 | 62.3399
| LCA | Big Creek/Ventura | Monthly System Peak Day | April | CAISO 1-in-10 | 3 | 0.77218 | 0.74775 | 0.77218 | 0.74775 | 0 | 60.5592
| LCA | Big Creek/Ventura | Monthly System Peak Day | April | CAISO 1-in-10 | 4 | 0.72943 | 0.70584 | 0.72943 | 0.70584 | 0 | 59.3395
| LCA | Big Creek/Ventura | Monthly System Peak Day | April | CAISO 1-in-10 | 5 | 0.70304 | 0.68277 | 0.70304 | 0.68277 | 0 | 59.1306
| LCA | Big Creek/Ventura | Monthly System Peak Day | April | CAISO 1-in-10 | 6 | 0.69976 | 0.69735 | 0.69976 | 0.69735 | 0 | 58.3648
| LCA | Big Creek/Ventura | Monthly System Peak Day | April | CAISO 1-in-10 | 7 | 0.69507 | 0.73146 | 0.69507 | 0.73146 | 0 | 58.7643
| LCA | Big Creek/Ventura | Monthly System Peak Day | April | CAISO 1-in-10 | 8 | 0.64726 | 0.68138 | 0.64726 | 0.68138 | 0 | 59.6683
| LCA | Big Creek/Ventura | Monthly System Peak Day | April | CAISO 1-in-10 | 9 | 0.51081 | 0.49896 | 0.51081 | 0.49896 | 0 | 63.5945
| LCA | Big Creek/Ventura | Monthly System Peak Day | April | CAISO 1-in-10 | 10 | 0.35158 | 0.34328 | 0.35158 | 0.34328 | 0 | 68.309
| LCA | Big Creek/Ventura | Monthly System Peak Day | April | CAISO 1-in-10 | 11 | 0.21811 | 0.21863 | 0.21811 | 0.21863 | 0 | 73.5023
| LCA | Big Creek/Ventura | Monthly System Peak Day | April | CAISO 1-in-10 | 12 | 0.20129 | 0.18786 | 0.20129 | 0.18786 | 0 | 78.342
| LCA | Big Creek/Ventura | Monthly System Peak Day | April | CAISO 1-in-10 | 13 | 0.30251 | 0.27779 | 0.30251 | 0.27779 | 0 | 82.3021
| LCA | Big Creek/Ventura | Monthly System Peak Day | April | CAISO 1-in-10 | 14 | 0.50279 | 0.46851 | 0.50279 | 0.46851 | 0 | 84.6846
| LCA | Big Creek/Ventura | Monthly System Peak Day | April | CAISO 1-in-10 | 15 | 0.76549 | 0.74225 | 0.76549 | 0.74225 | 0 | 86.4431
| LCA | Big Creek/Ventura | Monthly System Peak Day | April | CAISO 1-in-10 | 16 | 1.1202 | 1.1063 | 1.1202 | 1.1063 | 0 | 88.0311
| LCA | Big Creek/Ventura | Monthly System Peak Day | April | CAISO 1-in-10 | 17 | 1.4992 | 1.4971 | 0.51636 | 0.45914 | 0.039376 | 88.974
| LCA | Big Creek/Ventura | Monthly System Peak Day | April | CAISO 1-in-10 | 18 | 1.8519 | 1.8336 | 1.0925 | 1.2727 | 0.14951 | 89.2462
| LCA | Big Creek/Ventura | Monthly System Peak Day | April | CAISO 1-in-10 | 19 | 2.0393 | 1.991 | 1.4829 | 1.6469 | 0.12304 | 88.2022
| LCA | Big Creek/Ventura | Monthly System Peak Day | April | CAISO 1-in-10 | 20 | 2.0739 | 2.0147 | 1.6914 | 1.7672 | 0.052803 | 86.2462
| LCA | Big Creek/Ventura | Monthly System Peak Day | April | CAISO 1-in-10 | 21 | 2.0232 | 1.9821 | 1.6225 | 1.7165 | 0.070087 | 82.7279
| LCA | Big Creek/Ventura | Monthly System Peak Day | April | CAISO 1-in-10 | 22 | 1.8723 | 1.8435 | 2.199 | 2.3565 | 0.035886 | 78.6124
| LCA | Big Creek/Ventura | Monthly System Peak Day | April | CAISO 1-in-10 | 23 | 1.6071 | 1.5922 | 1.688 | 1.7472 | 0.034893 | 75.0707
| LCA | Big Creek/Ventura | Monthly System Peak Day | April | CAISO 1-in-10 | 24 | 1.3045 | 1.2913 | 1.3165 | 1.3065 | 0.0059662 | 70.6008
| LCA | Big Creek/Ventura | Monthly System Peak Day | April | CAISO 1-in-2 | 1 | 0.85603 | 0.83733 | 0.85603 | 0.83733 | 0 | 61.6844
| LCA | Big Creek/Ventura | Monthly System Peak Day | April | CAISO 1-in-2 | 2 | 0.76732 | 0.74604 | 0.76732 | 0.74604 | 0 | 59.7125
| LCA | Big Creek/Ventura | Monthly System Peak Day | April | CAISO 1-in-2 | 3 | 0.71232 | 0.68789 | 0.71232 | 0.68789 | 0 | 57.8699
| LCA | Big Creek/Ventura | Monthly System Peak Day | April | CAISO 1-in-2 | 4 | 0.6653 | 0.64171 | 0.6653 | 0.64171 | 0 | 56.7118
| LCA | Big Creek/Ventura | Monthly System Peak Day | April | CAISO 1-in-2 | 5 | 0.64148 | 0.62121 | 0.64148 | 0.62121 | 0 | 55.7033
| LCA | Big Creek/Ventura | Monthly System Peak Day | April | CAISO 1-in-2 | 6 | 0.64632 | 0.64391 | 0.64632 | 0.64391 | 0 | 54.6695
| LCA | Big Creek/Ventura | Monthly System Peak Day | April | CAISO 1-in-2 | 7 | 0.65185 | 0.68824 | 0.65185 | 0.68824 | 0 | 53.7424
| LCA | Big Creek/Ventura | Monthly System Peak Day | April | CAISO 1-in-2 | 8 | 0.59048 | 0.6246 | 0.59048 | 0.6246 | 0 | 53.6826
| LCA | Big Creek/Ventura | Monthly System Peak Day | April | CAISO 1-in-2 | 9 | 0.43041 | 0.41857 | 0.43041 | 0.41857 | 0 | 55.8704
| LCA | Big Creek/Ventura | Monthly System Peak Day | April | CAISO 1-in-2 | 10 | 0.20734 | 0.19905 | 0.20734 | 0.19905 | 0 | 60.4457
| LCA | Big Creek/Ventura | Monthly System Peak Day | April | CAISO 1-in-2 | 11 | 0.037525 | 0.038046 | 0.037525 | 0.038046 | 0 | 67.4118
| LCA | Big Creek/Ventura | Monthly System Peak Day | April | CAISO 1-in-2 | 12 | -0.084488 | -0.097917 | -0.084488 | -0.097917 | 0 | 72.8496
| LCA | Big Creek/Ventura | Monthly System Peak Day | April | CAISO 1-in-2 | 13 | -0.074491 | -0.099212 | -0.074491 | -0.099212 | 0 | 77.0142
| LCA | Big Creek/Ventura | Monthly System Peak Day | April | CAISO 1-in-2 | 14 | 0.042467 | 0.0081946 | 0.042467 | 0.0081946 | 0 | 80.0856
| LCA | Big Creek/Ventura | Monthly System Peak Day | April | CAISO 1-in-2 | 15 | 0.23874 | 0.2155 | 0.23874 | 0.2155 | 0 | 82.2501
| LCA | Big Creek/Ventura | Monthly System Peak Day | April | CAISO 1-in-2 | 16 | 0.5355 | 0.52167 | 0.5355 | 0.52167 | 0 | 83.4877
| LCA | Big Creek/Ventura | Monthly System Peak Day | April | CAISO 1-in-2 | 17 | 0.87553 | 0.87346 | 0.019433 | -0.037784 | 0.047089 | 83.9275
| LCA | Big Creek/Ventura | Monthly System Peak Day | April | CAISO 1-in-2 | 18 | 1.2071 | 1.1889 | 0.49059 | 0.67077 | 0.21461 | 83.6247
| LCA | Big Creek/Ventura | Monthly System Peak Day | April | CAISO 1-in-2 | 19 | 1.4226 | 1.3743 | 0.84 | 1.0039 | 0.18111 | 82.3267
| LCA | Big Creek/Ventura | Monthly System Peak Day | April | CAISO 1-in-2 | 20 | 1.5207 | 1.4614 | 1.1048 | 1.1806 | 0.085063 | 79.7925
| LCA | Big Creek/Ventura | Monthly System Peak Day | April | CAISO 1-in-2 | 21 | 1.5054 | 1.4643 | 1.0665 | 1.1605 | 0.10823 | 75.3436
| LCA | Big Creek/Ventura | Monthly System Peak Day | April | CAISO 1-in-2 | 22 | 1.3861 | 1.3573 | 1.5768 | 1.7343 | 0.051195 | 70.7399
| LCA | Big Creek/Ventura | Monthly System Peak Day | April | CAISO 1-in-2 | 23 | 1.1998 | 1.1849 | 1.1998 | 1.2431 | 0 | 67.5777
| LCA | Big Creek/Ventura | Monthly System Peak Day | April | CAISO 1-in-2 | 24 | 0.99664 | 0.98336 | 0.99664 | 0.98336 | 0 | 64.8169
| LCA | Big Creek/Ventura | Monthly System Peak Day | April | SCE 1-in-10 | 1 | 1.1234 | 1.1047 | 1.1234 | 1.1047 | 0 | 68.6468
| LCA | Big Creek/Ventura | Monthly System Peak Day | April | SCE 1-in-10 | 2 | 0.9002 | 0.87891 | 0.9002 | 0.87891 | 0 | 66.1041
| LCA | Big Creek/Ventura | Monthly System Peak Day | April | SCE 1-in-10 | 3 | 0.79021 | 0.76578 | 0.79021 | 0.76578 | 0 | 64.3888
| LCA | Big Creek/Ventura | Monthly System Peak Day | April | SCE 1-in-10 | 4 | 0.73716 | 0.71357 | 0.73716 | 0.71357 | 0 | 62.9478
| LCA | Big Creek/Ventura | Monthly System Peak Day | April | SCE 1-in-10 | 5 | 0.70545 | 0.68518 | 0.70545 | 0.68518 | 0 | 61.0282
| LCA | Big Creek/Ventura | Monthly System Peak Day | April | SCE 1-in-10 | 6 | 0.70045 | 0.69804 | 0.70045 | 0.69804 | 0 | 59.453
| LCA | Big Creek/Ventura | Monthly System Peak Day | April | SCE 1-in-10 | 7 | 0.69323 | 0.72962 | 0.69323 | 0.72962 | 0 | 59.0224
| LCA | Big Creek/Ventura | Monthly System Peak Day | April | SCE 1-in-10 | 8 | 0.63256 | 0.66668 | 0.63256 | 0.66668 | 0 | 58.3129
| LCA | Big Creek/Ventura | Monthly System Peak Day | April | SCE 1-in-10 | 9 | 0.48698 | 0.47513 | 0.48698 | 0.47513 | 0 | 60.511
| LCA | Big Creek/Ventura | Monthly System Peak Day | April | SCE 1-in-10 | 10 | 0.36258 | 0.35428 | 0.36258 | 0.35428 | 0 | 67.3533
| LCA | Big Creek/Ventura | Monthly System Peak Day | April | SCE 1-in-10 | 11 | 0.26442 | 0.26494 | 0.26442 | 0.26494 | 0 | 72.8959
| LCA | Big Creek/Ventura | Monthly System Peak Day | April | SCE 1-in-10 | 12 | 0.23476 | 0.22133 | 0.23476 | 0.22133 | 0 | 78.5385
| LCA | Big Creek/Ventura | Monthly System Peak Day | April | SCE 1-in-10 | 13 | 0.33044 | 0.30572 | 0.33044 | 0.30572 | 0 | 83.5857
| LCA | Big Creek/Ventura | Monthly System Peak Day | April | SCE 1-in-10 | 14 | 0.54356 | 0.50929 | 0.54356 | 0.50929 | 0 | 86.5438
| LCA | Big Creek/Ventura | Monthly System Peak Day | April | SCE 1-in-10 | 15 | 0.81305 | 0.78981 | 0.81305 | 0.78981 | 0 | 87.9037
| LCA | Big Creek/Ventura | Monthly System Peak Day | April | SCE 1-in-10 | 16 | 1.1594 | 1.1456 | 1.1594 | 1.1456 | 0 | 88.5699
| LCA | Big Creek/Ventura | Monthly System Peak Day | April | SCE 1-in-10 | 17 | 1.5297 | 1.5276 | 0.54104 | 0.48382 | 0.039146 | 89.2058
| LCA | Big Creek/Ventura | Monthly System Peak Day | April | SCE 1-in-10 | 18 | 1.877 | 1.8587 | 1.119 | 1.2992 | 0.15156 | 89.0638
| LCA | Big Creek/Ventura | Monthly System Peak Day | April | SCE 1-in-10 | 19 | 2.0652 | 2.0169 | 1.5063 | 1.6703 | 0.12846 | 87.6451
| LCA | Big Creek/Ventura | Monthly System Peak Day | April | SCE 1-in-10 | 20 | 2.0782 | 2.019 | 1.686 | 1.7618 | 0.061874 | 84.3745
| LCA | Big Creek/Ventura | Monthly System Peak Day | April | SCE 1-in-10 | 21 | 2.0084 | 1.9674 | 1.5946 | 1.6886 | 0.082981 | 80.1968
| LCA | Big Creek/Ventura | Monthly System Peak Day | April | SCE 1-in-10 | 22 | 1.8449 | 1.816 | 2.12 | 2.2775 | 0.040729 | 75.6286
| LCA | Big Creek/Ventura | Monthly System Peak Day | April | SCE 1-in-10 | 23 | 1.5981 | 1.5832 | 1.6412 | 1.7003 | 0.040267 | 72.1381
| LCA | Big Creek/Ventura | Monthly System Peak Day | April | SCE 1-in-10 | 24 | 1.3256 | 1.3124 | 1.3303 | 1.3203 | 0.0023328 | 69.9134
| LCA | Big Creek/Ventura | Monthly System Peak Day | April | SCE 1-in-2 | 1 | 0.85861 | 0.83991 | 0.85861 | 0.83991 | 0 | 63.1255
| LCA | Big Creek/Ventura | Monthly System Peak Day | April | SCE 1-in-2 | 2 | 0.77358 | 0.75229 | 0.77358 | 0.75229 | 0 | 61.4586
| LCA | Big Creek/Ventura | Monthly System Peak Day | April | SCE 1-in-2 | 3 | 0.7188 | 0.69437 | 0.7188 | 0.69437 | 0 | 60.0532
| LCA | Big Creek/Ventura | Monthly System Peak Day | April | SCE 1-in-2 | 4 | 0.67224 | 0.64864 | 0.67224 | 0.64864 | 0 | 58.7945
| LCA | Big Creek/Ventura | Monthly System Peak Day | April | SCE 1-in-2 | 5 | 0.64763 | 0.62736 | 0.64763 | 0.62736 | 0 | 57.6987
| LCA | Big Creek/Ventura | Monthly System Peak Day | April | SCE 1-in-2 | 6 | 0.65107 | 0.64866 | 0.65107 | 0.64866 | 0 | 56.8555
| LCA | Big Creek/Ventura | Monthly System Peak Day | April | SCE 1-in-2 | 7 | 0.65441 | 0.6908 | 0.65441 | 0.6908 | 0 | 55.4087
| LCA | Big Creek/Ventura | Monthly System Peak Day | April | SCE 1-in-2 | 8 | 0.59262 | 0.62674 | 0.59262 | 0.62674 | 0 | 54.8472
| LCA | Big Creek/Ventura | Monthly System Peak Day | April | SCE 1-in-2 | 9 | 0.43376 | 0.42191 | 0.43376 | 0.42191 | 0 | 56.1243
| LCA | Big Creek/Ventura | Monthly System Peak Day | April | SCE 1-in-2 | 10 | 0.21789 | 0.2096 | 0.21789 | 0.2096 | 0 | 61.353
| LCA | Big Creek/Ventura | Monthly System Peak Day | April | SCE 1-in-2 | 11 | 0.052409 | 0.052929 | 0.052409 | 0.052929 | 0 | 67.5316
| LCA | Big Creek/Ventura | Monthly System Peak Day | April | SCE 1-in-2 | 12 | -0.043038 | -0.056467 | -0.043038 | -0.056467 | 0 | 72.4369
| LCA | Big Creek/Ventura | Monthly System Peak Day | April | SCE 1-in-2 | 13 | -0.034345 | -0.059066 | -0.034345 | -0.059066 | 0 | 76.6167
| LCA | Big Creek/Ventura | Monthly System Peak Day | April | SCE 1-in-2 | 14 | 0.079659 | 0.045387 | 0.079659 | 0.045387 | 0 | 80.0745
| LCA | Big Creek/Ventura | Monthly System Peak Day | April | SCE 1-in-2 | 15 | 0.28045 | 0.25721 | 0.28045 | 0.25721 | 0 | 82.4195
| LCA | Big Creek/Ventura | Monthly System Peak Day | April | SCE 1-in-2 | 16 | 0.58271 | 0.56888 | 0.58271 | 0.56888 | 0 | 83.7236
| LCA | Big Creek/Ventura | Monthly System Peak Day | April | SCE 1-in-2 | 17 | 0.92525 | 0.92318 | 0.067011 | 0.0097933 | 0.046923 | 84.0129
| LCA | Big Creek/Ventura | Monthly System Peak Day | April | SCE 1-in-2 | 18 | 1.2616 | 1.2434 | 0.54635 | 0.72653 | 0.21659 | 83.4575
| LCA | Big Creek/Ventura | Monthly System Peak Day | April | SCE 1-in-2 | 19 | 1.479 | 1.4307 | 0.89517 | 1.0591 | 0.18388 | 82.0498
| LCA | Big Creek/Ventura | Monthly System Peak Day | April | SCE 1-in-2 | 20 | 1.5595 | 1.5003 | 1.1409 | 1.2167 | 0.087789 | 79.2643
| LCA | Big Creek/Ventura | Monthly System Peak Day | April | SCE 1-in-2 | 21 | 1.5325 | 1.4914 | 1.0901 | 1.1841 | 0.11177 | 74.6683
| LCA | Big Creek/Ventura | Monthly System Peak Day | April | SCE 1-in-2 | 22 | 1.4191 | 1.3903 | 1.6111 | 1.7687 | 0.051012 | 70.8173
| LCA | Big Creek/Ventura | Monthly System Peak Day | April | SCE 1-in-2 | 23 | 1.2377 | 1.2227 | 1.2377 | 1.2886 | 0 | 68.1702
| LCA | Big Creek/Ventura | Monthly System Peak Day | April | SCE 1-in-2 | 24 | 1.0223 | 1.009 | 1.0223 | 1.009 | 0 | 65.7526
| LCA | Big Creek/Ventura | Monthly System Peak Day | August | CAISO 1-in-10 | 1 | 1.6222 | 1.6034 | 1.6222 | 1.6034 | 0 | 77.2014
| LCA | Big Creek/Ventura | Monthly System Peak Day | August | CAISO 1-in-10 | 2 | 1.3976 | 1.3764 | 1.3976 | 1.3764 | 0 | 75.9776
| LCA | Big Creek/Ventura | Monthly System Peak Day | August | CAISO 1-in-10 | 3 | 1.251 | 1.2266 | 1.251 | 1.2266 | 0 | 75.0666
| LCA | Big Creek/Ventura | Monthly System Peak Day | August | CAISO 1-in-10 | 4 | 1.124 | 1.1004 | 1.124 | 1.1004 | 0 | 73.8514
| LCA | Big Creek/Ventura | Monthly System Peak Day | August | CAISO 1-in-10 | 5 | 1.0369 | 1.0166 | 1.0369 | 1.0166 | 0 | 72.8104
| LCA | Big Creek/Ventura | Monthly System Peak Day | August | CAISO 1-in-10 | 6 | 0.99178 | 0.98938 | 0.99178 | 0.98938 | 0 | 71.8039
| LCA | Big Creek/Ventura | Monthly System Peak Day | August | CAISO 1-in-10 | 7 | 0.93942 | 0.97581 | 0.93942 | 0.97581 | 0 | 70.9518
| LCA | Big Creek/Ventura | Monthly System Peak Day | August | CAISO 1-in-10 | 8 | 0.87832 | 0.91245 | 0.87832 | 0.91245 | 0 | 70.1337
| LCA | Big Creek/Ventura | Monthly System Peak Day | August | CAISO 1-in-10 | 9 | 0.81743 | 0.80558 | 0.81743 | 0.80558 | 0 | 72.9222
| LCA | Big Creek/Ventura | Monthly System Peak Day | August | CAISO 1-in-10 | 10 | 0.77081 | 0.76252 | 0.77081 | 0.76252 | 0 | 78.1746
| LCA | Big Creek/Ventura | Monthly System Peak Day | August | CAISO 1-in-10 | 11 | 0.84418 | 0.84471 | 0.84418 | 0.84471 | 0 | 83.8644
| LCA | Big Creek/Ventura | Monthly System Peak Day | August | CAISO 1-in-10 | 12 | 1.0254 | 1.012 | 1.0254 | 1.012 | 0 | 89.4091
| LCA | Big Creek/Ventura | Monthly System Peak Day | August | CAISO 1-in-10 | 13 | 1.3216 | 1.2969 | 1.3216 | 1.2969 | 0 | 93.9832
| LCA | Big Creek/Ventura | Monthly System Peak Day | August | CAISO 1-in-10 | 14 | 1.6938 | 1.6595 | 1.6938 | 1.6595 | 0 | 96.8728
| LCA | Big Creek/Ventura | Monthly System Peak Day | August | CAISO 1-in-10 | 15 | 2.0878 | 2.0645 | 2.0878 | 2.0645 | 0 | 98.4495
| LCA | Big Creek/Ventura | Monthly System Peak Day | August | CAISO 1-in-10 | 16 | 2.5133 | 2.4994 | 2.5133 | 2.4994 | 0 | 99.5149
| LCA | Big Creek/Ventura | Monthly System Peak Day | August | CAISO 1-in-10 | 17 | 2.887 | 2.885 | 1.6369 | 1.5796 | 0.043229 | 99.6189
| LCA | Big Creek/Ventura | Monthly System Peak Day | August | CAISO 1-in-10 | 18 | 3.2315 | 3.2133 | 2.3982 | 2.5784 | 0.064854 | 98.9438
| LCA | Big Creek/Ventura | Monthly System Peak Day | August | CAISO 1-in-10 | 19 | 3.3687 | 3.3204 | 2.8526 | 3.0165 | 0.046308 | 97.2122
| LCA | Big Creek/Ventura | Monthly System Peak Day | August | CAISO 1-in-10 | 20 | 3.2453 | 3.186 | 2.9031 | 2.9789 | 0.025467 | 94.0421
| LCA | Big Creek/Ventura | Monthly System Peak Day | August | CAISO 1-in-10 | 21 | 3.0533 | 3.0123 | 2.6885 | 2.7825 | 0.037631 | 89.6593
| LCA | Big Creek/Ventura | Monthly System Peak Day | August | CAISO 1-in-10 | 22 | 2.8132 | 2.7844 | 3.2627 | 3.4202 | 0.032615 | 85.7204
| LCA | Big Creek/Ventura | Monthly System Peak Day | August | CAISO 1-in-10 | 23 | 2.4451 | 2.4302 | 2.6272 | 2.6863 | 0.029631 | 82.8997
| LCA | Big Creek/Ventura | Monthly System Peak Day | August | CAISO 1-in-10 | 24 | 2.0407 | 2.0274 | 2.1666 | 2.1566 | 0.025534 | 81.3797
| LCA | Big Creek/Ventura | Monthly System Peak Day | August | CAISO 1-in-2 | 1 | 1.6964 | 1.6777 | 1.6964 | 1.6777 | 0 | 78.8931
| LCA | Big Creek/Ventura | Monthly System Peak Day | August | CAISO 1-in-2 | 2 | 1.4458 | 1.4246 | 1.4458 | 1.4246 | 0 | 77.2284
| LCA | Big Creek/Ventura | Monthly System Peak Day | August | CAISO 1-in-2 | 3 | 1.2533 | 1.2289 | 1.2533 | 1.2289 | 0 | 75.2663
| LCA | Big Creek/Ventura | Monthly System Peak Day | August | CAISO 1-in-2 | 4 | 1.126 | 1.1024 | 1.126 | 1.1024 | 0 | 74.0865
| LCA | Big Creek/Ventura | Monthly System Peak Day | August | CAISO 1-in-2 | 5 | 1.0373 | 1.017 | 1.0373 | 1.017 | 0 | 73.0565
| LCA | Big Creek/Ventura | Monthly System Peak Day | August | CAISO 1-in-2 | 6 | 0.98739 | 0.98499 | 0.98739 | 0.98499 | 0 | 71.8908
| LCA | Big Creek/Ventura | Monthly System Peak Day | August | CAISO 1-in-2 | 7 | 0.93723 | 0.97362 | 0.93723 | 0.97362 | 0 | 71.0457
| LCA | Big Creek/Ventura | Monthly System Peak Day | August | CAISO 1-in-2 | 8 | 0.8864 | 0.92052 | 0.8864 | 0.92052 | 0 | 70.6885
| LCA | Big Creek/Ventura | Monthly System Peak Day | August | CAISO 1-in-2 | 9 | 0.81385 | 0.802 | 0.81385 | 0.802 | 0 | 73.1899
| LCA | Big Creek/Ventura | Monthly System Peak Day | August | CAISO 1-in-2 | 10 | 0.73468 | 0.72639 | 0.73468 | 0.72639 | 0 | 77.9068
| LCA | Big Creek/Ventura | Monthly System Peak Day | August | CAISO 1-in-2 | 11 | 0.78364 | 0.78416 | 0.78364 | 0.78416 | 0 | 83.0564
| LCA | Big Creek/Ventura | Monthly System Peak Day | August | CAISO 1-in-2 | 12 | 0.95646 | 0.94303 | 0.95646 | 0.94303 | 0 | 88.0505
| LCA | Big Creek/Ventura | Monthly System Peak Day | August | CAISO 1-in-2 | 13 | 1.2408 | 1.2161 | 1.2408 | 1.2161 | 0 | 91.5497
| LCA | Big Creek/Ventura | Monthly System Peak Day | August | CAISO 1-in-2 | 14 | 1.5826 | 1.5483 | 1.5826 | 1.5483 | 0 | 94.3037
| LCA | Big Creek/Ventura | Monthly System Peak Day | August | CAISO 1-in-2 | 15 | 1.9566 | 1.9334 | 1.9566 | 1.9334 | 0 | 96.1169
| LCA | Big Creek/Ventura | Monthly System Peak Day | August | CAISO 1-in-2 | 16 | 2.3606 | 2.3468 | 2.3606 | 2.3468 | 0 | 96.577
| LCA | Big Creek/Ventura | Monthly System Peak Day | August | CAISO 1-in-2 | 17 | 2.7308 | 2.7287 | 1.5562 | 1.499 | 0.039259 | 96.6074
| LCA | Big Creek/Ventura | Monthly System Peak Day | August | CAISO 1-in-2 | 18 | 3.0837 | 3.0655 | 2.2774 | 2.4576 | 0.086561 | 95.4041
| LCA | Big Creek/Ventura | Monthly System Peak Day | August | CAISO 1-in-2 | 19 | 3.2371 | 3.1888 | 2.7061 | 2.8701 | 0.070419 | 93.8837
| LCA | Big Creek/Ventura | Monthly System Peak Day | August | CAISO 1-in-2 | 20 | 3.1144 | 3.0551 | 2.7586 | 2.8344 | 0.031218 | 91.4141
| LCA | Big Creek/Ventura | Monthly System Peak Day | August | CAISO 1-in-2 | 21 | 2.9434 | 2.9024 | 2.5708 | 2.6648 | 0.043996 | 88.1592
| LCA | Big Creek/Ventura | Monthly System Peak Day | August | CAISO 1-in-2 | 22 | 2.7167 | 2.6879 | 3.1466 | 3.3041 | 0.032205 | 84.5837
| LCA | Big Creek/Ventura | Monthly System Peak Day | August | CAISO 1-in-2 | 23 | 2.3691 | 2.3542 | 2.5433 | 2.6024 | 0.029424 | 82.287
| LCA | Big Creek/Ventura | Monthly System Peak Day | August | CAISO 1-in-2 | 24 | 1.9789 | 1.9656 | 2.1 | 2.09 | 0.025262 | 80.9293
| LCA | Big Creek/Ventura | Monthly System Peak Day | August | SCE 1-in-10 | 1 | 1.8133 | 1.7946 | 1.8133 | 1.7946 | 0 | 80.9226
| LCA | Big Creek/Ventura | Monthly System Peak Day | August | SCE 1-in-10 | 2 | 1.5386 | 1.5173 | 1.5386 | 1.5173 | 0 | 79.0231
| LCA | Big Creek/Ventura | Monthly System Peak Day | August | SCE 1-in-10 | 3 | 1.3455 | 1.321 | 1.3455 | 1.321 | 0 | 77.3212
| LCA | Big Creek/Ventura | Monthly System Peak Day | August | SCE 1-in-10 | 4 | 1.1907 | 1.1672 | 1.1907 | 1.1672 | 0 | 75.6577
| LCA | Big Creek/Ventura | Monthly System Peak Day | August | SCE 1-in-10 | 5 | 1.0891 | 1.0688 | 1.0891 | 1.0688 | 0 | 74.3409
| LCA | Big Creek/Ventura | Monthly System Peak Day | August | SCE 1-in-10 | 6 | 1.0266 | 1.0242 | 1.0266 | 1.0242 | 0 | 72.8152
| LCA | Big Creek/Ventura | Monthly System Peak Day | August | SCE 1-in-10 | 7 | 0.94338 | 0.97977 | 0.94338 | 0.97977 | 0 | 70.7983
| LCA | Big Creek/Ventura | Monthly System Peak Day | August | SCE 1-in-10 | 8 | 0.89006 | 0.92419 | 0.89006 | 0.92419 | 0 | 70.224
| LCA | Big Creek/Ventura | Monthly System Peak Day | August | SCE 1-in-10 | 9 | 0.82395 | 0.8121 | 0.82395 | 0.8121 | 0 | 72.8227
| LCA | Big Creek/Ventura | Monthly System Peak Day | August | SCE 1-in-10 | 10 | 0.80048 | 0.79219 | 0.80048 | 0.79219 | 0 | 78.6374
| LCA | Big Creek/Ventura | Monthly System Peak Day | August | SCE 1-in-10 | 11 | 0.89693 | 0.89745 | 0.89693 | 0.89745 | 0 | 84.2866
| LCA | Big Creek/Ventura | Monthly System Peak Day | August | SCE 1-in-10 | 12 | 1.1003 | 1.0869 | 1.1003 | 1.0869 | 0 | 89.3792
| LCA | Big Creek/Ventura | Monthly System Peak Day | August | SCE 1-in-10 | 13 | 1.4069 | 1.3822 | 1.4069 | 1.3822 | 0 | 93.5432
| LCA | Big Creek/Ventura | Monthly System Peak Day | August | SCE 1-in-10 | 14 | 1.7779 | 1.7436 | 1.7779 | 1.7436 | 0 | 96.3521
| LCA | Big Creek/Ventura | Monthly System Peak Day | August | SCE 1-in-10 | 15 | 2.1746 | 2.1514 | 2.1746 | 2.1514 | 0 | 98.2351
| LCA | Big Creek/Ventura | Monthly System Peak Day | August | SCE 1-in-10 | 16 | 2.5959 | 2.5821 | 2.5959 | 2.5821 | 0 | 98.9876
| LCA | Big Creek/Ventura | Monthly System Peak Day | August | SCE 1-in-10 | 17 | 2.9646 | 2.9625 | 1.735 | 1.6777 | 0.041965 | 98.7994
| LCA | Big Creek/Ventura | Monthly System Peak Day | August | SCE 1-in-10 | 18 | 3.3174 | 3.2991 | 2.4913 | 2.6715 | 0.068643 | 97.9932
| LCA | Big Creek/Ventura | Monthly System Peak Day | August | SCE 1-in-10 | 19 | 3.4603 | 3.412 | 2.9432 | 3.1071 | 0.047558 | 96.9863
| LCA | Big Creek/Ventura | Monthly System Peak Day | August | SCE 1-in-10 | 20 | 3.3316 | 3.2723 | 2.9935 | 3.0693 | 0.025083 | 94.839
| LCA | Big Creek/Ventura | Monthly System Peak Day | August | SCE 1-in-10 | 21 | 3.1451 | 3.1041 | 2.7883 | 2.8823 | 0.031845 | 91.2225
| LCA | Big Creek/Ventura | Monthly System Peak Day | August | SCE 1-in-10 | 22 | 2.9026 | 2.8737 | 3.38 | 3.5376 | 0.033804 | 87.3392
| LCA | Big Creek/Ventura | Monthly System Peak Day | August | SCE 1-in-10 | 23 | 2.5229 | 2.508 | 2.7295 | 2.7886 | 0.030943 | 84.7955
| LCA | Big Creek/Ventura | Monthly System Peak Day | August | SCE 1-in-10 | 24 | 2.1099 | 2.0966 | 2.2594 | 2.2495 | 0.027576 | 83.6149
| LCA | Big Creek/Ventura | Monthly System Peak Day | August | SCE 1-in-2 | 1 | 1.6517 | 1.6329 | 1.6517 | 1.6329 | 0 | 78.0721
| LCA | Big Creek/Ventura | Monthly System Peak Day | August | SCE 1-in-2 | 2 | 1.4117 | 1.3905 | 1.4117 | 1.3905 | 0 | 76.4638
| LCA | Big Creek/Ventura | Monthly System Peak Day | August | SCE 1-in-2 | 3 | 1.2401 | 1.2156 | 1.2401 | 1.2156 | 0 | 74.9147
| LCA | Big Creek/Ventura | Monthly System Peak Day | August | SCE 1-in-2 | 4 | 1.1156 | 1.092 | 1.1156 | 1.092 | 0 | 73.6823
| LCA | Big Creek/Ventura | Monthly System Peak Day | August | SCE 1-in-2 | 5 | 1.0244 | 1.0041 | 1.0244 | 1.0041 | 0 | 72.5346
| LCA | Big Creek/Ventura | Monthly System Peak Day | August | SCE 1-in-2 | 6 | 0.98256 | 0.98015 | 0.98256 | 0.98015 | 0 | 71.663
| LCA | Big Creek/Ventura | Monthly System Peak Day | August | SCE 1-in-2 | 7 | 0.92499 | 0.96138 | 0.92499 | 0.96138 | 0 | 70.539
| LCA | Big Creek/Ventura | Monthly System Peak Day | August | SCE 1-in-2 | 8 | 0.86978 | 0.9039 | 0.86978 | 0.9039 | 0 | 70.0201
| LCA | Big Creek/Ventura | Monthly System Peak Day | August | SCE 1-in-2 | 9 | 0.7904 | 0.77855 | 0.7904 | 0.77855 | 0 | 72.4293
| LCA | Big Creek/Ventura | Monthly System Peak Day | August | SCE 1-in-2 | 10 | 0.71762 | 0.70933 | 0.71762 | 0.70933 | 0 | 77.4484
| LCA | Big Creek/Ventura | Monthly System Peak Day | August | SCE 1-in-2 | 11 | 0.74596 | 0.74648 | 0.74596 | 0.74648 | 0 | 83.1554
| LCA | Big Creek/Ventura | Monthly System Peak Day | August | SCE 1-in-2 | 12 | 0.91169 | 0.89826 | 0.91169 | 0.89826 | 0 | 88.1958
| LCA | Big Creek/Ventura | Monthly System Peak Day | August | SCE 1-in-2 | 13 | 1.1948 | 1.1701 | 1.1948 | 1.1701 | 0 | 91.5555
| LCA | Big Creek/Ventura | Monthly System Peak Day | August | SCE 1-in-2 | 14 | 1.534 | 1.4998 | 1.534 | 1.4998 | 0 | 94.1285
| LCA | Big Creek/Ventura | Monthly System Peak Day | August | SCE 1-in-2 | 15 | 1.9003 | 1.8771 | 1.9003 | 1.8771 | 0 | 95.4279
| LCA | Big Creek/Ventura | Monthly System Peak Day | August | SCE 1-in-2 | 16 | 2.3 | 2.2861 | 2.3 | 2.2861 | 0 | 95.9247
| LCA | Big Creek/Ventura | Monthly System Peak Day | August | SCE 1-in-2 | 17 | 2.6688 | 2.6667 | 1.511 | 1.4538 | 0.038652 | 95.9382
| LCA | Big Creek/Ventura | Monthly System Peak Day | August | SCE 1-in-2 | 18 | 3.0253 | 3.007 | 2.2214 | 2.4016 | 0.089321 | 95.0847
| LCA | Big Creek/Ventura | Monthly System Peak Day | August | SCE 1-in-2 | 19 | 3.1814 | 3.1331 | 2.6502 | 2.8141 | 0.070791 | 93.8399
| LCA | Big Creek/Ventura | Monthly System Peak Day | August | SCE 1-in-2 | 20 | 3.0709 | 3.0117 | 2.7161 | 2.7919 | 0.030611 | 91.6068
| LCA | Big Creek/Ventura | Monthly System Peak Day | August | SCE 1-in-2 | 21 | 2.9017 | 2.8606 | 2.5281 | 2.6221 | 0.044869 | 87.963
| LCA | Big Creek/Ventura | Monthly System Peak Day | August | SCE 1-in-2 | 22 | 2.6692 | 2.6403 | 3.0868 | 3.2443 | 0.032134 | 83.8789
| LCA | Big Creek/Ventura | Monthly System Peak Day | August | SCE 1-in-2 | 23 | 2.3243 | 2.3094 | 2.485 | 2.5442 | 0.029329 | 81.2455
| LCA | Big Creek/Ventura | Monthly System Peak Day | August | SCE 1-in-2 | 24 | 1.9339 | 1.9207 | 2.0371 | 2.0272 | 0.024707 | 79.2323
| LCA | Big Creek/Ventura | Monthly System Peak Day | December | CAISO 1-in-10 | 1 | 0.88566 | 0.86696 | 0.88566 | 0.86696 | 0 | 39.0157
| LCA | Big Creek/Ventura | Monthly System Peak Day | December | CAISO 1-in-10 | 2 | 0.83125 | 0.80997 | 0.83125 | 0.80997 | 0 | 38.3428
| LCA | Big Creek/Ventura | Monthly System Peak Day | December | CAISO 1-in-10 | 3 | 0.80864 | 0.78421 | 0.80864 | 0.78421 | 0 | 37.2839
| LCA | Big Creek/Ventura | Monthly System Peak Day | December | CAISO 1-in-10 | 4 | 0.80041 | 0.77682 | 0.80041 | 0.77682 | 0 | 36.4463
| LCA | Big Creek/Ventura | Monthly System Peak Day | December | CAISO 1-in-10 | 5 | 0.82142 | 0.80115 | 0.82142 | 0.80115 | 0 | 35.8194
| LCA | Big Creek/Ventura | Monthly System Peak Day | December | CAISO 1-in-10 | 6 | 0.87041 | 0.86801 | 0.87041 | 0.86801 | 0 | 34.5367
| LCA | Big Creek/Ventura | Monthly System Peak Day | December | CAISO 1-in-10 | 7 | 0.94222 | 0.97861 | 0.94222 | 0.97861 | 0 | 32.9971
| LCA | Big Creek/Ventura | Monthly System Peak Day | December | CAISO 1-in-10 | 8 | 0.92526 | 0.95938 | 0.92526 | 0.95938 | 0 | 32.4022
| LCA | Big Creek/Ventura | Monthly System Peak Day | December | CAISO 1-in-10 | 9 | 0.73314 | 0.7213 | 0.73314 | 0.7213 | 0 | 33.9946
| LCA | Big Creek/Ventura | Monthly System Peak Day | December | CAISO 1-in-10 | 10 | 0.51573 | 0.50744 | 0.51573 | 0.50744 | 0 | 37.5621
| LCA | Big Creek/Ventura | Monthly System Peak Day | December | CAISO 1-in-10 | 11 | 0.33107 | 0.33159 | 0.33107 | 0.33159 | 0 | 41.223
| LCA | Big Creek/Ventura | Monthly System Peak Day | December | CAISO 1-in-10 | 12 | 0.25182 | 0.23839 | 0.25182 | 0.23839 | 0 | 44.5785
| LCA | Big Creek/Ventura | Monthly System Peak Day | December | CAISO 1-in-10 | 13 | 0.23161 | 0.20689 | 0.23161 | 0.20689 | 0 | 46.5582
| LCA | Big Creek/Ventura | Monthly System Peak Day | December | CAISO 1-in-10 | 14 | 0.29693 | 0.26266 | 0.29693 | 0.26266 | 0 | 47.8452
| LCA | Big Creek/Ventura | Monthly System Peak Day | December | CAISO 1-in-10 | 15 | 0.42279 | 0.39955 | 0.42279 | 0.39955 | 0 | 48.1914
| LCA | Big Creek/Ventura | Monthly System Peak Day | December | CAISO 1-in-10 | 16 | 0.62181 | 0.60798 | 0.62181 | 0.60798 | 0 | 48.566
| LCA | Big Creek/Ventura | Monthly System Peak Day | December | CAISO 1-in-10 | 17 | 0.89477 | 0.8927 | 0.89477 | 0.8927 | 0 | 48.0632
| LCA | Big Creek/Ventura | Monthly System Peak Day | December | CAISO 1-in-10 | 18 | 1.2 | 1.1817 | 1.2 | 1.1817 | 0 | 47.1359
| LCA | Big Creek/Ventura | Monthly System Peak Day | December | CAISO 1-in-10 | 19 | 1.3451 | 1.2968 | 1.3451 | 1.2968 | 0 | 45.0797
| LCA | Big Creek/Ventura | Monthly System Peak Day | December | CAISO 1-in-10 | 20 | 1.3727 | 1.3134 | 1.3727 | 1.3134 | 0 | 42.1483
| LCA | Big Creek/Ventura | Monthly System Peak Day | December | CAISO 1-in-10 | 21 | 1.3268 | 1.2857 | 1.3268 | 1.2857 | 0 | 40.4307
| LCA | Big Creek/Ventura | Monthly System Peak Day | December | CAISO 1-in-10 | 22 | 1.2354 | 1.2065 | 1.2354 | 1.2065 | 0 | 39.6239
| LCA | Big Creek/Ventura | Monthly System Peak Day | December | CAISO 1-in-10 | 23 | 1.117 | 1.1021 | 1.117 | 1.1021 | 0 | 38.3523
| LCA | Big Creek/Ventura | Monthly System Peak Day | December | CAISO 1-in-10 | 24 | 0.97544 | 0.96216 | 0.97544 | 0.96216 | 0 | 37.2325
| LCA | Big Creek/Ventura | Monthly System Peak Day | December | CAISO 1-in-2 | 1 | 0.78509 | 0.76639 | 0.78509 | 0.76639 | 0 | 48.5145
| LCA | Big Creek/Ventura | Monthly System Peak Day | December | CAISO 1-in-2 | 2 | 0.73026 | 0.70897 | 0.73026 | 0.70897 | 0 | 47.3255
| LCA | Big Creek/Ventura | Monthly System Peak Day | December | CAISO 1-in-2 | 3 | 0.70283 | 0.6784 | 0.70283 | 0.6784 | 0 | 46.7055
| LCA | Big Creek/Ventura | Monthly System Peak Day | December | CAISO 1-in-2 | 4 | 0.68781 | 0.66421 | 0.68781 | 0.66421 | 0 | 46.3701
| LCA | Big Creek/Ventura | Monthly System Peak Day | December | CAISO 1-in-2 | 5 | 0.69888 | 0.67861 | 0.69888 | 0.67861 | 0 | 45.5648
| LCA | Big Creek/Ventura | Monthly System Peak Day | December | CAISO 1-in-2 | 6 | 0.73862 | 0.73621 | 0.73862 | 0.73621 | 0 | 45.2266
| LCA | Big Creek/Ventura | Monthly System Peak Day | December | CAISO 1-in-2 | 7 | 0.8007 | 0.83709 | 0.8007 | 0.83709 | 0 | 44.8714
| LCA | Big Creek/Ventura | Monthly System Peak Day | December | CAISO 1-in-2 | 8 | 0.76964 | 0.80376 | 0.76964 | 0.80376 | 0 | 44.5938
| LCA | Big Creek/Ventura | Monthly System Peak Day | December | CAISO 1-in-2 | 9 | 0.58905 | 0.57721 | 0.58905 | 0.57721 | 0 | 44.8201
| LCA | Big Creek/Ventura | Monthly System Peak Day | December | CAISO 1-in-2 | 10 | 0.38035 | 0.37205 | 0.38035 | 0.37205 | 0 | 47.718
| LCA | Big Creek/Ventura | Monthly System Peak Day | December | CAISO 1-in-2 | 11 | 0.20209 | 0.20261 | 0.20209 | 0.20261 | 0 | 51.5719
| LCA | Big Creek/Ventura | Monthly System Peak Day | December | CAISO 1-in-2 | 12 | 0.11403 | 0.1006 | 0.11403 | 0.1006 | 0 | 55.412
| LCA | Big Creek/Ventura | Monthly System Peak Day | December | CAISO 1-in-2 | 13 | 0.098247 | 0.073526 | 0.098247 | 0.073526 | 0 | 57.3123
| LCA | Big Creek/Ventura | Monthly System Peak Day | December | CAISO 1-in-2 | 14 | 0.14647 | 0.11219 | 0.14647 | 0.11219 | 0 | 58.2677
| LCA | Big Creek/Ventura | Monthly System Peak Day | December | CAISO 1-in-2 | 15 | 0.24198 | 0.21873 | 0.24198 | 0.21873 | 0 | 58.977
| LCA | Big Creek/Ventura | Monthly System Peak Day | December | CAISO 1-in-2 | 16 | 0.40504 | 0.39121 | 0.40504 | 0.39121 | 0 | 59.4337
| LCA | Big Creek/Ventura | Monthly System Peak Day | December | CAISO 1-in-2 | 17 | 0.65036 | 0.64828 | 0.65036 | 0.64828 | 0 | 58.5908
| LCA | Big Creek/Ventura | Monthly System Peak Day | December | CAISO 1-in-2 | 18 | 0.96175 | 0.94349 | 0.96175 | 0.94349 | 0 | 56.6562
| LCA | Big Creek/Ventura | Monthly System Peak Day | December | CAISO 1-in-2 | 19 | 1.1511 | 1.1028 | 1.1511 | 1.1028 | 0 | 53.7064
| LCA | Big Creek/Ventura | Monthly System Peak Day | December | CAISO 1-in-2 | 20 | 1.2172 | 1.1579 | 1.2172 | 1.1579 | 0 | 51.6768
| LCA | Big Creek/Ventura | Monthly System Peak Day | December | CAISO 1-in-2 | 21 | 1.1969 | 1.1558 | 1.1969 | 1.1558 | 0 | 50.1362
| LCA | Big Creek/Ventura | Monthly System Peak Day | December | CAISO 1-in-2 | 22 | 1.1113 | 1.0824 | 1.1113 | 1.0824 | 0 | 49.1094
| LCA | Big Creek/Ventura | Monthly System Peak Day | December | CAISO 1-in-2 | 23 | 0.9979 | 0.98297 | 0.9979 | 0.98297 | 0 | 48.0349
| LCA | Big Creek/Ventura | Monthly System Peak Day | December | CAISO 1-in-2 | 24 | 0.86505 | 0.85177 | 0.86505 | 0.85177 | 0 | 46.692
| LCA | Big Creek/Ventura | Monthly System Peak Day | December | SCE 1-in-10 | 1 | 0.88566 | 0.86696 | 0.88566 | 0.86696 | 0 | 39.0157
| LCA | Big Creek/Ventura | Monthly System Peak Day | December | SCE 1-in-10 | 2 | 0.83125 | 0.80997 | 0.83125 | 0.80997 | 0 | 38.3428
| LCA | Big Creek/Ventura | Monthly System Peak Day | December | SCE 1-in-10 | 3 | 0.80864 | 0.78421 | 0.80864 | 0.78421 | 0 | 37.2839
| LCA | Big Creek/Ventura | Monthly System Peak Day | December | SCE 1-in-10 | 4 | 0.80041 | 0.77682 | 0.80041 | 0.77682 | 0 | 36.4463
| LCA | Big Creek/Ventura | Monthly System Peak Day | December | SCE 1-in-10 | 5 | 0.82142 | 0.80115 | 0.82142 | 0.80115 | 0 | 35.8194
| LCA | Big Creek/Ventura | Monthly System Peak Day | December | SCE 1-in-10 | 6 | 0.87041 | 0.86801 | 0.87041 | 0.86801 | 0 | 34.5367
| LCA | Big Creek/Ventura | Monthly System Peak Day | December | SCE 1-in-10 | 7 | 0.94222 | 0.97861 | 0.94222 | 0.97861 | 0 | 32.9971
| LCA | Big Creek/Ventura | Monthly System Peak Day | December | SCE 1-in-10 | 8 | 0.92526 | 0.95938 | 0.92526 | 0.95938 | 0 | 32.4022
| LCA | Big Creek/Ventura | Monthly System Peak Day | December | SCE 1-in-10 | 9 | 0.73314 | 0.7213 | 0.73314 | 0.7213 | 0 | 33.9946
| LCA | Big Creek/Ventura | Monthly System Peak Day | December | SCE 1-in-10 | 10 | 0.51573 | 0.50744 | 0.51573 | 0.50744 | 0 | 37.5621
| LCA | Big Creek/Ventura | Monthly System Peak Day | December | SCE 1-in-10 | 11 | 0.33107 | 0.33159 | 0.33107 | 0.33159 | 0 | 41.223
| LCA | Big Creek/Ventura | Monthly System Peak Day | December | SCE 1-in-10 | 12 | 0.25182 | 0.23839 | 0.25182 | 0.23839 | 0 | 44.5785
| LCA | Big Creek/Ventura | Monthly System Peak Day | December | SCE 1-in-10 | 13 | 0.23161 | 0.20689 | 0.23161 | 0.20689 | 0 | 46.5582
| LCA | Big Creek/Ventura | Monthly System Peak Day | December | SCE 1-in-10 | 14 | 0.29693 | 0.26266 | 0.29693 | 0.26266 | 0 | 47.8452
| LCA | Big Creek/Ventura | Monthly System Peak Day | December | SCE 1-in-10 | 15 | 0.42279 | 0.39955 | 0.42279 | 0.39955 | 0 | 48.1914
| LCA | Big Creek/Ventura | Monthly System Peak Day | December | SCE 1-in-10 | 16 | 0.62181 | 0.60798 | 0.62181 | 0.60798 | 0 | 48.566
| LCA | Big Creek/Ventura | Monthly System Peak Day | December | SCE 1-in-10 | 17 | 0.89477 | 0.8927 | 0.89477 | 0.8927 | 0 | 48.0632
| LCA | Big Creek/Ventura | Monthly System Peak Day | December | SCE 1-in-10 | 18 | 1.2 | 1.1817 | 1.2 | 1.1817 | 0 | 47.1359
| LCA | Big Creek/Ventura | Monthly System Peak Day | December | SCE 1-in-10 | 19 | 1.3451 | 1.2968 | 1.3451 | 1.2968 | 0 | 45.0797
| LCA | Big Creek/Ventura | Monthly System Peak Day | December | SCE 1-in-10 | 20 | 1.3727 | 1.3134 | 1.3727 | 1.3134 | 0 | 42.1483
| LCA | Big Creek/Ventura | Monthly System Peak Day | December | SCE 1-in-10 | 21 | 1.3268 | 1.2857 | 1.3268 | 1.2857 | 0 | 40.4307
| LCA | Big Creek/Ventura | Monthly System Peak Day | December | SCE 1-in-10 | 22 | 1.2354 | 1.2065 | 1.2354 | 1.2065 | 0 | 39.6239
| LCA | Big Creek/Ventura | Monthly System Peak Day | December | SCE 1-in-10 | 23 | 1.117 | 1.1021 | 1.117 | 1.1021 | 0 | 38.3523
| LCA | Big Creek/Ventura | Monthly System Peak Day | December | SCE 1-in-10 | 24 | 0.97544 | 0.96216 | 0.97544 | 0.96216 | 0 | 37.2325
| LCA | Big Creek/Ventura | Monthly System Peak Day | December | SCE 1-in-2 | 1 | 0.85928 | 0.84057 | 0.85928 | 0.84057 | 0 | 40.9779
| LCA | Big Creek/Ventura | Monthly System Peak Day | December | SCE 1-in-2 | 2 | 0.80475 | 0.78347 | 0.80475 | 0.78347 | 0 | 39.6502
| LCA | Big Creek/Ventura | Monthly System Peak Day | December | SCE 1-in-2 | 3 | 0.78088 | 0.75645 | 0.78088 | 0.75645 | 0 | 38.755
| LCA | Big Creek/Ventura | Monthly System Peak Day | December | SCE 1-in-2 | 4 | 0.77087 | 0.74727 | 0.77087 | 0.74727 | 0 | 37.7603
| LCA | Big Creek/Ventura | Monthly System Peak Day | December | SCE 1-in-2 | 5 | 0.78927 | 0.769 | 0.78927 | 0.769 | 0 | 37.0743
| LCA | Big Creek/Ventura | Monthly System Peak Day | December | SCE 1-in-2 | 6 | 0.83583 | 0.83343 | 0.83583 | 0.83343 | 0 | 36.4528
| LCA | Big Creek/Ventura | Monthly System Peak Day | December | SCE 1-in-2 | 7 | 0.90509 | 0.94148 | 0.90509 | 0.94148 | 0 | 35.8959
| LCA | Big Creek/Ventura | Monthly System Peak Day | December | SCE 1-in-2 | 8 | 0.88443 | 0.91855 | 0.88443 | 0.91855 | 0 | 35.5445
| LCA | Big Creek/Ventura | Monthly System Peak Day | December | SCE 1-in-2 | 9 | 0.69534 | 0.68349 | 0.69534 | 0.68349 | 0 | 36.1094
| LCA | Big Creek/Ventura | Monthly System Peak Day | December | SCE 1-in-2 | 10 | 0.48021 | 0.47192 | 0.48021 | 0.47192 | 0 | 39.0521
| LCA | Big Creek/Ventura | Monthly System Peak Day | December | SCE 1-in-2 | 11 | 0.29723 | 0.29775 | 0.29723 | 0.29775 | 0 | 43.0769
| LCA | Big Creek/Ventura | Monthly System Peak Day | December | SCE 1-in-2 | 12 | 0.21567 | 0.20224 | 0.21567 | 0.20224 | 0 | 46.662
| LCA | Big Creek/Ventura | Monthly System Peak Day | December | SCE 1-in-2 | 13 | 0.19662 | 0.1719 | 0.19662 | 0.1719 | 0 | 48.6761
| LCA | Big Creek/Ventura | Monthly System Peak Day | December | SCE 1-in-2 | 14 | 0.25745 | 0.22318 | 0.25745 | 0.22318 | 0 | 50.1986
| LCA | Big Creek/Ventura | Monthly System Peak Day | December | SCE 1-in-2 | 15 | 0.3753 | 0.35206 | 0.3753 | 0.35206 | 0 | 51.5715
| LCA | Big Creek/Ventura | Monthly System Peak Day | December | SCE 1-in-2 | 16 | 0.56487 | 0.55104 | 0.56487 | 0.55104 | 0 | 52.3759
| LCA | Big Creek/Ventura | Monthly System Peak Day | December | SCE 1-in-2 | 17 | 0.83064 | 0.82857 | 0.83064 | 0.82857 | 0 | 52.2942
| LCA | Big Creek/Ventura | Monthly System Peak Day | December | SCE 1-in-2 | 18 | 1.1375 | 1.1192 | 1.1375 | 1.1192 | 0 | 50.8915
| LCA | Big Creek/Ventura | Monthly System Peak Day | December | SCE 1-in-2 | 19 | 1.2942 | 1.2459 | 1.2942 | 1.2459 | 0 | 48.5566
| LCA | Big Creek/Ventura | Monthly System Peak Day | December | SCE 1-in-2 | 20 | 1.3319 | 1.2726 | 1.3319 | 1.2726 | 0 | 46.2102
| LCA | Big Creek/Ventura | Monthly System Peak Day | December | SCE 1-in-2 | 21 | 1.2927 | 1.2516 | 1.2927 | 1.2516 | 0 | 44.7018
| LCA | Big Creek/Ventura | Monthly System Peak Day | December | SCE 1-in-2 | 22 | 1.2028 | 1.1739 | 1.2028 | 1.1739 | 0 | 43.0007
| LCA | Big Creek/Ventura | Monthly System Peak Day | December | SCE 1-in-2 | 23 | 1.0858 | 1.0708 | 1.0858 | 1.0708 | 0 | 41.4463
| LCA | Big Creek/Ventura | Monthly System Peak Day | December | SCE 1-in-2 | 24 | 0.94648 | 0.9332 | 0.94648 | 0.9332 | 0 | 40.474
| LCA | Big Creek/Ventura | Monthly System Peak Day | February | CAISO 1-in-10 | 1 | 0.8005 | 0.7818 | 0.8005 | 0.7818 | 0 | 47.969
| LCA | Big Creek/Ventura | Monthly System Peak Day | February | CAISO 1-in-10 | 2 | 0.74573 | 0.72445 | 0.74573 | 0.72445 | 0 | 47.3946
| LCA | Big Creek/Ventura | Monthly System Peak Day | February | CAISO 1-in-10 | 3 | 0.71905 | 0.69462 | 0.71905 | 0.69462 | 0 | 47.2941
| LCA | Big Creek/Ventura | Monthly System Peak Day | February | CAISO 1-in-10 | 4 | 0.70506 | 0.68147 | 0.70506 | 0.68147 | 0 | 47.4556
| LCA | Big Creek/Ventura | Monthly System Peak Day | February | CAISO 1-in-10 | 5 | 0.71766 | 0.69738 | 0.71766 | 0.69738 | 0 | 47.2285
| LCA | Big Creek/Ventura | Monthly System Peak Day | February | CAISO 1-in-10 | 6 | 0.75881 | 0.75641 | 0.75881 | 0.75641 | 0 | 47.1662
| LCA | Big Creek/Ventura | Monthly System Peak Day | February | CAISO 1-in-10 | 7 | 0.82238 | 0.85877 | 0.82238 | 0.85877 | 0 | 47.1192
| LCA | Big Creek/Ventura | Monthly System Peak Day | February | CAISO 1-in-10 | 8 | 0.79348 | 0.82761 | 0.79348 | 0.82761 | 0 | 46.7444
| LCA | Big Creek/Ventura | Monthly System Peak Day | February | CAISO 1-in-10 | 9 | 0.61113 | 0.59929 | 0.61113 | 0.59929 | 0 | 46.3135
| LCA | Big Creek/Ventura | Monthly System Peak Day | February | CAISO 1-in-10 | 10 | 0.40109 | 0.3928 | 0.40109 | 0.3928 | 0 | 47.2794
| LCA | Big Creek/Ventura | Monthly System Peak Day | February | CAISO 1-in-10 | 11 | 0.22185 | 0.22237 | 0.22185 | 0.22237 | 0 | 48.695
| LCA | Big Creek/Ventura | Monthly System Peak Day | February | CAISO 1-in-10 | 12 | 0.13514 | 0.12172 | 0.13514 | 0.12172 | 0 | 49.7935
| LCA | Big Creek/Ventura | Monthly System Peak Day | February | CAISO 1-in-10 | 13 | 0.11868 | 0.093962 | 0.11868 | 0.093962 | 0 | 50.7823
| LCA | Big Creek/Ventura | Monthly System Peak Day | February | CAISO 1-in-10 | 14 | 0.16951 | 0.13523 | 0.16951 | 0.13523 | 0 | 51.3887
| LCA | Big Creek/Ventura | Monthly System Peak Day | February | CAISO 1-in-10 | 15 | 0.26952 | 0.24628 | 0.26952 | 0.24628 | 0 | 51.7973
| LCA | Big Creek/Ventura | Monthly System Peak Day | February | CAISO 1-in-10 | 16 | 0.43804 | 0.42421 | 0.43804 | 0.42421 | 0 | 52.3548
| LCA | Big Creek/Ventura | Monthly System Peak Day | February | CAISO 1-in-10 | 17 | 0.68781 | 0.68574 | 0.68781 | 0.68574 | 0 | 52.7714
| LCA | Big Creek/Ventura | Monthly System Peak Day | February | CAISO 1-in-10 | 18 | 0.99825 | 0.97999 | 0.99825 | 0.97999 | 0 | 52.495
| LCA | Big Creek/Ventura | Monthly System Peak Day | February | CAISO 1-in-10 | 19 | 1.1809 | 1.1325 | 1.1809 | 1.1325 | 0 | 51.5341
| LCA | Big Creek/Ventura | Monthly System Peak Day | February | CAISO 1-in-10 | 20 | 1.241 | 1.1818 | 1.241 | 1.1818 | 0 | 50.676
| LCA | Big Creek/Ventura | Monthly System Peak Day | February | CAISO 1-in-10 | 21 | 1.2168 | 1.1757 | 1.2168 | 1.1757 | 0 | 50.0318
| LCA | Big Creek/Ventura | Monthly System Peak Day | February | CAISO 1-in-10 | 22 | 1.1303 | 1.1014 | 1.1303 | 1.1014 | 0 | 49.332
| LCA | Big Creek/Ventura | Monthly System Peak Day | February | CAISO 1-in-10 | 23 | 1.0161 | 1.0012 | 1.0161 | 1.0012 | 0 | 48.6517
| LCA | Big Creek/Ventura | Monthly System Peak Day | February | CAISO 1-in-10 | 24 | 0.88197 | 0.86868 | 0.88197 | 0.86868 | 0 | 47.6521
| LCA | Big Creek/Ventura | Monthly System Peak Day | February | CAISO 1-in-2 | 1 | 0.84647 | 0.82777 | 0.84647 | 0.82777 | 0 | 40.4319
| LCA | Big Creek/Ventura | Monthly System Peak Day | February | CAISO 1-in-2 | 2 | 0.7919 | 0.77061 | 0.7919 | 0.77061 | 0 | 39.2792
| LCA | Big Creek/Ventura | Monthly System Peak Day | February | CAISO 1-in-2 | 3 | 0.76741 | 0.74298 | 0.76741 | 0.74298 | 0 | 38.7212
| LCA | Big Creek/Ventura | Monthly System Peak Day | February | CAISO 1-in-2 | 4 | 0.75653 | 0.73294 | 0.75653 | 0.73294 | 0 | 37.924
| LCA | Big Creek/Ventura | Monthly System Peak Day | February | CAISO 1-in-2 | 5 | 0.77367 | 0.7534 | 0.77367 | 0.7534 | 0 | 36.9775
| LCA | Big Creek/Ventura | Monthly System Peak Day | February | CAISO 1-in-2 | 6 | 0.81906 | 0.81665 | 0.81906 | 0.81665 | 0 | 36.5606
| LCA | Big Creek/Ventura | Monthly System Peak Day | February | CAISO 1-in-2 | 7 | 0.88707 | 0.92346 | 0.88707 | 0.92346 | 0 | 36.6608
| LCA | Big Creek/Ventura | Monthly System Peak Day | February | CAISO 1-in-2 | 8 | 0.86462 | 0.89874 | 0.86462 | 0.89874 | 0 | 36.5076
| LCA | Big Creek/Ventura | Monthly System Peak Day | February | CAISO 1-in-2 | 9 | 0.677 | 0.66515 | 0.677 | 0.66515 | 0 | 38.1448
| LCA | Big Creek/Ventura | Monthly System Peak Day | February | CAISO 1-in-2 | 10 | 0.46297 | 0.45468 | 0.46297 | 0.45468 | 0 | 41.2769
| LCA | Big Creek/Ventura | Monthly System Peak Day | February | CAISO 1-in-2 | 11 | 0.28081 | 0.28133 | 0.28081 | 0.28133 | 0 | 44.7041
| LCA | Big Creek/Ventura | Monthly System Peak Day | February | CAISO 1-in-2 | 12 | 0.19813 | 0.1847 | 0.19813 | 0.1847 | 0 | 47.5748
| LCA | Big Creek/Ventura | Monthly System Peak Day | February | CAISO 1-in-2 | 13 | 0.17964 | 0.15492 | 0.17964 | 0.15492 | 0 | 50.3476
| LCA | Big Creek/Ventura | Monthly System Peak Day | February | CAISO 1-in-2 | 14 | 0.23829 | 0.20402 | 0.23829 | 0.20402 | 0 | 52.1218
| LCA | Big Creek/Ventura | Monthly System Peak Day | February | CAISO 1-in-2 | 15 | 0.35226 | 0.32902 | 0.35226 | 0.32902 | 0 | 53.2808
| LCA | Big Creek/Ventura | Monthly System Peak Day | February | CAISO 1-in-2 | 16 | 0.53724 | 0.52341 | 0.53724 | 0.52341 | 0 | 54.2516
| LCA | Big Creek/Ventura | Monthly System Peak Day | February | CAISO 1-in-2 | 17 | 0.79953 | 0.79746 | 0.79953 | 0.79746 | 0 | 54.4857
| LCA | Big Creek/Ventura | Monthly System Peak Day | February | CAISO 1-in-2 | 18 | 1.1071 | 1.0889 | 1.1071 | 1.0889 | 0 | 53.3498
| LCA | Big Creek/Ventura | Monthly System Peak Day | February | CAISO 1-in-2 | 19 | 1.2695 | 1.2212 | 1.2695 | 1.2212 | 0 | 50.9729
| LCA | Big Creek/Ventura | Monthly System Peak Day | February | CAISO 1-in-2 | 20 | 1.3121 | 1.2528 | 1.3121 | 1.2528 | 0 | 48.3586
| LCA | Big Creek/Ventura | Monthly System Peak Day | February | CAISO 1-in-2 | 21 | 1.2762 | 1.2351 | 1.2762 | 1.2351 | 0 | 46.5012
| LCA | Big Creek/Ventura | Monthly System Peak Day | February | CAISO 1-in-2 | 22 | 1.187 | 1.1581 | 1.187 | 1.1581 | 0 | 44.8785
| LCA | Big Creek/Ventura | Monthly System Peak Day | February | CAISO 1-in-2 | 23 | 1.0706 | 1.0557 | 1.0706 | 1.0557 | 0 | 43.34
| LCA | Big Creek/Ventura | Monthly System Peak Day | February | CAISO 1-in-2 | 24 | 0.93243 | 0.91914 | 0.93243 | 0.91914 | 0 | 41.8009
| LCA | Big Creek/Ventura | Monthly System Peak Day | February | SCE 1-in-10 | 1 | 0.91197 | 0.89327 | 0.91197 | 0.89327 | 0 | 60.3282
| LCA | Big Creek/Ventura | Monthly System Peak Day | February | SCE 1-in-10 | 2 | 0.76278 | 0.74149 | 0.76278 | 0.74149 | 0 | 58.0967
| LCA | Big Creek/Ventura | Monthly System Peak Day | February | SCE 1-in-10 | 3 | 0.71041 | 0.68598 | 0.71041 | 0.68598 | 0 | 59.0002
| LCA | Big Creek/Ventura | Monthly System Peak Day | February | SCE 1-in-10 | 4 | 0.66862 | 0.64503 | 0.66862 | 0.64503 | 0 | 57.3961
| LCA | Big Creek/Ventura | Monthly System Peak Day | February | SCE 1-in-10 | 5 | 0.65551 | 0.63524 | 0.65551 | 0.63524 | 0 | 55.8843
| LCA | Big Creek/Ventura | Monthly System Peak Day | February | SCE 1-in-10 | 6 | 0.67082 | 0.66842 | 0.67082 | 0.66842 | 0 | 53.8347
| LCA | Big Creek/Ventura | Monthly System Peak Day | February | SCE 1-in-10 | 7 | 0.69163 | 0.72802 | 0.69163 | 0.72802 | 0 | 52.3904
| LCA | Big Creek/Ventura | Monthly System Peak Day | February | SCE 1-in-10 | 8 | 0.63816 | 0.67228 | 0.63816 | 0.67228 | 0 | 51.2227
| LCA | Big Creek/Ventura | Monthly System Peak Day | February | SCE 1-in-10 | 9 | 0.47338 | 0.46153 | 0.47338 | 0.46153 | 0 | 51.9337
| LCA | Big Creek/Ventura | Monthly System Peak Day | February | SCE 1-in-10 | 10 | 0.2568 | 0.24851 | 0.2568 | 0.24851 | 0 | 58.1331
| LCA | Big Creek/Ventura | Monthly System Peak Day | February | SCE 1-in-10 | 11 | 0.052614 | 0.053134 | 0.052614 | 0.053134 | 0 | 64.5729
| LCA | Big Creek/Ventura | Monthly System Peak Day | February | SCE 1-in-10 | 12 | -0.042901 | -0.05633 | -0.042901 | -0.05633 | 0 | 70.0082
| LCA | Big Creek/Ventura | Monthly System Peak Day | February | SCE 1-in-10 | 13 | -0.022398 | -0.047119 | -0.022398 | -0.047119 | 0 | 73.1136
| LCA | Big Creek/Ventura | Monthly System Peak Day | February | SCE 1-in-10 | 14 | 0.071686 | 0.037414 | 0.071686 | 0.037414 | 0 | 75.2788
| LCA | Big Creek/Ventura | Monthly System Peak Day | February | SCE 1-in-10 | 15 | 0.2272 | 0.20396 | 0.2272 | 0.20396 | 0 | 76.7937
| LCA | Big Creek/Ventura | Monthly System Peak Day | February | SCE 1-in-10 | 16 | 0.47022 | 0.45639 | 0.47022 | 0.45639 | 0 | 77.8941
| LCA | Big Creek/Ventura | Monthly System Peak Day | February | SCE 1-in-10 | 17 | 0.75476 | 0.75269 | 0.10154 | 0.099468 | 0.061891 | 77.4936
| LCA | Big Creek/Ventura | Monthly System Peak Day | February | SCE 1-in-10 | 18 | 1.071 | 1.0527 | 0.40613 | 0.58442 | 0.29281 | 77.095
| LCA | Big Creek/Ventura | Monthly System Peak Day | February | SCE 1-in-10 | 19 | 1.2766 | 1.2283 | 0.657 | 0.81943 | 0.26792 | 73.7164
| LCA | Big Creek/Ventura | Monthly System Peak Day | February | SCE 1-in-10 | 20 | 1.3251 | 1.2658 | 0.85371 | 0.92953 | 0.14139 | 69.0659
| LCA | Big Creek/Ventura | Monthly System Peak Day | February | SCE 1-in-10 | 21 | 1.2886 | 1.2476 | 0.86796 | 0.88968 | 0.16359 | 64.8938
| LCA | Big Creek/Ventura | Monthly System Peak Day | February | SCE 1-in-10 | 22 | 1.1826 | 1.1537 | 1.206 | 1.3635 | 0.011677 | 61.056
| LCA | Big Creek/Ventura | Monthly System Peak Day | February | SCE 1-in-10 | 23 | 1.0744 | 1.0595 | 1.0744 | 1.0595 | 0 | 58.5873
| LCA | Big Creek/Ventura | Monthly System Peak Day | February | SCE 1-in-10 | 24 | 0.91563 | 0.90235 | 0.91563 | 0.90235 | 0 | 57.2401
| LCA | Big Creek/Ventura | Monthly System Peak Day | February | SCE 1-in-2 | 1 | 0.83916 | 0.82046 | 0.83916 | 0.82046 | 0 | 40.4104
| LCA | Big Creek/Ventura | Monthly System Peak Day | February | SCE 1-in-2 | 2 | 0.78455 | 0.76327 | 0.78455 | 0.76327 | 0 | 39.7715
| LCA | Big Creek/Ventura | Monthly System Peak Day | February | SCE 1-in-2 | 3 | 0.75972 | 0.73529 | 0.75972 | 0.73529 | 0 | 39.0062
| LCA | Big Creek/Ventura | Monthly System Peak Day | February | SCE 1-in-2 | 4 | 0.74834 | 0.72475 | 0.74834 | 0.72475 | 0 | 38.1387
| LCA | Big Creek/Ventura | Monthly System Peak Day | February | SCE 1-in-2 | 5 | 0.76476 | 0.74449 | 0.76476 | 0.74449 | 0 | 37.5417
| LCA | Big Creek/Ventura | Monthly System Peak Day | February | SCE 1-in-2 | 6 | 0.80947 | 0.80707 | 0.80947 | 0.80707 | 0 | 37.4453
| LCA | Big Creek/Ventura | Monthly System Peak Day | February | SCE 1-in-2 | 7 | 0.87678 | 0.91317 | 0.87678 | 0.91317 | 0 | 37.836
| LCA | Big Creek/Ventura | Monthly System Peak Day | February | SCE 1-in-2 | 8 | 0.8533 | 0.88743 | 0.8533 | 0.88743 | 0 | 38.6544
| LCA | Big Creek/Ventura | Monthly System Peak Day | February | SCE 1-in-2 | 9 | 0.66652 | 0.65467 | 0.66652 | 0.65467 | 0 | 40.2448
| LCA | Big Creek/Ventura | Monthly System Peak Day | February | SCE 1-in-2 | 10 | 0.45313 | 0.44484 | 0.45313 | 0.44484 | 0 | 42.8145
| LCA | Big Creek/Ventura | Monthly System Peak Day | February | SCE 1-in-2 | 11 | 0.27143 | 0.27195 | 0.27143 | 0.27195 | 0 | 45.7779
| LCA | Big Creek/Ventura | Monthly System Peak Day | February | SCE 1-in-2 | 12 | 0.18811 | 0.17468 | 0.18811 | 0.17468 | 0 | 48.4072
| LCA | Big Creek/Ventura | Monthly System Peak Day | February | SCE 1-in-2 | 13 | 0.16995 | 0.14523 | 0.16995 | 0.14523 | 0 | 50.8216
| LCA | Big Creek/Ventura | Monthly System Peak Day | February | SCE 1-in-2 | 14 | 0.22735 | 0.19308 | 0.22735 | 0.19308 | 0 | 52.4511
| LCA | Big Creek/Ventura | Monthly System Peak Day | February | SCE 1-in-2 | 15 | 0.3391 | 0.31586 | 0.3391 | 0.31586 | 0 | 53.619
| LCA | Big Creek/Ventura | Monthly System Peak Day | February | SCE 1-in-2 | 16 | 0.52146 | 0.50763 | 0.52146 | 0.50763 | 0 | 54.4176
| LCA | Big Creek/Ventura | Monthly System Peak Day | February | SCE 1-in-2 | 17 | 0.78176 | 0.77969 | 0.78176 | 0.77969 | 0 | 54.5373
| LCA | Big Creek/Ventura | Monthly System Peak Day | February | SCE 1-in-2 | 18 | 1.0898 | 1.0716 | 1.0898 | 1.0716 | 0 | 53.4585
| LCA | Big Creek/Ventura | Monthly System Peak Day | February | SCE 1-in-2 | 19 | 1.2554 | 1.2071 | 1.2554 | 1.2071 | 0 | 51.0387
| LCA | Big Creek/Ventura | Monthly System Peak Day | February | SCE 1-in-2 | 20 | 1.3008 | 1.2415 | 1.3008 | 1.2415 | 0 | 48.6561
| LCA | Big Creek/Ventura | Monthly System Peak Day | February | SCE 1-in-2 | 21 | 1.2667 | 1.2257 | 1.2667 | 1.2257 | 0 | 47.1839
| LCA | Big Creek/Ventura | Monthly System Peak Day | February | SCE 1-in-2 | 22 | 1.178 | 1.1491 | 1.178 | 1.1491 | 0 | 45.9118
| LCA | Big Creek/Ventura | Monthly System Peak Day | February | SCE 1-in-2 | 23 | 1.0619 | 1.047 | 1.0619 | 1.047 | 0 | 44.6505
| LCA | Big Creek/Ventura | Monthly System Peak Day | February | SCE 1-in-2 | 24 | 0.9244 | 0.91112 | 0.9244 | 0.91112 | 0 | 43.3883
| LCA | Big Creek/Ventura | Monthly System Peak Day | January | CAISO 1-in-10 | 1 | 0.87599 | 0.85729 | 0.87599 | 0.85729 | 0 | 42.3578
| LCA | Big Creek/Ventura | Monthly System Peak Day | January | CAISO 1-in-10 | 2 | 0.82154 | 0.80025 | 0.82154 | 0.80025 | 0 | 41.3276
| LCA | Big Creek/Ventura | Monthly System Peak Day | January | CAISO 1-in-10 | 3 | 0.79846 | 0.77403 | 0.79846 | 0.77403 | 0 | 40.5639
| LCA | Big Creek/Ventura | Monthly System Peak Day | January | CAISO 1-in-10 | 4 | 0.78958 | 0.76598 | 0.78958 | 0.76598 | 0 | 39.2217
| LCA | Big Creek/Ventura | Monthly System Peak Day | January | CAISO 1-in-10 | 5 | 0.80963 | 0.78936 | 0.80963 | 0.78936 | 0 | 38.2954
| LCA | Big Creek/Ventura | Monthly System Peak Day | January | CAISO 1-in-10 | 6 | 0.85773 | 0.85533 | 0.85773 | 0.85533 | 0 | 37.8339
| LCA | Big Creek/Ventura | Monthly System Peak Day | January | CAISO 1-in-10 | 7 | 0.9286 | 0.96499 | 0.9286 | 0.96499 | 0 | 37.7973
| LCA | Big Creek/Ventura | Monthly System Peak Day | January | CAISO 1-in-10 | 8 | 0.91029 | 0.94441 | 0.91029 | 0.94441 | 0 | 37.3391
| LCA | Big Creek/Ventura | Monthly System Peak Day | January | CAISO 1-in-10 | 9 | 0.71928 | 0.70744 | 0.71928 | 0.70744 | 0 | 37.2957
| LCA | Big Creek/Ventura | Monthly System Peak Day | January | CAISO 1-in-10 | 10 | 0.50271 | 0.49441 | 0.50271 | 0.49441 | 0 | 38.9812
| LCA | Big Creek/Ventura | Monthly System Peak Day | January | CAISO 1-in-10 | 11 | 0.31866 | 0.31918 | 0.31866 | 0.31918 | 0 | 40.119
| LCA | Big Creek/Ventura | Monthly System Peak Day | January | CAISO 1-in-10 | 12 | 0.23856 | 0.22514 | 0.23856 | 0.22514 | 0 | 41.643
| LCA | Big Creek/Ventura | Monthly System Peak Day | January | CAISO 1-in-10 | 13 | 0.21878 | 0.19406 | 0.21878 | 0.19406 | 0 | 43.819
| LCA | Big Creek/Ventura | Monthly System Peak Day | January | CAISO 1-in-10 | 14 | 0.28245 | 0.24818 | 0.28245 | 0.24818 | 0 | 45.0386
| LCA | Big Creek/Ventura | Monthly System Peak Day | January | CAISO 1-in-10 | 15 | 0.40538 | 0.38214 | 0.40538 | 0.38214 | 0 | 46.4107
| LCA | Big Creek/Ventura | Monthly System Peak Day | January | CAISO 1-in-10 | 16 | 0.60093 | 0.5871 | 0.60093 | 0.5871 | 0 | 47.2235
| LCA | Big Creek/Ventura | Monthly System Peak Day | January | CAISO 1-in-10 | 17 | 0.87126 | 0.86919 | 0.87126 | 0.86919 | 0 | 47.2502
| LCA | Big Creek/Ventura | Monthly System Peak Day | January | CAISO 1-in-10 | 18 | 1.1771 | 1.1588 | 1.1771 | 1.1588 | 0 | 46.2928
| LCA | Big Creek/Ventura | Monthly System Peak Day | January | CAISO 1-in-10 | 19 | 1.3265 | 1.2781 | 1.3265 | 1.2781 | 0 | 44.4858
| LCA | Big Creek/Ventura | Monthly System Peak Day | January | CAISO 1-in-10 | 20 | 1.3577 | 1.2985 | 1.3577 | 1.2985 | 0 | 42.7781
| LCA | Big Creek/Ventura | Monthly System Peak Day | January | CAISO 1-in-10 | 21 | 1.3143 | 1.2732 | 1.3143 | 1.2732 | 0 | 41.5868
| LCA | Big Creek/Ventura | Monthly System Peak Day | January | CAISO 1-in-10 | 22 | 1.2234 | 1.1946 | 1.2234 | 1.1946 | 0 | 40.8493
| LCA | Big Creek/Ventura | Monthly System Peak Day | January | CAISO 1-in-10 | 23 | 1.1055 | 1.0906 | 1.1055 | 1.0906 | 0 | 39.6257
| LCA | Big Creek/Ventura | Monthly System Peak Day | January | CAISO 1-in-10 | 24 | 0.96482 | 0.95154 | 0.96482 | 0.95154 | 0 | 38.7514
| LCA | Big Creek/Ventura | Monthly System Peak Day | January | CAISO 1-in-2 | 1 | 0.83819 | 0.81949 | 0.83819 | 0.81949 | 0 | 43.505
| LCA | Big Creek/Ventura | Monthly System Peak Day | January | CAISO 1-in-2 | 2 | 0.78358 | 0.7623 | 0.78358 | 0.7623 | 0 | 42.3094
| LCA | Big Creek/Ventura | Monthly System Peak Day | January | CAISO 1-in-2 | 3 | 0.7587 | 0.73427 | 0.7587 | 0.73427 | 0 | 41.002
| LCA | Big Creek/Ventura | Monthly System Peak Day | January | CAISO 1-in-2 | 4 | 0.74726 | 0.72366 | 0.74726 | 0.72366 | 0 | 39.9778
| LCA | Big Creek/Ventura | Monthly System Peak Day | January | CAISO 1-in-2 | 5 | 0.76358 | 0.7433 | 0.76358 | 0.7433 | 0 | 39.3151
| LCA | Big Creek/Ventura | Monthly System Peak Day | January | CAISO 1-in-2 | 6 | 0.8082 | 0.8058 | 0.8082 | 0.8058 | 0 | 38.8097
| LCA | Big Creek/Ventura | Monthly System Peak Day | January | CAISO 1-in-2 | 7 | 0.87542 | 0.91181 | 0.87542 | 0.91181 | 0 | 38.7478
| LCA | Big Creek/Ventura | Monthly System Peak Day | January | CAISO 1-in-2 | 8 | 0.8518 | 0.88592 | 0.8518 | 0.88592 | 0 | 38.8208
| LCA | Big Creek/Ventura | Monthly System Peak Day | January | CAISO 1-in-2 | 9 | 0.66513 | 0.65328 | 0.66513 | 0.65328 | 0 | 39.1615
| LCA | Big Creek/Ventura | Monthly System Peak Day | January | CAISO 1-in-2 | 10 | 0.45182 | 0.44353 | 0.45182 | 0.44353 | 0 | 41.9356
| LCA | Big Creek/Ventura | Monthly System Peak Day | January | CAISO 1-in-2 | 11 | 0.27019 | 0.27071 | 0.27019 | 0.27071 | 0 | 46.2665
| LCA | Big Creek/Ventura | Monthly System Peak Day | January | CAISO 1-in-2 | 12 | 0.18678 | 0.17335 | 0.18678 | 0.17335 | 0 | 49.3318
| LCA | Big Creek/Ventura | Monthly System Peak Day | January | CAISO 1-in-2 | 13 | 0.16866 | 0.14394 | 0.16866 | 0.14394 | 0 | 50.1558
| LCA | Big Creek/Ventura | Monthly System Peak Day | January | CAISO 1-in-2 | 14 | 0.2259 | 0.19163 | 0.2259 | 0.19163 | 0 | 51.0129
| LCA | Big Creek/Ventura | Monthly System Peak Day | January | CAISO 1-in-2 | 15 | 0.33735 | 0.31411 | 0.33735 | 0.31411 | 0 | 51.7284
| LCA | Big Creek/Ventura | Monthly System Peak Day | January | CAISO 1-in-2 | 16 | 0.51937 | 0.50553 | 0.51937 | 0.50553 | 0 | 51.6556
| LCA | Big Creek/Ventura | Monthly System Peak Day | January | CAISO 1-in-2 | 17 | 0.7794 | 0.77733 | 0.7794 | 0.77733 | 0 | 52.0492
| LCA | Big Creek/Ventura | Monthly System Peak Day | January | CAISO 1-in-2 | 18 | 1.0875 | 1.0693 | 1.0875 | 1.0693 | 0 | 51.3024
| LCA | Big Creek/Ventura | Monthly System Peak Day | January | CAISO 1-in-2 | 19 | 1.2535 | 1.2052 | 1.2535 | 1.2052 | 0 | 49.3761
| LCA | Big Creek/Ventura | Monthly System Peak Day | January | CAISO 1-in-2 | 20 | 1.2993 | 1.24 | 1.2993 | 1.24 | 0 | 48.1538
| LCA | Big Creek/Ventura | Monthly System Peak Day | January | CAISO 1-in-2 | 21 | 1.2655 | 1.2244 | 1.2655 | 1.2244 | 0 | 47.0673
| LCA | Big Creek/Ventura | Monthly System Peak Day | January | CAISO 1-in-2 | 22 | 1.1768 | 1.1479 | 1.1768 | 1.1479 | 0 | 46.1876
| LCA | Big Creek/Ventura | Monthly System Peak Day | January | CAISO 1-in-2 | 23 | 1.0608 | 1.0459 | 1.0608 | 1.0459 | 0 | 45.5319
| LCA | Big Creek/Ventura | Monthly System Peak Day | January | CAISO 1-in-2 | 24 | 0.92333 | 0.91005 | 0.92333 | 0.91005 | 0 | 45.1345
| LCA | Big Creek/Ventura | Monthly System Peak Day | January | SCE 1-in-10 | 1 | 0.87866 | 0.85995 | 0.87866 | 0.85995 | 0 | 40.5022
| LCA | Big Creek/Ventura | Monthly System Peak Day | January | SCE 1-in-10 | 2 | 0.82422 | 0.80293 | 0.82422 | 0.80293 | 0 | 39.5221
| LCA | Big Creek/Ventura | Monthly System Peak Day | January | SCE 1-in-10 | 3 | 0.80127 | 0.77684 | 0.80127 | 0.77684 | 0 | 38.6106
| LCA | Big Creek/Ventura | Monthly System Peak Day | January | SCE 1-in-10 | 4 | 0.79256 | 0.76897 | 0.79256 | 0.76897 | 0 | 37.4136
| LCA | Big Creek/Ventura | Monthly System Peak Day | January | SCE 1-in-10 | 5 | 0.81288 | 0.79261 | 0.81288 | 0.79261 | 0 | 36.7595
| LCA | Big Creek/Ventura | Monthly System Peak Day | January | SCE 1-in-10 | 6 | 0.86123 | 0.85883 | 0.86123 | 0.85883 | 0 | 36.3727
| LCA | Big Creek/Ventura | Monthly System Peak Day | January | SCE 1-in-10 | 7 | 0.93236 | 0.96875 | 0.93236 | 0.96875 | 0 | 36.2423
| LCA | Big Creek/Ventura | Monthly System Peak Day | January | SCE 1-in-10 | 8 | 0.91442 | 0.94854 | 0.91442 | 0.94854 | 0 | 36.4099
| LCA | Big Creek/Ventura | Monthly System Peak Day | January | SCE 1-in-10 | 9 | 0.7231 | 0.71126 | 0.7231 | 0.71126 | 0 | 36.7421
| LCA | Big Creek/Ventura | Monthly System Peak Day | January | SCE 1-in-10 | 10 | 0.5063 | 0.498 | 0.5063 | 0.498 | 0 | 39.1596
| LCA | Big Creek/Ventura | Monthly System Peak Day | January | SCE 1-in-10 | 11 | 0.32208 | 0.3226 | 0.32208 | 0.3226 | 0 | 41.4727
| LCA | Big Creek/Ventura | Monthly System Peak Day | January | SCE 1-in-10 | 12 | 0.24222 | 0.22879 | 0.24222 | 0.22879 | 0 | 43.6067
| LCA | Big Creek/Ventura | Monthly System Peak Day | January | SCE 1-in-10 | 13 | 0.22232 | 0.1976 | 0.22232 | 0.1976 | 0 | 43.9151
| LCA | Big Creek/Ventura | Monthly System Peak Day | January | SCE 1-in-10 | 14 | 0.28644 | 0.25217 | 0.28644 | 0.25217 | 0 | 45.0859
| LCA | Big Creek/Ventura | Monthly System Peak Day | January | SCE 1-in-10 | 15 | 0.41018 | 0.38694 | 0.41018 | 0.38694 | 0 | 46.1285
| LCA | Big Creek/Ventura | Monthly System Peak Day | January | SCE 1-in-10 | 16 | 0.60669 | 0.59285 | 0.60669 | 0.59285 | 0 | 46.3335
| LCA | Big Creek/Ventura | Monthly System Peak Day | January | SCE 1-in-10 | 17 | 0.87774 | 0.87567 | 0.87774 | 0.87567 | 0 | 47.0463
| LCA | Big Creek/Ventura | Monthly System Peak Day | January | SCE 1-in-10 | 18 | 1.1834 | 1.1651 | 1.1834 | 1.1651 | 0 | 46.1138
| LCA | Big Creek/Ventura | Monthly System Peak Day | January | SCE 1-in-10 | 19 | 1.3316 | 1.2833 | 1.3316 | 1.2833 | 0 | 44.0791
| LCA | Big Creek/Ventura | Monthly System Peak Day | January | SCE 1-in-10 | 20 | 1.3618 | 1.3026 | 1.3618 | 1.3026 | 0 | 43.0069
| LCA | Big Creek/Ventura | Monthly System Peak Day | January | SCE 1-in-10 | 21 | 1.3177 | 1.2767 | 1.3177 | 1.2767 | 0 | 42.1858
| LCA | Big Creek/Ventura | Monthly System Peak Day | January | SCE 1-in-10 | 22 | 1.2267 | 1.1978 | 1.2267 | 1.1978 | 0 | 41.6785
| LCA | Big Creek/Ventura | Monthly System Peak Day | January | SCE 1-in-10 | 23 | 1.1087 | 1.0938 | 1.1087 | 1.0938 | 0 | 41.0793
| LCA | Big Creek/Ventura | Monthly System Peak Day | January | SCE 1-in-10 | 24 | 0.96775 | 0.95447 | 0.96775 | 0.95447 | 0 | 40.9543
| LCA | Big Creek/Ventura | Monthly System Peak Day | January | SCE 1-in-2 | 1 | 0.84695 | 0.82825 | 0.84695 | 0.82825 | 0 | 42.9379
| LCA | Big Creek/Ventura | Monthly System Peak Day | January | SCE 1-in-2 | 2 | 0.79238 | 0.7711 | 0.79238 | 0.7711 | 0 | 42.371
| LCA | Big Creek/Ventura | Monthly System Peak Day | January | SCE 1-in-2 | 3 | 0.76792 | 0.74349 | 0.76792 | 0.74349 | 0 | 41.285
| LCA | Big Creek/Ventura | Monthly System Peak Day | January | SCE 1-in-2 | 4 | 0.75707 | 0.73348 | 0.75707 | 0.73348 | 0 | 39.9961
| LCA | Big Creek/Ventura | Monthly System Peak Day | January | SCE 1-in-2 | 5 | 0.77426 | 0.75398 | 0.77426 | 0.75398 | 0 | 38.429
| LCA | Big Creek/Ventura | Monthly System Peak Day | January | SCE 1-in-2 | 6 | 0.81969 | 0.81728 | 0.81969 | 0.81728 | 0 | 37.6454
| LCA | Big Creek/Ventura | Monthly System Peak Day | January | SCE 1-in-2 | 7 | 0.88775 | 0.92414 | 0.88775 | 0.92414 | 0 | 37.4982
| LCA | Big Creek/Ventura | Monthly System Peak Day | January | SCE 1-in-2 | 8 | 0.86536 | 0.89949 | 0.86536 | 0.89949 | 0 | 37.7389
| LCA | Big Creek/Ventura | Monthly System Peak Day | January | SCE 1-in-2 | 9 | 0.67769 | 0.66584 | 0.67769 | 0.66584 | 0 | 38.7346
| LCA | Big Creek/Ventura | Monthly System Peak Day | January | SCE 1-in-2 | 10 | 0.46362 | 0.45533 | 0.46362 | 0.45533 | 0 | 41.897
| LCA | Big Creek/Ventura | Monthly System Peak Day | January | SCE 1-in-2 | 11 | 0.28143 | 0.28195 | 0.28143 | 0.28195 | 0 | 45.3846
| LCA | Big Creek/Ventura | Monthly System Peak Day | January | SCE 1-in-2 | 12 | 0.19879 | 0.18536 | 0.19879 | 0.18536 | 0 | 47.8739
| LCA | Big Creek/Ventura | Monthly System Peak Day | January | SCE 1-in-2 | 13 | 0.18028 | 0.15556 | 0.18028 | 0.15556 | 0 | 49.538
| LCA | Big Creek/Ventura | Monthly System Peak Day | January | SCE 1-in-2 | 14 | 0.23901 | 0.20474 | 0.23901 | 0.20474 | 0 | 50.1184
| LCA | Big Creek/Ventura | Monthly System Peak Day | January | SCE 1-in-2 | 15 | 0.35312 | 0.32988 | 0.35312 | 0.32988 | 0 | 50.5104
| LCA | Big Creek/Ventura | Monthly System Peak Day | January | SCE 1-in-2 | 16 | 0.53828 | 0.52445 | 0.53828 | 0.52445 | 0 | 51.2417
| LCA | Big Creek/Ventura | Monthly System Peak Day | January | SCE 1-in-2 | 17 | 0.8007 | 0.79863 | 0.8007 | 0.79863 | 0 | 51.38
| LCA | Big Creek/Ventura | Monthly System Peak Day | January | SCE 1-in-2 | 18 | 1.1083 | 1.09 | 1.1083 | 1.09 | 0 | 50.7149
| LCA | Big Creek/Ventura | Monthly System Peak Day | January | SCE 1-in-2 | 19 | 1.2705 | 1.2221 | 1.2705 | 1.2221 | 0 | 48.7564
| LCA | Big Creek/Ventura | Monthly System Peak Day | January | SCE 1-in-2 | 20 | 1.3128 | 1.2536 | 1.3128 | 1.2536 | 0 | 47.3829
| LCA | Big Creek/Ventura | Monthly System Peak Day | January | SCE 1-in-2 | 21 | 1.2768 | 1.2357 | 1.2768 | 1.2357 | 0 | 45.9713
| LCA | Big Creek/Ventura | Monthly System Peak Day | January | SCE 1-in-2 | 22 | 1.1876 | 1.1587 | 1.1876 | 1.1587 | 0 | 44.6273
| LCA | Big Creek/Ventura | Monthly System Peak Day | January | SCE 1-in-2 | 23 | 1.0712 | 1.0562 | 1.0712 | 1.0562 | 0 | 43.0625
| LCA | Big Creek/Ventura | Monthly System Peak Day | January | SCE 1-in-2 | 24 | 0.93295 | 0.91967 | 0.93295 | 0.91967 | 0 | 42.1913
| LCA | Big Creek/Ventura | Monthly System Peak Day | July | CAISO 1-in-10 | 1 | 1.8781 | 1.8594 | 1.8781 | 1.8594 | 0 | 82.0825
| LCA | Big Creek/Ventura | Monthly System Peak Day | July | CAISO 1-in-10 | 2 | 1.6651 | 1.6438 | 1.6651 | 1.6438 | 0 | 81.7348
| LCA | Big Creek/Ventura | Monthly System Peak Day | July | CAISO 1-in-10 | 3 | 1.4303 | 1.4059 | 1.4303 | 1.4059 | 0 | 79.3221
| LCA | Big Creek/Ventura | Monthly System Peak Day | July | CAISO 1-in-10 | 4 | 1.1939 | 1.1703 | 1.1939 | 1.1703 | 0 | 75.489
| LCA | Big Creek/Ventura | Monthly System Peak Day | July | CAISO 1-in-10 | 5 | 1.0756 | 1.0553 | 1.0756 | 1.0553 | 0 | 73.4722
| LCA | Big Creek/Ventura | Monthly System Peak Day | July | CAISO 1-in-10 | 6 | 1.0337 | 1.0313 | 1.0337 | 1.0313 | 0 | 72.6204
| LCA | Big Creek/Ventura | Monthly System Peak Day | July | CAISO 1-in-10 | 7 | 0.98602 | 1.0224 | 0.98602 | 1.0224 | 0 | 72.0423
| LCA | Big Creek/Ventura | Monthly System Peak Day | July | CAISO 1-in-10 | 8 | 0.94931 | 0.98344 | 0.94931 | 0.98344 | 0 | 72.078
| LCA | Big Creek/Ventura | Monthly System Peak Day | July | CAISO 1-in-10 | 9 | 0.911 | 0.89915 | 0.911 | 0.89915 | 0 | 75.7234
| LCA | Big Creek/Ventura | Monthly System Peak Day | July | CAISO 1-in-10 | 10 | 0.84217 | 0.83388 | 0.84217 | 0.83388 | 0 | 81.5187
| LCA | Big Creek/Ventura | Monthly System Peak Day | July | CAISO 1-in-10 | 11 | 0.90884 | 0.90936 | 0.90884 | 0.90936 | 0 | 86.7946
| LCA | Big Creek/Ventura | Monthly System Peak Day | July | CAISO 1-in-10 | 12 | 1.1385 | 1.1251 | 1.1385 | 1.1251 | 0 | 91.828
| LCA | Big Creek/Ventura | Monthly System Peak Day | July | CAISO 1-in-10 | 13 | 1.4866 | 1.4619 | 1.4866 | 1.4619 | 0 | 94.8621
| LCA | Big Creek/Ventura | Monthly System Peak Day | July | CAISO 1-in-10 | 14 | 1.8744 | 1.8401 | 1.8744 | 1.8401 | 0 | 96.8626
| LCA | Big Creek/Ventura | Monthly System Peak Day | July | CAISO 1-in-10 | 15 | 2.2798 | 2.2566 | 2.2798 | 2.2566 | 0 | 98.8714
| LCA | Big Creek/Ventura | Monthly System Peak Day | July | CAISO 1-in-10 | 16 | 2.7046 | 2.6908 | 2.7046 | 2.6908 | 0 | 99.5482
| LCA | Big Creek/Ventura | Monthly System Peak Day | July | CAISO 1-in-10 | 17 | 3.0721 | 3.0701 | 1.8306 | 1.7734 | 0.042679 | 99.2723
| LCA | Big Creek/Ventura | Monthly System Peak Day | July | CAISO 1-in-10 | 18 | 3.4303 | 3.4121 | 2.5974 | 2.7776 | 0.065 | 98.8958
| LCA | Big Creek/Ventura | Monthly System Peak Day | July | CAISO 1-in-10 | 19 | 3.5685 | 3.5202 | 3.055 | 3.2189 | 0.043484 | 97.7954
| LCA | Big Creek/Ventura | Monthly System Peak Day | July | CAISO 1-in-10 | 20 | 3.4221 | 3.3628 | 3.0852 | 3.161 | 0.025109 | 95.0722
| LCA | Big Creek/Ventura | Monthly System Peak Day | July | CAISO 1-in-10 | 21 | 3.2256 | 3.1846 | 2.8707 | 2.9647 | 0.03066 | 91.591
| LCA | Big Creek/Ventura | Monthly System Peak Day | July | CAISO 1-in-10 | 22 | 2.9573 | 2.9284 | 3.4257 | 3.5832 | 0.033346 | 86.8168
| LCA | Big Creek/Ventura | Monthly System Peak Day | July | CAISO 1-in-10 | 23 | 2.5758 | 2.5608 | 2.7759 | 2.835 | 0.030501 | 84.2946
| LCA | Big Creek/Ventura | Monthly System Peak Day | July | CAISO 1-in-10 | 24 | 2.1366 | 2.1233 | 2.2644 | 2.2544 | 0.025656 | 81.5588
| LCA | Big Creek/Ventura | Monthly System Peak Day | July | CAISO 1-in-2 | 1 | 1.5403 | 1.5216 | 1.5403 | 1.5216 | 0 | 75.9345
| LCA | Big Creek/Ventura | Monthly System Peak Day | July | CAISO 1-in-2 | 2 | 1.3161 | 1.2948 | 1.3161 | 1.2948 | 0 | 74.472
| LCA | Big Creek/Ventura | Monthly System Peak Day | July | CAISO 1-in-2 | 3 | 1.1756 | 1.1511 | 1.1756 | 1.1511 | 0 | 73.4433
| LCA | Big Creek/Ventura | Monthly System Peak Day | July | CAISO 1-in-2 | 4 | 1.0524 | 1.0289 | 1.0524 | 1.0289 | 0 | 72.1221
| LCA | Big Creek/Ventura | Monthly System Peak Day | July | CAISO 1-in-2 | 5 | 0.98154 | 0.96126 | 0.98154 | 0.96126 | 0 | 71.4189
| LCA | Big Creek/Ventura | Monthly System Peak Day | July | CAISO 1-in-2 | 6 | 0.9424 | 0.93999 | 0.9424 | 0.93999 | 0 | 70.5285
| LCA | Big Creek/Ventura | Monthly System Peak Day | July | CAISO 1-in-2 | 7 | 0.89797 | 0.93436 | 0.89797 | 0.93436 | 0 | 69.7504
| LCA | Big Creek/Ventura | Monthly System Peak Day | July | CAISO 1-in-2 | 8 | 0.85934 | 0.89346 | 0.85934 | 0.89346 | 0 | 70.0521
| LCA | Big Creek/Ventura | Monthly System Peak Day | July | CAISO 1-in-2 | 9 | 0.80357 | 0.79172 | 0.80357 | 0.79172 | 0 | 73.3936
| LCA | Big Creek/Ventura | Monthly System Peak Day | July | CAISO 1-in-2 | 10 | 0.68867 | 0.68038 | 0.68867 | 0.68038 | 0 | 78.0037
| LCA | Big Creek/Ventura | Monthly System Peak Day | July | CAISO 1-in-2 | 11 | 0.6942 | 0.69472 | 0.6942 | 0.69472 | 0 | 82.4797
| LCA | Big Creek/Ventura | Monthly System Peak Day | July | CAISO 1-in-2 | 12 | 0.86758 | 0.85415 | 0.86758 | 0.85415 | 0 | 86.279
| LCA | Big Creek/Ventura | Monthly System Peak Day | July | CAISO 1-in-2 | 13 | 1.1203 | 1.0956 | 1.1203 | 1.0956 | 0 | 90.1513
| LCA | Big Creek/Ventura | Monthly System Peak Day | July | CAISO 1-in-2 | 14 | 1.4416 | 1.4073 | 1.4416 | 1.4073 | 0 | 92.4901
| LCA | Big Creek/Ventura | Monthly System Peak Day | July | CAISO 1-in-2 | 15 | 1.8001 | 1.7769 | 1.8001 | 1.7769 | 0 | 94.5218
| LCA | Big Creek/Ventura | Monthly System Peak Day | July | CAISO 1-in-2 | 16 | 2.1976 | 2.1838 | 2.1976 | 2.1838 | 0 | 95.1688
| LCA | Big Creek/Ventura | Monthly System Peak Day | July | CAISO 1-in-2 | 17 | 2.5714 | 2.5694 | 1.4265 | 1.3693 | 0.038263 | 95.4282
| LCA | Big Creek/Ventura | Monthly System Peak Day | July | CAISO 1-in-2 | 18 | 2.9302 | 2.9119 | 2.1276 | 2.3078 | 0.090874 | 94.9092
| LCA | Big Creek/Ventura | Monthly System Peak Day | July | CAISO 1-in-2 | 19 | 3.0872 | 3.0388 | 2.555 | 2.7189 | 0.072748 | 93.6112
| LCA | Big Creek/Ventura | Monthly System Peak Day | July | CAISO 1-in-2 | 20 | 2.9809 | 2.9217 | 2.6212 | 2.697 | 0.033781 | 90.6649
| LCA | Big Creek/Ventura | Monthly System Peak Day | July | CAISO 1-in-2 | 21 | 2.8163 | 2.7753 | 2.4372 | 2.5312 | 0.049672 | 86.912
| LCA | Big Creek/Ventura | Monthly System Peak Day | July | CAISO 1-in-2 | 22 | 2.6079 | 2.579 | 3.0239 | 3.1815 | 0.032135 | 83.7845
| LCA | Big Creek/Ventura | Monthly System Peak Day | July | CAISO 1-in-2 | 23 | 2.2736 | 2.2587 | 2.4377 | 2.4968 | 0.029322 | 81.5043
| LCA | Big Creek/Ventura | Monthly System Peak Day | July | CAISO 1-in-2 | 24 | 1.8897 | 1.8764 | 1.9942 | 1.9842 | 0.024722 | 79.355
| LCA | Big Creek/Ventura | Monthly System Peak Day | July | SCE 1-in-10 | 1 | 1.7965 | 1.7778 | 1.7965 | 1.7778 | 0 | 80.3394
| LCA | Big Creek/Ventura | Monthly System Peak Day | July | SCE 1-in-10 | 2 | 1.4651 | 1.4439 | 1.4651 | 1.4439 | 0 | 77.1417
| LCA | Big Creek/Ventura | Monthly System Peak Day | July | SCE 1-in-10 | 3 | 1.2778 | 1.2534 | 1.2778 | 1.2534 | 0 | 75.3336
| LCA | Big Creek/Ventura | Monthly System Peak Day | July | SCE 1-in-10 | 4 | 1.1379 | 1.1143 | 1.1379 | 1.1143 | 0 | 73.6302
| LCA | Big Creek/Ventura | Monthly System Peak Day | July | SCE 1-in-10 | 5 | 1.0301 | 1.0098 | 1.0301 | 1.0098 | 0 | 71.6551
| LCA | Big Creek/Ventura | Monthly System Peak Day | July | SCE 1-in-10 | 6 | 0.963 | 0.9606 | 0.963 | 0.9606 | 0 | 69.8259
| LCA | Big Creek/Ventura | Monthly System Peak Day | July | SCE 1-in-10 | 7 | 0.9058 | 0.94219 | 0.9058 | 0.94219 | 0 | 68.8165
| LCA | Big Creek/Ventura | Monthly System Peak Day | July | SCE 1-in-10 | 8 | 0.87112 | 0.90524 | 0.87112 | 0.90524 | 0 | 69.2418
| LCA | Big Creek/Ventura | Monthly System Peak Day | July | SCE 1-in-10 | 9 | 0.85474 | 0.8429 | 0.85474 | 0.8429 | 0 | 73.3874
| LCA | Big Creek/Ventura | Monthly System Peak Day | July | SCE 1-in-10 | 10 | 0.85549 | 0.84719 | 0.85549 | 0.84719 | 0 | 80.068
| LCA | Big Creek/Ventura | Monthly System Peak Day | July | SCE 1-in-10 | 11 | 0.94466 | 0.94518 | 0.94466 | 0.94518 | 0 | 87.0236
| LCA | Big Creek/Ventura | Monthly System Peak Day | July | SCE 1-in-10 | 12 | 1.1801 | 1.1667 | 1.1801 | 1.1667 | 0 | 92.2134
| LCA | Big Creek/Ventura | Monthly System Peak Day | July | SCE 1-in-10 | 13 | 1.5256 | 1.5009 | 1.5256 | 1.5009 | 0 | 96.4263
| LCA | Big Creek/Ventura | Monthly System Peak Day | July | SCE 1-in-10 | 14 | 1.9335 | 1.8992 | 1.9335 | 1.8992 | 0 | 99.5735
| LCA | Big Creek/Ventura | Monthly System Peak Day | July | SCE 1-in-10 | 15 | 2.3577 | 2.3345 | 2.3577 | 2.3345 | 0 | 101.4788
| LCA | Big Creek/Ventura | Monthly System Peak Day | July | SCE 1-in-10 | 16 | 2.792 | 2.7782 | 2.792 | 2.7782 | 0 | 101.8157
| LCA | Big Creek/Ventura | Monthly System Peak Day | July | SCE 1-in-10 | 17 | 3.1778 | 3.1757 | 1.8484 | 1.7912 | 0.049113 | 102.7706
| LCA | Big Creek/Ventura | Monthly System Peak Day | July | SCE 1-in-10 | 18 | 3.5139 | 3.4956 | 2.6577 | 2.8379 | 0.066467 | 101.9322
| LCA | Big Creek/Ventura | Monthly System Peak Day | July | SCE 1-in-10 | 19 | 3.6344 | 3.5861 | 3.128 | 3.2919 | 0.039531 | 99.3861
| LCA | Big Creek/Ventura | Monthly System Peak Day | July | SCE 1-in-10 | 20 | 3.5027 | 3.4435 | 3.1791 | 3.2549 | 0.029196 | 97.6292
| LCA | Big Creek/Ventura | Monthly System Peak Day | July | SCE 1-in-10 | 21 | 3.3199 | 3.2788 | 2.9806 | 3.0746 | 0.02512 | 94.6047
| LCA | Big Creek/Ventura | Monthly System Peak Day | July | SCE 1-in-10 | 22 | 3.0828 | 3.0539 | 3.6276 | 3.7852 | 0.039134 | 91.2428
| LCA | Big Creek/Ventura | Monthly System Peak Day | July | SCE 1-in-10 | 23 | 2.6756 | 2.6606 | 2.9388 | 2.9979 | 0.037183 | 89.1794
| LCA | Big Creek/Ventura | Monthly System Peak Day | July | SCE 1-in-10 | 24 | 2.2336 | 2.2203 | 2.4252 | 2.4153 | 0.033441 | 87.5967
| LCA | Big Creek/Ventura | Monthly System Peak Day | July | SCE 1-in-2 | 1 | 1.6004 | 1.5817 | 1.6004 | 1.5817 | 0 | 77.0579
| LCA | Big Creek/Ventura | Monthly System Peak Day | July | SCE 1-in-2 | 2 | 1.3753 | 1.354 | 1.3753 | 1.354 | 0 | 75.6739
| LCA | Big Creek/Ventura | Monthly System Peak Day | July | SCE 1-in-2 | 3 | 1.24 | 1.2155 | 1.24 | 1.2155 | 0 | 74.8711
| LCA | Big Creek/Ventura | Monthly System Peak Day | July | SCE 1-in-2 | 4 | 1.1082 | 1.0846 | 1.1082 | 1.0846 | 0 | 73.5334
| LCA | Big Creek/Ventura | Monthly System Peak Day | July | SCE 1-in-2 | 5 | 1.0205 | 1.0002 | 1.0205 | 1.0002 | 0 | 72.4467
| LCA | Big Creek/Ventura | Monthly System Peak Day | July | SCE 1-in-2 | 6 | 0.97694 | 0.97454 | 0.97694 | 0.97454 | 0 | 71.4226
| LCA | Big Creek/Ventura | Monthly System Peak Day | July | SCE 1-in-2 | 7 | 0.92631 | 0.9627 | 0.92631 | 0.9627 | 0 | 70.5585
| LCA | Big Creek/Ventura | Monthly System Peak Day | July | SCE 1-in-2 | 8 | 0.88287 | 0.91699 | 0.88287 | 0.91699 | 0 | 70.5841
| LCA | Big Creek/Ventura | Monthly System Peak Day | July | SCE 1-in-2 | 9 | 0.81848 | 0.80663 | 0.81848 | 0.80663 | 0 | 73.6759
| LCA | Big Creek/Ventura | Monthly System Peak Day | July | SCE 1-in-2 | 10 | 0.71318 | 0.70489 | 0.71318 | 0.70489 | 0 | 78.2778
| LCA | Big Creek/Ventura | Monthly System Peak Day | July | SCE 1-in-2 | 11 | 0.75036 | 0.75089 | 0.75036 | 0.75089 | 0 | 82.3114
| LCA | Big Creek/Ventura | Monthly System Peak Day | July | SCE 1-in-2 | 12 | 0.92657 | 0.91314 | 0.92657 | 0.91314 | 0 | 86.4326
| LCA | Big Creek/Ventura | Monthly System Peak Day | July | SCE 1-in-2 | 13 | 1.1838 | 1.1591 | 1.1838 | 1.1591 | 0 | 90.6008
| LCA | Big Creek/Ventura | Monthly System Peak Day | July | SCE 1-in-2 | 14 | 1.5118 | 1.4776 | 1.5118 | 1.4776 | 0 | 92.4733
| LCA | Big Creek/Ventura | Monthly System Peak Day | July | SCE 1-in-2 | 15 | 1.8727 | 1.8494 | 1.8727 | 1.8494 | 0 | 94.452
| LCA | Big Creek/Ventura | Monthly System Peak Day | July | SCE 1-in-2 | 16 | 2.2738 | 2.26 | 2.2738 | 2.26 | 0 | 95.3947
| LCA | Big Creek/Ventura | Monthly System Peak Day | July | SCE 1-in-2 | 17 | 2.6428 | 2.6407 | 1.4996 | 1.4424 | 0.038214 | 95.3564
| LCA | Big Creek/Ventura | Monthly System Peak Day | July | SCE 1-in-2 | 18 | 3.0099 | 2.9916 | 2.203 | 2.3832 | 0.085994 | 95.4712
| LCA | Big Creek/Ventura | Monthly System Peak Day | July | SCE 1-in-2 | 19 | 3.166 | 3.1177 | 2.6388 | 2.8027 | 0.063337 | 94.7408
| LCA | Big Creek/Ventura | Monthly System Peak Day | July | SCE 1-in-2 | 20 | 3.0643 | 3.005 | 2.7136 | 2.7894 | 0.028365 | 92.4041
| LCA | Big Creek/Ventura | Monthly System Peak Day | July | SCE 1-in-2 | 21 | 2.9088 | 2.8678 | 2.5416 | 2.6356 | 0.039513 | 89.2
| LCA | Big Creek/Ventura | Monthly System Peak Day | July | SCE 1-in-2 | 22 | 2.6714 | 2.6426 | 3.1018 | 3.2594 | 0.032212 | 84.6181
| LCA | Big Creek/Ventura | Monthly System Peak Day | July | SCE 1-in-2 | 23 | 2.3123 | 2.2974 | 2.4723 | 2.5314 | 0.029333 | 81.188
| LCA | Big Creek/Ventura | Monthly System Peak Day | July | SCE 1-in-2 | 24 | 1.9177 | 1.9044 | 2.0146 | 2.0047 | 0.024694 | 78.641
| LCA | Big Creek/Ventura | Monthly System Peak Day | June | CAISO 1-in-10 | 1 | 1.5882 | 1.5695 | 1.5882 | 1.5695 | 0 | 76.3598
| LCA | Big Creek/Ventura | Monthly System Peak Day | June | CAISO 1-in-10 | 2 | 1.3921 | 1.3708 | 1.3921 | 1.3708 | 0 | 75.5986
| LCA | Big Creek/Ventura | Monthly System Peak Day | June | CAISO 1-in-10 | 3 | 1.2366 | 1.2121 | 1.2366 | 1.2121 | 0 | 74.2091
| LCA | Big Creek/Ventura | Monthly System Peak Day | June | CAISO 1-in-10 | 4 | 1.1148 | 1.0912 | 1.1148 | 1.0912 | 0 | 73.0079
| LCA | Big Creek/Ventura | Monthly System Peak Day | June | CAISO 1-in-10 | 5 | 1.0185 | 0.99825 | 1.0185 | 0.99825 | 0 | 71.3679
| LCA | Big Creek/Ventura | Monthly System Peak Day | June | CAISO 1-in-10 | 6 | 0.97555 | 0.97314 | 0.97555 | 0.97314 | 0 | 70.2349
| LCA | Big Creek/Ventura | Monthly System Peak Day | June | CAISO 1-in-10 | 7 | 0.91969 | 0.95608 | 0.91969 | 0.95608 | 0 | 69.2096
| LCA | Big Creek/Ventura | Monthly System Peak Day | June | CAISO 1-in-10 | 8 | 0.88749 | 0.92161 | 0.88749 | 0.92161 | 0 | 69.8372
| LCA | Big Creek/Ventura | Monthly System Peak Day | June | CAISO 1-in-10 | 9 | 0.87931 | 0.86746 | 0.87931 | 0.86746 | 0 | 74.9336
| LCA | Big Creek/Ventura | Monthly System Peak Day | June | CAISO 1-in-10 | 10 | 0.80859 | 0.8003 | 0.80859 | 0.8003 | 0 | 80.8371
| LCA | Big Creek/Ventura | Monthly System Peak Day | June | CAISO 1-in-10 | 11 | 0.8483 | 0.84882 | 0.8483 | 0.84882 | 0 | 86.3039
| LCA | Big Creek/Ventura | Monthly System Peak Day | June | CAISO 1-in-10 | 12 | 1.0644 | 1.0509 | 1.0644 | 1.0509 | 0 | 91.2046
| LCA | Big Creek/Ventura | Monthly System Peak Day | June | CAISO 1-in-10 | 13 | 1.3928 | 1.3681 | 1.3928 | 1.3681 | 0 | 94.8595
| LCA | Big Creek/Ventura | Monthly System Peak Day | June | CAISO 1-in-10 | 14 | 1.7764 | 1.7421 | 1.7764 | 1.7421 | 0 | 97.5997
| LCA | Big Creek/Ventura | Monthly System Peak Day | June | CAISO 1-in-10 | 15 | 2.1761 | 2.1528 | 2.1761 | 2.1528 | 0 | 99.0575
| LCA | Big Creek/Ventura | Monthly System Peak Day | June | CAISO 1-in-10 | 16 | 2.6061 | 2.5923 | 2.6061 | 2.5923 | 0 | 100.3359
| LCA | Big Creek/Ventura | Monthly System Peak Day | June | CAISO 1-in-10 | 17 | 2.9755 | 2.9734 | 1.7087 | 1.6515 | 0.044338 | 100.2812
| LCA | Big Creek/Ventura | Monthly System Peak Day | June | CAISO 1-in-10 | 18 | 3.3182 | 3.2999 | 2.48 | 2.6602 | 0.063422 | 99.5782
| LCA | Big Creek/Ventura | Monthly System Peak Day | June | CAISO 1-in-10 | 19 | 3.4538 | 3.4055 | 2.9423 | 3.1062 | 0.041799 | 98.2345
| LCA | Big Creek/Ventura | Monthly System Peak Day | June | CAISO 1-in-10 | 20 | 3.3377 | 3.2785 | 3.0055 | 3.0813 | 0.0258 | 95.9797
| LCA | Big Creek/Ventura | Monthly System Peak Day | June | CAISO 1-in-10 | 21 | 3.167 | 3.126 | 2.8185 | 2.9125 | 0.027401 | 92.8149
| LCA | Big Creek/Ventura | Monthly System Peak Day | June | CAISO 1-in-10 | 22 | 2.916 | 2.8871 | 3.4089 | 3.5665 | 0.034749 | 88.2392
| LCA | Big Creek/Ventura | Monthly System Peak Day | June | CAISO 1-in-10 | 23 | 2.5162 | 2.5012 | 2.7203 | 2.7795 | 0.030772 | 84.6106
| LCA | Big Creek/Ventura | Monthly System Peak Day | June | CAISO 1-in-10 | 24 | 2.0876 | 2.0743 | 2.2193 | 2.2093 | 0.025929 | 81.9257
| LCA | Big Creek/Ventura | Monthly System Peak Day | June | CAISO 1-in-2 | 1 | 1.3236 | 1.3049 | 1.3236 | 1.3049 | 0 | 71.5179
| LCA | Big Creek/Ventura | Monthly System Peak Day | June | CAISO 1-in-2 | 2 | 1.1107 | 1.0894 | 1.1107 | 1.0894 | 0 | 69.6676
| LCA | Big Creek/Ventura | Monthly System Peak Day | June | CAISO 1-in-2 | 3 | 1.0008 | 0.97635 | 1.0008 | 0.97635 | 0 | 68.2403
| LCA | Big Creek/Ventura | Monthly System Peak Day | June | CAISO 1-in-2 | 4 | 0.90903 | 0.88544 | 0.90903 | 0.88544 | 0 | 66.6019
| LCA | Big Creek/Ventura | Monthly System Peak Day | June | CAISO 1-in-2 | 5 | 0.84627 | 0.826 | 0.84627 | 0.826 | 0 | 65.1754
| LCA | Big Creek/Ventura | Monthly System Peak Day | June | CAISO 1-in-2 | 6 | 0.81746 | 0.81505 | 0.81746 | 0.81505 | 0 | 63.815
| LCA | Big Creek/Ventura | Monthly System Peak Day | June | CAISO 1-in-2 | 7 | 0.79293 | 0.82932 | 0.79293 | 0.82932 | 0 | 63.259
| LCA | Big Creek/Ventura | Monthly System Peak Day | June | CAISO 1-in-2 | 8 | 0.75349 | 0.78761 | 0.75349 | 0.78761 | 0 | 64.0051
| LCA | Big Creek/Ventura | Monthly System Peak Day | June | CAISO 1-in-2 | 9 | 0.66657 | 0.65472 | 0.66657 | 0.65472 | 0 | 67.0326
| LCA | Big Creek/Ventura | Monthly System Peak Day | June | CAISO 1-in-2 | 10 | 0.55208 | 0.54379 | 0.55208 | 0.54379 | 0 | 72.1
| LCA | Big Creek/Ventura | Monthly System Peak Day | June | CAISO 1-in-2 | 11 | 0.52158 | 0.5221 | 0.52158 | 0.5221 | 0 | 77.528
| LCA | Big Creek/Ventura | Monthly System Peak Day | June | CAISO 1-in-2 | 12 | 0.60256 | 0.58913 | 0.60256 | 0.58913 | 0 | 82.1312
| LCA | Big Creek/Ventura | Monthly System Peak Day | June | CAISO 1-in-2 | 13 | 0.78798 | 0.76326 | 0.78798 | 0.76326 | 0 | 85.9046
| LCA | Big Creek/Ventura | Monthly System Peak Day | June | CAISO 1-in-2 | 14 | 1.0476 | 1.0134 | 1.0476 | 1.0134 | 0 | 89.0689
| LCA | Big Creek/Ventura | Monthly System Peak Day | June | CAISO 1-in-2 | 15 | 1.3575 | 1.3343 | 1.3575 | 1.3343 | 0 | 91.1079
| LCA | Big Creek/Ventura | Monthly System Peak Day | June | CAISO 1-in-2 | 16 | 1.7282 | 1.7144 | 1.7282 | 1.7144 | 0 | 92.52
| LCA | Big Creek/Ventura | Monthly System Peak Day | June | CAISO 1-in-2 | 17 | 2.0881 | 2.086 | 1.0021 | 0.94487 | 0.037362 | 93.082
| LCA | Big Creek/Ventura | Monthly System Peak Day | June | CAISO 1-in-2 | 18 | 2.4224 | 2.4041 | 1.6395 | 1.8197 | 0.11609 | 92.3232
| LCA | Big Creek/Ventura | Monthly System Peak Day | June | CAISO 1-in-2 | 19 | 2.5889 | 2.5406 | 2.0429 | 2.2068 | 0.1009 | 90.5131
| LCA | Big Creek/Ventura | Monthly System Peak Day | June | CAISO 1-in-2 | 20 | 2.5609 | 2.5016 | 2.19 | 2.2658 | 0.042467 | 88.5071
| LCA | Big Creek/Ventura | Monthly System Peak Day | June | CAISO 1-in-2 | 21 | 2.4561 | 2.415 | 2.0666 | 2.1606 | 0.059316 | 84.8954
| LCA | Big Creek/Ventura | Monthly System Peak Day | June | CAISO 1-in-2 | 22 | 2.253 | 2.2241 | 2.6049 | 2.7624 | 0.034145 | 80.0723
| LCA | Big Creek/Ventura | Monthly System Peak Day | June | CAISO 1-in-2 | 23 | 1.9474 | 1.9325 | 2.0466 | 2.1058 | 0.032807 | 76.4886
| LCA | Big Creek/Ventura | Monthly System Peak Day | June | CAISO 1-in-2 | 24 | 1.6165 | 1.6032 | 1.6658 | 1.6558 | 0.027522 | 74.1377
| LCA | Big Creek/Ventura | Monthly System Peak Day | June | SCE 1-in-10 | 1 | 1.6842 | 1.6655 | 1.6842 | 1.6655 | 0 | 78.2866
| LCA | Big Creek/Ventura | Monthly System Peak Day | June | SCE 1-in-10 | 2 | 1.4483 | 1.427 | 1.4483 | 1.427 | 0 | 76.9396
| LCA | Big Creek/Ventura | Monthly System Peak Day | June | SCE 1-in-10 | 3 | 1.2669 | 1.2424 | 1.2669 | 1.2424 | 0 | 75.1056
| LCA | Big Creek/Ventura | Monthly System Peak Day | June | SCE 1-in-10 | 4 | 1.1448 | 1.1212 | 1.1448 | 1.1212 | 0 | 74.0396
| LCA | Big Creek/Ventura | Monthly System Peak Day | June | SCE 1-in-10 | 5 | 1.0419 | 1.0216 | 1.0419 | 1.0216 | 0 | 72.3259
| LCA | Big Creek/Ventura | Monthly System Peak Day | June | SCE 1-in-10 | 6 | 0.98974 | 0.98734 | 0.98974 | 0.98734 | 0 | 70.8802
| LCA | Big Creek/Ventura | Monthly System Peak Day | June | SCE 1-in-10 | 7 | 0.93247 | 0.96886 | 0.93247 | 0.96886 | 0 | 69.8032
| LCA | Big Creek/Ventura | Monthly System Peak Day | June | SCE 1-in-10 | 8 | 0.90886 | 0.94298 | 0.90886 | 0.94298 | 0 | 70.7769
| LCA | Big Creek/Ventura | Monthly System Peak Day | June | SCE 1-in-10 | 9 | 0.90683 | 0.89498 | 0.90683 | 0.89498 | 0 | 75.88
| LCA | Big Creek/Ventura | Monthly System Peak Day | June | SCE 1-in-10 | 10 | 0.81745 | 0.80915 | 0.81745 | 0.80915 | 0 | 81.6099
| LCA | Big Creek/Ventura | Monthly System Peak Day | June | SCE 1-in-10 | 11 | 0.85178 | 0.8523 | 0.85178 | 0.8523 | 0 | 86.7889
| LCA | Big Creek/Ventura | Monthly System Peak Day | June | SCE 1-in-10 | 12 | 1.0781 | 1.0646 | 1.0781 | 1.0646 | 0 | 91.4241
| LCA | Big Creek/Ventura | Monthly System Peak Day | June | SCE 1-in-10 | 13 | 1.4114 | 1.3867 | 1.4114 | 1.3867 | 0 | 94.9567
| LCA | Big Creek/Ventura | Monthly System Peak Day | June | SCE 1-in-10 | 14 | 1.7968 | 1.7625 | 1.7968 | 1.7625 | 0 | 97.2549
| LCA | Big Creek/Ventura | Monthly System Peak Day | June | SCE 1-in-10 | 15 | 2.1949 | 2.1717 | 2.1949 | 2.1717 | 0 | 98.5505
| LCA | Big Creek/Ventura | Monthly System Peak Day | June | SCE 1-in-10 | 16 | 2.6213 | 2.6074 | 2.6213 | 2.6074 | 0 | 99.6354
| LCA | Big Creek/Ventura | Monthly System Peak Day | June | SCE 1-in-10 | 17 | 2.9953 | 2.9932 | 1.7385 | 1.6813 | 0.043659 | 99.881
| LCA | Big Creek/Ventura | Monthly System Peak Day | June | SCE 1-in-10 | 18 | 3.3449 | 3.3267 | 2.5072 | 2.6874 | 0.063511 | 99.5219
| LCA | Big Creek/Ventura | Monthly System Peak Day | June | SCE 1-in-10 | 19 | 3.4798 | 3.4315 | 2.9672 | 3.1311 | 0.042695 | 97.988
| LCA | Big Creek/Ventura | Monthly System Peak Day | June | SCE 1-in-10 | 20 | 3.3592 | 3.3 | 3.027 | 3.1028 | 0.025801 | 95.9803
| LCA | Big Creek/Ventura | Monthly System Peak Day | June | SCE 1-in-10 | 21 | 3.1831 | 3.142 | 2.834 | 2.928 | 0.027617 | 92.717
| LCA | Big Creek/Ventura | Monthly System Peak Day | June | SCE 1-in-10 | 22 | 2.9272 | 2.8983 | 3.4166 | 3.5741 | 0.034511 | 88.0287
| LCA | Big Creek/Ventura | Monthly System Peak Day | June | SCE 1-in-10 | 23 | 2.517 | 2.5021 | 2.7079 | 2.7671 | 0.029991 | 83.5856
| LCA | Big Creek/Ventura | Monthly System Peak Day | June | SCE 1-in-10 | 24 | 2.0798 | 2.0665 | 2.1928 | 2.1828 | 0.024918 | 80.1629
| LCA | Big Creek/Ventura | Monthly System Peak Day | June | SCE 1-in-2 | 1 | 1.3273 | 1.3086 | 1.3273 | 1.3086 | 0 | 71.8248
| LCA | Big Creek/Ventura | Monthly System Peak Day | June | SCE 1-in-2 | 2 | 1.1121 | 1.0908 | 1.1121 | 1.0908 | 0 | 69.9053
| LCA | Big Creek/Ventura | Monthly System Peak Day | June | SCE 1-in-2 | 3 | 0.98749 | 0.96306 | 0.98749 | 0.96306 | 0 | 68.5167
| LCA | Big Creek/Ventura | Monthly System Peak Day | June | SCE 1-in-2 | 4 | 0.89949 | 0.8759 | 0.89949 | 0.8759 | 0 | 66.9551
| LCA | Big Creek/Ventura | Monthly System Peak Day | June | SCE 1-in-2 | 5 | 0.85015 | 0.82987 | 0.85015 | 0.82987 | 0 | 66.2143
| LCA | Big Creek/Ventura | Monthly System Peak Day | June | SCE 1-in-2 | 6 | 0.82095 | 0.81854 | 0.82095 | 0.81854 | 0 | 65.1069
| LCA | Big Creek/Ventura | Monthly System Peak Day | June | SCE 1-in-2 | 7 | 0.79067 | 0.82706 | 0.79067 | 0.82706 | 0 | 64.1004
| LCA | Big Creek/Ventura | Monthly System Peak Day | June | SCE 1-in-2 | 8 | 0.74779 | 0.78191 | 0.74779 | 0.78191 | 0 | 64.7702
| LCA | Big Creek/Ventura | Monthly System Peak Day | June | SCE 1-in-2 | 9 | 0.66116 | 0.64931 | 0.66116 | 0.64931 | 0 | 68.6872
| LCA | Big Creek/Ventura | Monthly System Peak Day | June | SCE 1-in-2 | 10 | 0.53783 | 0.52954 | 0.53783 | 0.52954 | 0 | 73.8531
| LCA | Big Creek/Ventura | Monthly System Peak Day | June | SCE 1-in-2 | 11 | 0.43781 | 0.43833 | 0.43781 | 0.43833 | 0 | 79.1225
| LCA | Big Creek/Ventura | Monthly System Peak Day | June | SCE 1-in-2 | 12 | 0.52134 | 0.50791 | 0.52134 | 0.50791 | 0 | 83.5148
| LCA | Big Creek/Ventura | Monthly System Peak Day | June | SCE 1-in-2 | 13 | 0.72551 | 0.70079 | 0.72551 | 0.70079 | 0 | 86.0718
| LCA | Big Creek/Ventura | Monthly System Peak Day | June | SCE 1-in-2 | 14 | 0.98171 | 0.94744 | 0.98171 | 0.94744 | 0 | 88.0759
| LCA | Big Creek/Ventura | Monthly System Peak Day | June | SCE 1-in-2 | 15 | 1.2711 | 1.2479 | 1.2711 | 1.2479 | 0 | 88.8443
| LCA | Big Creek/Ventura | Monthly System Peak Day | June | SCE 1-in-2 | 16 | 1.6169 | 1.6031 | 1.6169 | 1.6031 | 0 | 89.3911
| LCA | Big Creek/Ventura | Monthly System Peak Day | June | SCE 1-in-2 | 17 | 1.9671 | 1.9651 | 0.97037 | 0.91315 | 0.038849 | 89.5282
| LCA | Big Creek/Ventura | Monthly System Peak Day | June | SCE 1-in-2 | 18 | 2.3241 | 2.3059 | 1.5634 | 1.7436 | 0.14756 | 89.4205
| LCA | Big Creek/Ventura | Monthly System Peak Day | June | SCE 1-in-2 | 19 | 2.5081 | 2.4598 | 1.9546 | 2.1185 | 0.11695 | 88.8322
| LCA | Big Creek/Ventura | Monthly System Peak Day | June | SCE 1-in-2 | 20 | 2.4794 | 2.4201 | 2.0999 | 2.1757 | 0.049995 | 86.8426
| LCA | Big Creek/Ventura | Monthly System Peak Day | June | SCE 1-in-2 | 21 | 2.3666 | 2.3255 | 1.9659 | 2.0599 | 0.070083 | 82.7287
| LCA | Big Creek/Ventura | Monthly System Peak Day | June | SCE 1-in-2 | 22 | 2.1564 | 2.1275 | 2.4653 | 2.6229 | 0.037377 | 77.5851
| LCA | Big Creek/Ventura | Monthly System Peak Day | June | SCE 1-in-2 | 23 | 1.8694 | 1.8545 | 1.9353 | 1.9944 | 0.036876 | 73.9062
| LCA | Big Creek/Ventura | Monthly System Peak Day | June | SCE 1-in-2 | 24 | 1.553 | 1.5397 | 1.576 | 1.5661 | 0.011513 | 71.6502
| LCA | Big Creek/Ventura | Monthly System Peak Day | March | CAISO 1-in-10 | 1 | 0.85401 | 0.83531 | 0.85401 | 0.83531 | 0 | 60.9467
| LCA | Big Creek/Ventura | Monthly System Peak Day | March | CAISO 1-in-10 | 2 | 0.7693 | 0.74802 | 0.7693 | 0.74802 | 0 | 58.9531
| LCA | Big Creek/Ventura | Monthly System Peak Day | March | CAISO 1-in-10 | 3 | 0.71537 | 0.69094 | 0.71537 | 0.69094 | 0 | 57.7424
| LCA | Big Creek/Ventura | Monthly System Peak Day | March | CAISO 1-in-10 | 4 | 0.67465 | 0.65106 | 0.67465 | 0.65106 | 0 | 56.709
| LCA | Big Creek/Ventura | Monthly System Peak Day | March | CAISO 1-in-10 | 5 | 0.64767 | 0.62739 | 0.64767 | 0.62739 | 0 | 55.6131
| LCA | Big Creek/Ventura | Monthly System Peak Day | March | CAISO 1-in-10 | 6 | 0.65086 | 0.64846 | 0.65086 | 0.64846 | 0 | 54.5733
| LCA | Big Creek/Ventura | Monthly System Peak Day | March | CAISO 1-in-10 | 7 | 0.65635 | 0.69274 | 0.65635 | 0.69274 | 0 | 54.1147
| LCA | Big Creek/Ventura | Monthly System Peak Day | March | CAISO 1-in-10 | 8 | 0.59596 | 0.63008 | 0.59596 | 0.63008 | 0 | 53.3899
| LCA | Big Creek/Ventura | Monthly System Peak Day | March | CAISO 1-in-10 | 9 | 0.44441 | 0.43256 | 0.44441 | 0.43256 | 0 | 54.5852
| LCA | Big Creek/Ventura | Monthly System Peak Day | March | CAISO 1-in-10 | 10 | 0.22953 | 0.22124 | 0.22953 | 0.22124 | 0 | 60.2064
| LCA | Big Creek/Ventura | Monthly System Peak Day | March | CAISO 1-in-10 | 11 | 0.072685 | 0.073205 | 0.072685 | 0.073205 | 0 | 67.0465
| LCA | Big Creek/Ventura | Monthly System Peak Day | March | CAISO 1-in-10 | 12 | -0.049335 | -0.062764 | -0.049335 | -0.062764 | 0 | 73.6879
| LCA | Big Creek/Ventura | Monthly System Peak Day | March | CAISO 1-in-10 | 13 | -0.034588 | -0.059309 | -0.034588 | -0.059309 | 0 | 78.6784
| LCA | Big Creek/Ventura | Monthly System Peak Day | March | CAISO 1-in-10 | 14 | 0.099073 | 0.064801 | 0.099073 | 0.064801 | 0 | 81.4926
| LCA | Big Creek/Ventura | Monthly System Peak Day | March | CAISO 1-in-10 | 15 | 0.30156 | 0.27832 | 0.30156 | 0.27832 | 0 | 83.2129
| LCA | Big Creek/Ventura | Monthly System Peak Day | March | CAISO 1-in-10 | 16 | 0.60767 | 0.59383 | 0.60767 | 0.59383 | 0 | 84.8393
| LCA | Big Creek/Ventura | Monthly System Peak Day | March | CAISO 1-in-10 | 17 | 0.94596 | 0.94389 | 0.059891 | 0.0026729 | 0.044857 | 85.1209
| LCA | Big Creek/Ventura | Monthly System Peak Day | March | CAISO 1-in-10 | 18 | 1.2771 | 1.2588 | 0.54892 | 0.7291 | 0.19662 | 85.1521
| LCA | Big Creek/Ventura | Monthly System Peak Day | March | CAISO 1-in-10 | 19 | 1.4904 | 1.4421 | 0.91735 | 1.0813 | 0.15984 | 84.4602
| LCA | Big Creek/Ventura | Monthly System Peak Day | March | CAISO 1-in-10 | 20 | 1.6062 | 1.547 | 1.2054 | 1.2813 | 0.070133 | 82.7188
| LCA | Big Creek/Ventura | Monthly System Peak Day | March | CAISO 1-in-10 | 21 | 1.5888 | 1.5477 | 1.1622 | 1.2562 | 0.095827 | 77.7152
| LCA | Big Creek/Ventura | Monthly System Peak Day | March | CAISO 1-in-10 | 22 | 1.4487 | 1.4198 | 1.6711 | 1.8287 | 0.046989 | 72.5764
| LCA | Big Creek/Ventura | Monthly System Peak Day | March | CAISO 1-in-10 | 23 | 1.2392 | 1.2243 | 1.2392 | 1.2929 | 0 | 68.3824
| LCA | Big Creek/Ventura | Monthly System Peak Day | March | CAISO 1-in-10 | 24 | 1.0153 | 1.002 | 1.0153 | 1.002 | 0 | 64.8121
| LCA | Big Creek/Ventura | Monthly System Peak Day | March | CAISO 1-in-2 | 1 | 0.72531 | 0.70661 | 0.72531 | 0.70661 | 0 | 53.2567
| LCA | Big Creek/Ventura | Monthly System Peak Day | March | CAISO 1-in-2 | 2 | 0.67022 | 0.64894 | 0.67022 | 0.64894 | 0 | 51.9254
| LCA | Big Creek/Ventura | Monthly System Peak Day | March | CAISO 1-in-2 | 3 | 0.63994 | 0.61551 | 0.63994 | 0.61551 | 0 | 50.084
| LCA | Big Creek/Ventura | Monthly System Peak Day | March | CAISO 1-in-2 | 4 | 0.62087 | 0.59728 | 0.62087 | 0.59728 | 0 | 48.9076
| LCA | Big Creek/Ventura | Monthly System Peak Day | March | CAISO 1-in-2 | 5 | 0.62603 | 0.60576 | 0.62603 | 0.60576 | 0 | 47.6471
| LCA | Big Creek/Ventura | Monthly System Peak Day | March | CAISO 1-in-2 | 6 | 0.66027 | 0.65787 | 0.66027 | 0.65787 | 0 | 46.8078
| LCA | Big Creek/Ventura | Monthly System Peak Day | March | CAISO 1-in-2 | 7 | 0.71656 | 0.75295 | 0.71656 | 0.75295 | 0 | 46.2521
| LCA | Big Creek/Ventura | Monthly System Peak Day | March | CAISO 1-in-2 | 8 | 0.67711 | 0.71124 | 0.67711 | 0.71124 | 0 | 45.4882
| LCA | Big Creek/Ventura | Monthly System Peak Day | March | CAISO 1-in-2 | 9 | 0.50339 | 0.49154 | 0.50339 | 0.49154 | 0 | 45.7486
| LCA | Big Creek/Ventura | Monthly System Peak Day | March | CAISO 1-in-2 | 10 | 0.29986 | 0.29157 | 0.29986 | 0.29157 | 0 | 48.8937
| LCA | Big Creek/Ventura | Monthly System Peak Day | March | CAISO 1-in-2 | 11 | 0.12541 | 0.12593 | 0.12541 | 0.12593 | 0 | 53.872
| LCA | Big Creek/Ventura | Monthly System Peak Day | March | CAISO 1-in-2 | 12 | 0.030138 | 0.01671 | 0.030138 | 0.01671 | 0 | 58.8618
| LCA | Big Creek/Ventura | Monthly System Peak Day | March | CAISO 1-in-2 | 13 | 0.012889 | -0.011832 | 0.012889 | -0.011832 | 0 | 62.772
| LCA | Big Creek/Ventura | Monthly System Peak Day | March | CAISO 1-in-2 | 14 | 0.059965 | 0.025693 | 0.059965 | 0.025693 | 0 | 65.2496
| LCA | Big Creek/Ventura | Monthly System Peak Day | March | CAISO 1-in-2 | 15 | 0.1589 | 0.13566 | 0.1589 | 0.13566 | 0 | 66.8757
| LCA | Big Creek/Ventura | Monthly System Peak Day | March | CAISO 1-in-2 | 16 | 0.32446 | 0.31063 | 0.32446 | 0.31063 | 0 | 68.1749
| LCA | Big Creek/Ventura | Monthly System Peak Day | March | CAISO 1-in-2 | 17 | 0.5608 | 0.55873 | 0.5608 | 0.55873 | 0 | 68.8672
| LCA | Big Creek/Ventura | Monthly System Peak Day | March | CAISO 1-in-2 | 18 | 0.84861 | 0.83035 | 0.84861 | 0.83035 | 0 | 68.5502
| LCA | Big Creek/Ventura | Monthly System Peak Day | March | CAISO 1-in-2 | 19 | 1.0433 | 0.99493 | 1.0433 | 0.99493 | 0 | 66.8102
| LCA | Big Creek/Ventura | Monthly System Peak Day | March | CAISO 1-in-2 | 20 | 1.1316 | 1.0723 | 1.1316 | 1.0723 | 0 | 64.39
| LCA | Big Creek/Ventura | Monthly System Peak Day | March | CAISO 1-in-2 | 21 | 1.1197 | 1.0786 | 1.1197 | 1.0786 | 0 | 61.1599
| LCA | Big Creek/Ventura | Monthly System Peak Day | March | CAISO 1-in-2 | 22 | 1.0376 | 1.0087 | 1.0376 | 1.0087 | 0 | 58.5943
| LCA | Big Creek/Ventura | Monthly System Peak Day | March | CAISO 1-in-2 | 23 | 0.92711 | 0.91219 | 0.92711 | 0.91219 | 0 | 57.0426
| LCA | Big Creek/Ventura | Monthly System Peak Day | March | CAISO 1-in-2 | 24 | 0.79944 | 0.78616 | 0.79944 | 0.78616 | 0 | 56.0398
| LCA | Big Creek/Ventura | Monthly System Peak Day | March | SCE 1-in-10 | 1 | 0.85548 | 0.83678 | 0.85548 | 0.83678 | 0 | 62.4955
| LCA | Big Creek/Ventura | Monthly System Peak Day | March | SCE 1-in-10 | 2 | 0.7708 | 0.74952 | 0.7708 | 0.74952 | 0 | 60.7808
| LCA | Big Creek/Ventura | Monthly System Peak Day | March | SCE 1-in-10 | 3 | 0.7166 | 0.69217 | 0.7166 | 0.69217 | 0 | 58.6031
| LCA | Big Creek/Ventura | Monthly System Peak Day | March | SCE 1-in-10 | 4 | 0.67069 | 0.6471 | 0.67069 | 0.6471 | 0 | 57.3645
| LCA | Big Creek/Ventura | Monthly System Peak Day | March | SCE 1-in-10 | 5 | 0.64802 | 0.62775 | 0.64802 | 0.62775 | 0 | 56.0458
| LCA | Big Creek/Ventura | Monthly System Peak Day | March | SCE 1-in-10 | 6 | 0.65112 | 0.64872 | 0.65112 | 0.64872 | 0 | 55.1203
| LCA | Big Creek/Ventura | Monthly System Peak Day | March | SCE 1-in-10 | 7 | 0.65482 | 0.69121 | 0.65482 | 0.69121 | 0 | 54.3635
| LCA | Big Creek/Ventura | Monthly System Peak Day | March | SCE 1-in-10 | 8 | 0.59282 | 0.62694 | 0.59282 | 0.62694 | 0 | 53.836
| LCA | Big Creek/Ventura | Monthly System Peak Day | March | SCE 1-in-10 | 9 | 0.43425 | 0.4224 | 0.43425 | 0.4224 | 0 | 55.0283
| LCA | Big Creek/Ventura | Monthly System Peak Day | March | SCE 1-in-10 | 10 | 0.22261 | 0.21432 | 0.22261 | 0.21432 | 0 | 60.8304
| LCA | Big Creek/Ventura | Monthly System Peak Day | March | SCE 1-in-10 | 11 | 0.071197 | 0.071717 | 0.071197 | 0.071717 | 0 | 66.3803
| LCA | Big Creek/Ventura | Monthly System Peak Day | March | SCE 1-in-10 | 12 | -0.044283 | -0.057712 | -0.044283 | -0.057712 | 0 | 72.7946
| LCA | Big Creek/Ventura | Monthly System Peak Day | March | SCE 1-in-10 | 13 | -0.048266 | -0.072987 | -0.048266 | -0.072987 | 0 | 78.7425
| LCA | Big Creek/Ventura | Monthly System Peak Day | March | SCE 1-in-10 | 14 | 0.085709 | 0.051437 | 0.085709 | 0.051437 | 0 | 81.2443
| LCA | Big Creek/Ventura | Monthly System Peak Day | March | SCE 1-in-10 | 15 | 0.29542 | 0.27218 | 0.29542 | 0.27218 | 0 | 84.0268
| LCA | Big Creek/Ventura | Monthly System Peak Day | March | SCE 1-in-10 | 16 | 0.59377 | 0.57994 | 0.59377 | 0.57994 | 0 | 84.5773
| LCA | Big Creek/Ventura | Monthly System Peak Day | March | SCE 1-in-10 | 17 | 0.92626 | 0.92419 | 0.061313 | 0.0040949 | 0.046408 | 84.2798
| LCA | Big Creek/Ventura | Monthly System Peak Day | March | SCE 1-in-10 | 18 | 1.2613 | 1.2431 | 0.542 | 0.72218 | 0.21029 | 83.9904
| LCA | Big Creek/Ventura | Monthly System Peak Day | March | SCE 1-in-10 | 19 | 1.4769 | 1.4286 | 0.89517 | 1.0591 | 0.17915 | 82.5223
| LCA | Big Creek/Ventura | Monthly System Peak Day | March | SCE 1-in-10 | 20 | 1.5674 | 1.5082 | 1.1529 | 1.2287 | 0.083733 | 80.0507
| LCA | Big Creek/Ventura | Monthly System Peak Day | March | SCE 1-in-10 | 21 | 1.5625 | 1.5214 | 1.1298 | 1.2238 | 0.10189 | 76.5538
| LCA | Big Creek/Ventura | Monthly System Peak Day | March | SCE 1-in-10 | 22 | 1.4378 | 1.4089 | 1.6519 | 1.8094 | 0.048057 | 72.0984
| LCA | Big Creek/Ventura | Monthly System Peak Day | March | SCE 1-in-10 | 23 | 1.2403 | 1.2254 | 1.2403 | 1.2956 | 0 | 68.5128
| LCA | Big Creek/Ventura | Monthly System Peak Day | March | SCE 1-in-10 | 24 | 1.0204 | 1.0071 | 1.0204 | 1.0071 | 0 | 65.6873
| LCA | Big Creek/Ventura | Monthly System Peak Day | March | SCE 1-in-2 | 1 | 0.72316 | 0.70446 | 0.72316 | 0.70446 | 0 | 52.2074
| LCA | Big Creek/Ventura | Monthly System Peak Day | March | SCE 1-in-2 | 2 | 0.66804 | 0.64675 | 0.66804 | 0.64675 | 0 | 51.1543
| LCA | Big Creek/Ventura | Monthly System Peak Day | March | SCE 1-in-2 | 3 | 0.63763 | 0.6132 | 0.63763 | 0.6132 | 0 | 49.446
| LCA | Big Creek/Ventura | Monthly System Peak Day | March | SCE 1-in-2 | 4 | 0.6184 | 0.5948 | 0.6184 | 0.5948 | 0 | 48.7154
| LCA | Big Creek/Ventura | Monthly System Peak Day | March | SCE 1-in-2 | 5 | 0.62332 | 0.60305 | 0.62332 | 0.60305 | 0 | 48.2799
| LCA | Big Creek/Ventura | Monthly System Peak Day | March | SCE 1-in-2 | 6 | 0.65734 | 0.65493 | 0.65734 | 0.65493 | 0 | 47.0294
| LCA | Big Creek/Ventura | Monthly System Peak Day | March | SCE 1-in-2 | 7 | 0.71337 | 0.74976 | 0.71337 | 0.74976 | 0 | 46.5321
| LCA | Big Creek/Ventura | Monthly System Peak Day | March | SCE 1-in-2 | 8 | 0.6736 | 0.70772 | 0.6736 | 0.70772 | 0 | 45.6924
| LCA | Big Creek/Ventura | Monthly System Peak Day | March | SCE 1-in-2 | 9 | 0.50013 | 0.48829 | 0.50013 | 0.48829 | 0 | 45.8852
| LCA | Big Creek/Ventura | Monthly System Peak Day | March | SCE 1-in-2 | 10 | 0.2968 | 0.2885 | 0.2968 | 0.2885 | 0 | 49.4915
| LCA | Big Creek/Ventura | Monthly System Peak Day | March | SCE 1-in-2 | 11 | 0.12248 | 0.123 | 0.12248 | 0.123 | 0 | 54.7843
| LCA | Big Creek/Ventura | Monthly System Peak Day | March | SCE 1-in-2 | 12 | 0.028177 | 0.014748 | 0.028177 | 0.014748 | 0 | 59.242
| LCA | Big Creek/Ventura | Monthly System Peak Day | March | SCE 1-in-2 | 13 | 0.01134 | -0.013381 | 0.01134 | -0.013381 | 0 | 62.9222
| LCA | Big Creek/Ventura | Monthly System Peak Day | March | SCE 1-in-2 | 14 | 0.056123 | 0.021851 | 0.056123 | 0.021851 | 0 | 65.3367
| LCA | Big Creek/Ventura | Monthly System Peak Day | March | SCE 1-in-2 | 15 | 0.15324 | 0.13 | 0.15324 | 0.13 | 0 | 66.979
| LCA | Big Creek/Ventura | Monthly System Peak Day | March | SCE 1-in-2 | 16 | 0.31821 | 0.30438 | 0.31821 | 0.30438 | 0 | 68.2691
| LCA | Big Creek/Ventura | Monthly System Peak Day | March | SCE 1-in-2 | 17 | 0.55666 | 0.55459 | 0.55666 | 0.55459 | 0 | 68.9462
| LCA | Big Creek/Ventura | Monthly System Peak Day | March | SCE 1-in-2 | 18 | 0.84406 | 0.8258 | 0.84406 | 0.8258 | 0 | 68.6568
| LCA | Big Creek/Ventura | Monthly System Peak Day | March | SCE 1-in-2 | 19 | 1.0407 | 0.99237 | 1.0407 | 0.99237 | 0 | 67.3375
| LCA | Big Creek/Ventura | Monthly System Peak Day | March | SCE 1-in-2 | 20 | 1.1357 | 1.0764 | 1.1357 | 1.0764 | 0 | 65.3336
| LCA | Big Creek/Ventura | Monthly System Peak Day | March | SCE 1-in-2 | 21 | 1.1169 | 1.0758 | 1.1169 | 1.0758 | 0 | 62.1213
| LCA | Big Creek/Ventura | Monthly System Peak Day | March | SCE 1-in-2 | 22 | 1.0349 | 1.0061 | 1.0349 | 1.0061 | 0 | 59.4631
| LCA | Big Creek/Ventura | Monthly System Peak Day | March | SCE 1-in-2 | 23 | 0.92459 | 0.90967 | 0.92459 | 0.90967 | 0 | 57.5877
| LCA | Big Creek/Ventura | Monthly System Peak Day | March | SCE 1-in-2 | 24 | 0.79709 | 0.78381 | 0.79709 | 0.78381 | 0 | 56.4061
| LCA | Big Creek/Ventura | Monthly System Peak Day | May | CAISO 1-in-10 | 1 | 1.4433 | 1.4246 | 1.4433 | 1.4246 | 0 | 74.3672
| LCA | Big Creek/Ventura | Monthly System Peak Day | May | CAISO 1-in-10 | 2 | 1.2034 | 1.1821 | 1.2034 | 1.1821 | 0 | 72.326
| LCA | Big Creek/Ventura | Monthly System Peak Day | May | CAISO 1-in-10 | 3 | 1.0263 | 1.0019 | 1.0263 | 1.0019 | 0 | 70.1789
| LCA | Big Creek/Ventura | Monthly System Peak Day | May | CAISO 1-in-10 | 4 | 0.89757 | 0.87398 | 0.89757 | 0.87398 | 0 | 68.2234
| LCA | Big Creek/Ventura | Monthly System Peak Day | May | CAISO 1-in-10 | 5 | 0.79687 | 0.7766 | 0.79687 | 0.7766 | 0 | 65.9177
| LCA | Big Creek/Ventura | Monthly System Peak Day | May | CAISO 1-in-10 | 6 | 0.76844 | 0.76604 | 0.76844 | 0.76604 | 0 | 64.4926
| LCA | Big Creek/Ventura | Monthly System Peak Day | May | CAISO 1-in-10 | 7 | 0.75375 | 0.79014 | 0.75375 | 0.79014 | 0 | 63.5545
| LCA | Big Creek/Ventura | Monthly System Peak Day | May | CAISO 1-in-10 | 8 | 0.70281 | 0.73693 | 0.70281 | 0.73693 | 0 | 63.8121
| LCA | Big Creek/Ventura | Monthly System Peak Day | May | CAISO 1-in-10 | 9 | 0.62152 | 0.60967 | 0.62152 | 0.60967 | 0 | 67.5482
| LCA | Big Creek/Ventura | Monthly System Peak Day | May | CAISO 1-in-10 | 10 | 0.58988 | 0.58158 | 0.58988 | 0.58158 | 0 | 73.403
| LCA | Big Creek/Ventura | Monthly System Peak Day | May | CAISO 1-in-10 | 11 | 0.55388 | 0.5544 | 0.55388 | 0.5544 | 0 | 80.5669
| LCA | Big Creek/Ventura | Monthly System Peak Day | May | CAISO 1-in-10 | 12 | 0.66294 | 0.64951 | 0.66294 | 0.64951 | 0 | 85.4688
| LCA | Big Creek/Ventura | Monthly System Peak Day | May | CAISO 1-in-10 | 13 | 0.8785 | 0.85378 | 0.8785 | 0.85378 | 0 | 90.3197
| LCA | Big Creek/Ventura | Monthly System Peak Day | May | CAISO 1-in-10 | 14 | 1.1915 | 1.1572 | 1.1915 | 1.1572 | 0 | 93.0165
| LCA | Big Creek/Ventura | Monthly System Peak Day | May | CAISO 1-in-10 | 15 | 1.536 | 1.5127 | 1.536 | 1.5127 | 0 | 94.2758
| LCA | Big Creek/Ventura | Monthly System Peak Day | May | CAISO 1-in-10 | 16 | 1.931 | 1.9172 | 1.931 | 1.9172 | 0 | 95.0643
| LCA | Big Creek/Ventura | Monthly System Peak Day | May | CAISO 1-in-10 | 17 | 2.3035 | 2.3014 | 1.166 | 1.1088 | 0.038067 | 95.1295
| LCA | Big Creek/Ventura | Monthly System Peak Day | May | CAISO 1-in-10 | 18 | 2.6513 | 2.633 | 1.8505 | 2.0307 | 0.093071 | 94.6657
| LCA | Big Creek/Ventura | Monthly System Peak Day | May | CAISO 1-in-10 | 19 | 2.8112 | 2.7629 | 2.2783 | 2.4422 | 0.074157 | 93.4482
| LCA | Big Creek/Ventura | Monthly System Peak Day | May | CAISO 1-in-10 | 20 | 2.7548 | 2.6956 | 2.3965 | 2.4723 | 0.032883 | 90.9178
| LCA | Big Creek/Ventura | Monthly System Peak Day | May | CAISO 1-in-10 | 21 | 2.6218 | 2.5807 | 2.2424 | 2.3364 | 0.049944 | 86.8535
| LCA | Big Creek/Ventura | Monthly System Peak Day | May | CAISO 1-in-10 | 22 | 2.4168 | 2.3879 | 2.8142 | 2.9717 | 0.032329 | 82.7085
| LCA | Big Creek/Ventura | Monthly System Peak Day | May | CAISO 1-in-10 | 23 | 2.0917 | 2.0768 | 2.2294 | 2.2885 | 0.029913 | 79.4604
| LCA | Big Creek/Ventura | Monthly System Peak Day | May | CAISO 1-in-10 | 24 | 1.7174 | 1.7041 | 1.7794 | 1.7695 | 0.026296 | 75.3437
| LCA | Big Creek/Ventura | Monthly System Peak Day | May | CAISO 1-in-2 | 1 | 1.0853 | 1.0666 | 1.0853 | 1.0666 | 0 | 67.6451
| LCA | Big Creek/Ventura | Monthly System Peak Day | May | CAISO 1-in-2 | 2 | 0.92572 | 0.90444 | 0.92572 | 0.90444 | 0 | 66.1227
| LCA | Big Creek/Ventura | Monthly System Peak Day | May | CAISO 1-in-2 | 3 | 0.82974 | 0.80531 | 0.82974 | 0.80531 | 0 | 64.2689
| LCA | Big Creek/Ventura | Monthly System Peak Day | May | CAISO 1-in-2 | 4 | 0.73778 | 0.71419 | 0.73778 | 0.71419 | 0 | 62.1512
| LCA | Big Creek/Ventura | Monthly System Peak Day | May | CAISO 1-in-2 | 5 | 0.70404 | 0.68377 | 0.70404 | 0.68377 | 0 | 61.1893
| LCA | Big Creek/Ventura | Monthly System Peak Day | May | CAISO 1-in-2 | 6 | 0.69766 | 0.69526 | 0.69766 | 0.69526 | 0 | 59.553
| LCA | Big Creek/Ventura | Monthly System Peak Day | May | CAISO 1-in-2 | 7 | 0.69224 | 0.72863 | 0.69224 | 0.72863 | 0 | 58.6138
| LCA | Big Creek/Ventura | Monthly System Peak Day | May | CAISO 1-in-2 | 8 | 0.63297 | 0.66709 | 0.63297 | 0.66709 | 0 | 58.5711
| LCA | Big Creek/Ventura | Monthly System Peak Day | May | CAISO 1-in-2 | 9 | 0.48968 | 0.47783 | 0.48968 | 0.47783 | 0 | 60.7217
| LCA | Big Creek/Ventura | Monthly System Peak Day | May | CAISO 1-in-2 | 10 | 0.33723 | 0.32894 | 0.33723 | 0.32894 | 0 | 65.8335
| LCA | Big Creek/Ventura | Monthly System Peak Day | May | CAISO 1-in-2 | 11 | 0.22153 | 0.22205 | 0.22153 | 0.22205 | 0 | 71.8559
| LCA | Big Creek/Ventura | Monthly System Peak Day | May | CAISO 1-in-2 | 12 | 0.16917 | 0.15574 | 0.16917 | 0.15574 | 0 | 77.8368
| LCA | Big Creek/Ventura | Monthly System Peak Day | May | CAISO 1-in-2 | 13 | 0.25467 | 0.22995 | 0.25467 | 0.22995 | 0 | 82.5785
| LCA | Big Creek/Ventura | Monthly System Peak Day | May | CAISO 1-in-2 | 14 | 0.45373 | 0.41945 | 0.45373 | 0.41945 | 0 | 85.262
| LCA | Big Creek/Ventura | Monthly System Peak Day | May | CAISO 1-in-2 | 15 | 0.70457 | 0.68133 | 0.70457 | 0.68133 | 0 | 86.3869
| LCA | Big Creek/Ventura | Monthly System Peak Day | May | CAISO 1-in-2 | 16 | 1.0287 | 1.0148 | 1.0287 | 1.0148 | 0 | 86.6606
| LCA | Big Creek/Ventura | Monthly System Peak Day | May | CAISO 1-in-2 | 17 | 1.3707 | 1.3687 | 0.45953 | 0.40231 | 0.043159 | 86.1219
| LCA | Big Creek/Ventura | Monthly System Peak Day | May | CAISO 1-in-2 | 18 | 1.7203 | 1.7021 | 0.98631 | 1.1665 | 0.18766 | 85.919
| LCA | Big Creek/Ventura | Monthly System Peak Day | May | CAISO 1-in-2 | 19 | 1.9193 | 1.871 | 1.3466 | 1.5105 | 0.159 | 84.5445
| LCA | Big Creek/Ventura | Monthly System Peak Day | May | CAISO 1-in-2 | 20 | 1.9372 | 1.878 | 1.5298 | 1.6056 | 0.076687 | 81.4258
| LCA | Big Creek/Ventura | Monthly System Peak Day | May | CAISO 1-in-2 | 21 | 1.8638 | 1.8227 | 1.4332 | 1.5272 | 0.099777 | 76.9578
| LCA | Big Creek/Ventura | Monthly System Peak Day | May | CAISO 1-in-2 | 22 | 1.7165 | 1.6877 | 1.9448 | 2.1024 | 0.046237 | 72.9183
| LCA | Big Creek/Ventura | Monthly System Peak Day | May | CAISO 1-in-2 | 23 | 1.4859 | 1.471 | 1.4905 | 1.5497 | 0.0023045 | 69.1652
| LCA | Big Creek/Ventura | Monthly System Peak Day | May | CAISO 1-in-2 | 24 | 1.2322 | 1.219 | 1.2322 | 1.219 | 0 | 66.8409
| LCA | Big Creek/Ventura | Monthly System Peak Day | May | SCE 1-in-10 | 1 | 1.4433 | 1.4246 | 1.4433 | 1.4246 | 0 | 74.3672
| LCA | Big Creek/Ventura | Monthly System Peak Day | May | SCE 1-in-10 | 2 | 1.2034 | 1.1821 | 1.2034 | 1.1821 | 0 | 72.326
| LCA | Big Creek/Ventura | Monthly System Peak Day | May | SCE 1-in-10 | 3 | 1.0263 | 1.0019 | 1.0263 | 1.0019 | 0 | 70.1789
| LCA | Big Creek/Ventura | Monthly System Peak Day | May | SCE 1-in-10 | 4 | 0.89757 | 0.87398 | 0.89757 | 0.87398 | 0 | 68.2234
| LCA | Big Creek/Ventura | Monthly System Peak Day | May | SCE 1-in-10 | 5 | 0.79687 | 0.7766 | 0.79687 | 0.7766 | 0 | 65.9177
| LCA | Big Creek/Ventura | Monthly System Peak Day | May | SCE 1-in-10 | 6 | 0.76844 | 0.76604 | 0.76844 | 0.76604 | 0 | 64.4926
| LCA | Big Creek/Ventura | Monthly System Peak Day | May | SCE 1-in-10 | 7 | 0.75375 | 0.79014 | 0.75375 | 0.79014 | 0 | 63.5545
| LCA | Big Creek/Ventura | Monthly System Peak Day | May | SCE 1-in-10 | 8 | 0.70281 | 0.73693 | 0.70281 | 0.73693 | 0 | 63.8121
| LCA | Big Creek/Ventura | Monthly System Peak Day | May | SCE 1-in-10 | 9 | 0.62152 | 0.60967 | 0.62152 | 0.60967 | 0 | 67.5482
| LCA | Big Creek/Ventura | Monthly System Peak Day | May | SCE 1-in-10 | 10 | 0.58988 | 0.58158 | 0.58988 | 0.58158 | 0 | 73.403
| LCA | Big Creek/Ventura | Monthly System Peak Day | May | SCE 1-in-10 | 11 | 0.55388 | 0.5544 | 0.55388 | 0.5544 | 0 | 80.5669
| LCA | Big Creek/Ventura | Monthly System Peak Day | May | SCE 1-in-10 | 12 | 0.66294 | 0.64951 | 0.66294 | 0.64951 | 0 | 85.4688
| LCA | Big Creek/Ventura | Monthly System Peak Day | May | SCE 1-in-10 | 13 | 0.8785 | 0.85378 | 0.8785 | 0.85378 | 0 | 90.3197
| LCA | Big Creek/Ventura | Monthly System Peak Day | May | SCE 1-in-10 | 14 | 1.1915 | 1.1572 | 1.1915 | 1.1572 | 0 | 93.0165
| LCA | Big Creek/Ventura | Monthly System Peak Day | May | SCE 1-in-10 | 15 | 1.536 | 1.5127 | 1.536 | 1.5127 | 0 | 94.2758
| LCA | Big Creek/Ventura | Monthly System Peak Day | May | SCE 1-in-10 | 16 | 1.931 | 1.9172 | 1.931 | 1.9172 | 0 | 95.0643
| LCA | Big Creek/Ventura | Monthly System Peak Day | May | SCE 1-in-10 | 17 | 2.3035 | 2.3014 | 1.166 | 1.1088 | 0.038067 | 95.1295
| LCA | Big Creek/Ventura | Monthly System Peak Day | May | SCE 1-in-10 | 18 | 2.6513 | 2.633 | 1.8505 | 2.0307 | 0.093071 | 94.6657
| LCA | Big Creek/Ventura | Monthly System Peak Day | May | SCE 1-in-10 | 19 | 2.8112 | 2.7629 | 2.2783 | 2.4422 | 0.074157 | 93.4482
| LCA | Big Creek/Ventura | Monthly System Peak Day | May | SCE 1-in-10 | 20 | 2.7548 | 2.6956 | 2.3965 | 2.4723 | 0.032883 | 90.9178
| LCA | Big Creek/Ventura | Monthly System Peak Day | May | SCE 1-in-10 | 21 | 2.6218 | 2.5807 | 2.2424 | 2.3364 | 0.049944 | 86.8535
| LCA | Big Creek/Ventura | Monthly System Peak Day | May | SCE 1-in-10 | 22 | 2.4168 | 2.3879 | 2.8142 | 2.9717 | 0.032329 | 82.7085
| LCA | Big Creek/Ventura | Monthly System Peak Day | May | SCE 1-in-10 | 23 | 2.0917 | 2.0768 | 2.2294 | 2.2885 | 0.029913 | 79.4604
| LCA | Big Creek/Ventura | Monthly System Peak Day | May | SCE 1-in-10 | 24 | 1.7174 | 1.7041 | 1.7794 | 1.7695 | 0.026296 | 75.3437
| LCA | Big Creek/Ventura | Monthly System Peak Day | May | SCE 1-in-2 | 1 | 1.0628 | 1.0441 | 1.0628 | 1.0441 | 0 | 67.3974
| LCA | Big Creek/Ventura | Monthly System Peak Day | May | SCE 1-in-2 | 2 | 0.87855 | 0.85726 | 0.87855 | 0.85726 | 0 | 65.4623
| LCA | Big Creek/Ventura | Monthly System Peak Day | May | SCE 1-in-2 | 3 | 0.78529 | 0.76086 | 0.78529 | 0.76086 | 0 | 64.3496
| LCA | Big Creek/Ventura | Monthly System Peak Day | May | SCE 1-in-2 | 4 | 0.71867 | 0.69508 | 0.71867 | 0.69508 | 0 | 62.6665
| LCA | Big Creek/Ventura | Monthly System Peak Day | May | SCE 1-in-2 | 5 | 0.69089 | 0.67061 | 0.69089 | 0.67061 | 0 | 61.2045
| LCA | Big Creek/Ventura | Monthly System Peak Day | May | SCE 1-in-2 | 6 | 0.68749 | 0.68508 | 0.68749 | 0.68508 | 0 | 59.6982
| LCA | Big Creek/Ventura | Monthly System Peak Day | May | SCE 1-in-2 | 7 | 0.68199 | 0.71838 | 0.68199 | 0.71838 | 0 | 58.465
| LCA | Big Creek/Ventura | Monthly System Peak Day | May | SCE 1-in-2 | 8 | 0.61966 | 0.65378 | 0.61966 | 0.65378 | 0 | 58.6052
| LCA | Big Creek/Ventura | Monthly System Peak Day | May | SCE 1-in-2 | 9 | 0.47212 | 0.46027 | 0.47212 | 0.46027 | 0 | 61.9878
| LCA | Big Creek/Ventura | Monthly System Peak Day | May | SCE 1-in-2 | 10 | 0.31193 | 0.30364 | 0.31193 | 0.30364 | 0 | 67.0198
| LCA | Big Creek/Ventura | Monthly System Peak Day | May | SCE 1-in-2 | 11 | 0.16714 | 0.16766 | 0.16714 | 0.16766 | 0 | 72.2072
| LCA | Big Creek/Ventura | Monthly System Peak Day | May | SCE 1-in-2 | 12 | 0.12958 | 0.11616 | 0.12958 | 0.11616 | 0 | 76.9619
| LCA | Big Creek/Ventura | Monthly System Peak Day | May | SCE 1-in-2 | 13 | 0.21096 | 0.18624 | 0.21096 | 0.18624 | 0 | 80.5829
| LCA | Big Creek/Ventura | Monthly System Peak Day | May | SCE 1-in-2 | 14 | 0.38679 | 0.35252 | 0.38679 | 0.35252 | 0 | 83.1625
| LCA | Big Creek/Ventura | Monthly System Peak Day | May | SCE 1-in-2 | 15 | 0.63297 | 0.60973 | 0.63297 | 0.60973 | 0 | 85.0314
| LCA | Big Creek/Ventura | Monthly System Peak Day | May | SCE 1-in-2 | 16 | 0.97506 | 0.96122 | 0.97506 | 0.96122 | 0 | 86.5373
| LCA | Big Creek/Ventura | Monthly System Peak Day | May | SCE 1-in-2 | 17 | 1.3361 | 1.334 | 0.41689 | 0.35967 | 0.042658 | 86.4388
| LCA | Big Creek/Ventura | Monthly System Peak Day | May | SCE 1-in-2 | 18 | 1.6877 | 1.6694 | 0.9566 | 1.1368 | 0.19219 | 85.5306
| LCA | Big Creek/Ventura | Monthly System Peak Day | May | SCE 1-in-2 | 19 | 1.8903 | 1.842 | 1.3147 | 1.4786 | 0.16549 | 83.8924
| LCA | Big Creek/Ventura | Monthly System Peak Day | May | SCE 1-in-2 | 20 | 1.9075 | 1.8482 | 1.5002 | 1.576 | 0.076497 | 81.4631
| LCA | Big Creek/Ventura | Monthly System Peak Day | May | SCE 1-in-2 | 21 | 1.8415 | 1.8004 | 1.4134 | 1.5074 | 0.097222 | 77.4474
| LCA | Big Creek/Ventura | Monthly System Peak Day | May | SCE 1-in-2 | 22 | 1.6946 | 1.6658 | 1.9358 | 2.0934 | 0.044636 | 73.6655
| LCA | Big Creek/Ventura | Monthly System Peak Day | May | SCE 1-in-2 | 23 | 1.4893 | 1.4744 | 1.5244 | 1.5836 | 0.017576 | 71.5291
| LCA | Big Creek/Ventura | Monthly System Peak Day | May | SCE 1-in-2 | 24 | 1.2402 | 1.2269 | 1.2453 | 1.2354 | 0.0025634 | 69.957
| LCA | Big Creek/Ventura | Monthly System Peak Day | November | CAISO 1-in-10 | 1 | 0.90642 | 0.88771 | 0.90642 | 0.88771 | 0 | 63.5768
| LCA | Big Creek/Ventura | Monthly System Peak Day | November | CAISO 1-in-10 | 2 | 0.81253 | 0.79124 | 0.81253 | 0.79124 | 0 | 62.0148
| LCA | Big Creek/Ventura | Monthly System Peak Day | November | CAISO 1-in-10 | 3 | 0.75067 | 0.72624 | 0.75067 | 0.72624 | 0 | 60.6368
| LCA | Big Creek/Ventura | Monthly System Peak Day | November | CAISO 1-in-10 | 4 | 0.69762 | 0.67403 | 0.69762 | 0.67403 | 0 | 59.1424
| LCA | Big Creek/Ventura | Monthly System Peak Day | November | CAISO 1-in-10 | 5 | 0.67423 | 0.65396 | 0.67423 | 0.65396 | 0 | 58.6961
| LCA | Big Creek/Ventura | Monthly System Peak Day | November | CAISO 1-in-10 | 6 | 0.67878 | 0.67637 | 0.67878 | 0.67637 | 0 | 57.7458
| LCA | Big Creek/Ventura | Monthly System Peak Day | November | CAISO 1-in-10 | 7 | 0.6823 | 0.71869 | 0.6823 | 0.71869 | 0 | 56.7762
| LCA | Big Creek/Ventura | Monthly System Peak Day | November | CAISO 1-in-10 | 8 | 0.62419 | 0.65831 | 0.62419 | 0.65831 | 0 | 55.3182
| LCA | Big Creek/Ventura | Monthly System Peak Day | November | CAISO 1-in-10 | 9 | 0.46833 | 0.45649 | 0.46833 | 0.45649 | 0 | 56.4692
| LCA | Big Creek/Ventura | Monthly System Peak Day | November | CAISO 1-in-10 | 10 | 0.25415 | 0.24586 | 0.25415 | 0.24586 | 0 | 61.655
| LCA | Big Creek/Ventura | Monthly System Peak Day | November | CAISO 1-in-10 | 11 | 0.077173 | 0.077693 | 0.077173 | 0.077693 | 0 | 68.1927
| LCA | Big Creek/Ventura | Monthly System Peak Day | November | CAISO 1-in-10 | 12 | -0.024943 | -0.038371 | -0.024943 | -0.038371 | 0 | 74.8084
| LCA | Big Creek/Ventura | Monthly System Peak Day | November | CAISO 1-in-10 | 13 | 0.011737 | -0.012984 | 0.011737 | -0.012984 | 0 | 79.1213
| LCA | Big Creek/Ventura | Monthly System Peak Day | November | CAISO 1-in-10 | 14 | 0.15344 | 0.11917 | 0.15344 | 0.11917 | 0 | 82.0662
| LCA | Big Creek/Ventura | Monthly System Peak Day | November | CAISO 1-in-10 | 15 | 0.35728 | 0.33404 | 0.35728 | 0.33404 | 0 | 83.646
| LCA | Big Creek/Ventura | Monthly System Peak Day | November | CAISO 1-in-10 | 16 | 0.65109 | 0.63726 | 0.65109 | 0.63726 | 0 | 84.6455
| LCA | Big Creek/Ventura | Monthly System Peak Day | November | CAISO 1-in-10 | 17 | 0.97554 | 0.97347 | 0.10129 | 0.044077 | 0.045712 | 84.6501
| LCA | Big Creek/Ventura | Monthly System Peak Day | November | CAISO 1-in-10 | 18 | 1.2921 | 1.2739 | 0.57757 | 0.75775 | 0.21767 | 83.3659
| LCA | Big Creek/Ventura | Monthly System Peak Day | November | CAISO 1-in-10 | 19 | 1.4998 | 1.4514 | 0.90567 | 1.0696 | 0.20687 | 79.7589
| LCA | Big Creek/Ventura | Monthly System Peak Day | November | CAISO 1-in-10 | 20 | 1.5341 | 1.4748 | 1.0898 | 1.1657 | 0.11364 | 74.3127
| LCA | Big Creek/Ventura | Monthly System Peak Day | November | CAISO 1-in-10 | 21 | 1.488 | 1.4469 | 1.0238 | 1.1178 | 0.13399 | 70.4607
| LCA | Big Creek/Ventura | Monthly System Peak Day | November | CAISO 1-in-10 | 22 | 1.3742 | 1.3453 | 1.5157 | 1.6732 | 0.058172 | 67.8923
| LCA | Big Creek/Ventura | Monthly System Peak Day | November | CAISO 1-in-10 | 23 | 1.2231 | 1.2082 | 1.2231 | 1.2374 | 0 | 65.3376
| LCA | Big Creek/Ventura | Monthly System Peak Day | November | CAISO 1-in-10 | 24 | 1.026 | 1.0127 | 1.026 | 1.0127 | 0 | 63.6642
| LCA | Big Creek/Ventura | Monthly System Peak Day | November | CAISO 1-in-2 | 1 | 0.74193 | 0.72323 | 0.74193 | 0.72323 | 0 | 51.1522
| LCA | Big Creek/Ventura | Monthly System Peak Day | November | CAISO 1-in-2 | 2 | 0.68304 | 0.66175 | 0.68304 | 0.66175 | 0 | 49.5954
| LCA | Big Creek/Ventura | Monthly System Peak Day | November | CAISO 1-in-2 | 3 | 0.64997 | 0.62555 | 0.64997 | 0.62555 | 0 | 48.3842
| LCA | Big Creek/Ventura | Monthly System Peak Day | November | CAISO 1-in-2 | 4 | 0.62764 | 0.60404 | 0.62764 | 0.60404 | 0 | 47.3483
| LCA | Big Creek/Ventura | Monthly System Peak Day | November | CAISO 1-in-2 | 5 | 0.62934 | 0.60907 | 0.62934 | 0.60907 | 0 | 46.6728
| LCA | Big Creek/Ventura | Monthly System Peak Day | November | CAISO 1-in-2 | 6 | 0.66022 | 0.65782 | 0.66022 | 0.65782 | 0 | 45.371
| LCA | Big Creek/Ventura | Monthly System Peak Day | November | CAISO 1-in-2 | 7 | 0.71011 | 0.7465 | 0.71011 | 0.7465 | 0 | 45.0756
| LCA | Big Creek/Ventura | Monthly System Peak Day | November | CAISO 1-in-2 | 8 | 0.66819 | 0.70231 | 0.66819 | 0.70231 | 0 | 44.9036
| LCA | Big Creek/Ventura | Monthly System Peak Day | November | CAISO 1-in-2 | 9 | 0.49547 | 0.48363 | 0.49547 | 0.48363 | 0 | 46.8023
| LCA | Big Creek/Ventura | Monthly System Peak Day | November | CAISO 1-in-2 | 10 | 0.2919 | 0.28361 | 0.2919 | 0.28361 | 0 | 52.9537
| LCA | Big Creek/Ventura | Monthly System Peak Day | November | CAISO 1-in-2 | 11 | 0.086011 | 0.086531 | 0.086011 | 0.086531 | 0 | 60.0458
| LCA | Big Creek/Ventura | Monthly System Peak Day | November | CAISO 1-in-2 | 12 | -0.058061 | -0.07149 | -0.058061 | -0.07149 | 0 | 65.9747
| LCA | Big Creek/Ventura | Monthly System Peak Day | November | CAISO 1-in-2 | 13 | -0.04185 | -0.066571 | -0.04185 | -0.066571 | 0 | 68.807
| LCA | Big Creek/Ventura | Monthly System Peak Day | November | CAISO 1-in-2 | 14 | 0.052474 | 0.018202 | 0.052474 | 0.018202 | 0 | 70.5928
| LCA | Big Creek/Ventura | Monthly System Peak Day | November | CAISO 1-in-2 | 15 | 0.1735 | 0.15025 | 0.1735 | 0.15025 | 0 | 71.4981
| LCA | Big Creek/Ventura | Monthly System Peak Day | November | CAISO 1-in-2 | 16 | 0.37185 | 0.35802 | 0.37185 | 0.35802 | 0 | 73.5111
| LCA | Big Creek/Ventura | Monthly System Peak Day | November | CAISO 1-in-2 | 17 | 0.6112 | 0.60912 | 0.6112 | 0.60912 | 0 | 73.0225
| LCA | Big Creek/Ventura | Monthly System Peak Day | November | CAISO 1-in-2 | 18 | 0.87646 | 0.8582 | 0.87646 | 0.8582 | 0 | 70.7849
| LCA | Big Creek/Ventura | Monthly System Peak Day | November | CAISO 1-in-2 | 19 | 1.071 | 1.0227 | 1.071 | 1.0227 | 0 | 66.7984
| LCA | Big Creek/Ventura | Monthly System Peak Day | November | CAISO 1-in-2 | 20 | 1.1532 | 1.094 | 1.1532 | 1.094 | 0 | 63.0545
| LCA | Big Creek/Ventura | Monthly System Peak Day | November | CAISO 1-in-2 | 21 | 1.1419 | 1.1008 | 1.1419 | 1.1008 | 0 | 60.1812
| LCA | Big Creek/Ventura | Monthly System Peak Day | November | CAISO 1-in-2 | 22 | 1.0633 | 1.0344 | 1.0633 | 1.0344 | 0 | 57.8371
| LCA | Big Creek/Ventura | Monthly System Peak Day | November | CAISO 1-in-2 | 23 | 0.9535 | 0.93857 | 0.9535 | 0.93857 | 0 | 55.444
| LCA | Big Creek/Ventura | Monthly System Peak Day | November | CAISO 1-in-2 | 24 | 0.82056 | 0.80728 | 0.82056 | 0.80728 | 0 | 53.2358
| LCA | Big Creek/Ventura | Monthly System Peak Day | November | SCE 1-in-10 | 1 | 0.90642 | 0.88771 | 0.90642 | 0.88771 | 0 | 63.5768
| LCA | Big Creek/Ventura | Monthly System Peak Day | November | SCE 1-in-10 | 2 | 0.81253 | 0.79124 | 0.81253 | 0.79124 | 0 | 62.0148
| LCA | Big Creek/Ventura | Monthly System Peak Day | November | SCE 1-in-10 | 3 | 0.75067 | 0.72624 | 0.75067 | 0.72624 | 0 | 60.6368
| LCA | Big Creek/Ventura | Monthly System Peak Day | November | SCE 1-in-10 | 4 | 0.69762 | 0.67403 | 0.69762 | 0.67403 | 0 | 59.1424
| LCA | Big Creek/Ventura | Monthly System Peak Day | November | SCE 1-in-10 | 5 | 0.67423 | 0.65396 | 0.67423 | 0.65396 | 0 | 58.6961
| LCA | Big Creek/Ventura | Monthly System Peak Day | November | SCE 1-in-10 | 6 | 0.67878 | 0.67637 | 0.67878 | 0.67637 | 0 | 57.7458
| LCA | Big Creek/Ventura | Monthly System Peak Day | November | SCE 1-in-10 | 7 | 0.6823 | 0.71869 | 0.6823 | 0.71869 | 0 | 56.7762
| LCA | Big Creek/Ventura | Monthly System Peak Day | November | SCE 1-in-10 | 8 | 0.62419 | 0.65831 | 0.62419 | 0.65831 | 0 | 55.3182
| LCA | Big Creek/Ventura | Monthly System Peak Day | November | SCE 1-in-10 | 9 | 0.46833 | 0.45649 | 0.46833 | 0.45649 | 0 | 56.4692
| LCA | Big Creek/Ventura | Monthly System Peak Day | November | SCE 1-in-10 | 10 | 0.25415 | 0.24586 | 0.25415 | 0.24586 | 0 | 61.655
| LCA | Big Creek/Ventura | Monthly System Peak Day | November | SCE 1-in-10 | 11 | 0.077173 | 0.077693 | 0.077173 | 0.077693 | 0 | 68.1927
| LCA | Big Creek/Ventura | Monthly System Peak Day | November | SCE 1-in-10 | 12 | -0.024943 | -0.038371 | -0.024943 | -0.038371 | 0 | 74.8084
| LCA | Big Creek/Ventura | Monthly System Peak Day | November | SCE 1-in-10 | 13 | 0.011737 | -0.012984 | 0.011737 | -0.012984 | 0 | 79.1213
| LCA | Big Creek/Ventura | Monthly System Peak Day | November | SCE 1-in-10 | 14 | 0.15344 | 0.11917 | 0.15344 | 0.11917 | 0 | 82.0662
| LCA | Big Creek/Ventura | Monthly System Peak Day | November | SCE 1-in-10 | 15 | 0.35728 | 0.33404 | 0.35728 | 0.33404 | 0 | 83.646
| LCA | Big Creek/Ventura | Monthly System Peak Day | November | SCE 1-in-10 | 16 | 0.65109 | 0.63726 | 0.65109 | 0.63726 | 0 | 84.6455
| LCA | Big Creek/Ventura | Monthly System Peak Day | November | SCE 1-in-10 | 17 | 0.97554 | 0.97347 | 0.10129 | 0.044077 | 0.045712 | 84.6501
| LCA | Big Creek/Ventura | Monthly System Peak Day | November | SCE 1-in-10 | 18 | 1.2921 | 1.2739 | 0.57757 | 0.75775 | 0.21767 | 83.3659
| LCA | Big Creek/Ventura | Monthly System Peak Day | November | SCE 1-in-10 | 19 | 1.4998 | 1.4514 | 0.90567 | 1.0696 | 0.20687 | 79.7589
| LCA | Big Creek/Ventura | Monthly System Peak Day | November | SCE 1-in-10 | 20 | 1.5341 | 1.4748 | 1.0898 | 1.1657 | 0.11364 | 74.3127
| LCA | Big Creek/Ventura | Monthly System Peak Day | November | SCE 1-in-10 | 21 | 1.488 | 1.4469 | 1.0238 | 1.1178 | 0.13399 | 70.4607
| LCA | Big Creek/Ventura | Monthly System Peak Day | November | SCE 1-in-10 | 22 | 1.3742 | 1.3453 | 1.5157 | 1.6732 | 0.058172 | 67.8923
| LCA | Big Creek/Ventura | Monthly System Peak Day | November | SCE 1-in-10 | 23 | 1.2231 | 1.2082 | 1.2231 | 1.2374 | 0 | 65.3376
| LCA | Big Creek/Ventura | Monthly System Peak Day | November | SCE 1-in-10 | 24 | 1.026 | 1.0127 | 1.026 | 1.0127 | 0 | 63.6642
| LCA | Big Creek/Ventura | Monthly System Peak Day | November | SCE 1-in-2 | 1 | 0.80371 | 0.78501 | 0.80371 | 0.78501 | 0 | 57.7248
| LCA | Big Creek/Ventura | Monthly System Peak Day | November | SCE 1-in-2 | 2 | 0.73028 | 0.70899 | 0.73028 | 0.70899 | 0 | 56.2727
| LCA | Big Creek/Ventura | Monthly System Peak Day | November | SCE 1-in-2 | 3 | 0.68341 | 0.65898 | 0.68341 | 0.65898 | 0 | 55.0243
| LCA | Big Creek/Ventura | Monthly System Peak Day | November | SCE 1-in-2 | 4 | 0.64719 | 0.6236 | 0.64719 | 0.6236 | 0 | 54.1285
| LCA | Big Creek/Ventura | Monthly System Peak Day | November | SCE 1-in-2 | 5 | 0.6322 | 0.61192 | 0.6322 | 0.61192 | 0 | 53.3393
| LCA | Big Creek/Ventura | Monthly System Peak Day | November | SCE 1-in-2 | 6 | 0.64568 | 0.64328 | 0.64568 | 0.64328 | 0 | 52.2743
| LCA | Big Creek/Ventura | Monthly System Peak Day | November | SCE 1-in-2 | 7 | 0.66636 | 0.70275 | 0.66636 | 0.70275 | 0 | 52.0028
| LCA | Big Creek/Ventura | Monthly System Peak Day | November | SCE 1-in-2 | 8 | 0.61247 | 0.64659 | 0.61247 | 0.64659 | 0 | 51.7209
| LCA | Big Creek/Ventura | Monthly System Peak Day | November | SCE 1-in-2 | 9 | 0.4568 | 0.44496 | 0.4568 | 0.44496 | 0 | 53.0865
| LCA | Big Creek/Ventura | Monthly System Peak Day | November | SCE 1-in-2 | 10 | 0.23988 | 0.23158 | 0.23988 | 0.23158 | 0 | 58.7984
| LCA | Big Creek/Ventura | Monthly System Peak Day | November | SCE 1-in-2 | 11 | 0.019833 | 0.020354 | 0.019833 | 0.020354 | 0 | 66.3122
| LCA | Big Creek/Ventura | Monthly System Peak Day | November | SCE 1-in-2 | 12 | -0.094989 | -0.10842 | -0.094989 | -0.10842 | 0 | 72.6056
| LCA | Big Creek/Ventura | Monthly System Peak Day | November | SCE 1-in-2 | 13 | -0.067477 | -0.092198 | -0.067477 | -0.092198 | 0 | 76.6962
| LCA | Big Creek/Ventura | Monthly System Peak Day | November | SCE 1-in-2 | 14 | 0.05864 | 0.024368 | 0.05864 | 0.024368 | 0 | 78.8172
| LCA | Big Creek/Ventura | Monthly System Peak Day | November | SCE 1-in-2 | 15 | 0.23545 | 0.21221 | 0.23545 | 0.21221 | 0 | 80.335
| LCA | Big Creek/Ventura | Monthly System Peak Day | November | SCE 1-in-2 | 16 | 0.50491 | 0.49107 | 0.50491 | 0.49107 | 0 | 81.9437
| LCA | Big Creek/Ventura | Monthly System Peak Day | November | SCE 1-in-2 | 17 | 0.79824 | 0.79617 | 0.076773 | 0.074702 | 0.0521 | 81.5479
| LCA | Big Creek/Ventura | Monthly System Peak Day | November | SCE 1-in-2 | 18 | 1.0874 | 1.0691 | 0.40207 | 0.58225 | 0.26348 | 79.5291
| LCA | Big Creek/Ventura | Monthly System Peak Day | November | SCE 1-in-2 | 19 | 1.2882 | 1.2399 | 0.67431 | 0.83823 | 0.2516 | 75.3276
| LCA | Big Creek/Ventura | Monthly System Peak Day | November | SCE 1-in-2 | 20 | 1.3521 | 1.2928 | 0.89382 | 0.96964 | 0.12797 | 71.5974
| LCA | Big Creek/Ventura | Monthly System Peak Day | November | SCE 1-in-2 | 21 | 1.3422 | 1.3011 | 0.86866 | 0.96266 | 0.14362 | 68.6466
| LCA | Big Creek/Ventura | Monthly System Peak Day | November | SCE 1-in-2 | 22 | 1.2462 | 1.2173 | 1.3586 | 1.5162 | 0.062474 | 66.2159
| LCA | Big Creek/Ventura | Monthly System Peak Day | November | SCE 1-in-2 | 23 | 1.0994 | 1.0845 | 1.0994 | 1.0921 | 0 | 63.6636
| LCA | Big Creek/Ventura | Monthly System Peak Day | November | SCE 1-in-2 | 24 | 0.92311 | 0.90983 | 0.92311 | 0.90983 | 0 | 61.0054
| LCA | Big Creek/Ventura | Monthly System Peak Day | October | CAISO 1-in-10 | 1 | 1.4362 | 1.4175 | 1.4362 | 1.4175 | 0 | 74.3684
| LCA | Big Creek/Ventura | Monthly System Peak Day | October | CAISO 1-in-10 | 2 | 1.2458 | 1.2245 | 1.2458 | 1.2245 | 0 | 73.4046
| LCA | Big Creek/Ventura | Monthly System Peak Day | October | CAISO 1-in-10 | 3 | 1.1117 | 1.0872 | 1.1117 | 1.0872 | 0 | 72.5009
| LCA | Big Creek/Ventura | Monthly System Peak Day | October | CAISO 1-in-10 | 4 | 0.98038 | 0.95679 | 0.98038 | 0.95679 | 0 | 71.0057
| LCA | Big Creek/Ventura | Monthly System Peak Day | October | CAISO 1-in-10 | 5 | 0.89401 | 0.87373 | 0.89401 | 0.87373 | 0 | 69.7196
| LCA | Big Creek/Ventura | Monthly System Peak Day | October | CAISO 1-in-10 | 6 | 0.8893 | 0.8869 | 0.8893 | 0.8869 | 0 | 70.0071
| LCA | Big Creek/Ventura | Monthly System Peak Day | October | CAISO 1-in-10 | 7 | 0.84687 | 0.88326 | 0.84687 | 0.88326 | 0 | 69.2026
| LCA | Big Creek/Ventura | Monthly System Peak Day | October | CAISO 1-in-10 | 8 | 0.76211 | 0.79624 | 0.76211 | 0.79624 | 0 | 67.88
| LCA | Big Creek/Ventura | Monthly System Peak Day | October | CAISO 1-in-10 | 9 | 0.62186 | 0.61001 | 0.62186 | 0.61001 | 0 | 67.8672
| LCA | Big Creek/Ventura | Monthly System Peak Day | October | CAISO 1-in-10 | 10 | 0.55618 | 0.54788 | 0.55618 | 0.54788 | 0 | 72.0117
| LCA | Big Creek/Ventura | Monthly System Peak Day | October | CAISO 1-in-10 | 11 | 0.54852 | 0.54904 | 0.54852 | 0.54904 | 0 | 78.0436
| LCA | Big Creek/Ventura | Monthly System Peak Day | October | CAISO 1-in-10 | 12 | 0.62193 | 0.6085 | 0.62193 | 0.6085 | 0 | 83.5617
| LCA | Big Creek/Ventura | Monthly System Peak Day | October | CAISO 1-in-10 | 13 | 0.81633 | 0.79161 | 0.81633 | 0.79161 | 0 | 87.9704
| LCA | Big Creek/Ventura | Monthly System Peak Day | October | CAISO 1-in-10 | 14 | 1.1019 | 1.0677 | 1.1019 | 1.0677 | 0 | 91.2138
| LCA | Big Creek/Ventura | Monthly System Peak Day | October | CAISO 1-in-10 | 15 | 1.4302 | 1.407 | 1.4302 | 1.407 | 0 | 92.3564
| LCA | Big Creek/Ventura | Monthly System Peak Day | October | CAISO 1-in-10 | 16 | 1.815 | 1.8012 | 1.815 | 1.8012 | 0 | 93.1803
| LCA | Big Creek/Ventura | Monthly System Peak Day | October | CAISO 1-in-10 | 17 | 2.1777 | 2.1756 | 1.1039 | 1.0466 | 0.037363 | 92.5973
| LCA | Big Creek/Ventura | Monthly System Peak Day | October | CAISO 1-in-10 | 18 | 2.5286 | 2.5103 | 1.7553 | 1.9355 | 0.12945 | 91.065
| LCA | Big Creek/Ventura | Monthly System Peak Day | October | CAISO 1-in-10 | 19 | 2.6998 | 2.6515 | 2.1451 | 2.309 | 0.11953 | 88.5648
| LCA | Big Creek/Ventura | Monthly System Peak Day | October | CAISO 1-in-10 | 20 | 2.6059 | 2.5467 | 2.2171 | 2.2929 | 0.058713 | 85.0189
| LCA | Big Creek/Ventura | Monthly System Peak Day | October | CAISO 1-in-10 | 21 | 2.4693 | 2.4282 | 2.0641 | 2.1581 | 0.074426 | 81.8702
| LCA | Big Creek/Ventura | Monthly System Peak Day | October | CAISO 1-in-10 | 22 | 2.2764 | 2.2475 | 2.6033 | 2.7609 | 0.035867 | 78.6262
| LCA | Big Creek/Ventura | Monthly System Peak Day | October | CAISO 1-in-10 | 23 | 1.9902 | 1.9753 | 2.0832 | 2.1424 | 0.033473 | 76.0056
| LCA | Big Creek/Ventura | Monthly System Peak Day | October | CAISO 1-in-10 | 24 | 1.6504 | 1.6371 | 1.6954 | 1.6854 | 0.028003 | 73.73
| LCA | Big Creek/Ventura | Monthly System Peak Day | October | CAISO 1-in-2 | 1 | 1.2497 | 1.231 | 1.2497 | 1.231 | 0 | 71.0031
| LCA | Big Creek/Ventura | Monthly System Peak Day | October | CAISO 1-in-2 | 2 | 1.0478 | 1.0265 | 1.0478 | 1.0265 | 0 | 69.2757
| LCA | Big Creek/Ventura | Monthly System Peak Day | October | CAISO 1-in-2 | 3 | 0.95054 | 0.92611 | 0.95054 | 0.92611 | 0 | 68.8358
| LCA | Big Creek/Ventura | Monthly System Peak Day | October | CAISO 1-in-2 | 4 | 0.85162 | 0.82803 | 0.85162 | 0.82803 | 0 | 67.8067
| LCA | Big Creek/Ventura | Monthly System Peak Day | October | CAISO 1-in-2 | 5 | 0.78464 | 0.76436 | 0.78464 | 0.76436 | 0 | 66.7794
| LCA | Big Creek/Ventura | Monthly System Peak Day | October | CAISO 1-in-2 | 6 | 0.74711 | 0.74471 | 0.74711 | 0.74471 | 0 | 65.6537
| LCA | Big Creek/Ventura | Monthly System Peak Day | October | CAISO 1-in-2 | 7 | 0.71837 | 0.75476 | 0.71837 | 0.75476 | 0 | 64.6407
| LCA | Big Creek/Ventura | Monthly System Peak Day | October | CAISO 1-in-2 | 8 | 0.64914 | 0.68326 | 0.64914 | 0.68326 | 0 | 63.6826
| LCA | Big Creek/Ventura | Monthly System Peak Day | October | CAISO 1-in-2 | 9 | 0.50903 | 0.49718 | 0.50903 | 0.49718 | 0 | 64.0192
| LCA | Big Creek/Ventura | Monthly System Peak Day | October | CAISO 1-in-2 | 10 | 0.42242 | 0.41412 | 0.42242 | 0.41412 | 0 | 68.3921
| LCA | Big Creek/Ventura | Monthly System Peak Day | October | CAISO 1-in-2 | 11 | 0.36406 | 0.36458 | 0.36406 | 0.36458 | 0 | 74.2352
| LCA | Big Creek/Ventura | Monthly System Peak Day | October | CAISO 1-in-2 | 12 | 0.37673 | 0.36331 | 0.37673 | 0.36331 | 0 | 79.2847
| LCA | Big Creek/Ventura | Monthly System Peak Day | October | CAISO 1-in-2 | 13 | 0.50289 | 0.47817 | 0.50289 | 0.47817 | 0 | 83.3869
| LCA | Big Creek/Ventura | Monthly System Peak Day | October | CAISO 1-in-2 | 14 | 0.7233 | 0.68903 | 0.7233 | 0.68903 | 0 | 86.1581
| LCA | Big Creek/Ventura | Monthly System Peak Day | October | CAISO 1-in-2 | 15 | 1.0062 | 0.98299 | 1.0062 | 0.98299 | 0 | 88.0505
| LCA | Big Creek/Ventura | Monthly System Peak Day | October | CAISO 1-in-2 | 16 | 1.3711 | 1.3572 | 1.3711 | 1.3572 | 0 | 89.5766
| LCA | Big Creek/Ventura | Monthly System Peak Day | October | CAISO 1-in-2 | 17 | 1.7464 | 1.7443 | 0.73244 | 0.67522 | 0.038303 | 90.2135
| LCA | Big Creek/Ventura | Monthly System Peak Day | October | CAISO 1-in-2 | 18 | 2.0884 | 2.0702 | 1.3354 | 1.5156 | 0.159 | 88.4064
| LCA | Big Creek/Ventura | Monthly System Peak Day | October | CAISO 1-in-2 | 19 | 2.2719 | 2.2236 | 1.7028 | 1.8667 | 0.15099 | 85.3527
| LCA | Big Creek/Ventura | Monthly System Peak Day | October | CAISO 1-in-2 | 20 | 2.2268 | 2.1675 | 1.823 | 1.8988 | 0.073038 | 82.1438
| LCA | Big Creek/Ventura | Monthly System Peak Day | October | CAISO 1-in-2 | 21 | 2.1289 | 2.0878 | 1.7088 | 1.8028 | 0.089303 | 78.9717
| LCA | Big Creek/Ventura | Monthly System Peak Day | October | CAISO 1-in-2 | 22 | 1.9686 | 1.9397 | 2.2494 | 2.407 | 0.040118 | 75.9605
| LCA | Big Creek/Ventura | Monthly System Peak Day | October | CAISO 1-in-2 | 23 | 1.728 | 1.7131 | 1.7936 | 1.8528 | 0.036912 | 73.886
| LCA | Big Creek/Ventura | Monthly System Peak Day | October | CAISO 1-in-2 | 24 | 1.4352 | 1.4219 | 1.4617 | 1.4517 | 0.01323 | 71.9751
| LCA | Big Creek/Ventura | Monthly System Peak Day | October | SCE 1-in-10 | 1 | 1.314 | 1.2953 | 1.314 | 1.2953 | 0 | 71.6958
| LCA | Big Creek/Ventura | Monthly System Peak Day | October | SCE 1-in-10 | 2 | 1.201 | 1.1797 | 1.201 | 1.1797 | 0 | 71.7193
| LCA | Big Creek/Ventura | Monthly System Peak Day | October | SCE 1-in-10 | 3 | 1.1687 | 1.1443 | 1.1687 | 1.1443 | 0 | 72.9568
| LCA | Big Creek/Ventura | Monthly System Peak Day | October | SCE 1-in-10 | 4 | 1.0579 | 1.0343 | 1.0579 | 1.0343 | 0 | 72.0002
| LCA | Big Creek/Ventura | Monthly System Peak Day | October | SCE 1-in-10 | 5 | 0.97664 | 0.95637 | 0.97664 | 0.95637 | 0 | 70.8281
| LCA | Big Creek/Ventura | Monthly System Peak Day | October | SCE 1-in-10 | 6 | 0.94809 | 0.94568 | 0.94809 | 0.94568 | 0 | 70.1374
| LCA | Big Creek/Ventura | Monthly System Peak Day | October | SCE 1-in-10 | 7 | 0.91191 | 0.9483 | 0.91191 | 0.9483 | 0 | 69.2808
| LCA | Big Creek/Ventura | Monthly System Peak Day | October | SCE 1-in-10 | 8 | 0.86343 | 0.89755 | 0.86343 | 0.89755 | 0 | 68.7861
| LCA | Big Creek/Ventura | Monthly System Peak Day | October | SCE 1-in-10 | 9 | 0.71788 | 0.70603 | 0.71788 | 0.70603 | 0 | 68.8989
| LCA | Big Creek/Ventura | Monthly System Peak Day | October | SCE 1-in-10 | 10 | 0.59559 | 0.5873 | 0.59559 | 0.5873 | 0 | 72.9319
| LCA | Big Creek/Ventura | Monthly System Peak Day | October | SCE 1-in-10 | 11 | 0.60983 | 0.61035 | 0.60983 | 0.61035 | 0 | 78.5782
| LCA | Big Creek/Ventura | Monthly System Peak Day | October | SCE 1-in-10 | 12 | 0.69558 | 0.68215 | 0.69558 | 0.68215 | 0 | 84.3136
| LCA | Big Creek/Ventura | Monthly System Peak Day | October | SCE 1-in-10 | 13 | 0.91191 | 0.88719 | 0.91191 | 0.88719 | 0 | 88.0121
| LCA | Big Creek/Ventura | Monthly System Peak Day | October | SCE 1-in-10 | 14 | 1.2002 | 1.1659 | 1.2002 | 1.1659 | 0 | 89.9096
| LCA | Big Creek/Ventura | Monthly System Peak Day | October | SCE 1-in-10 | 15 | 1.5285 | 1.5052 | 1.5285 | 1.5052 | 0 | 91.5846
| LCA | Big Creek/Ventura | Monthly System Peak Day | October | SCE 1-in-10 | 16 | 1.9164 | 1.9025 | 1.9164 | 1.9025 | 0 | 92.9105
| LCA | Big Creek/Ventura | Monthly System Peak Day | October | SCE 1-in-10 | 17 | 2.2973 | 2.2952 | 1.1937 | 1.1365 | 0.037474 | 93.7797
| LCA | Big Creek/Ventura | Monthly System Peak Day | October | SCE 1-in-10 | 18 | 2.6563 | 2.638 | 1.863 | 2.0432 | 0.10234 | 93.6846
| LCA | Big Creek/Ventura | Monthly System Peak Day | October | SCE 1-in-10 | 19 | 2.8187 | 2.7703 | 2.2793 | 2.4432 | 0.087013 | 92.0073
| LCA | Big Creek/Ventura | Monthly System Peak Day | October | SCE 1-in-10 | 20 | 2.7365 | 2.6772 | 2.3654 | 2.4412 | 0.042676 | 88.4592
| LCA | Big Creek/Ventura | Monthly System Peak Day | October | SCE 1-in-10 | 21 | 2.593 | 2.5519 | 2.2021 | 2.2961 | 0.060593 | 84.6348
| LCA | Big Creek/Ventura | Monthly System Peak Day | October | SCE 1-in-10 | 22 | 2.3935 | 2.3646 | 2.7637 | 2.9213 | 0.033195 | 81.1334
| LCA | Big Creek/Ventura | Monthly System Peak Day | October | SCE 1-in-10 | 23 | 2.0833 | 2.0684 | 2.2067 | 2.2658 | 0.030723 | 78.3604
| LCA | Big Creek/Ventura | Monthly System Peak Day | October | SCE 1-in-10 | 24 | 1.7316 | 1.7183 | 1.8043 | 1.7943 | 0.025523 | 76.3428
| LCA | Big Creek/Ventura | Monthly System Peak Day | October | SCE 1-in-2 | 1 | 1.0286 | 1.0099 | 1.0286 | 1.0099 | 0 | 66.5108
| LCA | Big Creek/Ventura | Monthly System Peak Day | October | SCE 1-in-2 | 2 | 0.8968 | 0.87552 | 0.8968 | 0.87552 | 0 | 64.7483
| LCA | Big Creek/Ventura | Monthly System Peak Day | October | SCE 1-in-2 | 3 | 0.83758 | 0.81315 | 0.83758 | 0.81315 | 0 | 64.4653
| LCA | Big Creek/Ventura | Monthly System Peak Day | October | SCE 1-in-2 | 4 | 0.7912 | 0.76761 | 0.7912 | 0.76761 | 0 | 64.0823
| LCA | Big Creek/Ventura | Monthly System Peak Day | October | SCE 1-in-2 | 5 | 0.74662 | 0.72635 | 0.74662 | 0.72635 | 0 | 63.5092
| LCA | Big Creek/Ventura | Monthly System Peak Day | October | SCE 1-in-2 | 6 | 0.73109 | 0.72868 | 0.73109 | 0.72868 | 0 | 62.4715
| LCA | Big Creek/Ventura | Monthly System Peak Day | October | SCE 1-in-2 | 7 | 0.71337 | 0.74976 | 0.71337 | 0.74976 | 0 | 61.6181
| LCA | Big Creek/Ventura | Monthly System Peak Day | October | SCE 1-in-2 | 8 | 0.64726 | 0.68138 | 0.64726 | 0.68138 | 0 | 60.9372
| LCA | Big Creek/Ventura | Monthly System Peak Day | October | SCE 1-in-2 | 9 | 0.50478 | 0.49294 | 0.50478 | 0.49294 | 0 | 61.746
| LCA | Big Creek/Ventura | Monthly System Peak Day | October | SCE 1-in-2 | 10 | 0.34949 | 0.3412 | 0.34949 | 0.3412 | 0 | 66.2423
| LCA | Big Creek/Ventura | Monthly System Peak Day | October | SCE 1-in-2 | 11 | 0.24099 | 0.24151 | 0.24099 | 0.24151 | 0 | 72.7126
| LCA | Big Creek/Ventura | Monthly System Peak Day | October | SCE 1-in-2 | 12 | 0.20472 | 0.19129 | 0.20472 | 0.19129 | 0 | 78.4601
| LCA | Big Creek/Ventura | Monthly System Peak Day | October | SCE 1-in-2 | 13 | 0.30925 | 0.28453 | 0.30925 | 0.28453 | 0 | 82.2188
| LCA | Big Creek/Ventura | Monthly System Peak Day | October | SCE 1-in-2 | 14 | 0.50954 | 0.47527 | 0.50954 | 0.47527 | 0 | 84.5283
| LCA | Big Creek/Ventura | Monthly System Peak Day | October | SCE 1-in-2 | 15 | 0.77423 | 0.75099 | 0.77423 | 0.75099 | 0 | 86.4059
| LCA | Big Creek/Ventura | Monthly System Peak Day | October | SCE 1-in-2 | 16 | 1.1301 | 1.1163 | 1.1301 | 1.1163 | 0 | 87.9113
| LCA | Big Creek/Ventura | Monthly System Peak Day | October | SCE 1-in-2 | 17 | 1.5041 | 1.502 | 0.53842 | 0.48121 | 0.040124 | 88.291
| LCA | Big Creek/Ventura | Monthly System Peak Day | October | SCE 1-in-2 | 18 | 1.8583 | 1.84 | 1.1095 | 1.2896 | 0.16524 | 87.8593
| LCA | Big Creek/Ventura | Monthly System Peak Day | October | SCE 1-in-2 | 19 | 2.0498 | 2.0015 | 1.4854 | 1.6493 | 0.14058 | 86.4088
| LCA | Big Creek/Ventura | Monthly System Peak Day | October | SCE 1-in-2 | 20 | 2.0529 | 1.9936 | 1.6558 | 1.7316 | 0.066553 | 83.4323
| LCA | Big Creek/Ventura | Monthly System Peak Day | October | SCE 1-in-2 | 21 | 1.969 | 1.9279 | 1.549 | 1.643 | 0.089072 | 79.0164
| LCA | Big Creek/Ventura | Monthly System Peak Day | October | SCE 1-in-2 | 22 | 1.8147 | 1.7858 | 2.0847 | 2.2422 | 0.041286 | 75.3332
| LCA | Big Creek/Ventura | Monthly System Peak Day | October | SCE 1-in-2 | 23 | 1.58 | 1.5651 | 1.6277 | 1.6869 | 0.039542 | 72.4988
| LCA | Big Creek/Ventura | Monthly System Peak Day | October | SCE 1-in-2 | 24 | 1.3056 | 1.2923 | 1.3129 | 1.3029 | 0.0036543 | 70.1634
| LCA | Big Creek/Ventura | Monthly System Peak Day | September | CAISO 1-in-10 | 1 | 1.7866 | 1.7679 | 1.7866 | 1.7679 | 0 | 80.2755
| LCA | Big Creek/Ventura | Monthly System Peak Day | September | CAISO 1-in-10 | 2 | 1.518 | 1.4967 | 1.518 | 1.4967 | 0 | 78.4537
| LCA | Big Creek/Ventura | Monthly System Peak Day | September | CAISO 1-in-10 | 3 | 1.3587 | 1.3343 | 1.3587 | 1.3343 | 0 | 77.5358
| LCA | Big Creek/Ventura | Monthly System Peak Day | September | CAISO 1-in-10 | 4 | 1.2565 | 1.2329 | 1.2565 | 1.2329 | 0 | 77.4792
| LCA | Big Creek/Ventura | Monthly System Peak Day | September | CAISO 1-in-10 | 5 | 1.1748 | 1.1546 | 1.1748 | 1.1546 | 0 | 77.2417
| LCA | Big Creek/Ventura | Monthly System Peak Day | September | CAISO 1-in-10 | 6 | 1.1162 | 1.1138 | 1.1162 | 1.1138 | 0 | 75.929
| LCA | Big Creek/Ventura | Monthly System Peak Day | September | CAISO 1-in-10 | 7 | 1.0683 | 1.1047 | 1.0683 | 1.1047 | 0 | 75.6042
| LCA | Big Creek/Ventura | Monthly System Peak Day | September | CAISO 1-in-10 | 8 | 1.0366 | 1.0707 | 1.0366 | 1.0707 | 0 | 75.4702
| LCA | Big Creek/Ventura | Monthly System Peak Day | September | CAISO 1-in-10 | 9 | 0.92507 | 0.91322 | 0.92507 | 0.91322 | 0 | 76.3412
| LCA | Big Creek/Ventura | Monthly System Peak Day | September | CAISO 1-in-10 | 10 | 0.82802 | 0.81972 | 0.82802 | 0.81972 | 0 | 80.2544
| LCA | Big Creek/Ventura | Monthly System Peak Day | September | CAISO 1-in-10 | 11 | 0.93505 | 0.93557 | 0.93505 | 0.93557 | 0 | 84.7433
| LCA | Big Creek/Ventura | Monthly System Peak Day | September | CAISO 1-in-10 | 12 | 1.1619 | 1.1485 | 1.1619 | 1.1485 | 0 | 89.1812
| LCA | Big Creek/Ventura | Monthly System Peak Day | September | CAISO 1-in-10 | 13 | 1.4812 | 1.4565 | 1.4812 | 1.4565 | 0 | 92.3566
| LCA | Big Creek/Ventura | Monthly System Peak Day | September | CAISO 1-in-10 | 14 | 1.8419 | 1.8076 | 1.8419 | 1.8076 | 0 | 94.6972
| LCA | Big Creek/Ventura | Monthly System Peak Day | September | CAISO 1-in-10 | 15 | 2.2282 | 2.205 | 2.2282 | 2.205 | 0 | 96.1892
| LCA | Big Creek/Ventura | Monthly System Peak Day | September | CAISO 1-in-10 | 16 | 2.6481 | 2.6342 | 2.6481 | 2.6342 | 0 | 97.5961
| LCA | Big Creek/Ventura | Monthly System Peak Day | September | CAISO 1-in-10 | 17 | 3.0308 | 3.0287 | 1.807 | 1.7498 | 0.041629 | 98.5661
| LCA | Big Creek/Ventura | Monthly System Peak Day | September | CAISO 1-in-10 | 18 | 3.3908 | 3.3725 | 2.564 | 2.7442 | 0.06823 | 98.0784
| LCA | Big Creek/Ventura | Monthly System Peak Day | September | CAISO 1-in-10 | 19 | 3.5292 | 3.4808 | 3.0074 | 3.1713 | 0.054206 | 95.9492
| LCA | Big Creek/Ventura | Monthly System Peak Day | September | CAISO 1-in-10 | 20 | 3.3756 | 3.3164 | 3.0305 | 3.1063 | 0.026177 | 93.4712
| LCA | Big Creek/Ventura | Monthly System Peak Day | September | CAISO 1-in-10 | 21 | 3.1866 | 3.1455 | 2.8269 | 2.9209 | 0.033763 | 90.6699
| LCA | Big Creek/Ventura | Monthly System Peak Day | September | CAISO 1-in-10 | 22 | 2.9638 | 2.9349 | 3.4556 | 3.6131 | 0.034673 | 88.173
| LCA | Big Creek/Ventura | Monthly System Peak Day | September | CAISO 1-in-10 | 23 | 2.573 | 2.558 | 2.7884 | 2.8476 | 0.031653 | 85.4844
| LCA | Big Creek/Ventura | Monthly System Peak Day | September | CAISO 1-in-10 | 24 | 2.1443 | 2.131 | 2.2939 | 2.2839 | 0.027588 | 83.6259
| LCA | Big Creek/Ventura | Monthly System Peak Day | September | CAISO 1-in-2 | 1 | 1.5348 | 1.5161 | 1.5348 | 1.5161 | 0 | 75.8702
| LCA | Big Creek/Ventura | Monthly System Peak Day | September | CAISO 1-in-2 | 2 | 1.2972 | 1.276 | 1.2972 | 1.276 | 0 | 74.1132
| LCA | Big Creek/Ventura | Monthly System Peak Day | September | CAISO 1-in-2 | 3 | 1.1447 | 1.1203 | 1.1447 | 1.1203 | 0 | 72.8194
| LCA | Big Creek/Ventura | Monthly System Peak Day | September | CAISO 1-in-2 | 4 | 1.0174 | 0.99376 | 1.0174 | 0.99376 | 0 | 71.312
| LCA | Big Creek/Ventura | Monthly System Peak Day | September | CAISO 1-in-2 | 5 | 0.9366 | 0.91633 | 0.9366 | 0.91633 | 0 | 70.1763
| LCA | Big Creek/Ventura | Monthly System Peak Day | September | CAISO 1-in-2 | 6 | 0.88447 | 0.88206 | 0.88447 | 0.88206 | 0 | 68.82
| LCA | Big Creek/Ventura | Monthly System Peak Day | September | CAISO 1-in-2 | 7 | 0.83727 | 0.87366 | 0.83727 | 0.87366 | 0 | 67.7157
| LCA | Big Creek/Ventura | Monthly System Peak Day | September | CAISO 1-in-2 | 8 | 0.77563 | 0.80975 | 0.77563 | 0.80975 | 0 | 67.0014
| LCA | Big Creek/Ventura | Monthly System Peak Day | September | CAISO 1-in-2 | 9 | 0.68094 | 0.66909 | 0.68094 | 0.66909 | 0 | 68.8765
| LCA | Big Creek/Ventura | Monthly System Peak Day | September | CAISO 1-in-2 | 10 | 0.66537 | 0.65707 | 0.66537 | 0.65707 | 0 | 74.2103
| LCA | Big Creek/Ventura | Monthly System Peak Day | September | CAISO 1-in-2 | 11 | 0.70604 | 0.70657 | 0.70604 | 0.70657 | 0 | 81.0182
| LCA | Big Creek/Ventura | Monthly System Peak Day | September | CAISO 1-in-2 | 12 | 0.82392 | 0.81049 | 0.82392 | 0.81049 | 0 | 87.1814
| LCA | Big Creek/Ventura | Monthly System Peak Day | September | CAISO 1-in-2 | 13 | 1.0845 | 1.0598 | 1.0845 | 1.0598 | 0 | 90.8662
| LCA | Big Creek/Ventura | Monthly System Peak Day | September | CAISO 1-in-2 | 14 | 1.4123 | 1.378 | 1.4123 | 1.378 | 0 | 93.4418
| LCA | Big Creek/Ventura | Monthly System Peak Day | September | CAISO 1-in-2 | 15 | 1.7713 | 1.748 | 1.7713 | 1.748 | 0 | 94.9237
| LCA | Big Creek/Ventura | Monthly System Peak Day | September | CAISO 1-in-2 | 16 | 2.1815 | 2.1677 | 2.1815 | 2.1677 | 0 | 96.4528
| LCA | Big Creek/Ventura | Monthly System Peak Day | September | CAISO 1-in-2 | 17 | 2.5595 | 2.5574 | 1.3768 | 1.3196 | 0.039591 | 96.9303
| LCA | Big Creek/Ventura | Monthly System Peak Day | September | CAISO 1-in-2 | 18 | 2.9055 | 2.8873 | 2.0932 | 2.2734 | 0.080228 | 96.1862
| LCA | Big Creek/Ventura | Monthly System Peak Day | September | CAISO 1-in-2 | 19 | 3.0586 | 3.0103 | 2.5339 | 2.6978 | 0.059099 | 95.2824
| LCA | Big Creek/Ventura | Monthly System Peak Day | September | CAISO 1-in-2 | 20 | 2.9793 | 2.9201 | 2.6313 | 2.7071 | 0.027166 | 92.9252
| LCA | Big Creek/Ventura | Monthly System Peak Day | September | CAISO 1-in-2 | 21 | 2.807 | 2.7659 | 2.4323 | 2.5263 | 0.045811 | 87.7534
| LCA | Big Creek/Ventura | Monthly System Peak Day | September | CAISO 1-in-2 | 22 | 2.5986 | 2.5697 | 3.0244 | 3.182 | 0.032166 | 84.3561
| LCA | Big Creek/Ventura | Monthly System Peak Day | September | CAISO 1-in-2 | 23 | 2.257 | 2.242 | 2.4233 | 2.4824 | 0.029329 | 81.6808
| LCA | Big Creek/Ventura | Monthly System Peak Day | September | CAISO 1-in-2 | 24 | 1.8753 | 1.8621 | 1.9813 | 1.9713 | 0.024743 | 79.4929
| LCA | Big Creek/Ventura | Monthly System Peak Day | September | SCE 1-in-10 | 1 | 1.6175 | 1.5988 | 1.6175 | 1.5988 | 0 | 77.0464
| LCA | Big Creek/Ventura | Monthly System Peak Day | September | SCE 1-in-10 | 2 | 1.3867 | 1.3654 | 1.3867 | 1.3654 | 0 | 75.6688
| LCA | Big Creek/Ventura | Monthly System Peak Day | September | SCE 1-in-10 | 3 | 1.2389 | 1.2144 | 1.2389 | 1.2144 | 0 | 74.6816
| LCA | Big Creek/Ventura | Monthly System Peak Day | September | SCE 1-in-10 | 4 | 1.156 | 1.1324 | 1.156 | 1.1324 | 0 | 74.7216
| LCA | Big Creek/Ventura | Monthly System Peak Day | September | SCE 1-in-10 | 5 | 1.094 | 1.0737 | 1.094 | 1.0737 | 0 | 74.7514
| LCA | Big Creek/Ventura | Monthly System Peak Day | September | SCE 1-in-10 | 6 | 1.0252 | 1.0228 | 1.0252 | 1.0228 | 0 | 72.9906
| LCA | Big Creek/Ventura | Monthly System Peak Day | September | SCE 1-in-10 | 7 | 0.99344 | 1.0298 | 0.99344 | 1.0298 | 0 | 73.0459
| LCA | Big Creek/Ventura | Monthly System Peak Day | September | SCE 1-in-10 | 8 | 0.94824 | 0.98236 | 0.94824 | 0.98236 | 0 | 72.6705
| LCA | Big Creek/Ventura | Monthly System Peak Day | September | SCE 1-in-10 | 9 | 0.85235 | 0.8405 | 0.85235 | 0.8405 | 0 | 74.0886
| LCA | Big Creek/Ventura | Monthly System Peak Day | September | SCE 1-in-10 | 10 | 0.78177 | 0.77347 | 0.78177 | 0.77347 | 0 | 78.6185
| LCA | Big Creek/Ventura | Monthly System Peak Day | September | SCE 1-in-10 | 11 | 0.86613 | 0.86665 | 0.86613 | 0.86665 | 0 | 83.8142
| LCA | Big Creek/Ventura | Monthly System Peak Day | September | SCE 1-in-10 | 12 | 1.0652 | 1.0518 | 1.0652 | 1.0518 | 0 | 88.5941
| LCA | Big Creek/Ventura | Monthly System Peak Day | September | SCE 1-in-10 | 13 | 1.3643 | 1.3395 | 1.3643 | 1.3395 | 0 | 92.2739
| LCA | Big Creek/Ventura | Monthly System Peak Day | September | SCE 1-in-10 | 14 | 1.7194 | 1.6852 | 1.7194 | 1.6852 | 0 | 94.8607
| LCA | Big Creek/Ventura | Monthly System Peak Day | September | SCE 1-in-10 | 15 | 2.1047 | 2.0815 | 2.1047 | 2.0815 | 0 | 96.8094
| LCA | Big Creek/Ventura | Monthly System Peak Day | September | SCE 1-in-10 | 16 | 2.5264 | 2.5125 | 2.5264 | 2.5125 | 0 | 98.2139
| LCA | Big Creek/Ventura | Monthly System Peak Day | September | SCE 1-in-10 | 17 | 2.9078 | 2.9057 | 1.6734 | 1.6162 | 0.042246 | 98.9884
| LCA | Big Creek/Ventura | Monthly System Peak Day | September | SCE 1-in-10 | 18 | 3.2587 | 3.2404 | 2.4288 | 2.609 | 0.066425 | 98.4915
| LCA | Big Creek/Ventura | Monthly System Peak Day | September | SCE 1-in-10 | 19 | 3.3955 | 3.3471 | 2.8746 | 3.0385 | 0.052816 | 96.1503
| LCA | Big Creek/Ventura | Monthly System Peak Day | September | SCE 1-in-10 | 20 | 3.2645 | 3.2053 | 2.9197 | 2.9955 | 0.026084 | 93.5324
| LCA | Big Creek/Ventura | Monthly System Peak Day | September | SCE 1-in-10 | 21 | 3.0893 | 3.0483 | 2.7289 | 2.8229 | 0.034317 | 90.5179
| LCA | Big Creek/Ventura | Monthly System Peak Day | September | SCE 1-in-10 | 22 | 2.8721 | 2.8432 | 3.3565 | 3.514 | 0.034202 | 87.7409
| LCA | Big Creek/Ventura | Monthly System Peak Day | September | SCE 1-in-10 | 23 | 2.4913 | 2.4764 | 2.7014 | 2.7606 | 0.031213 | 85.0714
| LCA | Big Creek/Ventura | Monthly System Peak Day | September | SCE 1-in-10 | 24 | 2.0733 | 2.06 | 2.2162 | 2.2062 | 0.026896 | 82.9899
| LCA | Big Creek/Ventura | Monthly System Peak Day | September | SCE 1-in-2 | 1 | 1.4639 | 1.4452 | 1.4639 | 1.4452 | 0 | 74.6451
| LCA | Big Creek/Ventura | Monthly System Peak Day | September | SCE 1-in-2 | 2 | 1.2444 | 1.2232 | 1.2444 | 1.2232 | 0 | 73.1146
| LCA | Big Creek/Ventura | Monthly System Peak Day | September | SCE 1-in-2 | 3 | 1.1048 | 1.0804 | 1.1048 | 1.0804 | 0 | 71.9809
| LCA | Big Creek/Ventura | Monthly System Peak Day | September | SCE 1-in-2 | 4 | 0.97883 | 0.95523 | 0.97883 | 0.95523 | 0 | 70.3035
| LCA | Big Creek/Ventura | Monthly System Peak Day | September | SCE 1-in-2 | 5 | 0.8931 | 0.87283 | 0.8931 | 0.87283 | 0 | 68.6886
| LCA | Big Creek/Ventura | Monthly System Peak Day | September | SCE 1-in-2 | 6 | 0.85405 | 0.85165 | 0.85405 | 0.85165 | 0 | 67.63
| LCA | Big Creek/Ventura | Monthly System Peak Day | September | SCE 1-in-2 | 7 | 0.8095 | 0.84589 | 0.8095 | 0.84589 | 0 | 66.6287
| LCA | Big Creek/Ventura | Monthly System Peak Day | September | SCE 1-in-2 | 8 | 0.74033 | 0.77445 | 0.74033 | 0.77445 | 0 | 66.1182
| LCA | Big Creek/Ventura | Monthly System Peak Day | September | SCE 1-in-2 | 9 | 0.65815 | 0.6463 | 0.65815 | 0.6463 | 0 | 68.4485
| LCA | Big Creek/Ventura | Monthly System Peak Day | September | SCE 1-in-2 | 10 | 0.62068 | 0.61239 | 0.62068 | 0.61239 | 0 | 73.4621
| LCA | Big Creek/Ventura | Monthly System Peak Day | September | SCE 1-in-2 | 11 | 0.64587 | 0.64639 | 0.64587 | 0.64639 | 0 | 79.5746
| LCA | Big Creek/Ventura | Monthly System Peak Day | September | SCE 1-in-2 | 12 | 0.74983 | 0.7364 | 0.74983 | 0.7364 | 0 | 85.1819
| LCA | Big Creek/Ventura | Monthly System Peak Day | September | SCE 1-in-2 | 13 | 0.97089 | 0.94617 | 0.97089 | 0.94617 | 0 | 89.9636
| LCA | Big Creek/Ventura | Monthly System Peak Day | September | SCE 1-in-2 | 14 | 1.2842 | 1.25 | 1.2842 | 1.25 | 0 | 92.835
| LCA | Big Creek/Ventura | Monthly System Peak Day | September | SCE 1-in-2 | 15 | 1.6343 | 1.6111 | 1.6343 | 1.6111 | 0 | 94.4212
| LCA | Big Creek/Ventura | Monthly System Peak Day | September | SCE 1-in-2 | 16 | 2.0397 | 2.0259 | 2.0397 | 2.0259 | 0 | 95.876
| LCA | Big Creek/Ventura | Monthly System Peak Day | September | SCE 1-in-2 | 17 | 2.4167 | 2.4146 | 1.251 | 1.1938 | 0.038924 | 96.2533
| LCA | Big Creek/Ventura | Monthly System Peak Day | September | SCE 1-in-2 | 18 | 2.7588 | 2.7406 | 1.9533 | 2.1335 | 0.087493 | 95.2951
| LCA | Big Creek/Ventura | Monthly System Peak Day | September | SCE 1-in-2 | 19 | 2.9147 | 2.8664 | 2.3834 | 2.5473 | 0.071053 | 93.8091
| LCA | Big Creek/Ventura | Monthly System Peak Day | September | SCE 1-in-2 | 20 | 2.8375 | 2.7783 | 2.4781 | 2.5539 | 0.033597 | 90.7161
| LCA | Big Creek/Ventura | Monthly System Peak Day | September | SCE 1-in-2 | 21 | 2.6858 | 2.6447 | 2.3041 | 2.3981 | 0.052083 | 86.3981
| LCA | Big Creek/Ventura | Monthly System Peak Day | September | SCE 1-in-2 | 22 | 2.4794 | 2.4505 | 2.8765 | 3.034 | 0.032336 | 82.689
| LCA | Big Creek/Ventura | Monthly System Peak Day | September | SCE 1-in-2 | 23 | 2.1547 | 2.1398 | 2.2983 | 2.3574 | 0.029672 | 79.9239
| LCA | Big Creek/Ventura | Monthly System Peak Day | September | SCE 1-in-2 | 24 | 1.789 | 1.7757 | 1.876 | 1.866 | 0.024867 | 77.6983
| LCA | Big Creek/Ventura | Typical Event Day | Typical Event | CAISO 1-in-10 | 1 | 1.7184 | 1.6997 | 1.7184 | 1.6997 | 0 | 78.9798
| LCA | Big Creek/Ventura | Typical Event Day | Typical Event | CAISO 1-in-10 | 2 | 1.4917 | 1.4704 | 1.4917 | 1.4704 | 0 | 77.9412
| LCA | Big Creek/Ventura | Typical Event Day | Typical Event | CAISO 1-in-10 | 3 | 1.3157 | 1.2912 | 1.3157 | 1.2912 | 0 | 76.5334
| LCA | Big Creek/Ventura | Typical Event Day | Typical Event | CAISO 1-in-10 | 4 | 1.1693 | 1.1457 | 1.1693 | 1.1457 | 0 | 74.9569
| LCA | Big Creek/Ventura | Typical Event Day | Typical Event | CAISO 1-in-10 | 5 | 1.0716 | 1.0514 | 1.0716 | 1.0514 | 0 | 73.7231
| LCA | Big Creek/Ventura | Typical Event Day | Typical Event | CAISO 1-in-10 | 6 | 1.0214 | 1.019 | 1.0214 | 1.019 | 0 | 72.6471
| LCA | Big Creek/Ventura | Typical Event Day | Typical Event | CAISO 1-in-10 | 7 | 0.97043 | 1.0068 | 0.97043 | 1.0068 | 0 | 71.952
| LCA | Big Creek/Ventura | Typical Event Day | Typical Event | CAISO 1-in-10 | 8 | 0.93133 | 0.96546 | 0.93133 | 0.96546 | 0 | 71.8798
| LCA | Big Creek/Ventura | Typical Event Day | Typical Event | CAISO 1-in-10 | 9 | 0.88297 | 0.87112 | 0.88297 | 0.87112 | 0 | 74.9801
| LCA | Big Creek/Ventura | Typical Event Day | Typical Event | CAISO 1-in-10 | 10 | 0.8113 | 0.80301 | 0.8113 | 0.80301 | 0 | 80.1962
| LCA | Big Creek/Ventura | Typical Event Day | Typical Event | CAISO 1-in-10 | 11 | 0.88222 | 0.88274 | 0.88222 | 0.88274 | 0 | 85.4265
| LCA | Big Creek/Ventura | Typical Event Day | Typical Event | CAISO 1-in-10 | 12 | 1.0954 | 1.082 | 1.0954 | 1.082 | 0 | 90.4057
| LCA | Big Creek/Ventura | Typical Event Day | Typical Event | CAISO 1-in-10 | 13 | 1.4182 | 1.3935 | 1.4182 | 1.3935 | 0 | 94.0154
| LCA | Big Creek/Ventura | Typical Event Day | Typical Event | CAISO 1-in-10 | 14 | 1.7944 | 1.7602 | 1.7944 | 1.7602 | 0 | 96.5081
| LCA | Big Creek/Ventura | Typical Event Day | Typical Event | CAISO 1-in-10 | 15 | 2.1911 | 2.1679 | 2.1911 | 2.1679 | 0 | 98.1419
| LCA | Big Creek/Ventura | Typical Event Day | Typical Event | CAISO 1-in-10 | 16 | 2.6167 | 2.6029 | 2.6167 | 2.6029 | 0 | 99.2488
| LCA | Big Creek/Ventura | Typical Event Day | Typical Event | CAISO 1-in-10 | 17 | 2.9907 | 2.9886 | 1.7451 | 1.6879 | 0.042934 | 99.4346
| LCA | Big Creek/Ventura | Typical Event Day | Typical Event | CAISO 1-in-10 | 18 | 3.3424 | 3.3241 | 2.5096 | 2.6897 | 0.065067 | 98.874
| LCA | Big Creek/Ventura | Typical Event Day | Typical Event | CAISO 1-in-10 | 19 | 3.4796 | 3.4313 | 2.9639 | 3.1278 | 0.045855 | 97.2978
| LCA | Big Creek/Ventura | Typical Event Day | Typical Event | CAISO 1-in-10 | 20 | 3.3444 | 3.2852 | 3.0053 | 3.0811 | 0.02511 | 94.6413
| LCA | Big Creek/Ventura | Typical Event Day | Typical Event | CAISO 1-in-10 | 21 | 3.1573 | 3.1162 | 2.8003 | 2.8943 | 0.031974 | 91.1837
| LCA | Big Creek/Ventura | Typical Event Day | Typical Event | CAISO 1-in-10 | 22 | 2.9118 | 2.8829 | 3.3874 | 3.545 | 0.033709 | 87.2373
| LCA | Big Creek/Ventura | Typical Event Day | Typical Event | CAISO 1-in-10 | 23 | 2.5268 | 2.5119 | 2.7272 | 2.7864 | 0.030524 | 84.3223
| LCA | Big Creek/Ventura | Typical Event Day | Typical Event | CAISO 1-in-10 | 24 | 2.1016 | 2.0883 | 2.2354 | 2.2254 | 0.026089 | 82.1225
| LCA | Big Creek/Ventura | Typical Event Day | Typical Event | CAISO 1-in-2 | 1 | 1.5146 | 1.4959 | 1.5146 | 1.4959 | 0 | 75.554
| LCA | Big Creek/Ventura | Typical Event Day | Typical Event | CAISO 1-in-2 | 2 | 1.2844 | 1.2631 | 1.2844 | 1.2631 | 0 | 73.8703
| LCA | Big Creek/Ventura | Typical Event Day | Typical Event | CAISO 1-in-2 | 3 | 1.1302 | 1.1057 | 1.1302 | 1.1057 | 0 | 72.4423
| LCA | Big Creek/Ventura | Typical Event Day | Typical Event | CAISO 1-in-2 | 4 | 1.0089 | 0.98526 | 1.0089 | 0.98526 | 0 | 71.0306
| LCA | Big Creek/Ventura | Typical Event Day | Typical Event | CAISO 1-in-2 | 5 | 0.93166 | 0.91139 | 0.93166 | 0.91139 | 0 | 69.9568
| LCA | Big Creek/Ventura | Typical Event Day | Typical Event | CAISO 1-in-2 | 6 | 0.88643 | 0.88403 | 0.88643 | 0.88403 | 0 | 68.7636
| LCA | Big Creek/Ventura | Typical Event Day | Typical Event | CAISO 1-in-2 | 7 | 0.84428 | 0.88067 | 0.84428 | 0.88067 | 0 | 67.9427
| LCA | Big Creek/Ventura | Typical Event Day | Typical Event | CAISO 1-in-2 | 8 | 0.79396 | 0.82808 | 0.79396 | 0.82808 | 0 | 67.9368
| LCA | Big Creek/Ventura | Typical Event Day | Typical Event | CAISO 1-in-2 | 9 | 0.72076 | 0.70891 | 0.72076 | 0.70891 | 0 | 70.6232
| LCA | Big Creek/Ventura | Typical Event Day | Typical Event | CAISO 1-in-2 | 10 | 0.64896 | 0.64066 | 0.64896 | 0.64066 | 0 | 75.5552
| LCA | Big Creek/Ventura | Typical Event Day | Typical Event | CAISO 1-in-2 | 11 | 0.65861 | 0.65913 | 0.65861 | 0.65913 | 0 | 81.0206
| LCA | Big Creek/Ventura | Typical Event Day | Typical Event | CAISO 1-in-2 | 12 | 0.79157 | 0.77814 | 0.79157 | 0.77814 | 0 | 85.9105
| LCA | Big Creek/Ventura | Typical Event Day | Typical Event | CAISO 1-in-2 | 13 | 1.0346 | 1.0099 | 1.0346 | 1.0099 | 0 | 89.6179
| LCA | Big Creek/Ventura | Typical Event Day | Typical Event | CAISO 1-in-2 | 14 | 1.3467 | 1.3124 | 1.3467 | 1.3124 | 0 | 92.3261
| LCA | Big Creek/Ventura | Typical Event Day | Typical Event | CAISO 1-in-2 | 15 | 1.6983 | 1.675 | 1.6983 | 1.675 | 0 | 94.1676
| LCA | Big Creek/Ventura | Typical Event Day | Typical Event | CAISO 1-in-2 | 16 | 2.0973 | 2.0835 | 2.0973 | 2.0835 | 0 | 95.1796
| LCA | Big Creek/Ventura | Typical Event Day | Typical Event | CAISO 1-in-2 | 17 | 2.4725 | 2.4704 | 1.3255 | 1.2682 | 0.038323 | 95.512
| LCA | Big Creek/Ventura | Typical Event Day | Typical Event | CAISO 1-in-2 | 18 | 2.8235 | 2.8053 | 2.0225 | 2.2027 | 0.092707 | 94.7057
| LCA | Big Creek/Ventura | Typical Event Day | Typical Event | CAISO 1-in-2 | 19 | 2.9818 | 2.9335 | 2.4483 | 2.6122 | 0.075249 | 93.3226
| LCA | Big Creek/Ventura | Typical Event Day | Typical Event | CAISO 1-in-2 | 20 | 2.8966 | 2.8374 | 2.5381 | 2.6139 | 0.033023 | 90.8778
| LCA | Big Creek/Ventura | Typical Event Day | Typical Event | CAISO 1-in-2 | 21 | 2.7433 | 2.7023 | 2.3643 | 2.4583 | 0.049588 | 86.93
| LCA | Big Creek/Ventura | Typical Event Day | Typical Event | CAISO 1-in-2 | 22 | 2.532 | 2.5031 | 2.9379 | 3.0954 | 0.0322 | 83.1992
| LCA | Big Creek/Ventura | Typical Event Day | Typical Event | CAISO 1-in-2 | 23 | 2.2012 | 2.1862 | 2.3521 | 2.4112 | 0.029462 | 80.4902
| LCA | Big Creek/Ventura | Typical Event Day | Typical Event | CAISO 1-in-2 | 24 | 1.8305 | 1.8172 | 1.9257 | 1.9157 | 0.024707 | 78.4787
| LCA | Big Creek/Ventura | Typical Event Day | Typical Event | SCE 1-in-10 | 1 | 1.7278 | 1.7091 | 1.7278 | 1.7091 | 0 | 79.1488
| LCA | Big Creek/Ventura | Typical Event Day | Typical Event | SCE 1-in-10 | 2 | 1.4593 | 1.438 | 1.4593 | 1.438 | 0 | 77.1933
| LCA | Big Creek/Ventura | Typical Event Day | Typical Event | SCE 1-in-10 | 3 | 1.2803 | 1.2559 | 1.2803 | 1.2559 | 0 | 75.6105
| LCA | Big Creek/Ventura | Typical Event Day | Typical Event | SCE 1-in-10 | 4 | 1.1558 | 1.1322 | 1.1558 | 1.1322 | 0 | 74.5123
| LCA | Big Creek/Ventura | Typical Event Day | Typical Event | SCE 1-in-10 | 5 | 1.0601 | 1.0398 | 1.0601 | 1.0398 | 0 | 73.2683
| LCA | Big Creek/Ventura | Typical Event Day | Typical Event | SCE 1-in-10 | 6 | 0.99488 | 0.99247 | 0.99488 | 0.99247 | 0 | 71.628
| LCA | Big Creek/Ventura | Typical Event Day | Typical Event | SCE 1-in-10 | 7 | 0.93847 | 0.97486 | 0.93847 | 0.97486 | 0 | 70.616
| LCA | Big Creek/Ventura | Typical Event Day | Typical Event | SCE 1-in-10 | 8 | 0.90145 | 0.93557 | 0.90145 | 0.93557 | 0 | 70.7283
| LCA | Big Creek/Ventura | Typical Event Day | Typical Event | SCE 1-in-10 | 9 | 0.85928 | 0.84744 | 0.85928 | 0.84744 | 0 | 74.0447
| LCA | Big Creek/Ventura | Typical Event Day | Typical Event | SCE 1-in-10 | 10 | 0.81327 | 0.80498 | 0.81327 | 0.80498 | 0 | 79.7335
| LCA | Big Creek/Ventura | Typical Event Day | Typical Event | SCE 1-in-10 | 11 | 0.88897 | 0.88949 | 0.88897 | 0.88949 | 0 | 85.4783
| LCA | Big Creek/Ventura | Typical Event Day | Typical Event | SCE 1-in-10 | 12 | 1.1049 | 1.0915 | 1.1049 | 1.0915 | 0 | 90.4027
| LCA | Big Creek/Ventura | Typical Event Day | Typical Event | SCE 1-in-10 | 13 | 1.4259 | 1.4012 | 1.4259 | 1.4012 | 0 | 94.3
| LCA | Big Creek/Ventura | Typical Event Day | Typical Event | SCE 1-in-10 | 14 | 1.8058 | 1.7715 | 1.8058 | 1.7715 | 0 | 97.0103
| LCA | Big Creek/Ventura | Typical Event Day | Typical Event | SCE 1-in-10 | 15 | 2.207 | 2.1838 | 2.207 | 2.1838 | 0 | 98.7684
| LCA | Big Creek/Ventura | Typical Event Day | Typical Event | SCE 1-in-10 | 16 | 2.6331 | 2.6193 | 2.6331 | 2.6193 | 0 | 99.6632
| LCA | Big Creek/Ventura | Typical Event Day | Typical Event | SCE 1-in-10 | 17 | 3.0108 | 3.0087 | 1.7483 | 1.6911 | 0.044044 | 100.1099
| LCA | Big Creek/Ventura | Typical Event Day | Typical Event | SCE 1-in-10 | 18 | 3.3583 | 3.3401 | 2.5209 | 2.7011 | 0.063574 | 99.4847
| LCA | Big Creek/Ventura | Typical Event Day | Typical Event | SCE 1-in-10 | 19 | 3.4921 | 3.4438 | 2.9779 | 3.1418 | 0.044232 | 97.6277
| LCA | Big Creek/Ventura | Typical Event Day | Typical Event | SCE 1-in-10 | 20 | 3.364 | 3.3048 | 3.0293 | 3.1052 | 0.025316 | 95.4952
| LCA | Big Creek/Ventura | Typical Event Day | Typical Event | SCE 1-in-10 | 21 | 3.1839 | 3.1428 | 2.8325 | 2.9265 | 0.028722 | 92.2655
| LCA | Big Creek/Ventura | Typical Event Day | Typical Event | SCE 1-in-10 | 22 | 2.9457 | 2.9168 | 3.4447 | 3.6023 | 0.035165 | 88.5879
| LCA | Big Creek/Ventura | Typical Event Day | Typical Event | SCE 1-in-10 | 23 | 2.5512 | 2.5363 | 2.7689 | 2.8281 | 0.03185 | 85.658
| LCA | Big Creek/Ventura | Typical Event Day | Typical Event | SCE 1-in-10 | 24 | 2.1237 | 2.1104 | 2.273 | 2.263 | 0.027548 | 83.5911
| LCA | Big Creek/Ventura | Typical Event Day | Typical Event | SCE 1-in-2 | 1 | 1.5028 | 1.4841 | 1.5028 | 1.4841 | 0 | 75.4
| LCA | Big Creek/Ventura | Typical Event Day | Typical Event | SCE 1-in-2 | 2 | 1.2806 | 1.2594 | 1.2806 | 1.2594 | 0 | 73.7894
| LCA | Big Creek/Ventura | Typical Event Day | Typical Event | SCE 1-in-2 | 3 | 1.1389 | 1.1144 | 1.1389 | 1.1144 | 0 | 72.5709
| LCA | Big Creek/Ventura | Typical Event Day | Typical Event | SCE 1-in-2 | 4 | 1.0171 | 0.99346 | 1.0171 | 0.99346 | 0 | 71.1186
| LCA | Big Creek/Ventura | Typical Event Day | Typical Event | SCE 1-in-2 | 5 | 0.93734 | 0.91706 | 0.93734 | 0.91706 | 0 | 69.9711
| LCA | Big Creek/Ventura | Typical Event Day | Typical Event | SCE 1-in-2 | 6 | 0.89716 | 0.89476 | 0.89716 | 0.89476 | 0 | 68.9556
| LCA | Big Creek/Ventura | Typical Event Day | Typical Event | SCE 1-in-2 | 7 | 0.85032 | 0.88671 | 0.85032 | 0.88671 | 0 | 67.9566
| LCA | Big Creek/Ventura | Typical Event Day | Typical Event | SCE 1-in-2 | 8 | 0.79842 | 0.83255 | 0.79842 | 0.83255 | 0 | 67.8732
| LCA | Big Creek/Ventura | Typical Event Day | Typical Event | SCE 1-in-2 | 9 | 0.72728 | 0.71543 | 0.72728 | 0.71543 | 0 | 70.8102
| LCA | Big Creek/Ventura | Typical Event Day | Typical Event | SCE 1-in-2 | 10 | 0.64166 | 0.63336 | 0.64166 | 0.63336 | 0 | 75.7604
| LCA | Big Creek/Ventura | Typical Event Day | Typical Event | SCE 1-in-2 | 11 | 0.63677 | 0.63729 | 0.63677 | 0.63729 | 0 | 81.041
| LCA | Big Creek/Ventura | Typical Event Day | Typical Event | SCE 1-in-2 | 12 | 0.76728 | 0.75385 | 0.76728 | 0.75385 | 0 | 85.8313
| LCA | Big Creek/Ventura | Typical Event Day | Typical Event | SCE 1-in-2 | 13 | 1.0069 | 0.98222 | 1.0069 | 0.98222 | 0 | 89.5479
| LCA | Big Creek/Ventura | Typical Event Day | Typical Event | SCE 1-in-2 | 14 | 1.315 | 1.2808 | 1.315 | 1.2808 | 0 | 91.8782
| LCA | Big Creek/Ventura | Typical Event Day | Typical Event | SCE 1-in-2 | 15 | 1.6565 | 1.6333 | 1.6565 | 1.6333 | 0 | 93.2863
| LCA | Big Creek/Ventura | Typical Event Day | Typical Event | SCE 1-in-2 | 16 | 2.0455 | 2.0316 | 2.0455 | 2.0316 | 0 | 94.1466
| LCA | Big Creek/Ventura | Typical Event Day | Typical Event | SCE 1-in-2 | 17 | 2.4134 | 2.4113 | 1.2975 | 1.2403 | 0.037633 | 94.269
| LCA | Big Creek/Ventura | Typical Event Day | Typical Event | SCE 1-in-2 | 18 | 2.7704 | 2.7521 | 1.9761 | 2.1563 | 0.10105 | 93.8179
| LCA | Big Creek/Ventura | Typical Event Day | Typical Event | SCE 1-in-2 | 19 | 2.9343 | 2.886 | 2.3985 | 2.5624 | 0.079809 | 92.8055
| LCA | Big Creek/Ventura | Typical Event Day | Typical Event | SCE 1-in-2 | 20 | 2.8552 | 2.796 | 2.4941 | 2.57 | 0.034783 | 90.3924
| LCA | Big Creek/Ventura | Typical Event Day | Typical Event | SCE 1-in-2 | 21 | 2.7084 | 2.6673 | 2.3276 | 2.4216 | 0.051261 | 86.5724
| LCA | Big Creek/Ventura | Typical Event Day | Typical Event | SCE 1-in-2 | 22 | 2.487 | 2.4582 | 2.8755 | 3.0331 | 0.032538 | 82.1928
| LCA | Big Creek/Ventura | Typical Event Day | Typical Event | SCE 1-in-2 | 23 | 2.1589 | 2.144 | 2.2914 | 2.3506 | 0.030165 | 79.0659
| LCA | Big Creek/Ventura | Typical Event Day | Typical Event | SCE 1-in-2 | 24 | 1.7927 | 1.7795 | 1.8703 | 1.8603 | 0.025247 | 76.8055
| LCA | LA Basin | Average Weekday | April | CAISO 1-in-10 | 1 | 0.75422 | 0.72725 | 0.75422 | 0.72725 | 0 | 60.3961
| LCA | LA Basin | Average Weekday | April | CAISO 1-in-10 | 2 | 0.66628 | 0.64577 | 0.66628 | 0.64577 | 0 | 59.3307
| LCA | LA Basin | Average Weekday | April | CAISO 1-in-10 | 3 | 0.60372 | 0.58444 | 0.60372 | 0.58444 | 0 | 58.33
| LCA | LA Basin | Average Weekday | April | CAISO 1-in-10 | 4 | 0.56255 | 0.54466 | 0.56255 | 0.54466 | 0 | 57.4257
| LCA | LA Basin | Average Weekday | April | CAISO 1-in-10 | 5 | 0.54272 | 0.52766 | 0.54272 | 0.52766 | 0 | 56.6976
| LCA | LA Basin | Average Weekday | April | CAISO 1-in-10 | 6 | 0.54842 | 0.54629 | 0.54842 | 0.54629 | 0 | 56.134
| LCA | LA Basin | Average Weekday | April | CAISO 1-in-10 | 7 | 0.57757 | 0.61079 | 0.57757 | 0.61079 | 0 | 55.7345
| LCA | LA Basin | Average Weekday | April | CAISO 1-in-10 | 8 | 0.5576 | 0.58535 | 0.5576 | 0.58535 | 0 | 55.7589
| LCA | LA Basin | Average Weekday | April | CAISO 1-in-10 | 9 | 0.45391 | 0.43457 | 0.45391 | 0.43457 | 0 | 57.8679
| LCA | LA Basin | Average Weekday | April | CAISO 1-in-10 | 10 | 0.3214 | 0.29662 | 0.3214 | 0.29662 | 0 | 61.0678
| LCA | LA Basin | Average Weekday | April | CAISO 1-in-10 | 11 | 0.21296 | 0.19194 | 0.21296 | 0.19194 | 0 | 64.6607
| LCA | LA Basin | Average Weekday | April | CAISO 1-in-10 | 12 | 0.14633 | 0.11928 | 0.14633 | 0.11928 | 0 | 68.038
| LCA | LA Basin | Average Weekday | April | CAISO 1-in-10 | 13 | 0.14277 | 0.094378 | 0.14277 | 0.094378 | 0 | 70.3312
| LCA | LA Basin | Average Weekday | April | CAISO 1-in-10 | 14 | 0.17062 | 0.11441 | 0.17062 | 0.11441 | 0 | 72.0009
| LCA | LA Basin | Average Weekday | April | CAISO 1-in-10 | 15 | 0.24524 | 0.18792 | 0.24524 | 0.18792 | 0 | 73.2438
| LCA | LA Basin | Average Weekday | April | CAISO 1-in-10 | 16 | 0.3844 | 0.33035 | 0.3844 | 0.33035 | 0 | 73.8951
| LCA | LA Basin | Average Weekday | April | CAISO 1-in-10 | 17 | 0.56127 | 0.51733 | 0.47197 | 0.42803 | 0.038495 | 74.0392
| LCA | LA Basin | Average Weekday | April | CAISO 1-in-10 | 18 | 0.79341 | 0.73724 | 0.7489 | 0.69273 | 0.022256 | 73.3113
| LCA | LA Basin | Average Weekday | April | CAISO 1-in-10 | 19 | 0.98304 | 0.90431 | 0.97268 | 0.86193 | 0.0051811 | 71.9745
| LCA | LA Basin | Average Weekday | April | CAISO 1-in-10 | 20 | 1.081 | 1.0072 | 1.0611 | 0.93586 | 0.0099376 | 69.7261
| LCA | LA Basin | Average Weekday | April | CAISO 1-in-10 | 21 | 1.088 | 1.0309 | 1.088 | 0.98505 | 0 | 66.7859
| LCA | LA Basin | Average Weekday | April | CAISO 1-in-10 | 22 | 1.027 | 0.97787 | 1.1519 | 1.1028 | 0.095231 | 64.6417
| LCA | LA Basin | Average Weekday | April | CAISO 1-in-10 | 23 | 0.95489 | 0.9237 | 0.95489 | 0.9237 | 0 | 63.0871
| LCA | LA Basin | Average Weekday | April | CAISO 1-in-10 | 24 | 0.83174 | 0.80682 | 0.83174 | 0.80682 | 0 | 61.7977
| LCA | LA Basin | Average Weekday | April | CAISO 1-in-2 | 1 | 0.74585 | 0.71887 | 0.74585 | 0.71887 | 0 | 57.8587
| LCA | LA Basin | Average Weekday | April | CAISO 1-in-2 | 2 | 0.6627 | 0.64219 | 0.6627 | 0.64219 | 0 | 57.0137
| LCA | LA Basin | Average Weekday | April | CAISO 1-in-2 | 3 | 0.6045 | 0.58522 | 0.6045 | 0.58522 | 0 | 56.2218
| LCA | LA Basin | Average Weekday | April | CAISO 1-in-2 | 4 | 0.56696 | 0.54908 | 0.56696 | 0.54908 | 0 | 55.5542
| LCA | LA Basin | Average Weekday | April | CAISO 1-in-2 | 5 | 0.55225 | 0.53719 | 0.55225 | 0.53719 | 0 | 54.9944
| LCA | LA Basin | Average Weekday | April | CAISO 1-in-2 | 6 | 0.5639 | 0.56177 | 0.5639 | 0.56177 | 0 | 54.5782
| LCA | LA Basin | Average Weekday | April | CAISO 1-in-2 | 7 | 0.60435 | 0.63756 | 0.60435 | 0.63756 | 0 | 54.2148
| LCA | LA Basin | Average Weekday | April | CAISO 1-in-2 | 8 | 0.59457 | 0.62232 | 0.59457 | 0.62232 | 0 | 54.1347
| LCA | LA Basin | Average Weekday | April | CAISO 1-in-2 | 9 | 0.48627 | 0.46694 | 0.48627 | 0.46694 | 0 | 55.6575
| LCA | LA Basin | Average Weekday | April | CAISO 1-in-2 | 10 | 0.35247 | 0.32769 | 0.35247 | 0.32769 | 0 | 58.3376
| LCA | LA Basin | Average Weekday | April | CAISO 1-in-2 | 11 | 0.2451 | 0.22409 | 0.2451 | 0.22409 | 0 | 61.1945
| LCA | LA Basin | Average Weekday | April | CAISO 1-in-2 | 12 | 0.19502 | 0.16797 | 0.19502 | 0.16797 | 0 | 64.0426
| LCA | LA Basin | Average Weekday | April | CAISO 1-in-2 | 13 | 0.19011 | 0.14172 | 0.19011 | 0.14172 | 0 | 66.3575
| LCA | LA Basin | Average Weekday | April | CAISO 1-in-2 | 14 | 0.20847 | 0.15226 | 0.20847 | 0.15226 | 0 | 68.1508
| LCA | LA Basin | Average Weekday | April | CAISO 1-in-2 | 15 | 0.27384 | 0.21652 | 0.27384 | 0.21652 | 0 | 69.4609
| LCA | LA Basin | Average Weekday | April | CAISO 1-in-2 | 16 | 0.40352 | 0.34947 | 0.40352 | 0.34947 | 0 | 70.1099
| LCA | LA Basin | Average Weekday | April | CAISO 1-in-2 | 17 | 0.57077 | 0.52684 | 0.53824 | 0.4943 | 0.016269 | 70.3045
| LCA | LA Basin | Average Weekday | April | CAISO 1-in-2 | 18 | 0.79723 | 0.74106 | 0.77874 | 0.72257 | 0.0092484 | 69.7538
| LCA | LA Basin | Average Weekday | April | CAISO 1-in-2 | 19 | 0.97858 | 0.89984 | 0.97858 | 0.8765 | 0 | 68.4606
| LCA | LA Basin | Average Weekday | April | CAISO 1-in-2 | 20 | 1.0652 | 0.99143 | 1.0652 | 0.95355 | 0 | 66.1365
| LCA | LA Basin | Average Weekday | April | CAISO 1-in-2 | 21 | 1.0651 | 1.008 | 1.0651 | 1.0069 | 0 | 63.1214
| LCA | LA Basin | Average Weekday | April | CAISO 1-in-2 | 22 | 1.0059 | 0.95679 | 1.0676 | 1.0185 | 0.030854 | 60.9909
| LCA | LA Basin | Average Weekday | April | CAISO 1-in-2 | 23 | 0.93841 | 0.90723 | 0.93841 | 0.90723 | 0 | 59.568
| LCA | LA Basin | Average Weekday | April | CAISO 1-in-2 | 24 | 0.82079 | 0.79586 | 0.82079 | 0.79586 | 0 | 58.506
| LCA | LA Basin | Average Weekday | April | SCE 1-in-10 | 1 | 0.75306 | 0.72609 | 0.75306 | 0.72609 | 0 | 60.0365
| LCA | LA Basin | Average Weekday | April | SCE 1-in-10 | 2 | 0.66543 | 0.64492 | 0.66543 | 0.64492 | 0 | 59.0029
| LCA | LA Basin | Average Weekday | April | SCE 1-in-10 | 3 | 0.6029 | 0.58362 | 0.6029 | 0.58362 | 0 | 58.0619
| LCA | LA Basin | Average Weekday | April | SCE 1-in-10 | 4 | 0.5618 | 0.54392 | 0.5618 | 0.54392 | 0 | 57.1967
| LCA | LA Basin | Average Weekday | April | SCE 1-in-10 | 5 | 0.54216 | 0.5271 | 0.54216 | 0.5271 | 0 | 56.5375
| LCA | LA Basin | Average Weekday | April | SCE 1-in-10 | 6 | 0.54822 | 0.54609 | 0.54822 | 0.54609 | 0 | 56.0325
| LCA | LA Basin | Average Weekday | April | SCE 1-in-10 | 7 | 0.57755 | 0.61076 | 0.57755 | 0.61076 | 0 | 55.6118
| LCA | LA Basin | Average Weekday | April | SCE 1-in-10 | 8 | 0.55764 | 0.58539 | 0.55764 | 0.58539 | 0 | 55.6193
| LCA | LA Basin | Average Weekday | April | SCE 1-in-10 | 9 | 0.45358 | 0.43424 | 0.45358 | 0.43424 | 0 | 57.6295
| LCA | LA Basin | Average Weekday | April | SCE 1-in-10 | 10 | 0.32117 | 0.29639 | 0.32117 | 0.29639 | 0 | 60.9741
| LCA | LA Basin | Average Weekday | April | SCE 1-in-10 | 11 | 0.21382 | 0.19281 | 0.21382 | 0.19281 | 0 | 64.4034
| LCA | LA Basin | Average Weekday | April | SCE 1-in-10 | 12 | 0.15224 | 0.12519 | 0.15224 | 0.12519 | 0 | 67.6256
| LCA | LA Basin | Average Weekday | April | SCE 1-in-10 | 13 | 0.14264 | 0.094248 | 0.14264 | 0.094248 | 0 | 70.2001
| LCA | LA Basin | Average Weekday | April | SCE 1-in-10 | 14 | 0.16838 | 0.11216 | 0.16838 | 0.11216 | 0 | 72.0049
| LCA | LA Basin | Average Weekday | April | SCE 1-in-10 | 15 | 0.24257 | 0.18525 | 0.24257 | 0.18525 | 0 | 73.2183
| LCA | LA Basin | Average Weekday | April | SCE 1-in-10 | 16 | 0.38125 | 0.32719 | 0.38125 | 0.32719 | 0 | 74.0087
| LCA | LA Basin | Average Weekday | April | SCE 1-in-10 | 17 | 0.55781 | 0.51388 | 0.47803 | 0.43409 | 0.038069 | 74.2699
| LCA | LA Basin | Average Weekday | April | SCE 1-in-10 | 18 | 0.78804 | 0.73187 | 0.75352 | 0.69736 | 0.017256 | 73.5559
| LCA | LA Basin | Average Weekday | April | SCE 1-in-10 | 19 | 0.97814 | 0.8994 | 0.96411 | 0.86625 | 0.0070139 | 72.1861
| LCA | LA Basin | Average Weekday | April | SCE 1-in-10 | 20 | 1.0797 | 1.0059 | 1.0563 | 0.93715 | 0.011696 | 70.0139
| LCA | LA Basin | Average Weekday | April | SCE 1-in-10 | 21 | 1.0866 | 1.0294 | 1.0866 | 0.98122 | 0 | 66.9824
| LCA | LA Basin | Average Weekday | April | SCE 1-in-10 | 22 | 1.0244 | 0.97524 | 1.1414 | 1.0923 | 0.094305 | 64.8383
| LCA | LA Basin | Average Weekday | April | SCE 1-in-10 | 23 | 0.95269 | 0.9215 | 0.95269 | 0.9215 | 0 | 63.2443
| LCA | LA Basin | Average Weekday | April | SCE 1-in-10 | 24 | 0.83004 | 0.80511 | 0.83004 | 0.80511 | 0 | 61.8672
| LCA | LA Basin | Average Weekday | April | SCE 1-in-2 | 1 | 0.74391 | 0.71694 | 0.74391 | 0.71694 | 0 | 57.9222
| LCA | LA Basin | Average Weekday | April | SCE 1-in-2 | 2 | 0.66098 | 0.64047 | 0.66098 | 0.64047 | 0 | 57.0568
| LCA | LA Basin | Average Weekday | April | SCE 1-in-2 | 3 | 0.60298 | 0.5837 | 0.60298 | 0.5837 | 0 | 56.2494
| LCA | LA Basin | Average Weekday | April | SCE 1-in-2 | 4 | 0.56709 | 0.5492 | 0.56709 | 0.5492 | 0 | 55.5834
| LCA | LA Basin | Average Weekday | April | SCE 1-in-2 | 5 | 0.55242 | 0.53736 | 0.55242 | 0.53736 | 0 | 54.9781
| LCA | LA Basin | Average Weekday | April | SCE 1-in-2 | 6 | 0.56413 | 0.562 | 0.56413 | 0.562 | 0 | 54.5163
| LCA | LA Basin | Average Weekday | April | SCE 1-in-2 | 7 | 0.60478 | 0.638 | 0.60478 | 0.638 | 0 | 54.1702
| LCA | LA Basin | Average Weekday | April | SCE 1-in-2 | 8 | 0.59527 | 0.62303 | 0.59527 | 0.62303 | 0 | 54.1136
| LCA | LA Basin | Average Weekday | April | SCE 1-in-2 | 9 | 0.487 | 0.46766 | 0.487 | 0.46766 | 0 | 55.689
| LCA | LA Basin | Average Weekday | April | SCE 1-in-2 | 10 | 0.35245 | 0.32768 | 0.35245 | 0.32768 | 0 | 58.3957
| LCA | LA Basin | Average Weekday | April | SCE 1-in-2 | 11 | 0.24415 | 0.22314 | 0.24415 | 0.22314 | 0 | 61.2301
| LCA | LA Basin | Average Weekday | April | SCE 1-in-2 | 12 | 0.19163 | 0.16458 | 0.19163 | 0.16458 | 0 | 64.042
| LCA | LA Basin | Average Weekday | April | SCE 1-in-2 | 13 | 0.18823 | 0.13983 | 0.18823 | 0.13983 | 0 | 66.2963
| LCA | LA Basin | Average Weekday | April | SCE 1-in-2 | 14 | 0.20702 | 0.1508 | 0.20702 | 0.1508 | 0 | 68.0234
| LCA | LA Basin | Average Weekday | April | SCE 1-in-2 | 15 | 0.27203 | 0.21471 | 0.27203 | 0.21471 | 0 | 69.3059
| LCA | LA Basin | Average Weekday | April | SCE 1-in-2 | 16 | 0.40129 | 0.34724 | 0.40129 | 0.34724 | 0 | 69.9417
| LCA | LA Basin | Average Weekday | April | SCE 1-in-2 | 17 | 0.56834 | 0.52441 | 0.54035 | 0.49641 | 0.013997 | 70.06
| LCA | LA Basin | Average Weekday | April | SCE 1-in-2 | 18 | 0.79584 | 0.73967 | 0.78108 | 0.72491 | 0.0073826 | 69.4908
| LCA | LA Basin | Average Weekday | April | SCE 1-in-2 | 19 | 0.97684 | 0.89811 | 0.97684 | 0.87866 | 0 | 68.2675
| LCA | LA Basin | Average Weekday | April | SCE 1-in-2 | 20 | 1.0624 | 0.98863 | 1.0624 | 0.95498 | 0 | 66.0104
| LCA | LA Basin | Average Weekday | April | SCE 1-in-2 | 21 | 1.0626 | 1.0055 | 1.0626 | 1.0055 | 0 | 63.0352
| LCA | LA Basin | Average Weekday | April | SCE 1-in-2 | 22 | 1.0039 | 0.95473 | 1.0594 | 1.0102 | 0.027754 | 60.8843
| LCA | LA Basin | Average Weekday | April | SCE 1-in-2 | 23 | 0.93671 | 0.90553 | 0.93671 | 0.90553 | 0 | 59.4922
| LCA | LA Basin | Average Weekday | April | SCE 1-in-2 | 24 | 0.81929 | 0.79437 | 0.81929 | 0.79437 | 0 | 58.4172
| LCA | LA Basin | Average Weekday | August | CAISO 1-in-10 | 1 | 1.2118 | 1.1849 | 1.2118 | 1.1849 | 0 | 72.3938
| LCA | LA Basin | Average Weekday | August | CAISO 1-in-10 | 2 | 1.034 | 1.0135 | 1.034 | 1.0135 | 0 | 71.6582
| LCA | LA Basin | Average Weekday | August | CAISO 1-in-10 | 3 | 0.90547 | 0.88619 | 0.90547 | 0.88619 | 0 | 71.0051
| LCA | LA Basin | Average Weekday | August | CAISO 1-in-10 | 4 | 0.81382 | 0.79593 | 0.81382 | 0.79593 | 0 | 70.5039
| LCA | LA Basin | Average Weekday | August | CAISO 1-in-10 | 5 | 0.74851 | 0.73345 | 0.74851 | 0.73345 | 0 | 70.0174
| LCA | LA Basin | Average Weekday | August | CAISO 1-in-10 | 6 | 0.71442 | 0.71229 | 0.71442 | 0.71229 | 0 | 69.6821
| LCA | LA Basin | Average Weekday | August | CAISO 1-in-10 | 7 | 0.70149 | 0.73471 | 0.70149 | 0.73471 | 0 | 69.3909
| LCA | LA Basin | Average Weekday | August | CAISO 1-in-10 | 8 | 0.69299 | 0.72074 | 0.69299 | 0.72074 | 0 | 69.4134
| LCA | LA Basin | Average Weekday | August | CAISO 1-in-10 | 9 | 0.64523 | 0.62589 | 0.64523 | 0.62589 | 0 | 71.0091
| LCA | LA Basin | Average Weekday | August | CAISO 1-in-10 | 10 | 0.54981 | 0.52503 | 0.54981 | 0.52503 | 0 | 73.6936
| LCA | LA Basin | Average Weekday | August | CAISO 1-in-10 | 11 | 0.54378 | 0.52277 | 0.54378 | 0.52277 | 0 | 76.8396
| LCA | LA Basin | Average Weekday | August | CAISO 1-in-10 | 12 | 0.64491 | 0.61786 | 0.64491 | 0.61786 | 0 | 79.9149
| LCA | LA Basin | Average Weekday | August | CAISO 1-in-10 | 13 | 0.82744 | 0.77905 | 0.82744 | 0.77905 | 0 | 82.4907
| LCA | LA Basin | Average Weekday | August | CAISO 1-in-10 | 14 | 1.0525 | 0.99626 | 1.0525 | 0.99626 | 0 | 84.5578
| LCA | LA Basin | Average Weekday | August | CAISO 1-in-10 | 15 | 1.2956 | 1.2383 | 1.2956 | 1.2383 | 0 | 86.064
| LCA | LA Basin | Average Weekday | August | CAISO 1-in-10 | 16 | 1.5795 | 1.5254 | 1.5795 | 1.5254 | 0 | 86.7501
| LCA | LA Basin | Average Weekday | August | CAISO 1-in-10 | 17 | 1.833 | 1.789 | 0.98697 | 0.88299 | 0.018065 | 86.7968
| LCA | LA Basin | Average Weekday | August | CAISO 1-in-10 | 18 | 2.0715 | 2.0153 | 1.614 | 1.5166 | 0.087347 | 85.9278
| LCA | LA Basin | Average Weekday | August | CAISO 1-in-10 | 19 | 2.1728 | 2.0941 | 1.947 | 1.7659 | 0.053995 | 84.4044
| LCA | LA Basin | Average Weekday | August | CAISO 1-in-10 | 20 | 2.0831 | 2.0093 | 1.9129 | 1.7773 | 0.023291 | 82.026
| LCA | LA Basin | Average Weekday | August | CAISO 1-in-10 | 21 | 1.9914 | 1.9343 | 1.8623 | 1.7433 | 0.031062 | 78.6647
| LCA | LA Basin | Average Weekday | August | CAISO 1-in-10 | 22 | 1.8581 | 1.8089 | 2.2229 | 2.2536 | 0.043228 | 76.1871
| LCA | LA Basin | Average Weekday | August | CAISO 1-in-10 | 23 | 1.6704 | 1.6392 | 1.755 | 1.7567 | 0.023892 | 74.7065
| LCA | LA Basin | Average Weekday | August | CAISO 1-in-10 | 24 | 1.4095 | 1.3846 | 1.4616 | 1.4426 | 0.019559 | 73.5825
| LCA | LA Basin | Average Weekday | August | CAISO 1-in-2 | 1 | 1.0662 | 1.0392 | 1.0662 | 1.0392 | 0 | 69.6307
| LCA | LA Basin | Average Weekday | August | CAISO 1-in-2 | 2 | 0.89571 | 0.8752 | 0.89571 | 0.8752 | 0 | 68.6761
| LCA | LA Basin | Average Weekday | August | CAISO 1-in-2 | 3 | 0.77504 | 0.75576 | 0.77504 | 0.75576 | 0 | 67.8161
| LCA | LA Basin | Average Weekday | August | CAISO 1-in-2 | 4 | 0.69567 | 0.67778 | 0.69567 | 0.67778 | 0 | 67.0321
| LCA | LA Basin | Average Weekday | August | CAISO 1-in-2 | 5 | 0.64772 | 0.63266 | 0.64772 | 0.63266 | 0 | 66.3772
| LCA | LA Basin | Average Weekday | August | CAISO 1-in-2 | 6 | 0.62377 | 0.62164 | 0.62377 | 0.62164 | 0 | 65.8411
| LCA | LA Basin | Average Weekday | August | CAISO 1-in-2 | 7 | 0.61966 | 0.65287 | 0.61966 | 0.65287 | 0 | 65.4859
| LCA | LA Basin | Average Weekday | August | CAISO 1-in-2 | 8 | 0.60129 | 0.62904 | 0.60129 | 0.62904 | 0 | 65.5107
| LCA | LA Basin | Average Weekday | August | CAISO 1-in-2 | 9 | 0.53283 | 0.51349 | 0.53283 | 0.51349 | 0 | 67.5604
| LCA | LA Basin | Average Weekday | August | CAISO 1-in-2 | 10 | 0.45425 | 0.42948 | 0.45425 | 0.42948 | 0 | 70.7631
| LCA | LA Basin | Average Weekday | August | CAISO 1-in-2 | 11 | 0.41307 | 0.39206 | 0.41307 | 0.39206 | 0 | 74.5147
| LCA | LA Basin | Average Weekday | August | CAISO 1-in-2 | 12 | 0.44868 | 0.42163 | 0.44868 | 0.42163 | 0 | 78.23
| LCA | LA Basin | Average Weekday | August | CAISO 1-in-2 | 13 | 0.58049 | 0.5321 | 0.58049 | 0.5321 | 0 | 81.0946
| LCA | LA Basin | Average Weekday | August | CAISO 1-in-2 | 14 | 0.76624 | 0.71003 | 0.76624 | 0.71003 | 0 | 83.3313
| LCA | LA Basin | Average Weekday | August | CAISO 1-in-2 | 15 | 0.9894 | 0.93208 | 0.9894 | 0.93208 | 0 | 84.7641
| LCA | LA Basin | Average Weekday | August | CAISO 1-in-2 | 16 | 1.2633 | 1.2093 | 1.2633 | 1.2093 | 0 | 85.4053
| LCA | LA Basin | Average Weekday | August | CAISO 1-in-2 | 17 | 1.518 | 1.4741 | 0.69652 | 0.59255 | 0.019454 | 85.602
| LCA | LA Basin | Average Weekday | August | CAISO 1-in-2 | 18 | 1.7558 | 1.6996 | 1.3207 | 1.2233 | 0.093802 | 84.8243
| LCA | LA Basin | Average Weekday | August | CAISO 1-in-2 | 19 | 1.8777 | 1.799 | 1.6727 | 1.4916 | 0.058906 | 83.2065
| LCA | LA Basin | Average Weekday | August | CAISO 1-in-2 | 20 | 1.8326 | 1.7589 | 1.6796 | 1.5439 | 0.026472 | 80.6252
| LCA | LA Basin | Average Weekday | August | CAISO 1-in-2 | 21 | 1.7625 | 1.7054 | 1.6558 | 1.5368 | 0.035443 | 76.8347
| LCA | LA Basin | Average Weekday | August | CAISO 1-in-2 | 22 | 1.646 | 1.5969 | 2.0007 | 2.0314 | 0.053178 | 73.826
| LCA | LA Basin | Average Weekday | August | CAISO 1-in-2 | 23 | 1.4901 | 1.4589 | 1.5458 | 1.5475 | 0.030615 | 72.0048
| LCA | LA Basin | Average Weekday | August | CAISO 1-in-2 | 24 | 1.2581 | 1.2331 | 1.2912 | 1.2722 | 0.025533 | 70.7523
| LCA | LA Basin | Average Weekday | August | SCE 1-in-10 | 1 | 1.2702 | 1.2432 | 1.2702 | 1.2432 | 0 | 73.4964
| LCA | LA Basin | Average Weekday | August | SCE 1-in-10 | 2 | 1.0794 | 1.0589 | 1.0794 | 1.0589 | 0 | 72.6606
| LCA | LA Basin | Average Weekday | August | SCE 1-in-10 | 3 | 0.94273 | 0.92345 | 0.94273 | 0.92345 | 0 | 71.9423
| LCA | LA Basin | Average Weekday | August | SCE 1-in-10 | 4 | 0.84289 | 0.82501 | 0.84289 | 0.82501 | 0 | 71.3302
| LCA | LA Basin | Average Weekday | August | SCE 1-in-10 | 5 | 0.7739 | 0.75884 | 0.7739 | 0.75884 | 0 | 70.8089
| LCA | LA Basin | Average Weekday | August | SCE 1-in-10 | 6 | 0.73436 | 0.73223 | 0.73436 | 0.73223 | 0 | 70.3558
| LCA | LA Basin | Average Weekday | August | SCE 1-in-10 | 7 | 0.71936 | 0.75258 | 0.71936 | 0.75258 | 0 | 70.0451
| LCA | LA Basin | Average Weekday | August | SCE 1-in-10 | 8 | 0.71213 | 0.73988 | 0.71213 | 0.73988 | 0 | 70.0692
| LCA | LA Basin | Average Weekday | August | SCE 1-in-10 | 9 | 0.67253 | 0.65319 | 0.67253 | 0.65319 | 0 | 71.8915
| LCA | LA Basin | Average Weekday | August | SCE 1-in-10 | 10 | 0.59195 | 0.56717 | 0.59195 | 0.56717 | 0 | 74.9518
| LCA | LA Basin | Average Weekday | August | SCE 1-in-10 | 11 | 0.59584 | 0.57482 | 0.59584 | 0.57482 | 0 | 78.428
| LCA | LA Basin | Average Weekday | August | SCE 1-in-10 | 12 | 0.71268 | 0.68563 | 0.71268 | 0.68563 | 0 | 81.8673
| LCA | LA Basin | Average Weekday | August | SCE 1-in-10 | 13 | 0.92371 | 0.87531 | 0.92371 | 0.87531 | 0 | 84.3752
| LCA | LA Basin | Average Weekday | August | SCE 1-in-10 | 14 | 1.1727 | 1.1165 | 1.1727 | 1.1165 | 0 | 86.3122
| LCA | LA Basin | Average Weekday | August | SCE 1-in-10 | 15 | 1.4305 | 1.3732 | 1.4305 | 1.3732 | 0 | 87.6259
| LCA | LA Basin | Average Weekday | August | SCE 1-in-10 | 16 | 1.7215 | 1.6674 | 1.7215 | 1.6674 | 0 | 87.9787
| LCA | LA Basin | Average Weekday | August | SCE 1-in-10 | 17 | 1.9737 | 1.9298 | 1.1076 | 1.0036 | 0.017095 | 87.7762
| LCA | LA Basin | Average Weekday | August | SCE 1-in-10 | 18 | 2.2091 | 2.1529 | 1.731 | 1.6336 | 0.081566 | 86.9394
| LCA | LA Basin | Average Weekday | August | SCE 1-in-10 | 19 | 2.3019 | 2.2231 | 2.0596 | 1.8785 | 0.050152 | 85.355
| LCA | LA Basin | Average Weekday | August | SCE 1-in-10 | 20 | 2.1957 | 2.122 | 2.0157 | 1.88 | 0.021512 | 82.8333
| LCA | LA Basin | Average Weekday | August | SCE 1-in-10 | 21 | 2.0934 | 2.0363 | 1.9548 | 1.8358 | 0.029225 | 79.4427
| LCA | LA Basin | Average Weekday | August | SCE 1-in-10 | 22 | 1.9536 | 1.9045 | 2.3212 | 2.3519 | 0.040606 | 76.8437
| LCA | LA Basin | Average Weekday | August | SCE 1-in-10 | 23 | 1.7535 | 1.7223 | 1.8457 | 1.8474 | 0.022264 | 75.4223
| LCA | LA Basin | Average Weekday | August | SCE 1-in-10 | 24 | 1.4755 | 1.4506 | 1.5331 | 1.5142 | 0.018027 | 74.4135
| LCA | LA Basin | Average Weekday | August | SCE 1-in-2 | 1 | 1.0662 | 1.0392 | 1.0662 | 1.0392 | 0 | 69.6307
| LCA | LA Basin | Average Weekday | August | SCE 1-in-2 | 2 | 0.89571 | 0.8752 | 0.89571 | 0.8752 | 0 | 68.6761
| LCA | LA Basin | Average Weekday | August | SCE 1-in-2 | 3 | 0.77504 | 0.75576 | 0.77504 | 0.75576 | 0 | 67.8161
| LCA | LA Basin | Average Weekday | August | SCE 1-in-2 | 4 | 0.69567 | 0.67778 | 0.69567 | 0.67778 | 0 | 67.0321
| LCA | LA Basin | Average Weekday | August | SCE 1-in-2 | 5 | 0.64772 | 0.63266 | 0.64772 | 0.63266 | 0 | 66.3772
| LCA | LA Basin | Average Weekday | August | SCE 1-in-2 | 6 | 0.62377 | 0.62164 | 0.62377 | 0.62164 | 0 | 65.8411
| LCA | LA Basin | Average Weekday | August | SCE 1-in-2 | 7 | 0.61966 | 0.65287 | 0.61966 | 0.65287 | 0 | 65.4859
| LCA | LA Basin | Average Weekday | August | SCE 1-in-2 | 8 | 0.60129 | 0.62904 | 0.60129 | 0.62904 | 0 | 65.5107
| LCA | LA Basin | Average Weekday | August | SCE 1-in-2 | 9 | 0.53283 | 0.51349 | 0.53283 | 0.51349 | 0 | 67.5604
| LCA | LA Basin | Average Weekday | August | SCE 1-in-2 | 10 | 0.45425 | 0.42948 | 0.45425 | 0.42948 | 0 | 70.7631
| LCA | LA Basin | Average Weekday | August | SCE 1-in-2 | 11 | 0.41307 | 0.39206 | 0.41307 | 0.39206 | 0 | 74.5147
| LCA | LA Basin | Average Weekday | August | SCE 1-in-2 | 12 | 0.44868 | 0.42163 | 0.44868 | 0.42163 | 0 | 78.23
| LCA | LA Basin | Average Weekday | August | SCE 1-in-2 | 13 | 0.58049 | 0.5321 | 0.58049 | 0.5321 | 0 | 81.0946
| LCA | LA Basin | Average Weekday | August | SCE 1-in-2 | 14 | 0.76624 | 0.71003 | 0.76624 | 0.71003 | 0 | 83.3313
| LCA | LA Basin | Average Weekday | August | SCE 1-in-2 | 15 | 0.9894 | 0.93208 | 0.9894 | 0.93208 | 0 | 84.7641
| LCA | LA Basin | Average Weekday | August | SCE 1-in-2 | 16 | 1.2633 | 1.2093 | 1.2633 | 1.2093 | 0 | 85.4053
| LCA | LA Basin | Average Weekday | August | SCE 1-in-2 | 17 | 1.518 | 1.4741 | 0.69652 | 0.59255 | 0.019454 | 85.602
| LCA | LA Basin | Average Weekday | August | SCE 1-in-2 | 18 | 1.7558 | 1.6996 | 1.3207 | 1.2233 | 0.093802 | 84.8243
| LCA | LA Basin | Average Weekday | August | SCE 1-in-2 | 19 | 1.8777 | 1.799 | 1.6727 | 1.4916 | 0.058906 | 83.2065
| LCA | LA Basin | Average Weekday | August | SCE 1-in-2 | 20 | 1.8326 | 1.7589 | 1.6796 | 1.5439 | 0.026472 | 80.6252
| LCA | LA Basin | Average Weekday | August | SCE 1-in-2 | 21 | 1.7625 | 1.7054 | 1.6558 | 1.5368 | 0.035443 | 76.8347
| LCA | LA Basin | Average Weekday | August | SCE 1-in-2 | 22 | 1.646 | 1.5969 | 2.0007 | 2.0314 | 0.053178 | 73.826
| LCA | LA Basin | Average Weekday | August | SCE 1-in-2 | 23 | 1.4901 | 1.4589 | 1.5458 | 1.5475 | 0.030615 | 72.0048
| LCA | LA Basin | Average Weekday | August | SCE 1-in-2 | 24 | 1.2581 | 1.2331 | 1.2912 | 1.2722 | 0.025533 | 70.7523
| LCA | LA Basin | Average Weekday | December | CAISO 1-in-10 | 1 | 0.77769 | 0.75071 | 0.77769 | 0.75071 | 0 | 52.6686
| LCA | LA Basin | Average Weekday | December | CAISO 1-in-10 | 2 | 0.70074 | 0.68023 | 0.70074 | 0.68023 | 0 | 51.9044
| LCA | LA Basin | Average Weekday | December | CAISO 1-in-10 | 3 | 0.64836 | 0.62908 | 0.64836 | 0.62908 | 0 | 51.1774
| LCA | LA Basin | Average Weekday | December | CAISO 1-in-10 | 4 | 0.61615 | 0.59826 | 0.61615 | 0.59826 | 0 | 50.5337
| LCA | LA Basin | Average Weekday | December | CAISO 1-in-10 | 5 | 0.60683 | 0.59177 | 0.60683 | 0.59177 | 0 | 49.9523
| LCA | LA Basin | Average Weekday | December | CAISO 1-in-10 | 6 | 0.62489 | 0.62276 | 0.62489 | 0.62276 | 0 | 49.4843
| LCA | LA Basin | Average Weekday | December | CAISO 1-in-10 | 7 | 0.67553 | 0.70875 | 0.67553 | 0.70875 | 0 | 49.1178
| LCA | LA Basin | Average Weekday | December | CAISO 1-in-10 | 8 | 0.66514 | 0.69289 | 0.66514 | 0.69289 | 0 | 49.0888
| LCA | LA Basin | Average Weekday | December | CAISO 1-in-10 | 9 | 0.54648 | 0.52714 | 0.54648 | 0.52714 | 0 | 50.014
| LCA | LA Basin | Average Weekday | December | CAISO 1-in-10 | 10 | 0.40241 | 0.37763 | 0.40241 | 0.37763 | 0 | 52.9454
| LCA | LA Basin | Average Weekday | December | CAISO 1-in-10 | 11 | 0.29443 | 0.27342 | 0.29443 | 0.27342 | 0 | 56.5645
| LCA | LA Basin | Average Weekday | December | CAISO 1-in-10 | 12 | 0.23632 | 0.20927 | 0.23632 | 0.20927 | 0 | 59.7649
| LCA | LA Basin | Average Weekday | December | CAISO 1-in-10 | 13 | 0.24098 | 0.19259 | 0.24098 | 0.19259 | 0 | 61.9745
| LCA | LA Basin | Average Weekday | December | CAISO 1-in-10 | 14 | 0.27019 | 0.21398 | 0.27019 | 0.21398 | 0 | 63.4394
| LCA | LA Basin | Average Weekday | December | CAISO 1-in-10 | 15 | 0.33365 | 0.27633 | 0.33365 | 0.27633 | 0 | 64.1928
| LCA | LA Basin | Average Weekday | December | CAISO 1-in-10 | 16 | 0.45579 | 0.40173 | 0.45579 | 0.40173 | 0 | 64.2478
| LCA | LA Basin | Average Weekday | December | CAISO 1-in-10 | 17 | 0.62409 | 0.58015 | 0.62409 | 0.58015 | 0 | 63.4758
| LCA | LA Basin | Average Weekday | December | CAISO 1-in-10 | 18 | 0.8726 | 0.81643 | 0.8726 | 0.81643 | 0 | 61.4742
| LCA | LA Basin | Average Weekday | December | CAISO 1-in-10 | 19 | 1.045 | 0.96622 | 1.045 | 0.96622 | 0 | 59.2685
| LCA | LA Basin | Average Weekday | December | CAISO 1-in-10 | 20 | 1.1027 | 1.029 | 1.1027 | 1.029 | 0 | 57.727
| LCA | LA Basin | Average Weekday | December | CAISO 1-in-10 | 21 | 1.095 | 1.0379 | 1.095 | 1.0379 | 0 | 56.4666
| LCA | LA Basin | Average Weekday | December | CAISO 1-in-10 | 22 | 1.036 | 0.9869 | 1.036 | 0.9869 | 0 | 55.2464
| LCA | LA Basin | Average Weekday | December | CAISO 1-in-10 | 23 | 0.9727 | 0.94152 | 0.9727 | 0.94152 | 0 | 54.251
| LCA | LA Basin | Average Weekday | December | CAISO 1-in-10 | 24 | 0.85725 | 0.83232 | 0.85725 | 0.83232 | 0 | 53.38
| LCA | LA Basin | Average Weekday | December | CAISO 1-in-2 | 1 | 0.8047 | 0.77773 | 0.8047 | 0.77773 | 0 | 49.8736
| LCA | LA Basin | Average Weekday | December | CAISO 1-in-2 | 2 | 0.72787 | 0.70736 | 0.72787 | 0.70736 | 0 | 49.1437
| LCA | LA Basin | Average Weekday | December | CAISO 1-in-2 | 3 | 0.67588 | 0.65661 | 0.67588 | 0.65661 | 0 | 48.5778
| LCA | LA Basin | Average Weekday | December | CAISO 1-in-2 | 4 | 0.64475 | 0.62686 | 0.64475 | 0.62686 | 0 | 48.0935
| LCA | LA Basin | Average Weekday | December | CAISO 1-in-2 | 5 | 0.63766 | 0.6226 | 0.63766 | 0.6226 | 0 | 47.5968
| LCA | LA Basin | Average Weekday | December | CAISO 1-in-2 | 6 | 0.65793 | 0.6558 | 0.65793 | 0.6558 | 0 | 47.1088
| LCA | LA Basin | Average Weekday | December | CAISO 1-in-2 | 7 | 0.7111 | 0.74432 | 0.7111 | 0.74432 | 0 | 46.7688
| LCA | LA Basin | Average Weekday | December | CAISO 1-in-2 | 8 | 0.69671 | 0.72447 | 0.69671 | 0.72447 | 0 | 46.5756
| LCA | LA Basin | Average Weekday | December | CAISO 1-in-2 | 9 | 0.57273 | 0.55339 | 0.57273 | 0.55339 | 0 | 47.4341
| LCA | LA Basin | Average Weekday | December | CAISO 1-in-2 | 10 | 0.42499 | 0.40021 | 0.42499 | 0.40021 | 0 | 50.4264
| LCA | LA Basin | Average Weekday | December | CAISO 1-in-2 | 11 | 0.31761 | 0.2966 | 0.31761 | 0.2966 | 0 | 53.9609
| LCA | LA Basin | Average Weekday | December | CAISO 1-in-2 | 12 | 0.26234 | 0.23528 | 0.26234 | 0.23528 | 0 | 57.0657
| LCA | LA Basin | Average Weekday | December | CAISO 1-in-2 | 13 | 0.26563 | 0.21723 | 0.26563 | 0.21723 | 0 | 59.4025
| LCA | LA Basin | Average Weekday | December | CAISO 1-in-2 | 14 | 0.29603 | 0.23982 | 0.29603 | 0.23982 | 0 | 60.9745
| LCA | LA Basin | Average Weekday | December | CAISO 1-in-2 | 15 | 0.36453 | 0.3072 | 0.36453 | 0.3072 | 0 | 61.8856
| LCA | LA Basin | Average Weekday | December | CAISO 1-in-2 | 16 | 0.49 | 0.43595 | 0.49 | 0.43595 | 0 | 62.0401
| LCA | LA Basin | Average Weekday | December | CAISO 1-in-2 | 17 | 0.66333 | 0.6194 | 0.66333 | 0.6194 | 0 | 61.2574
| LCA | LA Basin | Average Weekday | December | CAISO 1-in-2 | 18 | 0.91536 | 0.85919 | 0.91536 | 0.85919 | 0 | 59.179
| LCA | LA Basin | Average Weekday | December | CAISO 1-in-2 | 19 | 1.0884 | 1.0097 | 1.0884 | 1.0097 | 0 | 56.8535
| LCA | LA Basin | Average Weekday | December | CAISO 1-in-2 | 20 | 1.1365 | 1.0628 | 1.1365 | 1.0628 | 0 | 55.2211
| LCA | LA Basin | Average Weekday | December | CAISO 1-in-2 | 21 | 1.1247 | 1.0676 | 1.1247 | 1.0676 | 0 | 53.8452
| LCA | LA Basin | Average Weekday | December | CAISO 1-in-2 | 22 | 1.0661 | 1.0169 | 1.0661 | 1.0169 | 0 | 52.6617
| LCA | LA Basin | Average Weekday | December | CAISO 1-in-2 | 23 | 1.0027 | 0.97153 | 1.0027 | 0.97153 | 0 | 51.5773
| LCA | LA Basin | Average Weekday | December | CAISO 1-in-2 | 24 | 0.88703 | 0.8621 | 0.88703 | 0.8621 | 0 | 50.5937
| LCA | LA Basin | Average Weekday | December | SCE 1-in-10 | 1 | 0.79658 | 0.76961 | 0.79658 | 0.76961 | 0 | 50.501
| LCA | LA Basin | Average Weekday | December | SCE 1-in-10 | 2 | 0.71972 | 0.69921 | 0.71972 | 0.69921 | 0 | 49.679
| LCA | LA Basin | Average Weekday | December | SCE 1-in-10 | 3 | 0.66761 | 0.64833 | 0.66761 | 0.64833 | 0 | 48.9404
| LCA | LA Basin | Average Weekday | December | SCE 1-in-10 | 4 | 0.63615 | 0.61826 | 0.63615 | 0.61826 | 0 | 48.2283
| LCA | LA Basin | Average Weekday | December | SCE 1-in-10 | 5 | 0.62839 | 0.61333 | 0.62839 | 0.61333 | 0 | 47.6962
| LCA | LA Basin | Average Weekday | December | SCE 1-in-10 | 6 | 0.648 | 0.64587 | 0.648 | 0.64587 | 0 | 47.2152
| LCA | LA Basin | Average Weekday | December | SCE 1-in-10 | 7 | 0.70041 | 0.73363 | 0.70041 | 0.73363 | 0 | 46.9493
| LCA | LA Basin | Average Weekday | December | SCE 1-in-10 | 8 | 0.68722 | 0.71497 | 0.68722 | 0.71497 | 0 | 47.0486
| LCA | LA Basin | Average Weekday | December | SCE 1-in-10 | 9 | 0.56484 | 0.5455 | 0.56484 | 0.5455 | 0 | 48.0164
| LCA | LA Basin | Average Weekday | December | SCE 1-in-10 | 10 | 0.4182 | 0.39343 | 0.4182 | 0.39343 | 0 | 51.2308
| LCA | LA Basin | Average Weekday | December | SCE 1-in-10 | 11 | 0.31064 | 0.28963 | 0.31064 | 0.28963 | 0 | 55.0018
| LCA | LA Basin | Average Weekday | December | SCE 1-in-10 | 12 | 0.25452 | 0.22747 | 0.25452 | 0.22747 | 0 | 58.2096
| LCA | LA Basin | Average Weekday | December | SCE 1-in-10 | 13 | 0.25822 | 0.20982 | 0.25822 | 0.20982 | 0 | 60.4922
| LCA | LA Basin | Average Weekday | December | SCE 1-in-10 | 14 | 0.28827 | 0.23206 | 0.28827 | 0.23206 | 0 | 62.0132
| LCA | LA Basin | Average Weekday | December | SCE 1-in-10 | 15 | 0.35556 | 0.29824 | 0.35556 | 0.29824 | 0 | 62.8765
| LCA | LA Basin | Average Weekday | December | SCE 1-in-10 | 16 | 0.47958 | 0.42552 | 0.47958 | 0.42552 | 0 | 63.088
| LCA | LA Basin | Average Weekday | December | SCE 1-in-10 | 17 | 0.6515 | 0.60757 | 0.6515 | 0.60757 | 0 | 62.2671
| LCA | LA Basin | Average Weekday | December | SCE 1-in-10 | 18 | 0.90251 | 0.84634 | 0.90251 | 0.84634 | 0 | 60.102
| LCA | LA Basin | Average Weekday | December | SCE 1-in-10 | 19 | 1.0753 | 0.9966 | 1.0753 | 0.9966 | 0 | 57.7744
| LCA | LA Basin | Average Weekday | December | SCE 1-in-10 | 20 | 1.1264 | 1.0526 | 1.1264 | 1.0526 | 0 | 56.2334
| LCA | LA Basin | Average Weekday | December | SCE 1-in-10 | 21 | 1.1158 | 1.0587 | 1.1158 | 1.0587 | 0 | 54.9114
| LCA | LA Basin | Average Weekday | December | SCE 1-in-10 | 22 | 1.0571 | 1.0079 | 1.0571 | 1.0079 | 0 | 53.6373
| LCA | LA Basin | Average Weekday | December | SCE 1-in-10 | 23 | 0.9937 | 0.96251 | 0.9937 | 0.96251 | 0 | 52.5143
| LCA | LA Basin | Average Weekday | December | SCE 1-in-10 | 24 | 0.87808 | 0.85315 | 0.87808 | 0.85315 | 0 | 51.5983
| LCA | LA Basin | Average Weekday | December | SCE 1-in-2 | 1 | 0.79028 | 0.76331 | 0.79028 | 0.76331 | 0 | 51.8997
| LCA | LA Basin | Average Weekday | December | SCE 1-in-2 | 2 | 0.71339 | 0.69288 | 0.71339 | 0.69288 | 0 | 51.2035
| LCA | LA Basin | Average Weekday | December | SCE 1-in-2 | 3 | 0.66119 | 0.64191 | 0.66119 | 0.64191 | 0 | 50.6636
| LCA | LA Basin | Average Weekday | December | SCE 1-in-2 | 4 | 0.62948 | 0.61159 | 0.62948 | 0.61159 | 0 | 50.1466
| LCA | LA Basin | Average Weekday | December | SCE 1-in-2 | 5 | 0.6212 | 0.60614 | 0.6212 | 0.60614 | 0 | 49.6824
| LCA | LA Basin | Average Weekday | December | SCE 1-in-2 | 6 | 0.64029 | 0.63816 | 0.64029 | 0.63816 | 0 | 49.1626
| LCA | LA Basin | Average Weekday | December | SCE 1-in-2 | 7 | 0.69211 | 0.72533 | 0.69211 | 0.72533 | 0 | 48.8032
| LCA | LA Basin | Average Weekday | December | SCE 1-in-2 | 8 | 0.67985 | 0.70761 | 0.67985 | 0.70761 | 0 | 48.5809
| LCA | LA Basin | Average Weekday | December | SCE 1-in-2 | 9 | 0.55872 | 0.53938 | 0.55872 | 0.53938 | 0 | 49.2868
| LCA | LA Basin | Average Weekday | December | SCE 1-in-2 | 10 | 0.41294 | 0.38816 | 0.41294 | 0.38816 | 0 | 51.8111
| LCA | LA Basin | Average Weekday | December | SCE 1-in-2 | 11 | 0.30523 | 0.28422 | 0.30523 | 0.28422 | 0 | 54.9455
| LCA | LA Basin | Average Weekday | December | SCE 1-in-2 | 12 | 0.24845 | 0.2214 | 0.24845 | 0.2214 | 0 | 57.8492
| LCA | LA Basin | Average Weekday | December | SCE 1-in-2 | 13 | 0.25247 | 0.20408 | 0.25247 | 0.20408 | 0 | 60.0394
| LCA | LA Basin | Average Weekday | December | SCE 1-in-2 | 14 | 0.28219 | 0.22598 | 0.28219 | 0.22598 | 0 | 61.5714
| LCA | LA Basin | Average Weekday | December | SCE 1-in-2 | 15 | 0.34845 | 0.29113 | 0.34845 | 0.29113 | 0 | 62.4149
| LCA | LA Basin | Average Weekday | December | SCE 1-in-2 | 16 | 0.47155 | 0.4175 | 0.47155 | 0.4175 | 0 | 62.5189
| LCA | LA Basin | Average Weekday | December | SCE 1-in-2 | 17 | 0.6424 | 0.59846 | 0.6424 | 0.59846 | 0 | 61.7611
| LCA | LA Basin | Average Weekday | December | SCE 1-in-2 | 18 | 0.89253 | 0.83636 | 0.89253 | 0.83636 | 0 | 59.7982
| LCA | LA Basin | Average Weekday | December | SCE 1-in-2 | 19 | 1.0652 | 0.98647 | 1.0652 | 0.98647 | 0 | 57.6696
| LCA | LA Basin | Average Weekday | December | SCE 1-in-2 | 20 | 1.1185 | 1.0447 | 1.1185 | 1.0447 | 0 | 56.2255
| LCA | LA Basin | Average Weekday | December | SCE 1-in-2 | 21 | 1.1089 | 1.0517 | 1.1089 | 1.0517 | 0 | 55.0749
| LCA | LA Basin | Average Weekday | December | SCE 1-in-2 | 22 | 1.05 | 1.0009 | 1.05 | 1.0009 | 0 | 53.9803
| LCA | LA Basin | Average Weekday | December | SCE 1-in-2 | 23 | 0.98669 | 0.95551 | 0.98669 | 0.95551 | 0 | 53.029
| LCA | LA Basin | Average Weekday | December | SCE 1-in-2 | 24 | 0.87113 | 0.8462 | 0.87113 | 0.8462 | 0 | 52.1598
| LCA | LA Basin | Average Weekday | February | CAISO 1-in-10 | 1 | 0.80232 | 0.77535 | 0.80232 | 0.77535 | 0 | 49.9214
| LCA | LA Basin | Average Weekday | February | CAISO 1-in-10 | 2 | 0.72548 | 0.70497 | 0.72548 | 0.70497 | 0 | 48.9754
| LCA | LA Basin | Average Weekday | February | CAISO 1-in-10 | 3 | 0.67346 | 0.65418 | 0.67346 | 0.65418 | 0 | 48.1207
| LCA | LA Basin | Average Weekday | February | CAISO 1-in-10 | 4 | 0.64223 | 0.62434 | 0.64223 | 0.62434 | 0 | 47.3888
| LCA | LA Basin | Average Weekday | February | CAISO 1-in-10 | 5 | 0.63494 | 0.61988 | 0.63494 | 0.61988 | 0 | 46.8099
| LCA | LA Basin | Average Weekday | February | CAISO 1-in-10 | 6 | 0.65502 | 0.65289 | 0.65502 | 0.65289 | 0 | 46.2754
| LCA | LA Basin | Average Weekday | February | CAISO 1-in-10 | 7 | 0.70797 | 0.74119 | 0.70797 | 0.74119 | 0 | 45.9711
| LCA | LA Basin | Average Weekday | February | CAISO 1-in-10 | 8 | 0.69393 | 0.72168 | 0.69393 | 0.72168 | 0 | 45.967
| LCA | LA Basin | Average Weekday | February | CAISO 1-in-10 | 9 | 0.57042 | 0.55108 | 0.57042 | 0.55108 | 0 | 47.6296
| LCA | LA Basin | Average Weekday | February | CAISO 1-in-10 | 10 | 0.423 | 0.39822 | 0.423 | 0.39822 | 0 | 51.0537
| LCA | LA Basin | Average Weekday | February | CAISO 1-in-10 | 11 | 0.31557 | 0.29456 | 0.31557 | 0.29456 | 0 | 54.6079
| LCA | LA Basin | Average Weekday | February | CAISO 1-in-10 | 12 | 0.26004 | 0.23299 | 0.26004 | 0.23299 | 0 | 57.4664
| LCA | LA Basin | Average Weekday | February | CAISO 1-in-10 | 13 | 0.26346 | 0.21506 | 0.26346 | 0.21506 | 0 | 59.4304
| LCA | LA Basin | Average Weekday | February | CAISO 1-in-10 | 14 | 0.29354 | 0.23733 | 0.29354 | 0.23733 | 0 | 60.8328
| LCA | LA Basin | Average Weekday | February | CAISO 1-in-10 | 15 | 0.36179 | 0.30447 | 0.36179 | 0.30447 | 0 | 61.7875
| LCA | LA Basin | Average Weekday | February | CAISO 1-in-10 | 16 | 0.48701 | 0.43295 | 0.48701 | 0.43295 | 0 | 62.1917
| LCA | LA Basin | Average Weekday | February | CAISO 1-in-10 | 17 | 0.65997 | 0.61603 | 0.65997 | 0.61603 | 0 | 61.8236
| LCA | LA Basin | Average Weekday | February | CAISO 1-in-10 | 18 | 0.91133 | 0.85516 | 0.91133 | 0.85516 | 0 | 60.5602
| LCA | LA Basin | Average Weekday | February | CAISO 1-in-10 | 19 | 1.0846 | 1.0058 | 1.0846 | 1.0058 | 0 | 58.2991
| LCA | LA Basin | Average Weekday | February | CAISO 1-in-10 | 20 | 1.1336 | 1.0598 | 1.1336 | 1.0598 | 0 | 56.3089
| LCA | LA Basin | Average Weekday | February | CAISO 1-in-10 | 21 | 1.1221 | 1.065 | 1.1221 | 1.065 | 0 | 54.7816
| LCA | LA Basin | Average Weekday | February | CAISO 1-in-10 | 22 | 1.0634 | 1.0143 | 1.0634 | 1.0143 | 0 | 53.5805
| LCA | LA Basin | Average Weekday | February | CAISO 1-in-10 | 23 | 1.0001 | 0.96889 | 1.0001 | 0.96889 | 0 | 52.3986
| LCA | LA Basin | Average Weekday | February | CAISO 1-in-10 | 24 | 0.8844 | 0.85948 | 0.8844 | 0.85948 | 0 | 51.2438
| LCA | LA Basin | Average Weekday | February | CAISO 1-in-2 | 1 | 0.75349 | 0.72652 | 0.75349 | 0.72652 | 0 | 54.4385
| LCA | LA Basin | Average Weekday | February | CAISO 1-in-2 | 2 | 0.67636 | 0.65585 | 0.67636 | 0.65585 | 0 | 53.5381
| LCA | LA Basin | Average Weekday | February | CAISO 1-in-2 | 3 | 0.62353 | 0.60426 | 0.62353 | 0.60426 | 0 | 52.7504
| LCA | LA Basin | Average Weekday | February | CAISO 1-in-2 | 4 | 0.5903 | 0.57241 | 0.5903 | 0.57241 | 0 | 51.8988
| LCA | LA Basin | Average Weekday | February | CAISO 1-in-2 | 5 | 0.57893 | 0.56387 | 0.57893 | 0.56387 | 0 | 51.1899
| LCA | LA Basin | Average Weekday | February | CAISO 1-in-2 | 6 | 0.59491 | 0.59278 | 0.59491 | 0.59278 | 0 | 50.5822
| LCA | LA Basin | Average Weekday | February | CAISO 1-in-2 | 7 | 0.64308 | 0.67629 | 0.64308 | 0.67629 | 0 | 50.2268
| LCA | LA Basin | Average Weekday | February | CAISO 1-in-2 | 8 | 0.63603 | 0.66379 | 0.63603 | 0.66379 | 0 | 50.0423
| LCA | LA Basin | Average Weekday | February | CAISO 1-in-2 | 9 | 0.52225 | 0.50291 | 0.52225 | 0.50291 | 0 | 51.5607
| LCA | LA Basin | Average Weekday | February | CAISO 1-in-2 | 10 | 0.38154 | 0.35677 | 0.38154 | 0.35677 | 0 | 55.2008
| LCA | LA Basin | Average Weekday | February | CAISO 1-in-2 | 11 | 0.273 | 0.25199 | 0.273 | 0.25199 | 0 | 59.1478
| LCA | LA Basin | Average Weekday | February | CAISO 1-in-2 | 12 | 0.21126 | 0.18421 | 0.21126 | 0.18421 | 0 | 62.4494
| LCA | LA Basin | Average Weekday | February | CAISO 1-in-2 | 13 | 0.21204 | 0.16364 | 0.21204 | 0.16364 | 0 | 64.8941
| LCA | LA Basin | Average Weekday | February | CAISO 1-in-2 | 14 | 0.23399 | 0.17778 | 0.23399 | 0.17778 | 0 | 66.4728
| LCA | LA Basin | Average Weekday | February | CAISO 1-in-2 | 15 | 0.30022 | 0.2429 | 0.30022 | 0.2429 | 0 | 67.2912
| LCA | LA Basin | Average Weekday | February | CAISO 1-in-2 | 16 | 0.42658 | 0.37253 | 0.42658 | 0.37253 | 0 | 67.3889
| LCA | LA Basin | Average Weekday | February | CAISO 1-in-2 | 17 | 0.59092 | 0.54698 | 0.59092 | 0.54698 | 0 | 66.8485
| LCA | LA Basin | Average Weekday | February | CAISO 1-in-2 | 18 | 0.82977 | 0.7736 | 0.82977 | 0.7736 | 0 | 65.4469
| LCA | LA Basin | Average Weekday | February | CAISO 1-in-2 | 19 | 1.0052 | 0.92651 | 1.0052 | 0.92651 | 0 | 62.9052
| LCA | LA Basin | Average Weekday | February | CAISO 1-in-2 | 20 | 1.0721 | 0.99835 | 1.0721 | 0.99835 | 0 | 60.6255
| LCA | LA Basin | Average Weekday | February | CAISO 1-in-2 | 21 | 1.0683 | 1.0112 | 1.0683 | 1.0112 | 0 | 59.0549
| LCA | LA Basin | Average Weekday | February | CAISO 1-in-2 | 22 | 1.0092 | 0.96004 | 1.0092 | 0.96004 | 0 | 57.7629
| LCA | LA Basin | Average Weekday | February | CAISO 1-in-2 | 23 | 0.9458 | 0.91462 | 0.9458 | 0.91462 | 0 | 56.5281
| LCA | LA Basin | Average Weekday | February | CAISO 1-in-2 | 24 | 0.83054 | 0.80561 | 0.83054 | 0.80561 | 0 | 55.4221
| LCA | LA Basin | Average Weekday | February | SCE 1-in-10 | 1 | 0.74195 | 0.71498 | 0.74195 | 0.71498 | 0 | 56.399
| LCA | LA Basin | Average Weekday | February | SCE 1-in-10 | 2 | 0.66298 | 0.64247 | 0.66298 | 0.64247 | 0 | 55.271
| LCA | LA Basin | Average Weekday | February | SCE 1-in-10 | 3 | 0.60809 | 0.58881 | 0.60809 | 0.58881 | 0 | 54.3063
| LCA | LA Basin | Average Weekday | February | SCE 1-in-10 | 4 | 0.57306 | 0.55517 | 0.57306 | 0.55517 | 0 | 53.3046
| LCA | LA Basin | Average Weekday | February | SCE 1-in-10 | 5 | 0.55941 | 0.54434 | 0.55941 | 0.54434 | 0 | 52.5114
| LCA | LA Basin | Average Weekday | February | SCE 1-in-10 | 6 | 0.57238 | 0.57025 | 0.57238 | 0.57025 | 0 | 51.918
| LCA | LA Basin | Average Weekday | February | SCE 1-in-10 | 7 | 0.61489 | 0.64811 | 0.61489 | 0.64811 | 0 | 51.5683
| LCA | LA Basin | Average Weekday | February | SCE 1-in-10 | 8 | 0.60472 | 0.63248 | 0.60472 | 0.63248 | 0 | 51.3669
| LCA | LA Basin | Average Weekday | February | SCE 1-in-10 | 9 | 0.49534 | 0.476 | 0.49534 | 0.476 | 0 | 53.1673
| LCA | LA Basin | Average Weekday | February | SCE 1-in-10 | 10 | 0.35796 | 0.33318 | 0.35796 | 0.33318 | 0 | 57.2965
| LCA | LA Basin | Average Weekday | February | SCE 1-in-10 | 11 | 0.247 | 0.22599 | 0.247 | 0.22599 | 0 | 61.75
| LCA | LA Basin | Average Weekday | February | SCE 1-in-10 | 12 | 0.17784 | 0.15078 | 0.17784 | 0.15078 | 0 | 65.4081
| LCA | LA Basin | Average Weekday | February | SCE 1-in-10 | 13 | 0.16453 | 0.11613 | 0.16453 | 0.11613 | 0 | 68.0185
| LCA | LA Basin | Average Weekday | February | SCE 1-in-10 | 14 | 0.18813 | 0.13192 | 0.18813 | 0.13192 | 0 | 69.7801
| LCA | LA Basin | Average Weekday | February | SCE 1-in-10 | 15 | 0.26098 | 0.20366 | 0.26098 | 0.20366 | 0 | 70.6294
| LCA | LA Basin | Average Weekday | February | SCE 1-in-10 | 16 | 0.39313 | 0.33908 | 0.39313 | 0.33908 | 0 | 70.937
| LCA | LA Basin | Average Weekday | February | SCE 1-in-10 | 17 | 0.55766 | 0.51372 | 0.55766 | 0.51372 | 0 | 70.3303
| LCA | LA Basin | Average Weekday | February | SCE 1-in-10 | 18 | 0.78587 | 0.7297 | 0.78587 | 0.7297 | 0 | 68.7748
| LCA | LA Basin | Average Weekday | February | SCE 1-in-10 | 19 | 0.97563 | 0.8969 | 0.97563 | 0.891 | 0 | 65.81
| LCA | LA Basin | Average Weekday | February | SCE 1-in-10 | 20 | 1.0483 | 0.97454 | 1.0483 | 0.97314 | 0 | 63.1513
| LCA | LA Basin | Average Weekday | February | SCE 1-in-10 | 21 | 1.0534 | 0.9963 | 1.0534 | 0.9963 | 0 | 61.3655
| LCA | LA Basin | Average Weekday | February | SCE 1-in-10 | 22 | 0.9973 | 0.94815 | 1.0331 | 0.98394 | 0.017893 | 59.9095
| LCA | LA Basin | Average Weekday | February | SCE 1-in-10 | 23 | 0.93246 | 0.90128 | 0.93246 | 0.90128 | 0 | 58.462
| LCA | LA Basin | Average Weekday | February | SCE 1-in-10 | 24 | 0.81696 | 0.79203 | 0.81696 | 0.79203 | 0 | 57.2357
| LCA | LA Basin | Average Weekday | February | SCE 1-in-2 | 1 | 0.76579 | 0.73882 | 0.76579 | 0.73882 | 0 | 53.0313
| LCA | LA Basin | Average Weekday | February | SCE 1-in-2 | 2 | 0.68875 | 0.66824 | 0.68875 | 0.66824 | 0 | 52.2107
| LCA | LA Basin | Average Weekday | February | SCE 1-in-2 | 3 | 0.63614 | 0.61686 | 0.63614 | 0.61686 | 0 | 51.4235
| LCA | LA Basin | Average Weekday | February | SCE 1-in-2 | 4 | 0.60343 | 0.58554 | 0.60343 | 0.58554 | 0 | 50.6992
| LCA | LA Basin | Average Weekday | February | SCE 1-in-2 | 5 | 0.5931 | 0.57804 | 0.5931 | 0.57804 | 0 | 50.1374
| LCA | LA Basin | Average Weekday | February | SCE 1-in-2 | 6 | 0.61013 | 0.608 | 0.61013 | 0.608 | 0 | 49.6233
| LCA | LA Basin | Average Weekday | February | SCE 1-in-2 | 7 | 0.65955 | 0.69277 | 0.65955 | 0.69277 | 0 | 49.2365
| LCA | LA Basin | Average Weekday | February | SCE 1-in-2 | 8 | 0.6508 | 0.67855 | 0.6508 | 0.67855 | 0 | 49.1284
| LCA | LA Basin | Average Weekday | February | SCE 1-in-2 | 9 | 0.53454 | 0.5152 | 0.53454 | 0.5152 | 0 | 50.6824
| LCA | LA Basin | Average Weekday | February | SCE 1-in-2 | 10 | 0.39213 | 0.36735 | 0.39213 | 0.36735 | 0 | 54.144
| LCA | LA Basin | Average Weekday | February | SCE 1-in-2 | 11 | 0.28387 | 0.26286 | 0.28387 | 0.26286 | 0 | 57.8387
| LCA | LA Basin | Average Weekday | February | SCE 1-in-2 | 12 | 0.22362 | 0.19657 | 0.22362 | 0.19657 | 0 | 61.1771
| LCA | LA Basin | Average Weekday | February | SCE 1-in-2 | 13 | 0.2283 | 0.1799 | 0.2283 | 0.1799 | 0 | 63.6846
| LCA | LA Basin | Average Weekday | February | SCE 1-in-2 | 14 | 0.25304 | 0.19683 | 0.25304 | 0.19683 | 0 | 65.3061
| LCA | LA Basin | Average Weekday | February | SCE 1-in-2 | 15 | 0.31713 | 0.2598 | 0.31713 | 0.2598 | 0 | 66.1546
| LCA | LA Basin | Average Weekday | February | SCE 1-in-2 | 16 | 0.44158 | 0.38753 | 0.44158 | 0.38753 | 0 | 66.2816
| LCA | LA Basin | Average Weekday | February | SCE 1-in-2 | 17 | 0.6078 | 0.56387 | 0.6078 | 0.56387 | 0 | 65.6961
| LCA | LA Basin | Average Weekday | February | SCE 1-in-2 | 18 | 0.85166 | 0.79549 | 0.85166 | 0.79549 | 0 | 64.2279
| LCA | LA Basin | Average Weekday | February | SCE 1-in-2 | 19 | 1.0253 | 0.94655 | 1.0253 | 0.94655 | 0 | 61.5798
| LCA | LA Basin | Average Weekday | February | SCE 1-in-2 | 20 | 1.0876 | 1.0138 | 1.0876 | 1.0138 | 0 | 59.3434
| LCA | LA Basin | Average Weekday | February | SCE 1-in-2 | 21 | 1.0819 | 1.0247 | 1.0819 | 1.0247 | 0 | 57.7904
| LCA | LA Basin | Average Weekday | February | SCE 1-in-2 | 22 | 1.0228 | 0.97369 | 1.0228 | 0.97369 | 0 | 56.5716
| LCA | LA Basin | Average Weekday | February | SCE 1-in-2 | 23 | 0.95947 | 0.92829 | 0.95947 | 0.92829 | 0 | 55.3895
| LCA | LA Basin | Average Weekday | February | SCE 1-in-2 | 24 | 0.84411 | 0.81918 | 0.84411 | 0.81918 | 0 | 54.2435
| LCA | LA Basin | Average Weekday | January | CAISO 1-in-10 | 1 | 0.80303 | 0.77605 | 0.80303 | 0.77605 | 0 | 50.4281
| LCA | LA Basin | Average Weekday | January | CAISO 1-in-10 | 2 | 0.72619 | 0.70568 | 0.72619 | 0.70568 | 0 | 49.5903
| LCA | LA Basin | Average Weekday | January | CAISO 1-in-10 | 3 | 0.67418 | 0.6549 | 0.67418 | 0.6549 | 0 | 48.9337
| LCA | LA Basin | Average Weekday | January | CAISO 1-in-10 | 4 | 0.64297 | 0.62508 | 0.64297 | 0.62508 | 0 | 48.2613
| LCA | LA Basin | Average Weekday | January | CAISO 1-in-10 | 5 | 0.63574 | 0.62068 | 0.63574 | 0.62068 | 0 | 47.6256
| LCA | LA Basin | Average Weekday | January | CAISO 1-in-10 | 6 | 0.65588 | 0.65375 | 0.65588 | 0.65375 | 0 | 47.051
| LCA | LA Basin | Average Weekday | January | CAISO 1-in-10 | 7 | 0.70889 | 0.74211 | 0.70889 | 0.74211 | 0 | 46.5759
| LCA | LA Basin | Average Weekday | January | CAISO 1-in-10 | 8 | 0.69475 | 0.72251 | 0.69475 | 0.72251 | 0 | 46.4362
| LCA | LA Basin | Average Weekday | January | CAISO 1-in-10 | 9 | 0.5711 | 0.55176 | 0.5711 | 0.55176 | 0 | 47.104
| LCA | LA Basin | Average Weekday | January | CAISO 1-in-10 | 10 | 0.42359 | 0.39881 | 0.42359 | 0.39881 | 0 | 49.9939
| LCA | LA Basin | Average Weekday | January | CAISO 1-in-10 | 11 | 0.31617 | 0.29516 | 0.31617 | 0.29516 | 0 | 53.5588
| LCA | LA Basin | Average Weekday | January | CAISO 1-in-10 | 12 | 0.26072 | 0.23367 | 0.26072 | 0.23367 | 0 | 56.7657
| LCA | LA Basin | Average Weekday | January | CAISO 1-in-10 | 13 | 0.2641 | 0.2157 | 0.2641 | 0.2157 | 0 | 59.0158
| LCA | LA Basin | Average Weekday | January | CAISO 1-in-10 | 14 | 0.29443 | 0.23822 | 0.29443 | 0.23822 | 0 | 60.5114
| LCA | LA Basin | Average Weekday | January | CAISO 1-in-10 | 15 | 0.36274 | 0.30542 | 0.36274 | 0.30542 | 0 | 61.4032
| LCA | LA Basin | Average Weekday | January | CAISO 1-in-10 | 16 | 0.4878 | 0.43375 | 0.4878 | 0.43375 | 0 | 61.7376
| LCA | LA Basin | Average Weekday | January | CAISO 1-in-10 | 17 | 0.66086 | 0.61693 | 0.66086 | 0.61693 | 0 | 61.3133
| LCA | LA Basin | Average Weekday | January | CAISO 1-in-10 | 18 | 0.91271 | 0.85654 | 0.91271 | 0.85654 | 0 | 59.8438
| LCA | LA Basin | Average Weekday | January | CAISO 1-in-10 | 19 | 1.0857 | 1.007 | 1.0857 | 1.007 | 0 | 57.6009
| LCA | LA Basin | Average Weekday | January | CAISO 1-in-10 | 20 | 1.1344 | 1.0607 | 1.1344 | 1.0607 | 0 | 55.9603
| LCA | LA Basin | Average Weekday | January | CAISO 1-in-10 | 21 | 1.1229 | 1.0657 | 1.1229 | 1.0657 | 0 | 54.7043
| LCA | LA Basin | Average Weekday | January | CAISO 1-in-10 | 22 | 1.0642 | 1.0151 | 1.0642 | 1.0151 | 0 | 53.5781
| LCA | LA Basin | Average Weekday | January | CAISO 1-in-10 | 23 | 1.0009 | 0.96967 | 1.0009 | 0.96967 | 0 | 52.4215
| LCA | LA Basin | Average Weekday | January | CAISO 1-in-10 | 24 | 0.88518 | 0.86025 | 0.88518 | 0.86025 | 0 | 51.4429
| LCA | LA Basin | Average Weekday | January | CAISO 1-in-2 | 1 | 0.75856 | 0.73159 | 0.75856 | 0.73159 | 0 | 53.549
| LCA | LA Basin | Average Weekday | January | CAISO 1-in-2 | 2 | 0.68153 | 0.66102 | 0.68153 | 0.66102 | 0 | 52.7102
| LCA | LA Basin | Average Weekday | January | CAISO 1-in-2 | 3 | 0.62887 | 0.60959 | 0.62887 | 0.60959 | 0 | 52.0223
| LCA | LA Basin | Average Weekday | January | CAISO 1-in-2 | 4 | 0.5959 | 0.57802 | 0.5959 | 0.57802 | 0 | 51.5515
| LCA | LA Basin | Average Weekday | January | CAISO 1-in-2 | 5 | 0.58501 | 0.56995 | 0.58501 | 0.56995 | 0 | 50.8391
| LCA | LA Basin | Average Weekday | January | CAISO 1-in-2 | 6 | 0.6015 | 0.59937 | 0.6015 | 0.59937 | 0 | 50.3395
| LCA | LA Basin | Average Weekday | January | CAISO 1-in-2 | 7 | 0.65036 | 0.68357 | 0.65036 | 0.68357 | 0 | 50.0766
| LCA | LA Basin | Average Weekday | January | CAISO 1-in-2 | 8 | 0.64279 | 0.67054 | 0.64279 | 0.67054 | 0 | 49.9478
| LCA | LA Basin | Average Weekday | January | CAISO 1-in-2 | 9 | 0.5279 | 0.50856 | 0.5279 | 0.50856 | 0 | 50.6078
| LCA | LA Basin | Average Weekday | January | CAISO 1-in-2 | 10 | 0.38643 | 0.36165 | 0.38643 | 0.36165 | 0 | 53.6888
| LCA | LA Basin | Average Weekday | January | CAISO 1-in-2 | 11 | 0.27802 | 0.25701 | 0.27802 | 0.25701 | 0 | 57.7377
| LCA | LA Basin | Average Weekday | January | CAISO 1-in-2 | 12 | 0.21772 | 0.19067 | 0.21772 | 0.19067 | 0 | 61.3396
| LCA | LA Basin | Average Weekday | January | CAISO 1-in-2 | 13 | 0.22139 | 0.173 | 0.22139 | 0.173 | 0 | 64.2152
| LCA | LA Basin | Average Weekday | January | CAISO 1-in-2 | 14 | 0.24196 | 0.18575 | 0.24196 | 0.18575 | 0 | 66.1138
| LCA | LA Basin | Average Weekday | January | CAISO 1-in-2 | 15 | 0.30694 | 0.24962 | 0.30694 | 0.24962 | 0 | 67.2226
| LCA | LA Basin | Average Weekday | January | CAISO 1-in-2 | 16 | 0.43435 | 0.3803 | 0.43435 | 0.3803 | 0 | 67.587
| LCA | LA Basin | Average Weekday | January | CAISO 1-in-2 | 17 | 0.59937 | 0.55543 | 0.59937 | 0.55543 | 0 | 66.9366
| LCA | LA Basin | Average Weekday | January | CAISO 1-in-2 | 18 | 0.83953 | 0.78336 | 0.83953 | 0.78336 | 0 | 65.1022
| LCA | LA Basin | Average Weekday | January | CAISO 1-in-2 | 19 | 1.0142 | 0.93547 | 1.0142 | 0.93547 | 0 | 62.2376
| LCA | LA Basin | Average Weekday | January | CAISO 1-in-2 | 20 | 1.0788 | 1.005 | 1.0788 | 1.005 | 0 | 60.2257
| LCA | LA Basin | Average Weekday | January | CAISO 1-in-2 | 21 | 1.074 | 1.0168 | 1.074 | 1.0168 | 0 | 58.7178
| LCA | LA Basin | Average Weekday | January | CAISO 1-in-2 | 22 | 1.0148 | 0.96564 | 1.0148 | 0.96564 | 0 | 57.3406
| LCA | LA Basin | Average Weekday | January | CAISO 1-in-2 | 23 | 0.95146 | 0.92028 | 0.95146 | 0.92028 | 0 | 56.0301
| LCA | LA Basin | Average Weekday | January | CAISO 1-in-2 | 24 | 0.83617 | 0.81124 | 0.83617 | 0.81124 | 0 | 54.8602
| LCA | LA Basin | Average Weekday | January | SCE 1-in-10 | 1 | 0.80303 | 0.77605 | 0.80303 | 0.77605 | 0 | 50.4281
| LCA | LA Basin | Average Weekday | January | SCE 1-in-10 | 2 | 0.72619 | 0.70568 | 0.72619 | 0.70568 | 0 | 49.5903
| LCA | LA Basin | Average Weekday | January | SCE 1-in-10 | 3 | 0.67418 | 0.6549 | 0.67418 | 0.6549 | 0 | 48.9337
| LCA | LA Basin | Average Weekday | January | SCE 1-in-10 | 4 | 0.64297 | 0.62508 | 0.64297 | 0.62508 | 0 | 48.2613
| LCA | LA Basin | Average Weekday | January | SCE 1-in-10 | 5 | 0.63574 | 0.62068 | 0.63574 | 0.62068 | 0 | 47.6256
| LCA | LA Basin | Average Weekday | January | SCE 1-in-10 | 6 | 0.65588 | 0.65375 | 0.65588 | 0.65375 | 0 | 47.051
| LCA | LA Basin | Average Weekday | January | SCE 1-in-10 | 7 | 0.70889 | 0.74211 | 0.70889 | 0.74211 | 0 | 46.5759
| LCA | LA Basin | Average Weekday | January | SCE 1-in-10 | 8 | 0.69475 | 0.72251 | 0.69475 | 0.72251 | 0 | 46.4362
| LCA | LA Basin | Average Weekday | January | SCE 1-in-10 | 9 | 0.5711 | 0.55176 | 0.5711 | 0.55176 | 0 | 47.104
| LCA | LA Basin | Average Weekday | January | SCE 1-in-10 | 10 | 0.42359 | 0.39881 | 0.42359 | 0.39881 | 0 | 49.9939
| LCA | LA Basin | Average Weekday | January | SCE 1-in-10 | 11 | 0.31617 | 0.29516 | 0.31617 | 0.29516 | 0 | 53.5588
| LCA | LA Basin | Average Weekday | January | SCE 1-in-10 | 12 | 0.26072 | 0.23367 | 0.26072 | 0.23367 | 0 | 56.7657
| LCA | LA Basin | Average Weekday | January | SCE 1-in-10 | 13 | 0.2641 | 0.2157 | 0.2641 | 0.2157 | 0 | 59.0158
| LCA | LA Basin | Average Weekday | January | SCE 1-in-10 | 14 | 0.29443 | 0.23822 | 0.29443 | 0.23822 | 0 | 60.5114
| LCA | LA Basin | Average Weekday | January | SCE 1-in-10 | 15 | 0.36274 | 0.30542 | 0.36274 | 0.30542 | 0 | 61.4032
| LCA | LA Basin | Average Weekday | January | SCE 1-in-10 | 16 | 0.4878 | 0.43375 | 0.4878 | 0.43375 | 0 | 61.7376
| LCA | LA Basin | Average Weekday | January | SCE 1-in-10 | 17 | 0.66086 | 0.61693 | 0.66086 | 0.61693 | 0 | 61.3133
| LCA | LA Basin | Average Weekday | January | SCE 1-in-10 | 18 | 0.91271 | 0.85654 | 0.91271 | 0.85654 | 0 | 59.8438
| LCA | LA Basin | Average Weekday | January | SCE 1-in-10 | 19 | 1.0857 | 1.007 | 1.0857 | 1.007 | 0 | 57.6009
| LCA | LA Basin | Average Weekday | January | SCE 1-in-10 | 20 | 1.1344 | 1.0607 | 1.1344 | 1.0607 | 0 | 55.9603
| LCA | LA Basin | Average Weekday | January | SCE 1-in-10 | 21 | 1.1229 | 1.0657 | 1.1229 | 1.0657 | 0 | 54.7043
| LCA | LA Basin | Average Weekday | January | SCE 1-in-10 | 22 | 1.0642 | 1.0151 | 1.0642 | 1.0151 | 0 | 53.5781
| LCA | LA Basin | Average Weekday | January | SCE 1-in-10 | 23 | 1.0009 | 0.96967 | 1.0009 | 0.96967 | 0 | 52.4215
| LCA | LA Basin | Average Weekday | January | SCE 1-in-10 | 24 | 0.88518 | 0.86025 | 0.88518 | 0.86025 | 0 | 51.4429
| LCA | LA Basin | Average Weekday | January | SCE 1-in-2 | 1 | 0.75517 | 0.7282 | 0.75517 | 0.7282 | 0 | 53.501
| LCA | LA Basin | Average Weekday | January | SCE 1-in-2 | 2 | 0.67813 | 0.65762 | 0.67813 | 0.65762 | 0 | 52.5168
| LCA | LA Basin | Average Weekday | January | SCE 1-in-2 | 3 | 0.62542 | 0.60614 | 0.62542 | 0.60614 | 0 | 51.7373
| LCA | LA Basin | Average Weekday | January | SCE 1-in-2 | 4 | 0.59231 | 0.57443 | 0.59231 | 0.57443 | 0 | 51.1678
| LCA | LA Basin | Average Weekday | January | SCE 1-in-2 | 5 | 0.58114 | 0.56608 | 0.58114 | 0.56608 | 0 | 50.496
| LCA | LA Basin | Average Weekday | January | SCE 1-in-2 | 6 | 0.59736 | 0.59523 | 0.59736 | 0.59523 | 0 | 49.9832
| LCA | LA Basin | Average Weekday | January | SCE 1-in-2 | 7 | 0.64589 | 0.67911 | 0.64589 | 0.67911 | 0 | 49.8154
| LCA | LA Basin | Average Weekday | January | SCE 1-in-2 | 8 | 0.63883 | 0.66658 | 0.63883 | 0.66658 | 0 | 49.6534
| LCA | LA Basin | Average Weekday | January | SCE 1-in-2 | 9 | 0.52461 | 0.50527 | 0.52461 | 0.50527 | 0 | 50.3737
| LCA | LA Basin | Average Weekday | January | SCE 1-in-2 | 10 | 0.3836 | 0.35882 | 0.3836 | 0.35882 | 0 | 53.7164
| LCA | LA Basin | Average Weekday | January | SCE 1-in-2 | 11 | 0.27511 | 0.2541 | 0.27511 | 0.2541 | 0 | 58.1204
| LCA | LA Basin | Average Weekday | January | SCE 1-in-2 | 12 | 0.21386 | 0.18681 | 0.21386 | 0.18681 | 0 | 62.0784
| LCA | LA Basin | Average Weekday | January | SCE 1-in-2 | 13 | 0.21388 | 0.16548 | 0.21388 | 0.16548 | 0 | 65.0412
| LCA | LA Basin | Average Weekday | January | SCE 1-in-2 | 14 | 0.23234 | 0.17613 | 0.23234 | 0.17613 | 0 | 67.0663
| LCA | LA Basin | Average Weekday | January | SCE 1-in-2 | 15 | 0.30043 | 0.24311 | 0.30043 | 0.24311 | 0 | 68.2953
| LCA | LA Basin | Average Weekday | January | SCE 1-in-2 | 16 | 0.43134 | 0.37729 | 0.43134 | 0.37729 | 0 | 68.6824
| LCA | LA Basin | Average Weekday | January | SCE 1-in-2 | 17 | 0.59603 | 0.55209 | 0.59603 | 0.55209 | 0 | 68.0551
| LCA | LA Basin | Average Weekday | January | SCE 1-in-2 | 18 | 0.83041 | 0.77424 | 0.83041 | 0.77424 | 0 | 66.0746
| LCA | LA Basin | Average Weekday | January | SCE 1-in-2 | 19 | 1.0088 | 0.93002 | 1.0088 | 0.93002 | 0 | 62.9725
| LCA | LA Basin | Average Weekday | January | SCE 1-in-2 | 20 | 1.0746 | 1.0008 | 1.0746 | 1.0008 | 0 | 60.7607
| LCA | LA Basin | Average Weekday | January | SCE 1-in-2 | 21 | 1.0702 | 1.0131 | 1.0702 | 1.0131 | 0 | 59.1766
| LCA | LA Basin | Average Weekday | January | SCE 1-in-2 | 22 | 1.011 | 0.96187 | 1.011 | 0.96187 | 0 | 57.7319
| LCA | LA Basin | Average Weekday | January | SCE 1-in-2 | 23 | 0.9477 | 0.91651 | 0.9477 | 0.91651 | 0 | 56.3817
| LCA | LA Basin | Average Weekday | January | SCE 1-in-2 | 24 | 0.83243 | 0.80751 | 0.83243 | 0.80751 | 0 | 55.1588
| LCA | LA Basin | Average Weekday | July | CAISO 1-in-10 | 1 | 1.2383 | 1.2114 | 1.2383 | 1.2114 | 0 | 72.9098
| LCA | LA Basin | Average Weekday | July | CAISO 1-in-10 | 2 | 1.0511 | 1.0305 | 1.0511 | 1.0305 | 0 | 72.1244
| LCA | LA Basin | Average Weekday | July | CAISO 1-in-10 | 3 | 0.91755 | 0.89827 | 0.91755 | 0.89827 | 0 | 71.41
| LCA | LA Basin | Average Weekday | July | CAISO 1-in-10 | 4 | 0.82478 | 0.80689 | 0.82478 | 0.80689 | 0 | 70.8813
| LCA | LA Basin | Average Weekday | July | CAISO 1-in-10 | 5 | 0.76101 | 0.74594 | 0.76101 | 0.74594 | 0 | 70.4318
| LCA | LA Basin | Average Weekday | July | CAISO 1-in-10 | 6 | 0.726 | 0.72387 | 0.726 | 0.72387 | 0 | 70.0741
| LCA | LA Basin | Average Weekday | July | CAISO 1-in-10 | 7 | 0.71411 | 0.74733 | 0.71411 | 0.74733 | 0 | 69.8637
| LCA | LA Basin | Average Weekday | July | CAISO 1-in-10 | 8 | 0.72169 | 0.74944 | 0.72169 | 0.74944 | 0 | 70.3725
| LCA | LA Basin | Average Weekday | July | CAISO 1-in-10 | 9 | 0.69835 | 0.67901 | 0.69835 | 0.67901 | 0 | 72.5809
| LCA | LA Basin | Average Weekday | July | CAISO 1-in-10 | 10 | 0.6093 | 0.58452 | 0.6093 | 0.58452 | 0 | 75.6416
| LCA | LA Basin | Average Weekday | July | CAISO 1-in-10 | 11 | 0.59912 | 0.57811 | 0.59912 | 0.57811 | 0 | 79.049
| LCA | LA Basin | Average Weekday | July | CAISO 1-in-10 | 12 | 0.72274 | 0.69569 | 0.72274 | 0.69569 | 0 | 82.2062
| LCA | LA Basin | Average Weekday | July | CAISO 1-in-10 | 13 | 0.93971 | 0.89132 | 0.93971 | 0.89132 | 0 | 84.5936
| LCA | LA Basin | Average Weekday | July | CAISO 1-in-10 | 14 | 1.1931 | 1.1369 | 1.1931 | 1.1369 | 0 | 86.3251
| LCA | LA Basin | Average Weekday | July | CAISO 1-in-10 | 15 | 1.4518 | 1.3945 | 1.4518 | 1.3945 | 0 | 87.519
| LCA | LA Basin | Average Weekday | July | CAISO 1-in-10 | 16 | 1.7425 | 1.6885 | 1.7425 | 1.6885 | 0 | 88.1841
| LCA | LA Basin | Average Weekday | July | CAISO 1-in-10 | 17 | 1.9944 | 1.9505 | 1.1202 | 1.0162 | 0.016754 | 88.1708
| LCA | LA Basin | Average Weekday | July | CAISO 1-in-10 | 18 | 2.2274 | 2.1712 | 1.7407 | 1.6434 | 0.079204 | 87.3606
| LCA | LA Basin | Average Weekday | July | CAISO 1-in-10 | 19 | 2.3185 | 2.2398 | 2.0672 | 1.8861 | 0.048046 | 85.8821
| LCA | LA Basin | Average Weekday | July | CAISO 1-in-10 | 20 | 2.2153 | 2.1415 | 2.0265 | 1.8909 | 0.019983 | 83.5473
| LCA | LA Basin | Average Weekday | July | CAISO 1-in-10 | 21 | 2.1136 | 2.0564 | 1.9635 | 1.8445 | 0.027038 | 80.3801
| LCA | LA Basin | Average Weekday | July | CAISO 1-in-10 | 22 | 1.9667 | 1.9175 | 2.3362 | 2.3669 | 0.038808 | 77.3066
| LCA | LA Basin | Average Weekday | July | CAISO 1-in-10 | 23 | 1.7658 | 1.7346 | 1.8589 | 1.8606 | 0.02208 | 75.5059
| LCA | LA Basin | Average Weekday | July | CAISO 1-in-10 | 24 | 1.4843 | 1.4594 | 1.5412 | 1.5223 | 0.01821 | 74.3104
| LCA | LA Basin | Average Weekday | July | CAISO 1-in-2 | 1 | 1.0181 | 0.99112 | 1.0181 | 0.99112 | 0 | 68.766
| LCA | LA Basin | Average Weekday | July | CAISO 1-in-2 | 2 | 0.86455 | 0.84404 | 0.86455 | 0.84404 | 0 | 68.015
| LCA | LA Basin | Average Weekday | July | CAISO 1-in-2 | 3 | 0.75571 | 0.73643 | 0.75571 | 0.73643 | 0 | 67.3311
| LCA | LA Basin | Average Weekday | July | CAISO 1-in-2 | 4 | 0.68315 | 0.66526 | 0.68315 | 0.66526 | 0 | 66.7207
| LCA | LA Basin | Average Weekday | July | CAISO 1-in-2 | 5 | 0.63526 | 0.62019 | 0.63526 | 0.62019 | 0 | 66.224
| LCA | LA Basin | Average Weekday | July | CAISO 1-in-2 | 6 | 0.61172 | 0.60959 | 0.61172 | 0.60959 | 0 | 65.7562
| LCA | LA Basin | Average Weekday | July | CAISO 1-in-2 | 7 | 0.60936 | 0.64258 | 0.60936 | 0.64258 | 0 | 65.4338
| LCA | LA Basin | Average Weekday | July | CAISO 1-in-2 | 8 | 0.5943 | 0.62206 | 0.5943 | 0.62206 | 0 | 65.9273
| LCA | LA Basin | Average Weekday | July | CAISO 1-in-2 | 9 | 0.54827 | 0.52893 | 0.54827 | 0.52893 | 0 | 67.9706
| LCA | LA Basin | Average Weekday | July | CAISO 1-in-2 | 10 | 0.43996 | 0.41518 | 0.43996 | 0.41518 | 0 | 70.6909
| LCA | LA Basin | Average Weekday | July | CAISO 1-in-2 | 11 | 0.35989 | 0.33888 | 0.35989 | 0.33888 | 0 | 73.7423
| LCA | LA Basin | Average Weekday | July | CAISO 1-in-2 | 12 | 0.38443 | 0.35738 | 0.38443 | 0.35738 | 0 | 76.8368
| LCA | LA Basin | Average Weekday | July | CAISO 1-in-2 | 13 | 0.49791 | 0.44951 | 0.49791 | 0.44951 | 0 | 79.3597
| LCA | LA Basin | Average Weekday | July | CAISO 1-in-2 | 14 | 0.66494 | 0.60873 | 0.66494 | 0.60873 | 0 | 81.2677
| LCA | LA Basin | Average Weekday | July | CAISO 1-in-2 | 15 | 0.87222 | 0.8149 | 0.87222 | 0.8149 | 0 | 82.7093
| LCA | LA Basin | Average Weekday | July | CAISO 1-in-2 | 16 | 1.1358 | 1.0818 | 1.1358 | 1.0818 | 0 | 83.3635
| LCA | LA Basin | Average Weekday | July | CAISO 1-in-2 | 17 | 1.3901 | 1.3461 | 0.61044 | 0.50646 | 0.022231 | 83.563
| LCA | LA Basin | Average Weekday | July | CAISO 1-in-2 | 18 | 1.637 | 1.5808 | 1.2421 | 1.1448 | 0.1057 | 82.8412
| LCA | LA Basin | Average Weekday | July | CAISO 1-in-2 | 19 | 1.7664 | 1.6877 | 1.5946 | 1.4135 | 0.066866 | 81.2938
| LCA | LA Basin | Average Weekday | July | CAISO 1-in-2 | 20 | 1.728 | 1.6543 | 1.5936 | 1.458 | 0.030038 | 79.0973
| LCA | LA Basin | Average Weekday | July | CAISO 1-in-2 | 21 | 1.671 | 1.6138 | 1.5743 | 1.4552 | 0.037429 | 76.0141
| LCA | LA Basin | Average Weekday | July | CAISO 1-in-2 | 22 | 1.5617 | 1.5126 | 1.9123 | 1.943 | 0.057478 | 72.8458
| LCA | LA Basin | Average Weekday | July | CAISO 1-in-2 | 23 | 1.4187 | 1.3875 | 1.4625 | 1.4642 | 0.033543 | 70.8989
| LCA | LA Basin | Average Weekday | July | CAISO 1-in-2 | 24 | 1.1978 | 1.1729 | 1.2237 | 1.2047 | 0.012913 | 69.6671
| LCA | LA Basin | Average Weekday | July | SCE 1-in-10 | 1 | 1.2383 | 1.2114 | 1.2383 | 1.2114 | 0 | 72.9098
| LCA | LA Basin | Average Weekday | July | SCE 1-in-10 | 2 | 1.0511 | 1.0305 | 1.0511 | 1.0305 | 0 | 72.1244
| LCA | LA Basin | Average Weekday | July | SCE 1-in-10 | 3 | 0.91755 | 0.89827 | 0.91755 | 0.89827 | 0 | 71.41
| LCA | LA Basin | Average Weekday | July | SCE 1-in-10 | 4 | 0.82478 | 0.80689 | 0.82478 | 0.80689 | 0 | 70.8813
| LCA | LA Basin | Average Weekday | July | SCE 1-in-10 | 5 | 0.76101 | 0.74594 | 0.76101 | 0.74594 | 0 | 70.4318
| LCA | LA Basin | Average Weekday | July | SCE 1-in-10 | 6 | 0.726 | 0.72387 | 0.726 | 0.72387 | 0 | 70.0741
| LCA | LA Basin | Average Weekday | July | SCE 1-in-10 | 7 | 0.71411 | 0.74733 | 0.71411 | 0.74733 | 0 | 69.8637
| LCA | LA Basin | Average Weekday | July | SCE 1-in-10 | 8 | 0.72169 | 0.74944 | 0.72169 | 0.74944 | 0 | 70.3725
| LCA | LA Basin | Average Weekday | July | SCE 1-in-10 | 9 | 0.69835 | 0.67901 | 0.69835 | 0.67901 | 0 | 72.5809
| LCA | LA Basin | Average Weekday | July | SCE 1-in-10 | 10 | 0.6093 | 0.58452 | 0.6093 | 0.58452 | 0 | 75.6416
| LCA | LA Basin | Average Weekday | July | SCE 1-in-10 | 11 | 0.59912 | 0.57811 | 0.59912 | 0.57811 | 0 | 79.049
| LCA | LA Basin | Average Weekday | July | SCE 1-in-10 | 12 | 0.72274 | 0.69569 | 0.72274 | 0.69569 | 0 | 82.2062
| LCA | LA Basin | Average Weekday | July | SCE 1-in-10 | 13 | 0.93971 | 0.89132 | 0.93971 | 0.89132 | 0 | 84.5936
| LCA | LA Basin | Average Weekday | July | SCE 1-in-10 | 14 | 1.1931 | 1.1369 | 1.1931 | 1.1369 | 0 | 86.3251
| LCA | LA Basin | Average Weekday | July | SCE 1-in-10 | 15 | 1.4518 | 1.3945 | 1.4518 | 1.3945 | 0 | 87.519
| LCA | LA Basin | Average Weekday | July | SCE 1-in-10 | 16 | 1.7425 | 1.6885 | 1.7425 | 1.6885 | 0 | 88.1841
| LCA | LA Basin | Average Weekday | July | SCE 1-in-10 | 17 | 1.9944 | 1.9505 | 1.1202 | 1.0162 | 0.016754 | 88.1708
| LCA | LA Basin | Average Weekday | July | SCE 1-in-10 | 18 | 2.2274 | 2.1712 | 1.7407 | 1.6434 | 0.079204 | 87.3606
| LCA | LA Basin | Average Weekday | July | SCE 1-in-10 | 19 | 2.3185 | 2.2398 | 2.0672 | 1.8861 | 0.048046 | 85.8821
| LCA | LA Basin | Average Weekday | July | SCE 1-in-10 | 20 | 2.2153 | 2.1415 | 2.0265 | 1.8909 | 0.019983 | 83.5473
| LCA | LA Basin | Average Weekday | July | SCE 1-in-10 | 21 | 2.1136 | 2.0564 | 1.9635 | 1.8445 | 0.027038 | 80.3801
| LCA | LA Basin | Average Weekday | July | SCE 1-in-10 | 22 | 1.9667 | 1.9175 | 2.3362 | 2.3669 | 0.038808 | 77.3066
| LCA | LA Basin | Average Weekday | July | SCE 1-in-10 | 23 | 1.7658 | 1.7346 | 1.8589 | 1.8606 | 0.02208 | 75.5059
| LCA | LA Basin | Average Weekday | July | SCE 1-in-10 | 24 | 1.4843 | 1.4594 | 1.5412 | 1.5223 | 0.01821 | 74.3104
| LCA | LA Basin | Average Weekday | July | SCE 1-in-2 | 1 | 1.0181 | 0.99112 | 1.0181 | 0.99112 | 0 | 68.766
| LCA | LA Basin | Average Weekday | July | SCE 1-in-2 | 2 | 0.86455 | 0.84404 | 0.86455 | 0.84404 | 0 | 68.015
| LCA | LA Basin | Average Weekday | July | SCE 1-in-2 | 3 | 0.75571 | 0.73643 | 0.75571 | 0.73643 | 0 | 67.3311
| LCA | LA Basin | Average Weekday | July | SCE 1-in-2 | 4 | 0.68315 | 0.66526 | 0.68315 | 0.66526 | 0 | 66.7207
| LCA | LA Basin | Average Weekday | July | SCE 1-in-2 | 5 | 0.63526 | 0.62019 | 0.63526 | 0.62019 | 0 | 66.224
| LCA | LA Basin | Average Weekday | July | SCE 1-in-2 | 6 | 0.61172 | 0.60959 | 0.61172 | 0.60959 | 0 | 65.7562
| LCA | LA Basin | Average Weekday | July | SCE 1-in-2 | 7 | 0.60936 | 0.64258 | 0.60936 | 0.64258 | 0 | 65.4338
| LCA | LA Basin | Average Weekday | July | SCE 1-in-2 | 8 | 0.5943 | 0.62206 | 0.5943 | 0.62206 | 0 | 65.9273
| LCA | LA Basin | Average Weekday | July | SCE 1-in-2 | 9 | 0.54827 | 0.52893 | 0.54827 | 0.52893 | 0 | 67.9706
| LCA | LA Basin | Average Weekday | July | SCE 1-in-2 | 10 | 0.43996 | 0.41518 | 0.43996 | 0.41518 | 0 | 70.6909
| LCA | LA Basin | Average Weekday | July | SCE 1-in-2 | 11 | 0.35989 | 0.33888 | 0.35989 | 0.33888 | 0 | 73.7423
| LCA | LA Basin | Average Weekday | July | SCE 1-in-2 | 12 | 0.38443 | 0.35738 | 0.38443 | 0.35738 | 0 | 76.8368
| LCA | LA Basin | Average Weekday | July | SCE 1-in-2 | 13 | 0.49791 | 0.44951 | 0.49791 | 0.44951 | 0 | 79.3597
| LCA | LA Basin | Average Weekday | July | SCE 1-in-2 | 14 | 0.66494 | 0.60873 | 0.66494 | 0.60873 | 0 | 81.2677
| LCA | LA Basin | Average Weekday | July | SCE 1-in-2 | 15 | 0.87222 | 0.8149 | 0.87222 | 0.8149 | 0 | 82.7093
| LCA | LA Basin | Average Weekday | July | SCE 1-in-2 | 16 | 1.1358 | 1.0818 | 1.1358 | 1.0818 | 0 | 83.3635
| LCA | LA Basin | Average Weekday | July | SCE 1-in-2 | 17 | 1.3901 | 1.3461 | 0.61044 | 0.50646 | 0.022231 | 83.563
| LCA | LA Basin | Average Weekday | July | SCE 1-in-2 | 18 | 1.637 | 1.5808 | 1.2421 | 1.1448 | 0.1057 | 82.8412
| LCA | LA Basin | Average Weekday | July | SCE 1-in-2 | 19 | 1.7664 | 1.6877 | 1.5946 | 1.4135 | 0.066866 | 81.2938
| LCA | LA Basin | Average Weekday | July | SCE 1-in-2 | 20 | 1.728 | 1.6543 | 1.5936 | 1.458 | 0.030038 | 79.0973
| LCA | LA Basin | Average Weekday | July | SCE 1-in-2 | 21 | 1.671 | 1.6138 | 1.5743 | 1.4552 | 0.037429 | 76.0141
| LCA | LA Basin | Average Weekday | July | SCE 1-in-2 | 22 | 1.5617 | 1.5126 | 1.9123 | 1.943 | 0.057478 | 72.8458
| LCA | LA Basin | Average Weekday | July | SCE 1-in-2 | 23 | 1.4187 | 1.3875 | 1.4625 | 1.4642 | 0.033543 | 70.8989
| LCA | LA Basin | Average Weekday | July | SCE 1-in-2 | 24 | 1.1978 | 1.1729 | 1.2237 | 1.2047 | 0.012913 | 69.6671
| LCA | LA Basin | Average Weekday | June | CAISO 1-in-10 | 1 | 0.95691 | 0.92994 | 0.95691 | 0.92994 | 0 | 67.5166
| LCA | LA Basin | Average Weekday | June | CAISO 1-in-10 | 2 | 0.81435 | 0.79384 | 0.81435 | 0.79384 | 0 | 66.7814
| LCA | LA Basin | Average Weekday | June | CAISO 1-in-10 | 3 | 0.7136 | 0.69432 | 0.7136 | 0.69432 | 0 | 66.1312
| LCA | LA Basin | Average Weekday | June | CAISO 1-in-10 | 4 | 0.65051 | 0.63262 | 0.65051 | 0.63262 | 0 | 65.5512
| LCA | LA Basin | Average Weekday | June | CAISO 1-in-10 | 5 | 0.61185 | 0.59679 | 0.61185 | 0.59679 | 0 | 65.0948
| LCA | LA Basin | Average Weekday | June | CAISO 1-in-10 | 6 | 0.59775 | 0.59562 | 0.59775 | 0.59562 | 0 | 64.7338
| LCA | LA Basin | Average Weekday | June | CAISO 1-in-10 | 7 | 0.60094 | 0.63416 | 0.60094 | 0.63416 | 0 | 64.4648
| LCA | LA Basin | Average Weekday | June | CAISO 1-in-10 | 8 | 0.59081 | 0.61856 | 0.59081 | 0.61856 | 0 | 65.062
| LCA | LA Basin | Average Weekday | June | CAISO 1-in-10 | 9 | 0.51708 | 0.49774 | 0.51708 | 0.49774 | 0 | 66.8878
| LCA | LA Basin | Average Weekday | June | CAISO 1-in-10 | 10 | 0.41904 | 0.39426 | 0.41904 | 0.39426 | 0 | 69.6774
| LCA | LA Basin | Average Weekday | June | CAISO 1-in-10 | 11 | 0.33672 | 0.31571 | 0.33672 | 0.31571 | 0 | 72.8022
| LCA | LA Basin | Average Weekday | June | CAISO 1-in-10 | 12 | 0.34817 | 0.32112 | 0.34817 | 0.32112 | 0 | 75.8754
| LCA | LA Basin | Average Weekday | June | CAISO 1-in-10 | 13 | 0.44842 | 0.40002 | 0.44842 | 0.40002 | 0 | 78.2604
| LCA | LA Basin | Average Weekday | June | CAISO 1-in-10 | 14 | 0.59687 | 0.54066 | 0.59687 | 0.54066 | 0 | 80.0144
| LCA | LA Basin | Average Weekday | June | CAISO 1-in-10 | 15 | 0.78495 | 0.72763 | 0.78495 | 0.72763 | 0 | 81.2567
| LCA | LA Basin | Average Weekday | June | CAISO 1-in-10 | 16 | 1.0293 | 0.97523 | 1.0293 | 0.97523 | 0 | 81.9801
| LCA | LA Basin | Average Weekday | June | CAISO 1-in-10 | 17 | 1.2716 | 1.2277 | 0.52493 | 0.42096 | 0.024678 | 81.9592
| LCA | LA Basin | Average Weekday | June | CAISO 1-in-10 | 18 | 1.5189 | 1.4627 | 1.1571 | 1.0598 | 0.11571 | 81.2101
| LCA | LA Basin | Average Weekday | June | CAISO 1-in-10 | 19 | 1.6565 | 1.5778 | 1.5098 | 1.3287 | 0.07297 | 79.8442
| LCA | LA Basin | Average Weekday | June | CAISO 1-in-10 | 20 | 1.6366 | 1.5628 | 1.5192 | 1.3835 | 0.033348 | 77.7061
| LCA | LA Basin | Average Weekday | June | CAISO 1-in-10 | 21 | 1.5901 | 1.533 | 1.5085 | 1.3894 | 0.040432 | 74.7808
| LCA | LA Basin | Average Weekday | June | CAISO 1-in-10 | 22 | 1.4873 | 1.4382 | 1.8332 | 1.864 | 0.062306 | 71.7631
| LCA | LA Basin | Average Weekday | June | CAISO 1-in-10 | 23 | 1.3551 | 1.3239 | 1.3878 | 1.3894 | 0.016335 | 69.8502
| LCA | LA Basin | Average Weekday | June | CAISO 1-in-10 | 24 | 1.1456 | 1.1207 | 1.1643 | 1.1453 | 0.0093479 | 68.6021
| LCA | LA Basin | Average Weekday | June | CAISO 1-in-2 | 1 | 0.82503 | 0.79805 | 0.82503 | 0.79805 | 0 | 63.8147
| LCA | LA Basin | Average Weekday | June | CAISO 1-in-2 | 2 | 0.72054 | 0.70003 | 0.72054 | 0.70003 | 0 | 62.8973
| LCA | LA Basin | Average Weekday | June | CAISO 1-in-2 | 3 | 0.65195 | 0.63267 | 0.65195 | 0.63267 | 0 | 62.0915
| LCA | LA Basin | Average Weekday | June | CAISO 1-in-2 | 4 | 0.60426 | 0.58637 | 0.60426 | 0.58637 | 0 | 61.4042
| LCA | LA Basin | Average Weekday | June | CAISO 1-in-2 | 5 | 0.57552 | 0.56046 | 0.57552 | 0.56046 | 0 | 60.8321
| LCA | LA Basin | Average Weekday | June | CAISO 1-in-2 | 6 | 0.56945 | 0.56732 | 0.56945 | 0.56732 | 0 | 60.3324
| LCA | LA Basin | Average Weekday | June | CAISO 1-in-2 | 7 | 0.58249 | 0.61571 | 0.58249 | 0.61571 | 0 | 59.9264
| LCA | LA Basin | Average Weekday | June | CAISO 1-in-2 | 8 | 0.56208 | 0.58983 | 0.56208 | 0.58983 | 0 | 60.5651
| LCA | LA Basin | Average Weekday | June | CAISO 1-in-2 | 9 | 0.46237 | 0.44303 | 0.46237 | 0.44303 | 0 | 62.6124
| LCA | LA Basin | Average Weekday | June | CAISO 1-in-2 | 10 | 0.31316 | 0.28838 | 0.31316 | 0.28838 | 0 | 65.3818
| LCA | LA Basin | Average Weekday | June | CAISO 1-in-2 | 11 | 0.22355 | 0.20254 | 0.22355 | 0.20254 | 0 | 68.4698
| LCA | LA Basin | Average Weekday | June | CAISO 1-in-2 | 12 | 0.17917 | 0.15212 | 0.17917 | 0.15212 | 0 | 71.5793
| LCA | LA Basin | Average Weekday | June | CAISO 1-in-2 | 13 | 0.21087 | 0.16247 | 0.21087 | 0.16247 | 0 | 74.0912
| LCA | LA Basin | Average Weekday | June | CAISO 1-in-2 | 14 | 0.28767 | 0.23146 | 0.28767 | 0.23146 | 0 | 76.1622
| LCA | LA Basin | Average Weekday | June | CAISO 1-in-2 | 15 | 0.41936 | 0.36204 | 0.41936 | 0.36204 | 0 | 77.762
| LCA | LA Basin | Average Weekday | June | CAISO 1-in-2 | 16 | 0.61936 | 0.5653 | 0.61936 | 0.5653 | 0 | 78.6422
| LCA | LA Basin | Average Weekday | June | CAISO 1-in-2 | 17 | 0.83973 | 0.79579 | 0.16373 | 0.1198 | 0.029626 | 78.9787
| LCA | LA Basin | Average Weekday | June | CAISO 1-in-2 | 18 | 1.0818 | 1.0256 | 0.77953 | 0.68219 | 0.13402 | 78.2818
| LCA | LA Basin | Average Weekday | June | CAISO 1-in-2 | 19 | 1.2509 | 1.1722 | 1.1562 | 0.9751 | 0.08574 | 76.8434
| LCA | LA Basin | Average Weekday | June | CAISO 1-in-2 | 20 | 1.3007 | 1.2269 | 1.2208 | 1.0852 | 0.040798 | 74.6313
| LCA | LA Basin | Average Weekday | June | CAISO 1-in-2 | 21 | 1.2886 | 1.2314 | 1.2467 | 1.1276 | 0.020966 | 71.5311
| LCA | LA Basin | Average Weekday | June | CAISO 1-in-2 | 22 | 1.2069 | 1.1577 | 1.5384 | 1.5691 | 0.077712 | 68.3907
| LCA | LA Basin | Average Weekday | June | CAISO 1-in-2 | 23 | 1.1126 | 1.0814 | 1.1126 | 1.1111 | 0 | 66.4932
| LCA | LA Basin | Average Weekday | June | CAISO 1-in-2 | 24 | 0.95126 | 0.92633 | 0.95126 | 0.92769 | 0 | 65.1218
| LCA | LA Basin | Average Weekday | June | SCE 1-in-10 | 1 | 0.95691 | 0.92994 | 0.95691 | 0.92994 | 0 | 67.5166
| LCA | LA Basin | Average Weekday | June | SCE 1-in-10 | 2 | 0.81435 | 0.79384 | 0.81435 | 0.79384 | 0 | 66.7814
| LCA | LA Basin | Average Weekday | June | SCE 1-in-10 | 3 | 0.7136 | 0.69432 | 0.7136 | 0.69432 | 0 | 66.1312
| LCA | LA Basin | Average Weekday | June | SCE 1-in-10 | 4 | 0.65051 | 0.63262 | 0.65051 | 0.63262 | 0 | 65.5512
| LCA | LA Basin | Average Weekday | June | SCE 1-in-10 | 5 | 0.61185 | 0.59679 | 0.61185 | 0.59679 | 0 | 65.0948
| LCA | LA Basin | Average Weekday | June | SCE 1-in-10 | 6 | 0.59775 | 0.59562 | 0.59775 | 0.59562 | 0 | 64.7338
| LCA | LA Basin | Average Weekday | June | SCE 1-in-10 | 7 | 0.60094 | 0.63416 | 0.60094 | 0.63416 | 0 | 64.4648
| LCA | LA Basin | Average Weekday | June | SCE 1-in-10 | 8 | 0.59081 | 0.61856 | 0.59081 | 0.61856 | 0 | 65.062
| LCA | LA Basin | Average Weekday | June | SCE 1-in-10 | 9 | 0.51708 | 0.49774 | 0.51708 | 0.49774 | 0 | 66.8878
| LCA | LA Basin | Average Weekday | June | SCE 1-in-10 | 10 | 0.41904 | 0.39426 | 0.41904 | 0.39426 | 0 | 69.6774
| LCA | LA Basin | Average Weekday | June | SCE 1-in-10 | 11 | 0.33672 | 0.31571 | 0.33672 | 0.31571 | 0 | 72.8022
| LCA | LA Basin | Average Weekday | June | SCE 1-in-10 | 12 | 0.34817 | 0.32112 | 0.34817 | 0.32112 | 0 | 75.8754
| LCA | LA Basin | Average Weekday | June | SCE 1-in-10 | 13 | 0.44842 | 0.40002 | 0.44842 | 0.40002 | 0 | 78.2604
| LCA | LA Basin | Average Weekday | June | SCE 1-in-10 | 14 | 0.59687 | 0.54066 | 0.59687 | 0.54066 | 0 | 80.0144
| LCA | LA Basin | Average Weekday | June | SCE 1-in-10 | 15 | 0.78495 | 0.72763 | 0.78495 | 0.72763 | 0 | 81.2567
| LCA | LA Basin | Average Weekday | June | SCE 1-in-10 | 16 | 1.0293 | 0.97523 | 1.0293 | 0.97523 | 0 | 81.9801
| LCA | LA Basin | Average Weekday | June | SCE 1-in-10 | 17 | 1.2716 | 1.2277 | 0.52493 | 0.42096 | 0.024678 | 81.9592
| LCA | LA Basin | Average Weekday | June | SCE 1-in-10 | 18 | 1.5189 | 1.4627 | 1.1571 | 1.0598 | 0.11571 | 81.2101
| LCA | LA Basin | Average Weekday | June | SCE 1-in-10 | 19 | 1.6565 | 1.5778 | 1.5098 | 1.3287 | 0.07297 | 79.8442
| LCA | LA Basin | Average Weekday | June | SCE 1-in-10 | 20 | 1.6366 | 1.5628 | 1.5192 | 1.3835 | 0.033348 | 77.7061
| LCA | LA Basin | Average Weekday | June | SCE 1-in-10 | 21 | 1.5901 | 1.533 | 1.5085 | 1.3894 | 0.040432 | 74.7808
| LCA | LA Basin | Average Weekday | June | SCE 1-in-10 | 22 | 1.4873 | 1.4382 | 1.8332 | 1.864 | 0.062306 | 71.7631
| LCA | LA Basin | Average Weekday | June | SCE 1-in-10 | 23 | 1.3551 | 1.3239 | 1.3878 | 1.3894 | 0.016335 | 69.8502
| LCA | LA Basin | Average Weekday | June | SCE 1-in-10 | 24 | 1.1456 | 1.1207 | 1.1643 | 1.1453 | 0.0093479 | 68.6021
| LCA | LA Basin | Average Weekday | June | SCE 1-in-2 | 1 | 0.82503 | 0.79805 | 0.82503 | 0.79805 | 0 | 63.8147
| LCA | LA Basin | Average Weekday | June | SCE 1-in-2 | 2 | 0.72054 | 0.70003 | 0.72054 | 0.70003 | 0 | 62.8973
| LCA | LA Basin | Average Weekday | June | SCE 1-in-2 | 3 | 0.65195 | 0.63267 | 0.65195 | 0.63267 | 0 | 62.0915
| LCA | LA Basin | Average Weekday | June | SCE 1-in-2 | 4 | 0.60426 | 0.58637 | 0.60426 | 0.58637 | 0 | 61.4042
| LCA | LA Basin | Average Weekday | June | SCE 1-in-2 | 5 | 0.57552 | 0.56046 | 0.57552 | 0.56046 | 0 | 60.8321
| LCA | LA Basin | Average Weekday | June | SCE 1-in-2 | 6 | 0.56945 | 0.56732 | 0.56945 | 0.56732 | 0 | 60.3324
| LCA | LA Basin | Average Weekday | June | SCE 1-in-2 | 7 | 0.58249 | 0.61571 | 0.58249 | 0.61571 | 0 | 59.9264
| LCA | LA Basin | Average Weekday | June | SCE 1-in-2 | 8 | 0.56208 | 0.58983 | 0.56208 | 0.58983 | 0 | 60.5651
| LCA | LA Basin | Average Weekday | June | SCE 1-in-2 | 9 | 0.46237 | 0.44303 | 0.46237 | 0.44303 | 0 | 62.6124
| LCA | LA Basin | Average Weekday | June | SCE 1-in-2 | 10 | 0.31316 | 0.28838 | 0.31316 | 0.28838 | 0 | 65.3818
| LCA | LA Basin | Average Weekday | June | SCE 1-in-2 | 11 | 0.22355 | 0.20254 | 0.22355 | 0.20254 | 0 | 68.4698
| LCA | LA Basin | Average Weekday | June | SCE 1-in-2 | 12 | 0.17917 | 0.15212 | 0.17917 | 0.15212 | 0 | 71.5793
| LCA | LA Basin | Average Weekday | June | SCE 1-in-2 | 13 | 0.21087 | 0.16247 | 0.21087 | 0.16247 | 0 | 74.0912
| LCA | LA Basin | Average Weekday | June | SCE 1-in-2 | 14 | 0.28767 | 0.23146 | 0.28767 | 0.23146 | 0 | 76.1622
| LCA | LA Basin | Average Weekday | June | SCE 1-in-2 | 15 | 0.41936 | 0.36204 | 0.41936 | 0.36204 | 0 | 77.762
| LCA | LA Basin | Average Weekday | June | SCE 1-in-2 | 16 | 0.61936 | 0.5653 | 0.61936 | 0.5653 | 0 | 78.6422
| LCA | LA Basin | Average Weekday | June | SCE 1-in-2 | 17 | 0.83973 | 0.79579 | 0.16373 | 0.1198 | 0.029626 | 78.9787
| LCA | LA Basin | Average Weekday | June | SCE 1-in-2 | 18 | 1.0818 | 1.0256 | 0.77953 | 0.68219 | 0.13402 | 78.2818
| LCA | LA Basin | Average Weekday | June | SCE 1-in-2 | 19 | 1.2509 | 1.1722 | 1.1562 | 0.9751 | 0.08574 | 76.8434
| LCA | LA Basin | Average Weekday | June | SCE 1-in-2 | 20 | 1.3007 | 1.2269 | 1.2208 | 1.0852 | 0.040798 | 74.6313
| LCA | LA Basin | Average Weekday | June | SCE 1-in-2 | 21 | 1.2886 | 1.2314 | 1.2467 | 1.1276 | 0.020966 | 71.5311
| LCA | LA Basin | Average Weekday | June | SCE 1-in-2 | 22 | 1.2069 | 1.1577 | 1.5384 | 1.5691 | 0.077712 | 68.3907
| LCA | LA Basin | Average Weekday | June | SCE 1-in-2 | 23 | 1.1126 | 1.0814 | 1.1126 | 1.1111 | 0 | 66.4932
| LCA | LA Basin | Average Weekday | June | SCE 1-in-2 | 24 | 0.95126 | 0.92633 | 0.95126 | 0.92769 | 0 | 65.1218
| LCA | LA Basin | Average Weekday | March | CAISO 1-in-10 | 1 | 0.75023 | 0.72326 | 0.75023 | 0.72326 | 0 | 59.5442
| LCA | LA Basin | Average Weekday | March | CAISO 1-in-10 | 2 | 0.66438 | 0.64387 | 0.66438 | 0.64387 | 0 | 58.4591
| LCA | LA Basin | Average Weekday | March | CAISO 1-in-10 | 3 | 0.60474 | 0.58546 | 0.60474 | 0.58546 | 0 | 57.4413
| LCA | LA Basin | Average Weekday | March | CAISO 1-in-10 | 4 | 0.56568 | 0.5478 | 0.56568 | 0.5478 | 0 | 56.5017
| LCA | LA Basin | Average Weekday | March | CAISO 1-in-10 | 5 | 0.54691 | 0.53185 | 0.54691 | 0.53185 | 0 | 55.7718
| LCA | LA Basin | Average Weekday | March | CAISO 1-in-10 | 6 | 0.55274 | 0.55061 | 0.55274 | 0.55061 | 0 | 55.1158
| LCA | LA Basin | Average Weekday | March | CAISO 1-in-10 | 7 | 0.58246 | 0.61568 | 0.58246 | 0.61568 | 0 | 54.7747
| LCA | LA Basin | Average Weekday | March | CAISO 1-in-10 | 8 | 0.56485 | 0.5926 | 0.56485 | 0.5926 | 0 | 54.8108
| LCA | LA Basin | Average Weekday | March | CAISO 1-in-10 | 9 | 0.46021 | 0.44087 | 0.46021 | 0.44087 | 0 | 56.3511
| LCA | LA Basin | Average Weekday | March | CAISO 1-in-10 | 10 | 0.31969 | 0.29491 | 0.31969 | 0.29491 | 0 | 59.9581
| LCA | LA Basin | Average Weekday | March | CAISO 1-in-10 | 11 | 0.20671 | 0.1857 | 0.20671 | 0.1857 | 0 | 64.256
| LCA | LA Basin | Average Weekday | March | CAISO 1-in-10 | 12 | 0.13727 | 0.11022 | 0.13727 | 0.11022 | 0 | 68.1307
| LCA | LA Basin | Average Weekday | March | CAISO 1-in-10 | 13 | 0.12591 | 0.077519 | 0.12591 | 0.077519 | 0 | 71.1008
| LCA | LA Basin | Average Weekday | March | CAISO 1-in-10 | 14 | 0.15888 | 0.10267 | 0.15888 | 0.10267 | 0 | 73.105
| LCA | LA Basin | Average Weekday | March | CAISO 1-in-10 | 15 | 0.24458 | 0.18726 | 0.24458 | 0.18726 | 0 | 74.3179
| LCA | LA Basin | Average Weekday | March | CAISO 1-in-10 | 16 | 0.39417 | 0.34011 | 0.39417 | 0.34011 | 0 | 74.8761
| LCA | LA Basin | Average Weekday | March | CAISO 1-in-10 | 17 | 0.57473 | 0.53079 | 0.47555 | 0.43161 | 0.03724 | 74.7197
| LCA | LA Basin | Average Weekday | March | CAISO 1-in-10 | 18 | 0.8029 | 0.74673 | 0.74108 | 0.68491 | 0.030909 | 73.7238
| LCA | LA Basin | Average Weekday | March | CAISO 1-in-10 | 19 | 0.99227 | 0.91353 | 0.98406 | 0.85336 | 0.0041065 | 71.8505
| LCA | LA Basin | Average Weekday | March | CAISO 1-in-10 | 20 | 1.0829 | 1.0092 | 1.0704 | 0.93478 | 0.0062543 | 69.1233
| LCA | LA Basin | Average Weekday | March | CAISO 1-in-10 | 21 | 1.0876 | 1.0304 | 1.0876 | 0.98874 | 0 | 66.4486
| LCA | LA Basin | Average Weekday | March | CAISO 1-in-10 | 22 | 1.0282 | 0.97902 | 1.1565 | 1.1074 | 0.094986 | 64.6936
| LCA | LA Basin | Average Weekday | March | CAISO 1-in-10 | 23 | 0.9559 | 0.92471 | 0.9559 | 0.92471 | 0 | 63.3408
| LCA | LA Basin | Average Weekday | March | CAISO 1-in-10 | 24 | 0.83218 | 0.80726 | 0.83218 | 0.80726 | 0 | 61.9258
| LCA | LA Basin | Average Weekday | March | CAISO 1-in-2 | 1 | 0.75079 | 0.72382 | 0.75079 | 0.72382 | 0 | 55.3443
| LCA | LA Basin | Average Weekday | March | CAISO 1-in-2 | 2 | 0.67343 | 0.65293 | 0.67343 | 0.65293 | 0 | 54.3179
| LCA | LA Basin | Average Weekday | March | CAISO 1-in-2 | 3 | 0.62035 | 0.60107 | 0.62035 | 0.60107 | 0 | 53.3671
| LCA | LA Basin | Average Weekday | March | CAISO 1-in-2 | 4 | 0.58676 | 0.56888 | 0.58676 | 0.56888 | 0 | 52.5756
| LCA | LA Basin | Average Weekday | March | CAISO 1-in-2 | 5 | 0.57482 | 0.55976 | 0.57482 | 0.55976 | 0 | 51.8725
| LCA | LA Basin | Average Weekday | March | CAISO 1-in-2 | 6 | 0.59013 | 0.588 | 0.59013 | 0.588 | 0 | 51.2792
| LCA | LA Basin | Average Weekday | March | CAISO 1-in-2 | 7 | 0.6373 | 0.67052 | 0.6373 | 0.67052 | 0 | 50.9277
| LCA | LA Basin | Average Weekday | March | CAISO 1-in-2 | 8 | 0.63043 | 0.65819 | 0.63043 | 0.65819 | 0 | 50.7856
| LCA | LA Basin | Average Weekday | March | CAISO 1-in-2 | 9 | 0.51751 | 0.49817 | 0.51751 | 0.49817 | 0 | 51.9161
| LCA | LA Basin | Average Weekday | March | CAISO 1-in-2 | 10 | 0.37675 | 0.35198 | 0.37675 | 0.35198 | 0 | 54.8194
| LCA | LA Basin | Average Weekday | March | CAISO 1-in-2 | 11 | 0.26813 | 0.24711 | 0.26813 | 0.24711 | 0 | 58.2582
| LCA | LA Basin | Average Weekday | March | CAISO 1-in-2 | 12 | 0.20648 | 0.17943 | 0.20648 | 0.17943 | 0 | 61.4503
| LCA | LA Basin | Average Weekday | March | CAISO 1-in-2 | 13 | 0.2124 | 0.16401 | 0.2124 | 0.16401 | 0 | 63.9579
| LCA | LA Basin | Average Weekday | March | CAISO 1-in-2 | 14 | 0.23634 | 0.18013 | 0.23634 | 0.18013 | 0 | 65.6704
| LCA | LA Basin | Average Weekday | March | CAISO 1-in-2 | 15 | 0.29801 | 0.24069 | 0.29801 | 0.24069 | 0 | 66.846
| LCA | LA Basin | Average Weekday | March | CAISO 1-in-2 | 16 | 0.42338 | 0.36932 | 0.42338 | 0.36932 | 0 | 67.5069
| LCA | LA Basin | Average Weekday | March | CAISO 1-in-2 | 17 | 0.5892 | 0.54526 | 0.5892 | 0.54526 | 0 | 67.6526
| LCA | LA Basin | Average Weekday | March | CAISO 1-in-2 | 18 | 0.8213 | 0.76513 | 0.8213 | 0.76513 | 0 | 66.9267
| LCA | LA Basin | Average Weekday | March | CAISO 1-in-2 | 19 | 0.99901 | 0.92027 | 0.99901 | 0.92027 | 0 | 65.2679
| LCA | LA Basin | Average Weekday | March | CAISO 1-in-2 | 20 | 1.0708 | 0.99707 | 1.0708 | 0.99707 | 0 | 62.702
| LCA | LA Basin | Average Weekday | March | CAISO 1-in-2 | 21 | 1.0677 | 1.0106 | 1.0677 | 1.0106 | 0 | 60.1684
| LCA | LA Basin | Average Weekday | March | CAISO 1-in-2 | 22 | 1.0076 | 0.95843 | 1.0076 | 0.95843 | 0 | 58.5998
| LCA | LA Basin | Average Weekday | March | CAISO 1-in-2 | 23 | 0.9438 | 0.91261 | 0.9438 | 0.91261 | 0 | 57.3388
| LCA | LA Basin | Average Weekday | March | CAISO 1-in-2 | 24 | 0.8281 | 0.80317 | 0.8281 | 0.80317 | 0 | 56.1744
| LCA | LA Basin | Average Weekday | March | SCE 1-in-10 | 1 | 0.75023 | 0.72326 | 0.75023 | 0.72326 | 0 | 59.5442
| LCA | LA Basin | Average Weekday | March | SCE 1-in-10 | 2 | 0.66438 | 0.64387 | 0.66438 | 0.64387 | 0 | 58.4591
| LCA | LA Basin | Average Weekday | March | SCE 1-in-10 | 3 | 0.60474 | 0.58546 | 0.60474 | 0.58546 | 0 | 57.4413
| LCA | LA Basin | Average Weekday | March | SCE 1-in-10 | 4 | 0.56568 | 0.5478 | 0.56568 | 0.5478 | 0 | 56.5017
| LCA | LA Basin | Average Weekday | March | SCE 1-in-10 | 5 | 0.54691 | 0.53185 | 0.54691 | 0.53185 | 0 | 55.7718
| LCA | LA Basin | Average Weekday | March | SCE 1-in-10 | 6 | 0.55274 | 0.55061 | 0.55274 | 0.55061 | 0 | 55.1158
| LCA | LA Basin | Average Weekday | March | SCE 1-in-10 | 7 | 0.58246 | 0.61568 | 0.58246 | 0.61568 | 0 | 54.7747
| LCA | LA Basin | Average Weekday | March | SCE 1-in-10 | 8 | 0.56485 | 0.5926 | 0.56485 | 0.5926 | 0 | 54.8108
| LCA | LA Basin | Average Weekday | March | SCE 1-in-10 | 9 | 0.46021 | 0.44087 | 0.46021 | 0.44087 | 0 | 56.3511
| LCA | LA Basin | Average Weekday | March | SCE 1-in-10 | 10 | 0.31969 | 0.29491 | 0.31969 | 0.29491 | 0 | 59.9581
| LCA | LA Basin | Average Weekday | March | SCE 1-in-10 | 11 | 0.20671 | 0.1857 | 0.20671 | 0.1857 | 0 | 64.256
| LCA | LA Basin | Average Weekday | March | SCE 1-in-10 | 12 | 0.13727 | 0.11022 | 0.13727 | 0.11022 | 0 | 68.1307
| LCA | LA Basin | Average Weekday | March | SCE 1-in-10 | 13 | 0.12591 | 0.077519 | 0.12591 | 0.077519 | 0 | 71.1008
| LCA | LA Basin | Average Weekday | March | SCE 1-in-10 | 14 | 0.15888 | 0.10267 | 0.15888 | 0.10267 | 0 | 73.105
| LCA | LA Basin | Average Weekday | March | SCE 1-in-10 | 15 | 0.24458 | 0.18726 | 0.24458 | 0.18726 | 0 | 74.3179
| LCA | LA Basin | Average Weekday | March | SCE 1-in-10 | 16 | 0.39417 | 0.34011 | 0.39417 | 0.34011 | 0 | 74.8761
| LCA | LA Basin | Average Weekday | March | SCE 1-in-10 | 17 | 0.57473 | 0.53079 | 0.47555 | 0.43161 | 0.03724 | 74.7197
| LCA | LA Basin | Average Weekday | March | SCE 1-in-10 | 18 | 0.8029 | 0.74673 | 0.74108 | 0.68491 | 0.030909 | 73.7238
| LCA | LA Basin | Average Weekday | March | SCE 1-in-10 | 19 | 0.99227 | 0.91353 | 0.98406 | 0.85336 | 0.0041065 | 71.8505
| LCA | LA Basin | Average Weekday | March | SCE 1-in-10 | 20 | 1.0829 | 1.0092 | 1.0704 | 0.93478 | 0.0062543 | 69.1233
| LCA | LA Basin | Average Weekday | March | SCE 1-in-10 | 21 | 1.0876 | 1.0304 | 1.0876 | 0.98874 | 0 | 66.4486
| LCA | LA Basin | Average Weekday | March | SCE 1-in-10 | 22 | 1.0282 | 0.97902 | 1.1565 | 1.1074 | 0.094986 | 64.6936
| LCA | LA Basin | Average Weekday | March | SCE 1-in-10 | 23 | 0.9559 | 0.92471 | 0.9559 | 0.92471 | 0 | 63.3408
| LCA | LA Basin | Average Weekday | March | SCE 1-in-10 | 24 | 0.83218 | 0.80726 | 0.83218 | 0.80726 | 0 | 61.9258
| LCA | LA Basin | Average Weekday | March | SCE 1-in-2 | 1 | 0.74695 | 0.71998 | 0.74695 | 0.71998 | 0 | 55.5447
| LCA | LA Basin | Average Weekday | March | SCE 1-in-2 | 2 | 0.66945 | 0.64894 | 0.66945 | 0.64894 | 0 | 54.6312
| LCA | LA Basin | Average Weekday | March | SCE 1-in-2 | 3 | 0.61617 | 0.59689 | 0.61617 | 0.59689 | 0 | 53.8097
| LCA | LA Basin | Average Weekday | March | SCE 1-in-2 | 4 | 0.58229 | 0.5644 | 0.58229 | 0.5644 | 0 | 53.1538
| LCA | LA Basin | Average Weekday | March | SCE 1-in-2 | 5 | 0.56986 | 0.5548 | 0.56986 | 0.5548 | 0 | 52.5506
| LCA | LA Basin | Average Weekday | March | SCE 1-in-2 | 6 | 0.58463 | 0.5825 | 0.58463 | 0.5825 | 0 | 52.1243
| LCA | LA Basin | Average Weekday | March | SCE 1-in-2 | 7 | 0.63102 | 0.66424 | 0.63102 | 0.66424 | 0 | 51.7648
| LCA | LA Basin | Average Weekday | March | SCE 1-in-2 | 8 | 0.62447 | 0.65222 | 0.62447 | 0.65222 | 0 | 51.5908
| LCA | LA Basin | Average Weekday | March | SCE 1-in-2 | 9 | 0.51249 | 0.49315 | 0.51249 | 0.49315 | 0 | 52.7737
| LCA | LA Basin | Average Weekday | March | SCE 1-in-2 | 10 | 0.37218 | 0.3474 | 0.37218 | 0.3474 | 0 | 55.6355
| LCA | LA Basin | Average Weekday | March | SCE 1-in-2 | 11 | 0.26322 | 0.24221 | 0.26322 | 0.24221 | 0 | 58.9488
| LCA | LA Basin | Average Weekday | March | SCE 1-in-2 | 12 | 0.20215 | 0.1751 | 0.20215 | 0.1751 | 0 | 62.0635
| LCA | LA Basin | Average Weekday | March | SCE 1-in-2 | 13 | 0.20603 | 0.15763 | 0.20603 | 0.15763 | 0 | 64.4566
| LCA | LA Basin | Average Weekday | March | SCE 1-in-2 | 14 | 0.22911 | 0.1729 | 0.22911 | 0.1729 | 0 | 66.015
| LCA | LA Basin | Average Weekday | March | SCE 1-in-2 | 15 | 0.29233 | 0.235 | 0.29233 | 0.235 | 0 | 67.0447
| LCA | LA Basin | Average Weekday | March | SCE 1-in-2 | 16 | 0.41796 | 0.36391 | 0.41796 | 0.36391 | 0 | 67.6941
| LCA | LA Basin | Average Weekday | March | SCE 1-in-2 | 17 | 0.58345 | 0.53951 | 0.58345 | 0.53951 | 0 | 67.7592
| LCA | LA Basin | Average Weekday | March | SCE 1-in-2 | 18 | 0.81561 | 0.75944 | 0.81561 | 0.75944 | 0 | 66.918
| LCA | LA Basin | Average Weekday | March | SCE 1-in-2 | 19 | 0.99319 | 0.91445 | 0.99319 | 0.91445 | 0 | 65.3103
| LCA | LA Basin | Average Weekday | March | SCE 1-in-2 | 20 | 1.0663 | 0.99255 | 1.0663 | 0.99255 | 0 | 62.9446
| LCA | LA Basin | Average Weekday | March | SCE 1-in-2 | 21 | 1.0639 | 1.0068 | 1.0639 | 1.0068 | 0 | 60.659
| LCA | LA Basin | Average Weekday | March | SCE 1-in-2 | 22 | 1.0039 | 0.95474 | 1.0039 | 0.95474 | 0 | 59.1354
| LCA | LA Basin | Average Weekday | March | SCE 1-in-2 | 23 | 0.93983 | 0.90865 | 0.93983 | 0.90865 | 0 | 57.9578
| LCA | LA Basin | Average Weekday | March | SCE 1-in-2 | 24 | 0.82411 | 0.79918 | 0.82411 | 0.79918 | 0 | 56.914
| LCA | LA Basin | Average Weekday | May | CAISO 1-in-10 | 1 | 0.80234 | 0.77537 | 0.80234 | 0.77537 | 0 | 63.3054
| LCA | LA Basin | Average Weekday | May | CAISO 1-in-10 | 2 | 0.71002 | 0.68951 | 0.71002 | 0.68951 | 0 | 62.326
| LCA | LA Basin | Average Weekday | May | CAISO 1-in-10 | 3 | 0.64352 | 0.62424 | 0.64352 | 0.62424 | 0 | 61.4885
| LCA | LA Basin | Average Weekday | May | CAISO 1-in-10 | 4 | 0.59642 | 0.57853 | 0.59642 | 0.57853 | 0 | 60.7343
| LCA | LA Basin | Average Weekday | May | CAISO 1-in-10 | 5 | 0.56818 | 0.55312 | 0.56818 | 0.55312 | 0 | 60.156
| LCA | LA Basin | Average Weekday | May | CAISO 1-in-10 | 6 | 0.56276 | 0.56064 | 0.56276 | 0.56064 | 0 | 59.7353
| LCA | LA Basin | Average Weekday | May | CAISO 1-in-10 | 7 | 0.57662 | 0.60984 | 0.57662 | 0.60984 | 0 | 59.5798
| LCA | LA Basin | Average Weekday | May | CAISO 1-in-10 | 8 | 0.55635 | 0.58411 | 0.55635 | 0.58411 | 0 | 60.4029
| LCA | LA Basin | Average Weekday | May | CAISO 1-in-10 | 9 | 0.45612 | 0.43678 | 0.45612 | 0.43678 | 0 | 62.7472
| LCA | LA Basin | Average Weekday | May | CAISO 1-in-10 | 10 | 0.31491 | 0.29013 | 0.31491 | 0.29013 | 0 | 65.8512
| LCA | LA Basin | Average Weekday | May | CAISO 1-in-10 | 11 | 0.17796 | 0.15695 | 0.17796 | 0.15695 | 0 | 68.8174
| LCA | LA Basin | Average Weekday | May | CAISO 1-in-10 | 12 | 0.12449 | 0.097443 | 0.12449 | 0.097443 | 0 | 71.4444
| LCA | LA Basin | Average Weekday | May | CAISO 1-in-10 | 13 | 0.14901 | 0.10062 | 0.14901 | 0.10062 | 0 | 73.6875
| LCA | LA Basin | Average Weekday | May | CAISO 1-in-10 | 14 | 0.21751 | 0.1613 | 0.21751 | 0.1613 | 0 | 75.4968
| LCA | LA Basin | Average Weekday | May | CAISO 1-in-10 | 15 | 0.34272 | 0.2854 | 0.34272 | 0.2854 | 0 | 76.8302
| LCA | LA Basin | Average Weekday | May | CAISO 1-in-10 | 16 | 0.5372 | 0.48315 | 0.5372 | 0.48315 | 0 | 77.5152
| LCA | LA Basin | Average Weekday | May | CAISO 1-in-10 | 17 | 0.75713 | 0.7132 | 0.23068 | 0.18675 | 0.031879 | 77.6897
| LCA | LA Basin | Average Weekday | May | CAISO 1-in-10 | 18 | 1.0053 | 0.94917 | 0.72918 | 0.63184 | 0.14216 | 76.9957
| LCA | LA Basin | Average Weekday | May | CAISO 1-in-10 | 19 | 1.1795 | 1.1007 | 1.1059 | 0.92476 | 0.0368 | 75.6238
| LCA | LA Basin | Average Weekday | May | CAISO 1-in-10 | 20 | 1.2325 | 1.1588 | 1.1666 | 1.031 | 0.043586 | 73.4941
| LCA | LA Basin | Average Weekday | May | CAISO 1-in-10 | 21 | 1.226 | 1.1689 | 1.1981 | 1.0791 | 0.013949 | 70.3827
| LCA | LA Basin | Average Weekday | May | CAISO 1-in-10 | 22 | 1.1534 | 1.1043 | 1.4815 | 1.5123 | 0.081434 | 67.5886
| LCA | LA Basin | Average Weekday | May | CAISO 1-in-10 | 23 | 1.0666 | 1.0354 | 1.0666 | 1.057 | 0 | 65.7414
| LCA | LA Basin | Average Weekday | May | CAISO 1-in-10 | 24 | 0.91328 | 0.88836 | 0.91328 | 0.88836 | 0 | 64.3719
| LCA | LA Basin | Average Weekday | May | CAISO 1-in-2 | 1 | 0.76431 | 0.73734 | 0.76431 | 0.73734 | 0 | 60.8219
| LCA | LA Basin | Average Weekday | May | CAISO 1-in-2 | 2 | 0.676 | 0.65549 | 0.676 | 0.65549 | 0 | 60.2223
| LCA | LA Basin | Average Weekday | May | CAISO 1-in-2 | 3 | 0.61287 | 0.59359 | 0.61287 | 0.59359 | 0 | 59.7043
| LCA | LA Basin | Average Weekday | May | CAISO 1-in-2 | 4 | 0.5711 | 0.55321 | 0.5711 | 0.55321 | 0 | 59.2116
| LCA | LA Basin | Average Weekday | May | CAISO 1-in-2 | 5 | 0.55026 | 0.5352 | 0.55026 | 0.5352 | 0 | 58.7919
| LCA | LA Basin | Average Weekday | May | CAISO 1-in-2 | 6 | 0.55476 | 0.55263 | 0.55476 | 0.55263 | 0 | 58.395
| LCA | LA Basin | Average Weekday | May | CAISO 1-in-2 | 7 | 0.58298 | 0.6162 | 0.58298 | 0.6162 | 0 | 58.0431
| LCA | LA Basin | Average Weekday | May | CAISO 1-in-2 | 8 | 0.56517 | 0.59292 | 0.56517 | 0.59292 | 0 | 58.3478
| LCA | LA Basin | Average Weekday | May | CAISO 1-in-2 | 9 | 0.46411 | 0.44477 | 0.46411 | 0.44477 | 0 | 59.8527
| LCA | LA Basin | Average Weekday | May | CAISO 1-in-2 | 10 | 0.32885 | 0.30407 | 0.32885 | 0.30407 | 0 | 61.976
| LCA | LA Basin | Average Weekday | May | CAISO 1-in-2 | 11 | 0.22295 | 0.20194 | 0.22295 | 0.20194 | 0 | 64.5137
| LCA | LA Basin | Average Weekday | May | CAISO 1-in-2 | 12 | 0.18141 | 0.15436 | 0.18141 | 0.15436 | 0 | 66.8832
| LCA | LA Basin | Average Weekday | May | CAISO 1-in-2 | 13 | 0.1797 | 0.13131 | 0.1797 | 0.13131 | 0 | 68.9884
| LCA | LA Basin | Average Weekday | May | CAISO 1-in-2 | 14 | 0.20708 | 0.15087 | 0.20708 | 0.15087 | 0 | 70.677
| LCA | LA Basin | Average Weekday | May | CAISO 1-in-2 | 15 | 0.2814 | 0.22408 | 0.2814 | 0.22408 | 0 | 71.917
| LCA | LA Basin | Average Weekday | May | CAISO 1-in-2 | 16 | 0.42095 | 0.36689 | 0.42095 | 0.36689 | 0 | 72.5883
| LCA | LA Basin | Average Weekday | May | CAISO 1-in-2 | 17 | 0.60025 | 0.55631 | 0.43124 | 0.3873 | 0.041092 | 72.6426
| LCA | LA Basin | Average Weekday | May | CAISO 1-in-2 | 18 | 0.84048 | 0.78431 | 0.71023 | 0.65406 | 0.065124 | 72.0229
| LCA | LA Basin | Average Weekday | May | CAISO 1-in-2 | 19 | 1.0258 | 0.94708 | 1.0258 | 0.85732 | 0 | 70.649
| LCA | LA Basin | Average Weekday | May | CAISO 1-in-2 | 20 | 1.1033 | 1.0295 | 1.0981 | 0.96244 | 0.0026029 | 68.5257
| LCA | LA Basin | Average Weekday | May | CAISO 1-in-2 | 21 | 1.1087 | 1.0515 | 1.1087 | 1.0182 | 0 | 65.7664
| LCA | LA Basin | Average Weekday | May | CAISO 1-in-2 | 22 | 1.0493 | 1.0002 | 1.2411 | 1.192 | 0.10012 | 63.605
| LCA | LA Basin | Average Weekday | May | CAISO 1-in-2 | 23 | 0.97473 | 0.94355 | 0.97473 | 0.94355 | 0 | 62.3575
| LCA | LA Basin | Average Weekday | May | CAISO 1-in-2 | 24 | 0.84679 | 0.82187 | 0.84679 | 0.82187 | 0 | 61.4373
| LCA | LA Basin | Average Weekday | May | SCE 1-in-10 | 1 | 0.80234 | 0.77537 | 0.80234 | 0.77537 | 0 | 63.3054
| LCA | LA Basin | Average Weekday | May | SCE 1-in-10 | 2 | 0.71002 | 0.68951 | 0.71002 | 0.68951 | 0 | 62.326
| LCA | LA Basin | Average Weekday | May | SCE 1-in-10 | 3 | 0.64352 | 0.62424 | 0.64352 | 0.62424 | 0 | 61.4885
| LCA | LA Basin | Average Weekday | May | SCE 1-in-10 | 4 | 0.59642 | 0.57853 | 0.59642 | 0.57853 | 0 | 60.7343
| LCA | LA Basin | Average Weekday | May | SCE 1-in-10 | 5 | 0.56818 | 0.55312 | 0.56818 | 0.55312 | 0 | 60.156
| LCA | LA Basin | Average Weekday | May | SCE 1-in-10 | 6 | 0.56276 | 0.56064 | 0.56276 | 0.56064 | 0 | 59.7353
| LCA | LA Basin | Average Weekday | May | SCE 1-in-10 | 7 | 0.57662 | 0.60984 | 0.57662 | 0.60984 | 0 | 59.5798
| LCA | LA Basin | Average Weekday | May | SCE 1-in-10 | 8 | 0.55635 | 0.58411 | 0.55635 | 0.58411 | 0 | 60.4029
| LCA | LA Basin | Average Weekday | May | SCE 1-in-10 | 9 | 0.45612 | 0.43678 | 0.45612 | 0.43678 | 0 | 62.7472
| LCA | LA Basin | Average Weekday | May | SCE 1-in-10 | 10 | 0.31491 | 0.29013 | 0.31491 | 0.29013 | 0 | 65.8512
| LCA | LA Basin | Average Weekday | May | SCE 1-in-10 | 11 | 0.17796 | 0.15695 | 0.17796 | 0.15695 | 0 | 68.8174
| LCA | LA Basin | Average Weekday | May | SCE 1-in-10 | 12 | 0.12449 | 0.097443 | 0.12449 | 0.097443 | 0 | 71.4444
| LCA | LA Basin | Average Weekday | May | SCE 1-in-10 | 13 | 0.14901 | 0.10062 | 0.14901 | 0.10062 | 0 | 73.6875
| LCA | LA Basin | Average Weekday | May | SCE 1-in-10 | 14 | 0.21751 | 0.1613 | 0.21751 | 0.1613 | 0 | 75.4968
| LCA | LA Basin | Average Weekday | May | SCE 1-in-10 | 15 | 0.34272 | 0.2854 | 0.34272 | 0.2854 | 0 | 76.8302
| LCA | LA Basin | Average Weekday | May | SCE 1-in-10 | 16 | 0.5372 | 0.48315 | 0.5372 | 0.48315 | 0 | 77.5152
| LCA | LA Basin | Average Weekday | May | SCE 1-in-10 | 17 | 0.75713 | 0.7132 | 0.23068 | 0.18675 | 0.031879 | 77.6897
| LCA | LA Basin | Average Weekday | May | SCE 1-in-10 | 18 | 1.0053 | 0.94917 | 0.72918 | 0.63184 | 0.14216 | 76.9957
| LCA | LA Basin | Average Weekday | May | SCE 1-in-10 | 19 | 1.1795 | 1.1007 | 1.1059 | 0.92476 | 0.0368 | 75.6238
| LCA | LA Basin | Average Weekday | May | SCE 1-in-10 | 20 | 1.2325 | 1.1588 | 1.1666 | 1.031 | 0.043586 | 73.4941
| LCA | LA Basin | Average Weekday | May | SCE 1-in-10 | 21 | 1.226 | 1.1689 | 1.1981 | 1.0791 | 0.013949 | 70.3827
| LCA | LA Basin | Average Weekday | May | SCE 1-in-10 | 22 | 1.1534 | 1.1043 | 1.4815 | 1.5123 | 0.081434 | 67.5886
| LCA | LA Basin | Average Weekday | May | SCE 1-in-10 | 23 | 1.0666 | 1.0354 | 1.0666 | 1.057 | 0 | 65.7414
| LCA | LA Basin | Average Weekday | May | SCE 1-in-10 | 24 | 0.91328 | 0.88836 | 0.91328 | 0.88836 | 0 | 64.3719
| LCA | LA Basin | Average Weekday | May | SCE 1-in-2 | 1 | 0.76431 | 0.73734 | 0.76431 | 0.73734 | 0 | 60.8219
| LCA | LA Basin | Average Weekday | May | SCE 1-in-2 | 2 | 0.676 | 0.65549 | 0.676 | 0.65549 | 0 | 60.2223
| LCA | LA Basin | Average Weekday | May | SCE 1-in-2 | 3 | 0.61287 | 0.59359 | 0.61287 | 0.59359 | 0 | 59.7043
| LCA | LA Basin | Average Weekday | May | SCE 1-in-2 | 4 | 0.5711 | 0.55321 | 0.5711 | 0.55321 | 0 | 59.2116
| LCA | LA Basin | Average Weekday | May | SCE 1-in-2 | 5 | 0.55026 | 0.5352 | 0.55026 | 0.5352 | 0 | 58.7919
| LCA | LA Basin | Average Weekday | May | SCE 1-in-2 | 6 | 0.55476 | 0.55263 | 0.55476 | 0.55263 | 0 | 58.395
| LCA | LA Basin | Average Weekday | May | SCE 1-in-2 | 7 | 0.58298 | 0.6162 | 0.58298 | 0.6162 | 0 | 58.0431
| LCA | LA Basin | Average Weekday | May | SCE 1-in-2 | 8 | 0.56517 | 0.59292 | 0.56517 | 0.59292 | 0 | 58.3478
| LCA | LA Basin | Average Weekday | May | SCE 1-in-2 | 9 | 0.46411 | 0.44477 | 0.46411 | 0.44477 | 0 | 59.8527
| LCA | LA Basin | Average Weekday | May | SCE 1-in-2 | 10 | 0.32885 | 0.30407 | 0.32885 | 0.30407 | 0 | 61.976
| LCA | LA Basin | Average Weekday | May | SCE 1-in-2 | 11 | 0.22295 | 0.20194 | 0.22295 | 0.20194 | 0 | 64.5137
| LCA | LA Basin | Average Weekday | May | SCE 1-in-2 | 12 | 0.18141 | 0.15436 | 0.18141 | 0.15436 | 0 | 66.8832
| LCA | LA Basin | Average Weekday | May | SCE 1-in-2 | 13 | 0.1797 | 0.13131 | 0.1797 | 0.13131 | 0 | 68.9884
| LCA | LA Basin | Average Weekday | May | SCE 1-in-2 | 14 | 0.20708 | 0.15087 | 0.20708 | 0.15087 | 0 | 70.677
| LCA | LA Basin | Average Weekday | May | SCE 1-in-2 | 15 | 0.2814 | 0.22408 | 0.2814 | 0.22408 | 0 | 71.917
| LCA | LA Basin | Average Weekday | May | SCE 1-in-2 | 16 | 0.42095 | 0.36689 | 0.42095 | 0.36689 | 0 | 72.5883
| LCA | LA Basin | Average Weekday | May | SCE 1-in-2 | 17 | 0.60025 | 0.55631 | 0.43124 | 0.3873 | 0.041092 | 72.6426
| LCA | LA Basin | Average Weekday | May | SCE 1-in-2 | 18 | 0.84048 | 0.78431 | 0.71023 | 0.65406 | 0.065124 | 72.0229
| LCA | LA Basin | Average Weekday | May | SCE 1-in-2 | 19 | 1.0258 | 0.94708 | 1.0258 | 0.85732 | 0 | 70.649
| LCA | LA Basin | Average Weekday | May | SCE 1-in-2 | 20 | 1.1033 | 1.0295 | 1.0981 | 0.96244 | 0.0026029 | 68.5257
| LCA | LA Basin | Average Weekday | May | SCE 1-in-2 | 21 | 1.1087 | 1.0515 | 1.1087 | 1.0182 | 0 | 65.7664
| LCA | LA Basin | Average Weekday | May | SCE 1-in-2 | 22 | 1.0493 | 1.0002 | 1.2411 | 1.192 | 0.10012 | 63.605
| LCA | LA Basin | Average Weekday | May | SCE 1-in-2 | 23 | 0.97473 | 0.94355 | 0.97473 | 0.94355 | 0 | 62.3575
| LCA | LA Basin | Average Weekday | May | SCE 1-in-2 | 24 | 0.84679 | 0.82187 | 0.84679 | 0.82187 | 0 | 61.4373
| LCA | LA Basin | Average Weekday | November | CAISO 1-in-10 | 1 | 0.73737 | 0.7104 | 0.73737 | 0.7104 | 0 | 57.9766
| LCA | LA Basin | Average Weekday | November | CAISO 1-in-10 | 2 | 0.65653 | 0.63602 | 0.65653 | 0.63602 | 0 | 56.9552
| LCA | LA Basin | Average Weekday | November | CAISO 1-in-10 | 3 | 0.5996 | 0.58032 | 0.5996 | 0.58032 | 0 | 56.0532
| LCA | LA Basin | Average Weekday | November | CAISO 1-in-10 | 4 | 0.56298 | 0.5451 | 0.56298 | 0.5451 | 0 | 55.159
| LCA | LA Basin | Average Weekday | November | CAISO 1-in-10 | 5 | 0.54756 | 0.5325 | 0.54756 | 0.5325 | 0 | 54.4167
| LCA | LA Basin | Average Weekday | November | CAISO 1-in-10 | 6 | 0.558 | 0.55587 | 0.558 | 0.55587 | 0 | 53.8305
| LCA | LA Basin | Average Weekday | November | CAISO 1-in-10 | 7 | 0.59531 | 0.62853 | 0.59531 | 0.62853 | 0 | 53.4399
| LCA | LA Basin | Average Weekday | November | CAISO 1-in-10 | 8 | 0.58083 | 0.60859 | 0.58083 | 0.60859 | 0 | 53.3208
| LCA | LA Basin | Average Weekday | November | CAISO 1-in-10 | 9 | 0.47456 | 0.45522 | 0.47456 | 0.45522 | 0 | 55.0353
| LCA | LA Basin | Average Weekday | November | CAISO 1-in-10 | 10 | 0.33956 | 0.31479 | 0.33956 | 0.31479 | 0 | 59.0637
| LCA | LA Basin | Average Weekday | November | CAISO 1-in-10 | 11 | 0.22693 | 0.20592 | 0.22693 | 0.20592 | 0 | 63.6095
| LCA | LA Basin | Average Weekday | November | CAISO 1-in-10 | 12 | 0.14708 | 0.12003 | 0.14708 | 0.12003 | 0 | 67.2608
| LCA | LA Basin | Average Weekday | November | CAISO 1-in-10 | 13 | 0.13425 | 0.085856 | 0.13425 | 0.085856 | 0 | 69.8795
| LCA | LA Basin | Average Weekday | November | CAISO 1-in-10 | 14 | 0.16077 | 0.10456 | 0.16077 | 0.10456 | 0 | 71.4612
| LCA | LA Basin | Average Weekday | November | CAISO 1-in-10 | 15 | 0.2336 | 0.17628 | 0.2336 | 0.17628 | 0 | 72.243
| LCA | LA Basin | Average Weekday | November | CAISO 1-in-10 | 16 | 0.36531 | 0.31125 | 0.36531 | 0.31125 | 0 | 72.3934
| LCA | LA Basin | Average Weekday | November | CAISO 1-in-10 | 17 | 0.53081 | 0.48688 | 0.53081 | 0.48688 | 0 | 71.6526
| LCA | LA Basin | Average Weekday | November | CAISO 1-in-10 | 18 | 0.76441 | 0.70824 | 0.76441 | 0.70824 | 0 | 69.6549
| LCA | LA Basin | Average Weekday | November | CAISO 1-in-10 | 19 | 0.95819 | 0.87945 | 0.95819 | 0.87945 | 0 | 67.0787
| LCA | LA Basin | Average Weekday | November | CAISO 1-in-10 | 20 | 1.0343 | 0.96054 | 1.0343 | 0.96054 | 0 | 64.9436
| LCA | LA Basin | Average Weekday | November | CAISO 1-in-10 | 21 | 1.0464 | 0.98922 | 1.0464 | 0.98655 | 0 | 63.255
| LCA | LA Basin | Average Weekday | November | CAISO 1-in-10 | 22 | 0.99334 | 0.9442 | 1.0172 | 0.9681 | 0.01195 | 61.6183
| LCA | LA Basin | Average Weekday | November | CAISO 1-in-10 | 23 | 0.92697 | 0.89578 | 0.92697 | 0.89578 | 0 | 60.2257
| LCA | LA Basin | Average Weekday | November | CAISO 1-in-10 | 24 | 0.81108 | 0.78615 | 0.81108 | 0.78615 | 0 | 58.9955
| LCA | LA Basin | Average Weekday | November | CAISO 1-in-2 | 1 | 0.7415 | 0.71452 | 0.7415 | 0.71452 | 0 | 56.8033
| LCA | LA Basin | Average Weekday | November | CAISO 1-in-2 | 2 | 0.66241 | 0.6419 | 0.66241 | 0.6419 | 0 | 55.9521
| LCA | LA Basin | Average Weekday | November | CAISO 1-in-2 | 3 | 0.60739 | 0.58811 | 0.60739 | 0.58811 | 0 | 55.2349
| LCA | LA Basin | Average Weekday | November | CAISO 1-in-2 | 4 | 0.57225 | 0.55436 | 0.57225 | 0.55436 | 0 | 54.552
| LCA | LA Basin | Average Weekday | November | CAISO 1-in-2 | 5 | 0.55848 | 0.54341 | 0.55848 | 0.54341 | 0 | 53.9746
| LCA | LA Basin | Average Weekday | November | CAISO 1-in-2 | 6 | 0.57128 | 0.56915 | 0.57128 | 0.56915 | 0 | 53.4669
| LCA | LA Basin | Average Weekday | November | CAISO 1-in-2 | 7 | 0.61345 | 0.64667 | 0.61345 | 0.64667 | 0 | 53.2589
| LCA | LA Basin | Average Weekday | November | CAISO 1-in-2 | 8 | 0.60304 | 0.6308 | 0.60304 | 0.6308 | 0 | 53.14
| LCA | LA Basin | Average Weekday | November | CAISO 1-in-2 | 9 | 0.49388 | 0.47454 | 0.49388 | 0.47454 | 0 | 54.6792
| LCA | LA Basin | Average Weekday | November | CAISO 1-in-2 | 10 | 0.35668 | 0.3319 | 0.35668 | 0.3319 | 0 | 57.8806
| LCA | LA Basin | Average Weekday | November | CAISO 1-in-2 | 11 | 0.24673 | 0.22571 | 0.24673 | 0.22571 | 0 | 61.6852
| LCA | LA Basin | Average Weekday | November | CAISO 1-in-2 | 12 | 0.18613 | 0.15908 | 0.18613 | 0.15908 | 0 | 65.0452
| LCA | LA Basin | Average Weekday | November | CAISO 1-in-2 | 13 | 0.17056 | 0.12216 | 0.17056 | 0.12216 | 0 | 67.5657
| LCA | LA Basin | Average Weekday | November | CAISO 1-in-2 | 14 | 0.19255 | 0.13634 | 0.19255 | 0.13634 | 0 | 69.112
| LCA | LA Basin | Average Weekday | November | CAISO 1-in-2 | 15 | 0.26148 | 0.20416 | 0.26148 | 0.20416 | 0 | 69.8855
| LCA | LA Basin | Average Weekday | November | CAISO 1-in-2 | 16 | 0.38968 | 0.33562 | 0.38968 | 0.33562 | 0 | 69.8995
| LCA | LA Basin | Average Weekday | November | CAISO 1-in-2 | 17 | 0.55351 | 0.50957 | 0.55351 | 0.50957 | 0 | 68.9545
| LCA | LA Basin | Average Weekday | November | CAISO 1-in-2 | 18 | 0.79448 | 0.73831 | 0.79358 | 0.73741 | 0.00045186 | 66.7771
| LCA | LA Basin | Average Weekday | November | CAISO 1-in-2 | 19 | 0.97913 | 0.90039 | 0.97913 | 0.90039 | 0 | 64.3322
| LCA | LA Basin | Average Weekday | November | CAISO 1-in-2 | 20 | 1.0464 | 0.97268 | 1.0464 | 0.97268 | 0 | 62.4548
| LCA | LA Basin | Average Weekday | November | CAISO 1-in-2 | 21 | 1.0527 | 0.99558 | 1.0527 | 0.99558 | 0 | 60.9982
| LCA | LA Basin | Average Weekday | November | CAISO 1-in-2 | 22 | 0.99685 | 0.94771 | 1.0313 | 0.98216 | 0.017226 | 59.6923
| LCA | LA Basin | Average Weekday | November | CAISO 1-in-2 | 23 | 0.93192 | 0.90074 | 0.93192 | 0.90074 | 0 | 58.5787
| LCA | LA Basin | Average Weekday | November | CAISO 1-in-2 | 24 | 0.8164 | 0.79147 | 0.8164 | 0.79147 | 0 | 57.6526
| LCA | LA Basin | Average Weekday | November | SCE 1-in-10 | 1 | 0.73737 | 0.7104 | 0.73737 | 0.7104 | 0 | 57.9766
| LCA | LA Basin | Average Weekday | November | SCE 1-in-10 | 2 | 0.65653 | 0.63602 | 0.65653 | 0.63602 | 0 | 56.9552
| LCA | LA Basin | Average Weekday | November | SCE 1-in-10 | 3 | 0.5996 | 0.58032 | 0.5996 | 0.58032 | 0 | 56.0532
| LCA | LA Basin | Average Weekday | November | SCE 1-in-10 | 4 | 0.56298 | 0.5451 | 0.56298 | 0.5451 | 0 | 55.159
| LCA | LA Basin | Average Weekday | November | SCE 1-in-10 | 5 | 0.54756 | 0.5325 | 0.54756 | 0.5325 | 0 | 54.4167
| LCA | LA Basin | Average Weekday | November | SCE 1-in-10 | 6 | 0.558 | 0.55587 | 0.558 | 0.55587 | 0 | 53.8305
| LCA | LA Basin | Average Weekday | November | SCE 1-in-10 | 7 | 0.59531 | 0.62853 | 0.59531 | 0.62853 | 0 | 53.4399
| LCA | LA Basin | Average Weekday | November | SCE 1-in-10 | 8 | 0.58083 | 0.60859 | 0.58083 | 0.60859 | 0 | 53.3208
| LCA | LA Basin | Average Weekday | November | SCE 1-in-10 | 9 | 0.47456 | 0.45522 | 0.47456 | 0.45522 | 0 | 55.0353
| LCA | LA Basin | Average Weekday | November | SCE 1-in-10 | 10 | 0.33956 | 0.31479 | 0.33956 | 0.31479 | 0 | 59.0637
| LCA | LA Basin | Average Weekday | November | SCE 1-in-10 | 11 | 0.22693 | 0.20592 | 0.22693 | 0.20592 | 0 | 63.6095
| LCA | LA Basin | Average Weekday | November | SCE 1-in-10 | 12 | 0.14708 | 0.12003 | 0.14708 | 0.12003 | 0 | 67.2608
| LCA | LA Basin | Average Weekday | November | SCE 1-in-10 | 13 | 0.13425 | 0.085856 | 0.13425 | 0.085856 | 0 | 69.8795
| LCA | LA Basin | Average Weekday | November | SCE 1-in-10 | 14 | 0.16077 | 0.10456 | 0.16077 | 0.10456 | 0 | 71.4612
| LCA | LA Basin | Average Weekday | November | SCE 1-in-10 | 15 | 0.2336 | 0.17628 | 0.2336 | 0.17628 | 0 | 72.243
| LCA | LA Basin | Average Weekday | November | SCE 1-in-10 | 16 | 0.36531 | 0.31125 | 0.36531 | 0.31125 | 0 | 72.3934
| LCA | LA Basin | Average Weekday | November | SCE 1-in-10 | 17 | 0.53081 | 0.48688 | 0.53081 | 0.48688 | 0 | 71.6526
| LCA | LA Basin | Average Weekday | November | SCE 1-in-10 | 18 | 0.76441 | 0.70824 | 0.76441 | 0.70824 | 0 | 69.6549
| LCA | LA Basin | Average Weekday | November | SCE 1-in-10 | 19 | 0.95819 | 0.87945 | 0.95819 | 0.87945 | 0 | 67.0787
| LCA | LA Basin | Average Weekday | November | SCE 1-in-10 | 20 | 1.0343 | 0.96054 | 1.0343 | 0.96054 | 0 | 64.9436
| LCA | LA Basin | Average Weekday | November | SCE 1-in-10 | 21 | 1.0464 | 0.98922 | 1.0464 | 0.98655 | 0 | 63.255
| LCA | LA Basin | Average Weekday | November | SCE 1-in-10 | 22 | 0.99334 | 0.9442 | 1.0172 | 0.9681 | 0.01195 | 61.6183
| LCA | LA Basin | Average Weekday | November | SCE 1-in-10 | 23 | 0.92697 | 0.89578 | 0.92697 | 0.89578 | 0 | 60.2257
| LCA | LA Basin | Average Weekday | November | SCE 1-in-10 | 24 | 0.81108 | 0.78615 | 0.81108 | 0.78615 | 0 | 58.9955
| LCA | LA Basin | Average Weekday | November | SCE 1-in-2 | 1 | 0.73997 | 0.713 | 0.73997 | 0.713 | 0 | 57.9866
| LCA | LA Basin | Average Weekday | November | SCE 1-in-2 | 2 | 0.65914 | 0.63863 | 0.65914 | 0.63863 | 0 | 57.1438
| LCA | LA Basin | Average Weekday | November | SCE 1-in-2 | 3 | 0.60224 | 0.58296 | 0.60224 | 0.58296 | 0 | 56.4363
| LCA | LA Basin | Average Weekday | November | SCE 1-in-2 | 4 | 0.56573 | 0.54784 | 0.56573 | 0.54784 | 0 | 55.8433
| LCA | LA Basin | Average Weekday | November | SCE 1-in-2 | 5 | 0.55053 | 0.53547 | 0.55053 | 0.53547 | 0 | 55.3247
| LCA | LA Basin | Average Weekday | November | SCE 1-in-2 | 6 | 0.5612 | 0.55907 | 0.5612 | 0.55907 | 0 | 54.8104
| LCA | LA Basin | Average Weekday | November | SCE 1-in-2 | 7 | 0.59876 | 0.63198 | 0.59876 | 0.63198 | 0 | 54.6254
| LCA | LA Basin | Average Weekday | November | SCE 1-in-2 | 8 | 0.58386 | 0.61162 | 0.58386 | 0.61162 | 0 | 54.5738
| LCA | LA Basin | Average Weekday | November | SCE 1-in-2 | 9 | 0.47708 | 0.45774 | 0.47708 | 0.45774 | 0 | 56.2877
| LCA | LA Basin | Average Weekday | November | SCE 1-in-2 | 10 | 0.34179 | 0.31701 | 0.34179 | 0.31701 | 0 | 59.7218
| LCA | LA Basin | Average Weekday | November | SCE 1-in-2 | 11 | 0.23098 | 0.20997 | 0.23098 | 0.20997 | 0 | 63.4165
| LCA | LA Basin | Average Weekday | November | SCE 1-in-2 | 12 | 0.16057 | 0.13352 | 0.16057 | 0.13352 | 0 | 66.5098
| LCA | LA Basin | Average Weekday | November | SCE 1-in-2 | 13 | 0.15003 | 0.10164 | 0.15003 | 0.10164 | 0 | 68.79
| LCA | LA Basin | Average Weekday | November | SCE 1-in-2 | 14 | 0.172 | 0.11579 | 0.172 | 0.11579 | 0 | 70.2558
| LCA | LA Basin | Average Weekday | November | SCE 1-in-2 | 15 | 0.23929 | 0.18197 | 0.23929 | 0.18197 | 0 | 71.0921
| LCA | LA Basin | Average Weekday | November | SCE 1-in-2 | 16 | 0.36677 | 0.31272 | 0.36677 | 0.31272 | 0 | 71.1417
| LCA | LA Basin | Average Weekday | November | SCE 1-in-2 | 17 | 0.53214 | 0.48821 | 0.53214 | 0.48821 | 0 | 70.2177
| LCA | LA Basin | Average Weekday | November | SCE 1-in-2 | 18 | 0.77597 | 0.7198 | 0.77597 | 0.7198 | 0 | 68.0444
| LCA | LA Basin | Average Weekday | November | SCE 1-in-2 | 19 | 0.96794 | 0.8892 | 0.96794 | 0.8892 | 0 | 65.6045
| LCA | LA Basin | Average Weekday | November | SCE 1-in-2 | 20 | 1.0349 | 0.96111 | 1.0349 | 0.96111 | 0 | 63.8358
| LCA | LA Basin | Average Weekday | November | SCE 1-in-2 | 21 | 1.0491 | 0.99193 | 1.0491 | 0.99193 | 0 | 62.3372
| LCA | LA Basin | Average Weekday | November | SCE 1-in-2 | 22 | 0.99608 | 0.94693 | 1.0282 | 0.97904 | 0.016055 | 60.983
| LCA | LA Basin | Average Weekday | November | SCE 1-in-2 | 23 | 0.92972 | 0.89853 | 0.92972 | 0.89853 | 0 | 59.7548
| LCA | LA Basin | Average Weekday | November | SCE 1-in-2 | 24 | 0.81388 | 0.78895 | 0.81388 | 0.78895 | 0 | 58.8162
| LCA | LA Basin | Average Weekday | October | CAISO 1-in-10 | 1 | 1.0349 | 1.0079 | 1.0349 | 1.0079 | 0 | 68.9847
| LCA | LA Basin | Average Weekday | October | CAISO 1-in-10 | 2 | 0.88968 | 0.86917 | 0.88968 | 0.86917 | 0 | 68.1042
| LCA | LA Basin | Average Weekday | October | CAISO 1-in-10 | 3 | 0.78252 | 0.76324 | 0.78252 | 0.76324 | 0 | 67.3759
| LCA | LA Basin | Average Weekday | October | CAISO 1-in-10 | 4 | 0.70363 | 0.68574 | 0.70363 | 0.68574 | 0 | 66.7007
| LCA | LA Basin | Average Weekday | October | CAISO 1-in-10 | 5 | 0.64742 | 0.63236 | 0.64742 | 0.63236 | 0 | 66.0963
| LCA | LA Basin | Average Weekday | October | CAISO 1-in-10 | 6 | 0.62126 | 0.61913 | 0.62126 | 0.61913 | 0 | 65.6115
| LCA | LA Basin | Average Weekday | October | CAISO 1-in-10 | 7 | 0.61515 | 0.64837 | 0.61515 | 0.64837 | 0 | 65.1718
| LCA | LA Basin | Average Weekday | October | CAISO 1-in-10 | 8 | 0.59324 | 0.62099 | 0.59324 | 0.62099 | 0 | 64.8936
| LCA | LA Basin | Average Weekday | October | CAISO 1-in-10 | 9 | 0.49702 | 0.47768 | 0.49702 | 0.47768 | 0 | 65.378
| LCA | LA Basin | Average Weekday | October | CAISO 1-in-10 | 10 | 0.38407 | 0.35929 | 0.38407 | 0.35929 | 0 | 68.305
| LCA | LA Basin | Average Weekday | October | CAISO 1-in-10 | 11 | 0.31068 | 0.28967 | 0.31068 | 0.28967 | 0 | 71.9707
| LCA | LA Basin | Average Weekday | October | CAISO 1-in-10 | 12 | 0.30541 | 0.27836 | 0.30541 | 0.27836 | 0 | 75.572
| LCA | LA Basin | Average Weekday | October | CAISO 1-in-10 | 13 | 0.3911 | 0.3427 | 0.3911 | 0.3427 | 0 | 78.455
| LCA | LA Basin | Average Weekday | October | CAISO 1-in-10 | 14 | 0.54132 | 0.48511 | 0.54132 | 0.48511 | 0 | 80.4132
| LCA | LA Basin | Average Weekday | October | CAISO 1-in-10 | 15 | 0.74159 | 0.68427 | 0.74159 | 0.68427 | 0 | 81.5789
| LCA | LA Basin | Average Weekday | October | CAISO 1-in-10 | 16 | 1.0016 | 0.94756 | 1.0016 | 0.94756 | 0 | 82.0906
| LCA | LA Basin | Average Weekday | October | CAISO 1-in-10 | 17 | 1.2584 | 1.2144 | 0.51152 | 0.40754 | 0.024667 | 81.9657
| LCA | LA Basin | Average Weekday | October | CAISO 1-in-10 | 18 | 1.5134 | 1.4573 | 1.1516 | 1.0542 | 0.11566 | 81.2175
| LCA | LA Basin | Average Weekday | October | CAISO 1-in-10 | 19 | 1.6523 | 1.5735 | 1.5152 | 1.3341 | 0.075345 | 79.2831
| LCA | LA Basin | Average Weekday | October | CAISO 1-in-10 | 20 | 1.6112 | 1.5375 | 1.5127 | 1.3771 | 0.037072 | 76.1614
| LCA | LA Basin | Average Weekday | October | CAISO 1-in-10 | 21 | 1.5662 | 1.509 | 1.4953 | 1.3763 | 0.042589 | 73.9001
| LCA | LA Basin | Average Weekday | October | CAISO 1-in-10 | 22 | 1.4714 | 1.4223 | 1.8199 | 1.8506 | 0.059564 | 72.3761
| LCA | LA Basin | Average Weekday | October | CAISO 1-in-10 | 23 | 1.3352 | 1.304 | 1.3815 | 1.3832 | 0.032942 | 71.1236
| LCA | LA Basin | Average Weekday | October | CAISO 1-in-10 | 24 | 1.1404 | 1.1155 | 1.1688 | 1.1498 | 0.027135 | 70.0497
| LCA | LA Basin | Average Weekday | October | CAISO 1-in-2 | 1 | 0.79622 | 0.76924 | 0.79622 | 0.76924 | 0 | 64.121
| LCA | LA Basin | Average Weekday | October | CAISO 1-in-2 | 2 | 0.69685 | 0.67634 | 0.69685 | 0.67634 | 0 | 63.2481
| LCA | LA Basin | Average Weekday | October | CAISO 1-in-2 | 3 | 0.63151 | 0.61223 | 0.63151 | 0.61223 | 0 | 62.3244
| LCA | LA Basin | Average Weekday | October | CAISO 1-in-2 | 4 | 0.58629 | 0.5684 | 0.58629 | 0.5684 | 0 | 61.6479
| LCA | LA Basin | Average Weekday | October | CAISO 1-in-2 | 5 | 0.56032 | 0.54526 | 0.56032 | 0.54526 | 0 | 60.9999
| LCA | LA Basin | Average Weekday | October | CAISO 1-in-2 | 6 | 0.55683 | 0.5547 | 0.55683 | 0.5547 | 0 | 60.5651
| LCA | LA Basin | Average Weekday | October | CAISO 1-in-2 | 7 | 0.57308 | 0.6063 | 0.57308 | 0.6063 | 0 | 60.2207
| LCA | LA Basin | Average Weekday | October | CAISO 1-in-2 | 8 | 0.5507 | 0.57845 | 0.5507 | 0.57845 | 0 | 60.0603
| LCA | LA Basin | Average Weekday | October | CAISO 1-in-2 | 9 | 0.44727 | 0.42793 | 0.44727 | 0.42793 | 0 | 60.551
| LCA | LA Basin | Average Weekday | October | CAISO 1-in-2 | 10 | 0.29806 | 0.27329 | 0.29806 | 0.27329 | 0 | 63.0782
| LCA | LA Basin | Average Weekday | October | CAISO 1-in-2 | 11 | 0.19697 | 0.17596 | 0.19697 | 0.17596 | 0 | 66.4172
| LCA | LA Basin | Average Weekday | October | CAISO 1-in-2 | 12 | 0.14036 | 0.11331 | 0.14036 | 0.11331 | 0 | 69.7773
| LCA | LA Basin | Average Weekday | October | CAISO 1-in-2 | 13 | 0.14523 | 0.096836 | 0.14523 | 0.096836 | 0 | 72.6271
| LCA | LA Basin | Average Weekday | October | CAISO 1-in-2 | 14 | 0.19882 | 0.14261 | 0.19882 | 0.14261 | 0 | 74.6914
| LCA | LA Basin | Average Weekday | October | CAISO 1-in-2 | 15 | 0.31056 | 0.25323 | 0.31056 | 0.25323 | 0 | 76.0994
| LCA | LA Basin | Average Weekday | October | CAISO 1-in-2 | 16 | 0.49187 | 0.43782 | 0.49187 | 0.43782 | 0 | 76.9071
| LCA | LA Basin | Average Weekday | October | CAISO 1-in-2 | 17 | 0.7022 | 0.65827 | 0.28397 | 0.24003 | 0.033538 | 76.758
| LCA | LA Basin | Average Weekday | October | CAISO 1-in-2 | 18 | 0.95129 | 0.89512 | 0.69975 | 0.6024 | 0.14989 | 75.7836
| LCA | LA Basin | Average Weekday | October | CAISO 1-in-2 | 19 | 1.1328 | 1.0541 | 1.0897 | 0.90855 | 0.021578 | 73.867
| LCA | LA Basin | Average Weekday | October | CAISO 1-in-2 | 20 | 1.1827 | 1.109 | 1.1478 | 1.0122 | 0.017459 | 70.9571
| LCA | LA Basin | Average Weekday | October | CAISO 1-in-2 | 21 | 1.1854 | 1.1282 | 1.1761 | 1.0571 | 0.0046502 | 68.8607
| LCA | LA Basin | Average Weekday | October | CAISO 1-in-2 | 22 | 1.1206 | 1.0715 | 1.4476 | 1.4772 | 0.082665 | 67.3239
| LCA | LA Basin | Average Weekday | October | CAISO 1-in-2 | 23 | 1.0357 | 1.0045 | 1.0357 | 1.0293 | 0 | 66.048
| LCA | LA Basin | Average Weekday | October | CAISO 1-in-2 | 24 | 0.89313 | 0.86821 | 0.89313 | 0.86829 | 0 | 64.9305
| LCA | LA Basin | Average Weekday | October | SCE 1-in-10 | 1 | 1.0349 | 1.0079 | 1.0349 | 1.0079 | 0 | 68.9847
| LCA | LA Basin | Average Weekday | October | SCE 1-in-10 | 2 | 0.88968 | 0.86917 | 0.88968 | 0.86917 | 0 | 68.1042
| LCA | LA Basin | Average Weekday | October | SCE 1-in-10 | 3 | 0.78252 | 0.76324 | 0.78252 | 0.76324 | 0 | 67.3759
| LCA | LA Basin | Average Weekday | October | SCE 1-in-10 | 4 | 0.70363 | 0.68574 | 0.70363 | 0.68574 | 0 | 66.7007
| LCA | LA Basin | Average Weekday | October | SCE 1-in-10 | 5 | 0.64742 | 0.63236 | 0.64742 | 0.63236 | 0 | 66.0963
| LCA | LA Basin | Average Weekday | October | SCE 1-in-10 | 6 | 0.62126 | 0.61913 | 0.62126 | 0.61913 | 0 | 65.6115
| LCA | LA Basin | Average Weekday | October | SCE 1-in-10 | 7 | 0.61515 | 0.64837 | 0.61515 | 0.64837 | 0 | 65.1718
| LCA | LA Basin | Average Weekday | October | SCE 1-in-10 | 8 | 0.59324 | 0.62099 | 0.59324 | 0.62099 | 0 | 64.8936
| LCA | LA Basin | Average Weekday | October | SCE 1-in-10 | 9 | 0.49702 | 0.47768 | 0.49702 | 0.47768 | 0 | 65.378
| LCA | LA Basin | Average Weekday | October | SCE 1-in-10 | 10 | 0.38407 | 0.35929 | 0.38407 | 0.35929 | 0 | 68.305
| LCA | LA Basin | Average Weekday | October | SCE 1-in-10 | 11 | 0.31068 | 0.28967 | 0.31068 | 0.28967 | 0 | 71.9707
| LCA | LA Basin | Average Weekday | October | SCE 1-in-10 | 12 | 0.30541 | 0.27836 | 0.30541 | 0.27836 | 0 | 75.572
| LCA | LA Basin | Average Weekday | October | SCE 1-in-10 | 13 | 0.3911 | 0.3427 | 0.3911 | 0.3427 | 0 | 78.455
| LCA | LA Basin | Average Weekday | October | SCE 1-in-10 | 14 | 0.54132 | 0.48511 | 0.54132 | 0.48511 | 0 | 80.4132
| LCA | LA Basin | Average Weekday | October | SCE 1-in-10 | 15 | 0.74159 | 0.68427 | 0.74159 | 0.68427 | 0 | 81.5789
| LCA | LA Basin | Average Weekday | October | SCE 1-in-10 | 16 | 1.0016 | 0.94756 | 1.0016 | 0.94756 | 0 | 82.0906
| LCA | LA Basin | Average Weekday | October | SCE 1-in-10 | 17 | 1.2584 | 1.2144 | 0.51152 | 0.40754 | 0.024667 | 81.9657
| LCA | LA Basin | Average Weekday | October | SCE 1-in-10 | 18 | 1.5134 | 1.4573 | 1.1516 | 1.0542 | 0.11566 | 81.2175
| LCA | LA Basin | Average Weekday | October | SCE 1-in-10 | 19 | 1.6523 | 1.5735 | 1.5152 | 1.3341 | 0.075345 | 79.2831
| LCA | LA Basin | Average Weekday | October | SCE 1-in-10 | 20 | 1.6112 | 1.5375 | 1.5127 | 1.3771 | 0.037072 | 76.1614
| LCA | LA Basin | Average Weekday | October | SCE 1-in-10 | 21 | 1.5662 | 1.509 | 1.4953 | 1.3763 | 0.042589 | 73.9001
| LCA | LA Basin | Average Weekday | October | SCE 1-in-10 | 22 | 1.4714 | 1.4223 | 1.8199 | 1.8506 | 0.059564 | 72.3761
| LCA | LA Basin | Average Weekday | October | SCE 1-in-10 | 23 | 1.3352 | 1.304 | 1.3815 | 1.3832 | 0.032942 | 71.1236
| LCA | LA Basin | Average Weekday | October | SCE 1-in-10 | 24 | 1.1404 | 1.1155 | 1.1688 | 1.1498 | 0.027135 | 70.0497
| LCA | LA Basin | Average Weekday | October | SCE 1-in-2 | 1 | 0.79622 | 0.76924 | 0.79622 | 0.76924 | 0 | 64.121
| LCA | LA Basin | Average Weekday | October | SCE 1-in-2 | 2 | 0.69685 | 0.67634 | 0.69685 | 0.67634 | 0 | 63.2481
| LCA | LA Basin | Average Weekday | October | SCE 1-in-2 | 3 | 0.63151 | 0.61223 | 0.63151 | 0.61223 | 0 | 62.3244
| LCA | LA Basin | Average Weekday | October | SCE 1-in-2 | 4 | 0.58629 | 0.5684 | 0.58629 | 0.5684 | 0 | 61.6479
| LCA | LA Basin | Average Weekday | October | SCE 1-in-2 | 5 | 0.56032 | 0.54526 | 0.56032 | 0.54526 | 0 | 60.9999
| LCA | LA Basin | Average Weekday | October | SCE 1-in-2 | 6 | 0.55683 | 0.5547 | 0.55683 | 0.5547 | 0 | 60.5651
| LCA | LA Basin | Average Weekday | October | SCE 1-in-2 | 7 | 0.57308 | 0.6063 | 0.57308 | 0.6063 | 0 | 60.2207
| LCA | LA Basin | Average Weekday | October | SCE 1-in-2 | 8 | 0.5507 | 0.57845 | 0.5507 | 0.57845 | 0 | 60.0603
| LCA | LA Basin | Average Weekday | October | SCE 1-in-2 | 9 | 0.44727 | 0.42793 | 0.44727 | 0.42793 | 0 | 60.551
| LCA | LA Basin | Average Weekday | October | SCE 1-in-2 | 10 | 0.29806 | 0.27329 | 0.29806 | 0.27329 | 0 | 63.0782
| LCA | LA Basin | Average Weekday | October | SCE 1-in-2 | 11 | 0.19697 | 0.17596 | 0.19697 | 0.17596 | 0 | 66.4172
| LCA | LA Basin | Average Weekday | October | SCE 1-in-2 | 12 | 0.14036 | 0.11331 | 0.14036 | 0.11331 | 0 | 69.7773
| LCA | LA Basin | Average Weekday | October | SCE 1-in-2 | 13 | 0.14523 | 0.096836 | 0.14523 | 0.096836 | 0 | 72.6271
| LCA | LA Basin | Average Weekday | October | SCE 1-in-2 | 14 | 0.19882 | 0.14261 | 0.19882 | 0.14261 | 0 | 74.6914
| LCA | LA Basin | Average Weekday | October | SCE 1-in-2 | 15 | 0.31056 | 0.25323 | 0.31056 | 0.25323 | 0 | 76.0994
| LCA | LA Basin | Average Weekday | October | SCE 1-in-2 | 16 | 0.49187 | 0.43782 | 0.49187 | 0.43782 | 0 | 76.9071
| LCA | LA Basin | Average Weekday | October | SCE 1-in-2 | 17 | 0.7022 | 0.65827 | 0.28397 | 0.24003 | 0.033538 | 76.758
| LCA | LA Basin | Average Weekday | October | SCE 1-in-2 | 18 | 0.95129 | 0.89512 | 0.69975 | 0.6024 | 0.14989 | 75.7836
| LCA | LA Basin | Average Weekday | October | SCE 1-in-2 | 19 | 1.1328 | 1.0541 | 1.0897 | 0.90855 | 0.021578 | 73.867
| LCA | LA Basin | Average Weekday | October | SCE 1-in-2 | 20 | 1.1827 | 1.109 | 1.1478 | 1.0122 | 0.017459 | 70.9571
| LCA | LA Basin | Average Weekday | October | SCE 1-in-2 | 21 | 1.1854 | 1.1282 | 1.1761 | 1.0571 | 0.0046502 | 68.8607
| LCA | LA Basin | Average Weekday | October | SCE 1-in-2 | 22 | 1.1206 | 1.0715 | 1.4476 | 1.4772 | 0.082665 | 67.3239
| LCA | LA Basin | Average Weekday | October | SCE 1-in-2 | 23 | 1.0357 | 1.0045 | 1.0357 | 1.0293 | 0 | 66.048
| LCA | LA Basin | Average Weekday | October | SCE 1-in-2 | 24 | 0.89313 | 0.86821 | 0.89313 | 0.86829 | 0 | 64.9305
| LCA | LA Basin | Average Weekday | September | CAISO 1-in-10 | 1 | 1.232 | 1.2051 | 1.232 | 1.2051 | 0 | 72.757
| LCA | LA Basin | Average Weekday | September | CAISO 1-in-10 | 2 | 1.0456 | 1.025 | 1.0456 | 1.025 | 0 | 71.8357
| LCA | LA Basin | Average Weekday | September | CAISO 1-in-10 | 3 | 0.90906 | 0.88978 | 0.90906 | 0.88978 | 0 | 71.0293
| LCA | LA Basin | Average Weekday | September | CAISO 1-in-10 | 4 | 0.80828 | 0.79039 | 0.80828 | 0.79039 | 0 | 70.3188
| LCA | LA Basin | Average Weekday | September | CAISO 1-in-10 | 5 | 0.73997 | 0.72491 | 0.73997 | 0.72491 | 0 | 69.7361
| LCA | LA Basin | Average Weekday | September | CAISO 1-in-10 | 6 | 0.70118 | 0.69905 | 0.70118 | 0.69905 | 0 | 69.2176
| LCA | LA Basin | Average Weekday | September | CAISO 1-in-10 | 7 | 0.68716 | 0.72038 | 0.68716 | 0.72038 | 0 | 68.8129
| LCA | LA Basin | Average Weekday | September | CAISO 1-in-10 | 8 | 0.6716 | 0.69936 | 0.6716 | 0.69936 | 0 | 68.5639
| LCA | LA Basin | Average Weekday | September | CAISO 1-in-10 | 9 | 0.60805 | 0.58871 | 0.60805 | 0.58871 | 0 | 69.9799
| LCA | LA Basin | Average Weekday | September | CAISO 1-in-10 | 10 | 0.53021 | 0.50543 | 0.53021 | 0.50543 | 0 | 73.0564
| LCA | LA Basin | Average Weekday | September | CAISO 1-in-10 | 11 | 0.51827 | 0.49726 | 0.51827 | 0.49726 | 0 | 76.5846
| LCA | LA Basin | Average Weekday | September | CAISO 1-in-10 | 12 | 0.60431 | 0.57726 | 0.60431 | 0.57726 | 0 | 79.9297
| LCA | LA Basin | Average Weekday | September | CAISO 1-in-10 | 13 | 0.77952 | 0.73113 | 0.77952 | 0.73113 | 0 | 82.5554
| LCA | LA Basin | Average Weekday | September | CAISO 1-in-10 | 14 | 1.001 | 0.94475 | 1.001 | 0.94475 | 0 | 84.4149
| LCA | LA Basin | Average Weekday | September | CAISO 1-in-10 | 15 | 1.2415 | 1.1842 | 1.2415 | 1.1842 | 0 | 85.7441
| LCA | LA Basin | Average Weekday | September | CAISO 1-in-10 | 16 | 1.5232 | 1.4692 | 1.5232 | 1.4692 | 0 | 86.2344
| LCA | LA Basin | Average Weekday | September | CAISO 1-in-10 | 17 | 1.7769 | 1.733 | 0.94324 | 0.83926 | 0.018737 | 86.1966
| LCA | LA Basin | Average Weekday | September | CAISO 1-in-10 | 18 | 2.0179 | 1.9617 | 1.5723 | 1.4749 | 0.090769 | 85.34
| LCA | LA Basin | Average Weekday | September | CAISO 1-in-10 | 19 | 2.1239 | 2.0451 | 1.9128 | 1.7317 | 0.057475 | 83.5539
| LCA | LA Basin | Average Weekday | September | CAISO 1-in-10 | 20 | 2.0331 | 1.9594 | 1.8797 | 1.7441 | 0.026411 | 80.6516
| LCA | LA Basin | Average Weekday | September | CAISO 1-in-10 | 21 | 1.9463 | 1.8892 | 1.8304 | 1.7114 | 0.03363 | 77.5886
| LCA | LA Basin | Average Weekday | September | CAISO 1-in-10 | 22 | 1.8206 | 1.7715 | 2.1836 | 2.2143 | 0.044942 | 75.7678
| LCA | LA Basin | Average Weekday | September | CAISO 1-in-10 | 23 | 1.6375 | 1.6063 | 1.7189 | 1.7206 | 0.024594 | 74.4081
| LCA | LA Basin | Average Weekday | September | CAISO 1-in-10 | 24 | 1.3836 | 1.3587 | 1.4337 | 1.4147 | 0.020139 | 73.2848
| LCA | LA Basin | Average Weekday | September | CAISO 1-in-2 | 1 | 1.0456 | 1.0186 | 1.0456 | 1.0186 | 0 | 69.2522
| LCA | LA Basin | Average Weekday | September | CAISO 1-in-2 | 2 | 0.88828 | 0.86777 | 0.88828 | 0.86777 | 0 | 68.4391
| LCA | LA Basin | Average Weekday | September | CAISO 1-in-2 | 3 | 0.77323 | 0.75395 | 0.77323 | 0.75395 | 0 | 67.712
| LCA | LA Basin | Average Weekday | September | CAISO 1-in-2 | 4 | 0.69269 | 0.6748 | 0.69269 | 0.6748 | 0 | 67.1301
| LCA | LA Basin | Average Weekday | September | CAISO 1-in-2 | 5 | 0.64383 | 0.62877 | 0.64383 | 0.62877 | 0 | 66.6297
| LCA | LA Basin | Average Weekday | September | CAISO 1-in-2 | 6 | 0.61949 | 0.61736 | 0.61949 | 0.61736 | 0 | 66.1265
| LCA | LA Basin | Average Weekday | September | CAISO 1-in-2 | 7 | 0.61631 | 0.64953 | 0.61631 | 0.64953 | 0 | 65.8216
| LCA | LA Basin | Average Weekday | September | CAISO 1-in-2 | 8 | 0.59715 | 0.6249 | 0.59715 | 0.6249 | 0 | 65.6972
| LCA | LA Basin | Average Weekday | September | CAISO 1-in-2 | 9 | 0.51366 | 0.49432 | 0.51366 | 0.49432 | 0 | 66.7933
| LCA | LA Basin | Average Weekday | September | CAISO 1-in-2 | 10 | 0.41158 | 0.38681 | 0.41158 | 0.38681 | 0 | 69.5546
| LCA | LA Basin | Average Weekday | September | CAISO 1-in-2 | 11 | 0.35247 | 0.33146 | 0.35247 | 0.33146 | 0 | 73.0702
| LCA | LA Basin | Average Weekday | September | CAISO 1-in-2 | 12 | 0.36529 | 0.33824 | 0.36529 | 0.33824 | 0 | 76.6448
| LCA | LA Basin | Average Weekday | September | CAISO 1-in-2 | 13 | 0.46812 | 0.41972 | 0.46812 | 0.41972 | 0 | 79.6563
| LCA | LA Basin | Average Weekday | September | CAISO 1-in-2 | 14 | 0.63271 | 0.5765 | 0.63271 | 0.5765 | 0 | 81.8091
| LCA | LA Basin | Average Weekday | September | CAISO 1-in-2 | 15 | 0.84317 | 0.78585 | 0.84317 | 0.78585 | 0 | 83.0169
| LCA | LA Basin | Average Weekday | September | CAISO 1-in-2 | 16 | 1.109 | 1.0549 | 1.109 | 1.0549 | 0 | 83.5029
| LCA | LA Basin | Average Weekday | September | CAISO 1-in-2 | 17 | 1.3643 | 1.3204 | 0.59013 | 0.48615 | 0.022621 | 83.2983
| LCA | LA Basin | Average Weekday | September | CAISO 1-in-2 | 18 | 1.6148 | 1.5586 | 1.2321 | 1.1347 | 0.10936 | 82.2416
| LCA | LA Basin | Average Weekday | September | CAISO 1-in-2 | 19 | 1.747 | 1.6683 | 1.5912 | 1.4101 | 0.070762 | 80.3673
| LCA | LA Basin | Average Weekday | September | CAISO 1-in-2 | 20 | 1.6989 | 1.6252 | 1.5851 | 1.4495 | 0.034054 | 77.4118
| LCA | LA Basin | Average Weekday | September | CAISO 1-in-2 | 21 | 1.6422 | 1.5851 | 1.5655 | 1.4465 | 0.041421 | 74.3768
| LCA | LA Basin | Average Weekday | September | CAISO 1-in-2 | 22 | 1.5442 | 1.4951 | 1.8935 | 1.9242 | 0.058832 | 72.5404
| LCA | LA Basin | Average Weekday | September | CAISO 1-in-2 | 23 | 1.4005 | 1.3693 | 1.4477 | 1.4494 | 0.03271 | 71.2106
| LCA | LA Basin | Average Weekday | September | CAISO 1-in-2 | 24 | 1.1876 | 1.1626 | 1.2162 | 1.1972 | 0.027056 | 70.0843
| LCA | LA Basin | Average Weekday | September | SCE 1-in-10 | 1 | 1.232 | 1.2051 | 1.232 | 1.2051 | 0 | 72.757
| LCA | LA Basin | Average Weekday | September | SCE 1-in-10 | 2 | 1.0456 | 1.025 | 1.0456 | 1.025 | 0 | 71.8357
| LCA | LA Basin | Average Weekday | September | SCE 1-in-10 | 3 | 0.90906 | 0.88978 | 0.90906 | 0.88978 | 0 | 71.0293
| LCA | LA Basin | Average Weekday | September | SCE 1-in-10 | 4 | 0.80828 | 0.79039 | 0.80828 | 0.79039 | 0 | 70.3188
| LCA | LA Basin | Average Weekday | September | SCE 1-in-10 | 5 | 0.73997 | 0.72491 | 0.73997 | 0.72491 | 0 | 69.7361
| LCA | LA Basin | Average Weekday | September | SCE 1-in-10 | 6 | 0.70118 | 0.69905 | 0.70118 | 0.69905 | 0 | 69.2176
| LCA | LA Basin | Average Weekday | September | SCE 1-in-10 | 7 | 0.68716 | 0.72038 | 0.68716 | 0.72038 | 0 | 68.8129
| LCA | LA Basin | Average Weekday | September | SCE 1-in-10 | 8 | 0.6716 | 0.69936 | 0.6716 | 0.69936 | 0 | 68.5639
| LCA | LA Basin | Average Weekday | September | SCE 1-in-10 | 9 | 0.60805 | 0.58871 | 0.60805 | 0.58871 | 0 | 69.9799
| LCA | LA Basin | Average Weekday | September | SCE 1-in-10 | 10 | 0.53021 | 0.50543 | 0.53021 | 0.50543 | 0 | 73.0564
| LCA | LA Basin | Average Weekday | September | SCE 1-in-10 | 11 | 0.51827 | 0.49726 | 0.51827 | 0.49726 | 0 | 76.5846
| LCA | LA Basin | Average Weekday | September | SCE 1-in-10 | 12 | 0.60431 | 0.57726 | 0.60431 | 0.57726 | 0 | 79.9297
| LCA | LA Basin | Average Weekday | September | SCE 1-in-10 | 13 | 0.77952 | 0.73113 | 0.77952 | 0.73113 | 0 | 82.5554
| LCA | LA Basin | Average Weekday | September | SCE 1-in-10 | 14 | 1.001 | 0.94475 | 1.001 | 0.94475 | 0 | 84.4149
| LCA | LA Basin | Average Weekday | September | SCE 1-in-10 | 15 | 1.2415 | 1.1842 | 1.2415 | 1.1842 | 0 | 85.7441
| LCA | LA Basin | Average Weekday | September | SCE 1-in-10 | 16 | 1.5232 | 1.4692 | 1.5232 | 1.4692 | 0 | 86.2344
| LCA | LA Basin | Average Weekday | September | SCE 1-in-10 | 17 | 1.7769 | 1.733 | 0.94324 | 0.83926 | 0.018737 | 86.1966
| LCA | LA Basin | Average Weekday | September | SCE 1-in-10 | 18 | 2.0179 | 1.9617 | 1.5723 | 1.4749 | 0.090769 | 85.34
| LCA | LA Basin | Average Weekday | September | SCE 1-in-10 | 19 | 2.1239 | 2.0451 | 1.9128 | 1.7317 | 0.057475 | 83.5539
| LCA | LA Basin | Average Weekday | September | SCE 1-in-10 | 20 | 2.0331 | 1.9594 | 1.8797 | 1.7441 | 0.026411 | 80.6516
| LCA | LA Basin | Average Weekday | September | SCE 1-in-10 | 21 | 1.9463 | 1.8892 | 1.8304 | 1.7114 | 0.03363 | 77.5886
| LCA | LA Basin | Average Weekday | September | SCE 1-in-10 | 22 | 1.8206 | 1.7715 | 2.1836 | 2.2143 | 0.044942 | 75.7678
| LCA | LA Basin | Average Weekday | September | SCE 1-in-10 | 23 | 1.6375 | 1.6063 | 1.7189 | 1.7206 | 0.024594 | 74.4081
| LCA | LA Basin | Average Weekday | September | SCE 1-in-10 | 24 | 1.3836 | 1.3587 | 1.4337 | 1.4147 | 0.020139 | 73.2848
| LCA | LA Basin | Average Weekday | September | SCE 1-in-2 | 1 | 1.0391 | 1.0122 | 1.0391 | 1.0122 | 0 | 69.1121
| LCA | LA Basin | Average Weekday | September | SCE 1-in-2 | 2 | 0.88146 | 0.86095 | 0.88146 | 0.86095 | 0 | 68.2518
| LCA | LA Basin | Average Weekday | September | SCE 1-in-2 | 3 | 0.76998 | 0.7507 | 0.76998 | 0.7507 | 0 | 67.5236
| LCA | LA Basin | Average Weekday | September | SCE 1-in-2 | 4 | 0.69396 | 0.67608 | 0.69396 | 0.67608 | 0 | 66.8846
| LCA | LA Basin | Average Weekday | September | SCE 1-in-2 | 5 | 0.64363 | 0.62857 | 0.64363 | 0.62857 | 0 | 66.3643
| LCA | LA Basin | Average Weekday | September | SCE 1-in-2 | 6 | 0.61891 | 0.61678 | 0.61891 | 0.61678 | 0 | 65.8997
| LCA | LA Basin | Average Weekday | September | SCE 1-in-2 | 7 | 0.61522 | 0.64843 | 0.61522 | 0.64843 | 0 | 65.5549
| LCA | LA Basin | Average Weekday | September | SCE 1-in-2 | 8 | 0.59649 | 0.62424 | 0.59649 | 0.62424 | 0 | 65.405
| LCA | LA Basin | Average Weekday | September | SCE 1-in-2 | 9 | 0.52277 | 0.50343 | 0.52277 | 0.50343 | 0 | 66.6846
| LCA | LA Basin | Average Weekday | September | SCE 1-in-2 | 10 | 0.40534 | 0.38056 | 0.40534 | 0.38056 | 0 | 69.5088
| LCA | LA Basin | Average Weekday | September | SCE 1-in-2 | 11 | 0.32864 | 0.30763 | 0.32864 | 0.30763 | 0 | 72.9679
| LCA | LA Basin | Average Weekday | September | SCE 1-in-2 | 12 | 0.33509 | 0.30804 | 0.33509 | 0.30804 | 0 | 76.3624
| LCA | LA Basin | Average Weekday | September | SCE 1-in-2 | 13 | 0.43327 | 0.38488 | 0.43327 | 0.38488 | 0 | 79.1509
| LCA | LA Basin | Average Weekday | September | SCE 1-in-2 | 14 | 0.59221 | 0.536 | 0.59221 | 0.536 | 0 | 81.1333
| LCA | LA Basin | Average Weekday | September | SCE 1-in-2 | 15 | 0.79796 | 0.74064 | 0.79796 | 0.74064 | 0 | 82.309
| LCA | LA Basin | Average Weekday | September | SCE 1-in-2 | 16 | 1.061 | 1.007 | 1.061 | 1.007 | 0 | 82.8228
| LCA | LA Basin | Average Weekday | September | SCE 1-in-2 | 17 | 1.3171 | 1.2731 | 0.55643 | 0.45245 | 0.023619 | 82.6383
| LCA | LA Basin | Average Weekday | September | SCE 1-in-2 | 18 | 1.5704 | 1.5142 | 1.1994 | 1.1021 | 0.11291 | 81.664
| LCA | LA Basin | Average Weekday | September | SCE 1-in-2 | 19 | 1.7049 | 1.6262 | 1.5573 | 1.3762 | 0.072757 | 79.8945
| LCA | LA Basin | Average Weekday | September | SCE 1-in-2 | 20 | 1.6601 | 1.5864 | 1.5524 | 1.4167 | 0.035237 | 76.92
| LCA | LA Basin | Average Weekday | September | SCE 1-in-2 | 21 | 1.6068 | 1.5497 | 1.5356 | 1.4166 | 0.042526 | 73.9258
| LCA | LA Basin | Average Weekday | September | SCE 1-in-2 | 22 | 1.5126 | 1.4635 | 1.8602 | 1.8909 | 0.060529 | 72.1597
| LCA | LA Basin | Average Weekday | September | SCE 1-in-2 | 23 | 1.3729 | 1.3418 | 1.417 | 1.4186 | 0.033512 | 70.9105
| LCA | LA Basin | Average Weekday | September | SCE 1-in-2 | 24 | 1.1655 | 1.1406 | 1.1924 | 1.1734 | 0.013428 | 69.8208
| LCA | LA Basin | Monthly System Peak Day | April | CAISO 1-in-10 | 1 | 1.2348 | 1.2079 | 1.2348 | 1.2079 | 0 | 72.8049
| LCA | LA Basin | Monthly System Peak Day | April | CAISO 1-in-10 | 2 | 0.96912 | 0.94861 | 0.96912 | 0.94861 | 0 | 70.4083
| LCA | LA Basin | Monthly System Peak Day | April | CAISO 1-in-10 | 3 | 0.80789 | 0.78861 | 0.80789 | 0.78861 | 0 | 68.5494
| LCA | LA Basin | Monthly System Peak Day | April | CAISO 1-in-10 | 4 | 0.70936 | 0.69147 | 0.70936 | 0.69147 | 0 | 67.1677
| LCA | LA Basin | Monthly System Peak Day | April | CAISO 1-in-10 | 5 | 0.6611 | 0.64604 | 0.6611 | 0.64604 | 0 | 67.348
| LCA | LA Basin | Monthly System Peak Day | April | CAISO 1-in-10 | 6 | 0.66681 | 0.66468 | 0.66681 | 0.66468 | 0 | 67.7308
| LCA | LA Basin | Monthly System Peak Day | April | CAISO 1-in-10 | 7 | 0.68363 | 0.71685 | 0.68363 | 0.71685 | 0 | 68.1618
| LCA | LA Basin | Monthly System Peak Day | April | CAISO 1-in-10 | 8 | 0.68017 | 0.70793 | 0.68017 | 0.70793 | 0 | 68.5571
| LCA | LA Basin | Monthly System Peak Day | April | CAISO 1-in-10 | 9 | 0.6428 | 0.62346 | 0.6428 | 0.62346 | 0 | 71.2656
| LCA | LA Basin | Monthly System Peak Day | April | CAISO 1-in-10 | 10 | 0.6219 | 0.59713 | 0.6219 | 0.59713 | 0 | 75.4472
| LCA | LA Basin | Monthly System Peak Day | April | CAISO 1-in-10 | 11 | 0.66829 | 0.64728 | 0.66829 | 0.64728 | 0 | 79.483
| LCA | LA Basin | Monthly System Peak Day | April | CAISO 1-in-10 | 12 | 0.8077 | 0.78065 | 0.8077 | 0.78065 | 0 | 83.3123
| LCA | LA Basin | Monthly System Peak Day | April | CAISO 1-in-10 | 13 | 1.0434 | 0.99496 | 1.0434 | 0.99496 | 0 | 86.1154
| LCA | LA Basin | Monthly System Peak Day | April | CAISO 1-in-10 | 14 | 1.3174 | 1.2612 | 1.3174 | 1.2612 | 0 | 88.0194
| LCA | LA Basin | Monthly System Peak Day | April | CAISO 1-in-10 | 15 | 1.59 | 1.5327 | 1.59 | 1.5327 | 0 | 89.3636
| LCA | LA Basin | Monthly System Peak Day | April | CAISO 1-in-10 | 16 | 1.8904 | 1.8363 | 1.8904 | 1.8363 | 0 | 90.6022
| LCA | LA Basin | Monthly System Peak Day | April | CAISO 1-in-10 | 17 | 2.1426 | 2.0987 | 1.2045 | 1.1006 | 0.015297 | 91.284
| LCA | LA Basin | Monthly System Peak Day | April | CAISO 1-in-10 | 18 | 2.3544 | 2.2982 | 1.7847 | 1.6873 | 0.058374 | 91.4517
| LCA | LA Basin | Monthly System Peak Day | April | CAISO 1-in-10 | 19 | 2.4333 | 2.3546 | 2.0976 | 1.9165 | 0.030155 | 90.7524
| LCA | LA Basin | Monthly System Peak Day | April | CAISO 1-in-10 | 20 | 2.354 | 2.2802 | 2.1007 | 1.965 | 0.011599 | 88.828
| LCA | LA Basin | Monthly System Peak Day | April | CAISO 1-in-10 | 21 | 2.2461 | 2.189 | 2.032 | 1.913 | 0.015882 | 85.6228
| LCA | LA Basin | Monthly System Peak Day | April | CAISO 1-in-10 | 22 | 2.0524 | 2.0033 | 2.4456 | 2.4763 | 0.024187 | 82.8396
| LCA | LA Basin | Monthly System Peak Day | April | CAISO 1-in-10 | 23 | 1.8293 | 1.7981 | 1.9711 | 1.9727 | 0.015229 | 80.055
| LCA | LA Basin | Monthly System Peak Day | April | CAISO 1-in-10 | 24 | 1.5601 | 1.5352 | 1.6362 | 1.6173 | 0.014273 | 77.1778
| LCA | LA Basin | Monthly System Peak Day | April | CAISO 1-in-2 | 1 | 0.82611 | 0.79914 | 0.82611 | 0.79914 | 0 | 63.4953
| LCA | LA Basin | Monthly System Peak Day | April | CAISO 1-in-2 | 2 | 0.71502 | 0.69451 | 0.71502 | 0.69451 | 0 | 62.2258
| LCA | LA Basin | Monthly System Peak Day | April | CAISO 1-in-2 | 3 | 0.64744 | 0.62816 | 0.64744 | 0.62816 | 0 | 61.4037
| LCA | LA Basin | Monthly System Peak Day | April | CAISO 1-in-2 | 4 | 0.60003 | 0.58215 | 0.60003 | 0.58215 | 0 | 60.538
| LCA | LA Basin | Monthly System Peak Day | April | CAISO 1-in-2 | 5 | 0.57347 | 0.55841 | 0.57347 | 0.55841 | 0 | 59.5258
| LCA | LA Basin | Monthly System Peak Day | April | CAISO 1-in-2 | 6 | 0.56845 | 0.56632 | 0.56845 | 0.56632 | 0 | 58.8947
| LCA | LA Basin | Monthly System Peak Day | April | CAISO 1-in-2 | 7 | 0.57887 | 0.61209 | 0.57887 | 0.61209 | 0 | 58.3159
| LCA | LA Basin | Monthly System Peak Day | April | CAISO 1-in-2 | 8 | 0.55569 | 0.58344 | 0.55569 | 0.58344 | 0 | 58.1849
| LCA | LA Basin | Monthly System Peak Day | April | CAISO 1-in-2 | 9 | 0.4504 | 0.43106 | 0.4504 | 0.43106 | 0 | 59.7768
| LCA | LA Basin | Monthly System Peak Day | April | CAISO 1-in-2 | 10 | 0.32529 | 0.30051 | 0.32529 | 0.30051 | 0 | 64.0123
| LCA | LA Basin | Monthly System Peak Day | April | CAISO 1-in-2 | 11 | 0.2466 | 0.22559 | 0.2466 | 0.22559 | 0 | 68.9524
| LCA | LA Basin | Monthly System Peak Day | April | CAISO 1-in-2 | 12 | 0.18674 | 0.15969 | 0.18674 | 0.15969 | 0 | 73.6506
| LCA | LA Basin | Monthly System Peak Day | April | CAISO 1-in-2 | 13 | 0.22048 | 0.17209 | 0.22048 | 0.17209 | 0 | 77.5451
| LCA | LA Basin | Monthly System Peak Day | April | CAISO 1-in-2 | 14 | 0.31999 | 0.26378 | 0.31999 | 0.26378 | 0 | 80.3018
| LCA | LA Basin | Monthly System Peak Day | April | CAISO 1-in-2 | 15 | 0.48006 | 0.42273 | 0.48006 | 0.42273 | 0 | 82.1223
| LCA | LA Basin | Monthly System Peak Day | April | CAISO 1-in-2 | 16 | 0.7051 | 0.65105 | 0.7051 | 0.65105 | 0 | 82.5979
| LCA | LA Basin | Monthly System Peak Day | April | CAISO 1-in-2 | 17 | 0.93181 | 0.88788 | 0.18174 | 0.077767 | 0.024419 | 82.1233
| LCA | LA Basin | Monthly System Peak Day | April | CAISO 1-in-2 | 18 | 1.16 | 1.1038 | 0.79431 | 0.69696 | 0.11452 | 81.4022
| LCA | LA Basin | Monthly System Peak Day | April | CAISO 1-in-2 | 19 | 1.3214 | 1.2426 | 1.1673 | 0.98618 | 0.071182 | 80.2677
| LCA | LA Basin | Monthly System Peak Day | April | CAISO 1-in-2 | 20 | 1.3805 | 1.3068 | 1.2635 | 1.1278 | 0.033411 | 77.6799
| LCA | LA Basin | Monthly System Peak Day | April | CAISO 1-in-2 | 21 | 1.3557 | 1.2985 | 1.2917 | 1.1727 | 0.043987 | 73.331
| LCA | LA Basin | Monthly System Peak Day | April | CAISO 1-in-2 | 22 | 1.2626 | 1.2135 | 1.5977 | 1.6284 | 0.073919 | 69.2124
| LCA | LA Basin | Monthly System Peak Day | April | CAISO 1-in-2 | 23 | 1.1627 | 1.1315 | 1.1627 | 1.1582 | 0 | 66.2147
| LCA | LA Basin | Monthly System Peak Day | April | CAISO 1-in-2 | 24 | 0.98818 | 0.96325 | 0.98818 | 0.96325 | 0 | 64.2389
| LCA | LA Basin | Monthly System Peak Day | April | SCE 1-in-10 | 1 | 1.2034 | 1.1764 | 1.2034 | 1.1764 | 0 | 72.2537
| LCA | LA Basin | Monthly System Peak Day | April | SCE 1-in-10 | 2 | 0.98656 | 0.96605 | 0.98656 | 0.96605 | 0 | 70.6976
| LCA | LA Basin | Monthly System Peak Day | April | SCE 1-in-10 | 3 | 0.84755 | 0.82827 | 0.84755 | 0.82827 | 0 | 69.6869
| LCA | LA Basin | Monthly System Peak Day | April | SCE 1-in-10 | 4 | 0.71782 | 0.69994 | 0.71782 | 0.69994 | 0 | 67.8133
| LCA | LA Basin | Monthly System Peak Day | April | SCE 1-in-10 | 5 | 0.6554 | 0.64034 | 0.6554 | 0.64034 | 0 | 66.6753
| LCA | LA Basin | Monthly System Peak Day | April | SCE 1-in-10 | 6 | 0.62908 | 0.62695 | 0.62908 | 0.62695 | 0 | 65.8024
| LCA | LA Basin | Monthly System Peak Day | April | SCE 1-in-10 | 7 | 0.61419 | 0.6474 | 0.61419 | 0.6474 | 0 | 64.9673
| LCA | LA Basin | Monthly System Peak Day | April | SCE 1-in-10 | 8 | 0.59013 | 0.61788 | 0.59013 | 0.61788 | 0 | 64.9064
| LCA | LA Basin | Monthly System Peak Day | April | SCE 1-in-10 | 9 | 0.551 | 0.53166 | 0.551 | 0.53166 | 0 | 68.1744
| LCA | LA Basin | Monthly System Peak Day | April | SCE 1-in-10 | 10 | 0.54485 | 0.52008 | 0.54485 | 0.52008 | 0 | 73.7413
| LCA | LA Basin | Monthly System Peak Day | April | SCE 1-in-10 | 11 | 0.4846 | 0.46359 | 0.4846 | 0.46359 | 0 | 78.7367
| LCA | LA Basin | Monthly System Peak Day | April | SCE 1-in-10 | 12 | 0.5382 | 0.51115 | 0.5382 | 0.51115 | 0 | 83.242
| LCA | LA Basin | Monthly System Peak Day | April | SCE 1-in-10 | 13 | 0.72952 | 0.68113 | 0.72952 | 0.68113 | 0 | 85.9148
| LCA | LA Basin | Monthly System Peak Day | April | SCE 1-in-10 | 14 | 0.96807 | 0.91186 | 0.96807 | 0.91186 | 0 | 87.3824
| LCA | LA Basin | Monthly System Peak Day | April | SCE 1-in-10 | 15 | 1.2213 | 1.164 | 1.2213 | 1.164 | 0 | 88.2986
| LCA | LA Basin | Monthly System Peak Day | April | SCE 1-in-10 | 16 | 1.5107 | 1.4567 | 1.5107 | 1.4567 | 0 | 89.0078
| LCA | LA Basin | Monthly System Peak Day | April | SCE 1-in-10 | 17 | 1.7633 | 1.7194 | 0.86873 | 0.76475 | 0.01604 | 89.1627
| LCA | LA Basin | Monthly System Peak Day | April | SCE 1-in-10 | 18 | 1.9813 | 1.9251 | 1.4642 | 1.3668 | 0.071049 | 88.8624
| LCA | LA Basin | Monthly System Peak Day | April | SCE 1-in-10 | 19 | 2.0913 | 2.0125 | 1.8266 | 1.6455 | 0.045026 | 86.6477
| LCA | LA Basin | Monthly System Peak Day | April | SCE 1-in-10 | 20 | 2.0258 | 1.952 | 1.86 | 1.7244 | 0.024103 | 81.6642
| LCA | LA Basin | Monthly System Peak Day | April | SCE 1-in-10 | 21 | 1.9252 | 1.868 | 1.8302 | 1.7112 | 0.037785 | 75.8675
| LCA | LA Basin | Monthly System Peak Day | April | SCE 1-in-10 | 22 | 1.8159 | 1.7667 | 2.1668 | 2.1976 | 0.057014 | 72.9507
| LCA | LA Basin | Monthly System Peak Day | April | SCE 1-in-10 | 23 | 1.6444 | 1.6132 | 1.6911 | 1.6928 | 0.032845 | 71.16
| LCA | LA Basin | Monthly System Peak Day | April | SCE 1-in-10 | 24 | 1.3631 | 1.3381 | 1.3889 | 1.3699 | 0.012889 | 69.6597
| LCA | LA Basin | Monthly System Peak Day | April | SCE 1-in-2 | 1 | 0.89962 | 0.87265 | 0.89962 | 0.87265 | 0 | 65.9103
| LCA | LA Basin | Monthly System Peak Day | April | SCE 1-in-2 | 2 | 0.77132 | 0.75081 | 0.77132 | 0.75081 | 0 | 64.7526
| LCA | LA Basin | Monthly System Peak Day | April | SCE 1-in-2 | 3 | 0.68707 | 0.66779 | 0.68707 | 0.66779 | 0 | 63.7401
| LCA | LA Basin | Monthly System Peak Day | April | SCE 1-in-2 | 4 | 0.62947 | 0.61158 | 0.62947 | 0.61158 | 0 | 62.6475
| LCA | LA Basin | Monthly System Peak Day | April | SCE 1-in-2 | 5 | 0.59151 | 0.57644 | 0.59151 | 0.57644 | 0 | 61.6504
| LCA | LA Basin | Monthly System Peak Day | April | SCE 1-in-2 | 6 | 0.57849 | 0.57636 | 0.57849 | 0.57636 | 0 | 60.843
| LCA | LA Basin | Monthly System Peak Day | April | SCE 1-in-2 | 7 | 0.58275 | 0.61597 | 0.58275 | 0.61597 | 0 | 60.3778
| LCA | LA Basin | Monthly System Peak Day | April | SCE 1-in-2 | 8 | 0.55762 | 0.58537 | 0.55762 | 0.58537 | 0 | 60.3363
| LCA | LA Basin | Monthly System Peak Day | April | SCE 1-in-2 | 9 | 0.46995 | 0.45062 | 0.46995 | 0.45062 | 0 | 62.4777
| LCA | LA Basin | Monthly System Peak Day | April | SCE 1-in-2 | 10 | 0.36107 | 0.3363 | 0.36107 | 0.3363 | 0 | 66.998
| LCA | LA Basin | Monthly System Peak Day | April | SCE 1-in-2 | 11 | 0.3052 | 0.28419 | 0.3052 | 0.28419 | 0 | 72.4252
| LCA | LA Basin | Monthly System Peak Day | April | SCE 1-in-2 | 12 | 0.27305 | 0.246 | 0.27305 | 0.246 | 0 | 77.3877
| LCA | LA Basin | Monthly System Peak Day | April | SCE 1-in-2 | 13 | 0.35434 | 0.30594 | 0.35434 | 0.30594 | 0 | 81.3617
| LCA | LA Basin | Monthly System Peak Day | April | SCE 1-in-2 | 14 | 0.51192 | 0.45571 | 0.51192 | 0.45571 | 0 | 83.7988
| LCA | LA Basin | Monthly System Peak Day | April | SCE 1-in-2 | 15 | 0.72308 | 0.66576 | 0.72308 | 0.66576 | 0 | 85.0225
| LCA | LA Basin | Monthly System Peak Day | April | SCE 1-in-2 | 16 | 0.99024 | 0.93619 | 0.99024 | 0.93619 | 0 | 85.4324
| LCA | LA Basin | Monthly System Peak Day | April | SCE 1-in-2 | 17 | 1.241 | 1.1971 | 0.44241 | 0.33843 | 0.020915 | 84.4893
| LCA | LA Basin | Monthly System Peak Day | April | SCE 1-in-2 | 18 | 1.4738 | 1.4176 | 1.0495 | 0.95216 | 0.096972 | 84.2904
| LCA | LA Basin | Monthly System Peak Day | April | SCE 1-in-2 | 19 | 1.6125 | 1.5338 | 1.4118 | 1.2307 | 0.059932 | 82.9582
| LCA | LA Basin | Monthly System Peak Day | April | SCE 1-in-2 | 20 | 1.6184 | 1.5446 | 1.4698 | 1.3341 | 0.027309 | 80.2633
| LCA | LA Basin | Monthly System Peak Day | April | SCE 1-in-2 | 21 | 1.569 | 1.5119 | 1.4706 | 1.3516 | 0.037087 | 76.1549
| LCA | LA Basin | Monthly System Peak Day | April | SCE 1-in-2 | 22 | 1.4565 | 1.4073 | 1.8081 | 1.8388 | 0.0563 | 73.1127
| LCA | LA Basin | Monthly System Peak Day | April | SCE 1-in-2 | 23 | 1.3245 | 1.2933 | 1.3685 | 1.3701 | 0.03351 | 70.9112
| LCA | LA Basin | Monthly System Peak Day | April | SCE 1-in-2 | 24 | 1.1258 | 1.1009 | 1.1417 | 1.1227 | 0.007949 | 68.1843
| LCA | LA Basin | Monthly System Peak Day | August | CAISO 1-in-10 | 1 | 1.4015 | 1.3746 | 1.4015 | 1.3746 | 0 | 76.0091
| LCA | LA Basin | Monthly System Peak Day | August | CAISO 1-in-10 | 2 | 1.1786 | 1.1581 | 1.1786 | 1.1581 | 0 | 75.1181
| LCA | LA Basin | Monthly System Peak Day | August | CAISO 1-in-10 | 3 | 1.0324 | 1.0131 | 1.0324 | 1.0131 | 0 | 74.4592
| LCA | LA Basin | Monthly System Peak Day | August | CAISO 1-in-10 | 4 | 0.92719 | 0.9093 | 0.92719 | 0.9093 | 0 | 73.8643
| LCA | LA Basin | Monthly System Peak Day | August | CAISO 1-in-10 | 5 | 0.84677 | 0.83171 | 0.84677 | 0.83171 | 0 | 73.1315
| LCA | LA Basin | Monthly System Peak Day | August | CAISO 1-in-10 | 6 | 0.80104 | 0.79891 | 0.80104 | 0.79891 | 0 | 72.5996
| LCA | LA Basin | Monthly System Peak Day | August | CAISO 1-in-10 | 7 | 0.77987 | 0.81309 | 0.77987 | 0.81309 | 0 | 72.2846
| LCA | LA Basin | Monthly System Peak Day | August | CAISO 1-in-10 | 8 | 0.76599 | 0.79374 | 0.76599 | 0.79374 | 0 | 72.076
| LCA | LA Basin | Monthly System Peak Day | August | CAISO 1-in-10 | 9 | 0.73053 | 0.71119 | 0.73053 | 0.71119 | 0 | 74.2544
| LCA | LA Basin | Monthly System Peak Day | August | CAISO 1-in-10 | 10 | 0.73786 | 0.71309 | 0.73786 | 0.71309 | 0 | 78.3992
| LCA | LA Basin | Monthly System Peak Day | August | CAISO 1-in-10 | 11 | 0.87468 | 0.85367 | 0.87468 | 0.85367 | 0 | 83.3957
| LCA | LA Basin | Monthly System Peak Day | August | CAISO 1-in-10 | 12 | 1.0819 | 1.0549 | 1.0819 | 1.0549 | 0 | 88.2283
| LCA | LA Basin | Monthly System Peak Day | August | CAISO 1-in-10 | 13 | 1.3975 | 1.3491 | 1.3975 | 1.3491 | 0 | 91.592
| LCA | LA Basin | Monthly System Peak Day | August | CAISO 1-in-10 | 14 | 1.7398 | 1.6836 | 1.7398 | 1.6836 | 0 | 94.418
| LCA | LA Basin | Monthly System Peak Day | August | CAISO 1-in-10 | 15 | 2.0642 | 2.0069 | 2.0642 | 2.0069 | 0 | 95.4346
| LCA | LA Basin | Monthly System Peak Day | August | CAISO 1-in-10 | 16 | 2.3914 | 2.3373 | 2.3914 | 2.3373 | 0 | 95.3264
| LCA | LA Basin | Monthly System Peak Day | August | CAISO 1-in-10 | 17 | 2.639 | 2.5951 | 1.6252 | 1.5212 | 0.016749 | 94.9737
| LCA | LA Basin | Monthly System Peak Day | August | CAISO 1-in-10 | 18 | 2.8436 | 2.7875 | 2.2192 | 2.1219 | 0.048318 | 94.1465
| LCA | LA Basin | Monthly System Peak Day | August | CAISO 1-in-10 | 19 | 2.8954 | 2.8167 | 2.5273 | 2.3462 | 0.02485 | 92.6206
| LCA | LA Basin | Monthly System Peak Day | August | CAISO 1-in-10 | 20 | 2.744 | 2.6702 | 2.4731 | 2.3374 | 0.011175 | 90.2701
| LCA | LA Basin | Monthly System Peak Day | August | CAISO 1-in-10 | 21 | 2.591 | 2.5338 | 2.3724 | 2.2534 | 0.015249 | 85.9805
| LCA | LA Basin | Monthly System Peak Day | August | CAISO 1-in-10 | 22 | 2.3955 | 2.3464 | 2.7886 | 2.8193 | 0.024196 | 82.8272
| LCA | LA Basin | Monthly System Peak Day | August | CAISO 1-in-10 | 23 | 2.1298 | 2.0986 | 2.2851 | 2.2868 | 0.015063 | 81.3238
| LCA | LA Basin | Monthly System Peak Day | August | CAISO 1-in-10 | 24 | 1.7925 | 1.7676 | 1.888 | 1.8691 | 0.013871 | 80.0667
| LCA | LA Basin | Monthly System Peak Day | August | CAISO 1-in-2 | 1 | 1.5317 | 1.5047 | 1.5317 | 1.5047 | 0 | 78.4395
| LCA | LA Basin | Monthly System Peak Day | August | CAISO 1-in-2 | 2 | 1.3 | 1.2795 | 1.3 | 1.2795 | 0 | 77.4888
| LCA | LA Basin | Monthly System Peak Day | August | CAISO 1-in-2 | 3 | 1.1418 | 1.1226 | 1.1418 | 1.1226 | 0 | 76.8548
| LCA | LA Basin | Monthly System Peak Day | August | CAISO 1-in-2 | 4 | 1.0139 | 0.99602 | 1.0139 | 0.99602 | 0 | 76.09
| LCA | LA Basin | Monthly System Peak Day | August | CAISO 1-in-2 | 5 | 0.92575 | 0.91069 | 0.92575 | 0.91069 | 0 | 75.5082
| LCA | LA Basin | Monthly System Peak Day | August | CAISO 1-in-2 | 6 | 0.87082 | 0.86869 | 0.87082 | 0.86869 | 0 | 74.9939
| LCA | LA Basin | Monthly System Peak Day | August | CAISO 1-in-2 | 7 | 0.84265 | 0.87587 | 0.84265 | 0.87587 | 0 | 74.5183
| LCA | LA Basin | Monthly System Peak Day | August | CAISO 1-in-2 | 8 | 0.8528 | 0.88056 | 0.8528 | 0.88056 | 0 | 74.6504
| LCA | LA Basin | Monthly System Peak Day | August | CAISO 1-in-2 | 9 | 0.82701 | 0.80767 | 0.82701 | 0.80767 | 0 | 76.6591
| LCA | LA Basin | Monthly System Peak Day | August | CAISO 1-in-2 | 10 | 0.77749 | 0.75271 | 0.77749 | 0.75271 | 0 | 80.4515
| LCA | LA Basin | Monthly System Peak Day | August | CAISO 1-in-2 | 11 | 0.84098 | 0.81997 | 0.84098 | 0.81997 | 0 | 84.5055
| LCA | LA Basin | Monthly System Peak Day | August | CAISO 1-in-2 | 12 | 1.0523 | 1.0253 | 1.0523 | 1.0253 | 0 | 88.416
| LCA | LA Basin | Monthly System Peak Day | August | CAISO 1-in-2 | 13 | 1.375 | 1.3266 | 1.375 | 1.3266 | 0 | 90.9213
| LCA | LA Basin | Monthly System Peak Day | August | CAISO 1-in-2 | 14 | 1.7208 | 1.6646 | 1.7208 | 1.6646 | 0 | 92.3579
| LCA | LA Basin | Monthly System Peak Day | August | CAISO 1-in-2 | 15 | 2.0356 | 1.9782 | 2.0356 | 1.9782 | 0 | 92.8256
| LCA | LA Basin | Monthly System Peak Day | August | CAISO 1-in-2 | 16 | 2.3526 | 2.2985 | 2.3526 | 2.2985 | 0 | 92.7163
| LCA | LA Basin | Monthly System Peak Day | August | CAISO 1-in-2 | 17 | 2.5995 | 2.5556 | 1.6484 | 1.5444 | 0.015301 | 91.9181
| LCA | LA Basin | Monthly System Peak Day | August | CAISO 1-in-2 | 18 | 2.8298 | 2.7737 | 2.2977 | 2.2003 | 0.067224 | 89.601
| LCA | LA Basin | Monthly System Peak Day | August | CAISO 1-in-2 | 19 | 2.8851 | 2.8064 | 2.6034 | 2.4223 | 0.041224 | 87.6321
| LCA | LA Basin | Monthly System Peak Day | August | CAISO 1-in-2 | 20 | 2.6947 | 2.621 | 2.4761 | 2.3405 | 0.01524 | 85.9857
| LCA | LA Basin | Monthly System Peak Day | August | CAISO 1-in-2 | 21 | 2.5499 | 2.4927 | 2.3638 | 2.2448 | 0.020451 | 83.3266
| LCA | LA Basin | Monthly System Peak Day | August | CAISO 1-in-2 | 22 | 2.3747 | 2.3255 | 2.7615 | 2.7922 | 0.026234 | 81.3709
| LCA | LA Basin | Monthly System Peak Day | August | CAISO 1-in-2 | 23 | 2.1143 | 2.0831 | 2.2573 | 2.259 | 0.015175 | 80.169
| LCA | LA Basin | Monthly System Peak Day | August | CAISO 1-in-2 | 24 | 1.7728 | 1.7479 | 1.8616 | 1.8426 | 0.013527 | 79.0697
| LCA | LA Basin | Monthly System Peak Day | August | SCE 1-in-10 | 1 | 1.5601 | 1.5331 | 1.5601 | 1.5331 | 0 | 78.9929
| LCA | LA Basin | Monthly System Peak Day | August | SCE 1-in-10 | 2 | 1.3074 | 1.2869 | 1.3074 | 1.2869 | 0 | 77.8164
| LCA | LA Basin | Monthly System Peak Day | August | SCE 1-in-10 | 3 | 1.1348 | 1.1155 | 1.1348 | 1.1155 | 0 | 76.8936
| LCA | LA Basin | Monthly System Peak Day | August | SCE 1-in-10 | 4 | 1.0012 | 0.98329 | 1.0012 | 0.98329 | 0 | 75.8894
| LCA | LA Basin | Monthly System Peak Day | August | SCE 1-in-10 | 5 | 0.908 | 0.89293 | 0.908 | 0.89293 | 0 | 75.0179
| LCA | LA Basin | Monthly System Peak Day | August | SCE 1-in-10 | 6 | 0.84988 | 0.84775 | 0.84988 | 0.84775 | 0 | 74.2611
| LCA | LA Basin | Monthly System Peak Day | August | SCE 1-in-10 | 7 | 0.81497 | 0.84819 | 0.81497 | 0.84819 | 0 | 73.5613
| LCA | LA Basin | Monthly System Peak Day | August | SCE 1-in-10 | 8 | 0.81398 | 0.84173 | 0.81398 | 0.84173 | 0 | 73.634
| LCA | LA Basin | Monthly System Peak Day | August | SCE 1-in-10 | 9 | 0.79588 | 0.77654 | 0.79588 | 0.77654 | 0 | 76.1918
| LCA | LA Basin | Monthly System Peak Day | August | SCE 1-in-10 | 10 | 0.81811 | 0.79334 | 0.81811 | 0.79334 | 0 | 81.1136
| LCA | LA Basin | Monthly System Peak Day | August | SCE 1-in-10 | 11 | 0.93655 | 0.91554 | 0.93655 | 0.91554 | 0 | 86.781
| LCA | LA Basin | Monthly System Peak Day | August | SCE 1-in-10 | 12 | 1.1941 | 1.167 | 1.1941 | 1.167 | 0 | 90.3353
| LCA | LA Basin | Monthly System Peak Day | August | SCE 1-in-10 | 13 | 1.57 | 1.5216 | 1.57 | 1.5216 | 0 | 91.7508
| LCA | LA Basin | Monthly System Peak Day | August | SCE 1-in-10 | 14 | 1.9431 | 1.8869 | 1.9431 | 1.8869 | 0 | 93.2032
| LCA | LA Basin | Monthly System Peak Day | August | SCE 1-in-10 | 15 | 2.2689 | 2.2115 | 2.2689 | 2.2115 | 0 | 94.794
| LCA | LA Basin | Monthly System Peak Day | August | SCE 1-in-10 | 16 | 2.5978 | 2.5438 | 2.5978 | 2.5438 | 0 | 96.3439
| LCA | LA Basin | Monthly System Peak Day | August | SCE 1-in-10 | 17 | 2.8443 | 2.8004 | 1.8037 | 1.6997 | 0.017982 | 96.2758
| LCA | LA Basin | Monthly System Peak Day | August | SCE 1-in-10 | 18 | 3.0439 | 2.9877 | 2.3871 | 2.2897 | 0.044776 | 95.7391
| LCA | LA Basin | Monthly System Peak Day | August | SCE 1-in-10 | 19 | 3.0821 | 3.0033 | 2.6834 | 2.5023 | 0.021609 | 94.3806
| LCA | LA Basin | Monthly System Peak Day | August | SCE 1-in-10 | 20 | 2.9083 | 2.8345 | 2.6234 | 2.4878 | 0.011672 | 91.4089
| LCA | LA Basin | Monthly System Peak Day | August | SCE 1-in-10 | 21 | 2.7442 | 2.687 | 2.5033 | 2.3843 | 0.012551 | 87.8101
| LCA | LA Basin | Monthly System Peak Day | August | SCE 1-in-10 | 22 | 2.5327 | 2.4836 | 2.9337 | 2.9644 | 0.02449 | 84.6796
| LCA | LA Basin | Monthly System Peak Day | August | SCE 1-in-10 | 23 | 2.2517 | 2.2205 | 2.4171 | 2.4188 | 0.015554 | 82.2674
| LCA | LA Basin | Monthly System Peak Day | August | SCE 1-in-10 | 24 | 1.8871 | 1.8622 | 1.9878 | 1.9688 | 0.014469 | 80.8382
| LCA | LA Basin | Monthly System Peak Day | August | SCE 1-in-2 | 1 | 1.5066 | 1.4796 | 1.5066 | 1.4796 | 0 | 77.9757
| LCA | LA Basin | Monthly System Peak Day | August | SCE 1-in-2 | 2 | 1.2731 | 1.2526 | 1.2731 | 1.2526 | 0 | 76.9361
| LCA | LA Basin | Monthly System Peak Day | August | SCE 1-in-2 | 3 | 1.1171 | 1.0979 | 1.1171 | 1.0979 | 0 | 76.2856
| LCA | LA Basin | Monthly System Peak Day | August | SCE 1-in-2 | 4 | 0.98698 | 0.96909 | 0.98698 | 0.96909 | 0 | 75.3817
| LCA | LA Basin | Monthly System Peak Day | August | SCE 1-in-2 | 5 | 0.90059 | 0.88553 | 0.90059 | 0.88553 | 0 | 74.7509
| LCA | LA Basin | Monthly System Peak Day | August | SCE 1-in-2 | 6 | 0.85206 | 0.84993 | 0.85206 | 0.84993 | 0 | 74.3611
| LCA | LA Basin | Monthly System Peak Day | August | SCE 1-in-2 | 7 | 0.82484 | 0.85806 | 0.82484 | 0.85806 | 0 | 73.8822
| LCA | LA Basin | Monthly System Peak Day | August | SCE 1-in-2 | 8 | 0.83106 | 0.85881 | 0.83106 | 0.85881 | 0 | 73.9805
| LCA | LA Basin | Monthly System Peak Day | August | SCE 1-in-2 | 9 | 0.80058 | 0.78124 | 0.80058 | 0.78124 | 0 | 75.9363
| LCA | LA Basin | Monthly System Peak Day | August | SCE 1-in-2 | 10 | 0.75998 | 0.73521 | 0.75998 | 0.73521 | 0 | 79.8222
| LCA | LA Basin | Monthly System Peak Day | August | SCE 1-in-2 | 11 | 0.83054 | 0.80953 | 0.83054 | 0.80953 | 0 | 83.7196
| LCA | LA Basin | Monthly System Peak Day | August | SCE 1-in-2 | 12 | 1.0463 | 1.0192 | 1.0463 | 1.0192 | 0 | 87.0955
| LCA | LA Basin | Monthly System Peak Day | August | SCE 1-in-2 | 13 | 1.3595 | 1.3111 | 1.3595 | 1.3111 | 0 | 89.3851
| LCA | LA Basin | Monthly System Peak Day | August | SCE 1-in-2 | 14 | 1.6891 | 1.6329 | 1.6891 | 1.6329 | 0 | 91.4196
| LCA | LA Basin | Monthly System Peak Day | August | SCE 1-in-2 | 15 | 1.9945 | 1.9371 | 1.9945 | 1.9371 | 0 | 92.9575
| LCA | LA Basin | Monthly System Peak Day | August | SCE 1-in-2 | 16 | 2.3111 | 2.257 | 2.3111 | 2.257 | 0 | 92.9495
| LCA | LA Basin | Monthly System Peak Day | August | SCE 1-in-2 | 17 | 2.5582 | 2.5142 | 1.5981 | 1.4941 | 0.015366 | 92.3535
| LCA | LA Basin | Monthly System Peak Day | August | SCE 1-in-2 | 18 | 2.7812 | 2.725 | 2.2262 | 2.1289 | 0.061707 | 90.7247
| LCA | LA Basin | Monthly System Peak Day | August | SCE 1-in-2 | 19 | 2.8372 | 2.7584 | 2.5276 | 2.3465 | 0.035276 | 89.2422
| LCA | LA Basin | Monthly System Peak Day | August | SCE 1-in-2 | 20 | 2.6705 | 2.5968 | 2.4322 | 2.2966 | 0.012802 | 87.6014
| LCA | LA Basin | Monthly System Peak Day | August | SCE 1-in-2 | 21 | 2.5261 | 2.4689 | 2.3299 | 2.2109 | 0.018732 | 84.15
| LCA | LA Basin | Monthly System Peak Day | August | SCE 1-in-2 | 22 | 2.3465 | 2.2973 | 2.7319 | 2.7626 | 0.026977 | 81.0219
| LCA | LA Basin | Monthly System Peak Day | August | SCE 1-in-2 | 23 | 2.0947 | 2.0635 | 2.2256 | 2.2273 | 0.016022 | 79.0403
| LCA | LA Basin | Monthly System Peak Day | August | SCE 1-in-2 | 24 | 1.7482 | 1.7233 | 1.8269 | 1.808 | 0.013974 | 77.5681
| LCA | LA Basin | Monthly System Peak Day | December | CAISO 1-in-10 | 1 | 0.87879 | 0.85182 | 0.87879 | 0.85182 | 0 | 43.4244
| LCA | LA Basin | Monthly System Peak Day | December | CAISO 1-in-10 | 2 | 0.80229 | 0.78178 | 0.80229 | 0.78178 | 0 | 42.4346
| LCA | LA Basin | Monthly System Peak Day | December | CAISO 1-in-10 | 3 | 0.75138 | 0.7321 | 0.75138 | 0.7321 | 0 | 41.3431
| LCA | LA Basin | Monthly System Peak Day | December | CAISO 1-in-10 | 4 | 0.72318 | 0.70529 | 0.72318 | 0.70529 | 0 | 40.5844
| LCA | LA Basin | Monthly System Peak Day | December | CAISO 1-in-10 | 5 | 0.7222 | 0.70714 | 0.7222 | 0.70714 | 0 | 39.7457
| LCA | LA Basin | Monthly System Peak Day | December | CAISO 1-in-10 | 6 | 0.74854 | 0.74641 | 0.74854 | 0.74641 | 0 | 38.8651
| LCA | LA Basin | Monthly System Peak Day | December | CAISO 1-in-10 | 7 | 0.80865 | 0.84187 | 0.80865 | 0.84187 | 0 | 38.3298
| LCA | LA Basin | Monthly System Peak Day | December | CAISO 1-in-10 | 8 | 0.7833 | 0.81106 | 0.7833 | 0.81106 | 0 | 38.6658
| LCA | LA Basin | Monthly System Peak Day | December | CAISO 1-in-10 | 9 | 0.64471 | 0.62537 | 0.64471 | 0.62537 | 0 | 39.8441
| LCA | LA Basin | Monthly System Peak Day | December | CAISO 1-in-10 | 10 | 0.48691 | 0.46213 | 0.48691 | 0.46213 | 0 | 43.9809
| LCA | LA Basin | Monthly System Peak Day | December | CAISO 1-in-10 | 11 | 0.38119 | 0.36018 | 0.38119 | 0.36018 | 0 | 48.5804
| LCA | LA Basin | Monthly System Peak Day | December | CAISO 1-in-10 | 12 | 0.33367 | 0.30662 | 0.33367 | 0.30662 | 0 | 51.1675
| LCA | LA Basin | Monthly System Peak Day | December | CAISO 1-in-10 | 13 | 0.33321 | 0.28482 | 0.33321 | 0.28482 | 0 | 52.1993
| LCA | LA Basin | Monthly System Peak Day | December | CAISO 1-in-10 | 14 | 0.36679 | 0.31058 | 0.36679 | 0.31058 | 0 | 53.3779
| LCA | LA Basin | Monthly System Peak Day | December | CAISO 1-in-10 | 15 | 0.44712 | 0.3898 | 0.44712 | 0.3898 | 0 | 54.3619
| LCA | LA Basin | Monthly System Peak Day | December | CAISO 1-in-10 | 16 | 0.58474 | 0.53069 | 0.58474 | 0.53069 | 0 | 54.7195
| LCA | LA Basin | Monthly System Peak Day | December | CAISO 1-in-10 | 17 | 0.77091 | 0.72698 | 0.77091 | 0.72698 | 0 | 54.3937
| LCA | LA Basin | Monthly System Peak Day | December | CAISO 1-in-10 | 18 | 1.0326 | 0.97647 | 1.0326 | 0.97647 | 0 | 52.4817
| LCA | LA Basin | Monthly System Peak Day | December | CAISO 1-in-10 | 19 | 1.2075 | 1.1288 | 1.2075 | 1.1288 | 0 | 50.2731
| LCA | LA Basin | Monthly System Peak Day | December | CAISO 1-in-10 | 20 | 1.2293 | 1.1555 | 1.2293 | 1.1555 | 0 | 49.233
| LCA | LA Basin | Monthly System Peak Day | December | CAISO 1-in-10 | 21 | 1.2062 | 1.1491 | 1.2062 | 1.1491 | 0 | 47.8841
| LCA | LA Basin | Monthly System Peak Day | December | CAISO 1-in-10 | 22 | 1.1485 | 1.0993 | 1.1485 | 1.0993 | 0 | 46.2562
| LCA | LA Basin | Monthly System Peak Day | December | CAISO 1-in-10 | 23 | 1.085 | 1.0538 | 1.085 | 1.0538 | 0 | 45.5823
| LCA | LA Basin | Monthly System Peak Day | December | CAISO 1-in-10 | 24 | 0.9687 | 0.94377 | 0.9687 | 0.94377 | 0 | 45.1799
| LCA | LA Basin | Monthly System Peak Day | December | CAISO 1-in-2 | 1 | 0.79186 | 0.76489 | 0.79186 | 0.76489 | 0 | 49.7918
| LCA | LA Basin | Monthly System Peak Day | December | CAISO 1-in-2 | 2 | 0.71497 | 0.69446 | 0.71497 | 0.69446 | 0 | 48.5145
| LCA | LA Basin | Monthly System Peak Day | December | CAISO 1-in-2 | 3 | 0.6628 | 0.64352 | 0.6628 | 0.64352 | 0 | 47.8933
| LCA | LA Basin | Monthly System Peak Day | December | CAISO 1-in-2 | 4 | 0.63115 | 0.61326 | 0.63115 | 0.61326 | 0 | 47.2751
| LCA | LA Basin | Monthly System Peak Day | December | CAISO 1-in-2 | 5 | 0.623 | 0.60794 | 0.623 | 0.60794 | 0 | 46.7762
| LCA | LA Basin | Monthly System Peak Day | December | CAISO 1-in-2 | 6 | 0.64222 | 0.64009 | 0.64222 | 0.64009 | 0 | 46.4993
| LCA | LA Basin | Monthly System Peak Day | December | CAISO 1-in-2 | 7 | 0.69419 | 0.72741 | 0.69419 | 0.72741 | 0 | 46.1741
| LCA | LA Basin | Monthly System Peak Day | December | CAISO 1-in-2 | 8 | 0.6817 | 0.70946 | 0.6817 | 0.70946 | 0 | 46.0184
| LCA | LA Basin | Monthly System Peak Day | December | CAISO 1-in-2 | 9 | 0.56025 | 0.54091 | 0.56025 | 0.54091 | 0 | 46.9003
| LCA | LA Basin | Monthly System Peak Day | December | CAISO 1-in-2 | 10 | 0.41426 | 0.38948 | 0.41426 | 0.38948 | 0 | 50.5368
| LCA | LA Basin | Monthly System Peak Day | December | CAISO 1-in-2 | 11 | 0.30659 | 0.28558 | 0.30659 | 0.28558 | 0 | 55.2586
| LCA | LA Basin | Monthly System Peak Day | December | CAISO 1-in-2 | 12 | 0.24997 | 0.22292 | 0.24997 | 0.22292 | 0 | 59.5704
| LCA | LA Basin | Monthly System Peak Day | December | CAISO 1-in-2 | 13 | 0.25391 | 0.20552 | 0.25391 | 0.20552 | 0 | 62.9513
| LCA | LA Basin | Monthly System Peak Day | December | CAISO 1-in-2 | 14 | 0.27756 | 0.22135 | 0.27756 | 0.22135 | 0 | 64.7677
| LCA | LA Basin | Monthly System Peak Day | December | CAISO 1-in-2 | 15 | 0.34815 | 0.29083 | 0.34815 | 0.29083 | 0 | 65.0021
| LCA | LA Basin | Monthly System Peak Day | December | CAISO 1-in-2 | 16 | 0.47432 | 0.42027 | 0.47432 | 0.42027 | 0 | 64.8054
| LCA | LA Basin | Monthly System Peak Day | December | CAISO 1-in-2 | 17 | 0.64516 | 0.60123 | 0.64516 | 0.60123 | 0 | 64.0267
| LCA | LA Basin | Monthly System Peak Day | December | CAISO 1-in-2 | 18 | 0.89503 | 0.83886 | 0.89503 | 0.83886 | 0 | 61.5137
| LCA | LA Basin | Monthly System Peak Day | December | CAISO 1-in-2 | 19 | 1.0677 | 0.98901 | 1.0677 | 0.98901 | 0 | 59.3472
| LCA | LA Basin | Monthly System Peak Day | December | CAISO 1-in-2 | 20 | 1.1205 | 1.0467 | 1.1205 | 1.0467 | 0 | 57.5745
| LCA | LA Basin | Monthly System Peak Day | December | CAISO 1-in-2 | 21 | 1.1106 | 1.0535 | 1.1106 | 1.0535 | 0 | 56.0271
| LCA | LA Basin | Monthly System Peak Day | December | CAISO 1-in-2 | 22 | 1.0518 | 1.0027 | 1.0518 | 1.0027 | 0 | 54.3253
| LCA | LA Basin | Monthly System Peak Day | December | CAISO 1-in-2 | 23 | 0.98845 | 0.95726 | 0.98845 | 0.95726 | 0 | 53.2198
| LCA | LA Basin | Monthly System Peak Day | December | CAISO 1-in-2 | 24 | 0.87287 | 0.84794 | 0.87287 | 0.84794 | 0 | 51.9855
| LCA | LA Basin | Monthly System Peak Day | December | SCE 1-in-10 | 1 | 0.87879 | 0.85182 | 0.87879 | 0.85182 | 0 | 43.4244
| LCA | LA Basin | Monthly System Peak Day | December | SCE 1-in-10 | 2 | 0.80229 | 0.78178 | 0.80229 | 0.78178 | 0 | 42.4346
| LCA | LA Basin | Monthly System Peak Day | December | SCE 1-in-10 | 3 | 0.75138 | 0.7321 | 0.75138 | 0.7321 | 0 | 41.3431
| LCA | LA Basin | Monthly System Peak Day | December | SCE 1-in-10 | 4 | 0.72318 | 0.70529 | 0.72318 | 0.70529 | 0 | 40.5844
| LCA | LA Basin | Monthly System Peak Day | December | SCE 1-in-10 | 5 | 0.7222 | 0.70714 | 0.7222 | 0.70714 | 0 | 39.7457
| LCA | LA Basin | Monthly System Peak Day | December | SCE 1-in-10 | 6 | 0.74854 | 0.74641 | 0.74854 | 0.74641 | 0 | 38.8651
| LCA | LA Basin | Monthly System Peak Day | December | SCE 1-in-10 | 7 | 0.80865 | 0.84187 | 0.80865 | 0.84187 | 0 | 38.3298
| LCA | LA Basin | Monthly System Peak Day | December | SCE 1-in-10 | 8 | 0.7833 | 0.81106 | 0.7833 | 0.81106 | 0 | 38.6658
| LCA | LA Basin | Monthly System Peak Day | December | SCE 1-in-10 | 9 | 0.64471 | 0.62537 | 0.64471 | 0.62537 | 0 | 39.8441
| LCA | LA Basin | Monthly System Peak Day | December | SCE 1-in-10 | 10 | 0.48691 | 0.46213 | 0.48691 | 0.46213 | 0 | 43.9809
| LCA | LA Basin | Monthly System Peak Day | December | SCE 1-in-10 | 11 | 0.38119 | 0.36018 | 0.38119 | 0.36018 | 0 | 48.5804
| LCA | LA Basin | Monthly System Peak Day | December | SCE 1-in-10 | 12 | 0.33367 | 0.30662 | 0.33367 | 0.30662 | 0 | 51.1675
| LCA | LA Basin | Monthly System Peak Day | December | SCE 1-in-10 | 13 | 0.33321 | 0.28482 | 0.33321 | 0.28482 | 0 | 52.1993
| LCA | LA Basin | Monthly System Peak Day | December | SCE 1-in-10 | 14 | 0.36679 | 0.31058 | 0.36679 | 0.31058 | 0 | 53.3779
| LCA | LA Basin | Monthly System Peak Day | December | SCE 1-in-10 | 15 | 0.44712 | 0.3898 | 0.44712 | 0.3898 | 0 | 54.3619
| LCA | LA Basin | Monthly System Peak Day | December | SCE 1-in-10 | 16 | 0.58474 | 0.53069 | 0.58474 | 0.53069 | 0 | 54.7195
| LCA | LA Basin | Monthly System Peak Day | December | SCE 1-in-10 | 17 | 0.77091 | 0.72698 | 0.77091 | 0.72698 | 0 | 54.3937
| LCA | LA Basin | Monthly System Peak Day | December | SCE 1-in-10 | 18 | 1.0326 | 0.97647 | 1.0326 | 0.97647 | 0 | 52.4817
| LCA | LA Basin | Monthly System Peak Day | December | SCE 1-in-10 | 19 | 1.2075 | 1.1288 | 1.2075 | 1.1288 | 0 | 50.2731
| LCA | LA Basin | Monthly System Peak Day | December | SCE 1-in-10 | 20 | 1.2293 | 1.1555 | 1.2293 | 1.1555 | 0 | 49.233
| LCA | LA Basin | Monthly System Peak Day | December | SCE 1-in-10 | 21 | 1.2062 | 1.1491 | 1.2062 | 1.1491 | 0 | 47.8841
| LCA | LA Basin | Monthly System Peak Day | December | SCE 1-in-10 | 22 | 1.1485 | 1.0993 | 1.1485 | 1.0993 | 0 | 46.2562
| LCA | LA Basin | Monthly System Peak Day | December | SCE 1-in-10 | 23 | 1.085 | 1.0538 | 1.085 | 1.0538 | 0 | 45.5823
| LCA | LA Basin | Monthly System Peak Day | December | SCE 1-in-10 | 24 | 0.9687 | 0.94377 | 0.9687 | 0.94377 | 0 | 45.1799
| LCA | LA Basin | Monthly System Peak Day | December | SCE 1-in-2 | 1 | 0.83658 | 0.80961 | 0.83658 | 0.80961 | 0 | 44.9279
| LCA | LA Basin | Monthly System Peak Day | December | SCE 1-in-2 | 2 | 0.75989 | 0.73938 | 0.75989 | 0.73938 | 0 | 44.4238
| LCA | LA Basin | Monthly System Peak Day | December | SCE 1-in-2 | 3 | 0.70837 | 0.68909 | 0.70837 | 0.68909 | 0 | 44.1826
| LCA | LA Basin | Monthly System Peak Day | December | SCE 1-in-2 | 4 | 0.6785 | 0.66061 | 0.6785 | 0.66061 | 0 | 44.2265
| LCA | LA Basin | Monthly System Peak Day | December | SCE 1-in-2 | 5 | 0.67404 | 0.65898 | 0.67404 | 0.65898 | 0 | 44.0283
| LCA | LA Basin | Monthly System Peak Day | December | SCE 1-in-2 | 6 | 0.69692 | 0.69479 | 0.69692 | 0.69479 | 0 | 43.8809
| LCA | LA Basin | Monthly System Peak Day | December | SCE 1-in-2 | 7 | 0.75308 | 0.7863 | 0.75308 | 0.7863 | 0 | 43.7535
| LCA | LA Basin | Monthly System Peak Day | December | SCE 1-in-2 | 8 | 0.73397 | 0.76173 | 0.73397 | 0.76173 | 0 | 43.404
| LCA | LA Basin | Monthly System Peak Day | December | SCE 1-in-2 | 9 | 0.6037 | 0.58436 | 0.6037 | 0.58436 | 0 | 44.1531
| LCA | LA Basin | Monthly System Peak Day | December | SCE 1-in-2 | 10 | 0.45163 | 0.42686 | 0.45163 | 0.42686 | 0 | 47.7751
| LCA | LA Basin | Monthly System Peak Day | December | SCE 1-in-2 | 11 | 0.34497 | 0.32396 | 0.34497 | 0.32396 | 0 | 51.4556
| LCA | LA Basin | Monthly System Peak Day | December | SCE 1-in-2 | 12 | 0.29303 | 0.26598 | 0.29303 | 0.26598 | 0 | 55.2535
| LCA | LA Basin | Monthly System Peak Day | December | SCE 1-in-2 | 13 | 0.29471 | 0.24631 | 0.29471 | 0.24631 | 0 | 57.3691
| LCA | LA Basin | Monthly System Peak Day | December | SCE 1-in-2 | 14 | 0.32648 | 0.27027 | 0.32648 | 0.27027 | 0 | 58.6866
| LCA | LA Basin | Monthly System Peak Day | December | SCE 1-in-2 | 15 | 0.40011 | 0.34279 | 0.40011 | 0.34279 | 0 | 59.4714
| LCA | LA Basin | Monthly System Peak Day | December | SCE 1-in-2 | 16 | 0.53074 | 0.47668 | 0.53074 | 0.47668 | 0 | 59.7798
| LCA | LA Basin | Monthly System Peak Day | December | SCE 1-in-2 | 17 | 0.70961 | 0.66567 | 0.70961 | 0.66567 | 0 | 59.3957
| LCA | LA Basin | Monthly System Peak Day | December | SCE 1-in-2 | 18 | 0.96583 | 0.90966 | 0.96583 | 0.90966 | 0 | 57.3939
| LCA | LA Basin | Monthly System Peak Day | December | SCE 1-in-2 | 19 | 1.1397 | 1.0609 | 1.1397 | 1.0609 | 0 | 54.72
| LCA | LA Basin | Monthly System Peak Day | December | SCE 1-in-2 | 20 | 1.1764 | 1.1027 | 1.1764 | 1.1027 | 0 | 53.0828
| LCA | LA Basin | Monthly System Peak Day | December | SCE 1-in-2 | 21 | 1.1598 | 1.1027 | 1.1598 | 1.1027 | 0 | 51.4531
| LCA | LA Basin | Monthly System Peak Day | December | SCE 1-in-2 | 22 | 1.1015 | 1.0524 | 1.1015 | 1.0524 | 0 | 49.6534
| LCA | LA Basin | Monthly System Peak Day | December | SCE 1-in-2 | 23 | 1.0381 | 1.0069 | 1.0381 | 1.0069 | 0 | 47.9013
| LCA | LA Basin | Monthly System Peak Day | December | SCE 1-in-2 | 24 | 0.92217 | 0.89724 | 0.92217 | 0.89724 | 0 | 46.656
| LCA | LA Basin | Monthly System Peak Day | February | CAISO 1-in-10 | 1 | 0.81569 | 0.78872 | 0.81569 | 0.78872 | 0 | 50.5185
| LCA | LA Basin | Monthly System Peak Day | February | CAISO 1-in-10 | 2 | 0.73891 | 0.7184 | 0.73891 | 0.7184 | 0 | 50.3279
| LCA | LA Basin | Monthly System Peak Day | February | CAISO 1-in-10 | 3 | 0.68708 | 0.6678 | 0.68708 | 0.6678 | 0 | 50.3169
| LCA | LA Basin | Monthly System Peak Day | February | CAISO 1-in-10 | 4 | 0.65638 | 0.63849 | 0.65638 | 0.63849 | 0 | 50.1088
| LCA | LA Basin | Monthly System Peak Day | February | CAISO 1-in-10 | 5 | 0.6502 | 0.63513 | 0.6502 | 0.63513 | 0 | 49.497
| LCA | LA Basin | Monthly System Peak Day | February | CAISO 1-in-10 | 6 | 0.67137 | 0.66924 | 0.67137 | 0.66924 | 0 | 48.6199
| LCA | LA Basin | Monthly System Peak Day | February | CAISO 1-in-10 | 7 | 0.72557 | 0.75879 | 0.72557 | 0.75879 | 0 | 48.199
| LCA | LA Basin | Monthly System Peak Day | February | CAISO 1-in-10 | 8 | 0.70955 | 0.73731 | 0.70955 | 0.73731 | 0 | 48.082
| LCA | LA Basin | Monthly System Peak Day | February | CAISO 1-in-10 | 9 | 0.5834 | 0.56406 | 0.5834 | 0.56406 | 0 | 48.5433
| LCA | LA Basin | Monthly System Peak Day | February | CAISO 1-in-10 | 10 | 0.43417 | 0.40939 | 0.43417 | 0.40939 | 0 | 50.1258
| LCA | LA Basin | Monthly System Peak Day | February | CAISO 1-in-10 | 11 | 0.32704 | 0.30603 | 0.32704 | 0.30603 | 0 | 51.2009
| LCA | LA Basin | Monthly System Peak Day | February | CAISO 1-in-10 | 12 | 0.27291 | 0.24586 | 0.27291 | 0.24586 | 0 | 52.4304
| LCA | LA Basin | Monthly System Peak Day | February | CAISO 1-in-10 | 13 | 0.27565 | 0.22726 | 0.27565 | 0.22726 | 0 | 53.5159
| LCA | LA Basin | Monthly System Peak Day | February | CAISO 1-in-10 | 14 | 0.30652 | 0.25031 | 0.30652 | 0.25031 | 0 | 54.8057
| LCA | LA Basin | Monthly System Peak Day | February | CAISO 1-in-10 | 15 | 0.37684 | 0.31952 | 0.37684 | 0.31952 | 0 | 55.5617
| LCA | LA Basin | Monthly System Peak Day | February | CAISO 1-in-10 | 16 | 0.50401 | 0.44995 | 0.50401 | 0.44995 | 0 | 55.8847
| LCA | LA Basin | Monthly System Peak Day | February | CAISO 1-in-10 | 17 | 0.67926 | 0.63532 | 0.67926 | 0.63532 | 0 | 57.2864
| LCA | LA Basin | Monthly System Peak Day | February | CAISO 1-in-10 | 18 | 0.93275 | 0.87658 | 0.93275 | 0.87658 | 0 | 56.7404
| LCA | LA Basin | Monthly System Peak Day | February | CAISO 1-in-10 | 19 | 1.1061 | 1.0273 | 1.1061 | 1.0273 | 0 | 55.6477
| LCA | LA Basin | Monthly System Peak Day | February | CAISO 1-in-10 | 20 | 1.1503 | 1.0765 | 1.1503 | 1.0765 | 0 | 54.4156
| LCA | LA Basin | Monthly System Peak Day | February | CAISO 1-in-10 | 21 | 1.1368 | 1.0797 | 1.1368 | 1.0797 | 0 | 53.9302
| LCA | LA Basin | Monthly System Peak Day | February | CAISO 1-in-10 | 22 | 1.0783 | 1.0292 | 1.0783 | 1.0292 | 0 | 53.2892
| LCA | LA Basin | Monthly System Peak Day | February | CAISO 1-in-10 | 23 | 1.0149 | 0.98374 | 1.0149 | 0.98374 | 0 | 52.6093
| LCA | LA Basin | Monthly System Peak Day | February | CAISO 1-in-10 | 24 | 0.89914 | 0.87421 | 0.89914 | 0.87421 | 0 | 51.9608
| LCA | LA Basin | Monthly System Peak Day | February | CAISO 1-in-2 | 1 | 0.85617 | 0.8292 | 0.85617 | 0.8292 | 0 | 44.4548
| LCA | LA Basin | Monthly System Peak Day | February | CAISO 1-in-2 | 2 | 0.77957 | 0.75906 | 0.77957 | 0.75906 | 0 | 43.8496
| LCA | LA Basin | Monthly System Peak Day | February | CAISO 1-in-2 | 3 | 0.72833 | 0.70905 | 0.72833 | 0.70905 | 0 | 42.9856
| LCA | LA Basin | Monthly System Peak Day | February | CAISO 1-in-2 | 4 | 0.69923 | 0.68134 | 0.69923 | 0.68134 | 0 | 42.4072
| LCA | LA Basin | Monthly System Peak Day | February | CAISO 1-in-2 | 5 | 0.69639 | 0.68133 | 0.69639 | 0.68133 | 0 | 41.5722
| LCA | LA Basin | Monthly System Peak Day | February | CAISO 1-in-2 | 6 | 0.72088 | 0.71875 | 0.72088 | 0.71875 | 0 | 40.7263
| LCA | LA Basin | Monthly System Peak Day | February | CAISO 1-in-2 | 7 | 0.77887 | 0.81209 | 0.77887 | 0.81209 | 0 | 40.0104
| LCA | LA Basin | Monthly System Peak Day | February | CAISO 1-in-2 | 8 | 0.75687 | 0.78462 | 0.75687 | 0.78462 | 0 | 39.7319
| LCA | LA Basin | Monthly System Peak Day | February | CAISO 1-in-2 | 9 | 0.62273 | 0.60339 | 0.62273 | 0.60339 | 0 | 41.6524
| LCA | LA Basin | Monthly System Peak Day | February | CAISO 1-in-2 | 10 | 0.468 | 0.44323 | 0.468 | 0.44323 | 0 | 45.3056
| LCA | LA Basin | Monthly System Peak Day | February | CAISO 1-in-2 | 11 | 0.36178 | 0.34077 | 0.36178 | 0.34077 | 0 | 48.6389
| LCA | LA Basin | Monthly System Peak Day | February | CAISO 1-in-2 | 12 | 0.31189 | 0.28484 | 0.31189 | 0.28484 | 0 | 51.8486
| LCA | LA Basin | Monthly System Peak Day | February | CAISO 1-in-2 | 13 | 0.31258 | 0.26418 | 0.31258 | 0.26418 | 0 | 54.1425
| LCA | LA Basin | Monthly System Peak Day | February | CAISO 1-in-2 | 14 | 0.34519 | 0.28898 | 0.34519 | 0.28898 | 0 | 55.8273
| LCA | LA Basin | Monthly System Peak Day | February | CAISO 1-in-2 | 15 | 0.42193 | 0.3646 | 0.42193 | 0.3646 | 0 | 56.9487
| LCA | LA Basin | Monthly System Peak Day | February | CAISO 1-in-2 | 16 | 0.5558 | 0.50174 | 0.5558 | 0.50174 | 0 | 57.5068
| LCA | LA Basin | Monthly System Peak Day | February | CAISO 1-in-2 | 17 | 0.73806 | 0.69412 | 0.73806 | 0.69412 | 0 | 57.4706
| LCA | LA Basin | Monthly System Peak Day | February | CAISO 1-in-2 | 18 | 0.99683 | 0.94066 | 0.99683 | 0.94066 | 0 | 56.5662
| LCA | LA Basin | Monthly System Peak Day | February | CAISO 1-in-2 | 19 | 1.1711 | 1.0924 | 1.1711 | 1.0924 | 0 | 54.4666
| LCA | LA Basin | Monthly System Peak Day | February | CAISO 1-in-2 | 20 | 1.2009 | 1.1272 | 1.2009 | 1.1272 | 0 | 52.261
| LCA | LA Basin | Monthly System Peak Day | February | CAISO 1-in-2 | 21 | 1.1813 | 1.1242 | 1.1813 | 1.1242 | 0 | 50.844
| LCA | LA Basin | Monthly System Peak Day | February | CAISO 1-in-2 | 22 | 1.1233 | 1.0742 | 1.1233 | 1.0742 | 0 | 49.4202
| LCA | LA Basin | Monthly System Peak Day | February | CAISO 1-in-2 | 23 | 1.0599 | 1.0287 | 1.0599 | 1.0287 | 0 | 48.0376
| LCA | LA Basin | Monthly System Peak Day | February | CAISO 1-in-2 | 24 | 0.94376 | 0.91884 | 0.94376 | 0.91884 | 0 | 46.6761
| LCA | LA Basin | Monthly System Peak Day | February | SCE 1-in-10 | 1 | 1.0308 | 1.0038 | 1.0308 | 1.0038 | 0 | 67.705
| LCA | LA Basin | Monthly System Peak Day | February | SCE 1-in-10 | 2 | 0.86779 | 0.84728 | 0.86779 | 0.84728 | 0 | 66.1415
| LCA | LA Basin | Monthly System Peak Day | February | SCE 1-in-10 | 3 | 0.73851 | 0.71923 | 0.73851 | 0.71923 | 0 | 64.5848
| LCA | LA Basin | Monthly System Peak Day | February | SCE 1-in-10 | 4 | 0.64933 | 0.63145 | 0.64933 | 0.63145 | 0 | 63.1793
| LCA | LA Basin | Monthly System Peak Day | February | SCE 1-in-10 | 5 | 0.6063 | 0.59124 | 0.6063 | 0.59124 | 0 | 62.4431
| LCA | LA Basin | Monthly System Peak Day | February | SCE 1-in-10 | 6 | 0.58449 | 0.58236 | 0.58449 | 0.58236 | 0 | 60.8506
| LCA | LA Basin | Monthly System Peak Day | February | SCE 1-in-10 | 7 | 0.59293 | 0.62615 | 0.59293 | 0.62615 | 0 | 61.3282
| LCA | LA Basin | Monthly System Peak Day | February | SCE 1-in-10 | 8 | 0.57667 | 0.60442 | 0.57667 | 0.60442 | 0 | 60.5407
| LCA | LA Basin | Monthly System Peak Day | February | SCE 1-in-10 | 9 | 0.47497 | 0.45563 | 0.47497 | 0.45563 | 0 | 62.556
| LCA | LA Basin | Monthly System Peak Day | February | SCE 1-in-10 | 10 | 0.40473 | 0.37995 | 0.40473 | 0.37995 | 0 | 68.5209
| LCA | LA Basin | Monthly System Peak Day | February | SCE 1-in-10 | 11 | 0.26558 | 0.24457 | 0.26558 | 0.24457 | 0 | 74.2955
| LCA | LA Basin | Monthly System Peak Day | February | SCE 1-in-10 | 12 | 0.22845 | 0.2014 | 0.22845 | 0.2014 | 0 | 78.5563
| LCA | LA Basin | Monthly System Peak Day | February | SCE 1-in-10 | 13 | 0.32048 | 0.27208 | 0.32048 | 0.27208 | 0 | 81.7782
| LCA | LA Basin | Monthly System Peak Day | February | SCE 1-in-10 | 14 | 0.47351 | 0.4173 | 0.47351 | 0.4173 | 0 | 83.9614
| LCA | LA Basin | Monthly System Peak Day | February | SCE 1-in-10 | 15 | 0.67635 | 0.61902 | 0.67635 | 0.61902 | 0 | 85.1168
| LCA | LA Basin | Monthly System Peak Day | February | SCE 1-in-10 | 16 | 0.93355 | 0.87949 | 0.93355 | 0.87949 | 0 | 85.2489
| LCA | LA Basin | Monthly System Peak Day | February | SCE 1-in-10 | 17 | 1.1757 | 1.1317 | 0.38078 | 0.2768 | 0.021168 | 84.3069
| LCA | LA Basin | Monthly System Peak Day | February | SCE 1-in-10 | 18 | 1.4123 | 1.3561 | 1.0333 | 0.93591 | 0.11046 | 82.063
| LCA | LA Basin | Monthly System Peak Day | February | SCE 1-in-10 | 19 | 1.5706 | 1.4919 | 1.462 | 1.2809 | 0.082319 | 77.644
| LCA | LA Basin | Monthly System Peak Day | February | SCE 1-in-10 | 20 | 1.539 | 1.4652 | 1.4701 | 1.3344 | 0.04299 | 73.7366
| LCA | LA Basin | Monthly System Peak Day | February | SCE 1-in-10 | 21 | 1.497 | 1.4399 | 1.4619 | 1.3429 | 0.017548 | 70.9716
| LCA | LA Basin | Monthly System Peak Day | February | SCE 1-in-10 | 22 | 1.4236 | 1.3744 | 1.7588 | 1.7895 | 0.073712 | 69.2573
| LCA | LA Basin | Monthly System Peak Day | February | SCE 1-in-10 | 23 | 1.3069 | 1.2757 | 1.3095 | 1.3112 | 0.0013264 | 67.0432
| LCA | LA Basin | Monthly System Peak Day | February | SCE 1-in-10 | 24 | 1.0893 | 1.0644 | 1.0893 | 1.0646 | 0 | 64.9457
| LCA | LA Basin | Monthly System Peak Day | February | SCE 1-in-2 | 1 | 0.85644 | 0.82947 | 0.85644 | 0.82947 | 0 | 44.393
| LCA | LA Basin | Monthly System Peak Day | February | SCE 1-in-2 | 2 | 0.77983 | 0.75932 | 0.77983 | 0.75932 | 0 | 44.0523
| LCA | LA Basin | Monthly System Peak Day | February | SCE 1-in-2 | 3 | 0.7286 | 0.70932 | 0.7286 | 0.70932 | 0 | 43.6587
| LCA | LA Basin | Monthly System Peak Day | February | SCE 1-in-2 | 4 | 0.69952 | 0.68163 | 0.69952 | 0.68163 | 0 | 43.2326
| LCA | LA Basin | Monthly System Peak Day | February | SCE 1-in-2 | 5 | 0.69669 | 0.68163 | 0.69669 | 0.68163 | 0 | 42.5746
| LCA | LA Basin | Monthly System Peak Day | February | SCE 1-in-2 | 6 | 0.7212 | 0.71907 | 0.7212 | 0.71907 | 0 | 41.7962
| LCA | LA Basin | Monthly System Peak Day | February | SCE 1-in-2 | 7 | 0.77922 | 0.81244 | 0.77922 | 0.81244 | 0 | 41.5604
| LCA | LA Basin | Monthly System Peak Day | February | SCE 1-in-2 | 8 | 0.75718 | 0.78493 | 0.75718 | 0.78493 | 0 | 41.5183
| LCA | LA Basin | Monthly System Peak Day | February | SCE 1-in-2 | 9 | 0.62299 | 0.60365 | 0.62299 | 0.60365 | 0 | 42.9468
| LCA | LA Basin | Monthly System Peak Day | February | SCE 1-in-2 | 10 | 0.46822 | 0.44345 | 0.46822 | 0.44345 | 0 | 45.5919
| LCA | LA Basin | Monthly System Peak Day | February | SCE 1-in-2 | 11 | 0.36201 | 0.341 | 0.36201 | 0.341 | 0 | 48.3925
| LCA | LA Basin | Monthly System Peak Day | February | SCE 1-in-2 | 12 | 0.31215 | 0.2851 | 0.31215 | 0.2851 | 0 | 50.709
| LCA | LA Basin | Monthly System Peak Day | February | SCE 1-in-2 | 13 | 0.31282 | 0.26443 | 0.31282 | 0.26443 | 0 | 52.4829
| LCA | LA Basin | Monthly System Peak Day | February | SCE 1-in-2 | 14 | 0.34544 | 0.28923 | 0.34544 | 0.28923 | 0 | 53.9529
| LCA | LA Basin | Monthly System Peak Day | February | SCE 1-in-2 | 15 | 0.42222 | 0.3649 | 0.42222 | 0.3649 | 0 | 55.2998
| LCA | LA Basin | Monthly System Peak Day | February | SCE 1-in-2 | 16 | 0.55614 | 0.50209 | 0.55614 | 0.50209 | 0 | 56.1825
| LCA | LA Basin | Monthly System Peak Day | February | SCE 1-in-2 | 17 | 0.73844 | 0.69451 | 0.73844 | 0.69451 | 0 | 56.3124
| LCA | LA Basin | Monthly System Peak Day | February | SCE 1-in-2 | 18 | 0.99726 | 0.94109 | 0.99726 | 0.94109 | 0 | 55.6549
| LCA | LA Basin | Monthly System Peak Day | February | SCE 1-in-2 | 19 | 1.1716 | 1.0928 | 1.1716 | 1.0928 | 0 | 53.9012
| LCA | LA Basin | Monthly System Peak Day | February | SCE 1-in-2 | 20 | 1.2013 | 1.1275 | 1.2013 | 1.1275 | 0 | 52.2896
| LCA | LA Basin | Monthly System Peak Day | February | SCE 1-in-2 | 21 | 1.1816 | 1.1245 | 1.1816 | 1.1245 | 0 | 50.8948
| LCA | LA Basin | Monthly System Peak Day | February | SCE 1-in-2 | 22 | 1.1236 | 1.0745 | 1.1236 | 1.0745 | 0 | 49.6228
| LCA | LA Basin | Monthly System Peak Day | February | SCE 1-in-2 | 23 | 1.0602 | 1.029 | 1.0602 | 1.029 | 0 | 48.4681
| LCA | LA Basin | Monthly System Peak Day | February | SCE 1-in-2 | 24 | 0.94406 | 0.91913 | 0.94406 | 0.91913 | 0 | 47.267
| LCA | LA Basin | Monthly System Peak Day | January | CAISO 1-in-10 | 1 | 0.8746 | 0.84762 | 0.8746 | 0.84762 | 0 | 46.5872
| LCA | LA Basin | Monthly System Peak Day | January | CAISO 1-in-10 | 2 | 0.79807 | 0.77756 | 0.79807 | 0.77756 | 0 | 45.8786
| LCA | LA Basin | Monthly System Peak Day | January | CAISO 1-in-10 | 3 | 0.7471 | 0.72782 | 0.7471 | 0.72782 | 0 | 45.8129
| LCA | LA Basin | Monthly System Peak Day | January | CAISO 1-in-10 | 4 | 0.71874 | 0.70085 | 0.71874 | 0.70085 | 0 | 45.475
| LCA | LA Basin | Monthly System Peak Day | January | CAISO 1-in-10 | 5 | 0.71741 | 0.70235 | 0.71741 | 0.70235 | 0 | 45.1485
| LCA | LA Basin | Monthly System Peak Day | January | CAISO 1-in-10 | 6 | 0.74341 | 0.74128 | 0.74341 | 0.74128 | 0 | 44.4597
| LCA | LA Basin | Monthly System Peak Day | January | CAISO 1-in-10 | 7 | 0.80312 | 0.83634 | 0.80312 | 0.83634 | 0 | 44.0665
| LCA | LA Basin | Monthly System Peak Day | January | CAISO 1-in-10 | 8 | 0.7784 | 0.80615 | 0.7784 | 0.80615 | 0 | 43.1795
| LCA | LA Basin | Monthly System Peak Day | January | CAISO 1-in-10 | 9 | 0.64063 | 0.62129 | 0.64063 | 0.62129 | 0 | 42.8482
| LCA | LA Basin | Monthly System Peak Day | January | CAISO 1-in-10 | 10 | 0.4834 | 0.45862 | 0.4834 | 0.45862 | 0 | 45.0177
| LCA | LA Basin | Monthly System Peak Day | January | CAISO 1-in-10 | 11 | 0.37759 | 0.35658 | 0.37759 | 0.35658 | 0 | 46.236
| LCA | LA Basin | Monthly System Peak Day | January | CAISO 1-in-10 | 12 | 0.32963 | 0.30258 | 0.32963 | 0.30258 | 0 | 48.1321
| LCA | LA Basin | Monthly System Peak Day | January | CAISO 1-in-10 | 13 | 0.32938 | 0.28099 | 0.32938 | 0.28099 | 0 | 49.4105
| LCA | LA Basin | Monthly System Peak Day | January | CAISO 1-in-10 | 14 | 0.36278 | 0.30657 | 0.36278 | 0.30657 | 0 | 49.3944
| LCA | LA Basin | Monthly System Peak Day | January | CAISO 1-in-10 | 15 | 0.44244 | 0.38512 | 0.44244 | 0.38512 | 0 | 50.0528
| LCA | LA Basin | Monthly System Peak Day | January | CAISO 1-in-10 | 16 | 0.57937 | 0.52532 | 0.57937 | 0.52532 | 0 | 50.9018
| LCA | LA Basin | Monthly System Peak Day | January | CAISO 1-in-10 | 17 | 0.76482 | 0.72088 | 0.76482 | 0.72088 | 0 | 51.1302
| LCA | LA Basin | Monthly System Peak Day | January | CAISO 1-in-10 | 18 | 1.026 | 0.96983 | 1.026 | 0.96983 | 0 | 50.1003
| LCA | LA Basin | Monthly System Peak Day | January | CAISO 1-in-10 | 19 | 1.2008 | 1.122 | 1.2008 | 1.122 | 0 | 48.4269
| LCA | LA Basin | Monthly System Peak Day | January | CAISO 1-in-10 | 20 | 1.224 | 1.1502 | 1.224 | 1.1502 | 0 | 47.6414
| LCA | LA Basin | Monthly System Peak Day | January | CAISO 1-in-10 | 21 | 1.2016 | 1.1445 | 1.2016 | 1.1445 | 0 | 46.6943
| LCA | LA Basin | Monthly System Peak Day | January | CAISO 1-in-10 | 22 | 1.1438 | 1.0947 | 1.1438 | 1.0947 | 0 | 46.1908
| LCA | LA Basin | Monthly System Peak Day | January | CAISO 1-in-10 | 23 | 1.0804 | 1.0492 | 1.0804 | 1.0492 | 0 | 45.3061
| LCA | LA Basin | Monthly System Peak Day | January | CAISO 1-in-10 | 24 | 0.96407 | 0.93914 | 0.96407 | 0.93914 | 0 | 44.1768
| LCA | LA Basin | Monthly System Peak Day | January | CAISO 1-in-2 | 1 | 0.82211 | 0.79514 | 0.82211 | 0.79514 | 0 | 49.6362
| LCA | LA Basin | Monthly System Peak Day | January | CAISO 1-in-2 | 2 | 0.74535 | 0.72484 | 0.74535 | 0.72484 | 0 | 48.7973
| LCA | LA Basin | Monthly System Peak Day | January | CAISO 1-in-2 | 3 | 0.69362 | 0.67434 | 0.69362 | 0.67434 | 0 | 47.9226
| LCA | LA Basin | Monthly System Peak Day | January | CAISO 1-in-2 | 4 | 0.66317 | 0.64529 | 0.66317 | 0.64529 | 0 | 47.1839
| LCA | LA Basin | Monthly System Peak Day | January | CAISO 1-in-2 | 5 | 0.65752 | 0.64246 | 0.65752 | 0.64246 | 0 | 46.6042
| LCA | LA Basin | Monthly System Peak Day | January | CAISO 1-in-2 | 6 | 0.67922 | 0.67709 | 0.67922 | 0.67709 | 0 | 46.3681
| LCA | LA Basin | Monthly System Peak Day | January | CAISO 1-in-2 | 7 | 0.73402 | 0.76724 | 0.73402 | 0.76724 | 0 | 45.6725
| LCA | LA Basin | Monthly System Peak Day | January | CAISO 1-in-2 | 8 | 0.71705 | 0.74481 | 0.71705 | 0.74481 | 0 | 45.3403
| LCA | LA Basin | Monthly System Peak Day | January | CAISO 1-in-2 | 9 | 0.58964 | 0.5703 | 0.58964 | 0.5703 | 0 | 46.2308
| LCA | LA Basin | Monthly System Peak Day | January | CAISO 1-in-2 | 10 | 0.43953 | 0.41476 | 0.43953 | 0.41476 | 0 | 48.9416
| LCA | LA Basin | Monthly System Peak Day | January | CAISO 1-in-2 | 11 | 0.33255 | 0.31154 | 0.33255 | 0.31154 | 0 | 52.191
| LCA | LA Basin | Monthly System Peak Day | January | CAISO 1-in-2 | 12 | 0.27909 | 0.25204 | 0.27909 | 0.25204 | 0 | 54.7889
| LCA | LA Basin | Monthly System Peak Day | January | CAISO 1-in-2 | 13 | 0.28151 | 0.23311 | 0.28151 | 0.23311 | 0 | 56.3906
| LCA | LA Basin | Monthly System Peak Day | January | CAISO 1-in-2 | 14 | 0.31265 | 0.25644 | 0.31265 | 0.25644 | 0 | 57.434
| LCA | LA Basin | Monthly System Peak Day | January | CAISO 1-in-2 | 15 | 0.38399 | 0.32667 | 0.38399 | 0.32667 | 0 | 58.3777
| LCA | LA Basin | Monthly System Peak Day | January | CAISO 1-in-2 | 16 | 0.51222 | 0.45816 | 0.51222 | 0.45816 | 0 | 58.5458
| LCA | LA Basin | Monthly System Peak Day | January | CAISO 1-in-2 | 17 | 0.68866 | 0.64472 | 0.68866 | 0.64472 | 0 | 57.7636
| LCA | LA Basin | Monthly System Peak Day | January | CAISO 1-in-2 | 18 | 0.94222 | 0.88605 | 0.94222 | 0.88605 | 0 | 56.3826
| LCA | LA Basin | Monthly System Peak Day | January | CAISO 1-in-2 | 19 | 1.1158 | 1.0371 | 1.1158 | 1.0371 | 0 | 55.1476
| LCA | LA Basin | Monthly System Peak Day | January | CAISO 1-in-2 | 20 | 1.1593 | 1.0856 | 1.1593 | 1.0856 | 0 | 54.111
| LCA | LA Basin | Monthly System Peak Day | January | CAISO 1-in-2 | 21 | 1.1445 | 1.0873 | 1.1445 | 1.0873 | 0 | 52.891
| LCA | LA Basin | Monthly System Peak Day | January | CAISO 1-in-2 | 22 | 1.0854 | 1.0363 | 1.0854 | 1.0363 | 0 | 51.8466
| LCA | LA Basin | Monthly System Peak Day | January | CAISO 1-in-2 | 23 | 1.0221 | 0.99087 | 1.0221 | 0.99087 | 0 | 50.8172
| LCA | LA Basin | Monthly System Peak Day | January | CAISO 1-in-2 | 24 | 0.90622 | 0.88129 | 0.90622 | 0.88129 | 0 | 49.9207
| LCA | LA Basin | Monthly System Peak Day | January | SCE 1-in-10 | 1 | 0.8618 | 0.83482 | 0.8618 | 0.83482 | 0 | 47.2481
| LCA | LA Basin | Monthly System Peak Day | January | SCE 1-in-10 | 2 | 0.78521 | 0.7647 | 0.78521 | 0.7647 | 0 | 46.9344
| LCA | LA Basin | Monthly System Peak Day | January | SCE 1-in-10 | 3 | 0.73406 | 0.71478 | 0.73406 | 0.71478 | 0 | 46.1765
| LCA | LA Basin | Monthly System Peak Day | January | SCE 1-in-10 | 4 | 0.70519 | 0.6873 | 0.70519 | 0.6873 | 0 | 45.6482
| LCA | LA Basin | Monthly System Peak Day | January | SCE 1-in-10 | 5 | 0.70281 | 0.68775 | 0.70281 | 0.68775 | 0 | 45.4768
| LCA | LA Basin | Monthly System Peak Day | January | SCE 1-in-10 | 6 | 0.72923 | 0.7271 | 0.72923 | 0.7271 | 0 | 45.1356
| LCA | LA Basin | Monthly System Peak Day | January | SCE 1-in-10 | 7 | 0.78627 | 0.81949 | 0.78627 | 0.81949 | 0 | 44.0533
| LCA | LA Basin | Monthly System Peak Day | January | SCE 1-in-10 | 8 | 0.76344 | 0.79119 | 0.76344 | 0.79119 | 0 | 43.3564
| LCA | LA Basin | Monthly System Peak Day | January | SCE 1-in-10 | 9 | 0.6282 | 0.60886 | 0.6282 | 0.60886 | 0 | 43.8678
| LCA | LA Basin | Monthly System Peak Day | January | SCE 1-in-10 | 10 | 0.4727 | 0.44793 | 0.4727 | 0.44793 | 0 | 46.0204
| LCA | LA Basin | Monthly System Peak Day | January | SCE 1-in-10 | 11 | 0.3666 | 0.34559 | 0.3666 | 0.34559 | 0 | 48.3559
| LCA | LA Basin | Monthly System Peak Day | January | SCE 1-in-10 | 12 | 0.31731 | 0.29026 | 0.31731 | 0.29026 | 0 | 50.0458
| LCA | LA Basin | Monthly System Peak Day | January | SCE 1-in-10 | 13 | 0.31771 | 0.26931 | 0.31771 | 0.26931 | 0 | 50.6138
| LCA | LA Basin | Monthly System Peak Day | January | SCE 1-in-10 | 14 | 0.35056 | 0.29435 | 0.35056 | 0.29435 | 0 | 51.1035
| LCA | LA Basin | Monthly System Peak Day | January | SCE 1-in-10 | 15 | 0.42819 | 0.37087 | 0.42819 | 0.37087 | 0 | 51.5715
| LCA | LA Basin | Monthly System Peak Day | January | SCE 1-in-10 | 16 | 0.56299 | 0.50894 | 0.56299 | 0.50894 | 0 | 52.2843
| LCA | LA Basin | Monthly System Peak Day | January | SCE 1-in-10 | 17 | 0.74622 | 0.70229 | 0.74622 | 0.70229 | 0 | 52.0614
| LCA | LA Basin | Monthly System Peak Day | January | SCE 1-in-10 | 18 | 1.0051 | 0.94898 | 1.0051 | 0.94898 | 0 | 51.0533
| LCA | LA Basin | Monthly System Peak Day | January | SCE 1-in-10 | 19 | 1.1796 | 1.1009 | 1.1796 | 1.1009 | 0 | 49.7153
| LCA | LA Basin | Monthly System Peak Day | January | SCE 1-in-10 | 20 | 1.2096 | 1.1358 | 1.2096 | 1.1358 | 0 | 49.2554
| LCA | LA Basin | Monthly System Peak Day | January | SCE 1-in-10 | 21 | 1.1889 | 1.1317 | 1.1889 | 1.1317 | 0 | 48.5843
| LCA | LA Basin | Monthly System Peak Day | January | SCE 1-in-10 | 22 | 1.1294 | 1.0803 | 1.1294 | 1.0803 | 0 | 48.013
| LCA | LA Basin | Monthly System Peak Day | January | SCE 1-in-10 | 23 | 1.0658 | 1.0346 | 1.0658 | 1.0346 | 0 | 47.4343
| LCA | LA Basin | Monthly System Peak Day | January | SCE 1-in-10 | 24 | 0.95035 | 0.92542 | 0.95035 | 0.92542 | 0 | 46.8008
| LCA | LA Basin | Monthly System Peak Day | January | SCE 1-in-2 | 1 | 0.85437 | 0.8274 | 0.85437 | 0.8274 | 0 | 47.0716
| LCA | LA Basin | Monthly System Peak Day | January | SCE 1-in-2 | 2 | 0.77776 | 0.75725 | 0.77776 | 0.75725 | 0 | 45.9946
| LCA | LA Basin | Monthly System Peak Day | January | SCE 1-in-2 | 3 | 0.72649 | 0.70721 | 0.72649 | 0.70721 | 0 | 44.2928
| LCA | LA Basin | Monthly System Peak Day | January | SCE 1-in-2 | 4 | 0.69733 | 0.67944 | 0.69733 | 0.67944 | 0 | 43.4683
| LCA | LA Basin | Monthly System Peak Day | January | SCE 1-in-2 | 5 | 0.69434 | 0.67927 | 0.69434 | 0.67927 | 0 | 42.6372
| LCA | LA Basin | Monthly System Peak Day | January | SCE 1-in-2 | 6 | 0.71867 | 0.71654 | 0.71867 | 0.71654 | 0 | 42.246
| LCA | LA Basin | Monthly System Peak Day | January | SCE 1-in-2 | 7 | 0.7765 | 0.80971 | 0.7765 | 0.80971 | 0 | 42.0487
| LCA | LA Basin | Monthly System Peak Day | January | SCE 1-in-2 | 8 | 0.75476 | 0.78252 | 0.75476 | 0.78252 | 0 | 42.3296
| LCA | LA Basin | Monthly System Peak Day | January | SCE 1-in-2 | 9 | 0.62098 | 0.60165 | 0.62098 | 0.60165 | 0 | 43.0592
| LCA | LA Basin | Monthly System Peak Day | January | SCE 1-in-2 | 10 | 0.4665 | 0.44172 | 0.4665 | 0.44172 | 0 | 45.7865
| LCA | LA Basin | Monthly System Peak Day | January | SCE 1-in-2 | 11 | 0.36023 | 0.33922 | 0.36023 | 0.33922 | 0 | 49.4968
| LCA | LA Basin | Monthly System Peak Day | January | SCE 1-in-2 | 12 | 0.31016 | 0.28311 | 0.31016 | 0.28311 | 0 | 52.4186
| LCA | LA Basin | Monthly System Peak Day | January | SCE 1-in-2 | 13 | 0.31094 | 0.26254 | 0.31094 | 0.26254 | 0 | 54.0016
| LCA | LA Basin | Monthly System Peak Day | January | SCE 1-in-2 | 14 | 0.34347 | 0.28726 | 0.34347 | 0.28726 | 0 | 53.8487
| LCA | LA Basin | Monthly System Peak Day | January | SCE 1-in-2 | 15 | 0.41992 | 0.3626 | 0.41992 | 0.3626 | 0 | 53.7644
| LCA | LA Basin | Monthly System Peak Day | January | SCE 1-in-2 | 16 | 0.5535 | 0.49944 | 0.5535 | 0.49944 | 0 | 55.0117
| LCA | LA Basin | Monthly System Peak Day | January | SCE 1-in-2 | 17 | 0.73544 | 0.6915 | 0.73544 | 0.6915 | 0 | 55.5489
| LCA | LA Basin | Monthly System Peak Day | January | SCE 1-in-2 | 18 | 0.99398 | 0.93781 | 0.99398 | 0.93781 | 0 | 54.572
| LCA | LA Basin | Monthly System Peak Day | January | SCE 1-in-2 | 19 | 1.1683 | 1.0895 | 1.1683 | 1.0895 | 0 | 52.7412
| LCA | LA Basin | Monthly System Peak Day | January | SCE 1-in-2 | 20 | 1.1987 | 1.1249 | 1.1987 | 1.1249 | 0 | 51.3803
| LCA | LA Basin | Monthly System Peak Day | January | SCE 1-in-2 | 21 | 1.1794 | 1.1222 | 1.1794 | 1.1222 | 0 | 50.5192
| LCA | LA Basin | Monthly System Peak Day | January | SCE 1-in-2 | 22 | 1.1213 | 1.0722 | 1.1213 | 1.0722 | 0 | 49.4744
| LCA | LA Basin | Monthly System Peak Day | January | SCE 1-in-2 | 23 | 1.0579 | 1.0267 | 1.0579 | 1.0267 | 0 | 48.2189
| LCA | LA Basin | Monthly System Peak Day | January | SCE 1-in-2 | 24 | 0.94178 | 0.91685 | 0.94178 | 0.91685 | 0 | 47.4337
| LCA | LA Basin | Monthly System Peak Day | July | CAISO 1-in-10 | 1 | 1.473 | 1.446 | 1.473 | 1.446 | 0 | 77.3376
| LCA | LA Basin | Monthly System Peak Day | July | CAISO 1-in-10 | 2 | 1.2601 | 1.2396 | 1.2601 | 1.2396 | 0 | 76.6391
| LCA | LA Basin | Monthly System Peak Day | July | CAISO 1-in-10 | 3 | 1.092 | 1.0727 | 1.092 | 1.0727 | 0 | 75.6856
| LCA | LA Basin | Monthly System Peak Day | July | CAISO 1-in-10 | 4 | 0.97295 | 0.95506 | 0.97295 | 0.95506 | 0 | 74.9881
| LCA | LA Basin | Monthly System Peak Day | July | CAISO 1-in-10 | 5 | 0.88734 | 0.87228 | 0.88734 | 0.87228 | 0 | 74.3362
| LCA | LA Basin | Monthly System Peak Day | July | CAISO 1-in-10 | 6 | 0.83883 | 0.8367 | 0.83883 | 0.8367 | 0 | 73.9052
| LCA | LA Basin | Monthly System Peak Day | July | CAISO 1-in-10 | 7 | 0.81353 | 0.84675 | 0.81353 | 0.84675 | 0 | 73.4708
| LCA | LA Basin | Monthly System Peak Day | July | CAISO 1-in-10 | 8 | 0.82348 | 0.85124 | 0.82348 | 0.85124 | 0 | 73.7246
| LCA | LA Basin | Monthly System Peak Day | July | CAISO 1-in-10 | 9 | 0.80956 | 0.79022 | 0.80956 | 0.79022 | 0 | 76.1032
| LCA | LA Basin | Monthly System Peak Day | July | CAISO 1-in-10 | 10 | 0.74677 | 0.722 | 0.74677 | 0.722 | 0 | 79.4382
| LCA | LA Basin | Monthly System Peak Day | July | CAISO 1-in-10 | 11 | 0.81377 | 0.79276 | 0.81377 | 0.79276 | 0 | 83.2409
| LCA | LA Basin | Monthly System Peak Day | July | CAISO 1-in-10 | 12 | 1.0216 | 0.99452 | 1.0216 | 0.99452 | 0 | 86.6679
| LCA | LA Basin | Monthly System Peak Day | July | CAISO 1-in-10 | 13 | 1.3247 | 1.2763 | 1.3247 | 1.2763 | 0 | 89.1618
| LCA | LA Basin | Monthly System Peak Day | July | CAISO 1-in-10 | 14 | 1.6502 | 1.594 | 1.6502 | 1.594 | 0 | 91.0403
| LCA | LA Basin | Monthly System Peak Day | July | CAISO 1-in-10 | 15 | 1.9534 | 1.8961 | 1.9534 | 1.8961 | 0 | 92.1026
| LCA | LA Basin | Monthly System Peak Day | July | CAISO 1-in-10 | 16 | 2.2673 | 2.2132 | 2.2673 | 2.2132 | 0 | 92.598
| LCA | LA Basin | Monthly System Peak Day | July | CAISO 1-in-10 | 17 | 2.5148 | 2.4708 | 1.5658 | 1.4618 | 0.015293 | 91.8111
| LCA | LA Basin | Monthly System Peak Day | July | CAISO 1-in-10 | 18 | 2.7352 | 2.679 | 2.1693 | 2.0719 | 0.05921 | 91.2648
| LCA | LA Basin | Monthly System Peak Day | July | CAISO 1-in-10 | 19 | 2.7947 | 2.7159 | 2.4784 | 2.2973 | 0.033922 | 89.6267
| LCA | LA Basin | Monthly System Peak Day | July | CAISO 1-in-10 | 20 | 2.6348 | 2.5611 | 2.402 | 2.2664 | 0.013399 | 87.1513
| LCA | LA Basin | Monthly System Peak Day | July | CAISO 1-in-10 | 21 | 2.4946 | 2.4374 | 2.3015 | 2.1824 | 0.019241 | 83.9025
| LCA | LA Basin | Monthly System Peak Day | July | CAISO 1-in-10 | 22 | 2.3182 | 2.2691 | 2.7009 | 2.7316 | 0.028543 | 80.3855
| LCA | LA Basin | Monthly System Peak Day | July | CAISO 1-in-10 | 23 | 2.0693 | 2.0381 | 2.1976 | 2.1993 | 0.016292 | 78.7968
| LCA | LA Basin | Monthly System Peak Day | July | CAISO 1-in-10 | 24 | 1.7287 | 1.7038 | 1.8072 | 1.7883 | 0.014 | 77.5312
| LCA | LA Basin | Monthly System Peak Day | July | CAISO 1-in-2 | 1 | 1.2819 | 1.2549 | 1.2819 | 1.2549 | 0 | 73.755
| LCA | LA Basin | Monthly System Peak Day | July | CAISO 1-in-2 | 2 | 1.078 | 1.0574 | 1.078 | 1.0574 | 0 | 72.846
| LCA | LA Basin | Monthly System Peak Day | July | CAISO 1-in-2 | 3 | 0.93916 | 0.91989 | 0.93916 | 0.91989 | 0 | 72.0711
| LCA | LA Basin | Monthly System Peak Day | July | CAISO 1-in-2 | 4 | 0.8425 | 0.82461 | 0.8425 | 0.82461 | 0 | 71.4632
| LCA | LA Basin | Monthly System Peak Day | July | CAISO 1-in-2 | 5 | 0.77094 | 0.75588 | 0.77094 | 0.75588 | 0 | 70.7649
| LCA | LA Basin | Monthly System Peak Day | July | CAISO 1-in-2 | 6 | 0.73031 | 0.72818 | 0.73031 | 0.72818 | 0 | 70.1916
| LCA | LA Basin | Monthly System Peak Day | July | CAISO 1-in-2 | 7 | 0.71149 | 0.74471 | 0.71149 | 0.74471 | 0 | 69.7787
| LCA | LA Basin | Monthly System Peak Day | July | CAISO 1-in-2 | 8 | 0.70651 | 0.73426 | 0.70651 | 0.73426 | 0 | 70.042
| LCA | LA Basin | Monthly System Peak Day | July | CAISO 1-in-2 | 9 | 0.69216 | 0.67282 | 0.69216 | 0.67282 | 0 | 72.7584
| LCA | LA Basin | Monthly System Peak Day | July | CAISO 1-in-2 | 10 | 0.66006 | 0.63528 | 0.66006 | 0.63528 | 0 | 76.7398
| LCA | LA Basin | Monthly System Peak Day | July | CAISO 1-in-2 | 11 | 0.69876 | 0.67775 | 0.69876 | 0.67775 | 0 | 81.2134
| LCA | LA Basin | Monthly System Peak Day | July | CAISO 1-in-2 | 12 | 0.85236 | 0.82531 | 0.85236 | 0.82531 | 0 | 85.0127
| LCA | LA Basin | Monthly System Peak Day | July | CAISO 1-in-2 | 13 | 1.111 | 1.0626 | 1.111 | 1.0626 | 0 | 87.6785
| LCA | LA Basin | Monthly System Peak Day | July | CAISO 1-in-2 | 14 | 1.4019 | 1.3457 | 1.4019 | 1.3457 | 0 | 89.5736
| LCA | LA Basin | Monthly System Peak Day | July | CAISO 1-in-2 | 15 | 1.6853 | 1.628 | 1.6853 | 1.628 | 0 | 90.8379
| LCA | LA Basin | Monthly System Peak Day | July | CAISO 1-in-2 | 16 | 1.99 | 1.936 | 1.99 | 1.936 | 0 | 91.1272
| LCA | LA Basin | Monthly System Peak Day | July | CAISO 1-in-2 | 17 | 2.2397 | 2.1958 | 1.3045 | 1.2005 | 0.015311 | 91.1425
| LCA | LA Basin | Monthly System Peak Day | July | CAISO 1-in-2 | 18 | 2.4612 | 2.405 | 1.9235 | 1.8262 | 0.065856 | 89.8723
| LCA | LA Basin | Monthly System Peak Day | July | CAISO 1-in-2 | 19 | 2.5382 | 2.4594 | 2.2461 | 2.065 | 0.038968 | 88.2307
| LCA | LA Basin | Monthly System Peak Day | July | CAISO 1-in-2 | 20 | 2.4149 | 2.3411 | 2.1988 | 2.0631 | 0.015594 | 85.784
| LCA | LA Basin | Monthly System Peak Day | July | CAISO 1-in-2 | 21 | 2.2997 | 2.2425 | 2.1152 | 1.9962 | 0.020739 | 83.1919
| LCA | LA Basin | Monthly System Peak Day | July | CAISO 1-in-2 | 22 | 2.1267 | 2.0775 | 2.5104 | 2.5411 | 0.027902 | 80.6336
| LCA | LA Basin | Monthly System Peak Day | July | CAISO 1-in-2 | 23 | 1.8993 | 1.8681 | 2.0254 | 2.027 | 0.016547 | 78.5867
| LCA | LA Basin | Monthly System Peak Day | July | CAISO 1-in-2 | 24 | 1.6036 | 1.5787 | 1.6787 | 1.6597 | 0.014421 | 77.0111
| LCA | LA Basin | Monthly System Peak Day | July | SCE 1-in-10 | 1 | 1.4674 | 1.4404 | 1.4674 | 1.4404 | 0 | 77.2947
| LCA | LA Basin | Monthly System Peak Day | July | SCE 1-in-10 | 2 | 1.1668 | 1.1463 | 1.1668 | 1.1463 | 0 | 75.3442
| LCA | LA Basin | Monthly System Peak Day | July | SCE 1-in-10 | 3 | 0.98101 | 0.96173 | 0.98101 | 0.96173 | 0 | 73.8117
| LCA | LA Basin | Monthly System Peak Day | July | SCE 1-in-10 | 4 | 0.88413 | 0.86625 | 0.88413 | 0.86625 | 0 | 73.0734
| LCA | LA Basin | Monthly System Peak Day | July | SCE 1-in-10 | 5 | 0.81747 | 0.80241 | 0.81747 | 0.80241 | 0 | 72.3605
| LCA | LA Basin | Monthly System Peak Day | July | SCE 1-in-10 | 6 | 0.784 | 0.78187 | 0.784 | 0.78187 | 0 | 71.9714
| LCA | LA Basin | Monthly System Peak Day | July | SCE 1-in-10 | 7 | 0.76252 | 0.79574 | 0.76252 | 0.79574 | 0 | 71.7412
| LCA | LA Basin | Monthly System Peak Day | July | SCE 1-in-10 | 8 | 0.77091 | 0.79867 | 0.77091 | 0.79867 | 0 | 72.5903
| LCA | LA Basin | Monthly System Peak Day | July | SCE 1-in-10 | 9 | 0.7832 | 0.76386 | 0.7832 | 0.76386 | 0 | 76.4161
| LCA | LA Basin | Monthly System Peak Day | July | SCE 1-in-10 | 10 | 0.87874 | 0.85397 | 0.87874 | 0.85397 | 0 | 81.8622
| LCA | LA Basin | Monthly System Peak Day | July | SCE 1-in-10 | 11 | 1.133 | 1.112 | 1.133 | 1.112 | 0 | 87.9631
| LCA | LA Basin | Monthly System Peak Day | July | SCE 1-in-10 | 12 | 1.4437 | 1.4167 | 1.4437 | 1.4167 | 0 | 92.9596
| LCA | LA Basin | Monthly System Peak Day | July | SCE 1-in-10 | 13 | 1.8558 | 1.8074 | 1.8558 | 1.8074 | 0 | 96.6239
| LCA | LA Basin | Monthly System Peak Day | July | SCE 1-in-10 | 14 | 2.2805 | 2.2243 | 2.2805 | 2.2243 | 0 | 99.7007
| LCA | LA Basin | Monthly System Peak Day | July | SCE 1-in-10 | 15 | 2.6499 | 2.5926 | 2.6499 | 2.5926 | 0 | 102.7267
| LCA | LA Basin | Monthly System Peak Day | July | SCE 1-in-10 | 16 | 3.0133 | 2.9592 | 3.0133 | 2.9592 | 0 | 104.2622
| LCA | LA Basin | Monthly System Peak Day | July | SCE 1-in-10 | 17 | 3.258 | 3.214 | 2.0489 | 1.9449 | 0.030166 | 104.4833
| LCA | LA Basin | Monthly System Peak Day | July | SCE 1-in-10 | 18 | 3.4155 | 3.3594 | 2.5953 | 2.4979 | 0.061627 | 103.7905
| LCA | LA Basin | Monthly System Peak Day | July | SCE 1-in-10 | 19 | 3.4292 | 3.3504 | 2.8902 | 2.7091 | 0.036429 | 102.4775
| LCA | LA Basin | Monthly System Peak Day | July | SCE 1-in-10 | 20 | 3.2651 | 3.1914 | 2.8756 | 2.74 | 0.02755 | 99.9745
| LCA | LA Basin | Monthly System Peak Day | July | SCE 1-in-10 | 21 | 3.0809 | 3.0237 | 2.7294 | 2.6104 | 0.020561 | 96.8592
| LCA | LA Basin | Monthly System Peak Day | July | SCE 1-in-10 | 22 | 2.7946 | 2.7455 | 3.2269 | 3.2576 | 0.047426 | 92.0093
| LCA | LA Basin | Monthly System Peak Day | July | SCE 1-in-10 | 23 | 2.4721 | 2.4409 | 2.6959 | 2.6976 | 0.025345 | 87.7242
| LCA | LA Basin | Monthly System Peak Day | July | SCE 1-in-10 | 24 | 2.0855 | 2.0605 | 2.2157 | 2.1968 | 0.02166 | 85.2633
| LCA | LA Basin | Monthly System Peak Day | July | SCE 1-in-2 | 1 | 1.2139 | 1.1869 | 1.2139 | 1.1869 | 0 | 72.4691
| LCA | LA Basin | Monthly System Peak Day | July | SCE 1-in-2 | 2 | 1.0183 | 0.99781 | 1.0183 | 0.99781 | 0 | 71.5809
| LCA | LA Basin | Monthly System Peak Day | July | SCE 1-in-2 | 3 | 0.87576 | 0.85648 | 0.87576 | 0.85648 | 0 | 70.5774
| LCA | LA Basin | Monthly System Peak Day | July | SCE 1-in-2 | 4 | 0.78565 | 0.76776 | 0.78565 | 0.76776 | 0 | 69.9241
| LCA | LA Basin | Monthly System Peak Day | July | SCE 1-in-2 | 5 | 0.73088 | 0.71582 | 0.73088 | 0.71582 | 0 | 69.5204
| LCA | LA Basin | Monthly System Peak Day | July | SCE 1-in-2 | 6 | 0.69934 | 0.69721 | 0.69934 | 0.69721 | 0 | 69.1193
| LCA | LA Basin | Monthly System Peak Day | July | SCE 1-in-2 | 7 | 0.68395 | 0.71717 | 0.68395 | 0.71717 | 0 | 68.6023
| LCA | LA Basin | Monthly System Peak Day | July | SCE 1-in-2 | 8 | 0.67701 | 0.70476 | 0.67701 | 0.70476 | 0 | 69.0971
| LCA | LA Basin | Monthly System Peak Day | July | SCE 1-in-2 | 9 | 0.66786 | 0.64852 | 0.66786 | 0.64852 | 0 | 72.0071
| LCA | LA Basin | Monthly System Peak Day | July | SCE 1-in-2 | 10 | 0.63055 | 0.60577 | 0.63055 | 0.60577 | 0 | 75.8655
| LCA | LA Basin | Monthly System Peak Day | July | SCE 1-in-2 | 11 | 0.66264 | 0.64163 | 0.66264 | 0.64163 | 0 | 80.011
| LCA | LA Basin | Monthly System Peak Day | July | SCE 1-in-2 | 12 | 0.8011 | 0.77405 | 0.8011 | 0.77405 | 0 | 83.791
| LCA | LA Basin | Monthly System Peak Day | July | SCE 1-in-2 | 13 | 1.0374 | 0.98899 | 1.0374 | 0.98899 | 0 | 86.7472
| LCA | LA Basin | Monthly System Peak Day | July | SCE 1-in-2 | 14 | 1.3155 | 1.2593 | 1.3155 | 1.2593 | 0 | 88.4147
| LCA | LA Basin | Monthly System Peak Day | July | SCE 1-in-2 | 15 | 1.5879 | 1.5306 | 1.5879 | 1.5306 | 0 | 90.1884
| LCA | LA Basin | Monthly System Peak Day | July | SCE 1-in-2 | 16 | 1.8894 | 1.8354 | 1.8894 | 1.8354 | 0 | 90.8451
| LCA | LA Basin | Monthly System Peak Day | July | SCE 1-in-2 | 17 | 2.1412 | 2.0973 | 1.1914 | 1.0875 | 0.015296 | 91.851
| LCA | LA Basin | Monthly System Peak Day | July | SCE 1-in-2 | 18 | 2.3536 | 2.2975 | 1.7919 | 1.6946 | 0.060159 | 91.0568
| LCA | LA Basin | Monthly System Peak Day | July | SCE 1-in-2 | 19 | 2.4397 | 2.3609 | 2.136 | 1.9549 | 0.036507 | 88.8997
| LCA | LA Basin | Monthly System Peak Day | July | SCE 1-in-2 | 20 | 2.3408 | 2.267 | 2.1165 | 1.9809 | 0.014455 | 86.4543
| LCA | LA Basin | Monthly System Peak Day | July | SCE 1-in-2 | 21 | 2.2302 | 2.1731 | 2.0459 | 1.9269 | 0.020763 | 83.1804
| LCA | LA Basin | Monthly System Peak Day | July | SCE 1-in-2 | 22 | 2.0602 | 2.011 | 2.4391 | 2.4698 | 0.031107 | 79.4997
| LCA | LA Basin | Monthly System Peak Day | July | SCE 1-in-2 | 23 | 1.8459 | 1.8147 | 1.9554 | 1.9571 | 0.01898 | 77.0335
| LCA | LA Basin | Monthly System Peak Day | July | SCE 1-in-2 | 24 | 1.5523 | 1.5274 | 1.6161 | 1.5971 | 0.016515 | 75.3313
| LCA | LA Basin | Monthly System Peak Day | June | CAISO 1-in-10 | 1 | 1.3784 | 1.3514 | 1.3784 | 1.3514 | 0 | 75.6009
| LCA | LA Basin | Monthly System Peak Day | June | CAISO 1-in-10 | 2 | 1.1235 | 1.103 | 1.1235 | 1.103 | 0 | 74.0418
| LCA | LA Basin | Monthly System Peak Day | June | CAISO 1-in-10 | 3 | 0.96045 | 0.94117 | 0.96045 | 0.94117 | 0 | 72.8733
| LCA | LA Basin | Monthly System Peak Day | June | CAISO 1-in-10 | 4 | 0.86048 | 0.84259 | 0.86048 | 0.84259 | 0 | 72.1458
| LCA | LA Basin | Monthly System Peak Day | June | CAISO 1-in-10 | 5 | 0.78211 | 0.76705 | 0.78211 | 0.76705 | 0 | 71.1697
| LCA | LA Basin | Monthly System Peak Day | June | CAISO 1-in-10 | 6 | 0.74138 | 0.73925 | 0.74138 | 0.73925 | 0 | 70.5227
| LCA | LA Basin | Monthly System Peak Day | June | CAISO 1-in-10 | 7 | 0.71685 | 0.75007 | 0.71685 | 0.75007 | 0 | 69.9669
| LCA | LA Basin | Monthly System Peak Day | June | CAISO 1-in-10 | 8 | 0.73625 | 0.764 | 0.73625 | 0.764 | 0 | 71.1514
| LCA | LA Basin | Monthly System Peak Day | June | CAISO 1-in-10 | 9 | 0.77387 | 0.75453 | 0.77387 | 0.75453 | 0 | 75.3568
| LCA | LA Basin | Monthly System Peak Day | June | CAISO 1-in-10 | 10 | 0.80676 | 0.78199 | 0.80676 | 0.78199 | 0 | 81.543
| LCA | LA Basin | Monthly System Peak Day | June | CAISO 1-in-10 | 11 | 0.83572 | 0.81471 | 0.83572 | 0.81471 | 0 | 86.6559
| LCA | LA Basin | Monthly System Peak Day | June | CAISO 1-in-10 | 12 | 1.0454 | 1.0184 | 1.0454 | 1.0184 | 0 | 90.6152
| LCA | LA Basin | Monthly System Peak Day | June | CAISO 1-in-10 | 13 | 1.3995 | 1.3511 | 1.3995 | 1.3511 | 0 | 91.9781
| LCA | LA Basin | Monthly System Peak Day | June | CAISO 1-in-10 | 14 | 1.7531 | 1.6969 | 1.7531 | 1.6969 | 0 | 93.4507
| LCA | LA Basin | Monthly System Peak Day | June | CAISO 1-in-10 | 15 | 2.0695 | 2.0122 | 2.0695 | 2.0122 | 0 | 95.2428
| LCA | LA Basin | Monthly System Peak Day | June | CAISO 1-in-10 | 16 | 2.3959 | 2.3419 | 2.3959 | 2.3419 | 0 | 96.7684
| LCA | LA Basin | Monthly System Peak Day | June | CAISO 1-in-10 | 17 | 2.6428 | 2.5989 | 1.5863 | 1.4823 | 0.018851 | 97.0513
| LCA | LA Basin | Monthly System Peak Day | June | CAISO 1-in-10 | 18 | 2.8311 | 2.7749 | 2.1552 | 2.0578 | 0.043775 | 96.6809
| LCA | LA Basin | Monthly System Peak Day | June | CAISO 1-in-10 | 19 | 2.8842 | 2.8054 | 2.4743 | 2.2932 | 0.021021 | 95.0276
| LCA | LA Basin | Monthly System Peak Day | June | CAISO 1-in-10 | 20 | 2.7467 | 2.673 | 2.4731 | 2.3375 | 0.011214 | 90.49
| LCA | LA Basin | Monthly System Peak Day | June | CAISO 1-in-10 | 21 | 2.5943 | 2.5371 | 2.3729 | 2.2539 | 0.014847 | 86.216
| LCA | LA Basin | Monthly System Peak Day | June | CAISO 1-in-10 | 22 | 2.3978 | 2.3487 | 2.7893 | 2.82 | 0.024555 | 82.4401
| LCA | LA Basin | Monthly System Peak Day | June | CAISO 1-in-10 | 23 | 2.1458 | 2.1146 | 2.2733 | 2.275 | 0.016376 | 78.7255
| LCA | LA Basin | Monthly System Peak Day | June | CAISO 1-in-10 | 24 | 1.7788 | 1.7539 | 1.8489 | 1.83 | 0.015198 | 76.2876
| LCA | LA Basin | Monthly System Peak Day | June | CAISO 1-in-2 | 1 | 0.90381 | 0.87684 | 0.90381 | 0.87684 | 0 | 65.3331
| LCA | LA Basin | Monthly System Peak Day | June | CAISO 1-in-2 | 2 | 0.77234 | 0.75183 | 0.77234 | 0.75183 | 0 | 64.5745
| LCA | LA Basin | Monthly System Peak Day | June | CAISO 1-in-2 | 3 | 0.67986 | 0.66058 | 0.67986 | 0.66058 | 0 | 63.8918
| LCA | LA Basin | Monthly System Peak Day | June | CAISO 1-in-2 | 4 | 0.62404 | 0.60615 | 0.62404 | 0.60615 | 0 | 62.9489
| LCA | LA Basin | Monthly System Peak Day | June | CAISO 1-in-2 | 5 | 0.58794 | 0.57288 | 0.58794 | 0.57288 | 0 | 62.0623
| LCA | LA Basin | Monthly System Peak Day | June | CAISO 1-in-2 | 6 | 0.58123 | 0.5791 | 0.58123 | 0.5791 | 0 | 61.2077
| LCA | LA Basin | Monthly System Peak Day | June | CAISO 1-in-2 | 7 | 0.58993 | 0.62315 | 0.58993 | 0.62315 | 0 | 60.6237
| LCA | LA Basin | Monthly System Peak Day | June | CAISO 1-in-2 | 8 | 0.56675 | 0.59451 | 0.56675 | 0.59451 | 0 | 61.3071
| LCA | LA Basin | Monthly System Peak Day | June | CAISO 1-in-2 | 9 | 0.46978 | 0.45044 | 0.46978 | 0.45044 | 0 | 64.2818
| LCA | LA Basin | Monthly System Peak Day | June | CAISO 1-in-2 | 10 | 0.39138 | 0.3666 | 0.39138 | 0.3666 | 0 | 67.7692
| LCA | LA Basin | Monthly System Peak Day | June | CAISO 1-in-2 | 11 | 0.36237 | 0.34136 | 0.36237 | 0.34136 | 0 | 71.0667
| LCA | LA Basin | Monthly System Peak Day | June | CAISO 1-in-2 | 12 | 0.36921 | 0.34216 | 0.36921 | 0.34216 | 0 | 74.6816
| LCA | LA Basin | Monthly System Peak Day | June | CAISO 1-in-2 | 13 | 0.45011 | 0.40172 | 0.45011 | 0.40172 | 0 | 78.0206
| LCA | LA Basin | Monthly System Peak Day | June | CAISO 1-in-2 | 14 | 0.58032 | 0.52411 | 0.58032 | 0.52411 | 0 | 80.8069
| LCA | LA Basin | Monthly System Peak Day | June | CAISO 1-in-2 | 15 | 0.75477 | 0.69745 | 0.75477 | 0.69745 | 0 | 83.3538
| LCA | LA Basin | Monthly System Peak Day | June | CAISO 1-in-2 | 16 | 0.99088 | 0.93683 | 0.99088 | 0.93683 | 0 | 84.4158
| LCA | LA Basin | Monthly System Peak Day | June | CAISO 1-in-2 | 17 | 1.2186 | 1.1746 | 0.42161 | 0.31763 | 0.021027 | 84.4084
| LCA | LA Basin | Monthly System Peak Day | June | CAISO 1-in-2 | 18 | 1.4396 | 1.3835 | 1.0258 | 0.92841 | 0.10004 | 83.7775
| LCA | LA Basin | Monthly System Peak Day | June | CAISO 1-in-2 | 19 | 1.5844 | 1.5057 | 1.3955 | 1.2144 | 0.062738 | 82.282
| LCA | LA Basin | Monthly System Peak Day | June | CAISO 1-in-2 | 20 | 1.6095 | 1.5358 | 1.47 | 1.3343 | 0.029047 | 79.5187
| LCA | LA Basin | Monthly System Peak Day | June | CAISO 1-in-2 | 21 | 1.5653 | 1.5082 | 1.4748 | 1.3558 | 0.038666 | 75.5052
| LCA | LA Basin | Monthly System Peak Day | June | CAISO 1-in-2 | 22 | 1.4543 | 1.4051 | 1.7981 | 1.8288 | 0.064562 | 71.2625
| LCA | LA Basin | Monthly System Peak Day | June | CAISO 1-in-2 | 23 | 1.3259 | 1.2947 | 1.3457 | 1.3474 | 0.0099142 | 68.6494
| LCA | LA Basin | Monthly System Peak Day | June | CAISO 1-in-2 | 24 | 1.1251 | 1.1002 | 1.1339 | 1.115 | 0.0044081 | 67.1267
| LCA | LA Basin | Monthly System Peak Day | June | SCE 1-in-10 | 1 | 1.4352 | 1.4083 | 1.4352 | 1.4083 | 0 | 76.663
| LCA | LA Basin | Monthly System Peak Day | June | SCE 1-in-10 | 2 | 1.1764 | 1.1559 | 1.1764 | 1.1559 | 0 | 75.0272
| LCA | LA Basin | Monthly System Peak Day | June | SCE 1-in-10 | 3 | 0.99593 | 0.97666 | 0.99593 | 0.97666 | 0 | 73.5861
| LCA | LA Basin | Monthly System Peak Day | June | SCE 1-in-10 | 4 | 0.88208 | 0.86419 | 0.88208 | 0.86419 | 0 | 72.6609
| LCA | LA Basin | Monthly System Peak Day | June | SCE 1-in-10 | 5 | 0.79426 | 0.77919 | 0.79426 | 0.77919 | 0 | 71.5335
| LCA | LA Basin | Monthly System Peak Day | June | SCE 1-in-10 | 6 | 0.74554 | 0.74341 | 0.74554 | 0.74341 | 0 | 70.6771
| LCA | LA Basin | Monthly System Peak Day | June | SCE 1-in-10 | 7 | 0.71657 | 0.74979 | 0.71657 | 0.74979 | 0 | 69.9361
| LCA | LA Basin | Monthly System Peak Day | June | SCE 1-in-10 | 8 | 0.73896 | 0.76671 | 0.73896 | 0.76671 | 0 | 71.1813
| LCA | LA Basin | Monthly System Peak Day | June | SCE 1-in-10 | 9 | 0.77216 | 0.75282 | 0.77216 | 0.75282 | 0 | 75.1889
| LCA | LA Basin | Monthly System Peak Day | June | SCE 1-in-10 | 10 | 0.78691 | 0.76214 | 0.78691 | 0.76214 | 0 | 81.1245
| LCA | LA Basin | Monthly System Peak Day | June | SCE 1-in-10 | 11 | 0.78885 | 0.76784 | 0.78885 | 0.76784 | 0 | 86.3053
| LCA | LA Basin | Monthly System Peak Day | June | SCE 1-in-10 | 12 | 0.98463 | 0.95758 | 0.98463 | 0.95758 | 0 | 89.9899
| LCA | LA Basin | Monthly System Peak Day | June | SCE 1-in-10 | 13 | 1.3247 | 1.2764 | 1.3247 | 1.2764 | 0 | 91.2302
| LCA | LA Basin | Monthly System Peak Day | June | SCE 1-in-10 | 14 | 1.6657 | 1.6095 | 1.6657 | 1.6095 | 0 | 92.6486
| LCA | LA Basin | Monthly System Peak Day | June | SCE 1-in-10 | 15 | 1.9757 | 1.9184 | 1.9757 | 1.9184 | 0 | 93.908
| LCA | LA Basin | Monthly System Peak Day | June | SCE 1-in-10 | 16 | 2.2962 | 2.2421 | 2.2962 | 2.2421 | 0 | 95.3767
| LCA | LA Basin | Monthly System Peak Day | June | SCE 1-in-10 | 17 | 2.5444 | 2.5004 | 1.5092 | 1.4052 | 0.017708 | 96.0124
| LCA | LA Basin | Monthly System Peak Day | June | SCE 1-in-10 | 18 | 2.7379 | 2.6817 | 2.0861 | 1.9888 | 0.045182 | 95.4912
| LCA | LA Basin | Monthly System Peak Day | June | SCE 1-in-10 | 19 | 2.7993 | 2.7205 | 2.4187 | 2.2376 | 0.023274 | 93.3373
| LCA | LA Basin | Monthly System Peak Day | June | SCE 1-in-10 | 20 | 2.6611 | 2.5874 | 2.4113 | 2.2757 | 0.011817 | 88.5414
| LCA | LA Basin | Monthly System Peak Day | June | SCE 1-in-10 | 21 | 2.5121 | 2.4549 | 2.3191 | 2.2 | 0.019259 | 83.8934
| LCA | LA Basin | Monthly System Peak Day | June | SCE 1-in-10 | 22 | 2.3366 | 2.2874 | 2.7171 | 2.7479 | 0.02992 | 79.8926
| LCA | LA Basin | Monthly System Peak Day | June | SCE 1-in-10 | 23 | 2.0991 | 2.0679 | 2.2003 | 2.202 | 0.020487 | 76.2567
| LCA | LA Basin | Monthly System Peak Day | June | SCE 1-in-10 | 24 | 1.726 | 1.7011 | 1.7804 | 1.7615 | 0.018891 | 73.9362
| LCA | LA Basin | Monthly System Peak Day | June | SCE 1-in-2 | 1 | 0.97621 | 0.94924 | 0.97621 | 0.94924 | 0 | 66.8029
| LCA | LA Basin | Monthly System Peak Day | June | SCE 1-in-2 | 2 | 0.82269 | 0.80218 | 0.82269 | 0.80218 | 0 | 65.8155
| LCA | LA Basin | Monthly System Peak Day | June | SCE 1-in-2 | 3 | 0.72211 | 0.70283 | 0.72211 | 0.70283 | 0 | 64.9668
| LCA | LA Basin | Monthly System Peak Day | June | SCE 1-in-2 | 4 | 0.64997 | 0.63208 | 0.64997 | 0.63208 | 0 | 64.1393
| LCA | LA Basin | Monthly System Peak Day | June | SCE 1-in-2 | 5 | 0.60433 | 0.58927 | 0.60433 | 0.58927 | 0 | 63.4155
| LCA | LA Basin | Monthly System Peak Day | June | SCE 1-in-2 | 6 | 0.58872 | 0.58659 | 0.58872 | 0.58659 | 0 | 62.4892
| LCA | LA Basin | Monthly System Peak Day | June | SCE 1-in-2 | 7 | 0.59428 | 0.6275 | 0.59428 | 0.6275 | 0 | 61.9362
| LCA | LA Basin | Monthly System Peak Day | June | SCE 1-in-2 | 8 | 0.58201 | 0.60976 | 0.58201 | 0.60976 | 0 | 62.9563
| LCA | LA Basin | Monthly System Peak Day | June | SCE 1-in-2 | 9 | 0.51912 | 0.49978 | 0.51912 | 0.49978 | 0 | 66.0011
| LCA | LA Basin | Monthly System Peak Day | June | SCE 1-in-2 | 10 | 0.45066 | 0.42588 | 0.45066 | 0.42588 | 0 | 70.4202
| LCA | LA Basin | Monthly System Peak Day | June | SCE 1-in-2 | 11 | 0.36627 | 0.34526 | 0.36627 | 0.34526 | 0 | 74.258
| LCA | LA Basin | Monthly System Peak Day | June | SCE 1-in-2 | 12 | 0.38132 | 0.35427 | 0.38132 | 0.35427 | 0 | 77.7154
| LCA | LA Basin | Monthly System Peak Day | June | SCE 1-in-2 | 13 | 0.51084 | 0.46244 | 0.51084 | 0.46244 | 0 | 79.3953
| LCA | LA Basin | Monthly System Peak Day | June | SCE 1-in-2 | 14 | 0.67148 | 0.61527 | 0.67148 | 0.61527 | 0 | 80.8991
| LCA | LA Basin | Monthly System Peak Day | June | SCE 1-in-2 | 15 | 0.85918 | 0.80186 | 0.85918 | 0.80186 | 0 | 83.011
| LCA | LA Basin | Monthly System Peak Day | June | SCE 1-in-2 | 16 | 1.1044 | 1.0503 | 1.1044 | 1.0503 | 0 | 84.3176
| LCA | LA Basin | Monthly System Peak Day | June | SCE 1-in-2 | 17 | 1.3401 | 1.2961 | 0.53543 | 0.43146 | 0.020519 | 84.7808
| LCA | LA Basin | Monthly System Peak Day | June | SCE 1-in-2 | 18 | 1.5679 | 1.5117 | 1.1549 | 1.0576 | 0.10031 | 83.7335
| LCA | LA Basin | Monthly System Peak Day | June | SCE 1-in-2 | 19 | 1.708 | 1.6293 | 1.5368 | 1.3557 | 0.067023 | 81.2564
| LCA | LA Basin | Monthly System Peak Day | June | SCE 1-in-2 | 20 | 1.6933 | 1.6196 | 1.5685 | 1.4328 | 0.031888 | 78.3173
| LCA | LA Basin | Monthly System Peak Day | June | SCE 1-in-2 | 21 | 1.642 | 1.5849 | 1.5556 | 1.4366 | 0.039491 | 75.1666
| LCA | LA Basin | Monthly System Peak Day | June | SCE 1-in-2 | 22 | 1.5324 | 1.4833 | 1.881 | 1.9118 | 0.059454 | 72.4008
| LCA | LA Basin | Monthly System Peak Day | June | SCE 1-in-2 | 23 | 1.3906 | 1.3594 | 1.4346 | 1.4362 | 0.033511 | 70.9107
| LCA | LA Basin | Monthly System Peak Day | June | SCE 1-in-2 | 24 | 1.1799 | 1.155 | 1.2042 | 1.1852 | 0.012146 | 69.438
| LCA | LA Basin | Monthly System Peak Day | March | CAISO 1-in-10 | 1 | 0.94456 | 0.91758 | 0.94456 | 0.91758 | 0 | 66.9781
| LCA | LA Basin | Monthly System Peak Day | March | CAISO 1-in-10 | 2 | 0.78317 | 0.76266 | 0.78317 | 0.76266 | 0 | 64.9878
| LCA | LA Basin | Monthly System Peak Day | March | CAISO 1-in-10 | 3 | 0.66992 | 0.65064 | 0.66992 | 0.65064 | 0 | 63.2714
| LCA | LA Basin | Monthly System Peak Day | March | CAISO 1-in-10 | 4 | 0.61931 | 0.60142 | 0.61931 | 0.60142 | 0 | 62.2471
| LCA | LA Basin | Monthly System Peak Day | March | CAISO 1-in-10 | 5 | 0.59721 | 0.58215 | 0.59721 | 0.58215 | 0 | 61.4673
| LCA | LA Basin | Monthly System Peak Day | March | CAISO 1-in-10 | 6 | 0.58625 | 0.58412 | 0.58625 | 0.58412 | 0 | 60.5801
| LCA | LA Basin | Monthly System Peak Day | March | CAISO 1-in-10 | 7 | 0.60232 | 0.63553 | 0.60232 | 0.63553 | 0 | 60.4301
| LCA | LA Basin | Monthly System Peak Day | March | CAISO 1-in-10 | 8 | 0.58365 | 0.6114 | 0.58365 | 0.6114 | 0 | 60.082
| LCA | LA Basin | Monthly System Peak Day | March | CAISO 1-in-10 | 9 | 0.48405 | 0.46471 | 0.48405 | 0.46471 | 0 | 61.5951
| LCA | LA Basin | Monthly System Peak Day | March | CAISO 1-in-10 | 10 | 0.37452 | 0.34974 | 0.37452 | 0.34974 | 0 | 66.5497
| LCA | LA Basin | Monthly System Peak Day | March | CAISO 1-in-10 | 11 | 0.35503 | 0.33402 | 0.35503 | 0.33402 | 0 | 72.0157
| LCA | LA Basin | Monthly System Peak Day | March | CAISO 1-in-10 | 12 | 0.33711 | 0.31006 | 0.33711 | 0.31006 | 0 | 77.3212
| LCA | LA Basin | Monthly System Peak Day | March | CAISO 1-in-10 | 13 | 0.41613 | 0.36774 | 0.41613 | 0.36774 | 0 | 82.3597
| LCA | LA Basin | Monthly System Peak Day | March | CAISO 1-in-10 | 14 | 0.58992 | 0.53371 | 0.58992 | 0.53371 | 0 | 84.7595
| LCA | LA Basin | Monthly System Peak Day | March | CAISO 1-in-10 | 15 | 0.81484 | 0.75752 | 0.81484 | 0.75752 | 0 | 85.3024
| LCA | LA Basin | Monthly System Peak Day | March | CAISO 1-in-10 | 16 | 1.089 | 1.035 | 1.089 | 1.035 | 0 | 86.0102
| LCA | LA Basin | Monthly System Peak Day | March | CAISO 1-in-10 | 17 | 1.3462 | 1.3022 | 0.4981 | 0.39412 | 0.017958 | 86.8972
| LCA | LA Basin | Monthly System Peak Day | March | CAISO 1-in-10 | 18 | 1.5685 | 1.5124 | 1.0938 | 0.99649 | 0.082509 | 86.7725
| LCA | LA Basin | Monthly System Peak Day | March | CAISO 1-in-10 | 19 | 1.7012 | 1.6225 | 1.4601 | 1.279 | 0.050405 | 85.2921
| LCA | LA Basin | Monthly System Peak Day | March | CAISO 1-in-10 | 20 | 1.7077 | 1.6339 | 1.5296 | 1.3939 | 0.021855 | 82.6763
| LCA | LA Basin | Monthly System Peak Day | March | CAISO 1-in-10 | 21 | 1.6541 | 1.597 | 1.5222 | 1.4032 | 0.030517 | 78.8948
| LCA | LA Basin | Monthly System Peak Day | March | CAISO 1-in-10 | 22 | 1.5182 | 1.4691 | 1.8835 | 1.9142 | 0.042774 | 76.2994
| LCA | LA Basin | Monthly System Peak Day | March | CAISO 1-in-10 | 23 | 1.3715 | 1.3403 | 1.4454 | 1.447 | 0.026292 | 73.706
| LCA | LA Basin | Monthly System Peak Day | March | CAISO 1-in-10 | 24 | 1.1798 | 1.1549 | 1.2131 | 1.1941 | 0.025471 | 70.7796
| LCA | LA Basin | Monthly System Peak Day | March | CAISO 1-in-2 | 1 | 0.73909 | 0.71212 | 0.73909 | 0.71212 | 0 | 58.3713
| LCA | LA Basin | Monthly System Peak Day | March | CAISO 1-in-2 | 2 | 0.65938 | 0.63887 | 0.65938 | 0.63887 | 0 | 57.1171
| LCA | LA Basin | Monthly System Peak Day | March | CAISO 1-in-2 | 3 | 0.60366 | 0.58438 | 0.60366 | 0.58438 | 0 | 55.7736
| LCA | LA Basin | Monthly System Peak Day | March | CAISO 1-in-2 | 4 | 0.56794 | 0.55005 | 0.56794 | 0.55005 | 0 | 54.5839
| LCA | LA Basin | Monthly System Peak Day | March | CAISO 1-in-2 | 5 | 0.55345 | 0.53839 | 0.55345 | 0.53839 | 0 | 53.9474
| LCA | LA Basin | Monthly System Peak Day | March | CAISO 1-in-2 | 6 | 0.56529 | 0.56316 | 0.56529 | 0.56316 | 0 | 52.9381
| LCA | LA Basin | Monthly System Peak Day | March | CAISO 1-in-2 | 7 | 0.60559 | 0.63881 | 0.60559 | 0.63881 | 0 | 52.4944
| LCA | LA Basin | Monthly System Peak Day | March | CAISO 1-in-2 | 8 | 0.59395 | 0.6217 | 0.59395 | 0.6217 | 0 | 51.8756
| LCA | LA Basin | Monthly System Peak Day | March | CAISO 1-in-2 | 9 | 0.48602 | 0.46668 | 0.48602 | 0.46668 | 0 | 52.1961
| LCA | LA Basin | Monthly System Peak Day | March | CAISO 1-in-2 | 10 | 0.34958 | 0.3248 | 0.34958 | 0.3248 | 0 | 55.3761
| LCA | LA Basin | Monthly System Peak Day | March | CAISO 1-in-2 | 11 | 0.24043 | 0.21942 | 0.24043 | 0.21942 | 0 | 60.1366
| LCA | LA Basin | Monthly System Peak Day | March | CAISO 1-in-2 | 12 | 0.17784 | 0.15079 | 0.17784 | 0.15079 | 0 | 64.5407
| LCA | LA Basin | Monthly System Peak Day | March | CAISO 1-in-2 | 13 | 0.1648 | 0.1164 | 0.1648 | 0.1164 | 0 | 67.5461
| LCA | LA Basin | Monthly System Peak Day | March | CAISO 1-in-2 | 14 | 0.1865 | 0.13029 | 0.1865 | 0.13029 | 0 | 69.0245
| LCA | LA Basin | Monthly System Peak Day | March | CAISO 1-in-2 | 15 | 0.25224 | 0.19492 | 0.25224 | 0.19492 | 0 | 70.1279
| LCA | LA Basin | Monthly System Peak Day | March | CAISO 1-in-2 | 16 | 0.38089 | 0.32683 | 0.38089 | 0.32683 | 0 | 71.0633
| LCA | LA Basin | Monthly System Peak Day | March | CAISO 1-in-2 | 17 | 0.54718 | 0.50324 | 0.54718 | 0.50324 | 0 | 71.4222
| LCA | LA Basin | Monthly System Peak Day | March | CAISO 1-in-2 | 18 | 0.76814 | 0.71197 | 0.76814 | 0.71197 | 0 | 70.8777
| LCA | LA Basin | Monthly System Peak Day | March | CAISO 1-in-2 | 19 | 0.95459 | 0.87586 | 0.95459 | 0.87586 | 0 | 69.2969
| LCA | LA Basin | Monthly System Peak Day | March | CAISO 1-in-2 | 20 | 1.048 | 0.97421 | 1.048 | 0.9694 | 0 | 66.1244
| LCA | LA Basin | Monthly System Peak Day | March | CAISO 1-in-2 | 21 | 1.0513 | 0.99416 | 1.0513 | 0.99213 | 0 | 63.2021
| LCA | LA Basin | Monthly System Peak Day | March | CAISO 1-in-2 | 22 | 0.99453 | 0.94539 | 1.022 | 0.97288 | 0.013745 | 61.4563
| LCA | LA Basin | Monthly System Peak Day | March | CAISO 1-in-2 | 23 | 0.92918 | 0.898 | 0.92918 | 0.898 | 0 | 59.9254
| LCA | LA Basin | Monthly System Peak Day | March | CAISO 1-in-2 | 24 | 0.81363 | 0.7887 | 0.81363 | 0.7887 | 0 | 58.3906
| LCA | LA Basin | Monthly System Peak Day | March | SCE 1-in-10 | 1 | 0.99273 | 0.96576 | 0.99273 | 0.96576 | 0 | 68.1964
| LCA | LA Basin | Monthly System Peak Day | March | SCE 1-in-10 | 2 | 0.82141 | 0.8009 | 0.82141 | 0.8009 | 0 | 66.5124
| LCA | LA Basin | Monthly System Peak Day | March | SCE 1-in-10 | 3 | 0.69523 | 0.67595 | 0.69523 | 0.67595 | 0 | 65.0171
| LCA | LA Basin | Monthly System Peak Day | March | SCE 1-in-10 | 4 | 0.63412 | 0.61623 | 0.63412 | 0.61623 | 0 | 63.7568
| LCA | LA Basin | Monthly System Peak Day | March | SCE 1-in-10 | 5 | 0.60572 | 0.59066 | 0.60572 | 0.59066 | 0 | 62.8354
| LCA | LA Basin | Monthly System Peak Day | March | SCE 1-in-10 | 6 | 0.59487 | 0.59274 | 0.59487 | 0.59274 | 0 | 62.1073
| LCA | LA Basin | Monthly System Peak Day | March | SCE 1-in-10 | 7 | 0.61096 | 0.64418 | 0.61096 | 0.64418 | 0 | 61.9313
| LCA | LA Basin | Monthly System Peak Day | March | SCE 1-in-10 | 8 | 0.59246 | 0.62022 | 0.59246 | 0.62022 | 0 | 61.6177
| LCA | LA Basin | Monthly System Peak Day | March | SCE 1-in-10 | 9 | 0.4955 | 0.47616 | 0.4955 | 0.47616 | 0 | 63.0511
| LCA | LA Basin | Monthly System Peak Day | March | SCE 1-in-10 | 10 | 0.38774 | 0.36296 | 0.38774 | 0.36296 | 0 | 67.8621
| LCA | LA Basin | Monthly System Peak Day | March | SCE 1-in-10 | 11 | 0.34375 | 0.32274 | 0.34375 | 0.32274 | 0 | 73.155
| LCA | LA Basin | Monthly System Peak Day | March | SCE 1-in-10 | 12 | 0.33394 | 0.30689 | 0.33394 | 0.30689 | 0 | 77.786
| LCA | LA Basin | Monthly System Peak Day | March | SCE 1-in-10 | 13 | 0.43273 | 0.38434 | 0.43273 | 0.38434 | 0 | 81.4512
| LCA | LA Basin | Monthly System Peak Day | March | SCE 1-in-10 | 14 | 0.60278 | 0.54657 | 0.60278 | 0.54657 | 0 | 83.6568
| LCA | LA Basin | Monthly System Peak Day | March | SCE 1-in-10 | 15 | 0.81755 | 0.76023 | 0.81755 | 0.76023 | 0 | 85.4668
| LCA | LA Basin | Monthly System Peak Day | March | SCE 1-in-10 | 16 | 1.0901 | 1.0361 | 1.0901 | 1.0361 | 0 | 86.1749
| LCA | LA Basin | Monthly System Peak Day | March | SCE 1-in-10 | 17 | 1.3438 | 1.2998 | 0.51403 | 0.41005 | 0.018964 | 86.0039
| LCA | LA Basin | Monthly System Peak Day | March | SCE 1-in-10 | 18 | 1.5761 | 1.5199 | 1.1424 | 1.045 | 0.09422 | 84.7536
| LCA | LA Basin | Monthly System Peak Day | March | SCE 1-in-10 | 19 | 1.708 | 1.6292 | 1.4985 | 1.3174 | 0.057846 | 83.4638
| LCA | LA Basin | Monthly System Peak Day | March | SCE 1-in-10 | 20 | 1.6989 | 1.6252 | 1.5424 | 1.4067 | 0.025813 | 80.9119
| LCA | LA Basin | Monthly System Peak Day | March | SCE 1-in-10 | 21 | 1.6425 | 1.5853 | 1.5351 | 1.416 | 0.035307 | 76.8912
| LCA | LA Basin | Monthly System Peak Day | March | SCE 1-in-10 | 22 | 1.5249 | 1.4758 | 1.879 | 1.9097 | 0.05379 | 73.6855
| LCA | LA Basin | Monthly System Peak Day | March | SCE 1-in-10 | 23 | 1.3852 | 1.354 | 1.433 | 1.4347 | 0.032562 | 71.2662
| LCA | LA Basin | Monthly System Peak Day | March | SCE 1-in-10 | 24 | 1.1724 | 1.1475 | 1.1918 | 1.1728 | 0.0096894 | 68.7042
| LCA | LA Basin | Monthly System Peak Day | March | SCE 1-in-2 | 1 | 0.73915 | 0.71218 | 0.73915 | 0.71218 | 0 | 58.1478
| LCA | LA Basin | Monthly System Peak Day | March | SCE 1-in-2 | 2 | 0.65945 | 0.63894 | 0.65945 | 0.63894 | 0 | 56.8391
| LCA | LA Basin | Monthly System Peak Day | March | SCE 1-in-2 | 3 | 0.60376 | 0.58448 | 0.60376 | 0.58448 | 0 | 55.2915
| LCA | LA Basin | Monthly System Peak Day | March | SCE 1-in-2 | 4 | 0.56808 | 0.55019 | 0.56808 | 0.55019 | 0 | 54.4293
| LCA | LA Basin | Monthly System Peak Day | March | SCE 1-in-2 | 5 | 0.55366 | 0.5386 | 0.55366 | 0.5386 | 0 | 53.4648
| LCA | LA Basin | Monthly System Peak Day | March | SCE 1-in-2 | 6 | 0.56558 | 0.56345 | 0.56558 | 0.56345 | 0 | 52.8025
| LCA | LA Basin | Monthly System Peak Day | March | SCE 1-in-2 | 7 | 0.60599 | 0.63921 | 0.60599 | 0.63921 | 0 | 52.2325
| LCA | LA Basin | Monthly System Peak Day | March | SCE 1-in-2 | 8 | 0.5943 | 0.62206 | 0.5943 | 0.62206 | 0 | 51.8551
| LCA | LA Basin | Monthly System Peak Day | March | SCE 1-in-2 | 9 | 0.48632 | 0.46698 | 0.48632 | 0.46698 | 0 | 52.4712
| LCA | LA Basin | Monthly System Peak Day | March | SCE 1-in-2 | 10 | 0.35002 | 0.32524 | 0.35002 | 0.32524 | 0 | 55.6981
| LCA | LA Basin | Monthly System Peak Day | March | SCE 1-in-2 | 11 | 0.2407 | 0.21969 | 0.2407 | 0.21969 | 0 | 60.4723
| LCA | LA Basin | Monthly System Peak Day | March | SCE 1-in-2 | 12 | 0.17332 | 0.14627 | 0.17332 | 0.14627 | 0 | 64.9444
| LCA | LA Basin | Monthly System Peak Day | March | SCE 1-in-2 | 13 | 0.1642 | 0.1158 | 0.1642 | 0.1158 | 0 | 67.713
| LCA | LA Basin | Monthly System Peak Day | March | SCE 1-in-2 | 14 | 0.186 | 0.12979 | 0.186 | 0.12979 | 0 | 69.1625
| LCA | LA Basin | Monthly System Peak Day | March | SCE 1-in-2 | 15 | 0.25198 | 0.19466 | 0.25198 | 0.19466 | 0 | 70.1948
| LCA | LA Basin | Monthly System Peak Day | March | SCE 1-in-2 | 16 | 0.38028 | 0.32623 | 0.38028 | 0.32623 | 0 | 70.9712
| LCA | LA Basin | Monthly System Peak Day | March | SCE 1-in-2 | 17 | 0.5459 | 0.50197 | 0.5459 | 0.50197 | 0 | 71.0395
| LCA | LA Basin | Monthly System Peak Day | March | SCE 1-in-2 | 18 | 0.76905 | 0.71288 | 0.76905 | 0.71288 | 0 | 70.546
| LCA | LA Basin | Monthly System Peak Day | March | SCE 1-in-2 | 19 | 0.95524 | 0.8765 | 0.95524 | 0.8765 | 0 | 69.0275
| LCA | LA Basin | Monthly System Peak Day | March | SCE 1-in-2 | 20 | 1.0474 | 0.97362 | 1.0474 | 0.96999 | 0 | 66.1651
| LCA | LA Basin | Monthly System Peak Day | March | SCE 1-in-2 | 21 | 1.0506 | 0.99348 | 1.0506 | 0.99016 | 0 | 63.3084
| LCA | LA Basin | Monthly System Peak Day | March | SCE 1-in-2 | 22 | 0.99425 | 0.94511 | 1.0209 | 0.97175 | 0.01332 | 61.4354
| LCA | LA Basin | Monthly System Peak Day | March | SCE 1-in-2 | 23 | 0.92899 | 0.89781 | 0.92899 | 0.89781 | 0 | 59.9073
| LCA | LA Basin | Monthly System Peak Day | March | SCE 1-in-2 | 24 | 0.81353 | 0.7886 | 0.81353 | 0.7886 | 0 | 58.5414
| LCA | LA Basin | Monthly System Peak Day | May | CAISO 1-in-10 | 1 | 1.3334 | 1.3064 | 1.3334 | 1.3064 | 0 | 74.7193
| LCA | LA Basin | Monthly System Peak Day | May | CAISO 1-in-10 | 2 | 1.0882 | 1.0677 | 1.0882 | 1.0677 | 0 | 73.2486
| LCA | LA Basin | Monthly System Peak Day | May | CAISO 1-in-10 | 3 | 0.90608 | 0.8868 | 0.90608 | 0.8868 | 0 | 71.5689
| LCA | LA Basin | Monthly System Peak Day | May | CAISO 1-in-10 | 4 | 0.79022 | 0.77234 | 0.79022 | 0.77234 | 0 | 70.2377
| LCA | LA Basin | Monthly System Peak Day | May | CAISO 1-in-10 | 5 | 0.72927 | 0.71421 | 0.72927 | 0.71421 | 0 | 69.4777
| LCA | LA Basin | Monthly System Peak Day | May | CAISO 1-in-10 | 6 | 0.68525 | 0.68312 | 0.68525 | 0.68312 | 0 | 68.3815
| LCA | LA Basin | Monthly System Peak Day | May | CAISO 1-in-10 | 7 | 0.67331 | 0.70653 | 0.67331 | 0.70653 | 0 | 68.1199
| LCA | LA Basin | Monthly System Peak Day | May | CAISO 1-in-10 | 8 | 0.66736 | 0.69511 | 0.66736 | 0.69511 | 0 | 68.7239
| LCA | LA Basin | Monthly System Peak Day | May | CAISO 1-in-10 | 9 | 0.69588 | 0.67654 | 0.69588 | 0.67654 | 0 | 73.2333
| LCA | LA Basin | Monthly System Peak Day | May | CAISO 1-in-10 | 10 | 0.76138 | 0.7366 | 0.76138 | 0.7366 | 0 | 80.0402
| LCA | LA Basin | Monthly System Peak Day | May | CAISO 1-in-10 | 11 | 0.78455 | 0.76354 | 0.78455 | 0.76354 | 0 | 86.1006
| LCA | LA Basin | Monthly System Peak Day | May | CAISO 1-in-10 | 12 | 0.97659 | 0.94954 | 0.97659 | 0.94954 | 0 | 89.9332
| LCA | LA Basin | Monthly System Peak Day | May | CAISO 1-in-10 | 13 | 1.2973 | 1.2489 | 1.2973 | 1.2489 | 0 | 92.5951
| LCA | LA Basin | Monthly System Peak Day | May | CAISO 1-in-10 | 14 | 1.6446 | 1.5884 | 1.6446 | 1.5884 | 0 | 94.0486
| LCA | LA Basin | Monthly System Peak Day | May | CAISO 1-in-10 | 15 | 1.9621 | 1.9047 | 1.9621 | 1.9047 | 0 | 95.4702
| LCA | LA Basin | Monthly System Peak Day | May | CAISO 1-in-10 | 16 | 2.2889 | 2.2348 | 2.2889 | 2.2348 | 0 | 95.7399
| LCA | LA Basin | Monthly System Peak Day | May | CAISO 1-in-10 | 17 | 2.5377 | 2.4938 | 1.5149 | 1.4109 | 0.017126 | 95.4091
| LCA | LA Basin | Monthly System Peak Day | May | CAISO 1-in-10 | 18 | 2.7379 | 2.6817 | 2.1065 | 2.0092 | 0.047384 | 94.4866
| LCA | LA Basin | Monthly System Peak Day | May | CAISO 1-in-10 | 19 | 2.7937 | 2.715 | 2.4107 | 2.2296 | 0.022992 | 93.4835
| LCA | LA Basin | Monthly System Peak Day | May | CAISO 1-in-10 | 20 | 2.6673 | 2.5935 | 2.3896 | 2.2539 | 0.011329 | 90.8272
| LCA | LA Basin | Monthly System Peak Day | May | CAISO 1-in-10 | 21 | 2.5253 | 2.4681 | 2.2958 | 2.1768 | 0.0138 | 86.8755
| LCA | LA Basin | Monthly System Peak Day | May | CAISO 1-in-10 | 22 | 2.3237 | 2.2746 | 2.7178 | 2.7485 | 0.024049 | 83.0584
| LCA | LA Basin | Monthly System Peak Day | May | CAISO 1-in-10 | 23 | 2.0704 | 2.0392 | 2.2173 | 2.219 | 0.015053 | 80.5364
| LCA | LA Basin | Monthly System Peak Day | May | CAISO 1-in-10 | 24 | 1.7382 | 1.7133 | 1.8193 | 1.8004 | 0.013766 | 77.9221
| LCA | LA Basin | Monthly System Peak Day | May | CAISO 1-in-2 | 1 | 0.94972 | 0.92275 | 0.94972 | 0.92275 | 0 | 66.687
| LCA | LA Basin | Monthly System Peak Day | May | CAISO 1-in-2 | 2 | 0.80162 | 0.78111 | 0.80162 | 0.78111 | 0 | 65.2334
| LCA | LA Basin | Monthly System Peak Day | May | CAISO 1-in-2 | 3 | 0.68562 | 0.66634 | 0.68562 | 0.66634 | 0 | 63.7924
| LCA | LA Basin | Monthly System Peak Day | May | CAISO 1-in-2 | 4 | 0.62407 | 0.60618 | 0.62407 | 0.60618 | 0 | 62.4227
| LCA | LA Basin | Monthly System Peak Day | May | CAISO 1-in-2 | 5 | 0.58667 | 0.5716 | 0.58667 | 0.5716 | 0 | 61.0696
| LCA | LA Basin | Monthly System Peak Day | May | CAISO 1-in-2 | 6 | 0.57954 | 0.57741 | 0.57954 | 0.57741 | 0 | 60.4818
| LCA | LA Basin | Monthly System Peak Day | May | CAISO 1-in-2 | 7 | 0.58642 | 0.61964 | 0.58642 | 0.61964 | 0 | 60.3343
| LCA | LA Basin | Monthly System Peak Day | May | CAISO 1-in-2 | 8 | 0.56169 | 0.58944 | 0.56169 | 0.58944 | 0 | 60.7584
| LCA | LA Basin | Monthly System Peak Day | May | CAISO 1-in-2 | 9 | 0.47826 | 0.45892 | 0.47826 | 0.45892 | 0 | 63.4738
| LCA | LA Basin | Monthly System Peak Day | May | CAISO 1-in-2 | 10 | 0.39906 | 0.37428 | 0.39906 | 0.37428 | 0 | 68.3708
| LCA | LA Basin | Monthly System Peak Day | May | CAISO 1-in-2 | 11 | 0.31256 | 0.29155 | 0.31256 | 0.29155 | 0 | 73.8412
| LCA | LA Basin | Monthly System Peak Day | May | CAISO 1-in-2 | 12 | 0.28785 | 0.2608 | 0.28785 | 0.2608 | 0 | 78.3738
| LCA | LA Basin | Monthly System Peak Day | May | CAISO 1-in-2 | 13 | 0.39178 | 0.34338 | 0.39178 | 0.34338 | 0 | 81.3743
| LCA | LA Basin | Monthly System Peak Day | May | CAISO 1-in-2 | 14 | 0.55037 | 0.49416 | 0.55037 | 0.49416 | 0 | 83.3051
| LCA | LA Basin | Monthly System Peak Day | May | CAISO 1-in-2 | 15 | 0.74999 | 0.69266 | 0.74999 | 0.69266 | 0 | 84.5766
| LCA | LA Basin | Monthly System Peak Day | May | CAISO 1-in-2 | 16 | 1.003 | 0.94892 | 1.003 | 0.94892 | 0 | 85.5413
| LCA | LA Basin | Monthly System Peak Day | May | CAISO 1-in-2 | 17 | 1.2418 | 1.1979 | 0.42575 | 0.32177 | 0.019787 | 85.3385
| LCA | LA Basin | Monthly System Peak Day | May | CAISO 1-in-2 | 18 | 1.468 | 1.4118 | 1.054 | 0.9567 | 0.10003 | 83.7792
| LCA | LA Basin | Monthly System Peak Day | May | CAISO 1-in-2 | 19 | 1.6145 | 1.5358 | 1.4447 | 1.2636 | 0.067363 | 81.1753
| LCA | LA Basin | Monthly System Peak Day | May | CAISO 1-in-2 | 20 | 1.6141 | 1.5404 | 1.4904 | 1.3548 | 0.032117 | 78.221
| LCA | LA Basin | Monthly System Peak Day | May | CAISO 1-in-2 | 21 | 1.5629 | 1.5058 | 1.4921 | 1.3731 | 0.042617 | 73.8887
| LCA | LA Basin | Monthly System Peak Day | May | CAISO 1-in-2 | 22 | 1.4671 | 1.4179 | 1.8071 | 1.8378 | 0.068538 | 70.3867
| LCA | LA Basin | Monthly System Peak Day | May | CAISO 1-in-2 | 23 | 1.3392 | 1.308 | 1.3602 | 1.3619 | 0.010495 | 68.758
| LCA | LA Basin | Monthly System Peak Day | May | CAISO 1-in-2 | 24 | 1.1271 | 1.1022 | 1.1323 | 1.1133 | 0.0025631 | 66.5757
| LCA | LA Basin | Monthly System Peak Day | May | SCE 1-in-10 | 1 | 1.3334 | 1.3064 | 1.3334 | 1.3064 | 0 | 74.7193
| LCA | LA Basin | Monthly System Peak Day | May | SCE 1-in-10 | 2 | 1.0882 | 1.0677 | 1.0882 | 1.0677 | 0 | 73.2486
| LCA | LA Basin | Monthly System Peak Day | May | SCE 1-in-10 | 3 | 0.90608 | 0.8868 | 0.90608 | 0.8868 | 0 | 71.5689
| LCA | LA Basin | Monthly System Peak Day | May | SCE 1-in-10 | 4 | 0.79022 | 0.77234 | 0.79022 | 0.77234 | 0 | 70.2377
| LCA | LA Basin | Monthly System Peak Day | May | SCE 1-in-10 | 5 | 0.72927 | 0.71421 | 0.72927 | 0.71421 | 0 | 69.4777
| LCA | LA Basin | Monthly System Peak Day | May | SCE 1-in-10 | 6 | 0.68525 | 0.68312 | 0.68525 | 0.68312 | 0 | 68.3815
| LCA | LA Basin | Monthly System Peak Day | May | SCE 1-in-10 | 7 | 0.67331 | 0.70653 | 0.67331 | 0.70653 | 0 | 68.1199
| LCA | LA Basin | Monthly System Peak Day | May | SCE 1-in-10 | 8 | 0.66736 | 0.69511 | 0.66736 | 0.69511 | 0 | 68.7239
| LCA | LA Basin | Monthly System Peak Day | May | SCE 1-in-10 | 9 | 0.69588 | 0.67654 | 0.69588 | 0.67654 | 0 | 73.2333
| LCA | LA Basin | Monthly System Peak Day | May | SCE 1-in-10 | 10 | 0.76138 | 0.7366 | 0.76138 | 0.7366 | 0 | 80.0402
| LCA | LA Basin | Monthly System Peak Day | May | SCE 1-in-10 | 11 | 0.78455 | 0.76354 | 0.78455 | 0.76354 | 0 | 86.1006
| LCA | LA Basin | Monthly System Peak Day | May | SCE 1-in-10 | 12 | 0.97659 | 0.94954 | 0.97659 | 0.94954 | 0 | 89.9332
| LCA | LA Basin | Monthly System Peak Day | May | SCE 1-in-10 | 13 | 1.2973 | 1.2489 | 1.2973 | 1.2489 | 0 | 92.5951
| LCA | LA Basin | Monthly System Peak Day | May | SCE 1-in-10 | 14 | 1.6446 | 1.5884 | 1.6446 | 1.5884 | 0 | 94.0486
| LCA | LA Basin | Monthly System Peak Day | May | SCE 1-in-10 | 15 | 1.9621 | 1.9047 | 1.9621 | 1.9047 | 0 | 95.4702
| LCA | LA Basin | Monthly System Peak Day | May | SCE 1-in-10 | 16 | 2.2889 | 2.2348 | 2.2889 | 2.2348 | 0 | 95.7399
| LCA | LA Basin | Monthly System Peak Day | May | SCE 1-in-10 | 17 | 2.5377 | 2.4938 | 1.5149 | 1.4109 | 0.017126 | 95.4091
| LCA | LA Basin | Monthly System Peak Day | May | SCE 1-in-10 | 18 | 2.7379 | 2.6817 | 2.1065 | 2.0092 | 0.047384 | 94.4866
| LCA | LA Basin | Monthly System Peak Day | May | SCE 1-in-10 | 19 | 2.7937 | 2.715 | 2.4107 | 2.2296 | 0.022992 | 93.4835
| LCA | LA Basin | Monthly System Peak Day | May | SCE 1-in-10 | 20 | 2.6673 | 2.5935 | 2.3896 | 2.2539 | 0.011329 | 90.8272
| LCA | LA Basin | Monthly System Peak Day | May | SCE 1-in-10 | 21 | 2.5253 | 2.4681 | 2.2958 | 2.1768 | 0.0138 | 86.8755
| LCA | LA Basin | Monthly System Peak Day | May | SCE 1-in-10 | 22 | 2.3237 | 2.2746 | 2.7178 | 2.7485 | 0.024049 | 83.0584
| LCA | LA Basin | Monthly System Peak Day | May | SCE 1-in-10 | 23 | 2.0704 | 2.0392 | 2.2173 | 2.219 | 0.015053 | 80.5364
| LCA | LA Basin | Monthly System Peak Day | May | SCE 1-in-10 | 24 | 1.7382 | 1.7133 | 1.8193 | 1.8004 | 0.013766 | 77.9221
| LCA | LA Basin | Monthly System Peak Day | May | SCE 1-in-2 | 1 | 0.87619 | 0.84922 | 0.87619 | 0.84922 | 0 | 65.5869
| LCA | LA Basin | Monthly System Peak Day | May | SCE 1-in-2 | 2 | 0.75224 | 0.73173 | 0.75224 | 0.73173 | 0 | 64.21
| LCA | LA Basin | Monthly System Peak Day | May | SCE 1-in-2 | 3 | 0.66875 | 0.64947 | 0.66875 | 0.64947 | 0 | 63.0412
| LCA | LA Basin | Monthly System Peak Day | May | SCE 1-in-2 | 4 | 0.61948 | 0.60159 | 0.61948 | 0.60159 | 0 | 62.1884
| LCA | LA Basin | Monthly System Peak Day | May | SCE 1-in-2 | 5 | 0.5905 | 0.57544 | 0.5905 | 0.57544 | 0 | 61.2567
| LCA | LA Basin | Monthly System Peak Day | May | SCE 1-in-2 | 6 | 0.57966 | 0.57753 | 0.57966 | 0.57753 | 0 | 60.2656
| LCA | LA Basin | Monthly System Peak Day | May | SCE 1-in-2 | 7 | 0.58281 | 0.61603 | 0.58281 | 0.61603 | 0 | 59.7025
| LCA | LA Basin | Monthly System Peak Day | May | SCE 1-in-2 | 8 | 0.56182 | 0.58958 | 0.56182 | 0.58958 | 0 | 60.538
| LCA | LA Basin | Monthly System Peak Day | May | SCE 1-in-2 | 9 | 0.45642 | 0.43708 | 0.45642 | 0.43708 | 0 | 63.9904
| LCA | LA Basin | Monthly System Peak Day | May | SCE 1-in-2 | 10 | 0.38671 | 0.36194 | 0.38671 | 0.36194 | 0 | 68.8275
| LCA | LA Basin | Monthly System Peak Day | May | SCE 1-in-2 | 11 | 0.28335 | 0.26234 | 0.28335 | 0.26234 | 0 | 74.0977
| LCA | LA Basin | Monthly System Peak Day | May | SCE 1-in-2 | 12 | 0.25507 | 0.22802 | 0.25507 | 0.22802 | 0 | 78.4608
| LCA | LA Basin | Monthly System Peak Day | May | SCE 1-in-2 | 13 | 0.35413 | 0.30574 | 0.35413 | 0.30574 | 0 | 81.4542
| LCA | LA Basin | Monthly System Peak Day | May | SCE 1-in-2 | 14 | 0.51335 | 0.45714 | 0.51335 | 0.45714 | 0 | 83.9094
| LCA | LA Basin | Monthly System Peak Day | May | SCE 1-in-2 | 15 | 0.72766 | 0.67033 | 0.72766 | 0.67033 | 0 | 84.7027
| LCA | LA Basin | Monthly System Peak Day | May | SCE 1-in-2 | 16 | 0.99579 | 0.94173 | 0.99579 | 0.94173 | 0 | 85.4039
| LCA | LA Basin | Monthly System Peak Day | May | SCE 1-in-2 | 17 | 1.2501 | 1.2062 | 0.42519 | 0.32121 | 0.019245 | 85.7714
| LCA | LA Basin | Monthly System Peak Day | May | SCE 1-in-2 | 18 | 1.4792 | 1.423 | 1.0416 | 0.94428 | 0.093098 | 84.9436
| LCA | LA Basin | Monthly System Peak Day | May | SCE 1-in-2 | 19 | 1.6206 | 1.5419 | 1.4211 | 1.24 | 0.060203 | 82.8929
| LCA | LA Basin | Monthly System Peak Day | May | SCE 1-in-2 | 20 | 1.6222 | 1.5485 | 1.4762 | 1.3405 | 0.027797 | 80.0534
| LCA | LA Basin | Monthly System Peak Day | May | SCE 1-in-2 | 21 | 1.5722 | 1.5151 | 1.4757 | 1.3567 | 0.037472 | 75.9962
| LCA | LA Basin | Monthly System Peak Day | May | SCE 1-in-2 | 22 | 1.4632 | 1.4141 | 1.8113 | 1.842 | 0.060003 | 72.2776
| LCA | LA Basin | Monthly System Peak Day | May | SCE 1-in-2 | 23 | 1.3328 | 1.3016 | 1.3686 | 1.3703 | 0.035582 | 70.1433
| LCA | LA Basin | Monthly System Peak Day | May | SCE 1-in-2 | 24 | 1.1302 | 1.1053 | 1.1486 | 1.1297 | 0.0092067 | 68.56
| LCA | LA Basin | Monthly System Peak Day | November | CAISO 1-in-10 | 1 | 1.161 | 1.134 | 1.161 | 1.134 | 0 | 71.4044
| LCA | LA Basin | Monthly System Peak Day | November | CAISO 1-in-10 | 2 | 0.94703 | 0.92652 | 0.94703 | 0.92652 | 0 | 69.855
| LCA | LA Basin | Monthly System Peak Day | November | CAISO 1-in-10 | 3 | 0.83516 | 0.81588 | 0.83516 | 0.81588 | 0 | 69.1568
| LCA | LA Basin | Monthly System Peak Day | November | CAISO 1-in-10 | 4 | 0.72769 | 0.7098 | 0.72769 | 0.7098 | 0 | 67.6147
| LCA | LA Basin | Monthly System Peak Day | November | CAISO 1-in-10 | 5 | 0.67352 | 0.65846 | 0.67352 | 0.65846 | 0 | 66.7369
| LCA | LA Basin | Monthly System Peak Day | November | CAISO 1-in-10 | 6 | 0.647 | 0.64487 | 0.647 | 0.64487 | 0 | 66.055
| LCA | LA Basin | Monthly System Peak Day | November | CAISO 1-in-10 | 7 | 0.64332 | 0.67654 | 0.64332 | 0.67654 | 0 | 65.9274
| LCA | LA Basin | Monthly System Peak Day | November | CAISO 1-in-10 | 8 | 0.64565 | 0.6734 | 0.64565 | 0.6734 | 0 | 66.7587
| LCA | LA Basin | Monthly System Peak Day | November | CAISO 1-in-10 | 9 | 0.5778 | 0.55846 | 0.5778 | 0.55846 | 0 | 68.4537
| LCA | LA Basin | Monthly System Peak Day | November | CAISO 1-in-10 | 10 | 0.54417 | 0.5194 | 0.54417 | 0.5194 | 0 | 72.9219
| LCA | LA Basin | Monthly System Peak Day | November | CAISO 1-in-10 | 11 | 0.54871 | 0.52769 | 0.54871 | 0.52769 | 0 | 80.195
| LCA | LA Basin | Monthly System Peak Day | November | CAISO 1-in-10 | 12 | 0.60547 | 0.57842 | 0.60547 | 0.57842 | 0 | 86.0757
| LCA | LA Basin | Monthly System Peak Day | November | CAISO 1-in-10 | 13 | 0.82389 | 0.7755 | 0.82389 | 0.7755 | 0 | 89.3685
| LCA | LA Basin | Monthly System Peak Day | November | CAISO 1-in-10 | 14 | 1.0953 | 1.0391 | 1.0953 | 1.0391 | 0 | 90.9904
| LCA | LA Basin | Monthly System Peak Day | November | CAISO 1-in-10 | 15 | 1.3751 | 1.3178 | 1.3751 | 1.3178 | 0 | 91.5298
| LCA | LA Basin | Monthly System Peak Day | November | CAISO 1-in-10 | 16 | 1.6799 | 1.6259 | 1.6799 | 1.6259 | 0 | 91.5257
| LCA | LA Basin | Monthly System Peak Day | November | CAISO 1-in-10 | 17 | 1.9321 | 1.8882 | 1.0051 | 0.90109 | 0.015377 | 90.7462
| LCA | LA Basin | Monthly System Peak Day | November | CAISO 1-in-10 | 18 | 2.1523 | 2.0962 | 1.6338 | 1.5365 | 0.070703 | 88.9281
| LCA | LA Basin | Monthly System Peak Day | November | CAISO 1-in-10 | 19 | 2.255 | 2.1762 | 2.0029 | 1.8218 | 0.047883 | 85.9232
| LCA | LA Basin | Monthly System Peak Day | November | CAISO 1-in-10 | 20 | 2.1578 | 2.084 | 1.9835 | 1.8479 | 0.02256 | 82.3554
| LCA | LA Basin | Monthly System Peak Day | November | CAISO 1-in-10 | 21 | 2.0593 | 2.0022 | 1.9253 | 1.8063 | 0.030114 | 79.0653
| LCA | LA Basin | Monthly System Peak Day | November | CAISO 1-in-10 | 22 | 1.9228 | 1.8737 | 2.2881 | 2.3188 | 0.042749 | 76.3057
| LCA | LA Basin | Monthly System Peak Day | November | CAISO 1-in-10 | 23 | 1.7315 | 1.7003 | 1.8105 | 1.8122 | 0.025136 | 74.1811
| LCA | LA Basin | Monthly System Peak Day | November | CAISO 1-in-10 | 24 | 1.4466 | 1.4217 | 1.4897 | 1.4708 | 0.022263 | 72.2461
| LCA | LA Basin | Monthly System Peak Day | November | CAISO 1-in-2 | 1 | 0.75657 | 0.7296 | 0.75657 | 0.7296 | 0 | 58.6983
| LCA | LA Basin | Monthly System Peak Day | November | CAISO 1-in-2 | 2 | 0.67209 | 0.65158 | 0.67209 | 0.65158 | 0 | 57.356
| LCA | LA Basin | Monthly System Peak Day | November | CAISO 1-in-2 | 3 | 0.61141 | 0.59213 | 0.61141 | 0.59213 | 0 | 56.2438
| LCA | LA Basin | Monthly System Peak Day | November | CAISO 1-in-2 | 4 | 0.5706 | 0.55271 | 0.5706 | 0.55271 | 0 | 55.4672
| LCA | LA Basin | Monthly System Peak Day | November | CAISO 1-in-2 | 5 | 0.54952 | 0.53446 | 0.54952 | 0.53446 | 0 | 54.6005
| LCA | LA Basin | Monthly System Peak Day | November | CAISO 1-in-2 | 6 | 0.55223 | 0.5501 | 0.55223 | 0.5501 | 0 | 53.83
| LCA | LA Basin | Monthly System Peak Day | November | CAISO 1-in-2 | 7 | 0.57773 | 0.61095 | 0.57773 | 0.61095 | 0 | 53.4165
| LCA | LA Basin | Monthly System Peak Day | November | CAISO 1-in-2 | 8 | 0.55803 | 0.58579 | 0.55803 | 0.58579 | 0 | 53.1846
| LCA | LA Basin | Monthly System Peak Day | November | CAISO 1-in-2 | 9 | 0.45599 | 0.43665 | 0.45599 | 0.43665 | 0 | 56.5294
| LCA | LA Basin | Monthly System Peak Day | November | CAISO 1-in-2 | 10 | 0.31109 | 0.28631 | 0.31109 | 0.28631 | 0 | 62.554
| LCA | LA Basin | Monthly System Peak Day | November | CAISO 1-in-2 | 11 | 0.15764 | 0.13663 | 0.15764 | 0.13663 | 0 | 68.7614
| LCA | LA Basin | Monthly System Peak Day | November | CAISO 1-in-2 | 12 | 0.042129 | 0.015078 | 0.042129 | 0.015078 | 0 | 73.6248
| LCA | LA Basin | Monthly System Peak Day | November | CAISO 1-in-2 | 13 | 0.054289 | 0.0058939 | 0.054289 | 0.0058939 | 0 | 77.0197
| LCA | LA Basin | Monthly System Peak Day | November | CAISO 1-in-2 | 14 | 0.11922 | 0.063006 | 0.11922 | 0.063006 | 0 | 78.8742
| LCA | LA Basin | Monthly System Peak Day | November | CAISO 1-in-2 | 15 | 0.23726 | 0.17994 | 0.23726 | 0.17994 | 0 | 79.7914
| LCA | LA Basin | Monthly System Peak Day | November | CAISO 1-in-2 | 16 | 0.41369 | 0.35964 | 0.41369 | 0.35964 | 0 | 79.4604
| LCA | LA Basin | Monthly System Peak Day | November | CAISO 1-in-2 | 17 | 0.60391 | 0.55997 | 0.43832 | 0.39438 | 0.031071 | 78.1483
| LCA | LA Basin | Monthly System Peak Day | November | CAISO 1-in-2 | 18 | 0.83529 | 0.77912 | 0.699 | 0.64283 | 0.068145 | 74.8353
| LCA | LA Basin | Monthly System Peak Day | November | CAISO 1-in-2 | 19 | 1.0325 | 0.95378 | 1.0325 | 0.85629 | 0 | 71.0958
| LCA | LA Basin | Monthly System Peak Day | November | CAISO 1-in-2 | 20 | 1.1003 | 1.0266 | 1.0891 | 0.95347 | 0.0056085 | 69.0176
| LCA | LA Basin | Monthly System Peak Day | November | CAISO 1-in-2 | 21 | 1.1107 | 1.0535 | 1.1107 | 1.0075 | 0 | 66.8007
| LCA | LA Basin | Monthly System Peak Day | November | CAISO 1-in-2 | 22 | 1.0506 | 1.0015 | 1.2463 | 1.1972 | 0.09342 | 65.0264
| LCA | LA Basin | Monthly System Peak Day | November | CAISO 1-in-2 | 23 | 0.97777 | 0.94658 | 0.97777 | 0.94658 | 0 | 63.0652
| LCA | LA Basin | Monthly System Peak Day | November | CAISO 1-in-2 | 24 | 0.84566 | 0.82073 | 0.84566 | 0.82073 | 0 | 61.5357
| LCA | LA Basin | Monthly System Peak Day | November | SCE 1-in-10 | 1 | 1.161 | 1.134 | 1.161 | 1.134 | 0 | 71.4044
| LCA | LA Basin | Monthly System Peak Day | November | SCE 1-in-10 | 2 | 0.94703 | 0.92652 | 0.94703 | 0.92652 | 0 | 69.855
| LCA | LA Basin | Monthly System Peak Day | November | SCE 1-in-10 | 3 | 0.83516 | 0.81588 | 0.83516 | 0.81588 | 0 | 69.1568
| LCA | LA Basin | Monthly System Peak Day | November | SCE 1-in-10 | 4 | 0.72769 | 0.7098 | 0.72769 | 0.7098 | 0 | 67.6147
| LCA | LA Basin | Monthly System Peak Day | November | SCE 1-in-10 | 5 | 0.67352 | 0.65846 | 0.67352 | 0.65846 | 0 | 66.7369
| LCA | LA Basin | Monthly System Peak Day | November | SCE 1-in-10 | 6 | 0.647 | 0.64487 | 0.647 | 0.64487 | 0 | 66.055
| LCA | LA Basin | Monthly System Peak Day | November | SCE 1-in-10 | 7 | 0.64332 | 0.67654 | 0.64332 | 0.67654 | 0 | 65.9274
| LCA | LA Basin | Monthly System Peak Day | November | SCE 1-in-10 | 8 | 0.64565 | 0.6734 | 0.64565 | 0.6734 | 0 | 66.7587
| LCA | LA Basin | Monthly System Peak Day | November | SCE 1-in-10 | 9 | 0.5778 | 0.55846 | 0.5778 | 0.55846 | 0 | 68.4537
| LCA | LA Basin | Monthly System Peak Day | November | SCE 1-in-10 | 10 | 0.54417 | 0.5194 | 0.54417 | 0.5194 | 0 | 72.9219
| LCA | LA Basin | Monthly System Peak Day | November | SCE 1-in-10 | 11 | 0.54871 | 0.52769 | 0.54871 | 0.52769 | 0 | 80.195
| LCA | LA Basin | Monthly System Peak Day | November | SCE 1-in-10 | 12 | 0.60547 | 0.57842 | 0.60547 | 0.57842 | 0 | 86.0757
| LCA | LA Basin | Monthly System Peak Day | November | SCE 1-in-10 | 13 | 0.82389 | 0.7755 | 0.82389 | 0.7755 | 0 | 89.3685
| LCA | LA Basin | Monthly System Peak Day | November | SCE 1-in-10 | 14 | 1.0953 | 1.0391 | 1.0953 | 1.0391 | 0 | 90.9904
| LCA | LA Basin | Monthly System Peak Day | November | SCE 1-in-10 | 15 | 1.3751 | 1.3178 | 1.3751 | 1.3178 | 0 | 91.5298
| LCA | LA Basin | Monthly System Peak Day | November | SCE 1-in-10 | 16 | 1.6799 | 1.6259 | 1.6799 | 1.6259 | 0 | 91.5257
| LCA | LA Basin | Monthly System Peak Day | November | SCE 1-in-10 | 17 | 1.9321 | 1.8882 | 1.0051 | 0.90109 | 0.015377 | 90.7462
| LCA | LA Basin | Monthly System Peak Day | November | SCE 1-in-10 | 18 | 2.1523 | 2.0962 | 1.6338 | 1.5365 | 0.070703 | 88.9281
| LCA | LA Basin | Monthly System Peak Day | November | SCE 1-in-10 | 19 | 2.255 | 2.1762 | 2.0029 | 1.8218 | 0.047883 | 85.9232
| LCA | LA Basin | Monthly System Peak Day | November | SCE 1-in-10 | 20 | 2.1578 | 2.084 | 1.9835 | 1.8479 | 0.02256 | 82.3554
| LCA | LA Basin | Monthly System Peak Day | November | SCE 1-in-10 | 21 | 2.0593 | 2.0022 | 1.9253 | 1.8063 | 0.030114 | 79.0653
| LCA | LA Basin | Monthly System Peak Day | November | SCE 1-in-10 | 22 | 1.9228 | 1.8737 | 2.2881 | 2.3188 | 0.042749 | 76.3057
| LCA | LA Basin | Monthly System Peak Day | November | SCE 1-in-10 | 23 | 1.7315 | 1.7003 | 1.8105 | 1.8122 | 0.025136 | 74.1811
| LCA | LA Basin | Monthly System Peak Day | November | SCE 1-in-10 | 24 | 1.4466 | 1.4217 | 1.4897 | 1.4708 | 0.022263 | 72.2461
| LCA | LA Basin | Monthly System Peak Day | November | SCE 1-in-2 | 1 | 0.86544 | 0.83847 | 0.86544 | 0.83847 | 0 | 64.9327
| LCA | LA Basin | Monthly System Peak Day | November | SCE 1-in-2 | 2 | 0.73999 | 0.71948 | 0.73999 | 0.71948 | 0 | 63.4148
| LCA | LA Basin | Monthly System Peak Day | November | SCE 1-in-2 | 3 | 0.66422 | 0.64494 | 0.66422 | 0.64494 | 0 | 62.3773
| LCA | LA Basin | Monthly System Peak Day | November | SCE 1-in-2 | 4 | 0.6153 | 0.59741 | 0.6153 | 0.59741 | 0 | 61.4913
| LCA | LA Basin | Monthly System Peak Day | November | SCE 1-in-2 | 5 | 0.58735 | 0.57229 | 0.58735 | 0.57229 | 0 | 60.7059
| LCA | LA Basin | Monthly System Peak Day | November | SCE 1-in-2 | 6 | 0.578 | 0.57587 | 0.578 | 0.57587 | 0 | 59.6567
| LCA | LA Basin | Monthly System Peak Day | November | SCE 1-in-2 | 7 | 0.5838 | 0.61702 | 0.5838 | 0.61702 | 0 | 59.4456
| LCA | LA Basin | Monthly System Peak Day | November | SCE 1-in-2 | 8 | 0.56193 | 0.58969 | 0.56193 | 0.58969 | 0 | 59.2555
| LCA | LA Basin | Monthly System Peak Day | November | SCE 1-in-2 | 9 | 0.45673 | 0.43739 | 0.45673 | 0.43739 | 0 | 61.8262
| LCA | LA Basin | Monthly System Peak Day | November | SCE 1-in-2 | 10 | 0.35543 | 0.33065 | 0.35543 | 0.33065 | 0 | 66.9528
| LCA | LA Basin | Monthly System Peak Day | November | SCE 1-in-2 | 11 | 0.25139 | 0.23038 | 0.25139 | 0.23038 | 0 | 73.3029
| LCA | LA Basin | Monthly System Peak Day | November | SCE 1-in-2 | 12 | 0.18499 | 0.15794 | 0.18499 | 0.15794 | 0 | 79.0253
| LCA | LA Basin | Monthly System Peak Day | November | SCE 1-in-2 | 13 | 0.26355 | 0.21516 | 0.26355 | 0.21516 | 0 | 83.1204
| LCA | LA Basin | Monthly System Peak Day | November | SCE 1-in-2 | 14 | 0.42058 | 0.36437 | 0.42058 | 0.36437 | 0 | 85.646
| LCA | LA Basin | Monthly System Peak Day | November | SCE 1-in-2 | 15 | 0.63628 | 0.57896 | 0.63628 | 0.57896 | 0 | 86.8249
| LCA | LA Basin | Monthly System Peak Day | November | SCE 1-in-2 | 16 | 0.90765 | 0.8536 | 0.90765 | 0.8536 | 0 | 86.5846
| LCA | LA Basin | Monthly System Peak Day | November | SCE 1-in-2 | 17 | 1.1582 | 1.1142 | 0.34252 | 0.23854 | 0.019813 | 85.3181
| LCA | LA Basin | Monthly System Peak Day | November | SCE 1-in-2 | 18 | 1.3972 | 1.341 | 1.0133 | 0.91594 | 0.10899 | 82.303
| LCA | LA Basin | Monthly System Peak Day | November | SCE 1-in-2 | 19 | 1.5522 | 1.4734 | 1.4267 | 1.2456 | 0.078168 | 78.6183
| LCA | LA Basin | Monthly System Peak Day | November | SCE 1-in-2 | 20 | 1.5321 | 1.4584 | 1.4348 | 1.2991 | 0.037296 | 76.0688
| LCA | LA Basin | Monthly System Peak Day | November | SCE 1-in-2 | 21 | 1.4955 | 1.4383 | 1.4279 | 1.3089 | 0.043248 | 73.6315
| LCA | LA Basin | Monthly System Peak Day | November | SCE 1-in-2 | 22 | 1.4019 | 1.3527 | 1.7479 | 1.7786 | 0.062215 | 71.7833
| LCA | LA Basin | Monthly System Peak Day | November | SCE 1-in-2 | 23 | 1.2786 | 1.2475 | 1.3113 | 1.313 | 0.016321 | 69.8476
| LCA | LA Basin | Monthly System Peak Day | November | SCE 1-in-2 | 24 | 1.0884 | 1.0634 | 1.1048 | 1.0859 | 0.0082236 | 68.2664
| LCA | LA Basin | Monthly System Peak Day | October | CAISO 1-in-10 | 1 | 1.5236 | 1.4966 | 1.5236 | 1.4966 | 0 | 78.2639
| LCA | LA Basin | Monthly System Peak Day | October | CAISO 1-in-10 | 2 | 1.305 | 1.2845 | 1.305 | 1.2845 | 0 | 77.3758
| LCA | LA Basin | Monthly System Peak Day | October | CAISO 1-in-10 | 3 | 1.1351 | 1.1159 | 1.1351 | 1.1159 | 0 | 76.4801
| LCA | LA Basin | Monthly System Peak Day | October | CAISO 1-in-10 | 4 | 0.99664 | 0.97875 | 0.99664 | 0.97875 | 0 | 75.4925
| LCA | LA Basin | Monthly System Peak Day | October | CAISO 1-in-10 | 5 | 0.91458 | 0.89952 | 0.91458 | 0.89952 | 0 | 75.1178
| LCA | LA Basin | Monthly System Peak Day | October | CAISO 1-in-10 | 6 | 0.86157 | 0.85944 | 0.86157 | 0.85944 | 0 | 74.6942
| LCA | LA Basin | Monthly System Peak Day | October | CAISO 1-in-10 | 7 | 0.82939 | 0.86261 | 0.82939 | 0.86261 | 0 | 74.0104
| LCA | LA Basin | Monthly System Peak Day | October | CAISO 1-in-10 | 8 | 0.82784 | 0.8556 | 0.82784 | 0.8556 | 0 | 73.735
| LCA | LA Basin | Monthly System Peak Day | October | CAISO 1-in-10 | 9 | 0.75877 | 0.73943 | 0.75877 | 0.73943 | 0 | 74.5456
| LCA | LA Basin | Monthly System Peak Day | October | CAISO 1-in-10 | 10 | 0.69919 | 0.67441 | 0.69919 | 0.67441 | 0 | 78.2223
| LCA | LA Basin | Monthly System Peak Day | October | CAISO 1-in-10 | 11 | 0.72785 | 0.70684 | 0.72785 | 0.70684 | 0 | 81.997
| LCA | LA Basin | Monthly System Peak Day | October | CAISO 1-in-10 | 12 | 0.90305 | 0.876 | 0.90305 | 0.876 | 0 | 85.2852
| LCA | LA Basin | Monthly System Peak Day | October | CAISO 1-in-10 | 13 | 1.1754 | 1.127 | 1.1754 | 1.127 | 0 | 87.7241
| LCA | LA Basin | Monthly System Peak Day | October | CAISO 1-in-10 | 14 | 1.4785 | 1.4223 | 1.4785 | 1.4223 | 0 | 89.1176
| LCA | LA Basin | Monthly System Peak Day | October | CAISO 1-in-10 | 15 | 1.7657 | 1.7084 | 1.7657 | 1.7084 | 0 | 89.8206
| LCA | LA Basin | Monthly System Peak Day | October | CAISO 1-in-10 | 16 | 2.0694 | 2.0154 | 2.0694 | 2.0154 | 0 | 90.5575
| LCA | LA Basin | Monthly System Peak Day | October | CAISO 1-in-10 | 17 | 2.3189 | 2.275 | 1.4068 | 1.3028 | 0.015605 | 90.0172
| LCA | LA Basin | Monthly System Peak Day | October | CAISO 1-in-10 | 18 | 2.5498 | 2.4936 | 2.0342 | 1.9369 | 0.071453 | 88.7859
| LCA | LA Basin | Monthly System Peak Day | October | CAISO 1-in-10 | 19 | 2.6287 | 2.55 | 2.3836 | 2.2025 | 0.049468 | 85.5257
| LCA | LA Basin | Monthly System Peak Day | October | CAISO 1-in-10 | 20 | 2.4577 | 2.384 | 2.2881 | 2.1524 | 0.023387 | 81.9831
| LCA | LA Basin | Monthly System Peak Day | October | CAISO 1-in-10 | 21 | 2.3284 | 2.2712 | 2.1965 | 2.0775 | 0.030531 | 78.8887
| LCA | LA Basin | Monthly System Peak Day | October | CAISO 1-in-10 | 22 | 2.1916 | 2.1425 | 2.5602 | 2.5909 | 0.039734 | 77.0668
| LCA | LA Basin | Monthly System Peak Day | October | CAISO 1-in-10 | 23 | 1.9643 | 1.9332 | 2.0625 | 2.0641 | 0.021078 | 75.9714
| LCA | LA Basin | Monthly System Peak Day | October | CAISO 1-in-10 | 24 | 1.632 | 1.6071 | 1.694 | 1.6751 | 0.01692 | 75.0718
| LCA | LA Basin | Monthly System Peak Day | October | CAISO 1-in-2 | 1 | 1.3051 | 1.2782 | 1.3051 | 1.2782 | 0 | 74.122
| LCA | LA Basin | Monthly System Peak Day | October | CAISO 1-in-2 | 2 | 1.0953 | 1.0748 | 1.0953 | 1.0748 | 0 | 72.8614
| LCA | LA Basin | Monthly System Peak Day | October | CAISO 1-in-2 | 3 | 0.93785 | 0.91857 | 0.93785 | 0.91857 | 0 | 71.7206
| LCA | LA Basin | Monthly System Peak Day | October | CAISO 1-in-2 | 4 | 0.80558 | 0.78769 | 0.80558 | 0.78769 | 0 | 70.2814
| LCA | LA Basin | Monthly System Peak Day | October | CAISO 1-in-2 | 5 | 0.728 | 0.71293 | 0.728 | 0.71293 | 0 | 69.3854
| LCA | LA Basin | Monthly System Peak Day | October | CAISO 1-in-2 | 6 | 0.68562 | 0.68349 | 0.68562 | 0.68349 | 0 | 68.6802
| LCA | LA Basin | Monthly System Peak Day | October | CAISO 1-in-2 | 7 | 0.67325 | 0.70647 | 0.67325 | 0.70647 | 0 | 68.1733
| LCA | LA Basin | Monthly System Peak Day | October | CAISO 1-in-2 | 8 | 0.64665 | 0.67441 | 0.64665 | 0.67441 | 0 | 67.715
| LCA | LA Basin | Monthly System Peak Day | October | CAISO 1-in-2 | 9 | 0.55469 | 0.53535 | 0.55469 | 0.53535 | 0 | 68.6141
| LCA | LA Basin | Monthly System Peak Day | October | CAISO 1-in-2 | 10 | 0.51901 | 0.49424 | 0.51901 | 0.49424 | 0 | 72.1763
| LCA | LA Basin | Monthly System Peak Day | October | CAISO 1-in-2 | 11 | 0.55026 | 0.52925 | 0.55026 | 0.52925 | 0 | 76.8835
| LCA | LA Basin | Monthly System Peak Day | October | CAISO 1-in-2 | 12 | 0.62491 | 0.59786 | 0.62491 | 0.59786 | 0 | 81.6084
| LCA | LA Basin | Monthly System Peak Day | October | CAISO 1-in-2 | 13 | 0.80699 | 0.7586 | 0.80699 | 0.7586 | 0 | 85.0981
| LCA | LA Basin | Monthly System Peak Day | October | CAISO 1-in-2 | 14 | 1.0456 | 0.98942 | 1.0456 | 0.98942 | 0 | 87.2384
| LCA | LA Basin | Monthly System Peak Day | October | CAISO 1-in-2 | 15 | 1.3049 | 1.2475 | 1.3049 | 1.2475 | 0 | 87.625
| LCA | LA Basin | Monthly System Peak Day | October | CAISO 1-in-2 | 16 | 1.5937 | 1.5397 | 1.5937 | 1.5397 | 0 | 87.4294
| LCA | LA Basin | Monthly System Peak Day | October | CAISO 1-in-2 | 17 | 1.846 | 1.8021 | 1.0032 | 0.8992 | 0.018233 | 86.6419
| LCA | LA Basin | Monthly System Peak Day | October | CAISO 1-in-2 | 18 | 2.0853 | 2.0291 | 1.6287 | 1.5314 | 0.087633 | 85.8784
| LCA | LA Basin | Monthly System Peak Day | October | CAISO 1-in-2 | 19 | 2.1872 | 2.1084 | 1.9676 | 1.7865 | 0.055462 | 84.0448
| LCA | LA Basin | Monthly System Peak Day | October | CAISO 1-in-2 | 20 | 2.0883 | 2.0146 | 1.9304 | 1.7947 | 0.025551 | 81.0261
| LCA | LA Basin | Monthly System Peak Day | October | CAISO 1-in-2 | 21 | 1.9985 | 1.9413 | 1.8738 | 1.7547 | 0.031916 | 78.3054
| LCA | LA Basin | Monthly System Peak Day | October | CAISO 1-in-2 | 22 | 1.8668 | 1.8177 | 2.2325 | 2.2632 | 0.042393 | 76.3941
| LCA | LA Basin | Monthly System Peak Day | October | CAISO 1-in-2 | 23 | 1.6783 | 1.6471 | 1.7636 | 1.7652 | 0.023746 | 74.7691
| LCA | LA Basin | Monthly System Peak Day | October | CAISO 1-in-2 | 24 | 1.4149 | 1.39 | 1.4658 | 1.4468 | 0.019892 | 73.4107
| LCA | LA Basin | Monthly System Peak Day | October | SCE 1-in-10 | 1 | 1.6163 | 1.5894 | 1.6163 | 1.5894 | 0 | 80.086
| LCA | LA Basin | Monthly System Peak Day | October | SCE 1-in-10 | 2 | 1.393 | 1.3725 | 1.393 | 1.3725 | 0 | 79.8124
| LCA | LA Basin | Monthly System Peak Day | October | SCE 1-in-10 | 3 | 1.2001 | 1.1808 | 1.2001 | 1.1808 | 0 | 78.6659
| LCA | LA Basin | Monthly System Peak Day | October | SCE 1-in-10 | 4 | 1.102 | 1.0842 | 1.102 | 1.0842 | 0 | 78.7181
| LCA | LA Basin | Monthly System Peak Day | October | SCE 1-in-10 | 5 | 1.0241 | 1.009 | 1.0241 | 1.009 | 0 | 78.5968
| LCA | LA Basin | Monthly System Peak Day | October | SCE 1-in-10 | 6 | 0.99553 | 0.9934 | 0.99553 | 0.9934 | 0 | 79.2274
| LCA | LA Basin | Monthly System Peak Day | October | SCE 1-in-10 | 7 | 0.97005 | 1.0033 | 0.97005 | 1.0033 | 0 | 79.1342
| LCA | LA Basin | Monthly System Peak Day | October | SCE 1-in-10 | 8 | 0.99155 | 1.0193 | 0.99155 | 1.0193 | 0 | 79.1744
| LCA | LA Basin | Monthly System Peak Day | October | SCE 1-in-10 | 9 | 0.89287 | 0.87353 | 0.89287 | 0.87353 | 0 | 79.178
| LCA | LA Basin | Monthly System Peak Day | October | SCE 1-in-10 | 10 | 0.89042 | 0.86564 | 0.89042 | 0.86564 | 0 | 82.4697
| LCA | LA Basin | Monthly System Peak Day | October | SCE 1-in-10 | 11 | 1.1474 | 1.1264 | 1.1474 | 1.1264 | 0 | 86.3792
| LCA | LA Basin | Monthly System Peak Day | October | SCE 1-in-10 | 12 | 1.4629 | 1.4358 | 1.4629 | 1.4358 | 0 | 91.3359
| LCA | LA Basin | Monthly System Peak Day | October | SCE 1-in-10 | 13 | 1.8562 | 1.8078 | 1.8562 | 1.8078 | 0 | 95.6874
| LCA | LA Basin | Monthly System Peak Day | October | SCE 1-in-10 | 14 | 2.2811 | 2.2249 | 2.2811 | 2.2249 | 0 | 97.9047
| LCA | LA Basin | Monthly System Peak Day | October | SCE 1-in-10 | 15 | 2.6455 | 2.5882 | 2.6455 | 2.5882 | 0 | 99.3318
| LCA | LA Basin | Monthly System Peak Day | October | SCE 1-in-10 | 16 | 2.9943 | 2.9403 | 2.9943 | 2.9403 | 0 | 99.9766
| LCA | LA Basin | Monthly System Peak Day | October | SCE 1-in-10 | 17 | 3.2371 | 3.1932 | 2.1293 | 2.0253 | 0.022177 | 99.5503
| LCA | LA Basin | Monthly System Peak Day | October | SCE 1-in-10 | 18 | 3.4239 | 3.3678 | 2.6984 | 2.6011 | 0.045329 | 99.1234
| LCA | LA Basin | Monthly System Peak Day | October | SCE 1-in-10 | 19 | 3.4405 | 3.3617 | 2.9926 | 2.8115 | 0.021867 | 97.2212
| LCA | LA Basin | Monthly System Peak Day | October | SCE 1-in-10 | 20 | 3.22 | 3.1462 | 2.9135 | 2.7778 | 0.013684 | 93.1802
| LCA | LA Basin | Monthly System Peak Day | October | SCE 1-in-10 | 21 | 3.0244 | 2.9673 | 2.7655 | 2.6465 | 0.011338 | 89.2846
| LCA | LA Basin | Monthly System Peak Day | October | SCE 1-in-10 | 22 | 2.7973 | 2.7482 | 3.2092 | 3.2399 | 0.029766 | 87.2345
| LCA | LA Basin | Monthly System Peak Day | October | SCE 1-in-10 | 23 | 2.4773 | 2.4461 | 2.6755 | 2.6771 | 0.02002 | 85.3292
| LCA | LA Basin | Monthly System Peak Day | October | SCE 1-in-10 | 24 | 2.0747 | 2.0497 | 2.1969 | 2.1779 | 0.019264 | 84.0603
| LCA | LA Basin | Monthly System Peak Day | October | SCE 1-in-2 | 1 | 1.2772 | 1.2503 | 1.2772 | 1.2503 | 0 | 73.593
| LCA | LA Basin | Monthly System Peak Day | October | SCE 1-in-2 | 2 | 1.0501 | 1.0296 | 1.0501 | 1.0296 | 0 | 72.1121
| LCA | LA Basin | Monthly System Peak Day | October | SCE 1-in-2 | 3 | 0.83763 | 0.81835 | 0.83763 | 0.81835 | 0 | 69.4399
| LCA | LA Basin | Monthly System Peak Day | October | SCE 1-in-2 | 4 | 0.74471 | 0.72682 | 0.74471 | 0.72682 | 0 | 68.3878
| LCA | LA Basin | Monthly System Peak Day | October | SCE 1-in-2 | 5 | 0.69093 | 0.67586 | 0.69093 | 0.67586 | 0 | 67.7331
| LCA | LA Basin | Monthly System Peak Day | October | SCE 1-in-2 | 6 | 0.66649 | 0.66436 | 0.66649 | 0.66436 | 0 | 67.2078
| LCA | LA Basin | Monthly System Peak Day | October | SCE 1-in-2 | 7 | 0.65341 | 0.68663 | 0.65341 | 0.68663 | 0 | 66.5351
| LCA | LA Basin | Monthly System Peak Day | October | SCE 1-in-2 | 8 | 0.62427 | 0.65203 | 0.62427 | 0.65203 | 0 | 66.4078
| LCA | LA Basin | Monthly System Peak Day | October | SCE 1-in-2 | 9 | 0.52154 | 0.5022 | 0.52154 | 0.5022 | 0 | 67.3204
| LCA | LA Basin | Monthly System Peak Day | October | SCE 1-in-2 | 10 | 0.53171 | 0.50693 | 0.53171 | 0.50693 | 0 | 71.6037
| LCA | LA Basin | Monthly System Peak Day | October | SCE 1-in-2 | 11 | 0.6499 | 0.62889 | 0.6499 | 0.62889 | 0 | 78.0435
| LCA | LA Basin | Monthly System Peak Day | October | SCE 1-in-2 | 12 | 0.74374 | 0.71669 | 0.74374 | 0.71669 | 0 | 83.9748
| LCA | LA Basin | Monthly System Peak Day | October | SCE 1-in-2 | 13 | 0.95853 | 0.91013 | 0.95853 | 0.91013 | 0 | 88.0407
| LCA | LA Basin | Monthly System Peak Day | October | SCE 1-in-2 | 14 | 1.2304 | 1.1741 | 1.2304 | 1.1741 | 0 | 90.5775
| LCA | LA Basin | Monthly System Peak Day | October | SCE 1-in-2 | 15 | 1.5126 | 1.4552 | 1.5126 | 1.4552 | 0 | 91.7817
| LCA | LA Basin | Monthly System Peak Day | October | SCE 1-in-2 | 16 | 1.8204 | 1.7664 | 1.8204 | 1.7664 | 0 | 92.1165
| LCA | LA Basin | Monthly System Peak Day | October | SCE 1-in-2 | 17 | 2.0722 | 2.0283 | 1.127 | 1.0231 | 0.015286 | 91.6273
| LCA | LA Basin | Monthly System Peak Day | October | SCE 1-in-2 | 18 | 2.2854 | 2.2292 | 1.7298 | 1.6324 | 0.061546 | 90.7588
| LCA | LA Basin | Monthly System Peak Day | October | SCE 1-in-2 | 19 | 2.3722 | 2.2934 | 2.0611 | 1.88 | 0.03497 | 89.3284
| LCA | LA Basin | Monthly System Peak Day | October | SCE 1-in-2 | 20 | 2.2822 | 2.2084 | 2.0683 | 1.9327 | 0.015918 | 85.6032
| LCA | LA Basin | Monthly System Peak Day | October | SCE 1-in-2 | 21 | 2.1779 | 2.1208 | 2.0004 | 1.8814 | 0.021962 | 82.6271
| LCA | LA Basin | Monthly System Peak Day | October | SCE 1-in-2 | 22 | 2.0087 | 1.9596 | 2.3923 | 2.423 | 0.028 | 80.5947
| LCA | LA Basin | Monthly System Peak Day | October | SCE 1-in-2 | 23 | 1.7968 | 1.7656 | 1.9163 | 1.918 | 0.017399 | 77.9738
| LCA | LA Basin | Monthly System Peak Day | October | SCE 1-in-2 | 24 | 1.5248 | 1.4999 | 1.5951 | 1.5762 | 0.015166 | 76.3137
| LCA | LA Basin | Monthly System Peak Day | September | CAISO 1-in-10 | 1 | 1.6046 | 1.5777 | 1.6046 | 1.5777 | 0 | 79.8471
| LCA | LA Basin | Monthly System Peak Day | September | CAISO 1-in-10 | 2 | 1.3442 | 1.3237 | 1.3442 | 1.3237 | 0 | 78.7154
| LCA | LA Basin | Monthly System Peak Day | September | CAISO 1-in-10 | 3 | 1.1619 | 1.1427 | 1.1619 | 1.1427 | 0 | 77.6772
| LCA | LA Basin | Monthly System Peak Day | September | CAISO 1-in-10 | 4 | 1.0514 | 1.0335 | 1.0514 | 1.0335 | 0 | 77.3122
| LCA | LA Basin | Monthly System Peak Day | September | CAISO 1-in-10 | 5 | 0.965 | 0.94994 | 0.965 | 0.94994 | 0 | 76.7822
| LCA | LA Basin | Monthly System Peak Day | September | CAISO 1-in-10 | 6 | 0.92182 | 0.91969 | 0.92182 | 0.91969 | 0 | 76.714
| LCA | LA Basin | Monthly System Peak Day | September | CAISO 1-in-10 | 7 | 0.89676 | 0.92998 | 0.89676 | 0.92998 | 0 | 76.5072
| LCA | LA Basin | Monthly System Peak Day | September | CAISO 1-in-10 | 8 | 0.92291 | 0.95067 | 0.92291 | 0.95067 | 0 | 77.0282
| LCA | LA Basin | Monthly System Peak Day | September | CAISO 1-in-10 | 9 | 0.87432 | 0.85498 | 0.87432 | 0.85498 | 0 | 78.4883
| LCA | LA Basin | Monthly System Peak Day | September | CAISO 1-in-10 | 10 | 0.85672 | 0.83195 | 0.85672 | 0.83195 | 0 | 81.7709
| LCA | LA Basin | Monthly System Peak Day | September | CAISO 1-in-10 | 11 | 1.0544 | 1.0334 | 1.0544 | 1.0334 | 0 | 86.7053
| LCA | LA Basin | Monthly System Peak Day | September | CAISO 1-in-10 | 12 | 1.3494 | 1.3224 | 1.3494 | 1.3224 | 0 | 90.7678
| LCA | LA Basin | Monthly System Peak Day | September | CAISO 1-in-10 | 13 | 1.7319 | 1.6835 | 1.7319 | 1.6835 | 0 | 94.071
| LCA | LA Basin | Monthly System Peak Day | September | CAISO 1-in-10 | 14 | 2.1341 | 2.0779 | 2.1341 | 2.0779 | 0 | 96.0709
| LCA | LA Basin | Monthly System Peak Day | September | CAISO 1-in-10 | 15 | 2.4837 | 2.4264 | 2.4837 | 2.4264 | 0 | 97.244
| LCA | LA Basin | Monthly System Peak Day | September | CAISO 1-in-10 | 16 | 2.8223 | 2.7682 | 2.8223 | 2.7682 | 0 | 97.1665
| LCA | LA Basin | Monthly System Peak Day | September | CAISO 1-in-10 | 17 | 3.0672 | 3.0232 | 2.0044 | 1.9004 | 0.019217 | 97.3561
| LCA | LA Basin | Monthly System Peak Day | September | CAISO 1-in-10 | 18 | 3.268 | 3.2118 | 2.6027 | 2.5054 | 0.044224 | 96.1576
| LCA | LA Basin | Monthly System Peak Day | September | CAISO 1-in-10 | 19 | 3.2927 | 3.2139 | 2.8889 | 2.7078 | 0.021296 | 94.6752
| LCA | LA Basin | Monthly System Peak Day | September | CAISO 1-in-10 | 20 | 3.0854 | 3.0117 | 2.7895 | 2.6538 | 0.012546 | 92.3195
| LCA | LA Basin | Monthly System Peak Day | September | CAISO 1-in-10 | 21 | 2.9058 | 2.8486 | 2.6509 | 2.5319 | 0.011517 | 88.9524
| LCA | LA Basin | Monthly System Peak Day | September | CAISO 1-in-10 | 22 | 2.6802 | 2.6311 | 3.093 | 3.1237 | 0.030375 | 87.441
| LCA | LA Basin | Monthly System Peak Day | September | CAISO 1-in-10 | 23 | 2.3678 | 2.3366 | 2.5753 | 2.5769 | 0.021829 | 86.1977
| LCA | LA Basin | Monthly System Peak Day | September | CAISO 1-in-10 | 24 | 2.0007 | 1.9758 | 2.1251 | 2.1061 | 0.019889 | 84.385
| LCA | LA Basin | Monthly System Peak Day | September | CAISO 1-in-2 | 1 | 1.5832 | 1.5563 | 1.5832 | 1.5563 | 0 | 79.4303
| LCA | LA Basin | Monthly System Peak Day | September | CAISO 1-in-2 | 2 | 1.3195 | 1.299 | 1.3195 | 1.299 | 0 | 78.0879
| LCA | LA Basin | Monthly System Peak Day | September | CAISO 1-in-2 | 3 | 1.1366 | 1.1174 | 1.1366 | 1.1174 | 0 | 76.9683
| LCA | LA Basin | Monthly System Peak Day | September | CAISO 1-in-2 | 4 | 0.99395 | 0.97606 | 0.99395 | 0.97606 | 0 | 75.7242
| LCA | LA Basin | Monthly System Peak Day | September | CAISO 1-in-2 | 5 | 0.90542 | 0.89035 | 0.90542 | 0.89035 | 0 | 74.9478
| LCA | LA Basin | Monthly System Peak Day | September | CAISO 1-in-2 | 6 | 0.84464 | 0.84251 | 0.84464 | 0.84251 | 0 | 74.0787
| LCA | LA Basin | Monthly System Peak Day | September | CAISO 1-in-2 | 7 | 0.83265 | 0.86587 | 0.83265 | 0.86587 | 0 | 74.1973
| LCA | LA Basin | Monthly System Peak Day | September | CAISO 1-in-2 | 8 | 0.8419 | 0.86966 | 0.8419 | 0.86966 | 0 | 74.4944
| LCA | LA Basin | Monthly System Peak Day | September | CAISO 1-in-2 | 9 | 0.79065 | 0.77131 | 0.79065 | 0.77131 | 0 | 76.1143
| LCA | LA Basin | Monthly System Peak Day | September | CAISO 1-in-2 | 10 | 0.81614 | 0.79136 | 0.81614 | 0.79136 | 0 | 80.808
| LCA | LA Basin | Monthly System Peak Day | September | CAISO 1-in-2 | 11 | 0.95361 | 0.9326 | 0.95361 | 0.9326 | 0 | 87.1142
| LCA | LA Basin | Monthly System Peak Day | September | CAISO 1-in-2 | 12 | 1.1959 | 1.1689 | 1.1959 | 1.1689 | 0 | 91.9332
| LCA | LA Basin | Monthly System Peak Day | September | CAISO 1-in-2 | 13 | 1.5688 | 1.5204 | 1.5688 | 1.5204 | 0 | 94.7032
| LCA | LA Basin | Monthly System Peak Day | September | CAISO 1-in-2 | 14 | 1.9583 | 1.9021 | 1.9583 | 1.9021 | 0 | 96.458
| LCA | LA Basin | Monthly System Peak Day | September | CAISO 1-in-2 | 15 | 2.3039 | 2.2466 | 2.3039 | 2.2466 | 0 | 96.9817
| LCA | LA Basin | Monthly System Peak Day | September | CAISO 1-in-2 | 16 | 2.6382 | 2.5842 | 2.6382 | 2.5842 | 0 | 95.7597
| LCA | LA Basin | Monthly System Peak Day | September | CAISO 1-in-2 | 17 | 2.8828 | 2.8388 | 1.8744 | 1.7704 | 0.016535 | 94.7048
| LCA | LA Basin | Monthly System Peak Day | September | CAISO 1-in-2 | 18 | 3.0978 | 3.0416 | 2.4928 | 2.3955 | 0.051405 | 93.187
| LCA | LA Basin | Monthly System Peak Day | September | CAISO 1-in-2 | 19 | 3.1307 | 3.052 | 2.7679 | 2.5868 | 0.025613 | 92.3146
| LCA | LA Basin | Monthly System Peak Day | September | CAISO 1-in-2 | 20 | 2.9361 | 2.8623 | 2.6606 | 2.525 | 0.011257 | 90.6403
| LCA | LA Basin | Monthly System Peak Day | September | CAISO 1-in-2 | 21 | 2.7723 | 2.7151 | 2.5321 | 2.4131 | 0.012618 | 87.7527
| LCA | LA Basin | Monthly System Peak Day | September | CAISO 1-in-2 | 22 | 2.5587 | 2.5095 | 2.9639 | 2.9946 | 0.025956 | 85.6664
| LCA | LA Basin | Monthly System Peak Day | September | CAISO 1-in-2 | 23 | 2.2695 | 2.2383 | 2.4493 | 2.451 | 0.017049 | 83.6058
| LCA | LA Basin | Monthly System Peak Day | September | CAISO 1-in-2 | 24 | 1.909 | 1.8841 | 2.0156 | 1.9967 | 0.01548 | 81.735
| LCA | LA Basin | Monthly System Peak Day | September | SCE 1-in-10 | 1 | 1.5364 | 1.5095 | 1.5364 | 1.5095 | 0 | 78.5716
| LCA | LA Basin | Monthly System Peak Day | September | SCE 1-in-10 | 2 | 1.2821 | 1.2616 | 1.2821 | 1.2616 | 0 | 77.4966
| LCA | LA Basin | Monthly System Peak Day | September | SCE 1-in-10 | 3 | 1.1027 | 1.0835 | 1.1027 | 1.0835 | 0 | 76.3758
| LCA | LA Basin | Monthly System Peak Day | September | SCE 1-in-10 | 4 | 1.0037 | 0.98581 | 1.0037 | 0.98581 | 0 | 76.083
| LCA | LA Basin | Monthly System Peak Day | September | SCE 1-in-10 | 5 | 0.92418 | 0.90912 | 0.92418 | 0.90912 | 0 | 75.5509
| LCA | LA Basin | Monthly System Peak Day | September | SCE 1-in-10 | 6 | 0.8895 | 0.88737 | 0.8895 | 0.88737 | 0 | 75.6064
| LCA | LA Basin | Monthly System Peak Day | September | SCE 1-in-10 | 7 | 0.86476 | 0.89797 | 0.86476 | 0.89797 | 0 | 75.3674
| LCA | LA Basin | Monthly System Peak Day | September | SCE 1-in-10 | 8 | 0.86966 | 0.89741 | 0.86966 | 0.89741 | 0 | 75.4435
| LCA | LA Basin | Monthly System Peak Day | September | SCE 1-in-10 | 9 | 0.83424 | 0.8149 | 0.83424 | 0.8149 | 0 | 77.4883
| LCA | LA Basin | Monthly System Peak Day | September | SCE 1-in-10 | 10 | 0.85351 | 0.82873 | 0.85351 | 0.82873 | 0 | 81.5454
| LCA | LA Basin | Monthly System Peak Day | September | SCE 1-in-10 | 11 | 1.0619 | 1.0409 | 1.0619 | 1.0409 | 0 | 86.7089
| LCA | LA Basin | Monthly System Peak Day | September | SCE 1-in-10 | 12 | 1.3557 | 1.3286 | 1.3557 | 1.3286 | 0 | 91.0081
| LCA | LA Basin | Monthly System Peak Day | September | SCE 1-in-10 | 13 | 1.7348 | 1.6865 | 1.7348 | 1.6865 | 0 | 94.8286
| LCA | LA Basin | Monthly System Peak Day | September | SCE 1-in-10 | 14 | 2.1373 | 2.0811 | 2.1373 | 2.0811 | 0 | 97.4973
| LCA | LA Basin | Monthly System Peak Day | September | SCE 1-in-10 | 15 | 2.4936 | 2.4363 | 2.4936 | 2.4363 | 0 | 98.9247
| LCA | LA Basin | Monthly System Peak Day | September | SCE 1-in-10 | 16 | 2.8393 | 2.7853 | 2.8393 | 2.7853 | 0 | 99.3103
| LCA | LA Basin | Monthly System Peak Day | September | SCE 1-in-10 | 17 | 3.0847 | 3.0407 | 1.9759 | 1.8719 | 0.022249 | 99.5994
| LCA | LA Basin | Monthly System Peak Day | September | SCE 1-in-10 | 18 | 3.272 | 3.2159 | 2.5625 | 2.4651 | 0.044183 | 98.337
| LCA | LA Basin | Monthly System Peak Day | September | SCE 1-in-10 | 19 | 3.3009 | 3.2222 | 2.8771 | 2.696 | 0.02082 | 95.8352
| LCA | LA Basin | Monthly System Peak Day | September | SCE 1-in-10 | 20 | 3.099 | 3.0252 | 2.7972 | 2.6616 | 0.013137 | 92.7916
| LCA | LA Basin | Monthly System Peak Day | September | SCE 1-in-10 | 21 | 2.9173 | 2.8602 | 2.6594 | 2.5404 | 0.011374 | 89.2086
| LCA | LA Basin | Monthly System Peak Day | September | SCE 1-in-10 | 22 | 2.6892 | 2.6401 | 3.1036 | 3.1343 | 0.031562 | 87.8251
| LCA | LA Basin | Monthly System Peak Day | September | SCE 1-in-10 | 23 | 2.3747 | 2.3435 | 2.586 | 2.5876 | 0.022618 | 86.5551
| LCA | LA Basin | Monthly System Peak Day | September | SCE 1-in-10 | 24 | 2.0095 | 1.9846 | 2.138 | 2.1191 | 0.021113 | 84.9981
| LCA | LA Basin | Monthly System Peak Day | September | SCE 1-in-2 | 1 | 1.4197 | 1.3928 | 1.4197 | 1.3928 | 0 | 76.3585
| LCA | LA Basin | Monthly System Peak Day | September | SCE 1-in-2 | 2 | 1.1838 | 1.1633 | 1.1838 | 1.1633 | 0 | 75.2672
| LCA | LA Basin | Monthly System Peak Day | September | SCE 1-in-2 | 3 | 1.0279 | 1.0086 | 1.0279 | 1.0086 | 0 | 74.4097
| LCA | LA Basin | Monthly System Peak Day | September | SCE 1-in-2 | 4 | 0.9227 | 0.90482 | 0.9227 | 0.90482 | 0 | 73.7827
| LCA | LA Basin | Monthly System Peak Day | September | SCE 1-in-2 | 5 | 0.83798 | 0.82291 | 0.83798 | 0.82291 | 0 | 72.8807
| LCA | LA Basin | Monthly System Peak Day | September | SCE 1-in-2 | 6 | 0.789 | 0.78687 | 0.789 | 0.78687 | 0 | 72.1863
| LCA | LA Basin | Monthly System Peak Day | September | SCE 1-in-2 | 7 | 0.77365 | 0.80687 | 0.77365 | 0.80687 | 0 | 72.0711
| LCA | LA Basin | Monthly System Peak Day | September | SCE 1-in-2 | 8 | 0.75951 | 0.78726 | 0.75951 | 0.78726 | 0 | 71.9181
| LCA | LA Basin | Monthly System Peak Day | September | SCE 1-in-2 | 9 | 0.70915 | 0.68981 | 0.70915 | 0.68981 | 0 | 73.788
| LCA | LA Basin | Monthly System Peak Day | September | SCE 1-in-2 | 10 | 0.74291 | 0.71813 | 0.74291 | 0.71813 | 0 | 78.3391
| LCA | LA Basin | Monthly System Peak Day | September | SCE 1-in-2 | 11 | 0.90074 | 0.87973 | 0.90074 | 0.87973 | 0 | 83.6539
| LCA | LA Basin | Monthly System Peak Day | September | SCE 1-in-2 | 12 | 1.1213 | 1.0942 | 1.1213 | 1.0942 | 0 | 88.3261
| LCA | LA Basin | Monthly System Peak Day | September | SCE 1-in-2 | 13 | 1.4389 | 1.3905 | 1.4389 | 1.3905 | 0 | 92.1243
| LCA | LA Basin | Monthly System Peak Day | September | SCE 1-in-2 | 14 | 1.791 | 1.7347 | 1.791 | 1.7347 | 0 | 94.7111
| LCA | LA Basin | Monthly System Peak Day | September | SCE 1-in-2 | 15 | 2.1188 | 2.0614 | 2.1188 | 2.0614 | 0 | 95.77
| LCA | LA Basin | Monthly System Peak Day | September | SCE 1-in-2 | 16 | 2.4469 | 2.3928 | 2.4469 | 2.3928 | 0 | 95.1357
| LCA | LA Basin | Monthly System Peak Day | September | SCE 1-in-2 | 17 | 2.6941 | 2.6502 | 1.6784 | 1.5744 | 0.016825 | 95.0652
| LCA | LA Basin | Monthly System Peak Day | September | SCE 1-in-2 | 18 | 2.8978 | 2.8417 | 2.2656 | 2.1682 | 0.047265 | 94.5326
| LCA | LA Basin | Monthly System Peak Day | September | SCE 1-in-2 | 19 | 2.9436 | 2.8648 | 2.5589 | 2.3778 | 0.022828 | 93.5727
| LCA | LA Basin | Monthly System Peak Day | September | SCE 1-in-2 | 20 | 2.7921 | 2.7184 | 2.5088 | 2.3732 | 0.011584 | 91.2843
| LCA | LA Basin | Monthly System Peak Day | September | SCE 1-in-2 | 21 | 2.6404 | 2.5832 | 2.4004 | 2.2814 | 0.012638 | 87.7361
| LCA | LA Basin | Monthly System Peak Day | September | SCE 1-in-2 | 22 | 2.4275 | 2.3784 | 2.8314 | 2.8622 | 0.025426 | 85.3679
| LCA | LA Basin | Monthly System Peak Day | September | SCE 1-in-2 | 23 | 2.1526 | 2.1214 | 2.3298 | 2.3314 | 0.016716 | 83.3633
| LCA | LA Basin | Monthly System Peak Day | September | SCE 1-in-2 | 24 | 1.8214 | 1.7964 | 1.9236 | 1.9047 | 0.014714 | 81.0829
| LCA | LA Basin | Typical Event Day | Typical Event | CAISO 1-in-10 | 1 | 1.4649 | 1.4379 | 1.4649 | 1.4379 | 0 | 77.1987
| LCA | LA Basin | Typical Event Day | Typical Event | CAISO 1-in-10 | 2 | 1.227 | 1.2065 | 1.227 | 1.2065 | 0 | 76.1286
| LCA | LA Basin | Typical Event Day | Typical Event | CAISO 1-in-10 | 3 | 1.062 | 1.0427 | 1.062 | 1.0427 | 0 | 75.1738
| LCA | LA Basin | Typical Event Day | Typical Event | CAISO 1-in-10 | 4 | 0.95327 | 0.93539 | 0.95327 | 0.93539 | 0 | 74.5776
| LCA | LA Basin | Typical Event Day | Typical Event | CAISO 1-in-10 | 5 | 0.87033 | 0.85527 | 0.87033 | 0.85527 | 0 | 73.8549
| LCA | LA Basin | Typical Event Day | Typical Event | CAISO 1-in-10 | 6 | 0.82559 | 0.82346 | 0.82559 | 0.82346 | 0 | 73.4354
| LCA | LA Basin | Typical Event Day | Typical Event | CAISO 1-in-10 | 7 | 0.8013 | 0.83452 | 0.8013 | 0.83452 | 0 | 73.0574
| LCA | LA Basin | Typical Event Day | Typical Event | CAISO 1-in-10 | 8 | 0.81195 | 0.8397 | 0.81195 | 0.8397 | 0 | 73.495
| LCA | LA Basin | Typical Event Day | Typical Event | CAISO 1-in-10 | 9 | 0.79721 | 0.77787 | 0.79721 | 0.77787 | 0 | 76.0507
| LCA | LA Basin | Typical Event Day | Typical Event | CAISO 1-in-10 | 10 | 0.78623 | 0.76145 | 0.78623 | 0.76145 | 0 | 80.2878
| LCA | LA Basin | Typical Event Day | Typical Event | CAISO 1-in-10 | 11 | 0.89242 | 0.87141 | 0.89242 | 0.87141 | 0 | 84.9995
| LCA | LA Basin | Typical Event Day | Typical Event | CAISO 1-in-10 | 12 | 1.1217 | 1.0947 | 1.1217 | 1.0947 | 0 | 89.0698
| LCA | LA Basin | Typical Event Day | Typical Event | CAISO 1-in-10 | 13 | 1.46 | 1.4116 | 1.46 | 1.4116 | 0 | 91.7007
| LCA | LA Basin | Typical Event Day | Typical Event | CAISO 1-in-10 | 14 | 1.8159 | 1.7597 | 1.8159 | 1.7597 | 0 | 93.745
| LCA | LA Basin | Typical Event Day | Typical Event | CAISO 1-in-10 | 15 | 2.1398 | 2.0824 | 2.1398 | 2.0824 | 0 | 95.006
| LCA | LA Basin | Typical Event Day | Typical Event | CAISO 1-in-10 | 16 | 2.4669 | 2.4128 | 2.4669 | 2.4128 | 0 | 95.4648
| LCA | LA Basin | Typical Event Day | Typical Event | CAISO 1-in-10 | 17 | 2.7143 | 2.6703 | 1.6937 | 1.5898 | 0.017027 | 95.2981
| LCA | LA Basin | Typical Event Day | Typical Event | CAISO 1-in-10 | 18 | 2.9181 | 2.862 | 2.2852 | 2.1879 | 0.047188 | 94.5624
| LCA | LA Basin | Typical Event Day | Typical Event | CAISO 1-in-10 | 19 | 2.9654 | 2.8866 | 2.5909 | 2.4098 | 0.024004 | 92.9875
| LCA | LA Basin | Typical Event Day | Typical Event | CAISO 1-in-10 | 20 | 2.8011 | 2.7274 | 2.5328 | 2.3972 | 0.011163 | 90.0577
| LCA | LA Basin | Typical Event Day | Typical Event | CAISO 1-in-10 | 21 | 2.6448 | 2.5877 | 2.4228 | 2.3038 | 0.014769 | 86.2628
| LCA | LA Basin | Typical Event Day | Typical Event | CAISO 1-in-10 | 22 | 2.4465 | 2.3974 | 2.8415 | 2.8722 | 0.023959 | 83.2734
| LCA | LA Basin | Typical Event Day | Typical Event | CAISO 1-in-10 | 23 | 2.1769 | 2.1457 | 2.3316 | 2.3332 | 0.015049 | 81.261
| LCA | LA Basin | Typical Event Day | Typical Event | CAISO 1-in-10 | 24 | 1.8242 | 1.7993 | 1.9164 | 1.8974 | 0.013636 | 79.5676
| LCA | LA Basin | Typical Event Day | Typical Event | CAISO 1-in-2 | 1 | 1.3084 | 1.2814 | 1.3084 | 1.2814 | 0 | 74.2395
| LCA | LA Basin | Typical Event Day | Typical Event | CAISO 1-in-2 | 2 | 1.0997 | 1.0792 | 1.0997 | 1.0792 | 0 | 73.2493
| LCA | LA Basin | Typical Event Day | Typical Event | CAISO 1-in-2 | 3 | 0.95644 | 0.93717 | 0.95644 | 0.93717 | 0 | 72.4465
| LCA | LA Basin | Typical Event Day | Typical Event | CAISO 1-in-2 | 4 | 0.8464 | 0.82851 | 0.8464 | 0.82851 | 0 | 71.5566
| LCA | LA Basin | Typical Event Day | Typical Event | CAISO 1-in-2 | 5 | 0.77255 | 0.75749 | 0.77255 | 0.75749 | 0 | 70.8208
| LCA | LA Basin | Typical Event Day | Typical Event | CAISO 1-in-2 | 6 | 0.72769 | 0.72556 | 0.72769 | 0.72556 | 0 | 70.118
| LCA | LA Basin | Typical Event Day | Typical Event | CAISO 1-in-2 | 7 | 0.711 | 0.74422 | 0.711 | 0.74422 | 0 | 69.7795
| LCA | LA Basin | Typical Event Day | Typical Event | CAISO 1-in-2 | 8 | 0.70903 | 0.73679 | 0.70903 | 0.73679 | 0 | 70.1235
| LCA | LA Basin | Typical Event Day | Typical Event | CAISO 1-in-2 | 9 | 0.6819 | 0.66257 | 0.6819 | 0.66257 | 0 | 72.4534
| LCA | LA Basin | Typical Event Day | Typical Event | CAISO 1-in-2 | 10 | 0.6501 | 0.62533 | 0.6501 | 0.62533 | 0 | 76.4421
| LCA | LA Basin | Typical Event Day | Typical Event | CAISO 1-in-2 | 11 | 0.68642 | 0.66541 | 0.68642 | 0.66541 | 0 | 80.9749
| LCA | LA Basin | Typical Event Day | Typical Event | CAISO 1-in-2 | 12 | 0.83091 | 0.80386 | 0.83091 | 0.80386 | 0 | 85.0108
| LCA | LA Basin | Typical Event Day | Typical Event | CAISO 1-in-2 | 13 | 1.0841 | 1.0357 | 1.0841 | 1.0357 | 0 | 87.8309
| LCA | LA Basin | Typical Event Day | Typical Event | CAISO 1-in-2 | 14 | 1.3728 | 1.3166 | 1.3728 | 1.3166 | 0 | 89.7991
| LCA | LA Basin | Typical Event Day | Typical Event | CAISO 1-in-2 | 15 | 1.6569 | 1.5995 | 1.6569 | 1.5995 | 0 | 90.9997
| LCA | LA Basin | Typical Event Day | Typical Event | CAISO 1-in-2 | 16 | 1.9623 | 1.9082 | 1.9623 | 1.9082 | 0 | 91.0048
| LCA | LA Basin | Typical Event Day | Typical Event | CAISO 1-in-2 | 17 | 2.2122 | 2.1682 | 1.2893 | 1.1853 | 0.015426 | 90.5434
| LCA | LA Basin | Typical Event Day | Typical Event | CAISO 1-in-2 | 18 | 2.438 | 2.3818 | 1.9158 | 1.8185 | 0.069754 | 89.1095
| LCA | LA Basin | Typical Event Day | Typical Event | CAISO 1-in-2 | 19 | 2.5158 | 2.437 | 2.2344 | 2.0533 | 0.04129 | 87.6149
| LCA | LA Basin | Typical Event Day | Typical Event | CAISO 1-in-2 | 20 | 2.3922 | 2.3184 | 2.1798 | 2.0441 | 0.016139 | 85.4822
| LCA | LA Basin | Typical Event Day | Typical Event | CAISO 1-in-2 | 21 | 2.2759 | 2.2188 | 2.1007 | 1.9816 | 0.022364 | 82.4441
| LCA | LA Basin | Typical Event Day | Typical Event | CAISO 1-in-2 | 22 | 2.1101 | 2.061 | 2.49 | 2.5207 | 0.030392 | 79.7333
| LCA | LA Basin | Typical Event Day | Typical Event | CAISO 1-in-2 | 23 | 1.8871 | 1.8559 | 2.0043 | 2.006 | 0.017743 | 77.7527
| LCA | LA Basin | Typical Event Day | Typical Event | CAISO 1-in-2 | 24 | 1.5884 | 1.5635 | 1.6582 | 1.6392 | 0.015261 | 76.2356
| LCA | LA Basin | Typical Event Day | Typical Event | SCE 1-in-10 | 1 | 1.5003 | 1.4733 | 1.5003 | 1.4733 | 0 | 77.8805
| LCA | LA Basin | Typical Event Day | Typical Event | SCE 1-in-10 | 2 | 1.2336 | 1.2131 | 1.2336 | 1.2131 | 0 | 76.4211
| LCA | LA Basin | Typical Event Day | Typical Event | SCE 1-in-10 | 3 | 1.0539 | 1.0346 | 1.0539 | 1.0346 | 0 | 75.1668
| LCA | LA Basin | Typical Event Day | Typical Event | SCE 1-in-10 | 4 | 0.94301 | 0.92512 | 0.94301 | 0.92512 | 0 | 74.4267
| LCA | LA Basin | Typical Event Day | Typical Event | SCE 1-in-10 | 5 | 0.86106 | 0.846 | 0.86106 | 0.846 | 0 | 73.6157
| LCA | LA Basin | Typical Event Day | Typical Event | SCE 1-in-10 | 6 | 0.81704 | 0.81491 | 0.81704 | 0.81491 | 0 | 73.129
| LCA | LA Basin | Typical Event Day | Typical Event | SCE 1-in-10 | 7 | 0.78917 | 0.82239 | 0.78917 | 0.82239 | 0 | 72.6515
| LCA | LA Basin | Typical Event Day | Typical Event | SCE 1-in-10 | 8 | 0.79819 | 0.82594 | 0.79819 | 0.82594 | 0 | 73.2123
| LCA | LA Basin | Typical Event Day | Typical Event | SCE 1-in-10 | 9 | 0.79652 | 0.77718 | 0.79652 | 0.77718 | 0 | 76.3213
| LCA | LA Basin | Typical Event Day | Typical Event | SCE 1-in-10 | 10 | 0.83371 | 0.80893 | 0.83371 | 0.80893 | 0 | 81.4114
| LCA | LA Basin | Typical Event Day | Typical Event | SCE 1-in-10 | 11 | 0.97836 | 0.95735 | 0.97836 | 0.95735 | 0 | 86.9396
| LCA | LA Basin | Typical Event Day | Typical Event | SCE 1-in-10 | 12 | 1.2423 | 1.2153 | 1.2423 | 1.2153 | 0 | 91.0732
| LCA | LA Basin | Typical Event Day | Typical Event | SCE 1-in-10 | 13 | 1.6187 | 1.5703 | 1.6187 | 1.5703 | 0 | 93.6084
| LCA | LA Basin | Typical Event Day | Typical Event | SCE 1-in-10 | 14 | 2.004 | 1.9478 | 2.004 | 1.9478 | 0 | 95.7624
| LCA | LA Basin | Typical Event Day | Typical Event | SCE 1-in-10 | 15 | 2.3448 | 2.2874 | 2.3448 | 2.2874 | 0 | 97.5883
| LCA | LA Basin | Typical Event Day | Typical Event | SCE 1-in-10 | 16 | 2.6849 | 2.6308 | 2.6849 | 2.6308 | 0 | 98.8233
| LCA | LA Basin | Typical Event Day | Typical Event | SCE 1-in-10 | 17 | 2.9315 | 2.8876 | 1.8331 | 1.7291 | 0.021518 | 99.0927
| LCA | LA Basin | Typical Event Day | Typical Event | SCE 1-in-10 | 18 | 3.1163 | 3.0601 | 2.4067 | 2.3094 | 0.044186 | 98.3395
| LCA | LA Basin | Typical Event Day | Typical Event | SCE 1-in-10 | 19 | 3.1518 | 3.0731 | 2.7163 | 2.5352 | 0.021114 | 96.5077
| LCA | LA Basin | Typical Event Day | Typical Event | SCE 1-in-10 | 20 | 2.9821 | 2.9084 | 2.6757 | 2.54 | 0.013682 | 93.1791
| LCA | LA Basin | Typical Event Day | Typical Event | SCE 1-in-10 | 21 | 2.8124 | 2.7553 | 2.5516 | 2.4326 | 0.011275 | 89.4428
| LCA | LA Basin | Typical Event Day | Typical Event | SCE 1-in-10 | 22 | 2.5872 | 2.5381 | 2.9943 | 3.025 | 0.026851 | 86.1017
| LCA | LA Basin | Typical Event Day | Typical Event | SCE 1-in-10 | 23 | 2.2984 | 2.2672 | 2.4739 | 2.4755 | 0.016508 | 83.2008
| LCA | LA Basin | Typical Event Day | Typical Event | SCE 1-in-10 | 24 | 1.9263 | 1.9013 | 2.0297 | 2.0107 | 0.014905 | 81.259
| LCA | LA Basin | Typical Event Day | Typical Event | SCE 1-in-2 | 1 | 1.263 | 1.236 | 1.263 | 1.236 | 0 | 73.4015
| LCA | LA Basin | Typical Event Day | Typical Event | SCE 1-in-2 | 2 | 1.058 | 1.0375 | 1.058 | 1.0375 | 0 | 72.3999
| LCA | LA Basin | Typical Event Day | Typical Event | SCE 1-in-2 | 3 | 0.91818 | 0.8989 | 0.91818 | 0.8989 | 0 | 71.5599
| LCA | LA Basin | Typical Event Day | Typical Event | SCE 1-in-2 | 4 | 0.81874 | 0.80086 | 0.81874 | 0.80086 | 0 | 70.807
| LCA | LA Basin | Typical Event Day | Typical Event | SCE 1-in-2 | 5 | 0.7509 | 0.73583 | 0.7509 | 0.73583 | 0 | 70.1419
| LCA | LA Basin | Typical Event Day | Typical Event | SCE 1-in-2 | 6 | 0.71135 | 0.70922 | 0.71135 | 0.70922 | 0 | 69.539
| LCA | LA Basin | Typical Event Day | Typical Event | SCE 1-in-2 | 7 | 0.69363 | 0.72685 | 0.69363 | 0.72685 | 0 | 69.1229
| LCA | LA Basin | Typical Event Day | Typical Event | SCE 1-in-2 | 8 | 0.68949 | 0.71725 | 0.68949 | 0.71725 | 0 | 69.488
| LCA | LA Basin | Typical Event Day | Typical Event | SCE 1-in-2 | 9 | 0.66346 | 0.64412 | 0.66346 | 0.64412 | 0 | 71.9331
| LCA | LA Basin | Typical Event Day | Typical Event | SCE 1-in-2 | 10 | 0.63891 | 0.61413 | 0.63891 | 0.61413 | 0 | 76.1117
| LCA | LA Basin | Typical Event Day | Typical Event | SCE 1-in-2 | 11 | 0.67185 | 0.65084 | 0.67185 | 0.65084 | 0 | 80.4106
| LCA | LA Basin | Typical Event Day | Typical Event | SCE 1-in-2 | 12 | 0.81359 | 0.78654 | 0.81359 | 0.78654 | 0 | 84.232
| LCA | LA Basin | Typical Event Day | Typical Event | SCE 1-in-2 | 13 | 1.059 | 1.0106 | 1.059 | 1.0106 | 0 | 86.913
| LCA | LA Basin | Typical Event Day | Typical Event | SCE 1-in-2 | 14 | 1.3386 | 1.2823 | 1.3386 | 1.2823 | 0 | 88.8611
| LCA | LA Basin | Typical Event Day | Typical Event | SCE 1-in-2 | 15 | 1.6145 | 1.5572 | 1.6145 | 1.5572 | 0 | 90.4817
| LCA | LA Basin | Typical Event Day | Typical Event | SCE 1-in-2 | 16 | 1.9169 | 1.8628 | 1.9169 | 1.8628 | 0 | 90.812
| LCA | LA Basin | Typical Event Day | Typical Event | SCE 1-in-2 | 17 | 2.1671 | 2.1232 | 1.2346 | 1.1306 | 0.015328 | 91.0126
| LCA | LA Basin | Typical Event Day | Typical Event | SCE 1-in-2 | 18 | 2.3864 | 2.3302 | 1.8459 | 1.7485 | 0.065161 | 90.0119
| LCA | LA Basin | Typical Event Day | Typical Event | SCE 1-in-2 | 19 | 2.4687 | 2.39 | 2.1764 | 1.9953 | 0.038923 | 88.2428
| LCA | LA Basin | Typical Event Day | Typical Event | SCE 1-in-2 | 20 | 2.3592 | 2.2855 | 2.1416 | 2.0059 | 0.015364 | 85.9143
| LCA | LA Basin | Typical Event Day | Typical Event | SCE 1-in-2 | 21 | 2.2454 | 2.1882 | 2.0687 | 1.9497 | 0.022113 | 82.5583
| LCA | LA Basin | Typical Event Day | Typical Event | SCE 1-in-2 | 22 | 2.079 | 2.0298 | 2.4582 | 2.4889 | 0.030881 | 79.5725
| LCA | LA Basin | Typical Event Day | Typical Event | SCE 1-in-2 | 23 | 1.8598 | 1.8286 | 1.9752 | 1.9768 | 0.018013 | 77.587
| LCA | LA Basin | Typical Event Day | Typical Event | SCE 1-in-2 | 24 | 1.5666 | 1.5417 | 1.6339 | 1.6149 | 0.015756 | 75.8551
| LCA | Outside | Average Weekday | April | CAISO 1-in-10 | 1 | 0.70086 | 0.65571 | 0.70086 | 0.65571 | 0 | 57.9331
| LCA | Outside | Average Weekday | April | CAISO 1-in-10 | 2 | 0.65037 | 0.61168 | 0.65037 | 0.61168 | 0 | 57.032
| LCA | Outside | Average Weekday | April | CAISO 1-in-10 | 3 | 0.62652 | 0.58743 | 0.62652 | 0.58743 | 0 | 55.7683
| LCA | Outside | Average Weekday | April | CAISO 1-in-10 | 4 | 0.60778 | 0.58054 | 0.60778 | 0.58054 | 0 | 54.8344
| LCA | Outside | Average Weekday | April | CAISO 1-in-10 | 5 | 0.60422 | 0.58264 | 0.60422 | 0.58264 | 0 | 53.9155
| LCA | Outside | Average Weekday | April | CAISO 1-in-10 | 6 | 0.62502 | 0.61666 | 0.62502 | 0.61666 | 0 | 53.1418
| LCA | Outside | Average Weekday | April | CAISO 1-in-10 | 7 | 0.62501 | 0.64091 | 0.62501 | 0.64091 | 0 | 52.4465
| LCA | Outside | Average Weekday | April | CAISO 1-in-10 | 8 | 0.50479 | 0.51882 | 0.50479 | 0.51882 | 0 | 51.9808
| LCA | Outside | Average Weekday | April | CAISO 1-in-10 | 9 | 0.29434 | 0.29986 | 0.29434 | 0.29986 | 0 | 53.9836
| LCA | Outside | Average Weekday | April | CAISO 1-in-10 | 10 | 0.083867 | 0.093454 | 0.083867 | 0.093454 | 0 | 57.447
| LCA | Outside | Average Weekday | April | CAISO 1-in-10 | 11 | -0.073918 | -0.053909 | -0.073918 | -0.053909 | 0 | 61.1033
| LCA | Outside | Average Weekday | April | CAISO 1-in-10 | 12 | -0.15767 | -0.13704 | -0.15767 | -0.13704 | 0 | 64.2416
| LCA | Outside | Average Weekday | April | CAISO 1-in-10 | 13 | -0.16634 | -0.15016 | -0.16634 | -0.15016 | 0 | 66.6728
| LCA | Outside | Average Weekday | April | CAISO 1-in-10 | 14 | -0.11336 | -0.099871 | -0.11336 | -0.099871 | 0 | 68.6938
| LCA | Outside | Average Weekday | April | CAISO 1-in-10 | 15 | 0.0124 | 0.010366 | 0.0124 | 0.010366 | 0 | 70.0695
| LCA | Outside | Average Weekday | April | CAISO 1-in-10 | 16 | 0.208 | 0.20049 | 0.208 | 0.20049 | 0 | 70.9747
| LCA | Outside | Average Weekday | April | CAISO 1-in-10 | 17 | 0.44985 | 0.45032 | 0.14552 | 0.14599 | 0.20406 | 71.174
| LCA | Outside | Average Weekday | April | CAISO 1-in-10 | 18 | 0.75445 | 0.72728 | 0.43279 | 0.4556 | 0.16083 | 70.7392
| LCA | Outside | Average Weekday | April | CAISO 1-in-10 | 19 | 0.98424 | 0.90883 | 0.68542 | 0.69207 | 0.14941 | 69.5407
| LCA | Outside | Average Weekday | April | CAISO 1-in-10 | 20 | 1.0716 | 0.98675 | 0.8223 | 0.73743 | 0.13615 | 67.5231
| LCA | Outside | Average Weekday | April | CAISO 1-in-10 | 21 | 1.0703 | 0.98884 | 0.8683 | 0.78684 | 0.14927 | 64.588
| LCA | Outside | Average Weekday | April | CAISO 1-in-10 | 22 | 1.0054 | 0.93068 | 1.3018 | 1.227 | 0.20773 | 62.3058
| LCA | Outside | Average Weekday | April | CAISO 1-in-10 | 23 | 0.8979 | 0.82573 | 0.8979 | 0.82573 | 0 | 60.711
| LCA | Outside | Average Weekday | April | CAISO 1-in-10 | 24 | 0.78124 | 0.71904 | 0.78124 | 0.71904 | 0 | 59.0033
| LCA | Outside | Average Weekday | April | CAISO 1-in-2 | 1 | 0.68565 | 0.64051 | 0.68565 | 0.64051 | 0 | 56.0871
| LCA | Outside | Average Weekday | April | CAISO 1-in-2 | 2 | 0.63921 | 0.60052 | 0.63921 | 0.60052 | 0 | 54.8408
| LCA | Outside | Average Weekday | April | CAISO 1-in-2 | 3 | 0.6199 | 0.58081 | 0.6199 | 0.58081 | 0 | 53.7411
| LCA | Outside | Average Weekday | April | CAISO 1-in-2 | 4 | 0.60496 | 0.57771 | 0.60496 | 0.57771 | 0 | 52.6683
| LCA | Outside | Average Weekday | April | CAISO 1-in-2 | 5 | 0.60403 | 0.58244 | 0.60403 | 0.58244 | 0 | 51.7243
| LCA | Outside | Average Weekday | April | CAISO 1-in-2 | 6 | 0.62913 | 0.62077 | 0.62913 | 0.62077 | 0 | 50.7804
| LCA | Outside | Average Weekday | April | CAISO 1-in-2 | 7 | 0.63671 | 0.65261 | 0.63671 | 0.65261 | 0 | 49.8868
| LCA | Outside | Average Weekday | April | CAISO 1-in-2 | 8 | 0.51427 | 0.5283 | 0.51427 | 0.5283 | 0 | 49.6849
| LCA | Outside | Average Weekday | April | CAISO 1-in-2 | 9 | 0.30173 | 0.30725 | 0.30173 | 0.30725 | 0 | 52.0099
| LCA | Outside | Average Weekday | April | CAISO 1-in-2 | 10 | 0.088586 | 0.098173 | 0.088586 | 0.098173 | 0 | 55.926
| LCA | Outside | Average Weekday | April | CAISO 1-in-2 | 11 | -0.06918 | -0.049171 | -0.06918 | -0.049171 | 0 | 59.8183
| LCA | Outside | Average Weekday | April | CAISO 1-in-2 | 12 | -0.15316 | -0.13254 | -0.15316 | -0.13254 | 0 | 62.7919
| LCA | Outside | Average Weekday | April | CAISO 1-in-2 | 13 | -0.16726 | -0.15107 | -0.16726 | -0.15107 | 0 | 65.4014
| LCA | Outside | Average Weekday | April | CAISO 1-in-2 | 14 | -0.11807 | -0.10459 | -0.11807 | -0.10459 | 0 | 67.4047
| LCA | Outside | Average Weekday | April | CAISO 1-in-2 | 15 | 0.010337 | 0.0083039 | 0.010337 | 0.0083039 | 0 | 68.8551
| LCA | Outside | Average Weekday | April | CAISO 1-in-2 | 16 | 0.20471 | 0.1972 | 0.20471 | 0.1972 | 0 | 69.6936
| LCA | Outside | Average Weekday | April | CAISO 1-in-2 | 17 | 0.44493 | 0.4454 | 0.44493 | 0.4454 | 0 | 69.9119
| LCA | Outside | Average Weekday | April | CAISO 1-in-2 | 18 | 0.73837 | 0.71119 | 0.73837 | 0.71119 | 0 | 69.4046
| LCA | Outside | Average Weekday | April | CAISO 1-in-2 | 19 | 0.96101 | 0.88559 | 0.96101 | 0.88559 | 0 | 68.2241
| LCA | Outside | Average Weekday | April | CAISO 1-in-2 | 20 | 1.0378 | 0.95294 | 1.0378 | 0.95294 | 0 | 65.958
| LCA | Outside | Average Weekday | April | CAISO 1-in-2 | 21 | 1.0435 | 0.96205 | 1.0435 | 0.96205 | 0 | 62.843
| LCA | Outside | Average Weekday | April | CAISO 1-in-2 | 22 | 0.97235 | 0.89761 | 0.97235 | 0.89761 | 0 | 60.3197
| LCA | Outside | Average Weekday | April | CAISO 1-in-2 | 23 | 0.86351 | 0.79134 | 0.86351 | 0.79134 | 0 | 58.554
| LCA | Outside | Average Weekday | April | CAISO 1-in-2 | 24 | 0.75772 | 0.69552 | 0.75772 | 0.69552 | 0 | 57.053
| LCA | Outside | Average Weekday | April | SCE 1-in-10 | 1 | 0.69062 | 0.64548 | 0.69062 | 0.64548 | 0 | 57.007
| LCA | Outside | Average Weekday | April | SCE 1-in-10 | 2 | 0.64206 | 0.60338 | 0.64206 | 0.60338 | 0 | 55.8941
| LCA | Outside | Average Weekday | April | SCE 1-in-10 | 3 | 0.62057 | 0.58149 | 0.62057 | 0.58149 | 0 | 54.5772
| LCA | Outside | Average Weekday | April | SCE 1-in-10 | 4 | 0.60419 | 0.57695 | 0.60419 | 0.57695 | 0 | 53.5202
| LCA | Outside | Average Weekday | April | SCE 1-in-10 | 5 | 0.60201 | 0.58043 | 0.60201 | 0.58043 | 0 | 52.5264
| LCA | Outside | Average Weekday | April | SCE 1-in-10 | 6 | 0.62537 | 0.61701 | 0.62537 | 0.61701 | 0 | 51.718
| LCA | Outside | Average Weekday | April | SCE 1-in-10 | 7 | 0.62975 | 0.64565 | 0.62975 | 0.64565 | 0 | 51.0496
| LCA | Outside | Average Weekday | April | SCE 1-in-10 | 8 | 0.50851 | 0.52255 | 0.50851 | 0.52255 | 0 | 50.6399
| LCA | Outside | Average Weekday | April | SCE 1-in-10 | 9 | 0.29737 | 0.30288 | 0.29737 | 0.30288 | 0 | 52.775
| LCA | Outside | Average Weekday | April | SCE 1-in-10 | 10 | 0.085748 | 0.095335 | 0.085748 | 0.095335 | 0 | 56.449
| LCA | Outside | Average Weekday | April | SCE 1-in-10 | 11 | -0.072852 | -0.052843 | -0.072852 | -0.052843 | 0 | 59.9602
| LCA | Outside | Average Weekday | April | SCE 1-in-10 | 12 | -0.15701 | -0.13638 | -0.15701 | -0.13638 | 0 | 63.0775
| LCA | Outside | Average Weekday | April | SCE 1-in-10 | 13 | -0.16978 | -0.15359 | -0.16978 | -0.15359 | 0 | 65.5381
| LCA | Outside | Average Weekday | April | SCE 1-in-10 | 14 | -0.12084 | -0.10735 | -0.12084 | -0.10735 | 0 | 67.4668
| LCA | Outside | Average Weekday | April | SCE 1-in-10 | 15 | 0.0033472 | 0.0013138 | 0.0033472 | 0.0013138 | 0 | 68.9985
| LCA | Outside | Average Weekday | April | SCE 1-in-10 | 16 | 0.19635 | 0.18884 | 0.19635 | 0.18884 | 0 | 69.9583
| LCA | Outside | Average Weekday | April | SCE 1-in-10 | 17 | 0.4397 | 0.44017 | 0.1788 | 0.17927 | 0.20963 | 70.4309
| LCA | Outside | Average Weekday | April | SCE 1-in-10 | 18 | 0.74191 | 0.71473 | 0.45509 | 0.4496 | 0.14341 | 70.2085
| LCA | Outside | Average Weekday | April | SCE 1-in-10 | 19 | 0.97061 | 0.89519 | 0.70144 | 0.68111 | 0.13458 | 69.1593
| LCA | Outside | Average Weekday | April | SCE 1-in-10 | 20 | 1.0574 | 0.97254 | 0.83665 | 0.75177 | 0.13736 | 67.2508
| LCA | Outside | Average Weekday | April | SCE 1-in-10 | 21 | 1.0533 | 0.9718 | 0.88533 | 0.80386 | 0.15029 | 64.3597
| LCA | Outside | Average Weekday | April | SCE 1-in-10 | 22 | 0.98534 | 0.9106 | 1.2215 | 1.1467 | 0.21038 | 61.9261
| LCA | Outside | Average Weekday | April | SCE 1-in-10 | 23 | 0.87571 | 0.80354 | 0.87571 | 0.80354 | 0 | 60.0191
| LCA | Outside | Average Weekday | April | SCE 1-in-10 | 24 | 0.76511 | 0.70291 | 0.76511 | 0.70291 | 0 | 58.2305
| LCA | Outside | Average Weekday | April | SCE 1-in-2 | 1 | 0.6929 | 0.64776 | 0.6929 | 0.64776 | 0 | 55.3565
| LCA | Outside | Average Weekday | April | SCE 1-in-2 | 2 | 0.64632 | 0.60764 | 0.64632 | 0.60764 | 0 | 54.0713
| LCA | Outside | Average Weekday | April | SCE 1-in-2 | 3 | 0.62659 | 0.58751 | 0.62659 | 0.58751 | 0 | 53.0705
| LCA | Outside | Average Weekday | April | SCE 1-in-2 | 4 | 0.61215 | 0.58491 | 0.61215 | 0.58491 | 0 | 52.0175
| LCA | Outside | Average Weekday | April | SCE 1-in-2 | 5 | 0.61178 | 0.5902 | 0.61178 | 0.5902 | 0 | 51.052
| LCA | Outside | Average Weekday | April | SCE 1-in-2 | 6 | 0.63791 | 0.62955 | 0.63791 | 0.62955 | 0 | 50.0839
| LCA | Outside | Average Weekday | April | SCE 1-in-2 | 7 | 0.64768 | 0.66357 | 0.64768 | 0.66357 | 0 | 49.2122
| LCA | Outside | Average Weekday | April | SCE 1-in-2 | 8 | 0.52624 | 0.54028 | 0.52624 | 0.54028 | 0 | 49.049
| LCA | Outside | Average Weekday | April | SCE 1-in-2 | 9 | 0.31371 | 0.31923 | 0.31371 | 0.31923 | 0 | 51.287
| LCA | Outside | Average Weekday | April | SCE 1-in-2 | 10 | 0.1013 | 0.11088 | 0.1013 | 0.11088 | 0 | 55.0287
| LCA | Outside | Average Weekday | April | SCE 1-in-2 | 11 | -0.056496 | -0.036487 | -0.056496 | -0.036487 | 0 | 58.7119
| LCA | Outside | Average Weekday | April | SCE 1-in-2 | 12 | -0.1408 | -0.12018 | -0.1408 | -0.12018 | 0 | 61.7087
| LCA | Outside | Average Weekday | April | SCE 1-in-2 | 13 | -0.1562 | -0.14001 | -0.1562 | -0.14001 | 0 | 64.3801
| LCA | Outside | Average Weekday | April | SCE 1-in-2 | 14 | -0.10925 | -0.095765 | -0.10925 | -0.095765 | 0 | 66.4333
| LCA | Outside | Average Weekday | April | SCE 1-in-2 | 15 | 0.014814 | 0.012781 | 0.014814 | 0.012781 | 0 | 67.7817
| LCA | Outside | Average Weekday | April | SCE 1-in-2 | 16 | 0.20663 | 0.19912 | 0.20663 | 0.19912 | 0 | 68.6424
| LCA | Outside | Average Weekday | April | SCE 1-in-2 | 17 | 0.44542 | 0.44589 | 0.44542 | 0.44589 | 0 | 68.866
| LCA | Outside | Average Weekday | April | SCE 1-in-2 | 18 | 0.73806 | 0.71089 | 0.73806 | 0.71089 | 0 | 68.3217
| LCA | Outside | Average Weekday | April | SCE 1-in-2 | 19 | 0.95548 | 0.88007 | 0.95548 | 0.88007 | 0 | 67.0259
| LCA | Outside | Average Weekday | April | SCE 1-in-2 | 20 | 1.0314 | 0.94651 | 1.0314 | 0.94651 | 0 | 64.6889
| LCA | Outside | Average Weekday | April | SCE 1-in-2 | 21 | 1.0456 | 0.9641 | 1.0456 | 0.9641 | 0 | 61.575
| LCA | Outside | Average Weekday | April | SCE 1-in-2 | 22 | 0.97336 | 0.89863 | 0.97336 | 0.89863 | 0 | 59.1103
| LCA | Outside | Average Weekday | April | SCE 1-in-2 | 23 | 0.87038 | 0.79821 | 0.87038 | 0.79821 | 0 | 57.3709
| LCA | Outside | Average Weekday | April | SCE 1-in-2 | 24 | 0.76489 | 0.70269 | 0.76489 | 0.70269 | 0 | 55.9242
| LCA | Outside | Average Weekday | August | CAISO 1-in-10 | 1 | 1.4292 | 1.3841 | 1.4292 | 1.3841 | 0 | 78.1244
| LCA | Outside | Average Weekday | August | CAISO 1-in-10 | 2 | 1.2541 | 1.2154 | 1.2541 | 1.2154 | 0 | 76.8559
| LCA | Outside | Average Weekday | August | CAISO 1-in-10 | 3 | 1.1194 | 1.0803 | 1.1194 | 1.0803 | 0 | 75.4392
| LCA | Outside | Average Weekday | August | CAISO 1-in-10 | 4 | 1.012 | 0.98475 | 1.012 | 0.98475 | 0 | 74.1862
| LCA | Outside | Average Weekday | August | CAISO 1-in-10 | 5 | 0.94163 | 0.92005 | 0.94163 | 0.92005 | 0 | 73.2203
| LCA | Outside | Average Weekday | August | CAISO 1-in-10 | 6 | 0.89038 | 0.88202 | 0.89038 | 0.88202 | 0 | 72.1964
| LCA | Outside | Average Weekday | August | CAISO 1-in-10 | 7 | 0.82532 | 0.84122 | 0.82532 | 0.84122 | 0 | 71.1375
| LCA | Outside | Average Weekday | August | CAISO 1-in-10 | 8 | 0.73427 | 0.7483 | 0.73427 | 0.7483 | 0 | 70.8155
| LCA | Outside | Average Weekday | August | CAISO 1-in-10 | 9 | 0.61361 | 0.61912 | 0.61361 | 0.61912 | 0 | 73.6125
| LCA | Outside | Average Weekday | August | CAISO 1-in-10 | 10 | 0.53064 | 0.54023 | 0.53064 | 0.54023 | 0 | 77.8554
| LCA | Outside | Average Weekday | August | CAISO 1-in-10 | 11 | 0.54103 | 0.56104 | 0.54103 | 0.56104 | 0 | 82.0141
| LCA | Outside | Average Weekday | August | CAISO 1-in-10 | 12 | 0.65634 | 0.67697 | 0.65634 | 0.67697 | 0 | 85.6537
| LCA | Outside | Average Weekday | August | CAISO 1-in-10 | 13 | 0.85111 | 0.86729 | 0.85111 | 0.86729 | 0 | 88.968
| LCA | Outside | Average Weekday | August | CAISO 1-in-10 | 14 | 1.0847 | 1.0982 | 1.0847 | 1.0982 | 0 | 91.19
| LCA | Outside | Average Weekday | August | CAISO 1-in-10 | 15 | 1.3445 | 1.3424 | 1.3445 | 1.3424 | 0 | 92.4249
| LCA | Outside | Average Weekday | August | CAISO 1-in-10 | 16 | 1.6432 | 1.6357 | 1.6432 | 1.6357 | 0 | 92.9754
| LCA | Outside | Average Weekday | August | CAISO 1-in-10 | 17 | 1.9394 | 1.9398 | 0.93973 | 0.97627 | 0.054034 | 92.8843
| LCA | Outside | Average Weekday | August | CAISO 1-in-10 | 18 | 2.2472 | 2.2201 | 1.5109 | 1.6847 | 0.14131 | 92.1387
| LCA | Outside | Average Weekday | August | CAISO 1-in-10 | 19 | 2.4128 | 2.3374 | 1.9585 | 1.9727 | 0.16364 | 90.6437
| LCA | Outside | Average Weekday | August | CAISO 1-in-10 | 20 | 2.3679 | 2.283 | 2.0288 | 2.0459 | 0.045687 | 88.3472
| LCA | Outside | Average Weekday | August | CAISO 1-in-10 | 21 | 2.2813 | 2.1999 | 1.9378 | 1.9583 | 0.058589 | 85.2067
| LCA | Outside | Average Weekday | August | CAISO 1-in-10 | 22 | 2.151 | 2.0763 | 2.6249 | 2.6206 | 0.069025 | 82.6546
| LCA | Outside | Average Weekday | August | CAISO 1-in-10 | 23 | 1.9116 | 1.8394 | 1.9479 | 2.0161 | 0.018122 | 80.9246
| LCA | Outside | Average Weekday | August | CAISO 1-in-10 | 24 | 1.6339 | 1.5717 | 1.6339 | 1.6096 | 0 | 79.2803
| LCA | Outside | Average Weekday | August | CAISO 1-in-2 | 1 | 1.3188 | 1.2736 | 1.3188 | 1.2736 | 0 | 75.9627
| LCA | Outside | Average Weekday | August | CAISO 1-in-2 | 2 | 1.1508 | 1.1121 | 1.1508 | 1.1121 | 0 | 74.6008
| LCA | Outside | Average Weekday | August | CAISO 1-in-2 | 3 | 1.0343 | 0.99523 | 1.0343 | 0.99523 | 0 | 73.3923
| LCA | Outside | Average Weekday | August | CAISO 1-in-2 | 4 | 0.94488 | 0.91764 | 0.94488 | 0.91764 | 0 | 72.3776
| LCA | Outside | Average Weekday | August | CAISO 1-in-2 | 5 | 0.87446 | 0.85288 | 0.87446 | 0.85288 | 0 | 71.2055
| LCA | Outside | Average Weekday | August | CAISO 1-in-2 | 6 | 0.82729 | 0.81893 | 0.82729 | 0.81893 | 0 | 70.0921
| LCA | Outside | Average Weekday | August | CAISO 1-in-2 | 7 | 0.76962 | 0.78552 | 0.76962 | 0.78552 | 0 | 69.1718
| LCA | Outside | Average Weekday | August | CAISO 1-in-2 | 8 | 0.67284 | 0.68687 | 0.67284 | 0.68687 | 0 | 68.8969
| LCA | Outside | Average Weekday | August | CAISO 1-in-2 | 9 | 0.54547 | 0.55099 | 0.54547 | 0.55099 | 0 | 71.561
| LCA | Outside | Average Weekday | August | CAISO 1-in-2 | 10 | 0.44729 | 0.45687 | 0.44729 | 0.45687 | 0 | 75.6644
| LCA | Outside | Average Weekday | August | CAISO 1-in-2 | 11 | 0.43993 | 0.45994 | 0.43993 | 0.45994 | 0 | 80.1576
| LCA | Outside | Average Weekday | August | CAISO 1-in-2 | 12 | 0.52998 | 0.5506 | 0.52998 | 0.5506 | 0 | 83.9402
| LCA | Outside | Average Weekday | August | CAISO 1-in-2 | 13 | 0.69862 | 0.7148 | 0.69862 | 0.7148 | 0 | 86.8739
| LCA | Outside | Average Weekday | August | CAISO 1-in-2 | 14 | 0.91222 | 0.9257 | 0.91222 | 0.9257 | 0 | 88.9778
| LCA | Outside | Average Weekday | August | CAISO 1-in-2 | 15 | 1.1598 | 1.1578 | 1.1598 | 1.1578 | 0 | 90.3641
| LCA | Outside | Average Weekday | August | CAISO 1-in-2 | 16 | 1.4528 | 1.4452 | 1.4528 | 1.4452 | 0 | 91.0727
| LCA | Outside | Average Weekday | August | CAISO 1-in-2 | 17 | 1.748 | 1.7485 | 0.78655 | 0.82309 | 0.063586 | 91.0533
| LCA | Outside | Average Weekday | August | CAISO 1-in-2 | 18 | 2.0614 | 2.0342 | 1.3449 | 1.5186 | 0.16371 | 90.5343
| LCA | Outside | Average Weekday | August | CAISO 1-in-2 | 19 | 2.2392 | 2.1637 | 1.7948 | 1.8089 | 0.18769 | 89.231
| LCA | Outside | Average Weekday | August | CAISO 1-in-2 | 20 | 2.2116 | 2.1268 | 1.8706 | 1.8877 | 0.051026 | 87.0272
| LCA | Outside | Average Weekday | August | CAISO 1-in-2 | 21 | 2.139 | 2.0576 | 1.7935 | 1.814 | 0.064506 | 83.8091
| LCA | Outside | Average Weekday | August | CAISO 1-in-2 | 22 | 2.0138 | 1.9391 | 2.4946 | 2.4903 | 0.079608 | 81.0055
| LCA | Outside | Average Weekday | August | CAISO 1-in-2 | 23 | 1.7835 | 1.7113 | 1.7939 | 1.8622 | 0.0052071 | 79.0808
| LCA | Outside | Average Weekday | August | CAISO 1-in-2 | 24 | 1.5218 | 1.4596 | 1.5218 | 1.4702 | 0 | 77.423
| LCA | Outside | Average Weekday | August | SCE 1-in-10 | 1 | 1.4744 | 1.4293 | 1.4744 | 1.4293 | 0 | 78.9739
| LCA | Outside | Average Weekday | August | SCE 1-in-10 | 2 | 1.298 | 1.2593 | 1.298 | 1.2593 | 0 | 77.8113
| LCA | Outside | Average Weekday | August | SCE 1-in-10 | 3 | 1.1708 | 1.1317 | 1.1708 | 1.1317 | 0 | 76.6887
| LCA | Outside | Average Weekday | August | SCE 1-in-10 | 4 | 1.0646 | 1.0373 | 1.0646 | 1.0373 | 0 | 75.6016
| LCA | Outside | Average Weekday | August | SCE 1-in-10 | 5 | 0.99082 | 0.96923 | 0.99082 | 0.96923 | 0 | 74.6931
| LCA | Outside | Average Weekday | August | SCE 1-in-10 | 6 | 0.93461 | 0.92625 | 0.93461 | 0.92625 | 0 | 73.6778
| LCA | Outside | Average Weekday | August | SCE 1-in-10 | 7 | 0.87047 | 0.88637 | 0.87047 | 0.88637 | 0 | 72.7251
| LCA | Outside | Average Weekday | August | SCE 1-in-10 | 8 | 0.7824 | 0.79644 | 0.7824 | 0.79644 | 0 | 72.4481
| LCA | Outside | Average Weekday | August | SCE 1-in-10 | 9 | 0.65184 | 0.65735 | 0.65184 | 0.65735 | 0 | 74.9054
| LCA | Outside | Average Weekday | August | SCE 1-in-10 | 10 | 0.57538 | 0.58497 | 0.57538 | 0.58497 | 0 | 79.0355
| LCA | Outside | Average Weekday | August | SCE 1-in-10 | 11 | 0.5992 | 0.61921 | 0.5992 | 0.61921 | 0 | 83.427
| LCA | Outside | Average Weekday | August | SCE 1-in-10 | 12 | 0.7273 | 0.74792 | 0.7273 | 0.74792 | 0 | 87.1969
| LCA | Outside | Average Weekday | August | SCE 1-in-10 | 13 | 0.9343 | 0.95048 | 0.9343 | 0.95048 | 0 | 90.0097
| LCA | Outside | Average Weekday | August | SCE 1-in-10 | 14 | 1.1775 | 1.1909 | 1.1775 | 1.1909 | 0 | 91.8747
| LCA | Outside | Average Weekday | August | SCE 1-in-10 | 15 | 1.4418 | 1.4398 | 1.4418 | 1.4398 | 0 | 93.1394
| LCA | Outside | Average Weekday | August | SCE 1-in-10 | 16 | 1.7425 | 1.735 | 1.7425 | 1.735 | 0 | 93.6423
| LCA | Outside | Average Weekday | August | SCE 1-in-10 | 17 | 2.0372 | 2.0377 | 1.0254 | 1.062 | 0.051426 | 93.4676
| LCA | Outside | Average Weekday | August | SCE 1-in-10 | 18 | 2.3424 | 2.3153 | 1.6008 | 1.7745 | 0.13544 | 92.5725
| LCA | Outside | Average Weekday | August | SCE 1-in-10 | 19 | 2.5052 | 2.4298 | 2.0469 | 2.0611 | 0.15411 | 91.2125
| LCA | Outside | Average Weekday | August | SCE 1-in-10 | 20 | 2.4535 | 2.3686 | 2.1153 | 2.1324 | 0.042919 | 89.0482
| LCA | Outside | Average Weekday | August | SCE 1-in-10 | 21 | 2.3621 | 2.2807 | 2.0198 | 2.0403 | 0.054918 | 86.0844
| LCA | Outside | Average Weekday | August | SCE 1-in-10 | 22 | 2.23 | 2.1553 | 2.6995 | 2.6952 | 0.062438 | 83.7122
| LCA | Outside | Average Weekday | August | SCE 1-in-10 | 23 | 1.9825 | 1.9103 | 2.0333 | 2.1016 | 0.039359 | 81.969
| LCA | Outside | Average Weekday | August | SCE 1-in-10 | 24 | 1.6933 | 1.6311 | 1.6933 | 1.6829 | 0 | 80.2388
| LCA | Outside | Average Weekday | August | SCE 1-in-2 | 1 | 1.3188 | 1.2736 | 1.3188 | 1.2736 | 0 | 75.9627
| LCA | Outside | Average Weekday | August | SCE 1-in-2 | 2 | 1.1508 | 1.1121 | 1.1508 | 1.1121 | 0 | 74.6008
| LCA | Outside | Average Weekday | August | SCE 1-in-2 | 3 | 1.0343 | 0.99523 | 1.0343 | 0.99523 | 0 | 73.3923
| LCA | Outside | Average Weekday | August | SCE 1-in-2 | 4 | 0.94488 | 0.91764 | 0.94488 | 0.91764 | 0 | 72.3776
| LCA | Outside | Average Weekday | August | SCE 1-in-2 | 5 | 0.87446 | 0.85288 | 0.87446 | 0.85288 | 0 | 71.2055
| LCA | Outside | Average Weekday | August | SCE 1-in-2 | 6 | 0.82729 | 0.81893 | 0.82729 | 0.81893 | 0 | 70.0921
| LCA | Outside | Average Weekday | August | SCE 1-in-2 | 7 | 0.76962 | 0.78552 | 0.76962 | 0.78552 | 0 | 69.1718
| LCA | Outside | Average Weekday | August | SCE 1-in-2 | 8 | 0.67284 | 0.68687 | 0.67284 | 0.68687 | 0 | 68.8969
| LCA | Outside | Average Weekday | August | SCE 1-in-2 | 9 | 0.54547 | 0.55099 | 0.54547 | 0.55099 | 0 | 71.561
| LCA | Outside | Average Weekday | August | SCE 1-in-2 | 10 | 0.44729 | 0.45687 | 0.44729 | 0.45687 | 0 | 75.6644
| LCA | Outside | Average Weekday | August | SCE 1-in-2 | 11 | 0.43993 | 0.45994 | 0.43993 | 0.45994 | 0 | 80.1576
| LCA | Outside | Average Weekday | August | SCE 1-in-2 | 12 | 0.52998 | 0.5506 | 0.52998 | 0.5506 | 0 | 83.9402
| LCA | Outside | Average Weekday | August | SCE 1-in-2 | 13 | 0.69862 | 0.7148 | 0.69862 | 0.7148 | 0 | 86.8739
| LCA | Outside | Average Weekday | August | SCE 1-in-2 | 14 | 0.91222 | 0.9257 | 0.91222 | 0.9257 | 0 | 88.9778
| LCA | Outside | Average Weekday | August | SCE 1-in-2 | 15 | 1.1598 | 1.1578 | 1.1598 | 1.1578 | 0 | 90.3641
| LCA | Outside | Average Weekday | August | SCE 1-in-2 | 16 | 1.4528 | 1.4452 | 1.4528 | 1.4452 | 0 | 91.0727
| LCA | Outside | Average Weekday | August | SCE 1-in-2 | 17 | 1.748 | 1.7485 | 0.78655 | 0.82309 | 0.063586 | 91.0533
| LCA | Outside | Average Weekday | August | SCE 1-in-2 | 18 | 2.0614 | 2.0342 | 1.3449 | 1.5186 | 0.16371 | 90.5343
| LCA | Outside | Average Weekday | August | SCE 1-in-2 | 19 | 2.2392 | 2.1637 | 1.7948 | 1.8089 | 0.18769 | 89.231
| LCA | Outside | Average Weekday | August | SCE 1-in-2 | 20 | 2.2116 | 2.1268 | 1.8706 | 1.8877 | 0.051026 | 87.0272
| LCA | Outside | Average Weekday | August | SCE 1-in-2 | 21 | 2.139 | 2.0576 | 1.7935 | 1.814 | 0.064506 | 83.8091
| LCA | Outside | Average Weekday | August | SCE 1-in-2 | 22 | 2.0138 | 1.9391 | 2.4946 | 2.4903 | 0.079608 | 81.0055
| LCA | Outside | Average Weekday | August | SCE 1-in-2 | 23 | 1.7835 | 1.7113 | 1.7939 | 1.8622 | 0.0052071 | 79.0808
| LCA | Outside | Average Weekday | August | SCE 1-in-2 | 24 | 1.5218 | 1.4596 | 1.5218 | 1.4702 | 0 | 77.423
| LCA | Outside | Average Weekday | December | CAISO 1-in-10 | 1 | 0.80587 | 0.76073 | 0.80587 | 0.76073 | 0 | 42.8983
| LCA | Outside | Average Weekday | December | CAISO 1-in-10 | 2 | 0.76524 | 0.72656 | 0.76524 | 0.72656 | 0 | 42.1466
| LCA | Outside | Average Weekday | December | CAISO 1-in-10 | 3 | 0.75233 | 0.71325 | 0.75233 | 0.71325 | 0 | 41.4149
| LCA | Outside | Average Weekday | December | CAISO 1-in-10 | 4 | 0.74733 | 0.72009 | 0.74733 | 0.72009 | 0 | 40.4763
| LCA | Outside | Average Weekday | December | CAISO 1-in-10 | 5 | 0.75596 | 0.73437 | 0.75596 | 0.73437 | 0 | 39.9202
| LCA | Outside | Average Weekday | December | CAISO 1-in-10 | 6 | 0.79197 | 0.78361 | 0.79197 | 0.78361 | 0 | 39.4365
| LCA | Outside | Average Weekday | December | CAISO 1-in-10 | 7 | 0.82715 | 0.84305 | 0.82715 | 0.84305 | 0 | 38.9948
| LCA | Outside | Average Weekday | December | CAISO 1-in-10 | 8 | 0.71218 | 0.72622 | 0.71218 | 0.72622 | 0 | 38.9129
| LCA | Outside | Average Weekday | December | CAISO 1-in-10 | 9 | 0.48626 | 0.49178 | 0.48626 | 0.49178 | 0 | 39.6305
| LCA | Outside | Average Weekday | December | CAISO 1-in-10 | 10 | 0.26984 | 0.27943 | 0.26984 | 0.27943 | 0 | 42.5296
| LCA | Outside | Average Weekday | December | CAISO 1-in-10 | 11 | 0.11347 | 0.13348 | 0.11347 | 0.13348 | 0 | 45.621
| LCA | Outside | Average Weekday | December | CAISO 1-in-10 | 12 | 0.032267 | 0.052893 | 0.032267 | 0.052893 | 0 | 48.4911
| LCA | Outside | Average Weekday | December | CAISO 1-in-10 | 13 | 0.011036 | 0.027222 | 0.011036 | 0.027222 | 0 | 50.4801
| LCA | Outside | Average Weekday | December | CAISO 1-in-10 | 14 | 0.059832 | 0.073317 | 0.059832 | 0.073317 | 0 | 51.9828
| LCA | Outside | Average Weekday | December | CAISO 1-in-10 | 15 | 0.18656 | 0.18452 | 0.18656 | 0.18452 | 0 | 53.1519
| LCA | Outside | Average Weekday | December | CAISO 1-in-10 | 16 | 0.38484 | 0.37733 | 0.38484 | 0.37733 | 0 | 53.5544
| LCA | Outside | Average Weekday | December | CAISO 1-in-10 | 17 | 0.63587 | 0.63634 | 0.63587 | 0.63634 | 0 | 53.1508
| LCA | Outside | Average Weekday | December | CAISO 1-in-10 | 18 | 0.93199 | 0.90482 | 0.93199 | 0.90482 | 0 | 51.4615
| LCA | Outside | Average Weekday | December | CAISO 1-in-10 | 19 | 1.1087 | 1.0333 | 1.1087 | 1.0333 | 0 | 49.3599
| LCA | Outside | Average Weekday | December | CAISO 1-in-10 | 20 | 1.1703 | 1.0854 | 1.1703 | 1.0854 | 0 | 47.7133
| LCA | Outside | Average Weekday | December | CAISO 1-in-10 | 21 | 1.1685 | 1.0871 | 1.1685 | 1.0871 | 0 | 46.293
| LCA | Outside | Average Weekday | December | CAISO 1-in-10 | 22 | 1.0932 | 1.0184 | 1.0932 | 1.0184 | 0 | 45.1783
| LCA | Outside | Average Weekday | December | CAISO 1-in-10 | 23 | 0.98497 | 0.91281 | 0.98497 | 0.91281 | 0 | 44.2247
| LCA | Outside | Average Weekday | December | CAISO 1-in-10 | 24 | 0.88221 | 0.82 | 0.88221 | 0.82 | 0 | 43.4113
| LCA | Outside | Average Weekday | December | CAISO 1-in-2 | 1 | 0.81158 | 0.76644 | 0.81158 | 0.76644 | 0 | 41.7835
| LCA | Outside | Average Weekday | December | CAISO 1-in-2 | 2 | 0.77095 | 0.73226 | 0.77095 | 0.73226 | 0 | 41.0136
| LCA | Outside | Average Weekday | December | CAISO 1-in-2 | 3 | 0.75805 | 0.71897 | 0.75805 | 0.71897 | 0 | 40.458
| LCA | Outside | Average Weekday | December | CAISO 1-in-2 | 4 | 0.75329 | 0.72605 | 0.75329 | 0.72605 | 0 | 39.8349
| LCA | Outside | Average Weekday | December | CAISO 1-in-2 | 5 | 0.76223 | 0.74064 | 0.76223 | 0.74064 | 0 | 39.2896
| LCA | Outside | Average Weekday | December | CAISO 1-in-2 | 6 | 0.79852 | 0.79017 | 0.79852 | 0.79017 | 0 | 38.9269
| LCA | Outside | Average Weekday | December | CAISO 1-in-2 | 7 | 0.83456 | 0.85046 | 0.83456 | 0.85046 | 0 | 38.5739
| LCA | Outside | Average Weekday | December | CAISO 1-in-2 | 8 | 0.71997 | 0.73401 | 0.71997 | 0.73401 | 0 | 38.3838
| LCA | Outside | Average Weekday | December | CAISO 1-in-2 | 9 | 0.49358 | 0.49909 | 0.49358 | 0.49909 | 0 | 39.0542
| LCA | Outside | Average Weekday | December | CAISO 1-in-2 | 10 | 0.27716 | 0.28675 | 0.27716 | 0.28675 | 0 | 41.8712
| LCA | Outside | Average Weekday | December | CAISO 1-in-2 | 11 | 0.12096 | 0.14097 | 0.12096 | 0.14097 | 0 | 45.2738
| LCA | Outside | Average Weekday | December | CAISO 1-in-2 | 12 | 0.039998 | 0.060623 | 0.039998 | 0.060623 | 0 | 48.2953
| LCA | Outside | Average Weekday | December | CAISO 1-in-2 | 13 | 0.018702 | 0.034888 | 0.018702 | 0.034888 | 0 | 50.4214
| LCA | Outside | Average Weekday | December | CAISO 1-in-2 | 14 | 0.067992 | 0.081478 | 0.067992 | 0.081478 | 0 | 51.9542
| LCA | Outside | Average Weekday | December | CAISO 1-in-2 | 15 | 0.19586 | 0.19382 | 0.19586 | 0.19382 | 0 | 53.0332
| LCA | Outside | Average Weekday | December | CAISO 1-in-2 | 16 | 0.39568 | 0.38817 | 0.39568 | 0.38817 | 0 | 53.3765
| LCA | Outside | Average Weekday | December | CAISO 1-in-2 | 17 | 0.64807 | 0.64854 | 0.64807 | 0.64854 | 0 | 53.0997
| LCA | Outside | Average Weekday | December | CAISO 1-in-2 | 18 | 0.94404 | 0.91686 | 0.94404 | 0.91686 | 0 | 51.3698
| LCA | Outside | Average Weekday | December | CAISO 1-in-2 | 19 | 1.1183 | 1.0429 | 1.1183 | 1.0429 | 0 | 49.1007
| LCA | Outside | Average Weekday | December | CAISO 1-in-2 | 20 | 1.1782 | 1.0933 | 1.1782 | 1.0933 | 0 | 47.2371
| LCA | Outside | Average Weekday | December | CAISO 1-in-2 | 21 | 1.1756 | 1.0941 | 1.1756 | 1.0941 | 0 | 45.5992
| LCA | Outside | Average Weekday | December | CAISO 1-in-2 | 22 | 1.0998 | 1.0251 | 1.0998 | 1.0251 | 0 | 44.4503
| LCA | Outside | Average Weekday | December | CAISO 1-in-2 | 23 | 0.99129 | 0.91913 | 0.99129 | 0.91913 | 0 | 43.3503
| LCA | Outside | Average Weekday | December | CAISO 1-in-2 | 24 | 0.88837 | 0.82617 | 0.88837 | 0.82617 | 0 | 42.294
| LCA | Outside | Average Weekday | December | SCE 1-in-10 | 1 | 0.83348 | 0.78834 | 0.83348 | 0.78834 | 0 | 39.6563
| LCA | Outside | Average Weekday | December | SCE 1-in-10 | 2 | 0.79282 | 0.75414 | 0.79282 | 0.75414 | 0 | 38.8267
| LCA | Outside | Average Weekday | December | SCE 1-in-10 | 3 | 0.77999 | 0.74091 | 0.77999 | 0.74091 | 0 | 38.0957
| LCA | Outside | Average Weekday | December | SCE 1-in-10 | 4 | 0.77617 | 0.74892 | 0.77617 | 0.74892 | 0 | 37.2073
| LCA | Outside | Average Weekday | December | SCE 1-in-10 | 5 | 0.78627 | 0.76469 | 0.78627 | 0.76469 | 0 | 36.7247
| LCA | Outside | Average Weekday | December | SCE 1-in-10 | 6 | 0.82369 | 0.81533 | 0.82369 | 0.81533 | 0 | 36.2568
| LCA | Outside | Average Weekday | December | SCE 1-in-10 | 7 | 0.863 | 0.8789 | 0.863 | 0.8789 | 0 | 35.7449
| LCA | Outside | Average Weekday | December | SCE 1-in-10 | 8 | 0.74986 | 0.7639 | 0.74986 | 0.7639 | 0 | 35.5356
| LCA | Outside | Average Weekday | December | SCE 1-in-10 | 9 | 0.52166 | 0.52717 | 0.52166 | 0.52717 | 0 | 36.4033
| LCA | Outside | Average Weekday | December | SCE 1-in-10 | 10 | 0.30525 | 0.31484 | 0.30525 | 0.31484 | 0 | 39.4949
| LCA | Outside | Average Weekday | December | SCE 1-in-10 | 11 | 0.14969 | 0.1697 | 0.14969 | 0.1697 | 0 | 43.1037
| LCA | Outside | Average Weekday | December | SCE 1-in-10 | 12 | 0.069654 | 0.09028 | 0.069654 | 0.09028 | 0 | 46.4848
| LCA | Outside | Average Weekday | December | SCE 1-in-10 | 13 | 0.048114 | 0.0643 | 0.048114 | 0.0643 | 0 | 48.9542
| LCA | Outside | Average Weekday | December | SCE 1-in-10 | 14 | 0.099302 | 0.11279 | 0.099302 | 0.11279 | 0 | 50.6035
| LCA | Outside | Average Weekday | December | SCE 1-in-10 | 15 | 0.23155 | 0.22951 | 0.23155 | 0.22951 | 0 | 51.846
| LCA | Outside | Average Weekday | December | SCE 1-in-10 | 16 | 0.43727 | 0.42976 | 0.43727 | 0.42976 | 0 | 52.3692
| LCA | Outside | Average Weekday | December | SCE 1-in-10 | 17 | 0.69489 | 0.69536 | 0.69489 | 0.69536 | 0 | 51.8349
| LCA | Outside | Average Weekday | December | SCE 1-in-10 | 18 | 0.99024 | 0.96307 | 0.99024 | 0.96307 | 0 | 49.9194
| LCA | Outside | Average Weekday | December | SCE 1-in-10 | 19 | 1.1553 | 1.0799 | 1.1553 | 1.0799 | 0 | 47.4864
| LCA | Outside | Average Weekday | December | SCE 1-in-10 | 20 | 1.2085 | 1.1236 | 1.2085 | 1.1236 | 0 | 45.5474
| LCA | Outside | Average Weekday | December | SCE 1-in-10 | 21 | 1.2027 | 1.1212 | 1.2027 | 1.1212 | 0 | 43.8845
| LCA | Outside | Average Weekday | December | SCE 1-in-10 | 22 | 1.1252 | 1.0504 | 1.1252 | 1.0504 | 0 | 42.5663
| LCA | Outside | Average Weekday | December | SCE 1-in-10 | 23 | 1.0155 | 0.94338 | 1.0155 | 0.94338 | 0 | 41.5348
| LCA | Outside | Average Weekday | December | SCE 1-in-10 | 24 | 0.91204 | 0.84984 | 0.91204 | 0.84984 | 0 | 40.4327
| LCA | Outside | Average Weekday | December | SCE 1-in-2 | 1 | 0.79478 | 0.74964 | 0.79478 | 0.74964 | 0 | 44.2632
| LCA | Outside | Average Weekday | December | SCE 1-in-2 | 2 | 0.75417 | 0.71549 | 0.75417 | 0.71549 | 0 | 43.5621
| LCA | Outside | Average Weekday | December | SCE 1-in-2 | 3 | 0.74123 | 0.70214 | 0.74123 | 0.70214 | 0 | 42.947
| LCA | Outside | Average Weekday | December | SCE 1-in-2 | 4 | 0.73576 | 0.70851 | 0.73576 | 0.70851 | 0 | 42.215
| LCA | Outside | Average Weekday | December | SCE 1-in-2 | 5 | 0.74379 | 0.7222 | 0.74379 | 0.7222 | 0 | 41.6463
| LCA | Outside | Average Weekday | December | SCE 1-in-2 | 6 | 0.77923 | 0.77087 | 0.77923 | 0.77087 | 0 | 41.2273
| LCA | Outside | Average Weekday | December | SCE 1-in-2 | 7 | 0.81276 | 0.82866 | 0.81276 | 0.82866 | 0 | 40.8827
| LCA | Outside | Average Weekday | December | SCE 1-in-2 | 8 | 0.69706 | 0.71109 | 0.69706 | 0.71109 | 0 | 40.7736
| LCA | Outside | Average Weekday | December | SCE 1-in-2 | 9 | 0.47205 | 0.47757 | 0.47205 | 0.47757 | 0 | 41.2532
| LCA | Outside | Average Weekday | December | SCE 1-in-2 | 10 | 0.25563 | 0.26522 | 0.25563 | 0.26522 | 0 | 43.5991
| LCA | Outside | Average Weekday | December | SCE 1-in-2 | 11 | 0.098928 | 0.11894 | 0.098928 | 0.11894 | 0 | 46.4488
| LCA | Outside | Average Weekday | December | SCE 1-in-2 | 12 | 0.017259 | 0.037884 | 0.017259 | 0.037884 | 0 | 49.0909
| LCA | Outside | Average Weekday | December | SCE 1-in-2 | 13 | -0.0038488 | 0.012337 | -0.0038488 | 0.012337 | 0 | 50.9847
| LCA | Outside | Average Weekday | December | SCE 1-in-2 | 14 | 0.043987 | 0.057473 | 0.043987 | 0.057473 | 0 | 52.412
| LCA | Outside | Average Weekday | December | SCE 1-in-2 | 15 | 0.16849 | 0.16646 | 0.16849 | 0.16646 | 0 | 53.4774
| LCA | Outside | Average Weekday | December | SCE 1-in-2 | 16 | 0.36382 | 0.35631 | 0.36382 | 0.35631 | 0 | 53.7683
| LCA | Outside | Average Weekday | December | SCE 1-in-2 | 17 | 0.61217 | 0.61264 | 0.61217 | 0.61264 | 0 | 53.4757
| LCA | Outside | Average Weekday | December | SCE 1-in-2 | 18 | 0.90861 | 0.88144 | 0.90861 | 0.88144 | 0 | 51.859
| LCA | Outside | Average Weekday | December | SCE 1-in-2 | 19 | 1.09 | 1.0146 | 1.09 | 1.0146 | 0 | 49.886
| LCA | Outside | Average Weekday | December | SCE 1-in-2 | 20 | 1.1549 | 1.0701 | 1.1549 | 1.0701 | 0 | 48.3857
| LCA | Outside | Average Weekday | December | SCE 1-in-2 | 21 | 1.1548 | 1.0734 | 1.1548 | 1.0734 | 0 | 47.017
| LCA | Outside | Average Weekday | December | SCE 1-in-2 | 22 | 1.0803 | 1.0056 | 1.0803 | 1.0056 | 0 | 45.959
| LCA | Outside | Average Weekday | December | SCE 1-in-2 | 23 | 0.9727 | 0.90053 | 0.9727 | 0.90053 | 0 | 45.1051
| LCA | Outside | Average Weekday | December | SCE 1-in-2 | 24 | 0.87023 | 0.80803 | 0.87023 | 0.80803 | 0 | 44.25
| LCA | Outside | Average Weekday | February | CAISO 1-in-10 | 1 | 0.81083 | 0.76569 | 0.81083 | 0.76569 | 0 | 41.4271
| LCA | Outside | Average Weekday | February | CAISO 1-in-10 | 2 | 0.7702 | 0.73151 | 0.7702 | 0.73151 | 0 | 40.3505
| LCA | Outside | Average Weekday | February | CAISO 1-in-10 | 3 | 0.7573 | 0.71821 | 0.7573 | 0.71821 | 0 | 39.5455
| LCA | Outside | Average Weekday | February | CAISO 1-in-10 | 4 | 0.75251 | 0.72527 | 0.75251 | 0.72527 | 0 | 38.6577
| LCA | Outside | Average Weekday | February | CAISO 1-in-10 | 5 | 0.7614 | 0.73982 | 0.7614 | 0.73982 | 0 | 37.8315
| LCA | Outside | Average Weekday | February | CAISO 1-in-10 | 6 | 0.79766 | 0.78931 | 0.79766 | 0.78931 | 0 | 37.0797
| LCA | Outside | Average Weekday | February | CAISO 1-in-10 | 7 | 0.83359 | 0.84949 | 0.83359 | 0.84949 | 0 | 36.4289
| LCA | Outside | Average Weekday | February | CAISO 1-in-10 | 8 | 0.71895 | 0.73299 | 0.71895 | 0.73299 | 0 | 36.0431
| LCA | Outside | Average Weekday | February | CAISO 1-in-10 | 9 | 0.49262 | 0.49813 | 0.49262 | 0.49813 | 0 | 37.7344
| LCA | Outside | Average Weekday | February | CAISO 1-in-10 | 10 | 0.2762 | 0.28579 | 0.2762 | 0.28579 | 0 | 41.5644
| LCA | Outside | Average Weekday | February | CAISO 1-in-10 | 11 | 0.11998 | 0.13999 | 0.11998 | 0.13999 | 0 | 45.3673
| LCA | Outside | Average Weekday | February | CAISO 1-in-10 | 12 | 0.038984 | 0.059609 | 0.038984 | 0.059609 | 0 | 48.5536
| LCA | Outside | Average Weekday | February | CAISO 1-in-10 | 13 | 0.017697 | 0.033883 | 0.017697 | 0.033883 | 0 | 51.0774
| LCA | Outside | Average Weekday | February | CAISO 1-in-10 | 14 | 0.066922 | 0.080408 | 0.066922 | 0.080408 | 0 | 52.7894
| LCA | Outside | Average Weekday | February | CAISO 1-in-10 | 15 | 0.19464 | 0.1926 | 0.19464 | 0.1926 | 0 | 53.8714
| LCA | Outside | Average Weekday | February | CAISO 1-in-10 | 16 | 0.39461 | 0.3871 | 0.39461 | 0.3871 | 0 | 54.3364
| LCA | Outside | Average Weekday | February | CAISO 1-in-10 | 17 | 0.6471 | 0.64757 | 0.6471 | 0.64757 | 0 | 54.4433
| LCA | Outside | Average Weekday | February | CAISO 1-in-10 | 18 | 0.94254 | 0.91537 | 0.94254 | 0.91537 | 0 | 53.5105
| LCA | Outside | Average Weekday | February | CAISO 1-in-10 | 19 | 1.1171 | 1.0417 | 1.1171 | 1.0417 | 0 | 51.2749
| LCA | Outside | Average Weekday | February | CAISO 1-in-10 | 20 | 1.1772 | 1.0923 | 1.1772 | 1.0923 | 0 | 48.9088
| LCA | Outside | Average Weekday | February | CAISO 1-in-10 | 21 | 1.1747 | 1.0932 | 1.1747 | 1.0932 | 0 | 46.9993
| LCA | Outside | Average Weekday | February | CAISO 1-in-10 | 22 | 1.0989 | 1.0242 | 1.0989 | 1.0242 | 0 | 45.2834
| LCA | Outside | Average Weekday | February | CAISO 1-in-10 | 23 | 0.99046 | 0.9183 | 0.99046 | 0.9183 | 0 | 44.0017
| LCA | Outside | Average Weekday | February | CAISO 1-in-10 | 24 | 0.88757 | 0.82536 | 0.88757 | 0.82536 | 0 | 42.5899
| LCA | Outside | Average Weekday | February | CAISO 1-in-2 | 1 | 0.76755 | 0.72241 | 0.76755 | 0.72241 | 0 | 44.9693
| LCA | Outside | Average Weekday | February | CAISO 1-in-2 | 2 | 0.72697 | 0.68828 | 0.72697 | 0.68828 | 0 | 44.016
| LCA | Outside | Average Weekday | February | CAISO 1-in-2 | 3 | 0.71394 | 0.67485 | 0.71394 | 0.67485 | 0 | 43.2092
| LCA | Outside | Average Weekday | February | CAISO 1-in-2 | 4 | 0.70731 | 0.68007 | 0.70731 | 0.68007 | 0 | 42.4763
| LCA | Outside | Average Weekday | February | CAISO 1-in-2 | 5 | 0.71388 | 0.6923 | 0.71388 | 0.6923 | 0 | 41.6623
| LCA | Outside | Average Weekday | February | CAISO 1-in-2 | 6 | 0.74794 | 0.73959 | 0.74794 | 0.73959 | 0 | 41.0974
| LCA | Outside | Average Weekday | February | CAISO 1-in-2 | 7 | 0.77739 | 0.79329 | 0.77739 | 0.79329 | 0 | 40.3953
| LCA | Outside | Average Weekday | February | CAISO 1-in-2 | 8 | 0.6599 | 0.67393 | 0.6599 | 0.67393 | 0 | 40.2526
| LCA | Outside | Average Weekday | February | CAISO 1-in-2 | 9 | 0.43713 | 0.44265 | 0.43713 | 0.44265 | 0 | 41.8279
| LCA | Outside | Average Weekday | February | CAISO 1-in-2 | 10 | 0.22071 | 0.2303 | 0.22071 | 0.2303 | 0 | 45.2656
| LCA | Outside | Average Weekday | February | CAISO 1-in-2 | 11 | 0.063197 | 0.083206 | 0.063197 | 0.083206 | 0 | 49.061
| LCA | Outside | Average Weekday | February | CAISO 1-in-2 | 12 | -0.019619 | 0.0010064 | -0.019619 | 0.0010064 | 0 | 52.2878
| LCA | Outside | Average Weekday | February | CAISO 1-in-2 | 13 | -0.04038 | -0.024194 | -0.04038 | -0.024194 | 0 | 54.7631
| LCA | Outside | Average Weekday | February | CAISO 1-in-2 | 14 | 0.0053936 | 0.018879 | 0.0053936 | 0.018879 | 0 | 56.5327
| LCA | Outside | Average Weekday | February | CAISO 1-in-2 | 15 | 0.12571 | 0.12367 | 0.12571 | 0.12367 | 0 | 57.713
| LCA | Outside | Average Weekday | February | CAISO 1-in-2 | 16 | 0.31514 | 0.30764 | 0.31514 | 0.30764 | 0 | 58.4991
| LCA | Outside | Average Weekday | February | CAISO 1-in-2 | 17 | 0.55802 | 0.55849 | 0.55802 | 0.55849 | 0 | 58.532
| LCA | Outside | Average Weekday | February | CAISO 1-in-2 | 18 | 0.85437 | 0.82719 | 0.85437 | 0.82719 | 0 | 57.6931
| LCA | Outside | Average Weekday | February | CAISO 1-in-2 | 19 | 1.0457 | 0.97026 | 1.0457 | 0.97026 | 0 | 55.4379
| LCA | Outside | Average Weekday | February | CAISO 1-in-2 | 20 | 1.1175 | 1.0326 | 1.1175 | 1.0326 | 0 | 53.0235
| LCA | Outside | Average Weekday | February | CAISO 1-in-2 | 21 | 1.1211 | 1.0397 | 1.1211 | 1.0397 | 0 | 51.0186
| LCA | Outside | Average Weekday | February | CAISO 1-in-2 | 22 | 1.0488 | 0.97407 | 1.0488 | 0.97407 | 0 | 49.3169
| LCA | Outside | Average Weekday | February | CAISO 1-in-2 | 23 | 0.94254 | 0.87038 | 0.94254 | 0.87038 | 0 | 47.9637
| LCA | Outside | Average Weekday | February | CAISO 1-in-2 | 24 | 0.84079 | 0.77859 | 0.84079 | 0.77859 | 0 | 46.5803
| LCA | Outside | Average Weekday | February | SCE 1-in-10 | 1 | 0.76005 | 0.71491 | 0.76005 | 0.71491 | 0 | 45.3325
| LCA | Outside | Average Weekday | February | SCE 1-in-10 | 2 | 0.71939 | 0.68071 | 0.71939 | 0.68071 | 0 | 44.1358
| LCA | Outside | Average Weekday | February | SCE 1-in-10 | 3 | 0.70626 | 0.66718 | 0.70626 | 0.66718 | 0 | 43.2106
| LCA | Outside | Average Weekday | February | SCE 1-in-10 | 4 | 0.69925 | 0.67201 | 0.69925 | 0.67201 | 0 | 42.2537
| LCA | Outside | Average Weekday | February | SCE 1-in-10 | 5 | 0.70536 | 0.68378 | 0.70536 | 0.68378 | 0 | 41.2321
| LCA | Outside | Average Weekday | February | SCE 1-in-10 | 6 | 0.73897 | 0.73062 | 0.73897 | 0.73062 | 0 | 40.4905
| LCA | Outside | Average Weekday | February | SCE 1-in-10 | 7 | 0.76716 | 0.78305 | 0.76716 | 0.78305 | 0 | 39.6
| LCA | Outside | Average Weekday | February | SCE 1-in-10 | 8 | 0.64921 | 0.66325 | 0.64921 | 0.66325 | 0 | 39.3675
| LCA | Outside | Average Weekday | February | SCE 1-in-10 | 9 | 0.42715 | 0.43267 | 0.42715 | 0.43267 | 0 | 41.5202
| LCA | Outside | Average Weekday | February | SCE 1-in-10 | 10 | 0.2108 | 0.22038 | 0.2108 | 0.22038 | 0 | 45.6535
| LCA | Outside | Average Weekday | February | SCE 1-in-10 | 11 | 0.053068 | 0.073077 | 0.053068 | 0.073077 | 0 | 50.1277
| LCA | Outside | Average Weekday | February | SCE 1-in-10 | 12 | -0.030103 | -0.0094771 | -0.030103 | -0.0094771 | 0 | 53.8092
| LCA | Outside | Average Weekday | February | SCE 1-in-10 | 13 | -0.050698 | -0.034512 | -0.050698 | -0.034512 | 0 | 56.4841
| LCA | Outside | Average Weekday | February | SCE 1-in-10 | 14 | -0.0055181 | 0.0079679 | -0.0055181 | 0.0079679 | 0 | 58.3938
| LCA | Outside | Average Weekday | February | SCE 1-in-10 | 15 | 0.11339 | 0.11135 | 0.11339 | 0.11135 | 0 | 59.8338
| LCA | Outside | Average Weekday | February | SCE 1-in-10 | 16 | 0.30088 | 0.29338 | 0.30088 | 0.29338 | 0 | 60.6707
| LCA | Outside | Average Weekday | February | SCE 1-in-10 | 17 | 0.54204 | 0.54251 | 0.54204 | 0.54251 | 0 | 60.8314
| LCA | Outside | Average Weekday | February | SCE 1-in-10 | 18 | 0.83873 | 0.81156 | 0.83873 | 0.81156 | 0 | 59.9871
| LCA | Outside | Average Weekday | February | SCE 1-in-10 | 19 | 1.0333 | 0.95787 | 1.0333 | 0.95787 | 0 | 57.2665
| LCA | Outside | Average Weekday | February | SCE 1-in-10 | 20 | 1.1076 | 1.0227 | 1.1076 | 1.0227 | 0 | 54.2546
| LCA | Outside | Average Weekday | February | SCE 1-in-10 | 21 | 1.1119 | 1.0304 | 1.1119 | 1.0304 | 0 | 51.8516
| LCA | Outside | Average Weekday | February | SCE 1-in-10 | 22 | 1.0402 | 0.96547 | 1.0402 | 0.96547 | 0 | 49.8078
| LCA | Outside | Average Weekday | February | SCE 1-in-10 | 23 | 0.93438 | 0.86221 | 0.93438 | 0.86221 | 0 | 48.1602
| LCA | Outside | Average Weekday | February | SCE 1-in-10 | 24 | 0.83277 | 0.77057 | 0.83277 | 0.77057 | 0 | 46.6705
| LCA | Outside | Average Weekday | February | SCE 1-in-2 | 1 | 0.76637 | 0.72123 | 0.76637 | 0.72123 | 0 | 45.1536
| LCA | Outside | Average Weekday | February | SCE 1-in-2 | 2 | 0.72579 | 0.68711 | 0.72579 | 0.68711 | 0 | 44.1576
| LCA | Outside | Average Weekday | February | SCE 1-in-2 | 3 | 0.71276 | 0.67367 | 0.71276 | 0.67367 | 0 | 43.2581
| LCA | Outside | Average Weekday | February | SCE 1-in-2 | 4 | 0.70609 | 0.67884 | 0.70609 | 0.67884 | 0 | 42.5043
| LCA | Outside | Average Weekday | February | SCE 1-in-2 | 5 | 0.71259 | 0.69101 | 0.71259 | 0.69101 | 0 | 41.5504
| LCA | Outside | Average Weekday | February | SCE 1-in-2 | 6 | 0.74659 | 0.73823 | 0.74659 | 0.73823 | 0 | 40.7876
| LCA | Outside | Average Weekday | February | SCE 1-in-2 | 7 | 0.77586 | 0.79176 | 0.77586 | 0.79176 | 0 | 40.3166
| LCA | Outside | Average Weekday | February | SCE 1-in-2 | 8 | 0.65829 | 0.67232 | 0.65829 | 0.67232 | 0 | 39.9833
| LCA | Outside | Average Weekday | February | SCE 1-in-2 | 9 | 0.43562 | 0.44114 | 0.43562 | 0.44114 | 0 | 41.54
| LCA | Outside | Average Weekday | February | SCE 1-in-2 | 10 | 0.2192 | 0.22879 | 0.2192 | 0.22879 | 0 | 45.3315
| LCA | Outside | Average Weekday | February | SCE 1-in-2 | 11 | 0.061653 | 0.081662 | 0.061653 | 0.081662 | 0 | 49.4408
| LCA | Outside | Average Weekday | February | SCE 1-in-2 | 12 | -0.021213 | -0.00058774 | -0.021213 | -0.00058774 | 0 | 52.7653
| LCA | Outside | Average Weekday | February | SCE 1-in-2 | 13 | -0.041995 | -0.025809 | -0.041995 | -0.025809 | 0 | 55.293
| LCA | Outside | Average Weekday | February | SCE 1-in-2 | 14 | 0.0036417 | 0.017128 | 0.0036417 | 0.017128 | 0 | 57.0906
| LCA | Outside | Average Weekday | February | SCE 1-in-2 | 15 | 0.12356 | 0.12153 | 0.12356 | 0.12153 | 0 | 58.2331
| LCA | Outside | Average Weekday | February | SCE 1-in-2 | 16 | 0.31254 | 0.30504 | 0.31254 | 0.30504 | 0 | 58.8815
| LCA | Outside | Average Weekday | February | SCE 1-in-2 | 17 | 0.55507 | 0.55554 | 0.55507 | 0.55554 | 0 | 58.9259
| LCA | Outside | Average Weekday | February | SCE 1-in-2 | 18 | 0.8515 | 0.82432 | 0.8515 | 0.82432 | 0 | 57.9653
| LCA | Outside | Average Weekday | February | SCE 1-in-2 | 19 | 1.0433 | 0.96792 | 1.0433 | 0.96792 | 0 | 55.489
| LCA | Outside | Average Weekday | February | SCE 1-in-2 | 20 | 1.1156 | 1.0307 | 1.1156 | 1.0307 | 0 | 52.8405
| LCA | Outside | Average Weekday | February | SCE 1-in-2 | 21 | 1.1197 | 1.0382 | 1.1197 | 1.0382 | 0 | 50.8441
| LCA | Outside | Average Weekday | February | SCE 1-in-2 | 22 | 1.0474 | 0.9727 | 1.0474 | 0.9727 | 0 | 49.2882
| LCA | Outside | Average Weekday | February | SCE 1-in-2 | 23 | 0.94124 | 0.86907 | 0.94124 | 0.86907 | 0 | 47.9449
| LCA | Outside | Average Weekday | February | SCE 1-in-2 | 24 | 0.83952 | 0.77732 | 0.83952 | 0.77732 | 0 | 46.5645
| LCA | Outside | Average Weekday | January | CAISO 1-in-10 | 1 | 0.82957 | 0.78442 | 0.82957 | 0.78442 | 0 | 40.6501
| LCA | Outside | Average Weekday | January | CAISO 1-in-10 | 2 | 0.78891 | 0.75023 | 0.78891 | 0.75023 | 0 | 39.863
| LCA | Outside | Average Weekday | January | CAISO 1-in-10 | 3 | 0.77607 | 0.73699 | 0.77607 | 0.73699 | 0 | 39.2802
| LCA | Outside | Average Weekday | January | CAISO 1-in-10 | 4 | 0.77208 | 0.74484 | 0.77208 | 0.74484 | 0 | 38.6267
| LCA | Outside | Average Weekday | January | CAISO 1-in-10 | 5 | 0.78198 | 0.76039 | 0.78198 | 0.76039 | 0 | 38.0388
| LCA | Outside | Average Weekday | January | CAISO 1-in-10 | 6 | 0.81919 | 0.81083 | 0.81919 | 0.81083 | 0 | 37.443
| LCA | Outside | Average Weekday | January | CAISO 1-in-10 | 7 | 0.85792 | 0.87382 | 0.85792 | 0.87382 | 0 | 37.1411
| LCA | Outside | Average Weekday | January | CAISO 1-in-10 | 8 | 0.74452 | 0.75855 | 0.74452 | 0.75855 | 0 | 36.6942
| LCA | Outside | Average Weekday | January | CAISO 1-in-10 | 9 | 0.51664 | 0.52215 | 0.51664 | 0.52215 | 0 | 37.2704
| LCA | Outside | Average Weekday | January | CAISO 1-in-10 | 10 | 0.30023 | 0.30982 | 0.30023 | 0.30982 | 0 | 40.0455
| LCA | Outside | Average Weekday | January | CAISO 1-in-10 | 11 | 0.14456 | 0.16457 | 0.14456 | 0.16457 | 0 | 43.0418
| LCA | Outside | Average Weekday | January | CAISO 1-in-10 | 12 | 0.064354 | 0.084979 | 0.064354 | 0.084979 | 0 | 45.8365
| LCA | Outside | Average Weekday | January | CAISO 1-in-10 | 13 | 0.042857 | 0.059043 | 0.042857 | 0.059043 | 0 | 48.0462
| LCA | Outside | Average Weekday | January | CAISO 1-in-10 | 14 | 0.093706 | 0.10719 | 0.093706 | 0.10719 | 0 | 49.6139
| LCA | Outside | Average Weekday | January | CAISO 1-in-10 | 15 | 0.22517 | 0.22313 | 0.22517 | 0.22313 | 0 | 50.721
| LCA | Outside | Average Weekday | January | CAISO 1-in-10 | 16 | 0.42983 | 0.42233 | 0.42983 | 0.42233 | 0 | 51.3031
| LCA | Outside | Average Weekday | January | CAISO 1-in-10 | 17 | 0.68652 | 0.68699 | 0.68652 | 0.68699 | 0 | 51.0853
| LCA | Outside | Average Weekday | January | CAISO 1-in-10 | 18 | 0.98199 | 0.95481 | 0.98199 | 0.95481 | 0 | 49.8268
| LCA | Outside | Average Weekday | January | CAISO 1-in-10 | 19 | 1.1487 | 1.0733 | 1.1487 | 1.0733 | 0 | 47.6674
| LCA | Outside | Average Weekday | January | CAISO 1-in-10 | 20 | 1.2031 | 1.1182 | 1.2031 | 1.1182 | 0 | 45.9058
| LCA | Outside | Average Weekday | January | CAISO 1-in-10 | 21 | 1.1978 | 1.1164 | 1.1978 | 1.1164 | 0 | 44.3479
| LCA | Outside | Average Weekday | January | CAISO 1-in-10 | 22 | 1.1206 | 1.0459 | 1.1206 | 1.0459 | 0 | 43.0924
| LCA | Outside | Average Weekday | January | CAISO 1-in-10 | 23 | 1.0112 | 0.93904 | 1.0112 | 0.93904 | 0 | 42.1352
| LCA | Outside | Average Weekday | January | CAISO 1-in-10 | 24 | 0.90781 | 0.84561 | 0.90781 | 0.84561 | 0 | 41.3326
| LCA | Outside | Average Weekday | January | CAISO 1-in-2 | 1 | 0.78555 | 0.7404 | 0.78555 | 0.7404 | 0 | 42.76
| LCA | Outside | Average Weekday | January | CAISO 1-in-2 | 2 | 0.74494 | 0.70626 | 0.74494 | 0.70626 | 0 | 41.9304
| LCA | Outside | Average Weekday | January | CAISO 1-in-2 | 3 | 0.73197 | 0.69288 | 0.73197 | 0.69288 | 0 | 41.0384
| LCA | Outside | Average Weekday | January | CAISO 1-in-2 | 4 | 0.72611 | 0.69887 | 0.72611 | 0.69887 | 0 | 40.3168
| LCA | Outside | Average Weekday | January | CAISO 1-in-2 | 5 | 0.73364 | 0.71206 | 0.73364 | 0.71206 | 0 | 39.6931
| LCA | Outside | Average Weekday | January | CAISO 1-in-2 | 6 | 0.76862 | 0.76026 | 0.76862 | 0.76026 | 0 | 39.3782
| LCA | Outside | Average Weekday | January | CAISO 1-in-2 | 7 | 0.80076 | 0.81666 | 0.80076 | 0.81666 | 0 | 38.6656
| LCA | Outside | Average Weekday | January | CAISO 1-in-2 | 8 | 0.68445 | 0.69849 | 0.68445 | 0.69849 | 0 | 38.4141
| LCA | Outside | Average Weekday | January | CAISO 1-in-2 | 9 | 0.46021 | 0.46572 | 0.46021 | 0.46572 | 0 | 39.2853
| LCA | Outside | Average Weekday | January | CAISO 1-in-2 | 10 | 0.24379 | 0.25337 | 0.24379 | 0.25337 | 0 | 42.5397
| LCA | Outside | Average Weekday | January | CAISO 1-in-2 | 11 | 0.086808 | 0.10682 | 0.086808 | 0.10682 | 0 | 46.7953
| LCA | Outside | Average Weekday | January | CAISO 1-in-2 | 12 | 0.0047503 | 0.025376 | 0.0047503 | 0.025376 | 0 | 50.9044
| LCA | Outside | Average Weekday | January | CAISO 1-in-2 | 13 | -0.016254 | -6.8149e-05 | -0.016254 | -6.8149e-05 | 0 | 53.8803
| LCA | Outside | Average Weekday | January | CAISO 1-in-2 | 14 | 0.030781 | 0.044267 | 0.030781 | 0.044267 | 0 | 55.9776
| LCA | Outside | Average Weekday | January | CAISO 1-in-2 | 15 | 0.15375 | 0.15172 | 0.15375 | 0.15172 | 0 | 57.4526
| LCA | Outside | Average Weekday | January | CAISO 1-in-2 | 16 | 0.34729 | 0.33978 | 0.34729 | 0.33978 | 0 | 58.2414
| LCA | Outside | Average Weekday | January | CAISO 1-in-2 | 17 | 0.59377 | 0.59423 | 0.59377 | 0.59423 | 0 | 58.0564
| LCA | Outside | Average Weekday | January | CAISO 1-in-2 | 18 | 0.88963 | 0.86245 | 0.88963 | 0.86245 | 0 | 56.5052
| LCA | Outside | Average Weekday | January | CAISO 1-in-2 | 19 | 1.0744 | 0.99896 | 1.0744 | 0.99896 | 0 | 53.6852
| LCA | Outside | Average Weekday | January | CAISO 1-in-2 | 20 | 1.1421 | 1.0573 | 1.1421 | 1.0573 | 0 | 51.1429
| LCA | Outside | Average Weekday | January | CAISO 1-in-2 | 21 | 1.1434 | 1.0619 | 1.1434 | 1.0619 | 0 | 49.0964
| LCA | Outside | Average Weekday | January | CAISO 1-in-2 | 22 | 1.0696 | 0.99491 | 1.0696 | 0.99491 | 0 | 47.5706
| LCA | Outside | Average Weekday | January | CAISO 1-in-2 | 23 | 0.96247 | 0.89031 | 0.96247 | 0.89031 | 0 | 46.2188
| LCA | Outside | Average Weekday | January | CAISO 1-in-2 | 24 | 0.86024 | 0.79804 | 0.86024 | 0.79804 | 0 | 44.9882
| LCA | Outside | Average Weekday | January | SCE 1-in-10 | 1 | 0.82957 | 0.78442 | 0.82957 | 0.78442 | 0 | 40.6501
| LCA | Outside | Average Weekday | January | SCE 1-in-10 | 2 | 0.78891 | 0.75023 | 0.78891 | 0.75023 | 0 | 39.863
| LCA | Outside | Average Weekday | January | SCE 1-in-10 | 3 | 0.77607 | 0.73699 | 0.77607 | 0.73699 | 0 | 39.2802
| LCA | Outside | Average Weekday | January | SCE 1-in-10 | 4 | 0.77208 | 0.74484 | 0.77208 | 0.74484 | 0 | 38.6267
| LCA | Outside | Average Weekday | January | SCE 1-in-10 | 5 | 0.78198 | 0.76039 | 0.78198 | 0.76039 | 0 | 38.0388
| LCA | Outside | Average Weekday | January | SCE 1-in-10 | 6 | 0.81919 | 0.81083 | 0.81919 | 0.81083 | 0 | 37.443
| LCA | Outside | Average Weekday | January | SCE 1-in-10 | 7 | 0.85792 | 0.87382 | 0.85792 | 0.87382 | 0 | 37.1411
| LCA | Outside | Average Weekday | January | SCE 1-in-10 | 8 | 0.74452 | 0.75855 | 0.74452 | 0.75855 | 0 | 36.6942
| LCA | Outside | Average Weekday | January | SCE 1-in-10 | 9 | 0.51664 | 0.52215 | 0.51664 | 0.52215 | 0 | 37.2704
| LCA | Outside | Average Weekday | January | SCE 1-in-10 | 10 | 0.30023 | 0.30982 | 0.30023 | 0.30982 | 0 | 40.0455
| LCA | Outside | Average Weekday | January | SCE 1-in-10 | 11 | 0.14456 | 0.16457 | 0.14456 | 0.16457 | 0 | 43.0418
| LCA | Outside | Average Weekday | January | SCE 1-in-10 | 12 | 0.064354 | 0.084979 | 0.064354 | 0.084979 | 0 | 45.8365
| LCA | Outside | Average Weekday | January | SCE 1-in-10 | 13 | 0.042857 | 0.059043 | 0.042857 | 0.059043 | 0 | 48.0462
| LCA | Outside | Average Weekday | January | SCE 1-in-10 | 14 | 0.093706 | 0.10719 | 0.093706 | 0.10719 | 0 | 49.6139
| LCA | Outside | Average Weekday | January | SCE 1-in-10 | 15 | 0.22517 | 0.22313 | 0.22517 | 0.22313 | 0 | 50.721
| LCA | Outside | Average Weekday | January | SCE 1-in-10 | 16 | 0.42983 | 0.42233 | 0.42983 | 0.42233 | 0 | 51.3031
| LCA | Outside | Average Weekday | January | SCE 1-in-10 | 17 | 0.68652 | 0.68699 | 0.68652 | 0.68699 | 0 | 51.0853
| LCA | Outside | Average Weekday | January | SCE 1-in-10 | 18 | 0.98199 | 0.95481 | 0.98199 | 0.95481 | 0 | 49.8268
| LCA | Outside | Average Weekday | January | SCE 1-in-10 | 19 | 1.1487 | 1.0733 | 1.1487 | 1.0733 | 0 | 47.6674
| LCA | Outside | Average Weekday | January | SCE 1-in-10 | 20 | 1.2031 | 1.1182 | 1.2031 | 1.1182 | 0 | 45.9058
| LCA | Outside | Average Weekday | January | SCE 1-in-10 | 21 | 1.1978 | 1.1164 | 1.1978 | 1.1164 | 0 | 44.3479
| LCA | Outside | Average Weekday | January | SCE 1-in-10 | 22 | 1.1206 | 1.0459 | 1.1206 | 1.0459 | 0 | 43.0924
| LCA | Outside | Average Weekday | January | SCE 1-in-10 | 23 | 1.0112 | 0.93904 | 1.0112 | 0.93904 | 0 | 42.1352
| LCA | Outside | Average Weekday | January | SCE 1-in-10 | 24 | 0.90781 | 0.84561 | 0.90781 | 0.84561 | 0 | 41.3326
| LCA | Outside | Average Weekday | January | SCE 1-in-2 | 1 | 0.78913 | 0.74399 | 0.78913 | 0.74399 | 0 | 42.3835
| LCA | Outside | Average Weekday | January | SCE 1-in-2 | 2 | 0.74852 | 0.70984 | 0.74852 | 0.70984 | 0 | 41.419
| LCA | Outside | Average Weekday | January | SCE 1-in-2 | 3 | 0.73556 | 0.69648 | 0.73556 | 0.69648 | 0 | 40.4965
| LCA | Outside | Average Weekday | January | SCE 1-in-2 | 4 | 0.72985 | 0.70261 | 0.72985 | 0.70261 | 0 | 39.7406
| LCA | Outside | Average Weekday | January | SCE 1-in-2 | 5 | 0.73758 | 0.71599 | 0.73758 | 0.71599 | 0 | 38.998
| LCA | Outside | Average Weekday | January | SCE 1-in-2 | 6 | 0.77274 | 0.76438 | 0.77274 | 0.76438 | 0 | 38.6313
| LCA | Outside | Average Weekday | January | SCE 1-in-2 | 7 | 0.80541 | 0.82131 | 0.80541 | 0.82131 | 0 | 37.9641
| LCA | Outside | Average Weekday | January | SCE 1-in-2 | 8 | 0.68935 | 0.70338 | 0.68935 | 0.70338 | 0 | 37.5346
| LCA | Outside | Average Weekday | January | SCE 1-in-2 | 9 | 0.4648 | 0.47032 | 0.4648 | 0.47032 | 0 | 38.3288
| LCA | Outside | Average Weekday | January | SCE 1-in-2 | 10 | 0.24838 | 0.25797 | 0.24838 | 0.25797 | 0 | 41.8329
| LCA | Outside | Average Weekday | January | SCE 1-in-2 | 11 | 0.091511 | 0.11152 | 0.091511 | 0.11152 | 0 | 46.2278
| LCA | Outside | Average Weekday | January | SCE 1-in-2 | 12 | 0.0096035 | 0.030229 | 0.0096035 | 0.030229 | 0 | 50.7771
| LCA | Outside | Average Weekday | January | SCE 1-in-2 | 13 | -0.011441 | 0.004745 | -0.011441 | 0.004745 | 0 | 53.8362
| LCA | Outside | Average Weekday | January | SCE 1-in-2 | 14 | 0.035909 | 0.049395 | 0.035909 | 0.049395 | 0 | 55.9428
| LCA | Outside | Average Weekday | January | SCE 1-in-2 | 15 | 0.15985 | 0.15782 | 0.15985 | 0.15782 | 0 | 57.5437
| LCA | Outside | Average Weekday | January | SCE 1-in-2 | 16 | 0.35452 | 0.34701 | 0.35452 | 0.34701 | 0 | 58.4142
| LCA | Outside | Average Weekday | January | SCE 1-in-2 | 17 | 0.60198 | 0.60245 | 0.60198 | 0.60245 | 0 | 58.2927
| LCA | Outside | Average Weekday | January | SCE 1-in-2 | 18 | 0.89767 | 0.8705 | 0.89767 | 0.8705 | 0 | 56.7994
| LCA | Outside | Average Weekday | January | SCE 1-in-2 | 19 | 1.0804 | 1.005 | 1.0804 | 1.005 | 0 | 53.8772
| LCA | Outside | Average Weekday | January | SCE 1-in-2 | 20 | 1.1471 | 1.0622 | 1.1471 | 1.0622 | 0 | 51.1012
| LCA | Outside | Average Weekday | January | SCE 1-in-2 | 21 | 1.1478 | 1.0664 | 1.1478 | 1.0664 | 0 | 48.8956
| LCA | Outside | Average Weekday | January | SCE 1-in-2 | 22 | 1.0738 | 0.99906 | 1.0738 | 0.99906 | 0 | 47.3276
| LCA | Outside | Average Weekday | January | SCE 1-in-2 | 23 | 0.96644 | 0.89427 | 0.96644 | 0.89427 | 0 | 45.8188
| LCA | Outside | Average Weekday | January | SCE 1-in-2 | 24 | 0.86412 | 0.80192 | 0.86412 | 0.80192 | 0 | 44.5749
| LCA | Outside | Average Weekday | July | CAISO 1-in-10 | 1 | 1.5401 | 1.495 | 1.5401 | 1.495 | 0 | 79.9814
| LCA | Outside | Average Weekday | July | CAISO 1-in-10 | 2 | 1.3448 | 1.3061 | 1.3448 | 1.3061 | 0 | 78.7075
| LCA | Outside | Average Weekday | July | CAISO 1-in-10 | 3 | 1.21 | 1.1709 | 1.21 | 1.1709 | 0 | 77.6127
| LCA | Outside | Average Weekday | July | CAISO 1-in-10 | 4 | 1.103 | 1.0758 | 1.103 | 1.0758 | 0 | 76.6022
| LCA | Outside | Average Weekday | July | CAISO 1-in-10 | 5 | 1.0212 | 0.99963 | 1.0212 | 0.99963 | 0 | 75.546
| LCA | Outside | Average Weekday | July | CAISO 1-in-10 | 6 | 0.96724 | 0.95888 | 0.96724 | 0.95888 | 0 | 74.6502
| LCA | Outside | Average Weekday | July | CAISO 1-in-10 | 7 | 0.90968 | 0.92558 | 0.90968 | 0.92558 | 0 | 73.9543
| LCA | Outside | Average Weekday | July | CAISO 1-in-10 | 8 | 0.84994 | 0.86397 | 0.84994 | 0.86397 | 0 | 74.4543
| LCA | Outside | Average Weekday | July | CAISO 1-in-10 | 9 | 0.74212 | 0.74764 | 0.74212 | 0.74764 | 0 | 77.8767
| LCA | Outside | Average Weekday | July | CAISO 1-in-10 | 10 | 0.67895 | 0.68853 | 0.67895 | 0.68853 | 0 | 81.909
| LCA | Outside | Average Weekday | July | CAISO 1-in-10 | 11 | 0.71969 | 0.7397 | 0.71969 | 0.7397 | 0 | 85.6624
| LCA | Outside | Average Weekday | July | CAISO 1-in-10 | 12 | 0.8749 | 0.89552 | 0.8749 | 0.89552 | 0 | 89.1394
| LCA | Outside | Average Weekday | July | CAISO 1-in-10 | 13 | 1.1103 | 1.1265 | 1.1103 | 1.1265 | 0 | 92.0687
| LCA | Outside | Average Weekday | July | CAISO 1-in-10 | 14 | 1.375 | 1.3885 | 1.375 | 1.3885 | 0 | 94.1463
| LCA | Outside | Average Weekday | July | CAISO 1-in-10 | 15 | 1.6536 | 1.6516 | 1.6536 | 1.6516 | 0 | 95.4878
| LCA | Outside | Average Weekday | July | CAISO 1-in-10 | 16 | 1.9627 | 1.9551 | 1.9627 | 1.9551 | 0 | 95.9896
| LCA | Outside | Average Weekday | July | CAISO 1-in-10 | 17 | 2.2631 | 2.2636 | 1.1983 | 1.2349 | 0.04374 | 96.0112
| LCA | Outside | Average Weekday | July | CAISO 1-in-10 | 18 | 2.5706 | 2.5434 | 1.7931 | 1.9668 | 0.099647 | 95.4851
| LCA | Outside | Average Weekday | July | CAISO 1-in-10 | 19 | 2.7234 | 2.648 | 2.2442 | 2.2584 | 0.10666 | 94.1913
| LCA | Outside | Average Weekday | July | CAISO 1-in-10 | 20 | 2.6524 | 2.5676 | 2.3183 | 2.3353 | 0.032538 | 91.8666
| LCA | Outside | Average Weekday | July | CAISO 1-in-10 | 21 | 2.5492 | 2.4677 | 2.211 | 2.2315 | 0.043184 | 88.9805
| LCA | Outside | Average Weekday | July | CAISO 1-in-10 | 22 | 2.4001 | 2.3254 | 2.8597 | 2.8554 | 0.048687 | 86.0682
| LCA | Outside | Average Weekday | July | CAISO 1-in-10 | 23 | 2.1265 | 2.0543 | 2.2051 | 2.2734 | 0.031715 | 83.948
| LCA | Outside | Average Weekday | July | CAISO 1-in-10 | 24 | 1.8112 | 1.749 | 1.8168 | 1.8255 | 0.0028257 | 81.9173
| LCA | Outside | Average Weekday | July | CAISO 1-in-2 | 1 | 1.3608 | 1.3157 | 1.3608 | 1.3157 | 0 | 76.7279
| LCA | Outside | Average Weekday | July | CAISO 1-in-2 | 2 | 1.1901 | 1.1514 | 1.1901 | 1.1514 | 0 | 75.4588
| LCA | Outside | Average Weekday | July | CAISO 1-in-2 | 3 | 1.0734 | 1.0343 | 1.0734 | 1.0343 | 0 | 74.3757
| LCA | Outside | Average Weekday | July | CAISO 1-in-2 | 4 | 0.98242 | 0.95517 | 0.98242 | 0.95517 | 0 | 73.4457
| LCA | Outside | Average Weekday | July | CAISO 1-in-2 | 5 | 0.91594 | 0.89435 | 0.91594 | 0.89435 | 0 | 72.5264
| LCA | Outside | Average Weekday | July | CAISO 1-in-2 | 6 | 0.86949 | 0.86114 | 0.86949 | 0.86114 | 0 | 71.5878
| LCA | Outside | Average Weekday | July | CAISO 1-in-2 | 7 | 0.80965 | 0.82555 | 0.80965 | 0.82555 | 0 | 70.7126
| LCA | Outside | Average Weekday | July | CAISO 1-in-2 | 8 | 0.73628 | 0.75031 | 0.73628 | 0.75031 | 0 | 71.3531
| LCA | Outside | Average Weekday | July | CAISO 1-in-2 | 9 | 0.60509 | 0.61061 | 0.60509 | 0.61061 | 0 | 74.2492
| LCA | Outside | Average Weekday | July | CAISO 1-in-2 | 10 | 0.50907 | 0.51866 | 0.50907 | 0.51866 | 0 | 78.0798
| LCA | Outside | Average Weekday | July | CAISO 1-in-2 | 11 | 0.50186 | 0.52187 | 0.50186 | 0.52187 | 0 | 81.9196
| LCA | Outside | Average Weekday | July | CAISO 1-in-2 | 12 | 0.60015 | 0.62077 | 0.60015 | 0.62077 | 0 | 85.1767
| LCA | Outside | Average Weekday | July | CAISO 1-in-2 | 13 | 0.78163 | 0.79781 | 0.78163 | 0.79781 | 0 | 87.822
| LCA | Outside | Average Weekday | July | CAISO 1-in-2 | 14 | 1.0052 | 1.0187 | 1.0052 | 1.0187 | 0 | 89.8345
| LCA | Outside | Average Weekday | July | CAISO 1-in-2 | 15 | 1.2551 | 1.2531 | 1.2551 | 1.2531 | 0 | 90.9593
| LCA | Outside | Average Weekday | July | CAISO 1-in-2 | 16 | 1.547 | 1.5395 | 1.547 | 1.5395 | 0 | 91.4823
| LCA | Outside | Average Weekday | July | CAISO 1-in-2 | 17 | 1.8424 | 1.8429 | 0.87095 | 0.90749 | 0.060922 | 91.5318
| LCA | Outside | Average Weekday | July | CAISO 1-in-2 | 18 | 2.1542 | 2.127 | 1.4332 | 1.6069 | 0.15855 | 90.8979
| LCA | Outside | Average Weekday | July | CAISO 1-in-2 | 19 | 2.3254 | 2.25 | 1.8794 | 1.8935 | 0.18369 | 89.4639
| LCA | Outside | Average Weekday | July | CAISO 1-in-2 | 20 | 2.2909 | 2.206 | 1.9503 | 1.9674 | 0.04968 | 87.3566
| LCA | Outside | Average Weekday | July | CAISO 1-in-2 | 21 | 2.2178 | 2.1363 | 1.8734 | 1.8939 | 0.06105 | 84.6231
| LCA | Outside | Average Weekday | July | CAISO 1-in-2 | 22 | 2.0827 | 2.0079 | 2.5607 | 2.5564 | 0.07521 | 81.6849
| LCA | Outside | Average Weekday | July | CAISO 1-in-2 | 23 | 1.843 | 1.7708 | 1.862 | 1.9303 | 0.0095217 | 79.6968
| LCA | Outside | Average Weekday | July | CAISO 1-in-2 | 24 | 1.5728 | 1.5106 | 1.5728 | 1.5305 | 0 | 78.0529
| LCA | Outside | Average Weekday | July | SCE 1-in-10 | 1 | 1.5401 | 1.495 | 1.5401 | 1.495 | 0 | 79.9814
| LCA | Outside | Average Weekday | July | SCE 1-in-10 | 2 | 1.3448 | 1.3061 | 1.3448 | 1.3061 | 0 | 78.7075
| LCA | Outside | Average Weekday | July | SCE 1-in-10 | 3 | 1.21 | 1.1709 | 1.21 | 1.1709 | 0 | 77.6127
| LCA | Outside | Average Weekday | July | SCE 1-in-10 | 4 | 1.103 | 1.0758 | 1.103 | 1.0758 | 0 | 76.6022
| LCA | Outside | Average Weekday | July | SCE 1-in-10 | 5 | 1.0212 | 0.99963 | 1.0212 | 0.99963 | 0 | 75.546
| LCA | Outside | Average Weekday | July | SCE 1-in-10 | 6 | 0.96724 | 0.95888 | 0.96724 | 0.95888 | 0 | 74.6502
| LCA | Outside | Average Weekday | July | SCE 1-in-10 | 7 | 0.90968 | 0.92558 | 0.90968 | 0.92558 | 0 | 73.9543
| LCA | Outside | Average Weekday | July | SCE 1-in-10 | 8 | 0.84994 | 0.86397 | 0.84994 | 0.86397 | 0 | 74.4543
| LCA | Outside | Average Weekday | July | SCE 1-in-10 | 9 | 0.74212 | 0.74764 | 0.74212 | 0.74764 | 0 | 77.8767
| LCA | Outside | Average Weekday | July | SCE 1-in-10 | 10 | 0.67895 | 0.68853 | 0.67895 | 0.68853 | 0 | 81.909
| LCA | Outside | Average Weekday | July | SCE 1-in-10 | 11 | 0.71969 | 0.7397 | 0.71969 | 0.7397 | 0 | 85.6624
| LCA | Outside | Average Weekday | July | SCE 1-in-10 | 12 | 0.8749 | 0.89552 | 0.8749 | 0.89552 | 0 | 89.1394
| LCA | Outside | Average Weekday | July | SCE 1-in-10 | 13 | 1.1103 | 1.1265 | 1.1103 | 1.1265 | 0 | 92.0687
| LCA | Outside | Average Weekday | July | SCE 1-in-10 | 14 | 1.375 | 1.3885 | 1.375 | 1.3885 | 0 | 94.1463
| LCA | Outside | Average Weekday | July | SCE 1-in-10 | 15 | 1.6536 | 1.6516 | 1.6536 | 1.6516 | 0 | 95.4878
| LCA | Outside | Average Weekday | July | SCE 1-in-10 | 16 | 1.9627 | 1.9551 | 1.9627 | 1.9551 | 0 | 95.9896
| LCA | Outside | Average Weekday | July | SCE 1-in-10 | 17 | 2.2631 | 2.2636 | 1.1983 | 1.2349 | 0.04374 | 96.0112
| LCA | Outside | Average Weekday | July | SCE 1-in-10 | 18 | 2.5706 | 2.5434 | 1.7931 | 1.9668 | 0.099647 | 95.4851
| LCA | Outside | Average Weekday | July | SCE 1-in-10 | 19 | 2.7234 | 2.648 | 2.2442 | 2.2584 | 0.10666 | 94.1913
| LCA | Outside | Average Weekday | July | SCE 1-in-10 | 20 | 2.6524 | 2.5676 | 2.3183 | 2.3353 | 0.032538 | 91.8666
| LCA | Outside | Average Weekday | July | SCE 1-in-10 | 21 | 2.5492 | 2.4677 | 2.211 | 2.2315 | 0.043184 | 88.9805
| LCA | Outside | Average Weekday | July | SCE 1-in-10 | 22 | 2.4001 | 2.3254 | 2.8597 | 2.8554 | 0.048687 | 86.0682
| LCA | Outside | Average Weekday | July | SCE 1-in-10 | 23 | 2.1265 | 2.0543 | 2.2051 | 2.2734 | 0.031715 | 83.948
| LCA | Outside | Average Weekday | July | SCE 1-in-10 | 24 | 1.8112 | 1.749 | 1.8168 | 1.8255 | 0.0028257 | 81.9173
| LCA | Outside | Average Weekday | July | SCE 1-in-2 | 1 | 1.3608 | 1.3157 | 1.3608 | 1.3157 | 0 | 76.7279
| LCA | Outside | Average Weekday | July | SCE 1-in-2 | 2 | 1.1901 | 1.1514 | 1.1901 | 1.1514 | 0 | 75.4588
| LCA | Outside | Average Weekday | July | SCE 1-in-2 | 3 | 1.0734 | 1.0343 | 1.0734 | 1.0343 | 0 | 74.3757
| LCA | Outside | Average Weekday | July | SCE 1-in-2 | 4 | 0.98242 | 0.95517 | 0.98242 | 0.95517 | 0 | 73.4457
| LCA | Outside | Average Weekday | July | SCE 1-in-2 | 5 | 0.91594 | 0.89435 | 0.91594 | 0.89435 | 0 | 72.5264
| LCA | Outside | Average Weekday | July | SCE 1-in-2 | 6 | 0.86949 | 0.86114 | 0.86949 | 0.86114 | 0 | 71.5878
| LCA | Outside | Average Weekday | July | SCE 1-in-2 | 7 | 0.80965 | 0.82555 | 0.80965 | 0.82555 | 0 | 70.7126
| LCA | Outside | Average Weekday | July | SCE 1-in-2 | 8 | 0.73628 | 0.75031 | 0.73628 | 0.75031 | 0 | 71.3531
| LCA | Outside | Average Weekday | July | SCE 1-in-2 | 9 | 0.60509 | 0.61061 | 0.60509 | 0.61061 | 0 | 74.2492
| LCA | Outside | Average Weekday | July | SCE 1-in-2 | 10 | 0.50907 | 0.51866 | 0.50907 | 0.51866 | 0 | 78.0798
| LCA | Outside | Average Weekday | July | SCE 1-in-2 | 11 | 0.50186 | 0.52187 | 0.50186 | 0.52187 | 0 | 81.9196
| LCA | Outside | Average Weekday | July | SCE 1-in-2 | 12 | 0.60015 | 0.62077 | 0.60015 | 0.62077 | 0 | 85.1767
| LCA | Outside | Average Weekday | July | SCE 1-in-2 | 13 | 0.78163 | 0.79781 | 0.78163 | 0.79781 | 0 | 87.822
| LCA | Outside | Average Weekday | July | SCE 1-in-2 | 14 | 1.0052 | 1.0187 | 1.0052 | 1.0187 | 0 | 89.8345
| LCA | Outside | Average Weekday | July | SCE 1-in-2 | 15 | 1.2551 | 1.2531 | 1.2551 | 1.2531 | 0 | 90.9593
| LCA | Outside | Average Weekday | July | SCE 1-in-2 | 16 | 1.547 | 1.5395 | 1.547 | 1.5395 | 0 | 91.4823
| LCA | Outside | Average Weekday | July | SCE 1-in-2 | 17 | 1.8424 | 1.8429 | 0.87095 | 0.90749 | 0.060922 | 91.5318
| LCA | Outside | Average Weekday | July | SCE 1-in-2 | 18 | 2.1542 | 2.127 | 1.4332 | 1.6069 | 0.15855 | 90.8979
| LCA | Outside | Average Weekday | July | SCE 1-in-2 | 19 | 2.3254 | 2.25 | 1.8794 | 1.8935 | 0.18369 | 89.4639
| LCA | Outside | Average Weekday | July | SCE 1-in-2 | 20 | 2.2909 | 2.206 | 1.9503 | 1.9674 | 0.04968 | 87.3566
| LCA | Outside | Average Weekday | July | SCE 1-in-2 | 21 | 2.2178 | 2.1363 | 1.8734 | 1.8939 | 0.06105 | 84.6231
| LCA | Outside | Average Weekday | July | SCE 1-in-2 | 22 | 2.0827 | 2.0079 | 2.5607 | 2.5564 | 0.07521 | 81.6849
| LCA | Outside | Average Weekday | July | SCE 1-in-2 | 23 | 1.843 | 1.7708 | 1.862 | 1.9303 | 0.0095217 | 79.6968
| LCA | Outside | Average Weekday | July | SCE 1-in-2 | 24 | 1.5728 | 1.5106 | 1.5728 | 1.5305 | 0 | 78.0529
| LCA | Outside | Average Weekday | June | CAISO 1-in-10 | 1 | 1.2518 | 1.2066 | 1.2518 | 1.2066 | 0 | 74.4331
| LCA | Outside | Average Weekday | June | CAISO 1-in-10 | 2 | 1.0926 | 1.0539 | 1.0926 | 1.0539 | 0 | 73.2117
| LCA | Outside | Average Weekday | June | CAISO 1-in-10 | 3 | 0.98035 | 0.94126 | 0.98035 | 0.94126 | 0 | 72.0281
| LCA | Outside | Average Weekday | June | CAISO 1-in-10 | 4 | 0.89163 | 0.86439 | 0.89163 | 0.86439 | 0 | 70.8834
| LCA | Outside | Average Weekday | June | CAISO 1-in-10 | 5 | 0.8335 | 0.81192 | 0.8335 | 0.81192 | 0 | 69.9011
| LCA | Outside | Average Weekday | June | CAISO 1-in-10 | 6 | 0.79518 | 0.78682 | 0.79518 | 0.78682 | 0 | 68.9464
| LCA | Outside | Average Weekday | June | CAISO 1-in-10 | 7 | 0.73765 | 0.75355 | 0.73765 | 0.75355 | 0 | 67.9713
| LCA | Outside | Average Weekday | June | CAISO 1-in-10 | 8 | 0.67236 | 0.68639 | 0.67236 | 0.68639 | 0 | 69.0391
| LCA | Outside | Average Weekday | June | CAISO 1-in-10 | 9 | 0.55162 | 0.55714 | 0.55162 | 0.55714 | 0 | 72.484
| LCA | Outside | Average Weekday | June | CAISO 1-in-10 | 10 | 0.44592 | 0.45551 | 0.44592 | 0.45551 | 0 | 76.4788
| LCA | Outside | Average Weekday | June | CAISO 1-in-10 | 11 | 0.42234 | 0.44235 | 0.42234 | 0.44235 | 0 | 80.5748
| LCA | Outside | Average Weekday | June | CAISO 1-in-10 | 12 | 0.49964 | 0.52027 | 0.49964 | 0.52027 | 0 | 84.1382
| LCA | Outside | Average Weekday | June | CAISO 1-in-10 | 13 | 0.6594 | 0.67559 | 0.6594 | 0.67559 | 0 | 87.0517
| LCA | Outside | Average Weekday | June | CAISO 1-in-10 | 14 | 0.86814 | 0.88163 | 0.86814 | 0.88163 | 0 | 89.0756
| LCA | Outside | Average Weekday | June | CAISO 1-in-10 | 15 | 1.1141 | 1.112 | 1.1141 | 1.112 | 0 | 90.2061
| LCA | Outside | Average Weekday | June | CAISO 1-in-10 | 16 | 1.4042 | 1.3967 | 1.4042 | 1.3967 | 0 | 90.7568
| LCA | Outside | Average Weekday | June | CAISO 1-in-10 | 17 | 1.6985 | 1.699 | 0.74437 | 0.78091 | 0.065596 | 90.7033
| LCA | Outside | Average Weekday | June | CAISO 1-in-10 | 18 | 2.0048 | 1.9776 | 1.2977 | 1.4714 | 0.17469 | 89.7701
| LCA | Outside | Average Weekday | June | CAISO 1-in-10 | 19 | 2.1825 | 2.1071 | 1.7445 | 1.7587 | 0.20361 | 88.3083
| LCA | Outside | Average Weekday | June | CAISO 1-in-10 | 20 | 2.1618 | 2.0769 | 1.8197 | 1.8368 | 0.054237 | 86.2484
| LCA | Outside | Average Weekday | June | CAISO 1-in-10 | 21 | 2.0919 | 2.0104 | 1.7452 | 1.7657 | 0.068051 | 82.9798
| LCA | Outside | Average Weekday | June | CAISO 1-in-10 | 22 | 1.9561 | 1.8814 | 2.4425 | 2.4382 | 0.088213 | 79.6945
| LCA | Outside | Average Weekday | June | CAISO 1-in-10 | 23 | 1.7252 | 1.653 | 1.7252 | 1.7836 | 0 | 77.6321
| LCA | Outside | Average Weekday | June | CAISO 1-in-10 | 24 | 1.4636 | 1.4014 | 1.4636 | 1.4014 | 0 | 75.796
| LCA | Outside | Average Weekday | June | CAISO 1-in-2 | 1 | 1.074 | 1.0288 | 1.074 | 1.0288 | 0 | 70.8691
| LCA | Outside | Average Weekday | June | CAISO 1-in-2 | 2 | 0.92999 | 0.89131 | 0.92999 | 0.89131 | 0 | 69.485
| LCA | Outside | Average Weekday | June | CAISO 1-in-2 | 3 | 0.83521 | 0.79612 | 0.83521 | 0.79612 | 0 | 68.3232
| LCA | Outside | Average Weekday | June | CAISO 1-in-2 | 4 | 0.76146 | 0.73422 | 0.76146 | 0.73422 | 0 | 67.216
| LCA | Outside | Average Weekday | June | CAISO 1-in-2 | 5 | 0.71299 | 0.6914 | 0.71299 | 0.6914 | 0 | 66.1414
| LCA | Outside | Average Weekday | June | CAISO 1-in-2 | 6 | 0.69769 | 0.68934 | 0.69769 | 0.68934 | 0 | 64.9366
| LCA | Outside | Average Weekday | June | CAISO 1-in-2 | 7 | 0.66199 | 0.67789 | 0.66199 | 0.67789 | 0 | 63.9589
| LCA | Outside | Average Weekday | June | CAISO 1-in-2 | 8 | 0.56116 | 0.5752 | 0.56116 | 0.5752 | 0 | 65.099
| LCA | Outside | Average Weekday | June | CAISO 1-in-2 | 9 | 0.42362 | 0.42913 | 0.42362 | 0.42913 | 0 | 68.7281
| LCA | Outside | Average Weekday | June | CAISO 1-in-2 | 10 | 0.29246 | 0.30205 | 0.29246 | 0.30205 | 0 | 72.8032
| LCA | Outside | Average Weekday | June | CAISO 1-in-2 | 11 | 0.23125 | 0.25126 | 0.23125 | 0.25126 | 0 | 77.0625
| LCA | Outside | Average Weekday | June | CAISO 1-in-2 | 12 | 0.2615 | 0.28213 | 0.2615 | 0.28213 | 0 | 80.587
| LCA | Outside | Average Weekday | June | CAISO 1-in-2 | 13 | 0.37514 | 0.39132 | 0.37514 | 0.39132 | 0 | 83.4108
| LCA | Outside | Average Weekday | June | CAISO 1-in-2 | 14 | 0.54884 | 0.56232 | 0.54884 | 0.56232 | 0 | 85.5028
| LCA | Outside | Average Weekday | June | CAISO 1-in-2 | 15 | 0.77568 | 0.77364 | 0.77568 | 0.77364 | 0 | 86.8815
| LCA | Outside | Average Weekday | June | CAISO 1-in-2 | 16 | 1.0567 | 1.0492 | 1.0567 | 1.0492 | 0 | 87.6284
| LCA | Outside | Average Weekday | June | CAISO 1-in-2 | 17 | 1.3506 | 1.3511 | 0.45973 | 0.49627 | 0.084608 | 87.669
| LCA | Outside | Average Weekday | June | CAISO 1-in-2 | 18 | 1.6636 | 1.6365 | 0.99121 | 1.165 | 0.21625 | 86.9554
| LCA | Outside | Average Weekday | June | CAISO 1-in-2 | 19 | 1.8592 | 1.7838 | 1.4406 | 1.4548 | 0.25175 | 85.5567
| LCA | Outside | Average Weekday | June | CAISO 1-in-2 | 20 | 1.8655 | 1.7807 | 1.5194 | 1.5364 | 0.066457 | 83.3521
| LCA | Outside | Average Weekday | June | CAISO 1-in-2 | 21 | 1.8262 | 1.7448 | 1.4756 | 1.4961 | 0.079968 | 80.2236
| LCA | Outside | Average Weekday | June | CAISO 1-in-2 | 22 | 1.7086 | 1.6339 | 2.2069 | 2.2026 | 0.10729 | 76.8449
| LCA | Outside | Average Weekday | June | CAISO 1-in-2 | 23 | 1.4969 | 1.4247 | 1.4969 | 1.5108 | 0 | 74.4601
| LCA | Outside | Average Weekday | June | CAISO 1-in-2 | 24 | 1.2663 | 1.2041 | 1.2663 | 1.2041 | 0 | 72.6167
| LCA | Outside | Average Weekday | June | SCE 1-in-10 | 1 | 1.2518 | 1.2066 | 1.2518 | 1.2066 | 0 | 74.4331
| LCA | Outside | Average Weekday | June | SCE 1-in-10 | 2 | 1.0926 | 1.0539 | 1.0926 | 1.0539 | 0 | 73.2117
| LCA | Outside | Average Weekday | June | SCE 1-in-10 | 3 | 0.98035 | 0.94126 | 0.98035 | 0.94126 | 0 | 72.0281
| LCA | Outside | Average Weekday | June | SCE 1-in-10 | 4 | 0.89163 | 0.86439 | 0.89163 | 0.86439 | 0 | 70.8834
| LCA | Outside | Average Weekday | June | SCE 1-in-10 | 5 | 0.8335 | 0.81192 | 0.8335 | 0.81192 | 0 | 69.9011
| LCA | Outside | Average Weekday | June | SCE 1-in-10 | 6 | 0.79518 | 0.78682 | 0.79518 | 0.78682 | 0 | 68.9464
| LCA | Outside | Average Weekday | June | SCE 1-in-10 | 7 | 0.73765 | 0.75355 | 0.73765 | 0.75355 | 0 | 67.9713
| LCA | Outside | Average Weekday | June | SCE 1-in-10 | 8 | 0.67236 | 0.68639 | 0.67236 | 0.68639 | 0 | 69.0391
| LCA | Outside | Average Weekday | June | SCE 1-in-10 | 9 | 0.55162 | 0.55714 | 0.55162 | 0.55714 | 0 | 72.484
| LCA | Outside | Average Weekday | June | SCE 1-in-10 | 10 | 0.44592 | 0.45551 | 0.44592 | 0.45551 | 0 | 76.4788
| LCA | Outside | Average Weekday | June | SCE 1-in-10 | 11 | 0.42234 | 0.44235 | 0.42234 | 0.44235 | 0 | 80.5748
| LCA | Outside | Average Weekday | June | SCE 1-in-10 | 12 | 0.49964 | 0.52027 | 0.49964 | 0.52027 | 0 | 84.1382
| LCA | Outside | Average Weekday | June | SCE 1-in-10 | 13 | 0.6594 | 0.67559 | 0.6594 | 0.67559 | 0 | 87.0517
| LCA | Outside | Average Weekday | June | SCE 1-in-10 | 14 | 0.86814 | 0.88163 | 0.86814 | 0.88163 | 0 | 89.0756
| LCA | Outside | Average Weekday | June | SCE 1-in-10 | 15 | 1.1141 | 1.112 | 1.1141 | 1.112 | 0 | 90.2061
| LCA | Outside | Average Weekday | June | SCE 1-in-10 | 16 | 1.4042 | 1.3967 | 1.4042 | 1.3967 | 0 | 90.7568
| LCA | Outside | Average Weekday | June | SCE 1-in-10 | 17 | 1.6985 | 1.699 | 0.74437 | 0.78091 | 0.065596 | 90.7033
| LCA | Outside | Average Weekday | June | SCE 1-in-10 | 18 | 2.0048 | 1.9776 | 1.2977 | 1.4714 | 0.17469 | 89.7701
| LCA | Outside | Average Weekday | June | SCE 1-in-10 | 19 | 2.1825 | 2.1071 | 1.7445 | 1.7587 | 0.20361 | 88.3083
| LCA | Outside | Average Weekday | June | SCE 1-in-10 | 20 | 2.1618 | 2.0769 | 1.8197 | 1.8368 | 0.054237 | 86.2484
| LCA | Outside | Average Weekday | June | SCE 1-in-10 | 21 | 2.0919 | 2.0104 | 1.7452 | 1.7657 | 0.068051 | 82.9798
| LCA | Outside | Average Weekday | June | SCE 1-in-10 | 22 | 1.9561 | 1.8814 | 2.4425 | 2.4382 | 0.088213 | 79.6945
| LCA | Outside | Average Weekday | June | SCE 1-in-10 | 23 | 1.7252 | 1.653 | 1.7252 | 1.7836 | 0 | 77.6321
| LCA | Outside | Average Weekday | June | SCE 1-in-10 | 24 | 1.4636 | 1.4014 | 1.4636 | 1.4014 | 0 | 75.796
| LCA | Outside | Average Weekday | June | SCE 1-in-2 | 1 | 1.074 | 1.0288 | 1.074 | 1.0288 | 0 | 70.8691
| LCA | Outside | Average Weekday | June | SCE 1-in-2 | 2 | 0.92999 | 0.89131 | 0.92999 | 0.89131 | 0 | 69.485
| LCA | Outside | Average Weekday | June | SCE 1-in-2 | 3 | 0.83521 | 0.79612 | 0.83521 | 0.79612 | 0 | 68.3232
| LCA | Outside | Average Weekday | June | SCE 1-in-2 | 4 | 0.76146 | 0.73422 | 0.76146 | 0.73422 | 0 | 67.216
| LCA | Outside | Average Weekday | June | SCE 1-in-2 | 5 | 0.71299 | 0.6914 | 0.71299 | 0.6914 | 0 | 66.1414
| LCA | Outside | Average Weekday | June | SCE 1-in-2 | 6 | 0.69769 | 0.68934 | 0.69769 | 0.68934 | 0 | 64.9366
| LCA | Outside | Average Weekday | June | SCE 1-in-2 | 7 | 0.66199 | 0.67789 | 0.66199 | 0.67789 | 0 | 63.9589
| LCA | Outside | Average Weekday | June | SCE 1-in-2 | 8 | 0.56116 | 0.5752 | 0.56116 | 0.5752 | 0 | 65.099
| LCA | Outside | Average Weekday | June | SCE 1-in-2 | 9 | 0.42362 | 0.42913 | 0.42362 | 0.42913 | 0 | 68.7281
| LCA | Outside | Average Weekday | June | SCE 1-in-2 | 10 | 0.29246 | 0.30205 | 0.29246 | 0.30205 | 0 | 72.8032
| LCA | Outside | Average Weekday | June | SCE 1-in-2 | 11 | 0.23125 | 0.25126 | 0.23125 | 0.25126 | 0 | 77.0625
| LCA | Outside | Average Weekday | June | SCE 1-in-2 | 12 | 0.2615 | 0.28213 | 0.2615 | 0.28213 | 0 | 80.587
| LCA | Outside | Average Weekday | June | SCE 1-in-2 | 13 | 0.37514 | 0.39132 | 0.37514 | 0.39132 | 0 | 83.4108
| LCA | Outside | Average Weekday | June | SCE 1-in-2 | 14 | 0.54884 | 0.56232 | 0.54884 | 0.56232 | 0 | 85.5028
| LCA | Outside | Average Weekday | June | SCE 1-in-2 | 15 | 0.77568 | 0.77364 | 0.77568 | 0.77364 | 0 | 86.8815
| LCA | Outside | Average Weekday | June | SCE 1-in-2 | 16 | 1.0567 | 1.0492 | 1.0567 | 1.0492 | 0 | 87.6284
| LCA | Outside | Average Weekday | June | SCE 1-in-2 | 17 | 1.3506 | 1.3511 | 0.45973 | 0.49627 | 0.084608 | 87.669
| LCA | Outside | Average Weekday | June | SCE 1-in-2 | 18 | 1.6636 | 1.6365 | 0.99121 | 1.165 | 0.21625 | 86.9554
| LCA | Outside | Average Weekday | June | SCE 1-in-2 | 19 | 1.8592 | 1.7838 | 1.4406 | 1.4548 | 0.25175 | 85.5567
| LCA | Outside | Average Weekday | June | SCE 1-in-2 | 20 | 1.8655 | 1.7807 | 1.5194 | 1.5364 | 0.066457 | 83.3521
| LCA | Outside | Average Weekday | June | SCE 1-in-2 | 21 | 1.8262 | 1.7448 | 1.4756 | 1.4961 | 0.079968 | 80.2236
| LCA | Outside | Average Weekday | June | SCE 1-in-2 | 22 | 1.7086 | 1.6339 | 2.2069 | 2.2026 | 0.10729 | 76.8449
| LCA | Outside | Average Weekday | June | SCE 1-in-2 | 23 | 1.4969 | 1.4247 | 1.4969 | 1.5108 | 0 | 74.4601
| LCA | Outside | Average Weekday | June | SCE 1-in-2 | 24 | 1.2663 | 1.2041 | 1.2663 | 1.2041 | 0 | 72.6167
| LCA | Outside | Average Weekday | March | CAISO 1-in-10 | 1 | 0.68228 | 0.63714 | 0.68228 | 0.63714 | 0 | 53.5447
| LCA | Outside | Average Weekday | March | CAISO 1-in-10 | 2 | 0.64078 | 0.6021 | 0.64078 | 0.6021 | 0 | 52.2274
| LCA | Outside | Average Weekday | March | CAISO 1-in-10 | 3 | 0.62653 | 0.58745 | 0.62653 | 0.58745 | 0 | 50.9587
| LCA | Outside | Average Weekday | March | CAISO 1-in-10 | 4 | 0.61527 | 0.58802 | 0.61527 | 0.58802 | 0 | 49.9351
| LCA | Outside | Average Weekday | March | CAISO 1-in-10 | 5 | 0.61633 | 0.59474 | 0.61633 | 0.59474 | 0 | 48.934
| LCA | Outside | Average Weekday | March | CAISO 1-in-10 | 6 | 0.6443 | 0.63594 | 0.6443 | 0.63594 | 0 | 48.0018
| LCA | Outside | Average Weekday | March | CAISO 1-in-10 | 7 | 0.65771 | 0.67361 | 0.65771 | 0.67361 | 0 | 47.196
| LCA | Outside | Average Weekday | March | CAISO 1-in-10 | 8 | 0.5343 | 0.54834 | 0.5343 | 0.54834 | 0 | 46.6775
| LCA | Outside | Average Weekday | March | CAISO 1-in-10 | 9 | 0.31873 | 0.32425 | 0.31873 | 0.32425 | 0 | 48.3331
| LCA | Outside | Average Weekday | March | CAISO 1-in-10 | 10 | 0.10207 | 0.11166 | 0.10207 | 0.11166 | 0 | 52.1965
| LCA | Outside | Average Weekday | March | CAISO 1-in-10 | 11 | -0.05816 | -0.038151 | -0.05816 | -0.038151 | 0 | 56.4225
| LCA | Outside | Average Weekday | March | CAISO 1-in-10 | 12 | -0.14387 | -0.12325 | -0.14387 | -0.12325 | 0 | 60.3092
| LCA | Outside | Average Weekday | March | CAISO 1-in-10 | 13 | -0.16146 | -0.14528 | -0.16146 | -0.14528 | 0 | 63.5184
| LCA | Outside | Average Weekday | March | CAISO 1-in-10 | 14 | -0.11644 | -0.10296 | -0.11644 | -0.10296 | 0 | 65.792
| LCA | Outside | Average Weekday | March | CAISO 1-in-10 | 15 | 0.0096958 | 0.0076624 | 0.0096958 | 0.0076624 | 0 | 67.2958
| LCA | Outside | Average Weekday | March | CAISO 1-in-10 | 16 | 0.20474 | 0.19724 | 0.20474 | 0.19724 | 0 | 68.3683
| LCA | Outside | Average Weekday | March | CAISO 1-in-10 | 17 | 0.44912 | 0.44959 | 0.44912 | 0.44959 | 0 | 68.859
| LCA | Outside | Average Weekday | March | CAISO 1-in-10 | 18 | 0.73902 | 0.71185 | 0.73902 | 0.71185 | 0 | 68.4334
| LCA | Outside | Average Weekday | March | CAISO 1-in-10 | 19 | 0.95063 | 0.87521 | 0.95063 | 0.87521 | 0 | 67.0199
| LCA | Outside | Average Weekday | March | CAISO 1-in-10 | 20 | 1.0179 | 0.93298 | 1.0179 | 0.93298 | 0 | 64.4865
| LCA | Outside | Average Weekday | March | CAISO 1-in-10 | 21 | 1.0236 | 0.94211 | 1.0236 | 0.94211 | 0 | 61.5552
| LCA | Outside | Average Weekday | March | CAISO 1-in-10 | 22 | 0.95792 | 0.88318 | 0.95792 | 0.88318 | 0 | 59.231
| LCA | Outside | Average Weekday | March | CAISO 1-in-10 | 23 | 0.85451 | 0.78234 | 0.85451 | 0.78234 | 0 | 57.4627
| LCA | Outside | Average Weekday | March | CAISO 1-in-10 | 24 | 0.75152 | 0.68932 | 0.75152 | 0.68932 | 0 | 55.9142
| LCA | Outside | Average Weekday | March | CAISO 1-in-2 | 1 | 0.72233 | 0.67719 | 0.72233 | 0.67719 | 0 | 50.4225
| LCA | Outside | Average Weekday | March | CAISO 1-in-2 | 2 | 0.68107 | 0.64238 | 0.68107 | 0.64238 | 0 | 49.2555
| LCA | Outside | Average Weekday | March | CAISO 1-in-2 | 3 | 0.66714 | 0.62806 | 0.66714 | 0.62806 | 0 | 48.0285
| LCA | Outside | Average Weekday | March | CAISO 1-in-2 | 4 | 0.65797 | 0.63072 | 0.65797 | 0.63072 | 0 | 47.1364
| LCA | Outside | Average Weekday | March | CAISO 1-in-2 | 5 | 0.66157 | 0.63998 | 0.66157 | 0.63998 | 0 | 46.205
| LCA | Outside | Average Weekday | March | CAISO 1-in-2 | 6 | 0.69263 | 0.68427 | 0.69263 | 0.68427 | 0 | 45.3396
| LCA | Outside | Average Weekday | March | CAISO 1-in-2 | 7 | 0.7139 | 0.7298 | 0.7139 | 0.7298 | 0 | 44.5698
| LCA | Outside | Average Weekday | March | CAISO 1-in-2 | 8 | 0.59377 | 0.6078 | 0.59377 | 0.6078 | 0 | 44.1775
| LCA | Outside | Average Weekday | March | CAISO 1-in-2 | 9 | 0.37543 | 0.38094 | 0.37543 | 0.38094 | 0 | 45.075
| LCA | Outside | Average Weekday | March | CAISO 1-in-2 | 10 | 0.15958 | 0.16917 | 0.15958 | 0.16917 | 0 | 48.476
| LCA | Outside | Average Weekday | March | CAISO 1-in-2 | 11 | 0.00073346 | 0.020743 | 0.00073346 | 0.020743 | 0 | 52.1664
| LCA | Outside | Average Weekday | March | CAISO 1-in-2 | 12 | -0.083989 | -0.063363 | -0.083989 | -0.063363 | 0 | 55.3992
| LCA | Outside | Average Weekday | March | CAISO 1-in-2 | 13 | -0.10386 | -0.087677 | -0.10386 | -0.087677 | 0 | 58.137
| LCA | Outside | Average Weekday | March | CAISO 1-in-2 | 14 | -0.061829 | -0.048343 | -0.061829 | -0.048343 | 0 | 60.2205
| LCA | Outside | Average Weekday | March | CAISO 1-in-2 | 15 | 0.050485 | 0.048451 | 0.050485 | 0.048451 | 0 | 61.7923
| LCA | Outside | Average Weekday | March | CAISO 1-in-2 | 16 | 0.23094 | 0.22344 | 0.23094 | 0.22344 | 0 | 62.7023
| LCA | Outside | Average Weekday | March | CAISO 1-in-2 | 17 | 0.46586 | 0.46633 | 0.46586 | 0.46633 | 0 | 63.0633
| LCA | Outside | Average Weekday | March | CAISO 1-in-2 | 18 | 0.76411 | 0.73694 | 0.76411 | 0.73694 | 0 | 62.6438
| LCA | Outside | Average Weekday | March | CAISO 1-in-2 | 19 | 0.97413 | 0.89871 | 0.97413 | 0.89871 | 0 | 61.5088
| LCA | Outside | Average Weekday | March | CAISO 1-in-2 | 20 | 1.0574 | 0.97256 | 1.0574 | 0.97256 | 0 | 59.5173
| LCA | Outside | Average Weekday | March | CAISO 1-in-2 | 21 | 1.0688 | 0.98734 | 1.0688 | 0.98734 | 0 | 56.9608
| LCA | Outside | Average Weekday | March | CAISO 1-in-2 | 22 | 0.99976 | 0.92502 | 0.99976 | 0.92502 | 0 | 54.7653
| LCA | Outside | Average Weekday | March | CAISO 1-in-2 | 23 | 0.89442 | 0.82225 | 0.89442 | 0.82225 | 0 | 53.1517
| LCA | Outside | Average Weekday | March | CAISO 1-in-2 | 24 | 0.79272 | 0.73052 | 0.79272 | 0.73052 | 0 | 51.7305
| LCA | Outside | Average Weekday | March | SCE 1-in-10 | 1 | 0.68228 | 0.63714 | 0.68228 | 0.63714 | 0 | 53.5447
| LCA | Outside | Average Weekday | March | SCE 1-in-10 | 2 | 0.64078 | 0.6021 | 0.64078 | 0.6021 | 0 | 52.2274
| LCA | Outside | Average Weekday | March | SCE 1-in-10 | 3 | 0.62653 | 0.58745 | 0.62653 | 0.58745 | 0 | 50.9587
| LCA | Outside | Average Weekday | March | SCE 1-in-10 | 4 | 0.61527 | 0.58802 | 0.61527 | 0.58802 | 0 | 49.9351
| LCA | Outside | Average Weekday | March | SCE 1-in-10 | 5 | 0.61633 | 0.59474 | 0.61633 | 0.59474 | 0 | 48.934
| LCA | Outside | Average Weekday | March | SCE 1-in-10 | 6 | 0.6443 | 0.63594 | 0.6443 | 0.63594 | 0 | 48.0018
| LCA | Outside | Average Weekday | March | SCE 1-in-10 | 7 | 0.65771 | 0.67361 | 0.65771 | 0.67361 | 0 | 47.196
| LCA | Outside | Average Weekday | March | SCE 1-in-10 | 8 | 0.5343 | 0.54834 | 0.5343 | 0.54834 | 0 | 46.6775
| LCA | Outside | Average Weekday | March | SCE 1-in-10 | 9 | 0.31873 | 0.32425 | 0.31873 | 0.32425 | 0 | 48.3331
| LCA | Outside | Average Weekday | March | SCE 1-in-10 | 10 | 0.10207 | 0.11166 | 0.10207 | 0.11166 | 0 | 52.1965
| LCA | Outside | Average Weekday | March | SCE 1-in-10 | 11 | -0.05816 | -0.038151 | -0.05816 | -0.038151 | 0 | 56.4225
| LCA | Outside | Average Weekday | March | SCE 1-in-10 | 12 | -0.14387 | -0.12325 | -0.14387 | -0.12325 | 0 | 60.3092
| LCA | Outside | Average Weekday | March | SCE 1-in-10 | 13 | -0.16146 | -0.14528 | -0.16146 | -0.14528 | 0 | 63.5184
| LCA | Outside | Average Weekday | March | SCE 1-in-10 | 14 | -0.11644 | -0.10296 | -0.11644 | -0.10296 | 0 | 65.792
| LCA | Outside | Average Weekday | March | SCE 1-in-10 | 15 | 0.0096958 | 0.0076624 | 0.0096958 | 0.0076624 | 0 | 67.2958
| LCA | Outside | Average Weekday | March | SCE 1-in-10 | 16 | 0.20474 | 0.19724 | 0.20474 | 0.19724 | 0 | 68.3683
| LCA | Outside | Average Weekday | March | SCE 1-in-10 | 17 | 0.44912 | 0.44959 | 0.44912 | 0.44959 | 0 | 68.859
| LCA | Outside | Average Weekday | March | SCE 1-in-10 | 18 | 0.73902 | 0.71185 | 0.73902 | 0.71185 | 0 | 68.4334
| LCA | Outside | Average Weekday | March | SCE 1-in-10 | 19 | 0.95063 | 0.87521 | 0.95063 | 0.87521 | 0 | 67.0199
| LCA | Outside | Average Weekday | March | SCE 1-in-10 | 20 | 1.0179 | 0.93298 | 1.0179 | 0.93298 | 0 | 64.4865
| LCA | Outside | Average Weekday | March | SCE 1-in-10 | 21 | 1.0236 | 0.94211 | 1.0236 | 0.94211 | 0 | 61.5552
| LCA | Outside | Average Weekday | March | SCE 1-in-10 | 22 | 0.95792 | 0.88318 | 0.95792 | 0.88318 | 0 | 59.231
| LCA | Outside | Average Weekday | March | SCE 1-in-10 | 23 | 0.85451 | 0.78234 | 0.85451 | 0.78234 | 0 | 57.4627
| LCA | Outside | Average Weekday | March | SCE 1-in-10 | 24 | 0.75152 | 0.68932 | 0.75152 | 0.68932 | 0 | 55.9142
| LCA | Outside | Average Weekday | March | SCE 1-in-2 | 1 | 0.71925 | 0.6741 | 0.71925 | 0.6741 | 0 | 50.1367
| LCA | Outside | Average Weekday | March | SCE 1-in-2 | 2 | 0.67812 | 0.63944 | 0.67812 | 0.63944 | 0 | 49.1539
| LCA | Outside | Average Weekday | March | SCE 1-in-2 | 3 | 0.66433 | 0.62525 | 0.66433 | 0.62525 | 0 | 48.1614
| LCA | Outside | Average Weekday | March | SCE 1-in-2 | 4 | 0.65509 | 0.62785 | 0.65509 | 0.62785 | 0 | 47.44
| LCA | Outside | Average Weekday | March | SCE 1-in-2 | 5 | 0.65857 | 0.63698 | 0.65857 | 0.63698 | 0 | 46.5582
| LCA | Outside | Average Weekday | March | SCE 1-in-2 | 6 | 0.6894 | 0.68104 | 0.6894 | 0.68104 | 0 | 45.8678
| LCA | Outside | Average Weekday | March | SCE 1-in-2 | 7 | 0.71012 | 0.72602 | 0.71012 | 0.72602 | 0 | 45.2839
| LCA | Outside | Average Weekday | March | SCE 1-in-2 | 8 | 0.58955 | 0.60358 | 0.58955 | 0.60358 | 0 | 44.8998
| LCA | Outside | Average Weekday | March | SCE 1-in-2 | 9 | 0.37116 | 0.37668 | 0.37116 | 0.37668 | 0 | 46.0751
| LCA | Outside | Average Weekday | March | SCE 1-in-2 | 10 | 0.15498 | 0.16457 | 0.15498 | 0.16457 | 0 | 49.4567
| LCA | Outside | Average Weekday | March | SCE 1-in-2 | 11 | -0.0041302 | 0.015879 | -0.0041302 | 0.015879 | 0 | 53.1291
| LCA | Outside | Average Weekday | March | SCE 1-in-2 | 12 | -0.0886 | -0.067975 | -0.0886 | -0.067975 | 0 | 56.3031
| LCA | Outside | Average Weekday | March | SCE 1-in-2 | 13 | -0.10824 | -0.09205 | -0.10824 | -0.09205 | 0 | 58.8644
| LCA | Outside | Average Weekday | March | SCE 1-in-2 | 14 | -0.065994 | -0.052508 | -0.065994 | -0.052508 | 0 | 60.6607
| LCA | Outside | Average Weekday | March | SCE 1-in-2 | 15 | 0.046702 | 0.044669 | 0.046702 | 0.044669 | 0 | 61.969
| LCA | Outside | Average Weekday | March | SCE 1-in-2 | 16 | 0.22716 | 0.21966 | 0.22716 | 0.21966 | 0 | 62.8522
| LCA | Outside | Average Weekday | March | SCE 1-in-2 | 17 | 0.46159 | 0.46206 | 0.46159 | 0.46206 | 0 | 63.1672
| LCA | Outside | Average Weekday | March | SCE 1-in-2 | 18 | 0.75927 | 0.73209 | 0.75927 | 0.73209 | 0 | 62.6724
| LCA | Outside | Average Weekday | March | SCE 1-in-2 | 19 | 0.96951 | 0.89409 | 0.96951 | 0.89409 | 0 | 61.3618
| LCA | Outside | Average Weekday | March | SCE 1-in-2 | 20 | 1.0541 | 0.96918 | 1.0541 | 0.96918 | 0 | 59.2352
| LCA | Outside | Average Weekday | March | SCE 1-in-2 | 21 | 1.0657 | 0.98422 | 1.0657 | 0.98422 | 0 | 56.782
| LCA | Outside | Average Weekday | March | SCE 1-in-2 | 22 | 0.99703 | 0.9223 | 0.99703 | 0.9223 | 0 | 54.6549
| LCA | Outside | Average Weekday | March | SCE 1-in-2 | 23 | 0.89204 | 0.81988 | 0.89204 | 0.81988 | 0 | 53.0984
| LCA | Outside | Average Weekday | March | SCE 1-in-2 | 24 | 0.78934 | 0.72713 | 0.78934 | 0.72713 | 0 | 51.7947
| LCA | Outside | Average Weekday | May | CAISO 1-in-10 | 1 | 0.76863 | 0.72349 | 0.76863 | 0.72349 | 0 | 62.4026
| LCA | Outside | Average Weekday | May | CAISO 1-in-10 | 2 | 0.701 | 0.66232 | 0.701 | 0.66232 | 0 | 61.0356
| LCA | Outside | Average Weekday | May | CAISO 1-in-10 | 3 | 0.66402 | 0.62493 | 0.66402 | 0.62493 | 0 | 59.8388
| LCA | Outside | Average Weekday | May | CAISO 1-in-10 | 4 | 0.63558 | 0.60834 | 0.63558 | 0.60834 | 0 | 59.0308
| LCA | Outside | Average Weekday | May | CAISO 1-in-10 | 5 | 0.62528 | 0.60369 | 0.62528 | 0.60369 | 0 | 58.1599
| LCA | Outside | Average Weekday | May | CAISO 1-in-10 | 6 | 0.63274 | 0.62439 | 0.63274 | 0.62439 | 0 | 57.3382
| LCA | Outside | Average Weekday | May | CAISO 1-in-10 | 7 | 0.6118 | 0.6277 | 0.6118 | 0.6277 | 0 | 56.568
| LCA | Outside | Average Weekday | May | CAISO 1-in-10 | 8 | 0.48986 | 0.50389 | 0.48986 | 0.50389 | 0 | 57.2558
| LCA | Outside | Average Weekday | May | CAISO 1-in-10 | 9 | 0.28025 | 0.28577 | 0.28025 | 0.28577 | 0 | 60.4124
| LCA | Outside | Average Weekday | May | CAISO 1-in-10 | 10 | 0.073589 | 0.083177 | 0.073589 | 0.083177 | 0 | 63.8877
| LCA | Outside | Average Weekday | May | CAISO 1-in-10 | 11 | -0.07033 | -0.05032 | -0.07033 | -0.05032 | 0 | 67.2267
| LCA | Outside | Average Weekday | May | CAISO 1-in-10 | 12 | -0.13442 | -0.11379 | -0.13442 | -0.11379 | 0 | 70.1729
| LCA | Outside | Average Weekday | May | CAISO 1-in-10 | 13 | -0.12014 | -0.10396 | -0.12014 | -0.10396 | 0 | 72.6762
| LCA | Outside | Average Weekday | May | CAISO 1-in-10 | 14 | -0.036143 | -0.022657 | -0.036143 | -0.022657 | 0 | 74.658
| LCA | Outside | Average Weekday | May | CAISO 1-in-10 | 15 | 0.11425 | 0.11221 | 0.11425 | 0.11221 | 0 | 75.9552
| LCA | Outside | Average Weekday | May | CAISO 1-in-10 | 16 | 0.33505 | 0.32755 | 0.33505 | 0.32755 | 0 | 76.6565
| LCA | Outside | Average Weekday | May | CAISO 1-in-10 | 17 | 0.5989 | 0.59937 | -0.066889 | -0.03035 | 0.1616 | 76.8689
| LCA | Outside | Average Weekday | May | CAISO 1-in-10 | 18 | 0.92496 | 0.89778 | 0.38127 | 0.55502 | 0.37723 | 76.5079
| LCA | Outside | Average Weekday | May | CAISO 1-in-10 | 19 | 1.1639 | 1.0885 | 0.81594 | 0.83012 | 0.17397 | 75.4737
| LCA | Outside | Average Weekday | May | CAISO 1-in-10 | 20 | 1.2475 | 1.1626 | 0.88755 | 0.90463 | 0.10914 | 73.5923
| LCA | Outside | Average Weekday | May | CAISO 1-in-10 | 21 | 1.2681 | 1.1866 | 0.90448 | 0.92497 | 0.1206 | 71.0125
| LCA | Outside | Average Weekday | May | CAISO 1-in-10 | 22 | 1.1886 | 1.1139 | 1.7223 | 1.718 | 0.16515 | 68.42
| LCA | Outside | Average Weekday | May | CAISO 1-in-10 | 23 | 1.0367 | 0.96457 | 1.0367 | 0.96457 | 0 | 66.317
| LCA | Outside | Average Weekday | May | CAISO 1-in-10 | 24 | 0.87334 | 0.81113 | 0.87334 | 0.81113 | 0 | 64.5217
| LCA | Outside | Average Weekday | May | CAISO 1-in-2 | 1 | 0.78725 | 0.74211 | 0.78725 | 0.74211 | 0 | 62.5454
| LCA | Outside | Average Weekday | May | CAISO 1-in-2 | 2 | 0.71841 | 0.67972 | 0.71841 | 0.67972 | 0 | 61.3352
| LCA | Outside | Average Weekday | May | CAISO 1-in-2 | 3 | 0.67672 | 0.63763 | 0.67672 | 0.63763 | 0 | 60.1186
| LCA | Outside | Average Weekday | May | CAISO 1-in-2 | 4 | 0.64469 | 0.61744 | 0.64469 | 0.61744 | 0 | 59.0693
| LCA | Outside | Average Weekday | May | CAISO 1-in-2 | 5 | 0.62953 | 0.60795 | 0.62953 | 0.60795 | 0 | 57.998
| LCA | Outside | Average Weekday | May | CAISO 1-in-2 | 6 | 0.63453 | 0.62617 | 0.63453 | 0.62617 | 0 | 57.1119
| LCA | Outside | Average Weekday | May | CAISO 1-in-2 | 7 | 0.61456 | 0.63046 | 0.61456 | 0.63046 | 0 | 56.254
| LCA | Outside | Average Weekday | May | CAISO 1-in-2 | 8 | 0.49615 | 0.51019 | 0.49615 | 0.51019 | 0 | 57.1625
| LCA | Outside | Average Weekday | May | CAISO 1-in-2 | 9 | 0.29366 | 0.29917 | 0.29366 | 0.29917 | 0 | 60.4258
| LCA | Outside | Average Weekday | May | CAISO 1-in-2 | 10 | 0.093199 | 0.10279 | 0.093199 | 0.10279 | 0 | 64.1844
| LCA | Outside | Average Weekday | May | CAISO 1-in-2 | 11 | -0.043287 | -0.023278 | -0.043287 | -0.023278 | 0 | 67.6523
| LCA | Outside | Average Weekday | May | CAISO 1-in-2 | 12 | -0.10609 | -0.085465 | -0.10609 | -0.085465 | 0 | 70.8057
| LCA | Outside | Average Weekday | May | CAISO 1-in-2 | 13 | -0.090967 | -0.074781 | -0.090967 | -0.074781 | 0 | 73.3963
| LCA | Outside | Average Weekday | May | CAISO 1-in-2 | 14 | -0.0056358 | 0.0078501 | -0.0056358 | 0.0078501 | 0 | 75.1438
| LCA | Outside | Average Weekday | May | CAISO 1-in-2 | 15 | 0.14721 | 0.14518 | 0.14721 | 0.14518 | 0 | 76.3847
| LCA | Outside | Average Weekday | May | CAISO 1-in-2 | 16 | 0.37046 | 0.36296 | 0.37046 | 0.36296 | 0 | 77.1305
| LCA | Outside | Average Weekday | May | CAISO 1-in-2 | 17 | 0.63504 | 0.63551 | -0.040695 | -0.0041565 | 0.15807 | 77.3462
| LCA | Outside | Average Weekday | May | CAISO 1-in-2 | 18 | 0.95574 | 0.92856 | 0.409 | 0.58275 | 0.37336 | 76.7558
| LCA | Outside | Average Weekday | May | CAISO 1-in-2 | 19 | 1.1881 | 1.1127 | 0.84052 | 0.8547 | 0.1738 | 75.4228
| LCA | Outside | Average Weekday | May | CAISO 1-in-2 | 20 | 1.2644 | 1.1795 | 0.90387 | 0.92095 | 0.11094 | 73.1853
| LCA | Outside | Average Weekday | May | CAISO 1-in-2 | 21 | 1.2691 | 1.1877 | 0.9039 | 0.92439 | 0.12571 | 69.8644
| LCA | Outside | Average Weekday | May | CAISO 1-in-2 | 22 | 1.1703 | 1.0955 | 1.7102 | 1.7059 | 0.17556 | 66.9223
| LCA | Outside | Average Weekday | May | CAISO 1-in-2 | 23 | 1.0241 | 0.95189 | 1.0241 | 0.95189 | 0 | 65.0213
| LCA | Outside | Average Weekday | May | CAISO 1-in-2 | 24 | 0.88707 | 0.82486 | 0.88707 | 0.82486 | 0 | 63.3891
| LCA | Outside | Average Weekday | May | SCE 1-in-10 | 1 | 0.76863 | 0.72349 | 0.76863 | 0.72349 | 0 | 62.4026
| LCA | Outside | Average Weekday | May | SCE 1-in-10 | 2 | 0.701 | 0.66232 | 0.701 | 0.66232 | 0 | 61.0356
| LCA | Outside | Average Weekday | May | SCE 1-in-10 | 3 | 0.66402 | 0.62493 | 0.66402 | 0.62493 | 0 | 59.8388
| LCA | Outside | Average Weekday | May | SCE 1-in-10 | 4 | 0.63558 | 0.60834 | 0.63558 | 0.60834 | 0 | 59.0308
| LCA | Outside | Average Weekday | May | SCE 1-in-10 | 5 | 0.62528 | 0.60369 | 0.62528 | 0.60369 | 0 | 58.1599
| LCA | Outside | Average Weekday | May | SCE 1-in-10 | 6 | 0.63274 | 0.62439 | 0.63274 | 0.62439 | 0 | 57.3382
| LCA | Outside | Average Weekday | May | SCE 1-in-10 | 7 | 0.6118 | 0.6277 | 0.6118 | 0.6277 | 0 | 56.568
| LCA | Outside | Average Weekday | May | SCE 1-in-10 | 8 | 0.48986 | 0.50389 | 0.48986 | 0.50389 | 0 | 57.2558
| LCA | Outside | Average Weekday | May | SCE 1-in-10 | 9 | 0.28025 | 0.28577 | 0.28025 | 0.28577 | 0 | 60.4124
| LCA | Outside | Average Weekday | May | SCE 1-in-10 | 10 | 0.073589 | 0.083177 | 0.073589 | 0.083177 | 0 | 63.8877
| LCA | Outside | Average Weekday | May | SCE 1-in-10 | 11 | -0.07033 | -0.05032 | -0.07033 | -0.05032 | 0 | 67.2267
| LCA | Outside | Average Weekday | May | SCE 1-in-10 | 12 | -0.13442 | -0.11379 | -0.13442 | -0.11379 | 0 | 70.1729
| LCA | Outside | Average Weekday | May | SCE 1-in-10 | 13 | -0.12014 | -0.10396 | -0.12014 | -0.10396 | 0 | 72.6762
| LCA | Outside | Average Weekday | May | SCE 1-in-10 | 14 | -0.036143 | -0.022657 | -0.036143 | -0.022657 | 0 | 74.658
| LCA | Outside | Average Weekday | May | SCE 1-in-10 | 15 | 0.11425 | 0.11221 | 0.11425 | 0.11221 | 0 | 75.9552
| LCA | Outside | Average Weekday | May | SCE 1-in-10 | 16 | 0.33505 | 0.32755 | 0.33505 | 0.32755 | 0 | 76.6565
| LCA | Outside | Average Weekday | May | SCE 1-in-10 | 17 | 0.5989 | 0.59937 | -0.066889 | -0.03035 | 0.1616 | 76.8689
| LCA | Outside | Average Weekday | May | SCE 1-in-10 | 18 | 0.92496 | 0.89778 | 0.38127 | 0.55502 | 0.37723 | 76.5079
| LCA | Outside | Average Weekday | May | SCE 1-in-10 | 19 | 1.1639 | 1.0885 | 0.81594 | 0.83012 | 0.17397 | 75.4737
| LCA | Outside | Average Weekday | May | SCE 1-in-10 | 20 | 1.2475 | 1.1626 | 0.88755 | 0.90463 | 0.10914 | 73.5923
| LCA | Outside | Average Weekday | May | SCE 1-in-10 | 21 | 1.2681 | 1.1866 | 0.90448 | 0.92497 | 0.1206 | 71.0125
| LCA | Outside | Average Weekday | May | SCE 1-in-10 | 22 | 1.1886 | 1.1139 | 1.7223 | 1.718 | 0.16515 | 68.42
| LCA | Outside | Average Weekday | May | SCE 1-in-10 | 23 | 1.0367 | 0.96457 | 1.0367 | 0.96457 | 0 | 66.317
| LCA | Outside | Average Weekday | May | SCE 1-in-10 | 24 | 0.87334 | 0.81113 | 0.87334 | 0.81113 | 0 | 64.5217
| LCA | Outside | Average Weekday | May | SCE 1-in-2 | 1 | 0.78725 | 0.74211 | 0.78725 | 0.74211 | 0 | 62.5454
| LCA | Outside | Average Weekday | May | SCE 1-in-2 | 2 | 0.71841 | 0.67972 | 0.71841 | 0.67972 | 0 | 61.3352
| LCA | Outside | Average Weekday | May | SCE 1-in-2 | 3 | 0.67672 | 0.63763 | 0.67672 | 0.63763 | 0 | 60.1186
| LCA | Outside | Average Weekday | May | SCE 1-in-2 | 4 | 0.64469 | 0.61744 | 0.64469 | 0.61744 | 0 | 59.0693
| LCA | Outside | Average Weekday | May | SCE 1-in-2 | 5 | 0.62953 | 0.60795 | 0.62953 | 0.60795 | 0 | 57.998
| LCA | Outside | Average Weekday | May | SCE 1-in-2 | 6 | 0.63453 | 0.62617 | 0.63453 | 0.62617 | 0 | 57.1119
| LCA | Outside | Average Weekday | May | SCE 1-in-2 | 7 | 0.61456 | 0.63046 | 0.61456 | 0.63046 | 0 | 56.254
| LCA | Outside | Average Weekday | May | SCE 1-in-2 | 8 | 0.49615 | 0.51019 | 0.49615 | 0.51019 | 0 | 57.1625
| LCA | Outside | Average Weekday | May | SCE 1-in-2 | 9 | 0.29366 | 0.29917 | 0.29366 | 0.29917 | 0 | 60.4258
| LCA | Outside | Average Weekday | May | SCE 1-in-2 | 10 | 0.093199 | 0.10279 | 0.093199 | 0.10279 | 0 | 64.1844
| LCA | Outside | Average Weekday | May | SCE 1-in-2 | 11 | -0.043287 | -0.023278 | -0.043287 | -0.023278 | 0 | 67.6523
| LCA | Outside | Average Weekday | May | SCE 1-in-2 | 12 | -0.10609 | -0.085465 | -0.10609 | -0.085465 | 0 | 70.8057
| LCA | Outside | Average Weekday | May | SCE 1-in-2 | 13 | -0.090967 | -0.074781 | -0.090967 | -0.074781 | 0 | 73.3963
| LCA | Outside | Average Weekday | May | SCE 1-in-2 | 14 | -0.0056358 | 0.0078501 | -0.0056358 | 0.0078501 | 0 | 75.1438
| LCA | Outside | Average Weekday | May | SCE 1-in-2 | 15 | 0.14721 | 0.14518 | 0.14721 | 0.14518 | 0 | 76.3847
| LCA | Outside | Average Weekday | May | SCE 1-in-2 | 16 | 0.37046 | 0.36296 | 0.37046 | 0.36296 | 0 | 77.1305
| LCA | Outside | Average Weekday | May | SCE 1-in-2 | 17 | 0.63504 | 0.63551 | -0.040695 | -0.0041565 | 0.15807 | 77.3462
| LCA | Outside | Average Weekday | May | SCE 1-in-2 | 18 | 0.95574 | 0.92856 | 0.409 | 0.58275 | 0.37336 | 76.7558
| LCA | Outside | Average Weekday | May | SCE 1-in-2 | 19 | 1.1881 | 1.1127 | 0.84052 | 0.8547 | 0.1738 | 75.4228
| LCA | Outside | Average Weekday | May | SCE 1-in-2 | 20 | 1.2644 | 1.1795 | 0.90387 | 0.92095 | 0.11094 | 73.1853
| LCA | Outside | Average Weekday | May | SCE 1-in-2 | 21 | 1.2691 | 1.1877 | 0.9039 | 0.92439 | 0.12571 | 69.8644
| LCA | Outside | Average Weekday | May | SCE 1-in-2 | 22 | 1.1703 | 1.0955 | 1.7102 | 1.7059 | 0.17556 | 66.9223
| LCA | Outside | Average Weekday | May | SCE 1-in-2 | 23 | 1.0241 | 0.95189 | 1.0241 | 0.95189 | 0 | 65.0213
| LCA | Outside | Average Weekday | May | SCE 1-in-2 | 24 | 0.88707 | 0.82486 | 0.88707 | 0.82486 | 0 | 63.3891
| LCA | Outside | Average Weekday | November | CAISO 1-in-10 | 1 | 0.73057 | 0.68542 | 0.73057 | 0.68542 | 0 | 48.3528
| LCA | Outside | Average Weekday | November | CAISO 1-in-10 | 2 | 0.68946 | 0.65077 | 0.68946 | 0.65077 | 0 | 47.4
| LCA | Outside | Average Weekday | November | CAISO 1-in-10 | 3 | 0.67573 | 0.63665 | 0.67573 | 0.63665 | 0 | 46.5377
| LCA | Outside | Average Weekday | November | CAISO 1-in-10 | 4 | 0.66707 | 0.63982 | 0.66707 | 0.63982 | 0 | 45.7208
| LCA | Outside | Average Weekday | November | CAISO 1-in-10 | 5 | 0.67125 | 0.64967 | 0.67125 | 0.64967 | 0 | 44.7894
| LCA | Outside | Average Weekday | November | CAISO 1-in-10 | 6 | 0.70294 | 0.69458 | 0.70294 | 0.69458 | 0 | 44.2701
| LCA | Outside | Average Weekday | November | CAISO 1-in-10 | 7 | 0.72586 | 0.74176 | 0.72586 | 0.74176 | 0 | 43.8065
| LCA | Outside | Average Weekday | November | CAISO 1-in-10 | 8 | 0.60624 | 0.62027 | 0.60624 | 0.62027 | 0 | 43.2711
| LCA | Outside | Average Weekday | November | CAISO 1-in-10 | 9 | 0.38711 | 0.39262 | 0.38711 | 0.39262 | 0 | 45.1199
| LCA | Outside | Average Weekday | November | CAISO 1-in-10 | 10 | 0.17119 | 0.18078 | 0.17119 | 0.18078 | 0 | 49.0186
| LCA | Outside | Average Weekday | November | CAISO 1-in-10 | 11 | 0.012625 | 0.032634 | 0.012625 | 0.032634 | 0 | 53.4532
| LCA | Outside | Average Weekday | November | CAISO 1-in-10 | 12 | -0.071733 | -0.051108 | -0.071733 | -0.051108 | 0 | 56.9299
| LCA | Outside | Average Weekday | November | CAISO 1-in-10 | 13 | -0.091877 | -0.075691 | -0.091877 | -0.075691 | 0 | 59.5284
| LCA | Outside | Average Weekday | November | CAISO 1-in-10 | 14 | -0.049137 | -0.035651 | -0.049137 | -0.035651 | 0 | 61.4159
| LCA | Outside | Average Weekday | November | CAISO 1-in-10 | 15 | 0.064776 | 0.062743 | 0.064776 | 0.062743 | 0 | 62.6614
| LCA | Outside | Average Weekday | November | CAISO 1-in-10 | 16 | 0.24626 | 0.23875 | 0.24626 | 0.23875 | 0 | 63.2909
| LCA | Outside | Average Weekday | November | CAISO 1-in-10 | 17 | 0.48033 | 0.4808 | 0.48033 | 0.4808 | 0 | 62.9017
| LCA | Outside | Average Weekday | November | CAISO 1-in-10 | 18 | 0.77423 | 0.74706 | 0.77423 | 0.74706 | 0 | 61.0926
| LCA | Outside | Average Weekday | November | CAISO 1-in-10 | 19 | 0.982 | 0.90659 | 0.982 | 0.90659 | 0 | 58.5725
| LCA | Outside | Average Weekday | November | CAISO 1-in-10 | 20 | 1.0665 | 0.98161 | 1.0665 | 0.98161 | 0 | 56.218
| LCA | Outside | Average Weekday | November | CAISO 1-in-10 | 21 | 1.0761 | 0.99463 | 1.0761 | 0.99463 | 0 | 54.1863
| LCA | Outside | Average Weekday | November | CAISO 1-in-10 | 22 | 1.0066 | 0.93188 | 1.0066 | 0.93188 | 0 | 52.4716
| LCA | Outside | Average Weekday | November | CAISO 1-in-10 | 23 | 0.9026 | 0.83043 | 0.9026 | 0.83043 | 0 | 50.9336
| LCA | Outside | Average Weekday | November | CAISO 1-in-10 | 24 | 0.80141 | 0.73921 | 0.80141 | 0.73921 | 0 | 49.5318
| LCA | Outside | Average Weekday | November | CAISO 1-in-2 | 1 | 0.72664 | 0.6815 | 0.72664 | 0.6815 | 0 | 48.7225
| LCA | Outside | Average Weekday | November | CAISO 1-in-2 | 2 | 0.68576 | 0.64708 | 0.68576 | 0.64708 | 0 | 47.6994
| LCA | Outside | Average Weekday | November | CAISO 1-in-2 | 3 | 0.67226 | 0.63318 | 0.67226 | 0.63318 | 0 | 46.875
| LCA | Outside | Average Weekday | November | CAISO 1-in-2 | 4 | 0.66362 | 0.63638 | 0.66362 | 0.63638 | 0 | 46.0302
| LCA | Outside | Average Weekday | November | CAISO 1-in-2 | 5 | 0.66775 | 0.64617 | 0.66775 | 0.64617 | 0 | 45.248
| LCA | Outside | Average Weekday | November | CAISO 1-in-2 | 6 | 0.69944 | 0.69109 | 0.69944 | 0.69109 | 0 | 44.5049
| LCA | Outside | Average Weekday | November | CAISO 1-in-2 | 7 | 0.72217 | 0.73807 | 0.72217 | 0.73807 | 0 | 43.9989
| LCA | Outside | Average Weekday | November | CAISO 1-in-2 | 8 | 0.60217 | 0.6162 | 0.60217 | 0.6162 | 0 | 43.8058
| LCA | Outside | Average Weekday | November | CAISO 1-in-2 | 9 | 0.38312 | 0.38864 | 0.38312 | 0.38864 | 0 | 46.0158
| LCA | Outside | Average Weekday | November | CAISO 1-in-2 | 10 | 0.167 | 0.17659 | 0.167 | 0.17659 | 0 | 49.891
| LCA | Outside | Average Weekday | November | CAISO 1-in-2 | 11 | 0.0082997 | 0.028309 | 0.0082997 | 0.028309 | 0 | 53.9972
| LCA | Outside | Average Weekday | November | CAISO 1-in-2 | 12 | -0.076249 | -0.055623 | -0.076249 | -0.055623 | 0 | 57.4644
| LCA | Outside | Average Weekday | November | CAISO 1-in-2 | 13 | -0.096385 | -0.080199 | -0.096385 | -0.080199 | 0 | 60.025
| LCA | Outside | Average Weekday | November | CAISO 1-in-2 | 14 | -0.054018 | -0.040532 | -0.054018 | -0.040532 | 0 | 61.8285
| LCA | Outside | Average Weekday | November | CAISO 1-in-2 | 15 | 0.059928 | 0.057895 | 0.059928 | 0.057895 | 0 | 62.9523
| LCA | Outside | Average Weekday | November | CAISO 1-in-2 | 16 | 0.24059 | 0.23308 | 0.24059 | 0.23308 | 0 | 63.3208
| LCA | Outside | Average Weekday | November | CAISO 1-in-2 | 17 | 0.47279 | 0.47326 | 0.47279 | 0.47326 | 0 | 62.7904
| LCA | Outside | Average Weekday | November | CAISO 1-in-2 | 18 | 0.76638 | 0.73921 | 0.76638 | 0.73921 | 0 | 60.8841
| LCA | Outside | Average Weekday | November | CAISO 1-in-2 | 19 | 0.97568 | 0.90026 | 0.97568 | 0.90026 | 0 | 58.0627
| LCA | Outside | Average Weekday | November | CAISO 1-in-2 | 20 | 1.0608 | 0.97592 | 1.0608 | 0.97592 | 0 | 55.7409
| LCA | Outside | Average Weekday | November | CAISO 1-in-2 | 21 | 1.0706 | 0.98916 | 1.0706 | 0.98916 | 0 | 53.8206
| LCA | Outside | Average Weekday | November | CAISO 1-in-2 | 22 | 1.0018 | 0.92707 | 1.0018 | 0.92707 | 0 | 52.3538
| LCA | Outside | Average Weekday | November | CAISO 1-in-2 | 23 | 0.89784 | 0.82568 | 0.89784 | 0.82568 | 0 | 51.0264
| LCA | Outside | Average Weekday | November | CAISO 1-in-2 | 24 | 0.79693 | 0.73473 | 0.79693 | 0.73473 | 0 | 49.8704
| LCA | Outside | Average Weekday | November | SCE 1-in-10 | 1 | 0.73057 | 0.68542 | 0.73057 | 0.68542 | 0 | 48.3528
| LCA | Outside | Average Weekday | November | SCE 1-in-10 | 2 | 0.68946 | 0.65077 | 0.68946 | 0.65077 | 0 | 47.4
| LCA | Outside | Average Weekday | November | SCE 1-in-10 | 3 | 0.67573 | 0.63665 | 0.67573 | 0.63665 | 0 | 46.5377
| LCA | Outside | Average Weekday | November | SCE 1-in-10 | 4 | 0.66707 | 0.63982 | 0.66707 | 0.63982 | 0 | 45.7208
| LCA | Outside | Average Weekday | November | SCE 1-in-10 | 5 | 0.67125 | 0.64967 | 0.67125 | 0.64967 | 0 | 44.7894
| LCA | Outside | Average Weekday | November | SCE 1-in-10 | 6 | 0.70294 | 0.69458 | 0.70294 | 0.69458 | 0 | 44.2701
| LCA | Outside | Average Weekday | November | SCE 1-in-10 | 7 | 0.72586 | 0.74176 | 0.72586 | 0.74176 | 0 | 43.8065
| LCA | Outside | Average Weekday | November | SCE 1-in-10 | 8 | 0.60624 | 0.62027 | 0.60624 | 0.62027 | 0 | 43.2711
| LCA | Outside | Average Weekday | November | SCE 1-in-10 | 9 | 0.38711 | 0.39262 | 0.38711 | 0.39262 | 0 | 45.1199
| LCA | Outside | Average Weekday | November | SCE 1-in-10 | 10 | 0.17119 | 0.18078 | 0.17119 | 0.18078 | 0 | 49.0186
| LCA | Outside | Average Weekday | November | SCE 1-in-10 | 11 | 0.012625 | 0.032634 | 0.012625 | 0.032634 | 0 | 53.4532
| LCA | Outside | Average Weekday | November | SCE 1-in-10 | 12 | -0.071733 | -0.051108 | -0.071733 | -0.051108 | 0 | 56.9299
| LCA | Outside | Average Weekday | November | SCE 1-in-10 | 13 | -0.091877 | -0.075691 | -0.091877 | -0.075691 | 0 | 59.5284
| LCA | Outside | Average Weekday | November | SCE 1-in-10 | 14 | -0.049137 | -0.035651 | -0.049137 | -0.035651 | 0 | 61.4159
| LCA | Outside | Average Weekday | November | SCE 1-in-10 | 15 | 0.064776 | 0.062743 | 0.064776 | 0.062743 | 0 | 62.6614
| LCA | Outside | Average Weekday | November | SCE 1-in-10 | 16 | 0.24626 | 0.23875 | 0.24626 | 0.23875 | 0 | 63.2909
| LCA | Outside | Average Weekday | November | SCE 1-in-10 | 17 | 0.48033 | 0.4808 | 0.48033 | 0.4808 | 0 | 62.9017
| LCA | Outside | Average Weekday | November | SCE 1-in-10 | 18 | 0.77423 | 0.74706 | 0.77423 | 0.74706 | 0 | 61.0926
| LCA | Outside | Average Weekday | November | SCE 1-in-10 | 19 | 0.982 | 0.90659 | 0.982 | 0.90659 | 0 | 58.5725
| LCA | Outside | Average Weekday | November | SCE 1-in-10 | 20 | 1.0665 | 0.98161 | 1.0665 | 0.98161 | 0 | 56.218
| LCA | Outside | Average Weekday | November | SCE 1-in-10 | 21 | 1.0761 | 0.99463 | 1.0761 | 0.99463 | 0 | 54.1863
| LCA | Outside | Average Weekday | November | SCE 1-in-10 | 22 | 1.0066 | 0.93188 | 1.0066 | 0.93188 | 0 | 52.4716
| LCA | Outside | Average Weekday | November | SCE 1-in-10 | 23 | 0.9026 | 0.83043 | 0.9026 | 0.83043 | 0 | 50.9336
| LCA | Outside | Average Weekday | November | SCE 1-in-10 | 24 | 0.80141 | 0.73921 | 0.80141 | 0.73921 | 0 | 49.5318
| LCA | Outside | Average Weekday | November | SCE 1-in-2 | 1 | 0.71784 | 0.6727 | 0.71784 | 0.6727 | 0 | 49.6803
| LCA | Outside | Average Weekday | November | SCE 1-in-2 | 2 | 0.67686 | 0.63818 | 0.67686 | 0.63818 | 0 | 48.729
| LCA | Outside | Average Weekday | November | SCE 1-in-2 | 3 | 0.66322 | 0.62414 | 0.66322 | 0.62414 | 0 | 47.9188
| LCA | Outside | Average Weekday | November | SCE 1-in-2 | 4 | 0.65411 | 0.62687 | 0.65411 | 0.62687 | 0 | 47.0511
| LCA | Outside | Average Weekday | November | SCE 1-in-2 | 5 | 0.65769 | 0.63611 | 0.65769 | 0.63611 | 0 | 46.2624
| LCA | Outside | Average Weekday | November | SCE 1-in-2 | 6 | 0.68884 | 0.68048 | 0.68884 | 0.68048 | 0 | 45.6067
| LCA | Outside | Average Weekday | November | SCE 1-in-2 | 7 | 0.71006 | 0.72596 | 0.71006 | 0.72596 | 0 | 45.0829
| LCA | Outside | Average Weekday | November | SCE 1-in-2 | 8 | 0.58953 | 0.60357 | 0.58953 | 0.60357 | 0 | 44.8837
| LCA | Outside | Average Weekday | November | SCE 1-in-2 | 9 | 0.37133 | 0.37684 | 0.37133 | 0.37684 | 0 | 47.0715
| LCA | Outside | Average Weekday | November | SCE 1-in-2 | 10 | 0.1553 | 0.16489 | 0.1553 | 0.16489 | 0 | 50.9384
| LCA | Outside | Average Weekday | November | SCE 1-in-2 | 11 | -0.0036476 | 0.016362 | -0.0036476 | 0.016362 | 0 | 54.8998
| LCA | Outside | Average Weekday | November | SCE 1-in-2 | 12 | -0.08849 | -0.067865 | -0.08849 | -0.067865 | 0 | 58.178
| LCA | Outside | Average Weekday | November | SCE 1-in-2 | 13 | -0.10856 | -0.092372 | -0.10856 | -0.092372 | 0 | 60.5614
| LCA | Outside | Average Weekday | November | SCE 1-in-2 | 14 | -0.066633 | -0.053147 | -0.066633 | -0.053147 | 0 | 62.2254
| LCA | Outside | Average Weekday | November | SCE 1-in-2 | 15 | 0.046295 | 0.044261 | 0.046295 | 0.044261 | 0 | 63.3653
| LCA | Outside | Average Weekday | November | SCE 1-in-2 | 16 | 0.22506 | 0.21755 | 0.22506 | 0.21755 | 0 | 63.8283
| LCA | Outside | Average Weekday | November | SCE 1-in-2 | 17 | 0.45519 | 0.45566 | 0.45519 | 0.45566 | 0 | 63.3916
| LCA | Outside | Average Weekday | November | SCE 1-in-2 | 18 | 0.7473 | 0.72013 | 0.7473 | 0.72013 | 0 | 61.4962
| LCA | Outside | Average Weekday | November | SCE 1-in-2 | 19 | 0.96058 | 0.88516 | 0.96058 | 0.88516 | 0 | 58.8266
| LCA | Outside | Average Weekday | November | SCE 1-in-2 | 20 | 1.0486 | 0.96372 | 1.0486 | 0.96372 | 0 | 56.6349
| LCA | Outside | Average Weekday | November | SCE 1-in-2 | 21 | 1.0598 | 0.97831 | 1.0598 | 0.97831 | 0 | 54.6975
| LCA | Outside | Average Weekday | November | SCE 1-in-2 | 22 | 0.99174 | 0.91701 | 0.99174 | 0.91701 | 0 | 53.2495
| LCA | Outside | Average Weekday | November | SCE 1-in-2 | 23 | 0.8883 | 0.81614 | 0.8883 | 0.81614 | 0 | 52.0196
| LCA | Outside | Average Weekday | November | SCE 1-in-2 | 24 | 0.78754 | 0.72534 | 0.78754 | 0.72534 | 0 | 50.925
| LCA | Outside | Average Weekday | October | CAISO 1-in-10 | 1 | 0.74476 | 0.69962 | 0.74476 | 0.69962 | 0 | 61.842
| LCA | Outside | Average Weekday | October | CAISO 1-in-10 | 2 | 0.68225 | 0.64356 | 0.68225 | 0.64356 | 0 | 60.4591
| LCA | Outside | Average Weekday | October | CAISO 1-in-10 | 3 | 0.65151 | 0.61243 | 0.65151 | 0.61243 | 0 | 59.4583
| LCA | Outside | Average Weekday | October | CAISO 1-in-10 | 4 | 0.62664 | 0.5994 | 0.62664 | 0.5994 | 0 | 58.5424
| LCA | Outside | Average Weekday | October | CAISO 1-in-10 | 5 | 0.61664 | 0.59505 | 0.61664 | 0.59505 | 0 | 57.6593
| LCA | Outside | Average Weekday | October | CAISO 1-in-10 | 6 | 0.62595 | 0.6176 | 0.62595 | 0.6176 | 0 | 56.8519
| LCA | Outside | Average Weekday | October | CAISO 1-in-10 | 7 | 0.60886 | 0.62476 | 0.60886 | 0.62476 | 0 | 56.0768
| LCA | Outside | Average Weekday | October | CAISO 1-in-10 | 8 | 0.48964 | 0.50367 | 0.48964 | 0.50367 | 0 | 55.2728
| LCA | Outside | Average Weekday | October | CAISO 1-in-10 | 9 | 0.28001 | 0.28553 | 0.28001 | 0.28553 | 0 | 56.1033
| LCA | Outside | Average Weekday | October | CAISO 1-in-10 | 10 | 0.070966 | 0.080553 | 0.070966 | 0.080553 | 0 | 59.7431
| LCA | Outside | Average Weekday | October | CAISO 1-in-10 | 11 | -0.085119 | -0.06511 | -0.085119 | -0.06511 | 0 | 63.8231
| LCA | Outside | Average Weekday | October | CAISO 1-in-10 | 12 | -0.15805 | -0.13743 | -0.15805 | -0.13743 | 0 | 67.4605
| LCA | Outside | Average Weekday | October | CAISO 1-in-10 | 13 | -0.15572 | -0.13953 | -0.15572 | -0.13953 | 0 | 70.5619
| LCA | Outside | Average Weekday | October | CAISO 1-in-10 | 14 | -0.087684 | -0.074198 | -0.087684 | -0.074198 | 0 | 72.7687
| LCA | Outside | Average Weekday | October | CAISO 1-in-10 | 15 | 0.047441 | 0.045407 | 0.047441 | 0.045407 | 0 | 74.327
| LCA | Outside | Average Weekday | October | CAISO 1-in-10 | 16 | 0.26129 | 0.25378 | 0.26129 | 0.25378 | 0 | 75.5801
| LCA | Outside | Average Weekday | October | CAISO 1-in-10 | 17 | 0.52379 | 0.52426 | 0.0052004 | 0.0056702 | 0.16626 | 76.2394
| LCA | Outside | Average Weekday | October | CAISO 1-in-10 | 18 | 0.84871 | 0.82154 | 0.31158 | 0.48533 | 0.38555 | 75.9765
| LCA | Outside | Average Weekday | October | CAISO 1-in-10 | 19 | 1.0855 | 1.0101 | 0.74496 | 0.75915 | 0.17027 | 74.4176
| LCA | Outside | Average Weekday | October | CAISO 1-in-10 | 20 | 1.1654 | 1.0805 | 0.80224 | 0.81932 | 0.11906 | 71.3588
| LCA | Outside | Average Weekday | October | CAISO 1-in-10 | 21 | 1.189 | 1.1075 | 0.82209 | 0.84258 | 0.13101 | 68.6749
| LCA | Outside | Average Weekday | October | CAISO 1-in-10 | 22 | 1.1133 | 1.0386 | 1.655 | 1.6507 | 0.17832 | 66.524
| LCA | Outside | Average Weekday | October | CAISO 1-in-10 | 23 | 0.97205 | 0.89989 | 0.97205 | 0.89989 | 0 | 64.6009
| LCA | Outside | Average Weekday | October | CAISO 1-in-10 | 24 | 0.83505 | 0.77285 | 0.83505 | 0.77285 | 0 | 62.818
| LCA | Outside | Average Weekday | October | CAISO 1-in-2 | 1 | 0.72605 | 0.68091 | 0.72605 | 0.68091 | 0 | 60.038
| LCA | Outside | Average Weekday | October | CAISO 1-in-2 | 2 | 0.66892 | 0.63024 | 0.66892 | 0.63024 | 0 | 58.8794
| LCA | Outside | Average Weekday | October | CAISO 1-in-2 | 3 | 0.63912 | 0.60004 | 0.63912 | 0.60004 | 0 | 57.7363
| LCA | Outside | Average Weekday | October | CAISO 1-in-2 | 4 | 0.61589 | 0.58865 | 0.61589 | 0.58865 | 0 | 56.7502
| LCA | Outside | Average Weekday | October | CAISO 1-in-2 | 5 | 0.60717 | 0.58559 | 0.60717 | 0.58559 | 0 | 55.8046
| LCA | Outside | Average Weekday | October | CAISO 1-in-2 | 6 | 0.62219 | 0.61383 | 0.62219 | 0.61383 | 0 | 54.8526
| LCA | Outside | Average Weekday | October | CAISO 1-in-2 | 7 | 0.61361 | 0.62951 | 0.61361 | 0.62951 | 0 | 54.1676
| LCA | Outside | Average Weekday | October | CAISO 1-in-2 | 8 | 0.49796 | 0.512 | 0.49796 | 0.512 | 0 | 53.3742
| LCA | Outside | Average Weekday | October | CAISO 1-in-2 | 9 | 0.29257 | 0.29809 | 0.29257 | 0.29809 | 0 | 54.1491
| LCA | Outside | Average Weekday | October | CAISO 1-in-2 | 10 | 0.088325 | 0.097912 | 0.088325 | 0.097912 | 0 | 57.8709
| LCA | Outside | Average Weekday | October | CAISO 1-in-2 | 11 | -0.067099 | -0.047089 | -0.067099 | -0.047089 | 0 | 61.8639
| LCA | Outside | Average Weekday | October | CAISO 1-in-2 | 12 | -0.14934 | -0.12872 | -0.14934 | -0.12872 | 0 | 65.7565
| LCA | Outside | Average Weekday | October | CAISO 1-in-2 | 13 | -0.15471 | -0.13853 | -0.15471 | -0.13853 | 0 | 68.7047
| LCA | Outside | Average Weekday | October | CAISO 1-in-2 | 14 | -0.097512 | -0.084026 | -0.097512 | -0.084026 | 0 | 70.9219
| LCA | Outside | Average Weekday | October | CAISO 1-in-2 | 15 | 0.028364 | 0.02633 | 0.028364 | 0.02633 | 0 | 72.3024
| LCA | Outside | Average Weekday | October | CAISO 1-in-2 | 16 | 0.22937 | 0.22186 | 0.22937 | 0.22186 | 0 | 73.4241
| LCA | Outside | Average Weekday | October | CAISO 1-in-2 | 17 | 0.4789 | 0.47937 | 0.08337 | 0.08384 | 0.18375 | 73.8887
| LCA | Outside | Average Weekday | October | CAISO 1-in-2 | 18 | 0.79263 | 0.76545 | 0.38391 | 0.46064 | 0.20436 | 73.4283
| LCA | Outside | Average Weekday | October | CAISO 1-in-2 | 19 | 1.0238 | 0.94842 | 0.7022 | 0.71639 | 0.16081 | 71.7193
| LCA | Outside | Average Weekday | October | CAISO 1-in-2 | 20 | 1.1056 | 1.0207 | 0.78811 | 0.75583 | 0.13085 | 68.7093
| LCA | Outside | Average Weekday | October | CAISO 1-in-2 | 21 | 1.1205 | 1.039 | 0.8181 | 0.77034 | 0.14285 | 66.0227
| LCA | Outside | Average Weekday | October | CAISO 1-in-2 | 22 | 1.0379 | 0.96318 | 1.4318 | 1.3571 | 0.19648 | 63.9177
| LCA | Outside | Average Weekday | October | CAISO 1-in-2 | 23 | 0.9326 | 0.86043 | 0.9326 | 0.86043 | 0 | 62.2325
| LCA | Outside | Average Weekday | October | CAISO 1-in-2 | 24 | 0.81169 | 0.74949 | 0.81169 | 0.74949 | 0 | 60.7292
| LCA | Outside | Average Weekday | October | SCE 1-in-10 | 1 | 0.74476 | 0.69962 | 0.74476 | 0.69962 | 0 | 61.842
| LCA | Outside | Average Weekday | October | SCE 1-in-10 | 2 | 0.68225 | 0.64356 | 0.68225 | 0.64356 | 0 | 60.4591
| LCA | Outside | Average Weekday | October | SCE 1-in-10 | 3 | 0.65151 | 0.61243 | 0.65151 | 0.61243 | 0 | 59.4583
| LCA | Outside | Average Weekday | October | SCE 1-in-10 | 4 | 0.62664 | 0.5994 | 0.62664 | 0.5994 | 0 | 58.5424
| LCA | Outside | Average Weekday | October | SCE 1-in-10 | 5 | 0.61664 | 0.59505 | 0.61664 | 0.59505 | 0 | 57.6593
| LCA | Outside | Average Weekday | October | SCE 1-in-10 | 6 | 0.62595 | 0.6176 | 0.62595 | 0.6176 | 0 | 56.8519
| LCA | Outside | Average Weekday | October | SCE 1-in-10 | 7 | 0.60886 | 0.62476 | 0.60886 | 0.62476 | 0 | 56.0768
| LCA | Outside | Average Weekday | October | SCE 1-in-10 | 8 | 0.48964 | 0.50367 | 0.48964 | 0.50367 | 0 | 55.2728
| LCA | Outside | Average Weekday | October | SCE 1-in-10 | 9 | 0.28001 | 0.28553 | 0.28001 | 0.28553 | 0 | 56.1033
| LCA | Outside | Average Weekday | October | SCE 1-in-10 | 10 | 0.070966 | 0.080553 | 0.070966 | 0.080553 | 0 | 59.7431
| LCA | Outside | Average Weekday | October | SCE 1-in-10 | 11 | -0.085119 | -0.06511 | -0.085119 | -0.06511 | 0 | 63.8231
| LCA | Outside | Average Weekday | October | SCE 1-in-10 | 12 | -0.15805 | -0.13743 | -0.15805 | -0.13743 | 0 | 67.4605
| LCA | Outside | Average Weekday | October | SCE 1-in-10 | 13 | -0.15572 | -0.13953 | -0.15572 | -0.13953 | 0 | 70.5619
| LCA | Outside | Average Weekday | October | SCE 1-in-10 | 14 | -0.087684 | -0.074198 | -0.087684 | -0.074198 | 0 | 72.7687
| LCA | Outside | Average Weekday | October | SCE 1-in-10 | 15 | 0.047441 | 0.045407 | 0.047441 | 0.045407 | 0 | 74.327
| LCA | Outside | Average Weekday | October | SCE 1-in-10 | 16 | 0.26129 | 0.25378 | 0.26129 | 0.25378 | 0 | 75.5801
| LCA | Outside | Average Weekday | October | SCE 1-in-10 | 17 | 0.52379 | 0.52426 | 0.0052004 | 0.0056702 | 0.16626 | 76.2394
| LCA | Outside | Average Weekday | October | SCE 1-in-10 | 18 | 0.84871 | 0.82154 | 0.31158 | 0.48533 | 0.38555 | 75.9765
| LCA | Outside | Average Weekday | October | SCE 1-in-10 | 19 | 1.0855 | 1.0101 | 0.74496 | 0.75915 | 0.17027 | 74.4176
| LCA | Outside | Average Weekday | October | SCE 1-in-10 | 20 | 1.1654 | 1.0805 | 0.80224 | 0.81932 | 0.11906 | 71.3588
| LCA | Outside | Average Weekday | October | SCE 1-in-10 | 21 | 1.189 | 1.1075 | 0.82209 | 0.84258 | 0.13101 | 68.6749
| LCA | Outside | Average Weekday | October | SCE 1-in-10 | 22 | 1.1133 | 1.0386 | 1.655 | 1.6507 | 0.17832 | 66.524
| LCA | Outside | Average Weekday | October | SCE 1-in-10 | 23 | 0.97205 | 0.89989 | 0.97205 | 0.89989 | 0 | 64.6009
| LCA | Outside | Average Weekday | October | SCE 1-in-10 | 24 | 0.83505 | 0.77285 | 0.83505 | 0.77285 | 0 | 62.818
| LCA | Outside | Average Weekday | October | SCE 1-in-2 | 1 | 0.72605 | 0.68091 | 0.72605 | 0.68091 | 0 | 60.038
| LCA | Outside | Average Weekday | October | SCE 1-in-2 | 2 | 0.66892 | 0.63024 | 0.66892 | 0.63024 | 0 | 58.8794
| LCA | Outside | Average Weekday | October | SCE 1-in-2 | 3 | 0.63912 | 0.60004 | 0.63912 | 0.60004 | 0 | 57.7363
| LCA | Outside | Average Weekday | October | SCE 1-in-2 | 4 | 0.61589 | 0.58865 | 0.61589 | 0.58865 | 0 | 56.7502
| LCA | Outside | Average Weekday | October | SCE 1-in-2 | 5 | 0.60717 | 0.58559 | 0.60717 | 0.58559 | 0 | 55.8046
| LCA | Outside | Average Weekday | October | SCE 1-in-2 | 6 | 0.62219 | 0.61383 | 0.62219 | 0.61383 | 0 | 54.8526
| LCA | Outside | Average Weekday | October | SCE 1-in-2 | 7 | 0.61361 | 0.62951 | 0.61361 | 0.62951 | 0 | 54.1676
| LCA | Outside | Average Weekday | October | SCE 1-in-2 | 8 | 0.49796 | 0.512 | 0.49796 | 0.512 | 0 | 53.3742
| LCA | Outside | Average Weekday | October | SCE 1-in-2 | 9 | 0.29257 | 0.29809 | 0.29257 | 0.29809 | 0 | 54.1491
| LCA | Outside | Average Weekday | October | SCE 1-in-2 | 10 | 0.088325 | 0.097912 | 0.088325 | 0.097912 | 0 | 57.8709
| LCA | Outside | Average Weekday | October | SCE 1-in-2 | 11 | -0.067099 | -0.047089 | -0.067099 | -0.047089 | 0 | 61.8639
| LCA | Outside | Average Weekday | October | SCE 1-in-2 | 12 | -0.14934 | -0.12872 | -0.14934 | -0.12872 | 0 | 65.7565
| LCA | Outside | Average Weekday | October | SCE 1-in-2 | 13 | -0.15471 | -0.13853 | -0.15471 | -0.13853 | 0 | 68.7047
| LCA | Outside | Average Weekday | October | SCE 1-in-2 | 14 | -0.097512 | -0.084026 | -0.097512 | -0.084026 | 0 | 70.9219
| LCA | Outside | Average Weekday | October | SCE 1-in-2 | 15 | 0.028364 | 0.02633 | 0.028364 | 0.02633 | 0 | 72.3024
| LCA | Outside | Average Weekday | October | SCE 1-in-2 | 16 | 0.22937 | 0.22186 | 0.22937 | 0.22186 | 0 | 73.4241
| LCA | Outside | Average Weekday | October | SCE 1-in-2 | 17 | 0.4789 | 0.47937 | 0.08337 | 0.08384 | 0.18375 | 73.8887
| LCA | Outside | Average Weekday | October | SCE 1-in-2 | 18 | 0.79263 | 0.76545 | 0.38391 | 0.46064 | 0.20436 | 73.4283
| LCA | Outside | Average Weekday | October | SCE 1-in-2 | 19 | 1.0238 | 0.94842 | 0.7022 | 0.71639 | 0.16081 | 71.7193
| LCA | Outside | Average Weekday | October | SCE 1-in-2 | 20 | 1.1056 | 1.0207 | 0.78811 | 0.75583 | 0.13085 | 68.7093
| LCA | Outside | Average Weekday | October | SCE 1-in-2 | 21 | 1.1205 | 1.039 | 0.8181 | 0.77034 | 0.14285 | 66.0227
| LCA | Outside | Average Weekday | October | SCE 1-in-2 | 22 | 1.0379 | 0.96318 | 1.4318 | 1.3571 | 0.19648 | 63.9177
| LCA | Outside | Average Weekday | October | SCE 1-in-2 | 23 | 0.9326 | 0.86043 | 0.9326 | 0.86043 | 0 | 62.2325
| LCA | Outside | Average Weekday | October | SCE 1-in-2 | 24 | 0.81169 | 0.74949 | 0.81169 | 0.74949 | 0 | 60.7292
| LCA | Outside | Average Weekday | September | CAISO 1-in-10 | 1 | 1.171 | 1.1259 | 1.171 | 1.1259 | 0 | 73.1542
| LCA | Outside | Average Weekday | September | CAISO 1-in-10 | 2 | 1.0313 | 0.99257 | 1.0313 | 0.99257 | 0 | 71.9214
| LCA | Outside | Average Weekday | September | CAISO 1-in-10 | 3 | 0.93133 | 0.89224 | 0.93133 | 0.89224 | 0 | 70.7201
| LCA | Outside | Average Weekday | September | CAISO 1-in-10 | 4 | 0.85077 | 0.82353 | 0.85077 | 0.82353 | 0 | 69.6694
| LCA | Outside | Average Weekday | September | CAISO 1-in-10 | 5 | 0.79337 | 0.77178 | 0.79337 | 0.77178 | 0 | 68.6295
| LCA | Outside | Average Weekday | September | CAISO 1-in-10 | 6 | 0.7617 | 0.75334 | 0.7617 | 0.75334 | 0 | 67.8287
| LCA | Outside | Average Weekday | September | CAISO 1-in-10 | 7 | 0.70603 | 0.72193 | 0.70603 | 0.72193 | 0 | 66.9439
| LCA | Outside | Average Weekday | September | CAISO 1-in-10 | 8 | 0.58632 | 0.60036 | 0.58632 | 0.60036 | 0 | 66.3455
| LCA | Outside | Average Weekday | September | CAISO 1-in-10 | 9 | 0.42812 | 0.43364 | 0.42812 | 0.43364 | 0 | 68.1157
| LCA | Outside | Average Weekday | September | CAISO 1-in-10 | 10 | 0.29225 | 0.30184 | 0.29225 | 0.30184 | 0 | 71.7141
| LCA | Outside | Average Weekday | September | CAISO 1-in-10 | 11 | 0.23432 | 0.25433 | 0.23432 | 0.25433 | 0 | 75.4235
| LCA | Outside | Average Weekday | September | CAISO 1-in-10 | 12 | 0.27768 | 0.29831 | 0.27768 | 0.29831 | 0 | 78.9084
| LCA | Outside | Average Weekday | September | CAISO 1-in-10 | 13 | 0.39994 | 0.41613 | 0.39994 | 0.41613 | 0 | 81.9959
| LCA | Outside | Average Weekday | September | CAISO 1-in-10 | 14 | 0.57475 | 0.58824 | 0.57475 | 0.58824 | 0 | 84.2967
| LCA | Outside | Average Weekday | September | CAISO 1-in-10 | 15 | 0.79426 | 0.79222 | 0.79426 | 0.79222 | 0 | 85.7026
| LCA | Outside | Average Weekday | September | CAISO 1-in-10 | 16 | 1.071 | 1.0635 | 1.071 | 1.0635 | 0 | 86.5685
| LCA | Outside | Average Weekday | September | CAISO 1-in-10 | 17 | 1.362 | 1.3625 | 0.49179 | 0.52833 | 0.09125 | 86.6774
| LCA | Outside | Average Weekday | September | CAISO 1-in-10 | 18 | 1.68 | 1.6528 | 1.0174 | 1.1912 | 0.22823 | 86.1593
| LCA | Outside | Average Weekday | September | CAISO 1-in-10 | 19 | 1.8749 | 1.7995 | 1.4616 | 1.4758 | 0.2653 | 84.7891
| LCA | Outside | Average Weekday | September | CAISO 1-in-10 | 20 | 1.8706 | 1.7858 | 1.5226 | 1.5397 | 0.072015 | 82.0582
| LCA | Outside | Average Weekday | September | CAISO 1-in-10 | 21 | 1.8249 | 1.7434 | 1.4724 | 1.4929 | 0.085636 | 78.9252
| LCA | Outside | Average Weekday | September | CAISO 1-in-10 | 22 | 1.7262 | 1.6515 | 2.2244 | 2.2201 | 0.10703 | 76.8835
| LCA | Outside | Average Weekday | September | CAISO 1-in-10 | 23 | 1.5353 | 1.4631 | 1.5353 | 1.5622 | 0 | 75.3849
| LCA | Outside | Average Weekday | September | CAISO 1-in-10 | 24 | 1.3137 | 1.2515 | 1.3137 | 1.2515 | 0 | 73.9963
| LCA | Outside | Average Weekday | September | CAISO 1-in-2 | 1 | 1.1118 | 1.0667 | 1.1118 | 1.0667 | 0 | 71.9704
| LCA | Outside | Average Weekday | September | CAISO 1-in-2 | 2 | 0.96851 | 0.92983 | 0.96851 | 0.92983 | 0 | 70.4997
| LCA | Outside | Average Weekday | September | CAISO 1-in-2 | 3 | 0.87742 | 0.83833 | 0.87742 | 0.83833 | 0 | 69.3777
| LCA | Outside | Average Weekday | September | CAISO 1-in-2 | 4 | 0.79692 | 0.76967 | 0.79692 | 0.76967 | 0 | 68.2083
| LCA | Outside | Average Weekday | September | CAISO 1-in-2 | 5 | 0.74192 | 0.72033 | 0.74192 | 0.72033 | 0 | 67.0753
| LCA | Outside | Average Weekday | September | CAISO 1-in-2 | 6 | 0.7066 | 0.69824 | 0.7066 | 0.69824 | 0 | 65.9649
| LCA | Outside | Average Weekday | September | CAISO 1-in-2 | 7 | 0.65266 | 0.66856 | 0.65266 | 0.66856 | 0 | 65.0273
| LCA | Outside | Average Weekday | September | CAISO 1-in-2 | 8 | 0.53787 | 0.5519 | 0.53787 | 0.5519 | 0 | 64.4768
| LCA | Outside | Average Weekday | September | CAISO 1-in-2 | 9 | 0.37537 | 0.38089 | 0.37537 | 0.38089 | 0 | 66.1043
| LCA | Outside | Average Weekday | September | CAISO 1-in-2 | 10 | 0.2425 | 0.25209 | 0.2425 | 0.25209 | 0 | 70.4084
| LCA | Outside | Average Weekday | September | CAISO 1-in-2 | 11 | 0.18071 | 0.20072 | 0.18071 | 0.20072 | 0 | 74.7427
| LCA | Outside | Average Weekday | September | CAISO 1-in-2 | 12 | 0.21198 | 0.23261 | 0.21198 | 0.23261 | 0 | 78.5878
| LCA | Outside | Average Weekday | September | CAISO 1-in-2 | 13 | 0.3205 | 0.33669 | 0.3205 | 0.33669 | 0 | 81.691
| LCA | Outside | Average Weekday | September | CAISO 1-in-2 | 14 | 0.48688 | 0.50036 | 0.48688 | 0.50036 | 0 | 83.9879
| LCA | Outside | Average Weekday | September | CAISO 1-in-2 | 15 | 0.70505 | 0.70302 | 0.70505 | 0.70302 | 0 | 85.4332
| LCA | Outside | Average Weekday | September | CAISO 1-in-2 | 16 | 0.98018 | 0.97268 | 0.98018 | 0.97268 | 0 | 86.1924
| LCA | Outside | Average Weekday | September | CAISO 1-in-2 | 17 | 1.2723 | 1.2728 | 0.40997 | 0.44651 | 0.093828 | 86.2983
| LCA | Outside | Average Weekday | September | CAISO 1-in-2 | 18 | 1.5915 | 1.5644 | 0.93298 | 1.1067 | 0.23322 | 85.8294
| LCA | Outside | Average Weekday | September | CAISO 1-in-2 | 19 | 1.7935 | 1.7181 | 1.3815 | 1.3956 | 0.26825 | 84.6221
| LCA | Outside | Average Weekday | September | CAISO 1-in-2 | 20 | 1.7986 | 1.7138 | 1.4505 | 1.4676 | 0.072281 | 81.9967
| LCA | Outside | Average Weekday | September | CAISO 1-in-2 | 21 | 1.7601 | 1.6786 | 1.4075 | 1.428 | 0.086149 | 78.8079
| LCA | Outside | Average Weekday | September | CAISO 1-in-2 | 22 | 1.6705 | 1.5957 | 2.1694 | 2.1651 | 0.10825 | 76.7025
| LCA | Outside | Average Weekday | September | CAISO 1-in-2 | 23 | 1.4807 | 1.4085 | 1.4807 | 1.5011 | 0 | 74.919
| LCA | Outside | Average Weekday | September | CAISO 1-in-2 | 24 | 1.2623 | 1.2001 | 1.2623 | 1.2001 | 0 | 73.3531
| LCA | Outside | Average Weekday | September | SCE 1-in-10 | 1 | 1.171 | 1.1259 | 1.171 | 1.1259 | 0 | 73.1542
| LCA | Outside | Average Weekday | September | SCE 1-in-10 | 2 | 1.0313 | 0.99257 | 1.0313 | 0.99257 | 0 | 71.9214
| LCA | Outside | Average Weekday | September | SCE 1-in-10 | 3 | 0.93133 | 0.89224 | 0.93133 | 0.89224 | 0 | 70.7201
| LCA | Outside | Average Weekday | September | SCE 1-in-10 | 4 | 0.85077 | 0.82353 | 0.85077 | 0.82353 | 0 | 69.6694
| LCA | Outside | Average Weekday | September | SCE 1-in-10 | 5 | 0.79337 | 0.77178 | 0.79337 | 0.77178 | 0 | 68.6295
| LCA | Outside | Average Weekday | September | SCE 1-in-10 | 6 | 0.7617 | 0.75334 | 0.7617 | 0.75334 | 0 | 67.8287
| LCA | Outside | Average Weekday | September | SCE 1-in-10 | 7 | 0.70603 | 0.72193 | 0.70603 | 0.72193 | 0 | 66.9439
| LCA | Outside | Average Weekday | September | SCE 1-in-10 | 8 | 0.58632 | 0.60036 | 0.58632 | 0.60036 | 0 | 66.3455
| LCA | Outside | Average Weekday | September | SCE 1-in-10 | 9 | 0.42812 | 0.43364 | 0.42812 | 0.43364 | 0 | 68.1157
| LCA | Outside | Average Weekday | September | SCE 1-in-10 | 10 | 0.29225 | 0.30184 | 0.29225 | 0.30184 | 0 | 71.7141
| LCA | Outside | Average Weekday | September | SCE 1-in-10 | 11 | 0.23432 | 0.25433 | 0.23432 | 0.25433 | 0 | 75.4235
| LCA | Outside | Average Weekday | September | SCE 1-in-10 | 12 | 0.27768 | 0.29831 | 0.27768 | 0.29831 | 0 | 78.9084
| LCA | Outside | Average Weekday | September | SCE 1-in-10 | 13 | 0.39994 | 0.41613 | 0.39994 | 0.41613 | 0 | 81.9959
| LCA | Outside | Average Weekday | September | SCE 1-in-10 | 14 | 0.57475 | 0.58824 | 0.57475 | 0.58824 | 0 | 84.2967
| LCA | Outside | Average Weekday | September | SCE 1-in-10 | 15 | 0.79426 | 0.79222 | 0.79426 | 0.79222 | 0 | 85.7026
| LCA | Outside | Average Weekday | September | SCE 1-in-10 | 16 | 1.071 | 1.0635 | 1.071 | 1.0635 | 0 | 86.5685
| LCA | Outside | Average Weekday | September | SCE 1-in-10 | 17 | 1.362 | 1.3625 | 0.49179 | 0.52833 | 0.09125 | 86.6774
| LCA | Outside | Average Weekday | September | SCE 1-in-10 | 18 | 1.68 | 1.6528 | 1.0174 | 1.1912 | 0.22823 | 86.1593
| LCA | Outside | Average Weekday | September | SCE 1-in-10 | 19 | 1.8749 | 1.7995 | 1.4616 | 1.4758 | 0.2653 | 84.7891
| LCA | Outside | Average Weekday | September | SCE 1-in-10 | 20 | 1.8706 | 1.7858 | 1.5226 | 1.5397 | 0.072015 | 82.0582
| LCA | Outside | Average Weekday | September | SCE 1-in-10 | 21 | 1.8249 | 1.7434 | 1.4724 | 1.4929 | 0.085636 | 78.9252
| LCA | Outside | Average Weekday | September | SCE 1-in-10 | 22 | 1.7262 | 1.6515 | 2.2244 | 2.2201 | 0.10703 | 76.8835
| LCA | Outside | Average Weekday | September | SCE 1-in-10 | 23 | 1.5353 | 1.4631 | 1.5353 | 1.5622 | 0 | 75.3849
| LCA | Outside | Average Weekday | September | SCE 1-in-10 | 24 | 1.3137 | 1.2515 | 1.3137 | 1.2515 | 0 | 73.9963
| LCA | Outside | Average Weekday | September | SCE 1-in-2 | 1 | 1.0107 | 0.96551 | 1.0107 | 0.96551 | 0 | 69.7862
| LCA | Outside | Average Weekday | September | SCE 1-in-2 | 2 | 0.88094 | 0.84226 | 0.88094 | 0.84226 | 0 | 68.3533
| LCA | Outside | Average Weekday | September | SCE 1-in-2 | 3 | 0.79605 | 0.75696 | 0.79605 | 0.75696 | 0 | 67.1495
| LCA | Outside | Average Weekday | September | SCE 1-in-2 | 4 | 0.72832 | 0.70107 | 0.72832 | 0.70107 | 0 | 66.0923
| LCA | Outside | Average Weekday | September | SCE 1-in-2 | 5 | 0.67787 | 0.65629 | 0.67787 | 0.65629 | 0 | 64.9017
| LCA | Outside | Average Weekday | September | SCE 1-in-2 | 6 | 0.672 | 0.66364 | 0.672 | 0.66364 | 0 | 63.8473
| LCA | Outside | Average Weekday | September | SCE 1-in-2 | 7 | 0.63763 | 0.65352 | 0.63763 | 0.65352 | 0 | 62.9504
| LCA | Outside | Average Weekday | September | SCE 1-in-2 | 8 | 0.51563 | 0.52966 | 0.51563 | 0.52966 | 0 | 62.3737
| LCA | Outside | Average Weekday | September | SCE 1-in-2 | 9 | 0.32671 | 0.33222 | 0.32671 | 0.33222 | 0 | 64.2905
| LCA | Outside | Average Weekday | September | SCE 1-in-2 | 10 | 0.17333 | 0.18292 | 0.17333 | 0.18292 | 0 | 68.5898
| LCA | Outside | Average Weekday | September | SCE 1-in-2 | 11 | 0.089215 | 0.10922 | 0.089215 | 0.10922 | 0 | 73.0666
| LCA | Outside | Average Weekday | September | SCE 1-in-2 | 12 | 0.096312 | 0.11694 | 0.096312 | 0.11694 | 0 | 77.0872
| LCA | Outside | Average Weekday | September | SCE 1-in-2 | 13 | 0.18121 | 0.19739 | 0.18121 | 0.19739 | 0 | 80.2108
| LCA | Outside | Average Weekday | September | SCE 1-in-2 | 14 | 0.33084 | 0.34433 | 0.33084 | 0.34433 | 0 | 82.4623
| LCA | Outside | Average Weekday | September | SCE 1-in-2 | 15 | 0.54044 | 0.5384 | 0.54044 | 0.5384 | 0 | 83.8105
| LCA | Outside | Average Weekday | September | SCE 1-in-2 | 16 | 0.81326 | 0.80575 | 0.81326 | 0.80575 | 0 | 84.7219
| LCA | Outside | Average Weekday | September | SCE 1-in-2 | 17 | 1.107 | 1.1075 | 0.27371 | 0.31025 | 0.10344 | 84.9066
| LCA | Outside | Average Weekday | September | SCE 1-in-2 | 18 | 1.4267 | 1.3996 | 0.78599 | 0.95973 | 0.25517 | 84.3857
| LCA | Outside | Average Weekday | September | SCE 1-in-2 | 19 | 1.6323 | 1.5569 | 1.2325 | 1.2467 | 0.2992 | 82.8779
| LCA | Outside | Average Weekday | September | SCE 1-in-2 | 20 | 1.6462 | 1.5613 | 1.2951 | 1.3121 | 0.081523 | 79.8668
| LCA | Outside | Average Weekday | September | SCE 1-in-2 | 21 | 1.6129 | 1.5314 | 1.2568 | 1.2773 | 0.096847 | 76.3729
| LCA | Outside | Average Weekday | September | SCE 1-in-2 | 22 | 1.5254 | 1.4506 | 2.0347 | 2.0304 | 0.12514 | 74.2222
| LCA | Outside | Average Weekday | September | SCE 1-in-2 | 23 | 1.3469 | 1.2747 | 1.3469 | 1.3324 | 0 | 72.4321
| LCA | Outside | Average Weekday | September | SCE 1-in-2 | 24 | 1.1453 | 1.0831 | 1.1453 | 1.0831 | 0 | 70.899
| LCA | Outside | Monthly System Peak Day | April | CAISO 1-in-10 | 1 | 0.74437 | 0.69923 | 0.74437 | 0.69923 | 0 | 62.5052
| LCA | Outside | Monthly System Peak Day | April | CAISO 1-in-10 | 2 | 0.68154 | 0.64286 | 0.68154 | 0.64286 | 0 | 60.5899
| LCA | Outside | Monthly System Peak Day | April | CAISO 1-in-10 | 3 | 0.65447 | 0.61538 | 0.65447 | 0.61538 | 0 | 59.3379
| LCA | Outside | Monthly System Peak Day | April | CAISO 1-in-10 | 4 | 0.63642 | 0.60918 | 0.63642 | 0.60918 | 0 | 58.1381
| LCA | Outside | Monthly System Peak Day | April | CAISO 1-in-10 | 5 | 0.62986 | 0.60827 | 0.62986 | 0.60827 | 0 | 57.5885
| LCA | Outside | Monthly System Peak Day | April | CAISO 1-in-10 | 6 | 0.63576 | 0.6274 | 0.63576 | 0.6274 | 0 | 56.3639
| LCA | Outside | Monthly System Peak Day | April | CAISO 1-in-10 | 7 | 0.60971 | 0.62561 | 0.60971 | 0.62561 | 0 | 55.2358
| LCA | Outside | Monthly System Peak Day | April | CAISO 1-in-10 | 8 | 0.47756 | 0.4916 | 0.47756 | 0.4916 | 0 | 55.1548
| LCA | Outside | Monthly System Peak Day | April | CAISO 1-in-10 | 9 | 0.25238 | 0.2579 | 0.25238 | 0.2579 | 0 | 58.3564
| LCA | Outside | Monthly System Peak Day | April | CAISO 1-in-10 | 10 | 0.029293 | 0.03888 | 0.029293 | 0.03888 | 0 | 62.8339
| LCA | Outside | Monthly System Peak Day | April | CAISO 1-in-10 | 11 | -0.1275 | -0.10749 | -0.1275 | -0.10749 | 0 | 66.494
| LCA | Outside | Monthly System Peak Day | April | CAISO 1-in-10 | 12 | -0.17952 | -0.1589 | -0.17952 | -0.1589 | 0 | 70.0555
| LCA | Outside | Monthly System Peak Day | April | CAISO 1-in-10 | 13 | -0.15659 | -0.14041 | -0.15659 | -0.14041 | 0 | 73.18
| LCA | Outside | Monthly System Peak Day | April | CAISO 1-in-10 | 14 | -0.064954 | -0.051468 | -0.064954 | -0.051468 | 0 | 75.1814
| LCA | Outside | Monthly System Peak Day | April | CAISO 1-in-10 | 15 | 0.097836 | 0.095803 | 0.097836 | 0.095803 | 0 | 77.0006
| LCA | Outside | Monthly System Peak Day | April | CAISO 1-in-10 | 16 | 0.3396 | 0.3321 | 0.3396 | 0.3321 | 0 | 78.3141
| LCA | Outside | Monthly System Peak Day | April | CAISO 1-in-10 | 17 | 0.63175 | 0.63222 | -0.088445 | -0.051906 | 0.14239 | 79.4792
| LCA | Outside | Monthly System Peak Day | April | CAISO 1-in-10 | 18 | 0.9725 | 0.94532 | 0.38379 | 0.55754 | 0.32027 | 80.1619
| LCA | Outside | Monthly System Peak Day | April | CAISO 1-in-10 | 19 | 1.2209 | 1.1455 | 0.84119 | 0.85538 | 0.35043 | 80.0078
| LCA | Outside | Monthly System Peak Day | April | CAISO 1-in-10 | 20 | 1.3125 | 1.2276 | 0.96041 | 0.97749 | 0.084582 | 79.1662
| LCA | Outside | Monthly System Peak Day | April | CAISO 1-in-10 | 21 | 1.3431 | 1.2616 | 0.98742 | 1.0079 | 0.09559 | 76.6582
| LCA | Outside | Monthly System Peak Day | April | CAISO 1-in-10 | 22 | 1.2895 | 1.2147 | 1.8017 | 1.7974 | 0.12983 | 73.5372
| LCA | Outside | Monthly System Peak Day | April | CAISO 1-in-10 | 23 | 1.1274 | 1.0552 | 1.1274 | 1.0896 | 0 | 70.7654
| LCA | Outside | Monthly System Peak Day | April | CAISO 1-in-10 | 24 | 0.948 | 0.8858 | 0.948 | 0.8858 | 0 | 68.7181
| LCA | Outside | Monthly System Peak Day | April | CAISO 1-in-2 | 1 | 0.77784 | 0.7327 | 0.77784 | 0.7327 | 0 | 64.8303
| LCA | Outside | Monthly System Peak Day | April | CAISO 1-in-2 | 2 | 0.70809 | 0.66941 | 0.70809 | 0.66941 | 0 | 62.5175
| LCA | Outside | Monthly System Peak Day | April | CAISO 1-in-2 | 3 | 0.67387 | 0.63479 | 0.67387 | 0.63479 | 0 | 60.4941
| LCA | Outside | Monthly System Peak Day | April | CAISO 1-in-2 | 4 | 0.64993 | 0.62269 | 0.64993 | 0.62269 | 0 | 59.8019
| LCA | Outside | Monthly System Peak Day | April | CAISO 1-in-2 | 5 | 0.6396 | 0.61802 | 0.6396 | 0.61802 | 0 | 58.2436
| LCA | Outside | Monthly System Peak Day | April | CAISO 1-in-2 | 6 | 0.64216 | 0.6338 | 0.64216 | 0.6338 | 0 | 56.5835
| LCA | Outside | Monthly System Peak Day | April | CAISO 1-in-2 | 7 | 0.61134 | 0.62724 | 0.61134 | 0.62724 | 0 | 55.2062
| LCA | Outside | Monthly System Peak Day | April | CAISO 1-in-2 | 8 | 0.47277 | 0.48681 | 0.47277 | 0.48681 | 0 | 55.6971
| LCA | Outside | Monthly System Peak Day | April | CAISO 1-in-2 | 9 | 0.24463 | 0.25015 | 0.24463 | 0.25015 | 0 | 58.077
| LCA | Outside | Monthly System Peak Day | April | CAISO 1-in-2 | 10 | 0.015899 | 0.025486 | 0.015899 | 0.025486 | 0 | 62.6119
| LCA | Outside | Monthly System Peak Day | April | CAISO 1-in-2 | 11 | -0.12238 | -0.10237 | -0.12238 | -0.10237 | 0 | 68.7371
| LCA | Outside | Monthly System Peak Day | April | CAISO 1-in-2 | 12 | -0.15919 | -0.13856 | -0.15919 | -0.13856 | 0 | 73.667
| LCA | Outside | Monthly System Peak Day | April | CAISO 1-in-2 | 13 | -0.12263 | -0.10645 | -0.12263 | -0.10645 | 0 | 77.6416
| LCA | Outside | Monthly System Peak Day | April | CAISO 1-in-2 | 14 | -0.0065834 | 0.0069025 | -0.0065834 | 0.0069025 | 0 | 80.4222
| LCA | Outside | Monthly System Peak Day | April | CAISO 1-in-2 | 15 | 0.20075 | 0.19871 | 0.20075 | 0.19871 | 0 | 82.7527
| LCA | Outside | Monthly System Peak Day | April | CAISO 1-in-2 | 16 | 0.47854 | 0.47103 | 0.47854 | 0.47103 | 0 | 84.0265
| LCA | Outside | Monthly System Peak Day | April | CAISO 1-in-2 | 17 | 0.77052 | 0.77099 | -0.037745 | -0.0012062 | 0.11191 | 83.7042
| LCA | Outside | Monthly System Peak Day | April | CAISO 1-in-2 | 18 | 1.0913 | 1.0641 | 0.46442 | 0.63817 | 0.27248 | 83.2557
| LCA | Outside | Monthly System Peak Day | April | CAISO 1-in-2 | 19 | 1.3173 | 1.2419 | 0.92375 | 0.93793 | 0.3153 | 81.9744
| LCA | Outside | Monthly System Peak Day | April | CAISO 1-in-2 | 20 | 1.3685 | 1.2836 | 1.0166 | 1.0337 | 0.083949 | 79.3111
| LCA | Outside | Monthly System Peak Day | April | CAISO 1-in-2 | 21 | 1.3646 | 1.2832 | 1.0074 | 1.0279 | 0.10043 | 75.5618
| LCA | Outside | Monthly System Peak Day | April | CAISO 1-in-2 | 22 | 1.2978 | 1.2231 | 1.8132 | 1.8089 | 0.13505 | 72.778
| LCA | Outside | Monthly System Peak Day | April | CAISO 1-in-2 | 23 | 1.1473 | 1.0752 | 1.1473 | 1.1107 | 0 | 70.8518
| LCA | Outside | Monthly System Peak Day | April | CAISO 1-in-2 | 24 | 0.94404 | 0.88184 | 0.94404 | 0.88184 | 0 | 68.0335
| LCA | Outside | Monthly System Peak Day | April | SCE 1-in-10 | 1 | 1.017 | 0.97188 | 1.017 | 0.97188 | 0 | 69.9493
| LCA | Outside | Monthly System Peak Day | April | SCE 1-in-10 | 2 | 0.83338 | 0.7947 | 0.83338 | 0.7947 | 0 | 67.2516
| LCA | Outside | Monthly System Peak Day | April | SCE 1-in-10 | 3 | 0.75029 | 0.7112 | 0.75029 | 0.7112 | 0 | 66.0602
| LCA | Outside | Monthly System Peak Day | April | SCE 1-in-10 | 4 | 0.67174 | 0.6445 | 0.67174 | 0.6445 | 0 | 64.3049
| LCA | Outside | Monthly System Peak Day | April | SCE 1-in-10 | 5 | 0.6542 | 0.63262 | 0.6542 | 0.63262 | 0 | 63.2162
| LCA | Outside | Monthly System Peak Day | April | SCE 1-in-10 | 6 | 0.65207 | 0.64371 | 0.65207 | 0.64371 | 0 | 61.5031
| LCA | Outside | Monthly System Peak Day | April | SCE 1-in-10 | 7 | 0.62555 | 0.64145 | 0.62555 | 0.64145 | 0 | 60.5137
| LCA | Outside | Monthly System Peak Day | April | SCE 1-in-10 | 8 | 0.50819 | 0.52222 | 0.50819 | 0.52222 | 0 | 60.4701
| LCA | Outside | Monthly System Peak Day | April | SCE 1-in-10 | 9 | 0.32225 | 0.32777 | 0.32225 | 0.32777 | 0 | 63.1465
| LCA | Outside | Monthly System Peak Day | April | SCE 1-in-10 | 10 | 0.17382 | 0.18341 | 0.17382 | 0.18341 | 0 | 68.1988
| LCA | Outside | Monthly System Peak Day | April | SCE 1-in-10 | 11 | 0.10441 | 0.12442 | 0.10441 | 0.12442 | 0 | 73.4974
| LCA | Outside | Monthly System Peak Day | April | SCE 1-in-10 | 12 | 0.11765 | 0.13828 | 0.11765 | 0.13828 | 0 | 78.7073
| LCA | Outside | Monthly System Peak Day | April | SCE 1-in-10 | 13 | 0.2038 | 0.21998 | 0.2038 | 0.21998 | 0 | 82.2536
| LCA | Outside | Monthly System Peak Day | April | SCE 1-in-10 | 14 | 0.35678 | 0.37026 | 0.35678 | 0.37026 | 0 | 83.8806
| LCA | Outside | Monthly System Peak Day | April | SCE 1-in-10 | 15 | 0.57183 | 0.5698 | 0.57183 | 0.5698 | 0 | 84.9865
| LCA | Outside | Monthly System Peak Day | April | SCE 1-in-10 | 16 | 0.84524 | 0.83773 | 0.84524 | 0.83773 | 0 | 85.6041
| LCA | Outside | Monthly System Peak Day | April | SCE 1-in-10 | 17 | 1.153 | 1.1535 | 0.28718 | 0.32372 | 0.09268 | 86.4668
| LCA | Outside | Monthly System Peak Day | April | SCE 1-in-10 | 18 | 1.4639 | 1.4367 | 0.80913 | 0.98288 | 0.23793 | 85.5185
| LCA | Outside | Monthly System Peak Day | April | SCE 1-in-10 | 19 | 1.683 | 1.6076 | 1.2686 | 1.2828 | 0.26243 | 84.9516
| LCA | Outside | Monthly System Peak Day | April | SCE 1-in-10 | 20 | 1.7167 | 1.6318 | 1.3704 | 1.3875 | 0.066806 | 83.2704
| LCA | Outside | Monthly System Peak Day | April | SCE 1-in-10 | 21 | 1.6841 | 1.6026 | 1.3325 | 1.353 | 0.083037 | 79.5198
| LCA | Outside | Monthly System Peak Day | April | SCE 1-in-10 | 22 | 1.5853 | 1.5105 | 2.0871 | 2.0828 | 0.11298 | 76.0062
| LCA | Outside | Monthly System Peak Day | April | SCE 1-in-10 | 23 | 1.3892 | 1.3171 | 1.3892 | 1.3887 | 0 | 73.4247
| LCA | Outside | Monthly System Peak Day | April | SCE 1-in-10 | 24 | 1.1558 | 1.0936 | 1.1558 | 1.0936 | 0 | 70.7934
| LCA | Outside | Monthly System Peak Day | April | SCE 1-in-2 | 1 | 0.74411 | 0.69897 | 0.74411 | 0.69897 | 0 | 61.3446
| LCA | Outside | Monthly System Peak Day | April | SCE 1-in-2 | 2 | 0.6894 | 0.65071 | 0.6894 | 0.65071 | 0 | 59.6171
| LCA | Outside | Monthly System Peak Day | April | SCE 1-in-2 | 3 | 0.66193 | 0.62284 | 0.66193 | 0.62284 | 0 | 57.7069
| LCA | Outside | Monthly System Peak Day | April | SCE 1-in-2 | 4 | 0.6408 | 0.61356 | 0.6408 | 0.61356 | 0 | 57.086
| LCA | Outside | Monthly System Peak Day | April | SCE 1-in-2 | 5 | 0.62931 | 0.60772 | 0.62931 | 0.60772 | 0 | 55.722
| LCA | Outside | Monthly System Peak Day | April | SCE 1-in-2 | 6 | 0.63375 | 0.62539 | 0.63375 | 0.62539 | 0 | 54.0295
| LCA | Outside | Monthly System Peak Day | April | SCE 1-in-2 | 7 | 0.60818 | 0.62408 | 0.60818 | 0.62408 | 0 | 53.2505
| LCA | Outside | Monthly System Peak Day | April | SCE 1-in-2 | 8 | 0.47803 | 0.49206 | 0.47803 | 0.49206 | 0 | 53.5206
| LCA | Outside | Monthly System Peak Day | April | SCE 1-in-2 | 9 | 0.25367 | 0.25919 | 0.25367 | 0.25919 | 0 | 55.348
| LCA | Outside | Monthly System Peak Day | April | SCE 1-in-2 | 10 | 0.029487 | 0.039075 | 0.029487 | 0.039075 | 0 | 59.7331
| LCA | Outside | Monthly System Peak Day | April | SCE 1-in-2 | 11 | -0.1289 | -0.10889 | -0.1289 | -0.10889 | 0 | 65.5084
| LCA | Outside | Monthly System Peak Day | April | SCE 1-in-2 | 12 | -0.176 | -0.15537 | -0.176 | -0.15537 | 0 | 70.6586
| LCA | Outside | Monthly System Peak Day | April | SCE 1-in-2 | 13 | -0.15552 | -0.13934 | -0.15552 | -0.13934 | 0 | 75.2651
| LCA | Outside | Monthly System Peak Day | April | SCE 1-in-2 | 14 | -0.059073 | -0.045587 | -0.059073 | -0.045587 | 0 | 78.4452
| LCA | Outside | Monthly System Peak Day | April | SCE 1-in-2 | 15 | 0.1218 | 0.11976 | 0.1218 | 0.11976 | 0 | 80.0797
| LCA | Outside | Monthly System Peak Day | April | SCE 1-in-2 | 16 | 0.37745 | 0.36994 | 0.37745 | 0.36994 | 0 | 81.318
| LCA | Outside | Monthly System Peak Day | April | SCE 1-in-2 | 17 | 0.66472 | 0.66519 | -0.10043 | -0.063891 | 0.12671 | 81.6356
| LCA | Outside | Monthly System Peak Day | April | SCE 1-in-2 | 18 | 0.98442 | 0.95725 | 0.38267 | 0.55642 | 0.30387 | 81.22
| LCA | Outside | Monthly System Peak Day | April | SCE 1-in-2 | 19 | 1.2194 | 1.144 | 0.83866 | 0.85284 | 0.34779 | 80.1554
| LCA | Outside | Monthly System Peak Day | April | SCE 1-in-2 | 20 | 1.295 | 1.2102 | 0.9413 | 0.95838 | 0.089646 | 78.0102
| LCA | Outside | Monthly System Peak Day | April | SCE 1-in-2 | 21 | 1.308 | 1.2265 | 0.94935 | 0.96983 | 0.10502 | 74.5229
| LCA | Outside | Monthly System Peak Day | April | SCE 1-in-2 | 22 | 1.2458 | 1.1711 | 1.7658 | 1.7615 | 0.1427 | 71.6666
| LCA | Outside | Monthly System Peak Day | April | SCE 1-in-2 | 23 | 1.115 | 1.0429 | 1.115 | 1.069 | 0 | 70.1786
| LCA | Outside | Monthly System Peak Day | April | SCE 1-in-2 | 24 | 0.94308 | 0.88088 | 0.94308 | 0.88088 | 0 | 68.3569
| LCA | Outside | Monthly System Peak Day | August | CAISO 1-in-10 | 1 | 1.7322 | 1.687 | 1.7322 | 1.687 | 0 | 83.7261
| LCA | Outside | Monthly System Peak Day | August | CAISO 1-in-10 | 2 | 1.4829 | 1.4443 | 1.4829 | 1.4443 | 0 | 81.6684
| LCA | Outside | Monthly System Peak Day | August | CAISO 1-in-10 | 3 | 1.3152 | 1.2761 | 1.3152 | 1.2761 | 0 | 80.1633
| LCA | Outside | Monthly System Peak Day | August | CAISO 1-in-10 | 4 | 1.1915 | 1.1642 | 1.1915 | 1.1642 | 0 | 78.9773
| LCA | Outside | Monthly System Peak Day | August | CAISO 1-in-10 | 5 | 1.1182 | 1.0966 | 1.1182 | 1.0966 | 0 | 78.3683
| LCA | Outside | Monthly System Peak Day | August | CAISO 1-in-10 | 6 | 1.0459 | 1.0376 | 1.0459 | 1.0376 | 0 | 77.0473
| LCA | Outside | Monthly System Peak Day | August | CAISO 1-in-10 | 7 | 0.97293 | 0.98882 | 0.97293 | 0.98882 | 0 | 75.9055
| LCA | Outside | Monthly System Peak Day | August | CAISO 1-in-10 | 8 | 0.89874 | 0.91277 | 0.89874 | 0.91277 | 0 | 75.2129
| LCA | Outside | Monthly System Peak Day | August | CAISO 1-in-10 | 9 | 0.81815 | 0.82366 | 0.81815 | 0.82366 | 0 | 78.7676
| LCA | Outside | Monthly System Peak Day | August | CAISO 1-in-10 | 10 | 0.79141 | 0.80099 | 0.79141 | 0.80099 | 0 | 83.3563
| LCA | Outside | Monthly System Peak Day | August | CAISO 1-in-10 | 11 | 0.88257 | 0.90258 | 0.88257 | 0.90258 | 0 | 87.778
| LCA | Outside | Monthly System Peak Day | August | CAISO 1-in-10 | 12 | 1.0857 | 1.1064 | 1.0857 | 1.1064 | 0 | 91.9509
| LCA | Outside | Monthly System Peak Day | August | CAISO 1-in-10 | 13 | 1.3622 | 1.3784 | 1.3622 | 1.3784 | 0 | 95.4509
| LCA | Outside | Monthly System Peak Day | August | CAISO 1-in-10 | 14 | 1.6578 | 1.6712 | 1.6578 | 1.6712 | 0 | 97.6459
| LCA | Outside | Monthly System Peak Day | August | CAISO 1-in-10 | 15 | 1.9586 | 1.9566 | 1.9586 | 1.9566 | 0 | 99.1308
| LCA | Outside | Monthly System Peak Day | August | CAISO 1-in-10 | 16 | 2.2812 | 2.2737 | 2.2812 | 2.2737 | 0 | 99.6432
| LCA | Outside | Monthly System Peak Day | August | CAISO 1-in-10 | 17 | 2.5893 | 2.5898 | 1.4442 | 1.4808 | 0.047487 | 99.8622
| LCA | Outside | Monthly System Peak Day | August | CAISO 1-in-10 | 18 | 2.8896 | 2.8625 | 2.0658 | 2.2396 | 0.073812 | 99.2379
| LCA | Outside | Monthly System Peak Day | August | CAISO 1-in-10 | 19 | 3.0068 | 2.9314 | 2.5103 | 2.5245 | 0.074575 | 96.664
| LCA | Outside | Monthly System Peak Day | August | CAISO 1-in-10 | 20 | 2.9144 | 2.8296 | 2.584 | 2.6011 | 0.024832 | 94.5332
| LCA | Outside | Monthly System Peak Day | August | CAISO 1-in-10 | 21 | 2.7942 | 2.7127 | 2.4601 | 2.4805 | 0.032406 | 91.9058
| LCA | Outside | Monthly System Peak Day | August | CAISO 1-in-10 | 22 | 2.6512 | 2.5765 | 3.0954 | 3.0911 | 0.03308 | 89.7299
| LCA | Outside | Monthly System Peak Day | August | CAISO 1-in-10 | 23 | 2.3664 | 2.2942 | 2.502 | 2.5703 | 0.02081 | 88.0159
| LCA | Outside | Monthly System Peak Day | August | CAISO 1-in-10 | 24 | 2.0252 | 1.963 | 2.0913 | 2.1 | 0.022295 | 86.0438
| LCA | Outside | Monthly System Peak Day | August | CAISO 1-in-2 | 1 | 1.6316 | 1.5865 | 1.6316 | 1.5865 | 0 | 82.4584
| LCA | Outside | Monthly System Peak Day | August | CAISO 1-in-2 | 2 | 1.4383 | 1.3996 | 1.4383 | 1.3996 | 0 | 81.0707
| LCA | Outside | Monthly System Peak Day | August | CAISO 1-in-2 | 3 | 1.2924 | 1.2534 | 1.2924 | 1.2534 | 0 | 79.6763
| LCA | Outside | Monthly System Peak Day | August | CAISO 1-in-2 | 4 | 1.1712 | 1.1439 | 1.1712 | 1.1439 | 0 | 78.54
| LCA | Outside | Monthly System Peak Day | August | CAISO 1-in-2 | 5 | 1.0781 | 1.0566 | 1.0781 | 1.0566 | 0 | 77.3658
| LCA | Outside | Monthly System Peak Day | August | CAISO 1-in-2 | 6 | 1.0006 | 0.99221 | 1.0006 | 0.99221 | 0 | 75.9108
| LCA | Outside | Monthly System Peak Day | August | CAISO 1-in-2 | 7 | 0.93533 | 0.95123 | 0.93533 | 0.95123 | 0 | 75.0298
| LCA | Outside | Monthly System Peak Day | August | CAISO 1-in-2 | 8 | 0.84689 | 0.86092 | 0.84689 | 0.86092 | 0 | 74.6954
| LCA | Outside | Monthly System Peak Day | August | CAISO 1-in-2 | 9 | 0.70483 | 0.71035 | 0.70483 | 0.71035 | 0 | 76.9468
| LCA | Outside | Monthly System Peak Day | August | CAISO 1-in-2 | 10 | 0.63644 | 0.64602 | 0.63644 | 0.64602 | 0 | 81.282
| LCA | Outside | Monthly System Peak Day | August | CAISO 1-in-2 | 11 | 0.66683 | 0.68684 | 0.66683 | 0.68684 | 0 | 85.5781
| LCA | Outside | Monthly System Peak Day | August | CAISO 1-in-2 | 12 | 0.80333 | 0.82395 | 0.80333 | 0.82395 | 0 | 88.7451
| LCA | Outside | Monthly System Peak Day | August | CAISO 1-in-2 | 13 | 1.0242 | 1.0404 | 1.0242 | 1.0404 | 0 | 91.1255
| LCA | Outside | Monthly System Peak Day | August | CAISO 1-in-2 | 14 | 1.2784 | 1.2919 | 1.2784 | 1.2919 | 0 | 92.735
| LCA | Outside | Monthly System Peak Day | August | CAISO 1-in-2 | 15 | 1.5393 | 1.5372 | 1.5393 | 1.5372 | 0 | 93.0309
| LCA | Outside | Monthly System Peak Day | August | CAISO 1-in-2 | 16 | 1.8179 | 1.8104 | 1.8179 | 1.8104 | 0 | 92.0767
| LCA | Outside | Monthly System Peak Day | August | CAISO 1-in-2 | 17 | 2.082 | 2.0825 | 1.1304 | 1.1669 | 0.066302 | 90.5824
| LCA | Outside | Monthly System Peak Day | August | CAISO 1-in-2 | 18 | 2.4208 | 2.3937 | 1.6929 | 1.8667 | 0.15066 | 91.4599
| LCA | Outside | Monthly System Peak Day | August | CAISO 1-in-2 | 19 | 2.5828 | 2.5074 | 2.1306 | 2.1447 | 0.1685 | 90.3563
| LCA | Outside | Monthly System Peak Day | August | CAISO 1-in-2 | 20 | 2.5219 | 2.437 | 2.1827 | 2.1998 | 0.045891 | 88.2961
| LCA | Outside | Monthly System Peak Day | August | CAISO 1-in-2 | 21 | 2.4311 | 2.3496 | 2.0887 | 2.1092 | 0.055127 | 86.0342
| LCA | Outside | Monthly System Peak Day | August | CAISO 1-in-2 | 22 | 2.2946 | 2.2198 | 2.7628 | 2.7585 | 0.060562 | 84.0195
| LCA | Outside | Monthly System Peak Day | August | CAISO 1-in-2 | 23 | 2.0505 | 1.9784 | 2.1133 | 2.1816 | 0.03598 | 82.8191
| LCA | Outside | Monthly System Peak Day | August | CAISO 1-in-2 | 24 | 1.7695 | 1.7073 | 1.7725 | 1.7811 | 0.0014963 | 81.7359
| LCA | Outside | Monthly System Peak Day | August | SCE 1-in-10 | 1 | 1.7192 | 1.674 | 1.7192 | 1.674 | 0 | 83.3766
| LCA | Outside | Monthly System Peak Day | August | SCE 1-in-10 | 2 | 1.5103 | 1.4716 | 1.5103 | 1.4716 | 0 | 82.1931
| LCA | Outside | Monthly System Peak Day | August | SCE 1-in-10 | 3 | 1.3321 | 1.293 | 1.3321 | 1.293 | 0 | 80.417
| LCA | Outside | Monthly System Peak Day | August | SCE 1-in-10 | 4 | 1.2075 | 1.1802 | 1.2075 | 1.1802 | 0 | 79.2443
| LCA | Outside | Monthly System Peak Day | August | SCE 1-in-10 | 5 | 1.0971 | 1.0755 | 1.0971 | 1.0755 | 0 | 77.6511
| LCA | Outside | Monthly System Peak Day | August | SCE 1-in-10 | 6 | 1.0242 | 1.0159 | 1.0242 | 1.0159 | 0 | 76.2849
| LCA | Outside | Monthly System Peak Day | August | SCE 1-in-10 | 7 | 0.95205 | 0.96795 | 0.95205 | 0.96795 | 0 | 75.0734
| LCA | Outside | Monthly System Peak Day | August | SCE 1-in-10 | 8 | 0.89734 | 0.91137 | 0.89734 | 0.91137 | 0 | 75.1402
| LCA | Outside | Monthly System Peak Day | August | SCE 1-in-10 | 9 | 0.79634 | 0.80185 | 0.79634 | 0.80185 | 0 | 77.6043
| LCA | Outside | Monthly System Peak Day | August | SCE 1-in-10 | 10 | 0.75892 | 0.76851 | 0.75892 | 0.76851 | 0 | 81.4348
| LCA | Outside | Monthly System Peak Day | August | SCE 1-in-10 | 11 | 0.85754 | 0.87755 | 0.85754 | 0.87755 | 0 | 86.2282
| LCA | Outside | Monthly System Peak Day | August | SCE 1-in-10 | 12 | 1.061 | 1.0816 | 1.061 | 1.0816 | 0 | 90.1194
| LCA | Outside | Monthly System Peak Day | August | SCE 1-in-10 | 13 | 1.3351 | 1.3513 | 1.3351 | 1.3513 | 0 | 93.38
| LCA | Outside | Monthly System Peak Day | August | SCE 1-in-10 | 14 | 1.6265 | 1.64 | 1.6265 | 1.64 | 0 | 96.393
| LCA | Outside | Monthly System Peak Day | August | SCE 1-in-10 | 15 | 1.9225 | 1.9205 | 1.9225 | 1.9205 | 0 | 98.239
| LCA | Outside | Monthly System Peak Day | August | SCE 1-in-10 | 16 | 2.2561 | 2.2486 | 2.2561 | 2.2486 | 0 | 99.8406
| LCA | Outside | Monthly System Peak Day | August | SCE 1-in-10 | 17 | 2.5619 | 2.5624 | 1.4164 | 1.4529 | 0.047566 | 99.8859
| LCA | Outside | Monthly System Peak Day | August | SCE 1-in-10 | 18 | 2.8554 | 2.8283 | 2.0362 | 2.2099 | 0.074634 | 98.8712
| LCA | Outside | Monthly System Peak Day | August | SCE 1-in-10 | 19 | 2.9996 | 2.9242 | 2.4943 | 2.5085 | 0.064486 | 97.9149
| LCA | Outside | Monthly System Peak Day | August | SCE 1-in-10 | 20 | 2.9143 | 2.8295 | 2.5859 | 2.603 | 0.022337 | 95.9705
| LCA | Outside | Monthly System Peak Day | August | SCE 1-in-10 | 21 | 2.7932 | 2.7117 | 2.4605 | 2.481 | 0.029045 | 92.9526
| LCA | Outside | Monthly System Peak Day | August | SCE 1-in-10 | 22 | 2.6364 | 2.5617 | 3.0806 | 3.0763 | 0.033058 | 89.7388
| LCA | Outside | Monthly System Peak Day | August | SCE 1-in-10 | 23 | 2.3476 | 2.2754 | 2.4786 | 2.5469 | 0.021262 | 87.6886
| LCA | Outside | Monthly System Peak Day | August | SCE 1-in-10 | 24 | 2.0044 | 1.9422 | 2.0627 | 2.0713 | 0.023129 | 85.5037
| LCA | Outside | Monthly System Peak Day | August | SCE 1-in-2 | 1 | 1.6553 | 1.6101 | 1.6553 | 1.6101 | 0 | 82.8319
| LCA | Outside | Monthly System Peak Day | August | SCE 1-in-2 | 2 | 1.4472 | 1.4085 | 1.4472 | 1.4085 | 0 | 81.208
| LCA | Outside | Monthly System Peak Day | August | SCE 1-in-2 | 3 | 1.2997 | 1.2606 | 1.2997 | 1.2606 | 0 | 79.8526
| LCA | Outside | Monthly System Peak Day | August | SCE 1-in-2 | 4 | 1.2001 | 1.1728 | 1.2001 | 1.1728 | 0 | 79.328
| LCA | Outside | Monthly System Peak Day | August | SCE 1-in-2 | 5 | 1.0985 | 1.0769 | 1.0985 | 1.0769 | 0 | 77.9825
| LCA | Outside | Monthly System Peak Day | August | SCE 1-in-2 | 6 | 1.0222 | 1.0138 | 1.0222 | 1.0138 | 0 | 76.6253
| LCA | Outside | Monthly System Peak Day | August | SCE 1-in-2 | 7 | 0.96009 | 0.97599 | 0.96009 | 0.97599 | 0 | 75.8718
| LCA | Outside | Monthly System Peak Day | August | SCE 1-in-2 | 8 | 0.87374 | 0.88777 | 0.87374 | 0.88777 | 0 | 75.5467
| LCA | Outside | Monthly System Peak Day | August | SCE 1-in-2 | 9 | 0.72957 | 0.73509 | 0.72957 | 0.73509 | 0 | 77.6694
| LCA | Outside | Monthly System Peak Day | August | SCE 1-in-2 | 10 | 0.66261 | 0.6722 | 0.66261 | 0.6722 | 0 | 81.73
| LCA | Outside | Monthly System Peak Day | August | SCE 1-in-2 | 11 | 0.70755 | 0.72756 | 0.70755 | 0.72756 | 0 | 86.7125
| LCA | Outside | Monthly System Peak Day | August | SCE 1-in-2 | 12 | 0.84858 | 0.86921 | 0.84858 | 0.86921 | 0 | 89.6186
| LCA | Outside | Monthly System Peak Day | August | SCE 1-in-2 | 13 | 1.0762 | 1.0924 | 1.0762 | 1.0924 | 0 | 91.6575
| LCA | Outside | Monthly System Peak Day | August | SCE 1-in-2 | 14 | 1.3365 | 1.35 | 1.3365 | 1.35 | 0 | 93.4415
| LCA | Outside | Monthly System Peak Day | August | SCE 1-in-2 | 15 | 1.5998 | 1.5978 | 1.5998 | 1.5978 | 0 | 93.574
| LCA | Outside | Monthly System Peak Day | August | SCE 1-in-2 | 16 | 1.8831 | 1.8756 | 1.8831 | 1.8756 | 0 | 92.847
| LCA | Outside | Monthly System Peak Day | August | SCE 1-in-2 | 17 | 2.1476 | 2.1481 | 1.1801 | 1.2167 | 0.061969 | 91.3415
| LCA | Outside | Monthly System Peak Day | August | SCE 1-in-2 | 18 | 2.4852 | 2.4581 | 1.748 | 1.9217 | 0.14021 | 92.2192
| LCA | Outside | Monthly System Peak Day | August | SCE 1-in-2 | 19 | 2.6452 | 2.5698 | 2.1871 | 2.2013 | 0.15465 | 91.1801
| LCA | Outside | Monthly System Peak Day | August | SCE 1-in-2 | 20 | 2.5788 | 2.4939 | 2.2407 | 2.2578 | 0.042864 | 89.0621
| LCA | Outside | Monthly System Peak Day | August | SCE 1-in-2 | 21 | 2.4811 | 2.3996 | 2.1395 | 2.16 | 0.052681 | 86.6247
| LCA | Outside | Monthly System Peak Day | August | SCE 1-in-2 | 22 | 2.3364 | 2.2617 | 2.8031 | 2.7988 | 0.058364 | 84.3839
| LCA | Outside | Monthly System Peak Day | August | SCE 1-in-2 | 23 | 2.0681 | 1.996 | 2.1255 | 2.1937 | 0.037512 | 82.43
| LCA | Outside | Monthly System Peak Day | August | SCE 1-in-2 | 24 | 1.7717 | 1.7095 | 1.7717 | 1.7714 | 0 | 80.9215
| LCA | Outside | Monthly System Peak Day | December | CAISO 1-in-10 | 1 | 0.92497 | 0.87983 | 0.92497 | 0.87983 | 0 | 32.8728
| LCA | Outside | Monthly System Peak Day | December | CAISO 1-in-10 | 2 | 0.8842 | 0.84552 | 0.8842 | 0.84552 | 0 | 32.4323
| LCA | Outside | Monthly System Peak Day | December | CAISO 1-in-10 | 3 | 0.87165 | 0.83256 | 0.87165 | 0.83256 | 0 | 32.2693
| LCA | Outside | Monthly System Peak Day | December | CAISO 1-in-10 | 4 | 0.8717 | 0.84446 | 0.8717 | 0.84446 | 0 | 31.2574
| LCA | Outside | Monthly System Peak Day | December | CAISO 1-in-10 | 5 | 0.88672 | 0.86513 | 0.88672 | 0.86513 | 0 | 29.5719
| LCA | Outside | Monthly System Peak Day | December | CAISO 1-in-10 | 6 | 0.92878 | 0.92042 | 0.92878 | 0.92042 | 0 | 28.9967
| LCA | Outside | Monthly System Peak Day | December | CAISO 1-in-10 | 7 | 0.9818 | 0.9977 | 0.9818 | 0.9977 | 0 | 28.4527
| LCA | Outside | Monthly System Peak Day | December | CAISO 1-in-10 | 8 | 0.87469 | 0.88872 | 0.87469 | 0.88872 | 0 | 28.4344
| LCA | Outside | Monthly System Peak Day | December | CAISO 1-in-10 | 9 | 0.63894 | 0.64445 | 0.63894 | 0.64445 | 0 | 29.5668
| LCA | Outside | Monthly System Peak Day | December | CAISO 1-in-10 | 10 | 0.42255 | 0.43213 | 0.42255 | 0.43213 | 0 | 32.4148
| LCA | Outside | Monthly System Peak Day | December | CAISO 1-in-10 | 11 | 0.26971 | 0.28972 | 0.26971 | 0.28972 | 0 | 35.219
| LCA | Outside | Monthly System Peak Day | December | CAISO 1-in-10 | 12 | 0.19352 | 0.21415 | 0.19352 | 0.21415 | 0 | 37.856
| LCA | Outside | Monthly System Peak Day | December | CAISO 1-in-10 | 13 | 0.17096 | 0.18715 | 0.17096 | 0.18715 | 0 | 39.6203
| LCA | Outside | Monthly System Peak Day | December | CAISO 1-in-10 | 14 | 0.23007 | 0.24356 | 0.23007 | 0.24356 | 0 | 40.7945
| LCA | Outside | Monthly System Peak Day | December | CAISO 1-in-10 | 15 | 0.38061 | 0.37858 | 0.38061 | 0.37858 | 0 | 41.9298
| LCA | Outside | Monthly System Peak Day | December | CAISO 1-in-10 | 16 | 0.61096 | 0.60345 | 0.61096 | 0.60345 | 0 | 42.2587
| LCA | Outside | Monthly System Peak Day | December | CAISO 1-in-10 | 17 | 0.89046 | 0.89093 | 0.89046 | 0.89093 | 0 | 41.9535
| LCA | Outside | Monthly System Peak Day | December | CAISO 1-in-10 | 18 | 1.1832 | 1.1561 | 1.1832 | 1.1561 | 0 | 40.0749
| LCA | Outside | Monthly System Peak Day | December | CAISO 1-in-10 | 19 | 1.3098 | 1.2344 | 1.3098 | 1.2344 | 0 | 37.9827
| LCA | Outside | Monthly System Peak Day | December | CAISO 1-in-10 | 20 | 1.3352 | 1.2503 | 1.3352 | 1.2503 | 0 | 36.4084
| LCA | Outside | Monthly System Peak Day | December | CAISO 1-in-10 | 21 | 1.3158 | 1.2344 | 1.3158 | 1.2344 | 0 | 34.972
| LCA | Outside | Monthly System Peak Day | December | CAISO 1-in-10 | 22 | 1.2311 | 1.1564 | 1.2311 | 1.1564 | 0 | 32.9985
| LCA | Outside | Monthly System Peak Day | December | CAISO 1-in-10 | 23 | 1.1168 | 1.0447 | 1.1168 | 1.0447 | 0 | 32.1061
| LCA | Outside | Monthly System Peak Day | December | CAISO 1-in-10 | 24 | 1.0109 | 0.94871 | 1.0109 | 0.94871 | 0 | 31.5413
| LCA | Outside | Monthly System Peak Day | December | CAISO 1-in-2 | 1 | 0.80811 | 0.76297 | 0.80811 | 0.76297 | 0 | 43.0309
| LCA | Outside | Monthly System Peak Day | December | CAISO 1-in-2 | 2 | 0.76748 | 0.7288 | 0.76748 | 0.7288 | 0 | 41.734
| LCA | Outside | Monthly System Peak Day | December | CAISO 1-in-2 | 3 | 0.75457 | 0.71549 | 0.75457 | 0.71549 | 0 | 41.2178
| LCA | Outside | Monthly System Peak Day | December | CAISO 1-in-2 | 4 | 0.74967 | 0.72243 | 0.74967 | 0.72243 | 0 | 40.7656
| LCA | Outside | Monthly System Peak Day | December | CAISO 1-in-2 | 5 | 0.75841 | 0.73683 | 0.75841 | 0.73683 | 0 | 40.3916
| LCA | Outside | Monthly System Peak Day | December | CAISO 1-in-2 | 6 | 0.79454 | 0.78618 | 0.79454 | 0.78618 | 0 | 39.946
| LCA | Outside | Monthly System Peak Day | December | CAISO 1-in-2 | 7 | 0.83006 | 0.84596 | 0.83006 | 0.84596 | 0 | 40.146
| LCA | Outside | Monthly System Peak Day | December | CAISO 1-in-2 | 8 | 0.71524 | 0.72927 | 0.71524 | 0.72927 | 0 | 39.8064
| LCA | Outside | Monthly System Peak Day | December | CAISO 1-in-2 | 9 | 0.48913 | 0.49464 | 0.48913 | 0.49464 | 0 | 40.8925
| LCA | Outside | Monthly System Peak Day | December | CAISO 1-in-2 | 10 | 0.27271 | 0.2823 | 0.27271 | 0.2823 | 0 | 44.7601
| LCA | Outside | Monthly System Peak Day | December | CAISO 1-in-2 | 11 | 0.11641 | 0.13642 | 0.11641 | 0.13642 | 0 | 47.4947
| LCA | Outside | Monthly System Peak Day | December | CAISO 1-in-2 | 12 | 0.035298 | 0.055924 | 0.035298 | 0.055924 | 0 | 50.2763
| LCA | Outside | Monthly System Peak Day | December | CAISO 1-in-2 | 13 | 0.014042 | 0.030227 | 0.014042 | 0.030227 | 0 | 52.3725
| LCA | Outside | Monthly System Peak Day | December | CAISO 1-in-2 | 14 | 0.063031 | 0.076517 | 0.063031 | 0.076517 | 0 | 53.5628
| LCA | Outside | Monthly System Peak Day | December | CAISO 1-in-2 | 15 | 0.19034 | 0.1883 | 0.19034 | 0.1883 | 0 | 54.09
| LCA | Outside | Monthly System Peak Day | December | CAISO 1-in-2 | 16 | 0.38966 | 0.38215 | 0.38966 | 0.38215 | 0 | 54.3395
| LCA | Outside | Monthly System Peak Day | December | CAISO 1-in-2 | 17 | 0.64065 | 0.64112 | 0.64065 | 0.64112 | 0 | 53.5993
| LCA | Outside | Monthly System Peak Day | December | CAISO 1-in-2 | 18 | 0.93672 | 0.90954 | 0.93672 | 0.90954 | 0 | 50.7539
| LCA | Outside | Monthly System Peak Day | December | CAISO 1-in-2 | 19 | 1.1125 | 1.0371 | 1.1125 | 1.0371 | 0 | 47.2252
| LCA | Outside | Monthly System Peak Day | December | CAISO 1-in-2 | 20 | 1.1734 | 1.0885 | 1.1734 | 1.0885 | 0 | 44.9358
| LCA | Outside | Monthly System Peak Day | December | CAISO 1-in-2 | 21 | 1.1713 | 1.0898 | 1.1713 | 1.0898 | 0 | 43.3435
| LCA | Outside | Monthly System Peak Day | December | CAISO 1-in-2 | 22 | 1.0958 | 1.021 | 1.0958 | 1.021 | 0 | 41.6854
| LCA | Outside | Monthly System Peak Day | December | CAISO 1-in-2 | 23 | 0.98745 | 0.91528 | 0.98745 | 0.91528 | 0 | 40.2672
| LCA | Outside | Monthly System Peak Day | December | CAISO 1-in-2 | 24 | 0.88462 | 0.82242 | 0.88462 | 0.82242 | 0 | 38.9401
| LCA | Outside | Monthly System Peak Day | December | SCE 1-in-10 | 1 | 0.92497 | 0.87983 | 0.92497 | 0.87983 | 0 | 32.8728
| LCA | Outside | Monthly System Peak Day | December | SCE 1-in-10 | 2 | 0.8842 | 0.84552 | 0.8842 | 0.84552 | 0 | 32.4323
| LCA | Outside | Monthly System Peak Day | December | SCE 1-in-10 | 3 | 0.87165 | 0.83256 | 0.87165 | 0.83256 | 0 | 32.2693
| LCA | Outside | Monthly System Peak Day | December | SCE 1-in-10 | 4 | 0.8717 | 0.84446 | 0.8717 | 0.84446 | 0 | 31.2574
| LCA | Outside | Monthly System Peak Day | December | SCE 1-in-10 | 5 | 0.88672 | 0.86513 | 0.88672 | 0.86513 | 0 | 29.5719
| LCA | Outside | Monthly System Peak Day | December | SCE 1-in-10 | 6 | 0.92878 | 0.92042 | 0.92878 | 0.92042 | 0 | 28.9967
| LCA | Outside | Monthly System Peak Day | December | SCE 1-in-10 | 7 | 0.9818 | 0.9977 | 0.9818 | 0.9977 | 0 | 28.4527
| LCA | Outside | Monthly System Peak Day | December | SCE 1-in-10 | 8 | 0.87469 | 0.88872 | 0.87469 | 0.88872 | 0 | 28.4344
| LCA | Outside | Monthly System Peak Day | December | SCE 1-in-10 | 9 | 0.63894 | 0.64445 | 0.63894 | 0.64445 | 0 | 29.5668
| LCA | Outside | Monthly System Peak Day | December | SCE 1-in-10 | 10 | 0.42255 | 0.43213 | 0.42255 | 0.43213 | 0 | 32.4148
| LCA | Outside | Monthly System Peak Day | December | SCE 1-in-10 | 11 | 0.26971 | 0.28972 | 0.26971 | 0.28972 | 0 | 35.219
| LCA | Outside | Monthly System Peak Day | December | SCE 1-in-10 | 12 | 0.19352 | 0.21415 | 0.19352 | 0.21415 | 0 | 37.856
| LCA | Outside | Monthly System Peak Day | December | SCE 1-in-10 | 13 | 0.17096 | 0.18715 | 0.17096 | 0.18715 | 0 | 39.6203
| LCA | Outside | Monthly System Peak Day | December | SCE 1-in-10 | 14 | 0.23007 | 0.24356 | 0.23007 | 0.24356 | 0 | 40.7945
| LCA | Outside | Monthly System Peak Day | December | SCE 1-in-10 | 15 | 0.38061 | 0.37858 | 0.38061 | 0.37858 | 0 | 41.9298
| LCA | Outside | Monthly System Peak Day | December | SCE 1-in-10 | 16 | 0.61096 | 0.60345 | 0.61096 | 0.60345 | 0 | 42.2587
| LCA | Outside | Monthly System Peak Day | December | SCE 1-in-10 | 17 | 0.89046 | 0.89093 | 0.89046 | 0.89093 | 0 | 41.9535
| LCA | Outside | Monthly System Peak Day | December | SCE 1-in-10 | 18 | 1.1832 | 1.1561 | 1.1832 | 1.1561 | 0 | 40.0749
| LCA | Outside | Monthly System Peak Day | December | SCE 1-in-10 | 19 | 1.3098 | 1.2344 | 1.3098 | 1.2344 | 0 | 37.9827
| LCA | Outside | Monthly System Peak Day | December | SCE 1-in-10 | 20 | 1.3352 | 1.2503 | 1.3352 | 1.2503 | 0 | 36.4084
| LCA | Outside | Monthly System Peak Day | December | SCE 1-in-10 | 21 | 1.3158 | 1.2344 | 1.3158 | 1.2344 | 0 | 34.972
| LCA | Outside | Monthly System Peak Day | December | SCE 1-in-10 | 22 | 1.2311 | 1.1564 | 1.2311 | 1.1564 | 0 | 32.9985
| LCA | Outside | Monthly System Peak Day | December | SCE 1-in-10 | 23 | 1.1168 | 1.0447 | 1.1168 | 1.0447 | 0 | 32.1061
| LCA | Outside | Monthly System Peak Day | December | SCE 1-in-10 | 24 | 1.0109 | 0.94871 | 1.0109 | 0.94871 | 0 | 31.5413
| LCA | Outside | Monthly System Peak Day | December | SCE 1-in-2 | 1 | 0.9263 | 0.88116 | 0.9263 | 0.88116 | 0 | 31.1009
| LCA | Outside | Monthly System Peak Day | December | SCE 1-in-2 | 2 | 0.88553 | 0.84685 | 0.88553 | 0.84685 | 0 | 30.4378
| LCA | Outside | Monthly System Peak Day | December | SCE 1-in-2 | 3 | 0.87298 | 0.8339 | 0.87298 | 0.8339 | 0 | 29.697
| LCA | Outside | Monthly System Peak Day | December | SCE 1-in-2 | 4 | 0.87309 | 0.84585 | 0.87309 | 0.84585 | 0 | 28.6995
| LCA | Outside | Monthly System Peak Day | December | SCE 1-in-2 | 5 | 0.88818 | 0.86659 | 0.88818 | 0.86659 | 0 | 27.5554
| LCA | Outside | Monthly System Peak Day | December | SCE 1-in-2 | 6 | 0.93031 | 0.92195 | 0.93031 | 0.92195 | 0 | 26.9952
| LCA | Outside | Monthly System Peak Day | December | SCE 1-in-2 | 7 | 0.98353 | 0.99943 | 0.98353 | 0.99943 | 0 | 27.0229
| LCA | Outside | Monthly System Peak Day | December | SCE 1-in-2 | 8 | 0.8765 | 0.89054 | 0.8765 | 0.89054 | 0 | 26.1556
| LCA | Outside | Monthly System Peak Day | December | SCE 1-in-2 | 9 | 0.64064 | 0.64616 | 0.64064 | 0.64616 | 0 | 27.296
| LCA | Outside | Monthly System Peak Day | December | SCE 1-in-2 | 10 | 0.42425 | 0.43384 | 0.42425 | 0.43384 | 0 | 31.5278
| LCA | Outside | Monthly System Peak Day | December | SCE 1-in-2 | 11 | 0.27145 | 0.29146 | 0.27145 | 0.29146 | 0 | 35.7693
| LCA | Outside | Monthly System Peak Day | December | SCE 1-in-2 | 12 | 0.19533 | 0.21595 | 0.19533 | 0.21595 | 0 | 38.9908
| LCA | Outside | Monthly System Peak Day | December | SCE 1-in-2 | 13 | 0.17275 | 0.18893 | 0.17275 | 0.18893 | 0 | 40.6824
| LCA | Outside | Monthly System Peak Day | December | SCE 1-in-2 | 14 | 0.23198 | 0.24546 | 0.23198 | 0.24546 | 0 | 42.0759
| LCA | Outside | Monthly System Peak Day | December | SCE 1-in-2 | 15 | 0.38278 | 0.38074 | 0.38278 | 0.38074 | 0 | 43.4953
| LCA | Outside | Monthly System Peak Day | December | SCE 1-in-2 | 16 | 0.61348 | 0.60598 | 0.61348 | 0.60598 | 0 | 44.2966
| LCA | Outside | Monthly System Peak Day | December | SCE 1-in-2 | 17 | 0.8933 | 0.89377 | 0.8933 | 0.89377 | 0 | 44.2875
| LCA | Outside | Monthly System Peak Day | December | SCE 1-in-2 | 18 | 1.186 | 1.1589 | 1.186 | 1.1589 | 0 | 42.4506
| LCA | Outside | Monthly System Peak Day | December | SCE 1-in-2 | 19 | 1.3121 | 1.2367 | 1.3121 | 1.2367 | 0 | 39.6642
| LCA | Outside | Monthly System Peak Day | December | SCE 1-in-2 | 20 | 1.337 | 1.2522 | 1.337 | 1.2522 | 0 | 37.2621
| LCA | Outside | Monthly System Peak Day | December | SCE 1-in-2 | 21 | 1.3175 | 1.236 | 1.3175 | 1.236 | 0 | 35.3651
| LCA | Outside | Monthly System Peak Day | December | SCE 1-in-2 | 22 | 1.2326 | 1.1579 | 1.2326 | 1.1579 | 0 | 34.0777
| LCA | Outside | Monthly System Peak Day | December | SCE 1-in-2 | 23 | 1.1183 | 1.0461 | 1.1183 | 1.0461 | 0 | 33.1914
| LCA | Outside | Monthly System Peak Day | December | SCE 1-in-2 | 24 | 1.0123 | 0.95014 | 1.0123 | 0.95014 | 0 | 30.9998
| LCA | Outside | Monthly System Peak Day | February | CAISO 1-in-10 | 1 | 0.82845 | 0.78331 | 0.82845 | 0.78331 | 0 | 41.1706
| LCA | Outside | Monthly System Peak Day | February | CAISO 1-in-10 | 2 | 0.7878 | 0.74912 | 0.7878 | 0.74912 | 0 | 41.3953
| LCA | Outside | Monthly System Peak Day | February | CAISO 1-in-10 | 3 | 0.77496 | 0.73587 | 0.77496 | 0.73587 | 0 | 40.8764
| LCA | Outside | Monthly System Peak Day | February | CAISO 1-in-10 | 4 | 0.77092 | 0.74367 | 0.77092 | 0.74367 | 0 | 40.7795
| LCA | Outside | Monthly System Peak Day | February | CAISO 1-in-10 | 5 | 0.78075 | 0.75917 | 0.78075 | 0.75917 | 0 | 41.0691
| LCA | Outside | Monthly System Peak Day | February | CAISO 1-in-10 | 6 | 0.81791 | 0.80955 | 0.81791 | 0.80955 | 0 | 40.1751
| LCA | Outside | Monthly System Peak Day | February | CAISO 1-in-10 | 7 | 0.85648 | 0.87238 | 0.85648 | 0.87238 | 0 | 39.8548
| LCA | Outside | Monthly System Peak Day | February | CAISO 1-in-10 | 8 | 0.743 | 0.75703 | 0.743 | 0.75703 | 0 | 39.9794
| LCA | Outside | Monthly System Peak Day | February | CAISO 1-in-10 | 9 | 0.51521 | 0.52073 | 0.51521 | 0.52073 | 0 | 40.6249
| LCA | Outside | Monthly System Peak Day | February | CAISO 1-in-10 | 10 | 0.2988 | 0.30839 | 0.2988 | 0.30839 | 0 | 42.0569
| LCA | Outside | Monthly System Peak Day | February | CAISO 1-in-10 | 11 | 0.1431 | 0.16311 | 0.1431 | 0.16311 | 0 | 43.325
| LCA | Outside | Monthly System Peak Day | February | CAISO 1-in-10 | 12 | 0.062846 | 0.083472 | 0.062846 | 0.083472 | 0 | 44.878
| LCA | Outside | Monthly System Peak Day | February | CAISO 1-in-10 | 13 | 0.041362 | 0.057548 | 0.041362 | 0.057548 | 0 | 45.7452
| LCA | Outside | Monthly System Peak Day | February | CAISO 1-in-10 | 14 | 0.092115 | 0.1056 | 0.092115 | 0.1056 | 0 | 47.2494
| LCA | Outside | Monthly System Peak Day | February | CAISO 1-in-10 | 15 | 0.22335 | 0.22132 | 0.22335 | 0.22132 | 0 | 48.3966
| LCA | Outside | Monthly System Peak Day | February | CAISO 1-in-10 | 16 | 0.42772 | 0.42021 | 0.42772 | 0.42021 | 0 | 49.3334
| LCA | Outside | Monthly System Peak Day | February | CAISO 1-in-10 | 17 | 0.68414 | 0.68461 | 0.68414 | 0.68461 | 0 | 48.7643
| LCA | Outside | Monthly System Peak Day | February | CAISO 1-in-10 | 18 | 0.97964 | 0.95246 | 0.97964 | 0.95246 | 0 | 47.097
| LCA | Outside | Monthly System Peak Day | February | CAISO 1-in-10 | 19 | 1.1468 | 1.0714 | 1.1468 | 1.0714 | 0 | 44.7764
| LCA | Outside | Monthly System Peak Day | February | CAISO 1-in-10 | 20 | 1.2016 | 1.1167 | 1.2016 | 1.1167 | 0 | 43.7625
| LCA | Outside | Monthly System Peak Day | February | CAISO 1-in-10 | 21 | 1.1965 | 1.115 | 1.1965 | 1.115 | 0 | 43.1995
| LCA | Outside | Monthly System Peak Day | February | CAISO 1-in-10 | 22 | 1.1193 | 1.0446 | 1.1193 | 1.0446 | 0 | 42.9267
| LCA | Outside | Monthly System Peak Day | February | CAISO 1-in-10 | 23 | 1.01 | 0.93781 | 1.01 | 0.93781 | 0 | 42.5015
| LCA | Outside | Monthly System Peak Day | February | CAISO 1-in-10 | 24 | 0.90661 | 0.84441 | 0.90661 | 0.84441 | 0 | 41.4872
| LCA | Outside | Monthly System Peak Day | February | CAISO 1-in-2 | 1 | 0.87564 | 0.83049 | 0.87564 | 0.83049 | 0 | 34.8435
| LCA | Outside | Monthly System Peak Day | February | CAISO 1-in-2 | 2 | 0.83493 | 0.79625 | 0.83493 | 0.79625 | 0 | 33.8596
| LCA | Outside | Monthly System Peak Day | February | CAISO 1-in-2 | 3 | 0.82223 | 0.78314 | 0.82223 | 0.78314 | 0 | 33.6591
| LCA | Outside | Monthly System Peak Day | February | CAISO 1-in-2 | 4 | 0.82019 | 0.79294 | 0.82019 | 0.79294 | 0 | 33.2244
| LCA | Outside | Monthly System Peak Day | February | CAISO 1-in-2 | 5 | 0.83256 | 0.81097 | 0.83256 | 0.81097 | 0 | 32.2733
| LCA | Outside | Monthly System Peak Day | February | CAISO 1-in-2 | 6 | 0.87211 | 0.86375 | 0.87211 | 0.86375 | 0 | 31.9479
| LCA | Outside | Monthly System Peak Day | February | CAISO 1-in-2 | 7 | 0.91774 | 0.93364 | 0.91774 | 0.93364 | 0 | 31.6546
| LCA | Outside | Monthly System Peak Day | February | CAISO 1-in-2 | 8 | 0.80738 | 0.82141 | 0.80738 | 0.82141 | 0 | 31.314
| LCA | Outside | Monthly System Peak Day | February | CAISO 1-in-2 | 9 | 0.5757 | 0.58121 | 0.5757 | 0.58121 | 0 | 32.8946
| LCA | Outside | Monthly System Peak Day | February | CAISO 1-in-2 | 10 | 0.3593 | 0.36888 | 0.3593 | 0.36888 | 0 | 35.2574
| LCA | Outside | Monthly System Peak Day | February | CAISO 1-in-2 | 11 | 0.20499 | 0.225 | 0.20499 | 0.225 | 0 | 38.4012
| LCA | Outside | Monthly System Peak Day | February | CAISO 1-in-2 | 12 | 0.12673 | 0.14736 | 0.12673 | 0.14736 | 0 | 41.1069
| LCA | Outside | Monthly System Peak Day | February | CAISO 1-in-2 | 13 | 0.10472 | 0.12091 | 0.10472 | 0.12091 | 0 | 43.3482
| LCA | Outside | Monthly System Peak Day | February | CAISO 1-in-2 | 14 | 0.15956 | 0.17305 | 0.15956 | 0.17305 | 0 | 45.423
| LCA | Outside | Monthly System Peak Day | February | CAISO 1-in-2 | 15 | 0.30023 | 0.2982 | 0.30023 | 0.2982 | 0 | 46.9954
| LCA | Outside | Monthly System Peak Day | February | CAISO 1-in-2 | 16 | 0.5173 | 0.50979 | 0.5173 | 0.50979 | 0 | 48.2474
| LCA | Outside | Monthly System Peak Day | February | CAISO 1-in-2 | 17 | 0.78501 | 0.78548 | 0.78501 | 0.78548 | 0 | 48.5718
| LCA | Outside | Monthly System Peak Day | February | CAISO 1-in-2 | 18 | 1.0792 | 1.052 | 1.0792 | 1.052 | 0 | 48.0782
| LCA | Outside | Monthly System Peak Day | February | CAISO 1-in-2 | 19 | 1.2265 | 1.1511 | 1.2265 | 1.1511 | 0 | 45.92
| LCA | Outside | Monthly System Peak Day | February | CAISO 1-in-2 | 20 | 1.2669 | 1.182 | 1.2669 | 1.182 | 0 | 43.605
| LCA | Outside | Monthly System Peak Day | February | CAISO 1-in-2 | 21 | 1.2548 | 1.1734 | 1.2548 | 1.1734 | 0 | 41.7169
| LCA | Outside | Monthly System Peak Day | February | CAISO 1-in-2 | 22 | 1.174 | 1.0992 | 1.174 | 1.0992 | 0 | 39.9306
| LCA | Outside | Monthly System Peak Day | February | CAISO 1-in-2 | 23 | 1.0622 | 0.99005 | 1.0622 | 0.99005 | 0 | 38.8921
| LCA | Outside | Monthly System Peak Day | February | CAISO 1-in-2 | 24 | 0.9576 | 0.8954 | 0.9576 | 0.8954 | 0 | 37.87
| LCA | Outside | Monthly System Peak Day | February | SCE 1-in-10 | 1 | 0.67768 | 0.63254 | 0.67768 | 0.63254 | 0 | 51.3415
| LCA | Outside | Monthly System Peak Day | February | SCE 1-in-10 | 2 | 0.63911 | 0.60042 | 0.63911 | 0.60042 | 0 | 51.1666
| LCA | Outside | Monthly System Peak Day | February | SCE 1-in-10 | 3 | 0.62322 | 0.58413 | 0.62322 | 0.58413 | 0 | 49.8026
| LCA | Outside | Monthly System Peak Day | February | SCE 1-in-10 | 4 | 0.61238 | 0.58514 | 0.61238 | 0.58514 | 0 | 47.8166
| LCA | Outside | Monthly System Peak Day | February | SCE 1-in-10 | 5 | 0.61372 | 0.59213 | 0.61372 | 0.59213 | 0 | 46.7137
| LCA | Outside | Monthly System Peak Day | February | SCE 1-in-10 | 6 | 0.64202 | 0.63366 | 0.64202 | 0.63366 | 0 | 45.465
| LCA | Outside | Monthly System Peak Day | February | SCE 1-in-10 | 7 | 0.6559 | 0.6718 | 0.6559 | 0.6718 | 0 | 44.1559
| LCA | Outside | Monthly System Peak Day | February | SCE 1-in-10 | 8 | 0.53163 | 0.54566 | 0.53163 | 0.54566 | 0 | 44.7488
| LCA | Outside | Monthly System Peak Day | February | SCE 1-in-10 | 9 | 0.31555 | 0.32107 | 0.31555 | 0.32107 | 0 | 47.3506
| LCA | Outside | Monthly System Peak Day | February | SCE 1-in-10 | 10 | 0.098419 | 0.10801 | 0.098419 | 0.10801 | 0 | 53.1387
| LCA | Outside | Monthly System Peak Day | February | SCE 1-in-10 | 11 | -0.061559 | -0.04155 | -0.061559 | -0.04155 | 0 | 58.1047
| LCA | Outside | Monthly System Peak Day | February | SCE 1-in-10 | 12 | -0.14697 | -0.12634 | -0.14697 | -0.12634 | 0 | 63.7109
| LCA | Outside | Monthly System Peak Day | February | SCE 1-in-10 | 13 | -0.16295 | -0.14676 | -0.16295 | -0.14676 | 0 | 66.6705
| LCA | Outside | Monthly System Peak Day | February | SCE 1-in-10 | 14 | -0.11472 | -0.10123 | -0.11472 | -0.10123 | 0 | 68.5476
| LCA | Outside | Monthly System Peak Day | February | SCE 1-in-10 | 15 | 0.023846 | 0.021813 | 0.023846 | 0.021813 | 0 | 70.0627
| LCA | Outside | Monthly System Peak Day | February | SCE 1-in-10 | 16 | 0.23751 | 0.23 | 0.23751 | 0.23 | 0 | 71.7822
| LCA | Outside | Monthly System Peak Day | February | SCE 1-in-10 | 17 | 0.48984 | 0.49031 | 0.48984 | 0.49031 | 0 | 72.176
| LCA | Outside | Monthly System Peak Day | February | SCE 1-in-10 | 18 | 0.77317 | 0.74599 | 0.77317 | 0.74599 | 0 | 71.5192
| LCA | Outside | Monthly System Peak Day | February | SCE 1-in-10 | 19 | 0.97103 | 0.89561 | 0.97103 | 0.89561 | 0 | 68.897
| LCA | Outside | Monthly System Peak Day | February | SCE 1-in-10 | 20 | 1.0255 | 0.94061 | 1.0255 | 0.94061 | 0 | 65.1591
| LCA | Outside | Monthly System Peak Day | February | SCE 1-in-10 | 21 | 1.0152 | 0.93371 | 1.0152 | 0.93371 | 0 | 60.6001
| LCA | Outside | Monthly System Peak Day | February | SCE 1-in-10 | 22 | 0.94808 | 0.87334 | 0.94808 | 0.87334 | 0 | 56.6318
| LCA | Outside | Monthly System Peak Day | February | SCE 1-in-10 | 23 | 0.84543 | 0.77326 | 0.84543 | 0.77326 | 0 | 55.0915
| LCA | Outside | Monthly System Peak Day | February | SCE 1-in-10 | 24 | 0.74383 | 0.68163 | 0.74383 | 0.68163 | 0 | 53.2796
| LCA | Outside | Monthly System Peak Day | February | SCE 1-in-2 | 1 | 0.8684 | 0.82325 | 0.8684 | 0.82325 | 0 | 35.6627
| LCA | Outside | Monthly System Peak Day | February | SCE 1-in-2 | 2 | 0.8277 | 0.78901 | 0.8277 | 0.78901 | 0 | 34.986
| LCA | Outside | Monthly System Peak Day | February | SCE 1-in-2 | 3 | 0.81497 | 0.77589 | 0.81497 | 0.77589 | 0 | 34.9555
| LCA | Outside | Monthly System Peak Day | February | SCE 1-in-2 | 4 | 0.81263 | 0.78538 | 0.81263 | 0.78538 | 0 | 34.7216
| LCA | Outside | Monthly System Peak Day | February | SCE 1-in-2 | 5 | 0.82461 | 0.80302 | 0.82461 | 0.80302 | 0 | 34.3039
| LCA | Outside | Monthly System Peak Day | February | SCE 1-in-2 | 6 | 0.86379 | 0.85543 | 0.86379 | 0.85543 | 0 | 34.1436
| LCA | Outside | Monthly System Peak Day | February | SCE 1-in-2 | 7 | 0.90834 | 0.92424 | 0.90834 | 0.92424 | 0 | 33.8965
| LCA | Outside | Monthly System Peak Day | February | SCE 1-in-2 | 8 | 0.7975 | 0.81153 | 0.7975 | 0.81153 | 0 | 33.9784
| LCA | Outside | Monthly System Peak Day | February | SCE 1-in-2 | 9 | 0.56642 | 0.57193 | 0.56642 | 0.57193 | 0 | 34.6706
| LCA | Outside | Monthly System Peak Day | February | SCE 1-in-2 | 10 | 0.35001 | 0.3596 | 0.35001 | 0.3596 | 0 | 36.4933
| LCA | Outside | Monthly System Peak Day | February | SCE 1-in-2 | 11 | 0.19549 | 0.2155 | 0.19549 | 0.2155 | 0 | 38.8655
| LCA | Outside | Monthly System Peak Day | February | SCE 1-in-2 | 12 | 0.11693 | 0.13755 | 0.11693 | 0.13755 | 0 | 41.0389
| LCA | Outside | Monthly System Peak Day | February | SCE 1-in-2 | 13 | 0.094997 | 0.11118 | 0.094997 | 0.11118 | 0 | 43.1366
| LCA | Outside | Monthly System Peak Day | February | SCE 1-in-2 | 14 | 0.14921 | 0.16269 | 0.14921 | 0.16269 | 0 | 44.9113
| LCA | Outside | Monthly System Peak Day | February | SCE 1-in-2 | 15 | 0.28843 | 0.2864 | 0.28843 | 0.2864 | 0 | 46.6206
| LCA | Outside | Monthly System Peak Day | February | SCE 1-in-2 | 16 | 0.50355 | 0.49604 | 0.50355 | 0.49604 | 0 | 47.709
| LCA | Outside | Monthly System Peak Day | February | SCE 1-in-2 | 17 | 0.76953 | 0.77 | 0.76953 | 0.77 | 0 | 48.0563
| LCA | Outside | Monthly System Peak Day | February | SCE 1-in-2 | 18 | 1.0639 | 1.0367 | 1.0639 | 1.0367 | 0 | 47.3313
| LCA | Outside | Monthly System Peak Day | February | SCE 1-in-2 | 19 | 1.2143 | 1.1389 | 1.2143 | 1.1389 | 0 | 45.1127
| LCA | Outside | Monthly System Peak Day | February | SCE 1-in-2 | 20 | 1.2569 | 1.172 | 1.2569 | 1.172 | 0 | 43.2345
| LCA | Outside | Monthly System Peak Day | February | SCE 1-in-2 | 21 | 1.2459 | 1.1644 | 1.2459 | 1.1644 | 0 | 41.6898
| LCA | Outside | Monthly System Peak Day | February | SCE 1-in-2 | 22 | 1.1656 | 1.0909 | 1.1656 | 1.0909 | 0 | 40.4709
| LCA | Outside | Monthly System Peak Day | February | SCE 1-in-2 | 23 | 1.0542 | 0.98203 | 1.0542 | 0.98203 | 0 | 39.7682
| LCA | Outside | Monthly System Peak Day | February | SCE 1-in-2 | 24 | 0.94977 | 0.88757 | 0.94977 | 0.88757 | 0 | 38.9903
| LCA | Outside | Monthly System Peak Day | January | CAISO 1-in-10 | 1 | 0.93148 | 0.88633 | 0.93148 | 0.88633 | 0 | 35.9872
| LCA | Outside | Monthly System Peak Day | January | CAISO 1-in-10 | 2 | 0.8907 | 0.85202 | 0.8907 | 0.85202 | 0 | 35.3289
| LCA | Outside | Monthly System Peak Day | January | CAISO 1-in-10 | 3 | 0.87817 | 0.83908 | 0.87817 | 0.83908 | 0 | 35.066
| LCA | Outside | Monthly System Peak Day | January | CAISO 1-in-10 | 4 | 0.8785 | 0.85125 | 0.8785 | 0.85125 | 0 | 34.0017
| LCA | Outside | Monthly System Peak Day | January | CAISO 1-in-10 | 5 | 0.89386 | 0.87228 | 0.89386 | 0.87228 | 0 | 32.4528
| LCA | Outside | Monthly System Peak Day | January | CAISO 1-in-10 | 6 | 0.93626 | 0.9279 | 0.93626 | 0.9279 | 0 | 31.6416
| LCA | Outside | Monthly System Peak Day | January | CAISO 1-in-10 | 7 | 0.99025 | 1.0062 | 0.99025 | 1.0062 | 0 | 30.7836
| LCA | Outside | Monthly System Peak Day | January | CAISO 1-in-10 | 8 | 0.88357 | 0.8976 | 0.88357 | 0.8976 | 0 | 29.5743
| LCA | Outside | Monthly System Peak Day | January | CAISO 1-in-10 | 9 | 0.64728 | 0.6528 | 0.64728 | 0.6528 | 0 | 29.6345
| LCA | Outside | Monthly System Peak Day | January | CAISO 1-in-10 | 10 | 0.43089 | 0.44048 | 0.43089 | 0.44048 | 0 | 31.2745
| LCA | Outside | Monthly System Peak Day | January | CAISO 1-in-10 | 11 | 0.27825 | 0.29826 | 0.27825 | 0.29826 | 0 | 32.8535
| LCA | Outside | Monthly System Peak Day | January | CAISO 1-in-10 | 12 | 0.20234 | 0.22296 | 0.20234 | 0.22296 | 0 | 35.3703
| LCA | Outside | Monthly System Peak Day | January | CAISO 1-in-10 | 13 | 0.1797 | 0.19589 | 0.1797 | 0.19589 | 0 | 35.7933
| LCA | Outside | Monthly System Peak Day | January | CAISO 1-in-10 | 14 | 0.23938 | 0.25286 | 0.23938 | 0.25286 | 0 | 35.8581
| LCA | Outside | Monthly System Peak Day | January | CAISO 1-in-10 | 15 | 0.39121 | 0.38918 | 0.39121 | 0.38918 | 0 | 36.6096
| LCA | Outside | Monthly System Peak Day | January | CAISO 1-in-10 | 16 | 0.62331 | 0.61581 | 0.62331 | 0.61581 | 0 | 37.7003
| LCA | Outside | Monthly System Peak Day | January | CAISO 1-in-10 | 17 | 0.90437 | 0.90484 | 0.90437 | 0.90484 | 0 | 38.3933
| LCA | Outside | Monthly System Peak Day | January | CAISO 1-in-10 | 18 | 1.197 | 1.1698 | 1.197 | 1.1698 | 0 | 37.7811
| LCA | Outside | Monthly System Peak Day | January | CAISO 1-in-10 | 19 | 1.3208 | 1.2454 | 1.3208 | 1.2454 | 0 | 35.9559
| LCA | Outside | Monthly System Peak Day | January | CAISO 1-in-10 | 20 | 1.3442 | 1.2593 | 1.3442 | 1.2593 | 0 | 35.0636
| LCA | Outside | Monthly System Peak Day | January | CAISO 1-in-10 | 21 | 1.3239 | 1.2424 | 1.3239 | 1.2424 | 0 | 33.8444
| LCA | Outside | Monthly System Peak Day | January | CAISO 1-in-10 | 22 | 1.2386 | 1.1639 | 1.2386 | 1.1639 | 0 | 33.0578
| LCA | Outside | Monthly System Peak Day | January | CAISO 1-in-10 | 23 | 1.124 | 1.0519 | 1.124 | 1.0519 | 0 | 32.0821
| LCA | Outside | Monthly System Peak Day | January | CAISO 1-in-10 | 24 | 1.0179 | 0.95574 | 1.0179 | 0.95574 | 0 | 31.7527
| LCA | Outside | Monthly System Peak Day | January | CAISO 1-in-2 | 1 | 0.85917 | 0.81403 | 0.85917 | 0.81403 | 0 | 39.5359
| LCA | Outside | Monthly System Peak Day | January | CAISO 1-in-2 | 2 | 0.81848 | 0.7798 | 0.81848 | 0.7798 | 0 | 38.9167
| LCA | Outside | Monthly System Peak Day | January | CAISO 1-in-2 | 3 | 0.80573 | 0.76664 | 0.80573 | 0.76664 | 0 | 38.2524
| LCA | Outside | Monthly System Peak Day | January | CAISO 1-in-2 | 4 | 0.80299 | 0.77575 | 0.80299 | 0.77575 | 0 | 37.5446
| LCA | Outside | Monthly System Peak Day | January | CAISO 1-in-2 | 5 | 0.81447 | 0.79289 | 0.81447 | 0.79289 | 0 | 36.5933
| LCA | Outside | Monthly System Peak Day | January | CAISO 1-in-2 | 6 | 0.85319 | 0.84483 | 0.85319 | 0.84483 | 0 | 36.2489
| LCA | Outside | Monthly System Peak Day | January | CAISO 1-in-2 | 7 | 0.89636 | 0.91226 | 0.89636 | 0.91226 | 0 | 35.6195
| LCA | Outside | Monthly System Peak Day | January | CAISO 1-in-2 | 8 | 0.78491 | 0.79894 | 0.78491 | 0.79894 | 0 | 35.2427
| LCA | Outside | Monthly System Peak Day | January | CAISO 1-in-2 | 9 | 0.55459 | 0.5601 | 0.55459 | 0.5601 | 0 | 36.0518
| LCA | Outside | Monthly System Peak Day | January | CAISO 1-in-2 | 10 | 0.33818 | 0.34777 | 0.33818 | 0.34777 | 0 | 37.8357
| LCA | Outside | Monthly System Peak Day | January | CAISO 1-in-2 | 11 | 0.18339 | 0.2034 | 0.18339 | 0.2034 | 0 | 40.6333
| LCA | Outside | Monthly System Peak Day | January | CAISO 1-in-2 | 12 | 0.10443 | 0.12506 | 0.10443 | 0.12506 | 0 | 43.0237
| LCA | Outside | Monthly System Peak Day | January | CAISO 1-in-2 | 13 | 0.082606 | 0.098792 | 0.082606 | 0.098792 | 0 | 44.1829
| LCA | Outside | Monthly System Peak Day | January | CAISO 1-in-2 | 14 | 0.13602 | 0.1495 | 0.13602 | 0.1495 | 0 | 45.4135
| LCA | Outside | Monthly System Peak Day | January | CAISO 1-in-2 | 15 | 0.2734 | 0.27136 | 0.2734 | 0.27136 | 0 | 45.9962
| LCA | Outside | Monthly System Peak Day | January | CAISO 1-in-2 | 16 | 0.48603 | 0.47853 | 0.48603 | 0.47853 | 0 | 46.1356
| LCA | Outside | Monthly System Peak Day | January | CAISO 1-in-2 | 17 | 0.7498 | 0.75027 | 0.7498 | 0.75027 | 0 | 46.2837
| LCA | Outside | Monthly System Peak Day | January | CAISO 1-in-2 | 18 | 1.0444 | 1.0173 | 1.0444 | 1.0173 | 0 | 45.3009
| LCA | Outside | Monthly System Peak Day | January | CAISO 1-in-2 | 19 | 1.1987 | 1.1233 | 1.1987 | 1.1233 | 0 | 43.9693
| LCA | Outside | Monthly System Peak Day | January | CAISO 1-in-2 | 20 | 1.2441 | 1.1592 | 1.2441 | 1.1592 | 0 | 42.6286
| LCA | Outside | Monthly System Peak Day | January | CAISO 1-in-2 | 21 | 1.2345 | 1.153 | 1.2345 | 1.153 | 0 | 41.4458
| LCA | Outside | Monthly System Peak Day | January | CAISO 1-in-2 | 22 | 1.1549 | 1.0802 | 1.1549 | 1.0802 | 0 | 40.1415
| LCA | Outside | Monthly System Peak Day | January | CAISO 1-in-2 | 23 | 1.044 | 0.97182 | 1.044 | 0.97182 | 0 | 39.2138
| LCA | Outside | Monthly System Peak Day | January | CAISO 1-in-2 | 24 | 0.9398 | 0.8776 | 0.9398 | 0.8776 | 0 | 38.5625
| LCA | Outside | Monthly System Peak Day | January | SCE 1-in-10 | 1 | 0.9196 | 0.87446 | 0.9196 | 0.87446 | 0 | 34.5145
| LCA | Outside | Monthly System Peak Day | January | SCE 1-in-10 | 2 | 0.87884 | 0.84016 | 0.87884 | 0.84016 | 0 | 33.9797
| LCA | Outside | Monthly System Peak Day | January | SCE 1-in-10 | 3 | 0.86627 | 0.82719 | 0.86627 | 0.82719 | 0 | 33.3884
| LCA | Outside | Monthly System Peak Day | January | SCE 1-in-10 | 4 | 0.8661 | 0.83885 | 0.8661 | 0.83885 | 0 | 32.6441
| LCA | Outside | Monthly System Peak Day | January | SCE 1-in-10 | 5 | 0.88082 | 0.85924 | 0.88082 | 0.85924 | 0 | 31.7676
| LCA | Outside | Monthly System Peak Day | January | SCE 1-in-10 | 6 | 0.92261 | 0.91426 | 0.92261 | 0.91426 | 0 | 31.7737
| LCA | Outside | Monthly System Peak Day | January | SCE 1-in-10 | 7 | 0.97483 | 0.99073 | 0.97483 | 0.99073 | 0 | 31.3156
| LCA | Outside | Monthly System Peak Day | January | SCE 1-in-10 | 8 | 0.86737 | 0.8814 | 0.86737 | 0.8814 | 0 | 30.5731
| LCA | Outside | Monthly System Peak Day | January | SCE 1-in-10 | 9 | 0.63206 | 0.63757 | 0.63206 | 0.63757 | 0 | 31.0021
| LCA | Outside | Monthly System Peak Day | January | SCE 1-in-10 | 10 | 0.41567 | 0.42525 | 0.41567 | 0.42525 | 0 | 33.2844
| LCA | Outside | Monthly System Peak Day | January | SCE 1-in-10 | 11 | 0.26267 | 0.28268 | 0.26267 | 0.28268 | 0 | 35.7179
| LCA | Outside | Monthly System Peak Day | January | SCE 1-in-10 | 12 | 0.18626 | 0.20688 | 0.18626 | 0.20688 | 0 | 37.3265
| LCA | Outside | Monthly System Peak Day | January | SCE 1-in-10 | 13 | 0.16376 | 0.17994 | 0.16376 | 0.17994 | 0 | 37.6724
| LCA | Outside | Monthly System Peak Day | January | SCE 1-in-10 | 14 | 0.2224 | 0.23589 | 0.2224 | 0.23589 | 0 | 38.2948
| LCA | Outside | Monthly System Peak Day | January | SCE 1-in-10 | 15 | 0.37186 | 0.36983 | 0.37186 | 0.36983 | 0 | 38.7076
| LCA | Outside | Monthly System Peak Day | January | SCE 1-in-10 | 16 | 0.60077 | 0.59326 | 0.60077 | 0.59326 | 0 | 38.876
| LCA | Outside | Monthly System Peak Day | January | SCE 1-in-10 | 17 | 0.87899 | 0.87946 | 0.87899 | 0.87946 | 0 | 39.4316
| LCA | Outside | Monthly System Peak Day | January | SCE 1-in-10 | 18 | 1.1719 | 1.1447 | 1.1719 | 1.1447 | 0 | 38.5922
| LCA | Outside | Monthly System Peak Day | January | SCE 1-in-10 | 19 | 1.3008 | 1.2254 | 1.3008 | 1.2254 | 0 | 37.8233
| LCA | Outside | Monthly System Peak Day | January | SCE 1-in-10 | 20 | 1.3278 | 1.2429 | 1.3278 | 1.2429 | 0 | 37.0525
| LCA | Outside | Monthly System Peak Day | January | SCE 1-in-10 | 21 | 1.3092 | 1.2277 | 1.3092 | 1.2277 | 0 | 35.8949
| LCA | Outside | Monthly System Peak Day | January | SCE 1-in-10 | 22 | 1.2249 | 1.1502 | 1.2249 | 1.1502 | 0 | 35.1214
| LCA | Outside | Monthly System Peak Day | January | SCE 1-in-10 | 23 | 1.1109 | 1.0387 | 1.1109 | 1.0387 | 0 | 34.532
| LCA | Outside | Monthly System Peak Day | January | SCE 1-in-10 | 24 | 1.0051 | 0.94291 | 1.0051 | 0.94291 | 0 | 34.3436
| LCA | Outside | Monthly System Peak Day | January | SCE 1-in-2 | 1 | 0.87439 | 0.82925 | 0.87439 | 0.82925 | 0 | 35.5325
| LCA | Outside | Monthly System Peak Day | January | SCE 1-in-2 | 2 | 0.83369 | 0.79501 | 0.83369 | 0.79501 | 0 | 34.6647
| LCA | Outside | Monthly System Peak Day | January | SCE 1-in-2 | 3 | 0.82098 | 0.7819 | 0.82098 | 0.7819 | 0 | 33.9418
| LCA | Outside | Monthly System Peak Day | January | SCE 1-in-2 | 4 | 0.81889 | 0.79165 | 0.81889 | 0.79165 | 0 | 34.3667
| LCA | Outside | Monthly System Peak Day | January | SCE 1-in-2 | 5 | 0.83119 | 0.80961 | 0.83119 | 0.80961 | 0 | 33.1976
| LCA | Outside | Monthly System Peak Day | January | SCE 1-in-2 | 6 | 0.87068 | 0.86232 | 0.87068 | 0.86232 | 0 | 32.8996
| LCA | Outside | Monthly System Peak Day | January | SCE 1-in-2 | 7 | 0.91613 | 0.93203 | 0.91613 | 0.93203 | 0 | 32.9763
| LCA | Outside | Monthly System Peak Day | January | SCE 1-in-2 | 8 | 0.80568 | 0.81972 | 0.80568 | 0.81972 | 0 | 32.5395
| LCA | Outside | Monthly System Peak Day | January | SCE 1-in-2 | 9 | 0.5741 | 0.57962 | 0.5741 | 0.57962 | 0 | 33.2605
| LCA | Outside | Monthly System Peak Day | January | SCE 1-in-2 | 10 | 0.3577 | 0.36729 | 0.3577 | 0.36729 | 0 | 35.6797
| LCA | Outside | Monthly System Peak Day | January | SCE 1-in-2 | 11 | 0.20336 | 0.22337 | 0.20336 | 0.22337 | 0 | 38.7589
| LCA | Outside | Monthly System Peak Day | January | SCE 1-in-2 | 12 | 0.12505 | 0.14567 | 0.12505 | 0.14567 | 0 | 41.7113
| LCA | Outside | Monthly System Peak Day | January | SCE 1-in-2 | 13 | 0.10305 | 0.11924 | 0.10305 | 0.11924 | 0 | 44.4192
| LCA | Outside | Monthly System Peak Day | January | SCE 1-in-2 | 14 | 0.15778 | 0.17127 | 0.15778 | 0.17127 | 0 | 47.3057
| LCA | Outside | Monthly System Peak Day | January | SCE 1-in-2 | 15 | 0.29821 | 0.29617 | 0.29821 | 0.29617 | 0 | 46.7212
| LCA | Outside | Monthly System Peak Day | January | SCE 1-in-2 | 16 | 0.51494 | 0.50743 | 0.51494 | 0.50743 | 0 | 46.2767
| LCA | Outside | Monthly System Peak Day | January | SCE 1-in-2 | 17 | 0.78235 | 0.78282 | 0.78235 | 0.78282 | 0 | 46.3921
| LCA | Outside | Monthly System Peak Day | January | SCE 1-in-2 | 18 | 1.0766 | 1.0494 | 1.0766 | 1.0494 | 0 | 45.3807
| LCA | Outside | Monthly System Peak Day | January | SCE 1-in-2 | 19 | 1.2244 | 1.149 | 1.2244 | 1.149 | 0 | 43.5507
| LCA | Outside | Monthly System Peak Day | January | SCE 1-in-2 | 20 | 1.2652 | 1.1803 | 1.2652 | 1.1803 | 0 | 41.7998
| LCA | Outside | Monthly System Peak Day | January | SCE 1-in-2 | 21 | 1.2533 | 1.1718 | 1.2533 | 1.1718 | 0 | 40.9734
| LCA | Outside | Monthly System Peak Day | January | SCE 1-in-2 | 22 | 1.1725 | 1.0978 | 1.1725 | 1.0978 | 0 | 40.743
| LCA | Outside | Monthly System Peak Day | January | SCE 1-in-2 | 23 | 1.0608 | 0.98867 | 1.0608 | 0.98867 | 0 | 39.7122
| LCA | Outside | Monthly System Peak Day | January | SCE 1-in-2 | 24 | 0.95626 | 0.89405 | 0.95626 | 0.89405 | 0 | 38.9281
| LCA | Outside | Monthly System Peak Day | July | CAISO 1-in-10 | 1 | 1.815 | 1.7698 | 1.815 | 1.7698 | 0 | 85.1816
| LCA | Outside | Monthly System Peak Day | July | CAISO 1-in-10 | 2 | 1.5846 | 1.5459 | 1.5846 | 1.5459 | 0 | 83.8199
| LCA | Outside | Monthly System Peak Day | July | CAISO 1-in-10 | 3 | 1.4367 | 1.3977 | 1.4367 | 1.3977 | 0 | 83.0144
| LCA | Outside | Monthly System Peak Day | July | CAISO 1-in-10 | 4 | 1.3065 | 1.2793 | 1.3065 | 1.2793 | 0 | 81.9244
| LCA | Outside | Monthly System Peak Day | July | CAISO 1-in-10 | 5 | 1.1948 | 1.1732 | 1.1948 | 1.1732 | 0 | 80.5261
| LCA | Outside | Monthly System Peak Day | July | CAISO 1-in-10 | 6 | 1.1239 | 1.1155 | 1.1239 | 1.1155 | 0 | 79.5467
| LCA | Outside | Monthly System Peak Day | July | CAISO 1-in-10 | 7 | 1.0368 | 1.0527 | 1.0368 | 1.0527 | 0 | 77.9735
| LCA | Outside | Monthly System Peak Day | July | CAISO 1-in-10 | 8 | 0.98451 | 0.99855 | 0.98451 | 0.99855 | 0 | 77.9233
| LCA | Outside | Monthly System Peak Day | July | CAISO 1-in-10 | 9 | 0.89743 | 0.90295 | 0.89743 | 0.90295 | 0 | 81.2554
| LCA | Outside | Monthly System Peak Day | July | CAISO 1-in-10 | 10 | 0.8768 | 0.88639 | 0.8768 | 0.88639 | 0 | 85.0338
| LCA | Outside | Monthly System Peak Day | July | CAISO 1-in-10 | 11 | 0.99784 | 1.0178 | 0.99784 | 1.0178 | 0 | 89.7025
| LCA | Outside | Monthly System Peak Day | July | CAISO 1-in-10 | 12 | 1.2324 | 1.253 | 1.2324 | 1.253 | 0 | 94.0587
| LCA | Outside | Monthly System Peak Day | July | CAISO 1-in-10 | 13 | 1.5371 | 1.5532 | 1.5371 | 1.5532 | 0 | 97.1262
| LCA | Outside | Monthly System Peak Day | July | CAISO 1-in-10 | 14 | 1.8557 | 1.8692 | 1.8557 | 1.8692 | 0 | 99.9115
| LCA | Outside | Monthly System Peak Day | July | CAISO 1-in-10 | 15 | 2.1851 | 2.1831 | 2.1851 | 2.1831 | 0 | 102.9163
| LCA | Outside | Monthly System Peak Day | July | CAISO 1-in-10 | 16 | 2.5151 | 2.5076 | 2.5151 | 2.5076 | 0 | 102.8191
| LCA | Outside | Monthly System Peak Day | July | CAISO 1-in-10 | 17 | 2.8116 | 2.812 | 1.6208 | 1.6573 | 0.056836 | 102.0563
| LCA | Outside | Monthly System Peak Day | July | CAISO 1-in-10 | 18 | 3.106 | 3.0788 | 2.2575 | 2.4313 | 0.077389 | 101.2413
| LCA | Outside | Monthly System Peak Day | July | CAISO 1-in-10 | 19 | 3.224 | 3.1485 | 2.7082 | 2.7224 | 0.061961 | 99.4141
| LCA | Outside | Monthly System Peak Day | July | CAISO 1-in-10 | 20 | 3.109 | 3.0241 | 2.782 | 2.7991 | 0.021603 | 96.9861
| LCA | Outside | Monthly System Peak Day | July | CAISO 1-in-10 | 21 | 2.9661 | 2.8846 | 2.6348 | 2.6553 | 0.026304 | 93.9247
| LCA | Outside | Monthly System Peak Day | July | CAISO 1-in-10 | 22 | 2.788 | 2.7133 | 3.228 | 3.2237 | 0.031266 | 90.7408
| LCA | Outside | Monthly System Peak Day | July | CAISO 1-in-10 | 23 | 2.4574 | 2.3852 | 2.593 | 2.6612 | 0.020811 | 88.0147
| LCA | Outside | Monthly System Peak Day | July | CAISO 1-in-10 | 24 | 2.1019 | 2.0397 | 2.1705 | 2.1792 | 0.022102 | 86.2151
| LCA | Outside | Monthly System Peak Day | July | CAISO 1-in-2 | 1 | 1.538 | 1.4929 | 1.538 | 1.4929 | 0 | 80.2243
| LCA | Outside | Monthly System Peak Day | July | CAISO 1-in-2 | 2 | 1.3253 | 1.2867 | 1.3253 | 1.2867 | 0 | 78.3629
| LCA | Outside | Monthly System Peak Day | July | CAISO 1-in-2 | 3 | 1.196 | 1.1569 | 1.196 | 1.1569 | 0 | 77.2704
| LCA | Outside | Monthly System Peak Day | July | CAISO 1-in-2 | 4 | 1.0788 | 1.0516 | 1.0788 | 1.0516 | 0 | 75.944
| LCA | Outside | Monthly System Peak Day | July | CAISO 1-in-2 | 5 | 0.98874 | 0.96715 | 0.98874 | 0.96715 | 0 | 74.6232
| LCA | Outside | Monthly System Peak Day | July | CAISO 1-in-2 | 6 | 0.93711 | 0.92876 | 0.93711 | 0.92876 | 0 | 73.7173
| LCA | Outside | Monthly System Peak Day | July | CAISO 1-in-2 | 7 | 0.88744 | 0.90334 | 0.88744 | 0.90334 | 0 | 73.2936
| LCA | Outside | Monthly System Peak Day | July | CAISO 1-in-2 | 8 | 0.81299 | 0.82702 | 0.81299 | 0.82702 | 0 | 73.5085
| LCA | Outside | Monthly System Peak Day | July | CAISO 1-in-2 | 9 | 0.68061 | 0.68613 | 0.68061 | 0.68613 | 0 | 75.5853
| LCA | Outside | Monthly System Peak Day | July | CAISO 1-in-2 | 10 | 0.59942 | 0.609 | 0.59942 | 0.609 | 0 | 78.5814
| LCA | Outside | Monthly System Peak Day | July | CAISO 1-in-2 | 11 | 0.63744 | 0.65745 | 0.63744 | 0.65745 | 0 | 82.3038
| LCA | Outside | Monthly System Peak Day | July | CAISO 1-in-2 | 12 | 0.79321 | 0.81383 | 0.79321 | 0.81383 | 0 | 86.3748
| LCA | Outside | Monthly System Peak Day | July | CAISO 1-in-2 | 13 | 1.0204 | 1.0366 | 1.0204 | 1.0366 | 0 | 89.987
| LCA | Outside | Monthly System Peak Day | July | CAISO 1-in-2 | 14 | 1.2777 | 1.2912 | 1.2777 | 1.2912 | 0 | 93.2019
| LCA | Outside | Monthly System Peak Day | July | CAISO 1-in-2 | 15 | 1.5604 | 1.5583 | 1.5604 | 1.5583 | 0 | 95.472
| LCA | Outside | Monthly System Peak Day | July | CAISO 1-in-2 | 16 | 1.8471 | 1.8396 | 1.8471 | 1.8396 | 0 | 94.2509
| LCA | Outside | Monthly System Peak Day | July | CAISO 1-in-2 | 17 | 2.1706 | 2.1711 | 1.1123 | 1.1488 | 0.044287 | 95.7029
| LCA | Outside | Monthly System Peak Day | July | CAISO 1-in-2 | 18 | 2.4877 | 2.4605 | 1.7071 | 1.8809 | 0.097028 | 95.732
| LCA | Outside | Monthly System Peak Day | July | CAISO 1-in-2 | 19 | 2.6388 | 2.5634 | 2.1606 | 2.1748 | 0.10874 | 94.0523
| LCA | Outside | Monthly System Peak Day | July | CAISO 1-in-2 | 20 | 2.5572 | 2.4723 | 2.2212 | 2.2383 | 0.037059 | 90.5896
| LCA | Outside | Monthly System Peak Day | July | CAISO 1-in-2 | 21 | 2.4689 | 2.3875 | 2.1296 | 2.1501 | 0.046301 | 88.1934
| LCA | Outside | Monthly System Peak Day | July | CAISO 1-in-2 | 22 | 2.3398 | 2.2651 | 2.8003 | 2.796 | 0.049869 | 85.8532
| LCA | Outside | Monthly System Peak Day | July | CAISO 1-in-2 | 23 | 2.1034 | 2.0312 | 2.1939 | 2.2622 | 0.028729 | 84.7998
| LCA | Outside | Monthly System Peak Day | July | CAISO 1-in-2 | 24 | 1.8172 | 1.755 | 1.8477 | 1.8563 | 0.028232 | 83.61
| LCA | Outside | Monthly System Peak Day | July | SCE 1-in-10 | 1 | 1.6882 | 1.6431 | 1.6882 | 1.6431 | 0 | 82.6278
| LCA | Outside | Monthly System Peak Day | July | SCE 1-in-10 | 2 | 1.4543 | 1.4156 | 1.4543 | 1.4156 | 0 | 80.9152
| LCA | Outside | Monthly System Peak Day | July | SCE 1-in-10 | 3 | 1.2597 | 1.2206 | 1.2597 | 1.2206 | 0 | 78.773
| LCA | Outside | Monthly System Peak Day | July | SCE 1-in-10 | 4 | 1.0911 | 1.0638 | 1.0911 | 1.0638 | 0 | 76.2314
| LCA | Outside | Monthly System Peak Day | July | SCE 1-in-10 | 5 | 1.0258 | 1.0042 | 1.0258 | 1.0042 | 0 | 75.5872
| LCA | Outside | Monthly System Peak Day | July | SCE 1-in-10 | 6 | 0.95914 | 0.95078 | 0.95914 | 0.95078 | 0 | 74.0464
| LCA | Outside | Monthly System Peak Day | July | SCE 1-in-10 | 7 | 0.8892 | 0.9051 | 0.8892 | 0.9051 | 0 | 72.7523
| LCA | Outside | Monthly System Peak Day | July | SCE 1-in-10 | 8 | 0.84821 | 0.86224 | 0.84821 | 0.86224 | 0 | 73.1074
| LCA | Outside | Monthly System Peak Day | July | SCE 1-in-10 | 9 | 0.78226 | 0.78778 | 0.78226 | 0.78778 | 0 | 76.7127
| LCA | Outside | Monthly System Peak Day | July | SCE 1-in-10 | 10 | 0.75661 | 0.7662 | 0.75661 | 0.7662 | 0 | 80.7009
| LCA | Outside | Monthly System Peak Day | July | SCE 1-in-10 | 11 | 0.86434 | 0.88435 | 0.86434 | 0.88435 | 0 | 85.4866
| LCA | Outside | Monthly System Peak Day | July | SCE 1-in-10 | 12 | 1.0807 | 1.1013 | 1.0807 | 1.1013 | 0 | 89.781
| LCA | Outside | Monthly System Peak Day | July | SCE 1-in-10 | 13 | 1.3642 | 1.3804 | 1.3642 | 1.3804 | 0 | 94.3479
| LCA | Outside | Monthly System Peak Day | July | SCE 1-in-10 | 14 | 1.6608 | 1.6743 | 1.6608 | 1.6743 | 0 | 97.2133
| LCA | Outside | Monthly System Peak Day | July | SCE 1-in-10 | 15 | 1.9686 | 1.9665 | 1.9686 | 1.9665 | 0 | 99.6885
| LCA | Outside | Monthly System Peak Day | July | SCE 1-in-10 | 16 | 2.314 | 2.3065 | 2.314 | 2.3065 | 0 | 101.5891
| LCA | Outside | Monthly System Peak Day | July | SCE 1-in-10 | 17 | 2.6426 | 2.6431 | 1.4406 | 1.4771 | 0.059628 | 102.5937
| LCA | Outside | Monthly System Peak Day | July | SCE 1-in-10 | 18 | 2.9501 | 2.9229 | 2.0839 | 2.2577 | 0.087388 | 102.6798
| LCA | Outside | Monthly System Peak Day | July | SCE 1-in-10 | 19 | 3.0956 | 3.0201 | 2.5614 | 2.5755 | 0.082811 | 102.0393
| LCA | Outside | Monthly System Peak Day | July | SCE 1-in-10 | 20 | 3.0035 | 2.9187 | 2.6806 | 2.6977 | 0.024471 | 99.8118
| LCA | Outside | Monthly System Peak Day | July | SCE 1-in-10 | 21 | 2.8893 | 2.8078 | 2.5623 | 2.5828 | 0.021613 | 96.9483
| LCA | Outside | Monthly System Peak Day | July | SCE 1-in-10 | 22 | 2.7319 | 2.6572 | 3.1632 | 3.1589 | 0.032496 | 92.8066
| LCA | Outside | Monthly System Peak Day | July | SCE 1-in-10 | 23 | 2.4023 | 2.3301 | 2.5553 | 2.6235 | 0.020099 | 89.2585
| LCA | Outside | Monthly System Peak Day | July | SCE 1-in-10 | 24 | 2.0531 | 1.9909 | 2.1344 | 2.143 | 0.021685 | 87.0739
| LCA | Outside | Monthly System Peak Day | July | SCE 1-in-2 | 1 | 1.712 | 1.6669 | 1.712 | 1.6669 | 0 | 83.4468
| LCA | Outside | Monthly System Peak Day | July | SCE 1-in-2 | 2 | 1.5021 | 1.4634 | 1.5021 | 1.4634 | 0 | 82.2012
| LCA | Outside | Monthly System Peak Day | July | SCE 1-in-2 | 3 | 1.3379 | 1.2988 | 1.3379 | 1.2988 | 0 | 80.7558
| LCA | Outside | Monthly System Peak Day | July | SCE 1-in-2 | 4 | 1.1913 | 1.1641 | 1.1913 | 1.1641 | 0 | 79.0454
| LCA | Outside | Monthly System Peak Day | July | SCE 1-in-2 | 5 | 1.1117 | 1.0901 | 1.1117 | 1.0901 | 0 | 78.2717
| LCA | Outside | Monthly System Peak Day | July | SCE 1-in-2 | 6 | 1.0393 | 1.031 | 1.0393 | 1.031 | 0 | 77.0025
| LCA | Outside | Monthly System Peak Day | July | SCE 1-in-2 | 7 | 1.0005 | 1.0164 | 1.0005 | 1.0164 | 0 | 77.0874
| LCA | Outside | Monthly System Peak Day | July | SCE 1-in-2 | 8 | 0.94614 | 0.96017 | 0.94614 | 0.96017 | 0 | 77.5794
| LCA | Outside | Monthly System Peak Day | July | SCE 1-in-2 | 9 | 0.81253 | 0.81804 | 0.81253 | 0.81804 | 0 | 79.2455
| LCA | Outside | Monthly System Peak Day | July | SCE 1-in-2 | 10 | 0.78754 | 0.79713 | 0.78754 | 0.79713 | 0 | 84.3684
| LCA | Outside | Monthly System Peak Day | July | SCE 1-in-2 | 11 | 0.86121 | 0.88122 | 0.86121 | 0.88122 | 0 | 88.3313
| LCA | Outside | Monthly System Peak Day | July | SCE 1-in-2 | 12 | 1.0494 | 1.07 | 1.0494 | 1.07 | 0 | 91.2843
| LCA | Outside | Monthly System Peak Day | July | SCE 1-in-2 | 13 | 1.3192 | 1.3354 | 1.3192 | 1.3354 | 0 | 93.6667
| LCA | Outside | Monthly System Peak Day | July | SCE 1-in-2 | 14 | 1.6094 | 1.6228 | 1.6094 | 1.6228 | 0 | 96.047
| LCA | Outside | Monthly System Peak Day | July | SCE 1-in-2 | 15 | 1.8972 | 1.8952 | 1.8972 | 1.8952 | 0 | 97.1286
| LCA | Outside | Monthly System Peak Day | July | SCE 1-in-2 | 16 | 2.2118 | 2.2043 | 2.2118 | 2.2043 | 0 | 97.649
| LCA | Outside | Monthly System Peak Day | July | SCE 1-in-2 | 17 | 2.5207 | 2.5212 | 1.4108 | 1.4474 | 0.043479 | 98.1744
| LCA | Outside | Monthly System Peak Day | July | SCE 1-in-2 | 18 | 2.8196 | 2.7924 | 2.02 | 2.1937 | 0.083029 | 97.2787
| LCA | Outside | Monthly System Peak Day | July | SCE 1-in-2 | 19 | 2.9637 | 2.8883 | 2.4701 | 2.4843 | 0.07912 | 96.2465
| LCA | Outside | Monthly System Peak Day | July | SCE 1-in-2 | 20 | 2.8754 | 2.7905 | 2.5445 | 2.5616 | 0.025627 | 94.1938
| LCA | Outside | Monthly System Peak Day | July | SCE 1-in-2 | 21 | 2.7592 | 2.6777 | 2.4247 | 2.4452 | 0.033341 | 91.6316
| LCA | Outside | Monthly System Peak Day | July | SCE 1-in-2 | 22 | 2.6074 | 2.5327 | 3.0547 | 3.0504 | 0.035266 | 88.9926
| LCA | Outside | Monthly System Peak Day | July | SCE 1-in-2 | 23 | 2.3265 | 2.2544 | 2.4524 | 2.5207 | 0.021885 | 87.3224
| LCA | Outside | Monthly System Peak Day | July | SCE 1-in-2 | 24 | 1.992 | 1.9298 | 2.05 | 2.0586 | 0.023162 | 85.4858
| LCA | Outside | Monthly System Peak Day | June | CAISO 1-in-10 | 1 | 1.7978 | 1.7527 | 1.7978 | 1.7527 | 0 | 84.8927
| LCA | Outside | Monthly System Peak Day | June | CAISO 1-in-10 | 2 | 1.5115 | 1.4728 | 1.5115 | 1.4728 | 0 | 82.1269
| LCA | Outside | Monthly System Peak Day | June | CAISO 1-in-10 | 3 | 1.3035 | 1.2644 | 1.3035 | 1.2644 | 0 | 79.8319
| LCA | Outside | Monthly System Peak Day | June | CAISO 1-in-10 | 4 | 1.1425 | 1.1152 | 1.1425 | 1.1152 | 0 | 77.6036
| LCA | Outside | Monthly System Peak Day | June | CAISO 1-in-10 | 5 | 1.0376 | 1.016 | 1.0376 | 1.016 | 0 | 75.9407
| LCA | Outside | Monthly System Peak Day | June | CAISO 1-in-10 | 6 | 0.96751 | 0.95916 | 0.96751 | 0.95916 | 0 | 74.349
| LCA | Outside | Monthly System Peak Day | June | CAISO 1-in-10 | 7 | 0.90202 | 0.91791 | 0.90202 | 0.91791 | 0 | 73.2243
| LCA | Outside | Monthly System Peak Day | June | CAISO 1-in-10 | 8 | 0.92783 | 0.94186 | 0.92783 | 0.94186 | 0 | 76.0487
| LCA | Outside | Monthly System Peak Day | June | CAISO 1-in-10 | 9 | 0.84259 | 0.84811 | 0.84259 | 0.84811 | 0 | 79.0361
| LCA | Outside | Monthly System Peak Day | June | CAISO 1-in-10 | 10 | 0.84004 | 0.84963 | 0.84004 | 0.84963 | 0 | 84.4629
| LCA | Outside | Monthly System Peak Day | June | CAISO 1-in-10 | 11 | 0.95103 | 0.97104 | 0.95103 | 0.97104 | 0 | 89.5565
| LCA | Outside | Monthly System Peak Day | June | CAISO 1-in-10 | 12 | 1.1701 | 1.1907 | 1.1701 | 1.1907 | 0 | 94.4976
| LCA | Outside | Monthly System Peak Day | June | CAISO 1-in-10 | 13 | 1.4603 | 1.4765 | 1.4603 | 1.4765 | 0 | 98.4447
| LCA | Outside | Monthly System Peak Day | June | CAISO 1-in-10 | 14 | 1.7717 | 1.7851 | 1.7717 | 1.7851 | 0 | 100.8356
| LCA | Outside | Monthly System Peak Day | June | CAISO 1-in-10 | 15 | 2.0886 | 2.0866 | 2.0886 | 2.0866 | 0 | 101.9029
| LCA | Outside | Monthly System Peak Day | June | CAISO 1-in-10 | 16 | 2.43 | 2.4225 | 2.43 | 2.4225 | 0 | 102.8695
| LCA | Outside | Monthly System Peak Day | June | CAISO 1-in-10 | 17 | 2.744 | 2.7445 | 1.5345 | 1.5711 | 0.061574 | 102.9521
| LCA | Outside | Monthly System Peak Day | June | CAISO 1-in-10 | 18 | 3.0415 | 3.0144 | 2.1784 | 2.3521 | 0.085336 | 102.4352
| LCA | Outside | Monthly System Peak Day | June | CAISO 1-in-10 | 19 | 3.1585 | 3.0831 | 2.6366 | 2.6507 | 0.0659 | 100.2932
| LCA | Outside | Monthly System Peak Day | June | CAISO 1-in-10 | 20 | 3.0514 | 2.9665 | 2.7255 | 2.7426 | 0.021703 | 97.789
| LCA | Outside | Monthly System Peak Day | June | CAISO 1-in-10 | 21 | 2.9216 | 2.8402 | 2.5917 | 2.6122 | 0.024116 | 94.8689
| LCA | Outside | Monthly System Peak Day | June | CAISO 1-in-10 | 22 | 2.7478 | 2.6731 | 3.186 | 3.1817 | 0.030971 | 91.1543
| LCA | Outside | Monthly System Peak Day | June | CAISO 1-in-10 | 23 | 2.4128 | 2.3406 | 2.5468 | 2.6151 | 0.020952 | 87.9043
| LCA | Outside | Monthly System Peak Day | June | CAISO 1-in-10 | 24 | 2.0525 | 1.9903 | 2.1124 | 2.1211 | 0.02292 | 85.6212
| LCA | Outside | Monthly System Peak Day | June | CAISO 1-in-2 | 1 | 1.495 | 1.4498 | 1.495 | 1.4498 | 0 | 78.9233
| LCA | Outside | Monthly System Peak Day | June | CAISO 1-in-2 | 2 | 1.2894 | 1.2508 | 1.2894 | 1.2508 | 0 | 77.3245
| LCA | Outside | Monthly System Peak Day | June | CAISO 1-in-2 | 3 | 1.156 | 1.1169 | 1.156 | 1.1169 | 0 | 76.1731
| LCA | Outside | Monthly System Peak Day | June | CAISO 1-in-2 | 4 | 1.0549 | 1.0277 | 1.0549 | 1.0277 | 0 | 75.1469
| LCA | Outside | Monthly System Peak Day | June | CAISO 1-in-2 | 5 | 0.96437 | 0.94278 | 0.96437 | 0.94278 | 0 | 73.6688
| LCA | Outside | Monthly System Peak Day | June | CAISO 1-in-2 | 6 | 0.89392 | 0.88556 | 0.89392 | 0.88556 | 0 | 71.9952
| LCA | Outside | Monthly System Peak Day | June | CAISO 1-in-2 | 7 | 0.81773 | 0.83363 | 0.81773 | 0.83363 | 0 | 70.4481
| LCA | Outside | Monthly System Peak Day | June | CAISO 1-in-2 | 8 | 0.78105 | 0.79509 | 0.78105 | 0.79509 | 0 | 71.846
| LCA | Outside | Monthly System Peak Day | June | CAISO 1-in-2 | 9 | 0.71655 | 0.72206 | 0.71655 | 0.72206 | 0 | 76.9898
| LCA | Outside | Monthly System Peak Day | June | CAISO 1-in-2 | 10 | 0.6454 | 0.65499 | 0.6454 | 0.65499 | 0 | 80.556
| LCA | Outside | Monthly System Peak Day | June | CAISO 1-in-2 | 11 | 0.68819 | 0.7082 | 0.68819 | 0.7082 | 0 | 84.7105
| LCA | Outside | Monthly System Peak Day | June | CAISO 1-in-2 | 12 | 0.84232 | 0.86294 | 0.84232 | 0.86294 | 0 | 88.6427
| LCA | Outside | Monthly System Peak Day | June | CAISO 1-in-2 | 13 | 1.0731 | 1.0893 | 1.0731 | 1.0893 | 0 | 91.7978
| LCA | Outside | Monthly System Peak Day | June | CAISO 1-in-2 | 14 | 1.3357 | 1.3492 | 1.3357 | 1.3492 | 0 | 94.2403
| LCA | Outside | Monthly System Peak Day | June | CAISO 1-in-2 | 15 | 1.6237 | 1.6217 | 1.6237 | 1.6217 | 0 | 96.4402
| LCA | Outside | Monthly System Peak Day | June | CAISO 1-in-2 | 16 | 1.9452 | 1.9377 | 1.9452 | 1.9377 | 0 | 97.4019
| LCA | Outside | Monthly System Peak Day | June | CAISO 1-in-2 | 17 | 2.2561 | 2.2565 | 1.1572 | 1.1937 | 0.042955 | 97.646
| LCA | Outside | Monthly System Peak Day | June | CAISO 1-in-2 | 18 | 2.5596 | 2.5325 | 1.7631 | 1.9368 | 0.084962 | 97.0289
| LCA | Outside | Monthly System Peak Day | June | CAISO 1-in-2 | 19 | 2.7168 | 2.6414 | 2.2253 | 2.2395 | 0.082618 | 95.9501
| LCA | Outside | Monthly System Peak Day | June | CAISO 1-in-2 | 20 | 2.653 | 2.5682 | 2.3216 | 2.3387 | 0.026554 | 93.8292
| LCA | Outside | Monthly System Peak Day | June | CAISO 1-in-2 | 21 | 2.5552 | 2.4737 | 2.2195 | 2.24 | 0.036203 | 90.8238
| LCA | Outside | Monthly System Peak Day | June | CAISO 1-in-2 | 22 | 2.3968 | 2.3221 | 2.8532 | 2.8489 | 0.044577 | 86.8468
| LCA | Outside | Monthly System Peak Day | June | CAISO 1-in-2 | 23 | 2.1032 | 2.0311 | 2.1802 | 2.2485 | 0.032146 | 83.83
| LCA | Outside | Monthly System Peak Day | June | CAISO 1-in-2 | 24 | 1.7921 | 1.7299 | 1.7971 | 1.8057 | 0.0024788 | 81.8699
| LCA | Outside | Monthly System Peak Day | June | SCE 1-in-10 | 1 | 1.7249 | 1.6798 | 1.7249 | 1.6798 | 0 | 83.3076
| LCA | Outside | Monthly System Peak Day | June | SCE 1-in-10 | 2 | 1.4698 | 1.4311 | 1.4698 | 1.4311 | 0 | 81.2291
| LCA | Outside | Monthly System Peak Day | June | SCE 1-in-10 | 3 | 1.2904 | 1.2513 | 1.2904 | 1.2513 | 0 | 79.5321
| LCA | Outside | Monthly System Peak Day | June | SCE 1-in-10 | 4 | 1.1346 | 1.1074 | 1.1346 | 1.1074 | 0 | 77.3758
| LCA | Outside | Monthly System Peak Day | June | SCE 1-in-10 | 5 | 1.0759 | 1.0543 | 1.0759 | 1.0543 | 0 | 77.0949
| LCA | Outside | Monthly System Peak Day | June | SCE 1-in-10 | 6 | 0.97394 | 0.96558 | 0.97394 | 0.96558 | 0 | 74.5882
| LCA | Outside | Monthly System Peak Day | June | SCE 1-in-10 | 7 | 0.91189 | 0.92779 | 0.91189 | 0.92779 | 0 | 73.6119
| LCA | Outside | Monthly System Peak Day | June | SCE 1-in-10 | 8 | 0.93631 | 0.95034 | 0.93631 | 0.95034 | 0 | 76.4834
| LCA | Outside | Monthly System Peak Day | June | SCE 1-in-10 | 9 | 0.86161 | 0.86713 | 0.86161 | 0.86713 | 0 | 80.5342
| LCA | Outside | Monthly System Peak Day | June | SCE 1-in-10 | 10 | 0.85826 | 0.86785 | 0.85826 | 0.86785 | 0 | 86.557
| LCA | Outside | Monthly System Peak Day | June | SCE 1-in-10 | 11 | 0.94528 | 0.96529 | 0.94528 | 0.96529 | 0 | 90.6988
| LCA | Outside | Monthly System Peak Day | June | SCE 1-in-10 | 12 | 1.1487 | 1.1693 | 1.1487 | 1.1693 | 0 | 94.7795
| LCA | Outside | Monthly System Peak Day | June | SCE 1-in-10 | 13 | 1.4316 | 1.4478 | 1.4316 | 1.4478 | 0 | 98.0097
| LCA | Outside | Monthly System Peak Day | June | SCE 1-in-10 | 14 | 1.7363 | 1.7498 | 1.7363 | 1.7498 | 0 | 99.5707
| LCA | Outside | Monthly System Peak Day | June | SCE 1-in-10 | 15 | 2.0447 | 2.0427 | 2.0447 | 2.0427 | 0 | 100.5848
| LCA | Outside | Monthly System Peak Day | June | SCE 1-in-10 | 16 | 2.3778 | 2.3703 | 2.3778 | 2.3703 | 0 | 101.4015
| LCA | Outside | Monthly System Peak Day | June | SCE 1-in-10 | 17 | 2.6934 | 2.6939 | 1.5075 | 1.544 | 0.055679 | 101.8238
| LCA | Outside | Monthly System Peak Day | June | SCE 1-in-10 | 18 | 2.9917 | 2.9645 | 2.1431 | 2.3169 | 0.077429 | 101.2492
| LCA | Outside | Monthly System Peak Day | June | SCE 1-in-10 | 19 | 3.1105 | 3.0351 | 2.5971 | 2.6113 | 0.061497 | 99.0826
| LCA | Outside | Monthly System Peak Day | June | SCE 1-in-10 | 20 | 3.0048 | 2.92 | 2.6772 | 2.6943 | 0.021839 | 96.4977
| LCA | Outside | Monthly System Peak Day | June | SCE 1-in-10 | 21 | 2.8757 | 2.7942 | 2.5439 | 2.5644 | 0.027264 | 93.5666
| LCA | Outside | Monthly System Peak Day | June | SCE 1-in-10 | 22 | 2.7008 | 2.6261 | 3.1438 | 3.1395 | 0.032407 | 90.0209
| LCA | Outside | Monthly System Peak Day | June | SCE 1-in-10 | 23 | 2.3729 | 2.3008 | 2.4928 | 2.5611 | 0.022761 | 86.8928
| LCA | Outside | Monthly System Peak Day | June | SCE 1-in-10 | 24 | 2.0354 | 1.9732 | 2.0905 | 2.0991 | 0.023551 | 85.2881
| LCA | Outside | Monthly System Peak Day | June | SCE 1-in-2 | 1 | 1.3809 | 1.3358 | 1.3809 | 1.3358 | 0 | 77.2312
| LCA | Outside | Monthly System Peak Day | June | SCE 1-in-2 | 2 | 1.1949 | 1.1562 | 1.1949 | 1.1562 | 0 | 75.6207
| LCA | Outside | Monthly System Peak Day | June | SCE 1-in-2 | 3 | 1.0759 | 1.0368 | 1.0759 | 1.0368 | 0 | 74.4876
| LCA | Outside | Monthly System Peak Day | June | SCE 1-in-2 | 4 | 0.97222 | 0.94498 | 0.97222 | 0.94498 | 0 | 73.2402
| LCA | Outside | Monthly System Peak Day | June | SCE 1-in-2 | 5 | 0.90483 | 0.88324 | 0.90483 | 0.88324 | 0 | 72.2182
| LCA | Outside | Monthly System Peak Day | June | SCE 1-in-2 | 6 | 0.86445 | 0.85609 | 0.86445 | 0.85609 | 0 | 71.456
| LCA | Outside | Monthly System Peak Day | June | SCE 1-in-2 | 7 | 0.80487 | 0.82076 | 0.80487 | 0.82076 | 0 | 70.5252
| LCA | Outside | Monthly System Peak Day | June | SCE 1-in-2 | 8 | 0.75007 | 0.7641 | 0.75007 | 0.7641 | 0 | 72.0221
| LCA | Outside | Monthly System Peak Day | June | SCE 1-in-2 | 9 | 0.62519 | 0.63071 | 0.62519 | 0.63071 | 0 | 75.4446
| LCA | Outside | Monthly System Peak Day | June | SCE 1-in-2 | 10 | 0.54738 | 0.55696 | 0.54738 | 0.55696 | 0 | 80.8596
| LCA | Outside | Monthly System Peak Day | June | SCE 1-in-2 | 11 | 0.52281 | 0.54282 | 0.52281 | 0.54282 | 0 | 84.1204
| LCA | Outside | Monthly System Peak Day | June | SCE 1-in-2 | 12 | 0.6082 | 0.62883 | 0.6082 | 0.62883 | 0 | 86.4194
| LCA | Outside | Monthly System Peak Day | June | SCE 1-in-2 | 13 | 0.78717 | 0.80336 | 0.78717 | 0.80336 | 0 | 88.1764
| LCA | Outside | Monthly System Peak Day | June | SCE 1-in-2 | 14 | 1.0111 | 1.0246 | 1.0111 | 1.0246 | 0 | 89.8532
| LCA | Outside | Monthly System Peak Day | June | SCE 1-in-2 | 15 | 1.2561 | 1.2541 | 1.2561 | 1.2541 | 0 | 90.4259
| LCA | Outside | Monthly System Peak Day | June | SCE 1-in-2 | 16 | 1.5392 | 1.5317 | 1.5392 | 1.5317 | 0 | 90.5027
| LCA | Outside | Monthly System Peak Day | June | SCE 1-in-2 | 17 | 1.8296 | 1.8301 | 0.88072 | 0.91726 | 0.067071 | 90.4516
| LCA | Outside | Monthly System Peak Day | June | SCE 1-in-2 | 18 | 2.1482 | 2.121 | 1.4367 | 1.6105 | 0.16955 | 90.1261
| LCA | Outside | Monthly System Peak Day | June | SCE 1-in-2 | 19 | 2.317 | 2.2416 | 1.8775 | 1.8917 | 0.19961 | 88.5393
| LCA | Outside | Monthly System Peak Day | June | SCE 1-in-2 | 20 | 2.284 | 2.1992 | 1.9425 | 1.9595 | 0.052727 | 86.6134
| LCA | Outside | Monthly System Peak Day | June | SCE 1-in-2 | 21 | 2.2176 | 2.1361 | 1.8728 | 1.8933 | 0.062202 | 84.3511
| LCA | Outside | Monthly System Peak Day | June | SCE 1-in-2 | 22 | 2.0948 | 2.0201 | 2.5717 | 2.5674 | 0.073482 | 81.954
| LCA | Outside | Monthly System Peak Day | June | SCE 1-in-2 | 23 | 1.8454 | 1.7733 | 1.8641 | 1.9323 | 0.0093048 | 79.6658
| LCA | Outside | Monthly System Peak Day | June | SCE 1-in-2 | 24 | 1.5498 | 1.4876 | 1.5498 | 1.4924 | 0 | 77.026
| LCA | Outside | Monthly System Peak Day | March | CAISO 1-in-10 | 1 | 0.74008 | 0.69494 | 0.74008 | 0.69494 | 0 | 59.2326
| LCA | Outside | Monthly System Peak Day | March | CAISO 1-in-10 | 2 | 0.68331 | 0.64462 | 0.68331 | 0.64462 | 0 | 57.7224
| LCA | Outside | Monthly System Peak Day | March | CAISO 1-in-10 | 3 | 0.65439 | 0.6153 | 0.65439 | 0.6153 | 0 | 56.2004
| LCA | Outside | Monthly System Peak Day | March | CAISO 1-in-10 | 4 | 0.62818 | 0.60093 | 0.62818 | 0.60093 | 0 | 54.5758
| LCA | Outside | Monthly System Peak Day | March | CAISO 1-in-10 | 5 | 0.61628 | 0.59469 | 0.61628 | 0.59469 | 0 | 53.9994
| LCA | Outside | Monthly System Peak Day | March | CAISO 1-in-10 | 6 | 0.62693 | 0.61857 | 0.62693 | 0.61857 | 0 | 52.7313
| LCA | Outside | Monthly System Peak Day | March | CAISO 1-in-10 | 7 | 0.60645 | 0.62235 | 0.60645 | 0.62235 | 0 | 52.3153
| LCA | Outside | Monthly System Peak Day | March | CAISO 1-in-10 | 8 | 0.48324 | 0.49728 | 0.48324 | 0.49728 | 0 | 51.0334
| LCA | Outside | Monthly System Peak Day | March | CAISO 1-in-10 | 9 | 0.2712 | 0.27672 | 0.2712 | 0.27672 | 0 | 53.2742
| LCA | Outside | Monthly System Peak Day | March | CAISO 1-in-10 | 10 | 0.057858 | 0.067446 | 0.057858 | 0.067446 | 0 | 58.6862
| LCA | Outside | Monthly System Peak Day | March | CAISO 1-in-10 | 11 | -0.098133 | -0.078124 | -0.098133 | -0.078124 | 0 | 65.4161
| LCA | Outside | Monthly System Peak Day | March | CAISO 1-in-10 | 12 | -0.16158 | -0.14096 | -0.16158 | -0.14096 | 0 | 69.9931
| LCA | Outside | Monthly System Peak Day | March | CAISO 1-in-10 | 13 | -0.15777 | -0.14159 | -0.15777 | -0.14159 | 0 | 73.0827
| LCA | Outside | Monthly System Peak Day | March | CAISO 1-in-10 | 14 | -0.081991 | -0.068506 | -0.081991 | -0.068506 | 0 | 75.1456
| LCA | Outside | Monthly System Peak Day | March | CAISO 1-in-10 | 15 | 0.073981 | 0.071947 | 0.073981 | 0.071947 | 0 | 77.3258
| LCA | Outside | Monthly System Peak Day | March | CAISO 1-in-10 | 16 | 0.30379 | 0.29628 | 0.30379 | 0.29628 | 0 | 78.574
| LCA | Outside | Monthly System Peak Day | March | CAISO 1-in-10 | 17 | 0.58277 | 0.58324 | -0.035287 | -0.034817 | 0.14199 | 79.5344
| LCA | Outside | Monthly System Peak Day | March | CAISO 1-in-10 | 18 | 0.91539 | 0.88822 | 0.32853 | 0.50227 | 0.3226 | 80.0123
| LCA | Outside | Monthly System Peak Day | March | CAISO 1-in-10 | 19 | 1.1718 | 1.0964 | 0.79191 | 0.80609 | 0.35006 | 80.0284
| LCA | Outside | Monthly System Peak Day | March | CAISO 1-in-10 | 20 | 1.2765 | 1.1916 | 0.92375 | 0.94083 | 0.086677 | 78.6874
| LCA | Outside | Monthly System Peak Day | March | CAISO 1-in-10 | 21 | 1.303 | 1.2215 | 0.9454 | 0.96589 | 0.10174 | 75.2649
| LCA | Outside | Monthly System Peak Day | March | CAISO 1-in-10 | 22 | 1.2177 | 1.1429 | 1.7402 | 1.7359 | 0.1468 | 71.0725
| LCA | Outside | Monthly System Peak Day | March | CAISO 1-in-10 | 23 | 1.0464 | 0.97423 | 1.0464 | 0.97423 | 0 | 67.8181
| LCA | Outside | Monthly System Peak Day | March | CAISO 1-in-10 | 24 | 0.87064 | 0.80844 | 0.87064 | 0.80844 | 0 | 65.6184
| LCA | Outside | Monthly System Peak Day | March | CAISO 1-in-2 | 1 | 0.72214 | 0.677 | 0.72214 | 0.677 | 0 | 50.3638
| LCA | Outside | Monthly System Peak Day | March | CAISO 1-in-2 | 2 | 0.68111 | 0.64243 | 0.68111 | 0.64243 | 0 | 48.8151
| LCA | Outside | Monthly System Peak Day | March | CAISO 1-in-2 | 3 | 0.66744 | 0.62835 | 0.66744 | 0.62835 | 0 | 47.1613
| LCA | Outside | Monthly System Peak Day | March | CAISO 1-in-2 | 4 | 0.65847 | 0.63123 | 0.65847 | 0.63123 | 0 | 46.3983
| LCA | Outside | Monthly System Peak Day | March | CAISO 1-in-2 | 5 | 0.66225 | 0.64066 | 0.66225 | 0.64066 | 0 | 45.2161
| LCA | Outside | Monthly System Peak Day | March | CAISO 1-in-2 | 6 | 0.69357 | 0.68522 | 0.69357 | 0.68522 | 0 | 44.0008
| LCA | Outside | Monthly System Peak Day | March | CAISO 1-in-2 | 7 | 0.71535 | 0.73125 | 0.71535 | 0.73125 | 0 | 43.2199
| LCA | Outside | Monthly System Peak Day | March | CAISO 1-in-2 | 8 | 0.59514 | 0.60917 | 0.59514 | 0.60917 | 0 | 42.4661
| LCA | Outside | Monthly System Peak Day | March | CAISO 1-in-2 | 9 | 0.37663 | 0.38214 | 0.37663 | 0.38214 | 0 | 42.9309
| LCA | Outside | Monthly System Peak Day | March | CAISO 1-in-2 | 10 | 0.16064 | 0.17023 | 0.16064 | 0.17023 | 0 | 45.4122
| LCA | Outside | Monthly System Peak Day | March | CAISO 1-in-2 | 11 | 0.0018253 | 0.021835 | 0.0018253 | 0.021835 | 0 | 50.0282
| LCA | Outside | Monthly System Peak Day | March | CAISO 1-in-2 | 12 | -0.083142 | -0.062517 | -0.083142 | -0.062517 | 0 | 53.8668
| LCA | Outside | Monthly System Peak Day | March | CAISO 1-in-2 | 13 | -0.10308 | -0.08689 | -0.10308 | -0.08689 | 0 | 56.9606
| LCA | Outside | Monthly System Peak Day | March | CAISO 1-in-2 | 14 | -0.061032 | -0.047547 | -0.061032 | -0.047547 | 0 | 59.6078
| LCA | Outside | Monthly System Peak Day | March | CAISO 1-in-2 | 15 | 0.052075 | 0.050042 | 0.052075 | 0.050042 | 0 | 61.6105
| LCA | Outside | Monthly System Peak Day | March | CAISO 1-in-2 | 16 | 0.23321 | 0.2257 | 0.23321 | 0.2257 | 0 | 63.2451
| LCA | Outside | Monthly System Peak Day | March | CAISO 1-in-2 | 17 | 0.46923 | 0.4697 | 0.46923 | 0.4697 | 0 | 64.3175
| LCA | Outside | Monthly System Peak Day | March | CAISO 1-in-2 | 18 | 0.76794 | 0.74076 | 0.76794 | 0.74076 | 0 | 64.416
| LCA | Outside | Monthly System Peak Day | March | CAISO 1-in-2 | 19 | 0.9788 | 0.90338 | 0.9788 | 0.90338 | 0 | 63.7788
| LCA | Outside | Monthly System Peak Day | March | CAISO 1-in-2 | 20 | 1.0617 | 0.97682 | 1.0617 | 0.97682 | 0 | 61.8873
| LCA | Outside | Monthly System Peak Day | March | CAISO 1-in-2 | 21 | 1.0693 | 0.9878 | 1.0693 | 0.9878 | 0 | 58.9443
| LCA | Outside | Monthly System Peak Day | March | CAISO 1-in-2 | 22 | 0.99957 | 0.92483 | 0.99957 | 0.92483 | 0 | 56.6763
| LCA | Outside | Monthly System Peak Day | March | CAISO 1-in-2 | 23 | 0.89402 | 0.82186 | 0.89402 | 0.82186 | 0 | 54.6009
| LCA | Outside | Monthly System Peak Day | March | CAISO 1-in-2 | 24 | 0.79223 | 0.73003 | 0.79223 | 0.73003 | 0 | 52.8922
| LCA | Outside | Monthly System Peak Day | March | SCE 1-in-10 | 1 | 0.74456 | 0.69942 | 0.74456 | 0.69942 | 0 | 61.6034
| LCA | Outside | Monthly System Peak Day | March | SCE 1-in-10 | 2 | 0.68289 | 0.64421 | 0.68289 | 0.64421 | 0 | 60.0487
| LCA | Outside | Monthly System Peak Day | March | SCE 1-in-10 | 3 | 0.65976 | 0.62067 | 0.65976 | 0.62067 | 0 | 58.0829
| LCA | Outside | Monthly System Peak Day | March | SCE 1-in-10 | 4 | 0.63695 | 0.6097 | 0.63695 | 0.6097 | 0 | 56.7216
| LCA | Outside | Monthly System Peak Day | March | SCE 1-in-10 | 5 | 0.62571 | 0.60413 | 0.62571 | 0.60413 | 0 | 55.7214
| LCA | Outside | Monthly System Peak Day | March | SCE 1-in-10 | 6 | 0.63471 | 0.62635 | 0.63471 | 0.62635 | 0 | 54.481
| LCA | Outside | Monthly System Peak Day | March | SCE 1-in-10 | 7 | 0.60707 | 0.62297 | 0.60707 | 0.62297 | 0 | 54.1941
| LCA | Outside | Monthly System Peak Day | March | SCE 1-in-10 | 8 | 0.47574 | 0.48977 | 0.47574 | 0.48977 | 0 | 53.3223
| LCA | Outside | Monthly System Peak Day | March | SCE 1-in-10 | 9 | 0.252 | 0.25752 | 0.252 | 0.25752 | 0 | 54.8526
| LCA | Outside | Monthly System Peak Day | March | SCE 1-in-10 | 10 | 0.027048 | 0.036635 | 0.027048 | 0.036635 | 0 | 59.6515
| LCA | Outside | Monthly System Peak Day | March | SCE 1-in-10 | 11 | -0.12831 | -0.1083 | -0.12831 | -0.1083 | 0 | 66.0961
| LCA | Outside | Monthly System Peak Day | March | SCE 1-in-10 | 12 | -0.17434 | -0.15372 | -0.17434 | -0.15372 | 0 | 71.5877
| LCA | Outside | Monthly System Peak Day | March | SCE 1-in-10 | 13 | -0.15659 | -0.14041 | -0.15659 | -0.14041 | 0 | 74.7381
| LCA | Outside | Monthly System Peak Day | March | SCE 1-in-10 | 14 | -0.063076 | -0.04959 | -0.063076 | -0.04959 | 0 | 77.082
| LCA | Outside | Monthly System Peak Day | March | SCE 1-in-10 | 15 | 0.11628 | 0.11425 | 0.11628 | 0.11425 | 0 | 79.5392
| LCA | Outside | Monthly System Peak Day | March | SCE 1-in-10 | 16 | 0.36903 | 0.36152 | 0.36903 | 0.36152 | 0 | 80.8425
| LCA | Outside | Monthly System Peak Day | March | SCE 1-in-10 | 17 | 0.66889 | 0.66936 | -0.10414 | -0.0676 | 0.12399 | 82.0137
| LCA | Outside | Monthly System Peak Day | March | SCE 1-in-10 | 18 | 1.0008 | 0.9736 | 0.38525 | 0.559 | 0.28661 | 82.3376
| LCA | Outside | Monthly System Peak Day | March | SCE 1-in-10 | 19 | 1.2511 | 1.1756 | 0.85538 | 0.86956 | 0.30982 | 82.2816
| LCA | Outside | Monthly System Peak Day | March | SCE 1-in-10 | 20 | 1.3273 | 1.2424 | 0.97646 | 0.99354 | 0.080659 | 80.0651
| LCA | Outside | Monthly System Peak Day | March | SCE 1-in-10 | 21 | 1.3308 | 1.2493 | 0.97386 | 0.99434 | 0.099543 | 75.7617
| LCA | Outside | Monthly System Peak Day | March | SCE 1-in-10 | 22 | 1.2369 | 1.1622 | 1.7581 | 1.7538 | 0.14463 | 71.387
| LCA | Outside | Monthly System Peak Day | March | SCE 1-in-10 | 23 | 1.0785 | 1.0064 | 1.0785 | 1.0147 | 0 | 68.9089
| LCA | Outside | Monthly System Peak Day | March | SCE 1-in-10 | 24 | 0.91669 | 0.85449 | 0.91669 | 0.85449 | 0 | 67.4156
| LCA | Outside | Monthly System Peak Day | March | SCE 1-in-2 | 1 | 0.72731 | 0.68217 | 0.72731 | 0.68217 | 0 | 49.1503
| LCA | Outside | Monthly System Peak Day | March | SCE 1-in-2 | 2 | 0.68645 | 0.64776 | 0.68645 | 0.64776 | 0 | 48.0055
| LCA | Outside | Monthly System Peak Day | March | SCE 1-in-2 | 3 | 0.67296 | 0.63387 | 0.67296 | 0.63387 | 0 | 46.4506
| LCA | Outside | Monthly System Peak Day | March | SCE 1-in-2 | 4 | 0.66435 | 0.63711 | 0.66435 | 0.63711 | 0 | 45.8028
| LCA | Outside | Monthly System Peak Day | March | SCE 1-in-2 | 5 | 0.66853 | 0.64694 | 0.66853 | 0.64694 | 0 | 44.8153
| LCA | Outside | Monthly System Peak Day | March | SCE 1-in-2 | 6 | 0.70026 | 0.6919 | 0.70026 | 0.6919 | 0 | 43.7594
| LCA | Outside | Monthly System Peak Day | March | SCE 1-in-2 | 7 | 0.7231 | 0.739 | 0.7231 | 0.739 | 0 | 42.6705
| LCA | Outside | Monthly System Peak Day | March | SCE 1-in-2 | 8 | 0.60314 | 0.61717 | 0.60314 | 0.61717 | 0 | 42.1059
| LCA | Outside | Monthly System Peak Day | March | SCE 1-in-2 | 9 | 0.38403 | 0.38954 | 0.38403 | 0.38954 | 0 | 42.9934
| LCA | Outside | Monthly System Peak Day | March | SCE 1-in-2 | 10 | 0.1679 | 0.17748 | 0.1679 | 0.17748 | 0 | 45.5487
| LCA | Outside | Monthly System Peak Day | March | SCE 1-in-2 | 11 | 0.0092164 | 0.029226 | 0.0092164 | 0.029226 | 0 | 49.9376
| LCA | Outside | Monthly System Peak Day | March | SCE 1-in-2 | 12 | -0.075453 | -0.054828 | -0.075453 | -0.054828 | 0 | 53.6135
| LCA | Outside | Monthly System Peak Day | March | SCE 1-in-2 | 13 | -0.095564 | -0.079378 | -0.095564 | -0.079378 | 0 | 56.5637
| LCA | Outside | Monthly System Peak Day | March | SCE 1-in-2 | 14 | -0.053264 | -0.039778 | -0.053264 | -0.039778 | 0 | 59.0214
| LCA | Outside | Monthly System Peak Day | March | SCE 1-in-2 | 15 | 0.059598 | 0.057565 | 0.059598 | 0.057565 | 0 | 61.0799
| LCA | Outside | Monthly System Peak Day | March | SCE 1-in-2 | 16 | 0.24112 | 0.23361 | 0.24112 | 0.23361 | 0 | 62.6594
| LCA | Outside | Monthly System Peak Day | March | SCE 1-in-2 | 17 | 0.47793 | 0.4784 | 0.47793 | 0.4784 | 0 | 63.6134
| LCA | Outside | Monthly System Peak Day | March | SCE 1-in-2 | 18 | 0.77547 | 0.7483 | 0.77547 | 0.7483 | 0 | 63.7346
| LCA | Outside | Monthly System Peak Day | March | SCE 1-in-2 | 19 | 0.98507 | 0.90965 | 0.98507 | 0.90965 | 0 | 62.9604
| LCA | Outside | Monthly System Peak Day | March | SCE 1-in-2 | 20 | 1.0661 | 0.98124 | 1.0661 | 0.98124 | 0 | 60.8828
| LCA | Outside | Monthly System Peak Day | March | SCE 1-in-2 | 21 | 1.0749 | 0.99341 | 1.0749 | 0.99341 | 0 | 57.9123
| LCA | Outside | Monthly System Peak Day | March | SCE 1-in-2 | 22 | 1.005 | 0.93026 | 1.005 | 0.93026 | 0 | 55.9598
| LCA | Outside | Monthly System Peak Day | March | SCE 1-in-2 | 23 | 0.89861 | 0.82645 | 0.89861 | 0.82645 | 0 | 54.0215
| LCA | Outside | Monthly System Peak Day | March | SCE 1-in-2 | 24 | 0.79765 | 0.73545 | 0.79765 | 0.73545 | 0 | 52.087
| LCA | Outside | Monthly System Peak Day | May | CAISO 1-in-10 | 1 | 1.135 | 1.0899 | 1.135 | 1.0899 | 0 | 72.1473
| LCA | Outside | Monthly System Peak Day | May | CAISO 1-in-10 | 2 | 0.95265 | 0.91396 | 0.95265 | 0.91396 | 0 | 70.1152
| LCA | Outside | Monthly System Peak Day | May | CAISO 1-in-10 | 3 | 0.8056 | 0.76651 | 0.8056 | 0.76651 | 0 | 67.772
| LCA | Outside | Monthly System Peak Day | May | CAISO 1-in-10 | 4 | 0.72046 | 0.69321 | 0.72046 | 0.69321 | 0 | 66.1435
| LCA | Outside | Monthly System Peak Day | May | CAISO 1-in-10 | 5 | 0.69921 | 0.67762 | 0.69921 | 0.67762 | 0 | 65.8239
| LCA | Outside | Monthly System Peak Day | May | CAISO 1-in-10 | 6 | 0.68141 | 0.67305 | 0.68141 | 0.67305 | 0 | 64.1635
| LCA | Outside | Monthly System Peak Day | May | CAISO 1-in-10 | 7 | 0.64252 | 0.65842 | 0.64252 | 0.65842 | 0 | 62.6346
| LCA | Outside | Monthly System Peak Day | May | CAISO 1-in-10 | 8 | 0.54738 | 0.56142 | 0.54738 | 0.56142 | 0 | 63.4204
| LCA | Outside | Monthly System Peak Day | May | CAISO 1-in-10 | 9 | 0.43105 | 0.43656 | 0.43105 | 0.43656 | 0 | 67.7833
| LCA | Outside | Monthly System Peak Day | May | CAISO 1-in-10 | 10 | 0.32809 | 0.33768 | 0.32809 | 0.33768 | 0 | 72.341
| LCA | Outside | Monthly System Peak Day | May | CAISO 1-in-10 | 11 | 0.30028 | 0.32029 | 0.30028 | 0.32029 | 0 | 77.2959
| LCA | Outside | Monthly System Peak Day | May | CAISO 1-in-10 | 12 | 0.36475 | 0.38538 | 0.36475 | 0.38538 | 0 | 82.1153
| LCA | Outside | Monthly System Peak Day | May | CAISO 1-in-10 | 13 | 0.50225 | 0.51843 | 0.50225 | 0.51843 | 0 | 85.4502
| LCA | Outside | Monthly System Peak Day | May | CAISO 1-in-10 | 14 | 0.69486 | 0.70834 | 0.69486 | 0.70834 | 0 | 87.681
| LCA | Outside | Monthly System Peak Day | May | CAISO 1-in-10 | 15 | 0.93864 | 0.9366 | 0.93864 | 0.9366 | 0 | 89.3988
| LCA | Outside | Monthly System Peak Day | May | CAISO 1-in-10 | 16 | 1.2281 | 1.2206 | 1.2281 | 1.2206 | 0 | 89.9298
| LCA | Outside | Monthly System Peak Day | May | CAISO 1-in-10 | 17 | 1.5401 | 1.5405 | 0.5861 | 0.62264 | 0.065654 | 90.6934
| LCA | Outside | Monthly System Peak Day | May | CAISO 1-in-10 | 18 | 1.8664 | 1.8392 | 1.1446 | 1.3184 | 0.15765 | 90.9619
| LCA | Outside | Monthly System Peak Day | May | CAISO 1-in-10 | 19 | 2.068 | 1.9926 | 1.6147 | 1.6288 | 0.16584 | 90.5133
| LCA | Outside | Monthly System Peak Day | May | CAISO 1-in-10 | 20 | 2.0754 | 1.9905 | 1.7375 | 1.7546 | 0.042306 | 89.2054
| LCA | Outside | Monthly System Peak Day | May | CAISO 1-in-10 | 21 | 2.0336 | 1.9521 | 1.6914 | 1.7119 | 0.054422 | 86.204
| LCA | Outside | Monthly System Peak Day | May | CAISO 1-in-10 | 22 | 1.9227 | 1.848 | 2.3984 | 2.3941 | 0.07168 | 82.236
| LCA | Outside | Monthly System Peak Day | May | CAISO 1-in-10 | 23 | 1.6985 | 1.6264 | 1.7171 | 1.7854 | 0.0092787 | 79.6621
| LCA | Outside | Monthly System Peak Day | May | CAISO 1-in-10 | 24 | 1.4376 | 1.3754 | 1.4376 | 1.3846 | 0 | 77.3274
| LCA | Outside | Monthly System Peak Day | May | CAISO 1-in-2 | 1 | 1.0781 | 1.0329 | 1.0781 | 1.0329 | 0 | 71.3241
| LCA | Outside | Monthly System Peak Day | May | CAISO 1-in-2 | 2 | 0.92665 | 0.88797 | 0.92665 | 0.88797 | 0 | 69.4663
| LCA | Outside | Monthly System Peak Day | May | CAISO 1-in-2 | 3 | 0.82737 | 0.78828 | 0.82737 | 0.78828 | 0 | 67.9693
| LCA | Outside | Monthly System Peak Day | May | CAISO 1-in-2 | 4 | 0.71082 | 0.68358 | 0.71082 | 0.68358 | 0 | 65.6555
| LCA | Outside | Monthly System Peak Day | May | CAISO 1-in-2 | 5 | 0.68419 | 0.6626 | 0.68419 | 0.6626 | 0 | 64.4399
| LCA | Outside | Monthly System Peak Day | May | CAISO 1-in-2 | 6 | 0.67736 | 0.669 | 0.67736 | 0.669 | 0 | 63.7099
| LCA | Outside | Monthly System Peak Day | May | CAISO 1-in-2 | 7 | 0.64102 | 0.65692 | 0.64102 | 0.65692 | 0 | 62.5099
| LCA | Outside | Monthly System Peak Day | May | CAISO 1-in-2 | 8 | 0.52648 | 0.54051 | 0.52648 | 0.54051 | 0 | 63.3575
| LCA | Outside | Monthly System Peak Day | May | CAISO 1-in-2 | 9 | 0.34236 | 0.34788 | 0.34236 | 0.34788 | 0 | 64.6441
| LCA | Outside | Monthly System Peak Day | May | CAISO 1-in-2 | 10 | 0.18885 | 0.19843 | 0.18885 | 0.19843 | 0 | 69.2393
| LCA | Outside | Monthly System Peak Day | May | CAISO 1-in-2 | 11 | 0.11851 | 0.13852 | 0.11851 | 0.13852 | 0 | 74.7809
| LCA | Outside | Monthly System Peak Day | May | CAISO 1-in-2 | 12 | 0.12247 | 0.1431 | 0.12247 | 0.1431 | 0 | 78.2526
| LCA | Outside | Monthly System Peak Day | May | CAISO 1-in-2 | 13 | 0.2104 | 0.22659 | 0.2104 | 0.22659 | 0 | 81.0334
| LCA | Outside | Monthly System Peak Day | May | CAISO 1-in-2 | 14 | 0.36435 | 0.37784 | 0.36435 | 0.37784 | 0 | 83.2763
| LCA | Outside | Monthly System Peak Day | May | CAISO 1-in-2 | 15 | 0.57169 | 0.56966 | 0.57169 | 0.56966 | 0 | 83.9489
| LCA | Outside | Monthly System Peak Day | May | CAISO 1-in-2 | 16 | 0.83565 | 0.82814 | 0.83565 | 0.82814 | 0 | 84.264
| LCA | Outside | Monthly System Peak Day | May | CAISO 1-in-2 | 17 | 1.1291 | 1.1296 | 0.30245 | 0.33899 | 0.10567 | 84.5882
| LCA | Outside | Monthly System Peak Day | May | CAISO 1-in-2 | 18 | 1.4462 | 1.419 | 0.81197 | 0.98572 | 0.26329 | 83.8547
| LCA | Outside | Monthly System Peak Day | May | CAISO 1-in-2 | 19 | 1.6639 | 1.5885 | 1.2616 | 1.2758 | 0.29305 | 83.2239
| LCA | Outside | Monthly System Peak Day | May | CAISO 1-in-2 | 20 | 1.6926 | 1.6077 | 1.3437 | 1.3608 | 0.074735 | 81.4288
| LCA | Outside | Monthly System Peak Day | May | CAISO 1-in-2 | 21 | 1.6686 | 1.5871 | 1.3153 | 1.3357 | 0.08833 | 78.3101
| LCA | Outside | Monthly System Peak Day | May | CAISO 1-in-2 | 22 | 1.5671 | 1.4924 | 2.0726 | 2.0683 | 0.11893 | 75.1316
| LCA | Outside | Monthly System Peak Day | May | CAISO 1-in-2 | 23 | 1.3595 | 1.2873 | 1.3595 | 1.3427 | 0 | 72.2658
| LCA | Outside | Monthly System Peak Day | May | CAISO 1-in-2 | 24 | 1.1469 | 1.0847 | 1.1469 | 1.0847 | 0 | 70.4455
| LCA | Outside | Monthly System Peak Day | May | SCE 1-in-10 | 1 | 1.135 | 1.0899 | 1.135 | 1.0899 | 0 | 72.1473
| LCA | Outside | Monthly System Peak Day | May | SCE 1-in-10 | 2 | 0.95265 | 0.91396 | 0.95265 | 0.91396 | 0 | 70.1152
| LCA | Outside | Monthly System Peak Day | May | SCE 1-in-10 | 3 | 0.8056 | 0.76651 | 0.8056 | 0.76651 | 0 | 67.772
| LCA | Outside | Monthly System Peak Day | May | SCE 1-in-10 | 4 | 0.72046 | 0.69321 | 0.72046 | 0.69321 | 0 | 66.1435
| LCA | Outside | Monthly System Peak Day | May | SCE 1-in-10 | 5 | 0.69921 | 0.67762 | 0.69921 | 0.67762 | 0 | 65.8239
| LCA | Outside | Monthly System Peak Day | May | SCE 1-in-10 | 6 | 0.68141 | 0.67305 | 0.68141 | 0.67305 | 0 | 64.1635
| LCA | Outside | Monthly System Peak Day | May | SCE 1-in-10 | 7 | 0.64252 | 0.65842 | 0.64252 | 0.65842 | 0 | 62.6346
| LCA | Outside | Monthly System Peak Day | May | SCE 1-in-10 | 8 | 0.54738 | 0.56142 | 0.54738 | 0.56142 | 0 | 63.4204
| LCA | Outside | Monthly System Peak Day | May | SCE 1-in-10 | 9 | 0.43105 | 0.43656 | 0.43105 | 0.43656 | 0 | 67.7833
| LCA | Outside | Monthly System Peak Day | May | SCE 1-in-10 | 10 | 0.32809 | 0.33768 | 0.32809 | 0.33768 | 0 | 72.341
| LCA | Outside | Monthly System Peak Day | May | SCE 1-in-10 | 11 | 0.30028 | 0.32029 | 0.30028 | 0.32029 | 0 | 77.2959
| LCA | Outside | Monthly System Peak Day | May | SCE 1-in-10 | 12 | 0.36475 | 0.38538 | 0.36475 | 0.38538 | 0 | 82.1153
| LCA | Outside | Monthly System Peak Day | May | SCE 1-in-10 | 13 | 0.50225 | 0.51843 | 0.50225 | 0.51843 | 0 | 85.4502
| LCA | Outside | Monthly System Peak Day | May | SCE 1-in-10 | 14 | 0.69486 | 0.70834 | 0.69486 | 0.70834 | 0 | 87.681
| LCA | Outside | Monthly System Peak Day | May | SCE 1-in-10 | 15 | 0.93864 | 0.9366 | 0.93864 | 0.9366 | 0 | 89.3988
| LCA | Outside | Monthly System Peak Day | May | SCE 1-in-10 | 16 | 1.2281 | 1.2206 | 1.2281 | 1.2206 | 0 | 89.9298
| LCA | Outside | Monthly System Peak Day | May | SCE 1-in-10 | 17 | 1.5401 | 1.5405 | 0.5861 | 0.62264 | 0.065654 | 90.6934
| LCA | Outside | Monthly System Peak Day | May | SCE 1-in-10 | 18 | 1.8664 | 1.8392 | 1.1446 | 1.3184 | 0.15765 | 90.9619
| LCA | Outside | Monthly System Peak Day | May | SCE 1-in-10 | 19 | 2.068 | 1.9926 | 1.6147 | 1.6288 | 0.16584 | 90.5133
| LCA | Outside | Monthly System Peak Day | May | SCE 1-in-10 | 20 | 2.0754 | 1.9905 | 1.7375 | 1.7546 | 0.042306 | 89.2054
| LCA | Outside | Monthly System Peak Day | May | SCE 1-in-10 | 21 | 2.0336 | 1.9521 | 1.6914 | 1.7119 | 0.054422 | 86.204
| LCA | Outside | Monthly System Peak Day | May | SCE 1-in-10 | 22 | 1.9227 | 1.848 | 2.3984 | 2.3941 | 0.07168 | 82.236
| LCA | Outside | Monthly System Peak Day | May | SCE 1-in-10 | 23 | 1.6985 | 1.6264 | 1.7171 | 1.7854 | 0.0092787 | 79.6621
| LCA | Outside | Monthly System Peak Day | May | SCE 1-in-10 | 24 | 1.4376 | 1.3754 | 1.4376 | 1.3846 | 0 | 77.3274
| LCA | Outside | Monthly System Peak Day | May | SCE 1-in-2 | 1 | 0.89935 | 0.85421 | 0.89935 | 0.85421 | 0 | 67.4593
| LCA | Outside | Monthly System Peak Day | May | SCE 1-in-2 | 2 | 0.75931 | 0.72063 | 0.75931 | 0.72063 | 0 | 65.6575
| LCA | Outside | Monthly System Peak Day | May | SCE 1-in-2 | 3 | 0.71152 | 0.67244 | 0.71152 | 0.67244 | 0 | 64.5696
| LCA | Outside | Monthly System Peak Day | May | SCE 1-in-2 | 4 | 0.67636 | 0.64912 | 0.67636 | 0.64912 | 0 | 63.0625
| LCA | Outside | Monthly System Peak Day | May | SCE 1-in-2 | 5 | 0.66106 | 0.63948 | 0.66106 | 0.63948 | 0 | 61.3334
| LCA | Outside | Monthly System Peak Day | May | SCE 1-in-2 | 6 | 0.65713 | 0.64878 | 0.65713 | 0.64878 | 0 | 60.7691
| LCA | Outside | Monthly System Peak Day | May | SCE 1-in-2 | 7 | 0.62025 | 0.63615 | 0.62025 | 0.63615 | 0 | 60.0407
| LCA | Outside | Monthly System Peak Day | May | SCE 1-in-2 | 8 | 0.49531 | 0.50934 | 0.49531 | 0.50934 | 0 | 60.0809
| LCA | Outside | Monthly System Peak Day | May | SCE 1-in-2 | 9 | 0.30619 | 0.31171 | 0.30619 | 0.31171 | 0 | 62.3202
| LCA | Outside | Monthly System Peak Day | May | SCE 1-in-2 | 10 | 0.12324 | 0.13283 | 0.12324 | 0.13283 | 0 | 67.3709
| LCA | Outside | Monthly System Peak Day | May | SCE 1-in-2 | 11 | 0.030307 | 0.050317 | 0.030307 | 0.050317 | 0 | 71.9039
| LCA | Outside | Monthly System Peak Day | May | SCE 1-in-2 | 12 | 0.026344 | 0.046969 | 0.026344 | 0.046969 | 0 | 75.9469
| LCA | Outside | Monthly System Peak Day | May | SCE 1-in-2 | 13 | 0.10002 | 0.11621 | 0.10002 | 0.11621 | 0 | 79.4157
| LCA | Outside | Monthly System Peak Day | May | SCE 1-in-2 | 14 | 0.23971 | 0.2532 | 0.23971 | 0.2532 | 0 | 81.4577
| LCA | Outside | Monthly System Peak Day | May | SCE 1-in-2 | 15 | 0.44763 | 0.4456 | 0.44763 | 0.4456 | 0 | 83.359
| LCA | Outside | Monthly System Peak Day | May | SCE 1-in-2 | 16 | 0.73499 | 0.72749 | 0.73499 | 0.72749 | 0 | 85.3943
| LCA | Outside | Monthly System Peak Day | May | SCE 1-in-2 | 17 | 1.0474 | 1.0479 | 0.18312 | 0.21966 | 0.09319 | 86.3918
| LCA | Outside | Monthly System Peak Day | May | SCE 1-in-2 | 18 | 1.3731 | 1.3459 | 0.70755 | 0.8813 | 0.22465 | 86.3964
| LCA | Outside | Monthly System Peak Day | May | SCE 1-in-2 | 19 | 1.5955 | 1.5201 | 1.1754 | 1.1896 | 0.24816 | 85.7603
| LCA | Outside | Monthly System Peak Day | May | SCE 1-in-2 | 20 | 1.6215 | 1.5366 | 1.2749 | 1.292 | 0.067783 | 83.0423
| LCA | Outside | Monthly System Peak Day | May | SCE 1-in-2 | 21 | 1.588 | 1.5066 | 1.2352 | 1.2557 | 0.08676 | 78.6684
| LCA | Outside | Monthly System Peak Day | May | SCE 1-in-2 | 22 | 1.4987 | 1.424 | 2.0033 | 1.999 | 0.11741 | 75.3537
| LCA | Outside | Monthly System Peak Day | May | SCE 1-in-2 | 23 | 1.3095 | 1.2374 | 1.3095 | 1.2991 | 0 | 72.7154
| LCA | Outside | Monthly System Peak Day | May | SCE 1-in-2 | 24 | 1.0932 | 1.031 | 1.0932 | 1.031 | 0 | 70.3249
| LCA | Outside | Monthly System Peak Day | November | CAISO 1-in-10 | 1 | 0.7418 | 0.69665 | 0.7418 | 0.69665 | 0 | 60.5214
| LCA | Outside | Monthly System Peak Day | November | CAISO 1-in-10 | 2 | 0.67781 | 0.63913 | 0.67781 | 0.63913 | 0 | 58.6974
| LCA | Outside | Monthly System Peak Day | November | CAISO 1-in-10 | 3 | 0.6433 | 0.60422 | 0.6433 | 0.60422 | 0 | 57.8498
| LCA | Outside | Monthly System Peak Day | November | CAISO 1-in-10 | 4 | 0.61703 | 0.58978 | 0.61703 | 0.58978 | 0 | 56.6421
| LCA | Outside | Monthly System Peak Day | November | CAISO 1-in-10 | 5 | 0.60784 | 0.58626 | 0.60784 | 0.58626 | 0 | 55.4944
| LCA | Outside | Monthly System Peak Day | November | CAISO 1-in-10 | 6 | 0.61889 | 0.61053 | 0.61889 | 0.61053 | 0 | 55.0576
| LCA | Outside | Monthly System Peak Day | November | CAISO 1-in-10 | 7 | 0.60233 | 0.61823 | 0.60233 | 0.61823 | 0 | 53.5882
| LCA | Outside | Monthly System Peak Day | November | CAISO 1-in-10 | 8 | 0.48778 | 0.50182 | 0.48778 | 0.50182 | 0 | 52.6608
| LCA | Outside | Monthly System Peak Day | November | CAISO 1-in-10 | 9 | 0.28465 | 0.29016 | 0.28465 | 0.29016 | 0 | 54.9084
| LCA | Outside | Monthly System Peak Day | November | CAISO 1-in-10 | 10 | 0.082887 | 0.092474 | 0.082887 | 0.092474 | 0 | 58.9248
| LCA | Outside | Monthly System Peak Day | November | CAISO 1-in-10 | 11 | -0.070088 | -0.050079 | -0.070088 | -0.050079 | 0 | 64.0063
| LCA | Outside | Monthly System Peak Day | November | CAISO 1-in-10 | 12 | -0.14776 | -0.12713 | -0.14776 | -0.12713 | 0 | 68.5609
| LCA | Outside | Monthly System Peak Day | November | CAISO 1-in-10 | 13 | -0.1505 | -0.13431 | -0.1505 | -0.13431 | 0 | 72.38
| LCA | Outside | Monthly System Peak Day | November | CAISO 1-in-10 | 14 | -0.082107 | -0.068621 | -0.082107 | -0.068621 | 0 | 75.5829
| LCA | Outside | Monthly System Peak Day | November | CAISO 1-in-10 | 15 | 0.064773 | 0.06274 | 0.064773 | 0.06274 | 0 | 77.4044
| LCA | Outside | Monthly System Peak Day | November | CAISO 1-in-10 | 16 | 0.28726 | 0.27976 | 0.28726 | 0.27976 | 0 | 78.7449
| LCA | Outside | Monthly System Peak Day | November | CAISO 1-in-10 | 17 | 0.54473 | 0.5452 | 0.0071444 | 0.0076142 | 0.14715 | 78.8297
| LCA | Outside | Monthly System Peak Day | November | CAISO 1-in-10 | 18 | 0.84229 | 0.81511 | 0.32324 | 0.46675 | 0.37012 | 76.963
| LCA | Outside | Monthly System Peak Day | November | CAISO 1-in-10 | 19 | 1.0675 | 0.99208 | 0.72734 | 0.74153 | 0.17007 | 74.361
| LCA | Outside | Monthly System Peak Day | November | CAISO 1-in-10 | 20 | 1.157 | 1.0722 | 0.79407 | 0.81116 | 0.11857 | 71.4684
| LCA | Outside | Monthly System Peak Day | November | CAISO 1-in-10 | 21 | 1.1949 | 1.1135 | 0.82878 | 0.84927 | 0.12867 | 69.1994
| LCA | Outside | Monthly System Peak Day | November | CAISO 1-in-10 | 22 | 1.0976 | 1.0229 | 1.6417 | 1.5959 | 0.18242 | 65.9353
| LCA | Outside | Monthly System Peak Day | November | CAISO 1-in-10 | 23 | 0.95799 | 0.88583 | 0.95799 | 0.88583 | 0 | 63.0992
| LCA | Outside | Monthly System Peak Day | November | CAISO 1-in-10 | 24 | 0.83673 | 0.77453 | 0.83673 | 0.77453 | 0 | 62.3121
| LCA | Outside | Monthly System Peak Day | November | CAISO 1-in-2 | 1 | 0.73002 | 0.68488 | 0.73002 | 0.68488 | 0 | 46.6988
| LCA | Outside | Monthly System Peak Day | November | CAISO 1-in-2 | 2 | 0.68901 | 0.65033 | 0.68901 | 0.65033 | 0 | 44.5783
| LCA | Outside | Monthly System Peak Day | November | CAISO 1-in-2 | 3 | 0.67539 | 0.63631 | 0.67539 | 0.63631 | 0 | 44.1731
| LCA | Outside | Monthly System Peak Day | November | CAISO 1-in-2 | 4 | 0.66679 | 0.63954 | 0.66679 | 0.63954 | 0 | 42.7715
| LCA | Outside | Monthly System Peak Day | November | CAISO 1-in-2 | 5 | 0.67101 | 0.64943 | 0.67101 | 0.64943 | 0 | 41.8903
| LCA | Outside | Monthly System Peak Day | November | CAISO 1-in-2 | 6 | 0.70276 | 0.6944 | 0.70276 | 0.6944 | 0 | 41.5779
| LCA | Outside | Monthly System Peak Day | November | CAISO 1-in-2 | 7 | 0.72578 | 0.74168 | 0.72578 | 0.74168 | 0 | 40.6066
| LCA | Outside | Monthly System Peak Day | November | CAISO 1-in-2 | 8 | 0.60606 | 0.6201 | 0.60606 | 0.6201 | 0 | 41.0296
| LCA | Outside | Monthly System Peak Day | November | CAISO 1-in-2 | 9 | 0.38687 | 0.39239 | 0.38687 | 0.39239 | 0 | 44.1867
| LCA | Outside | Monthly System Peak Day | November | CAISO 1-in-2 | 10 | 0.17086 | 0.18045 | 0.17086 | 0.18045 | 0 | 49.4994
| LCA | Outside | Monthly System Peak Day | November | CAISO 1-in-2 | 11 | 0.012274 | 0.032283 | 0.012274 | 0.032283 | 0 | 54.1917
| LCA | Outside | Monthly System Peak Day | November | CAISO 1-in-2 | 12 | -0.071758 | -0.051132 | -0.071758 | -0.051132 | 0 | 58.2232
| LCA | Outside | Monthly System Peak Day | November | CAISO 1-in-2 | 13 | -0.092123 | -0.075937 | -0.092123 | -0.075937 | 0 | 61.3245
| LCA | Outside | Monthly System Peak Day | November | CAISO 1-in-2 | 14 | -0.048469 | -0.034983 | -0.048469 | -0.034983 | 0 | 63.6355
| LCA | Outside | Monthly System Peak Day | November | CAISO 1-in-2 | 15 | 0.069141 | 0.067108 | 0.069141 | 0.067108 | 0 | 65.0974
| LCA | Outside | Monthly System Peak Day | November | CAISO 1-in-2 | 16 | 0.26384 | 0.25634 | 0.26384 | 0.25634 | 0 | 65.9745
| LCA | Outside | Monthly System Peak Day | November | CAISO 1-in-2 | 17 | 0.50354 | 0.50401 | 0.50354 | 0.50401 | 0 | 65.8739
| LCA | Outside | Monthly System Peak Day | November | CAISO 1-in-2 | 18 | 0.77824 | 0.75107 | 0.77824 | 0.75107 | 0 | 64.0989
| LCA | Outside | Monthly System Peak Day | November | CAISO 1-in-2 | 19 | 0.98122 | 0.90581 | 0.98122 | 0.90581 | 0 | 60.8336
| LCA | Outside | Monthly System Peak Day | November | CAISO 1-in-2 | 20 | 1.0652 | 0.9803 | 1.0652 | 0.9803 | 0 | 58.0931
| LCA | Outside | Monthly System Peak Day | November | CAISO 1-in-2 | 21 | 1.0748 | 0.99338 | 1.0748 | 0.99338 | 0 | 54.9976
| LCA | Outside | Monthly System Peak Day | November | CAISO 1-in-2 | 22 | 1.0059 | 0.93113 | 1.0059 | 0.93113 | 0 | 52.2235
| LCA | Outside | Monthly System Peak Day | November | CAISO 1-in-2 | 23 | 0.90181 | 0.82965 | 0.90181 | 0.82965 | 0 | 50.6586
| LCA | Outside | Monthly System Peak Day | November | CAISO 1-in-2 | 24 | 0.80072 | 0.73851 | 0.80072 | 0.73851 | 0 | 49.0628
| LCA | Outside | Monthly System Peak Day | November | SCE 1-in-10 | 1 | 0.7418 | 0.69665 | 0.7418 | 0.69665 | 0 | 60.5214
| LCA | Outside | Monthly System Peak Day | November | SCE 1-in-10 | 2 | 0.67781 | 0.63913 | 0.67781 | 0.63913 | 0 | 58.6974
| LCA | Outside | Monthly System Peak Day | November | SCE 1-in-10 | 3 | 0.6433 | 0.60422 | 0.6433 | 0.60422 | 0 | 57.8498
| LCA | Outside | Monthly System Peak Day | November | SCE 1-in-10 | 4 | 0.61703 | 0.58978 | 0.61703 | 0.58978 | 0 | 56.6421
| LCA | Outside | Monthly System Peak Day | November | SCE 1-in-10 | 5 | 0.60784 | 0.58626 | 0.60784 | 0.58626 | 0 | 55.4944
| LCA | Outside | Monthly System Peak Day | November | SCE 1-in-10 | 6 | 0.61889 | 0.61053 | 0.61889 | 0.61053 | 0 | 55.0576
| LCA | Outside | Monthly System Peak Day | November | SCE 1-in-10 | 7 | 0.60233 | 0.61823 | 0.60233 | 0.61823 | 0 | 53.5882
| LCA | Outside | Monthly System Peak Day | November | SCE 1-in-10 | 8 | 0.48778 | 0.50182 | 0.48778 | 0.50182 | 0 | 52.6608
| LCA | Outside | Monthly System Peak Day | November | SCE 1-in-10 | 9 | 0.28465 | 0.29016 | 0.28465 | 0.29016 | 0 | 54.9084
| LCA | Outside | Monthly System Peak Day | November | SCE 1-in-10 | 10 | 0.082887 | 0.092474 | 0.082887 | 0.092474 | 0 | 58.9248
| LCA | Outside | Monthly System Peak Day | November | SCE 1-in-10 | 11 | -0.070088 | -0.050079 | -0.070088 | -0.050079 | 0 | 64.0063
| LCA | Outside | Monthly System Peak Day | November | SCE 1-in-10 | 12 | -0.14776 | -0.12713 | -0.14776 | -0.12713 | 0 | 68.5609
| LCA | Outside | Monthly System Peak Day | November | SCE 1-in-10 | 13 | -0.1505 | -0.13431 | -0.1505 | -0.13431 | 0 | 72.38
| LCA | Outside | Monthly System Peak Day | November | SCE 1-in-10 | 14 | -0.082107 | -0.068621 | -0.082107 | -0.068621 | 0 | 75.5829
| LCA | Outside | Monthly System Peak Day | November | SCE 1-in-10 | 15 | 0.064773 | 0.06274 | 0.064773 | 0.06274 | 0 | 77.4044
| LCA | Outside | Monthly System Peak Day | November | SCE 1-in-10 | 16 | 0.28726 | 0.27976 | 0.28726 | 0.27976 | 0 | 78.7449
| LCA | Outside | Monthly System Peak Day | November | SCE 1-in-10 | 17 | 0.54473 | 0.5452 | 0.0071444 | 0.0076142 | 0.14715 | 78.8297
| LCA | Outside | Monthly System Peak Day | November | SCE 1-in-10 | 18 | 0.84229 | 0.81511 | 0.32324 | 0.46675 | 0.37012 | 76.963
| LCA | Outside | Monthly System Peak Day | November | SCE 1-in-10 | 19 | 1.0675 | 0.99208 | 0.72734 | 0.74153 | 0.17007 | 74.361
| LCA | Outside | Monthly System Peak Day | November | SCE 1-in-10 | 20 | 1.157 | 1.0722 | 0.79407 | 0.81116 | 0.11857 | 71.4684
| LCA | Outside | Monthly System Peak Day | November | SCE 1-in-10 | 21 | 1.1949 | 1.1135 | 0.82878 | 0.84927 | 0.12867 | 69.1994
| LCA | Outside | Monthly System Peak Day | November | SCE 1-in-10 | 22 | 1.0976 | 1.0229 | 1.6417 | 1.5959 | 0.18242 | 65.9353
| LCA | Outside | Monthly System Peak Day | November | SCE 1-in-10 | 23 | 0.95799 | 0.88583 | 0.95799 | 0.88583 | 0 | 63.0992
| LCA | Outside | Monthly System Peak Day | November | SCE 1-in-10 | 24 | 0.83673 | 0.77453 | 0.83673 | 0.77453 | 0 | 62.3121
| LCA | Outside | Monthly System Peak Day | November | SCE 1-in-2 | 1 | 0.6765 | 0.63136 | 0.6765 | 0.63136 | 0 | 55.0607
| LCA | Outside | Monthly System Peak Day | November | SCE 1-in-2 | 2 | 0.62831 | 0.58962 | 0.62831 | 0.58962 | 0 | 53.0753
| LCA | Outside | Monthly System Peak Day | November | SCE 1-in-2 | 3 | 0.6094 | 0.57031 | 0.6094 | 0.57031 | 0 | 52.2137
| LCA | Outside | Monthly System Peak Day | November | SCE 1-in-2 | 4 | 0.59398 | 0.56674 | 0.59398 | 0.56674 | 0 | 50.8746
| LCA | Outside | Monthly System Peak Day | November | SCE 1-in-2 | 5 | 0.59137 | 0.56979 | 0.59137 | 0.56979 | 0 | 49.8109
| LCA | Outside | Monthly System Peak Day | November | SCE 1-in-2 | 6 | 0.61487 | 0.60651 | 0.61487 | 0.60651 | 0 | 49.3374
| LCA | Outside | Monthly System Peak Day | November | SCE 1-in-2 | 7 | 0.61894 | 0.63484 | 0.61894 | 0.63484 | 0 | 48.6367
| LCA | Outside | Monthly System Peak Day | November | SCE 1-in-2 | 8 | 0.4973 | 0.51133 | 0.4973 | 0.51133 | 0 | 49.0465
| LCA | Outside | Monthly System Peak Day | November | SCE 1-in-2 | 9 | 0.28683 | 0.29234 | 0.28683 | 0.29234 | 0 | 50.9084
| LCA | Outside | Monthly System Peak Day | November | SCE 1-in-2 | 10 | 0.074062 | 0.083649 | 0.074062 | 0.083649 | 0 | 55.6078
| LCA | Outside | Monthly System Peak Day | November | SCE 1-in-2 | 11 | -0.085111 | -0.065101 | -0.085111 | -0.065101 | 0 | 60.9603
| LCA | Outside | Monthly System Peak Day | November | SCE 1-in-2 | 12 | -0.17087 | -0.15024 | -0.17087 | -0.15024 | 0 | 65.8135
| LCA | Outside | Monthly System Peak Day | November | SCE 1-in-2 | 13 | -0.18325 | -0.16707 | -0.18325 | -0.16707 | 0 | 69.4231
| LCA | Outside | Monthly System Peak Day | November | SCE 1-in-2 | 14 | -0.13011 | -0.11663 | -0.13011 | -0.11663 | 0 | 71.9849
| LCA | Outside | Monthly System Peak Day | November | SCE 1-in-2 | 15 | 0.014992 | 0.012959 | 0.014992 | 0.012959 | 0 | 73.5817
| LCA | Outside | Monthly System Peak Day | November | SCE 1-in-2 | 16 | 0.2284 | 0.22089 | 0.2284 | 0.22089 | 0 | 74.8693
| LCA | Outside | Monthly System Peak Day | November | SCE 1-in-2 | 17 | 0.48062 | 0.48109 | 0.17275 | 0.17322 | 0.17452 | 75.1269
| LCA | Outside | Monthly System Peak Day | November | SCE 1-in-2 | 18 | 0.76089 | 0.73371 | 0.4435 | 0.42428 | 0.15869 | 73.8034
| LCA | Outside | Monthly System Peak Day | November | SCE 1-in-2 | 19 | 0.96385 | 0.88844 | 0.70802 | 0.66276 | 0.12792 | 70.8136
| LCA | Outside | Monthly System Peak Day | November | SCE 1-in-2 | 20 | 1.0381 | 0.95325 | 0.85601 | 0.77113 | 0.13521 | 67.7334
| LCA | Outside | Monthly System Peak Day | November | SCE 1-in-2 | 21 | 1.03 | 0.94852 | 0.90861 | 0.82714 | 0.060688 | 64.728
| LCA | Outside | Monthly System Peak Day | November | SCE 1-in-2 | 22 | 0.95493 | 0.88019 | 1.0998 | 1.0251 | 0.072451 | 61.689
| LCA | Outside | Monthly System Peak Day | November | SCE 1-in-2 | 23 | 0.85237 | 0.78021 | 0.85237 | 0.78021 | 0 | 59.8666
| LCA | Outside | Monthly System Peak Day | November | SCE 1-in-2 | 24 | 0.74616 | 0.68395 | 0.74616 | 0.68395 | 0 | 57.9694
| LCA | Outside | Monthly System Peak Day | October | CAISO 1-in-10 | 1 | 1.2263 | 1.1812 | 1.2263 | 1.1812 | 0 | 74.106
| LCA | Outside | Monthly System Peak Day | October | CAISO 1-in-10 | 2 | 1.0335 | 0.99484 | 1.0335 | 0.99484 | 0 | 71.8377
| LCA | Outside | Monthly System Peak Day | October | CAISO 1-in-10 | 3 | 0.94352 | 0.90443 | 0.94352 | 0.90443 | 0 | 70.972
| LCA | Outside | Monthly System Peak Day | October | CAISO 1-in-10 | 4 | 0.88182 | 0.85458 | 0.88182 | 0.85458 | 0 | 70.4409
| LCA | Outside | Monthly System Peak Day | October | CAISO 1-in-10 | 5 | 0.86856 | 0.84697 | 0.86856 | 0.84697 | 0 | 70.8206
| LCA | Outside | Monthly System Peak Day | October | CAISO 1-in-10 | 6 | 0.85447 | 0.84611 | 0.85447 | 0.84611 | 0 | 70.9049
| LCA | Outside | Monthly System Peak Day | October | CAISO 1-in-10 | 7 | 0.76527 | 0.78117 | 0.76527 | 0.78117 | 0 | 68.9403
| LCA | Outside | Monthly System Peak Day | October | CAISO 1-in-10 | 8 | 0.64354 | 0.65757 | 0.64354 | 0.65757 | 0 | 68.1067
| LCA | Outside | Monthly System Peak Day | October | CAISO 1-in-10 | 9 | 0.47715 | 0.48267 | 0.47715 | 0.48267 | 0 | 69.0866
| LCA | Outside | Monthly System Peak Day | October | CAISO 1-in-10 | 10 | 0.35992 | 0.36951 | 0.35992 | 0.36951 | 0 | 72.9717
| LCA | Outside | Monthly System Peak Day | October | CAISO 1-in-10 | 11 | 0.33399 | 0.354 | 0.33399 | 0.354 | 0 | 77.5759
| LCA | Outside | Monthly System Peak Day | October | CAISO 1-in-10 | 12 | 0.40644 | 0.42707 | 0.40644 | 0.42707 | 0 | 81.3906
| LCA | Outside | Monthly System Peak Day | October | CAISO 1-in-10 | 13 | 0.55565 | 0.57183 | 0.55565 | 0.57183 | 0 | 84.7515
| LCA | Outside | Monthly System Peak Day | October | CAISO 1-in-10 | 14 | 0.753 | 0.76649 | 0.753 | 0.76649 | 0 | 87.0533
| LCA | Outside | Monthly System Peak Day | October | CAISO 1-in-10 | 15 | 0.99127 | 0.98923 | 0.99127 | 0.98923 | 0 | 88.5185
| LCA | Outside | Monthly System Peak Day | October | CAISO 1-in-10 | 16 | 1.2895 | 1.282 | 1.2895 | 1.282 | 0 | 89.9783
| LCA | Outside | Monthly System Peak Day | October | CAISO 1-in-10 | 17 | 1.5964 | 1.5969 | 0.64588 | 0.68242 | 0.066609 | 90.5301
| LCA | Outside | Monthly System Peak Day | October | CAISO 1-in-10 | 18 | 1.9115 | 1.8843 | 1.1999 | 1.3736 | 0.16941 | 90.136
| LCA | Outside | Monthly System Peak Day | October | CAISO 1-in-10 | 19 | 2.0824 | 2.007 | 1.6471 | 1.6613 | 0.20997 | 87.9421
| LCA | Outside | Monthly System Peak Day | October | CAISO 1-in-10 | 20 | 2.0449 | 1.96 | 1.7 | 1.7171 | 0.062449 | 84.2928
| LCA | Outside | Monthly System Peak Day | October | CAISO 1-in-10 | 21 | 1.9859 | 1.9044 | 1.6369 | 1.6574 | 0.074971 | 81.3744
| LCA | Outside | Monthly System Peak Day | October | CAISO 1-in-10 | 22 | 1.8676 | 1.7928 | 2.3575 | 2.3532 | 0.09391 | 78.8367
| LCA | Outside | Monthly System Peak Day | October | CAISO 1-in-10 | 23 | 1.6767 | 1.6046 | 1.6767 | 1.7392 | 0 | 77.9183
| LCA | Outside | Monthly System Peak Day | October | CAISO 1-in-10 | 24 | 1.4126 | 1.3504 | 1.4126 | 1.3504 | 0 | 75.5527
| LCA | Outside | Monthly System Peak Day | October | CAISO 1-in-2 | 1 | 0.97791 | 0.93277 | 0.97791 | 0.93277 | 0 | 69.4844
| LCA | Outside | Monthly System Peak Day | October | CAISO 1-in-2 | 2 | 0.84195 | 0.80326 | 0.84195 | 0.80326 | 0 | 67.7784
| LCA | Outside | Monthly System Peak Day | October | CAISO 1-in-2 | 3 | 0.77252 | 0.73343 | 0.77252 | 0.73343 | 0 | 66.8607
| LCA | Outside | Monthly System Peak Day | October | CAISO 1-in-2 | 4 | 0.69232 | 0.66508 | 0.69232 | 0.66508 | 0 | 65.3683
| LCA | Outside | Monthly System Peak Day | October | CAISO 1-in-2 | 5 | 0.67471 | 0.65313 | 0.67471 | 0.65313 | 0 | 64.2341
| LCA | Outside | Monthly System Peak Day | October | CAISO 1-in-2 | 6 | 0.67001 | 0.66165 | 0.67001 | 0.66165 | 0 | 63.2547
| LCA | Outside | Monthly System Peak Day | October | CAISO 1-in-2 | 7 | 0.63555 | 0.65145 | 0.63555 | 0.65145 | 0 | 62.5712
| LCA | Outside | Monthly System Peak Day | October | CAISO 1-in-2 | 8 | 0.50658 | 0.52062 | 0.50658 | 0.52062 | 0 | 61.9678
| LCA | Outside | Monthly System Peak Day | October | CAISO 1-in-2 | 9 | 0.30357 | 0.30908 | 0.30357 | 0.30908 | 0 | 63.4253
| LCA | Outside | Monthly System Peak Day | October | CAISO 1-in-2 | 10 | 0.12295 | 0.13254 | 0.12295 | 0.13254 | 0 | 67.5959
| LCA | Outside | Monthly System Peak Day | October | CAISO 1-in-2 | 11 | 0.021026 | 0.041036 | 0.021026 | 0.041036 | 0 | 71.2222
| LCA | Outside | Monthly System Peak Day | October | CAISO 1-in-2 | 12 | 0.023707 | 0.044333 | 0.023707 | 0.044333 | 0 | 76.0674
| LCA | Outside | Monthly System Peak Day | October | CAISO 1-in-2 | 13 | 0.097626 | 0.11381 | 0.097626 | 0.11381 | 0 | 79.7559
| LCA | Outside | Monthly System Peak Day | October | CAISO 1-in-2 | 14 | 0.2395 | 0.25298 | 0.2395 | 0.25298 | 0 | 82.2331
| LCA | Outside | Monthly System Peak Day | October | CAISO 1-in-2 | 15 | 0.45278 | 0.45075 | 0.45278 | 0.45075 | 0 | 84.1959
| LCA | Outside | Monthly System Peak Day | October | CAISO 1-in-2 | 16 | 0.72744 | 0.71993 | 0.72744 | 0.71993 | 0 | 85.0503
| LCA | Outside | Monthly System Peak Day | October | CAISO 1-in-2 | 17 | 1.0091 | 1.0095 | 0.1872 | 0.22374 | 0.1073 | 84.356
| LCA | Outside | Monthly System Peak Day | October | CAISO 1-in-2 | 18 | 1.3002 | 1.273 | 0.68915 | 0.86289 | 0.29219 | 81.9757
| LCA | Outside | Monthly System Peak Day | October | CAISO 1-in-2 | 19 | 1.5196 | 1.4442 | 1.133 | 1.1471 | 0.33289 | 80.9887
| LCA | Outside | Monthly System Peak Day | October | CAISO 1-in-2 | 20 | 1.5564 | 1.4715 | 1.204 | 1.2211 | 0.085568 | 78.9408
| LCA | Outside | Monthly System Peak Day | October | CAISO 1-in-2 | 21 | 1.5399 | 1.4585 | 1.1835 | 1.2039 | 0.098191 | 76.0681
| LCA | Outside | Monthly System Peak Day | October | CAISO 1-in-2 | 22 | 1.4695 | 1.3948 | 1.9782 | 1.9739 | 0.1242 | 74.3592
| LCA | Outside | Monthly System Peak Day | October | CAISO 1-in-2 | 23 | 1.2927 | 1.2205 | 1.2927 | 1.2766 | 0 | 72.3148
| LCA | Outside | Monthly System Peak Day | October | CAISO 1-in-2 | 24 | 1.1054 | 1.0432 | 1.1054 | 1.0432 | 0 | 71.0764
| LCA | Outside | Monthly System Peak Day | October | SCE 1-in-10 | 1 | 0.8958 | 0.85066 | 0.8958 | 0.85066 | 0 | 67.4582
| LCA | Outside | Monthly System Peak Day | October | SCE 1-in-10 | 2 | 0.772 | 0.73332 | 0.772 | 0.73332 | 0 | 66.0335
| LCA | Outside | Monthly System Peak Day | October | SCE 1-in-10 | 3 | 0.70452 | 0.66543 | 0.70452 | 0.66543 | 0 | 64.7796
| LCA | Outside | Monthly System Peak Day | October | SCE 1-in-10 | 4 | 0.67467 | 0.64743 | 0.67467 | 0.64743 | 0 | 63.7612
| LCA | Outside | Monthly System Peak Day | October | SCE 1-in-10 | 5 | 0.6701 | 0.64851 | 0.6701 | 0.64851 | 0 | 62.8904
| LCA | Outside | Monthly System Peak Day | October | SCE 1-in-10 | 6 | 0.66721 | 0.65885 | 0.66721 | 0.65885 | 0 | 62.2357
| LCA | Outside | Monthly System Peak Day | October | SCE 1-in-10 | 7 | 0.62753 | 0.64343 | 0.62753 | 0.64343 | 0 | 61.2365
| LCA | Outside | Monthly System Peak Day | October | SCE 1-in-10 | 8 | 0.5042 | 0.51824 | 0.5042 | 0.51824 | 0 | 60.0922
| LCA | Outside | Monthly System Peak Day | October | SCE 1-in-10 | 9 | 0.30465 | 0.31016 | 0.30465 | 0.31016 | 0 | 62.1354
| LCA | Outside | Monthly System Peak Day | October | SCE 1-in-10 | 10 | 0.12423 | 0.13382 | 0.12423 | 0.13382 | 0 | 66.9228
| LCA | Outside | Monthly System Peak Day | October | SCE 1-in-10 | 11 | 0.041507 | 0.061516 | 0.041507 | 0.061516 | 0 | 72.6355
| LCA | Outside | Monthly System Peak Day | October | SCE 1-in-10 | 12 | 0.036232 | 0.056858 | 0.036232 | 0.056858 | 0 | 76.8456
| LCA | Outside | Monthly System Peak Day | October | SCE 1-in-10 | 13 | 0.11047 | 0.12666 | 0.11047 | 0.12666 | 0 | 80.4303
| LCA | Outside | Monthly System Peak Day | October | SCE 1-in-10 | 14 | 0.2555 | 0.26899 | 0.2555 | 0.26899 | 0 | 83.0147
| LCA | Outside | Monthly System Peak Day | October | SCE 1-in-10 | 15 | 0.47089 | 0.46886 | 0.47089 | 0.46886 | 0 | 84.5991
| LCA | Outside | Monthly System Peak Day | October | SCE 1-in-10 | 16 | 0.74804 | 0.74053 | 0.74804 | 0.74053 | 0 | 85.4271
| LCA | Outside | Monthly System Peak Day | October | SCE 1-in-10 | 17 | 1.0543 | 1.0548 | 0.19778 | 0.23431 | 0.095742 | 86.0188
| LCA | Outside | Monthly System Peak Day | October | SCE 1-in-10 | 18 | 1.3754 | 1.3482 | 0.71895 | 0.89269 | 0.23579 | 85.6596
| LCA | Outside | Monthly System Peak Day | October | SCE 1-in-10 | 19 | 1.5828 | 1.5074 | 1.1744 | 1.1886 | 0.27754 | 84.0978
| LCA | Outside | Monthly System Peak Day | October | SCE 1-in-10 | 20 | 1.5941 | 1.5093 | 1.2438 | 1.2609 | 0.078987 | 80.449
| LCA | Outside | Monthly System Peak Day | October | SCE 1-in-10 | 21 | 1.5798 | 1.4983 | 1.2256 | 1.2461 | 0.091193 | 77.6578
| LCA | Outside | Monthly System Peak Day | October | SCE 1-in-10 | 22 | 1.4951 | 1.4204 | 2.0013 | 1.997 | 0.12003 | 74.9702
| LCA | Outside | Monthly System Peak Day | October | SCE 1-in-10 | 23 | 1.2914 | 1.2193 | 1.2914 | 1.2696 | 0 | 71.9005
| LCA | Outside | Monthly System Peak Day | October | SCE 1-in-10 | 24 | 1.072 | 1.0098 | 1.072 | 1.0098 | 0 | 69.3208
| LCA | Outside | Monthly System Peak Day | October | SCE 1-in-2 | 1 | 0.74395 | 0.6988 | 0.74395 | 0.6988 | 0 | 63.1019
| LCA | Outside | Monthly System Peak Day | October | SCE 1-in-2 | 2 | 0.68831 | 0.64962 | 0.68831 | 0.64962 | 0 | 61.7111
| LCA | Outside | Monthly System Peak Day | October | SCE 1-in-2 | 3 | 0.66385 | 0.62477 | 0.66385 | 0.62477 | 0 | 60.3598
| LCA | Outside | Monthly System Peak Day | October | SCE 1-in-2 | 4 | 0.64358 | 0.61634 | 0.64358 | 0.61634 | 0 | 59.2926
| LCA | Outside | Monthly System Peak Day | October | SCE 1-in-2 | 5 | 0.63766 | 0.61608 | 0.63766 | 0.61608 | 0 | 58.0213
| LCA | Outside | Monthly System Peak Day | October | SCE 1-in-2 | 6 | 0.63859 | 0.63023 | 0.63859 | 0.63023 | 0 | 57.3011
| LCA | Outside | Monthly System Peak Day | October | SCE 1-in-2 | 7 | 0.61297 | 0.62887 | 0.61297 | 0.62887 | 0 | 55.7585
| LCA | Outside | Monthly System Peak Day | October | SCE 1-in-2 | 8 | 0.47628 | 0.49032 | 0.47628 | 0.49032 | 0 | 55.5046
| LCA | Outside | Monthly System Peak Day | October | SCE 1-in-2 | 9 | 0.24618 | 0.2517 | 0.24618 | 0.2517 | 0 | 56.8187
| LCA | Outside | Monthly System Peak Day | October | SCE 1-in-2 | 10 | 0.012823 | 0.022411 | 0.012823 | 0.022411 | 0 | 60.8708
| LCA | Outside | Monthly System Peak Day | October | SCE 1-in-2 | 11 | -0.14273 | -0.12272 | -0.14273 | -0.12272 | 0 | 66.3079
| LCA | Outside | Monthly System Peak Day | October | SCE 1-in-2 | 12 | -0.18537 | -0.16474 | -0.18537 | -0.16474 | 0 | 71.3935
| LCA | Outside | Monthly System Peak Day | October | SCE 1-in-2 | 13 | -0.15983 | -0.14365 | -0.15983 | -0.14365 | 0 | 75.1879
| LCA | Outside | Monthly System Peak Day | October | SCE 1-in-2 | 14 | -0.059797 | -0.046311 | -0.059797 | -0.046311 | 0 | 77.5518
| LCA | Outside | Monthly System Peak Day | October | SCE 1-in-2 | 15 | 0.1224 | 0.12037 | 0.1224 | 0.12037 | 0 | 79.5534
| LCA | Outside | Monthly System Peak Day | October | SCE 1-in-2 | 16 | 0.38175 | 0.37424 | 0.38175 | 0.37424 | 0 | 80.9624
| LCA | Outside | Monthly System Peak Day | October | SCE 1-in-2 | 17 | 0.68464 | 0.68511 | -0.088966 | -0.052427 | 0.12379 | 82.0411
| LCA | Outside | Monthly System Peak Day | October | SCE 1-in-2 | 18 | 1.0107 | 0.98357 | 0.40016 | 0.57391 | 0.29278 | 81.9374
| LCA | Outside | Monthly System Peak Day | October | SCE 1-in-2 | 19 | 1.2425 | 1.1671 | 0.85758 | 0.87176 | 0.33725 | 80.7446
| LCA | Outside | Monthly System Peak Day | October | SCE 1-in-2 | 20 | 1.3081 | 1.2232 | 0.95475 | 0.97183 | 0.08835 | 78.3056
| LCA | Outside | Monthly System Peak Day | October | SCE 1-in-2 | 21 | 1.3141 | 1.2327 | 0.95586 | 0.97635 | 0.10386 | 74.785
| LCA | Outside | Monthly System Peak Day | October | SCE 1-in-2 | 22 | 1.2497 | 1.175 | 1.7681 | 1.7638 | 0.14 | 72.0583
| LCA | Outside | Monthly System Peak Day | October | SCE 1-in-2 | 23 | 1.0841 | 1.012 | 1.0841 | 1.0259 | 0 | 69.3046
| LCA | Outside | Monthly System Peak Day | October | SCE 1-in-2 | 24 | 0.90754 | 0.84533 | 0.90754 | 0.84533 | 0 | 67.3484
| LCA | Outside | Monthly System Peak Day | September | CAISO 1-in-10 | 1 | 1.4335 | 1.3884 | 1.4335 | 1.3884 | 0 | 78.0321
| LCA | Outside | Monthly System Peak Day | September | CAISO 1-in-10 | 2 | 1.2538 | 1.2151 | 1.2538 | 1.2151 | 0 | 76.6754
| LCA | Outside | Monthly System Peak Day | September | CAISO 1-in-10 | 3 | 1.1411 | 1.102 | 1.1411 | 1.102 | 0 | 75.8022
| LCA | Outside | Monthly System Peak Day | September | CAISO 1-in-10 | 4 | 1.024 | 0.99677 | 1.024 | 0.99677 | 0 | 74.3107
| LCA | Outside | Monthly System Peak Day | September | CAISO 1-in-10 | 5 | 0.96185 | 0.94026 | 0.96185 | 0.94026 | 0 | 73.5751
| LCA | Outside | Monthly System Peak Day | September | CAISO 1-in-10 | 6 | 0.896 | 0.88765 | 0.896 | 0.88765 | 0 | 72.0475
| LCA | Outside | Monthly System Peak Day | September | CAISO 1-in-10 | 7 | 0.82761 | 0.84351 | 0.82761 | 0.84351 | 0 | 70.8873
| LCA | Outside | Monthly System Peak Day | September | CAISO 1-in-10 | 8 | 0.7499 | 0.76393 | 0.7499 | 0.76393 | 0 | 70.9501
| LCA | Outside | Monthly System Peak Day | September | CAISO 1-in-10 | 9 | 0.61436 | 0.61987 | 0.61436 | 0.61987 | 0 | 72.632
| LCA | Outside | Monthly System Peak Day | September | CAISO 1-in-10 | 10 | 0.5268 | 0.53639 | 0.5268 | 0.53639 | 0 | 75.9836
| LCA | Outside | Monthly System Peak Day | September | CAISO 1-in-10 | 11 | 0.56178 | 0.58178 | 0.56178 | 0.58178 | 0 | 80.7115
| LCA | Outside | Monthly System Peak Day | September | CAISO 1-in-10 | 12 | 0.69376 | 0.71439 | 0.69376 | 0.71439 | 0 | 83.6902
| LCA | Outside | Monthly System Peak Day | September | CAISO 1-in-10 | 13 | 0.90261 | 0.91879 | 0.90261 | 0.91879 | 0 | 87.1043
| LCA | Outside | Monthly System Peak Day | September | CAISO 1-in-10 | 14 | 1.1397 | 1.1532 | 1.1397 | 1.1532 | 0 | 89.7085
| LCA | Outside | Monthly System Peak Day | September | CAISO 1-in-10 | 15 | 1.3972 | 1.3951 | 1.3972 | 1.3951 | 0 | 91.6689
| LCA | Outside | Monthly System Peak Day | September | CAISO 1-in-10 | 16 | 1.7004 | 1.6929 | 1.7004 | 1.6929 | 0 | 92.8407
| LCA | Outside | Monthly System Peak Day | September | CAISO 1-in-10 | 17 | 2.0163 | 2.0167 | 0.99362 | 1.0302 | 0.049321 | 93.9892
| LCA | Outside | Monthly System Peak Day | September | CAISO 1-in-10 | 18 | 2.3322 | 2.305 | 1.5746 | 1.7484 | 0.11862 | 93.8674
| LCA | Outside | Monthly System Peak Day | September | CAISO 1-in-10 | 19 | 2.5116 | 2.4362 | 2.0371 | 2.0513 | 0.11687 | 93.5184
| LCA | Outside | Monthly System Peak Day | September | CAISO 1-in-10 | 20 | 2.4729 | 2.388 | 2.1388 | 2.1558 | 0.032486 | 91.8821
| LCA | Outside | Monthly System Peak Day | September | CAISO 1-in-10 | 21 | 2.3935 | 2.3121 | 2.0555 | 2.0759 | 0.04276 | 89.0889
| LCA | Outside | Monthly System Peak Day | September | CAISO 1-in-10 | 22 | 2.2865 | 2.2117 | 2.7436 | 2.7393 | 0.045511 | 86.6649
| LCA | Outside | Monthly System Peak Day | September | CAISO 1-in-10 | 23 | 2.0408 | 1.9687 | 2.1297 | 2.198 | 0.029128 | 84.6819
| LCA | Outside | Monthly System Peak Day | September | CAISO 1-in-10 | 24 | 1.7475 | 1.6853 | 1.765 | 1.7737 | 0.0087549 | 82.7262
| LCA | Outside | Monthly System Peak Day | September | CAISO 1-in-2 | 1 | 1.3746 | 1.3295 | 1.3746 | 1.3295 | 0 | 77.1318
| LCA | Outside | Monthly System Peak Day | September | CAISO 1-in-2 | 2 | 1.2291 | 1.1904 | 1.2291 | 1.1904 | 0 | 76.3055
| LCA | Outside | Monthly System Peak Day | September | CAISO 1-in-2 | 3 | 1.0977 | 1.0586 | 1.0977 | 1.0586 | 0 | 74.7642
| LCA | Outside | Monthly System Peak Day | September | CAISO 1-in-2 | 4 | 0.99014 | 0.9629 | 0.99014 | 0.9629 | 0 | 73.436
| LCA | Outside | Monthly System Peak Day | September | CAISO 1-in-2 | 5 | 0.87367 | 0.85209 | 0.87367 | 0.85209 | 0 | 71.0098
| LCA | Outside | Monthly System Peak Day | September | CAISO 1-in-2 | 6 | 0.8233 | 0.81494 | 0.8233 | 0.81494 | 0 | 69.803
| LCA | Outside | Monthly System Peak Day | September | CAISO 1-in-2 | 7 | 0.75819 | 0.77409 | 0.75819 | 0.77409 | 0 | 68.6774
| LCA | Outside | Monthly System Peak Day | September | CAISO 1-in-2 | 8 | 0.64591 | 0.65994 | 0.64591 | 0.65994 | 0 | 67.6937
| LCA | Outside | Monthly System Peak Day | September | CAISO 1-in-2 | 9 | 0.52742 | 0.53294 | 0.52742 | 0.53294 | 0 | 70.1696
| LCA | Outside | Monthly System Peak Day | September | CAISO 1-in-2 | 10 | 0.43449 | 0.44408 | 0.43449 | 0.44408 | 0 | 74.4911
| LCA | Outside | Monthly System Peak Day | September | CAISO 1-in-2 | 11 | 0.43751 | 0.45752 | 0.43751 | 0.45752 | 0 | 79.2442
| LCA | Outside | Monthly System Peak Day | September | CAISO 1-in-2 | 12 | 0.53692 | 0.55755 | 0.53692 | 0.55755 | 0 | 83.0822
| LCA | Outside | Monthly System Peak Day | September | CAISO 1-in-2 | 13 | 0.71194 | 0.72813 | 0.71194 | 0.72813 | 0 | 86.5737
| LCA | Outside | Monthly System Peak Day | September | CAISO 1-in-2 | 14 | 0.92965 | 0.94313 | 0.92965 | 0.94313 | 0 | 89.3245
| LCA | Outside | Monthly System Peak Day | September | CAISO 1-in-2 | 15 | 1.1797 | 1.1777 | 1.1797 | 1.1777 | 0 | 90.6186
| LCA | Outside | Monthly System Peak Day | September | CAISO 1-in-2 | 16 | 1.4756 | 1.4681 | 1.4756 | 1.4681 | 0 | 91.3877
| LCA | Outside | Monthly System Peak Day | September | CAISO 1-in-2 | 17 | 1.7838 | 1.7842 | 0.80229 | 0.83883 | 0.058349 | 92.0138
| LCA | Outside | Monthly System Peak Day | September | CAISO 1-in-2 | 18 | 2.0893 | 2.0621 | 1.3657 | 1.5394 | 0.15557 | 91.1092
| LCA | Outside | Monthly System Peak Day | September | CAISO 1-in-2 | 19 | 2.2664 | 2.191 | 1.8175 | 1.8316 | 0.17664 | 89.8769
| LCA | Outside | Monthly System Peak Day | September | CAISO 1-in-2 | 20 | 2.2376 | 2.1527 | 1.8976 | 1.9147 | 0.048039 | 87.7611
| LCA | Outside | Monthly System Peak Day | September | CAISO 1-in-2 | 21 | 2.1594 | 2.0779 | 1.8144 | 1.8349 | 0.062757 | 84.2203
| LCA | Outside | Monthly System Peak Day | September | CAISO 1-in-2 | 22 | 2.0545 | 1.9798 | 2.5305 | 2.5262 | 0.072063 | 82.176
| LCA | Outside | Monthly System Peak Day | September | CAISO 1-in-2 | 23 | 1.8247 | 1.7525 | 1.8518 | 1.92 | 0.01354 | 80.2705
| LCA | Outside | Monthly System Peak Day | September | CAISO 1-in-2 | 24 | 1.5432 | 1.481 | 1.5432 | 1.4994 | 0 | 77.9521
| LCA | Outside | Monthly System Peak Day | September | SCE 1-in-10 | 1 | 1.4605 | 1.4154 | 1.4605 | 1.4154 | 0 | 78.4183
| LCA | Outside | Monthly System Peak Day | September | SCE 1-in-10 | 2 | 1.2798 | 1.2411 | 1.2798 | 1.2411 | 0 | 77.0963
| LCA | Outside | Monthly System Peak Day | September | SCE 1-in-10 | 3 | 1.1412 | 1.1021 | 1.1412 | 1.1021 | 0 | 75.626
| LCA | Outside | Monthly System Peak Day | September | SCE 1-in-10 | 4 | 1.0218 | 0.99453 | 1.0218 | 0.99453 | 0 | 74.0544
| LCA | Outside | Monthly System Peak Day | September | SCE 1-in-10 | 5 | 0.94809 | 0.9265 | 0.94809 | 0.9265 | 0 | 72.9681
| LCA | Outside | Monthly System Peak Day | September | SCE 1-in-10 | 6 | 0.89026 | 0.8819 | 0.89026 | 0.8819 | 0 | 71.697
| LCA | Outside | Monthly System Peak Day | September | SCE 1-in-10 | 7 | 0.83424 | 0.85014 | 0.83424 | 0.85014 | 0 | 70.9325
| LCA | Outside | Monthly System Peak Day | September | SCE 1-in-10 | 8 | 0.75496 | 0.76899 | 0.75496 | 0.76899 | 0 | 70.9404
| LCA | Outside | Monthly System Peak Day | September | SCE 1-in-10 | 9 | 0.62536 | 0.63088 | 0.62536 | 0.63088 | 0 | 72.9337
| LCA | Outside | Monthly System Peak Day | September | SCE 1-in-10 | 10 | 0.53594 | 0.54552 | 0.53594 | 0.54552 | 0 | 76.1154
| LCA | Outside | Monthly System Peak Day | September | SCE 1-in-10 | 11 | 0.57164 | 0.59165 | 0.57164 | 0.59165 | 0 | 80.8059
| LCA | Outside | Monthly System Peak Day | September | SCE 1-in-10 | 12 | 0.70899 | 0.72961 | 0.70899 | 0.72961 | 0 | 84.3645
| LCA | Outside | Monthly System Peak Day | September | SCE 1-in-10 | 13 | 0.91926 | 0.93545 | 0.91926 | 0.93545 | 0 | 87.7083
| LCA | Outside | Monthly System Peak Day | September | SCE 1-in-10 | 14 | 1.1601 | 1.1736 | 1.1601 | 1.1736 | 0 | 90.6434
| LCA | Outside | Monthly System Peak Day | September | SCE 1-in-10 | 15 | 1.4277 | 1.4257 | 1.4277 | 1.4257 | 0 | 92.9937
| LCA | Outside | Monthly System Peak Day | September | SCE 1-in-10 | 16 | 1.7427 | 1.7351 | 1.7427 | 1.7351 | 0 | 94.5318
| LCA | Outside | Monthly System Peak Day | September | SCE 1-in-10 | 17 | 2.0619 | 2.0624 | 1.0063 | 1.0428 | 0.044555 | 95.5718
| LCA | Outside | Monthly System Peak Day | September | SCE 1-in-10 | 18 | 2.3826 | 2.3554 | 1.5993 | 1.7731 | 0.094792 | 95.95
| LCA | Outside | Monthly System Peak Day | September | SCE 1-in-10 | 19 | 2.561 | 2.4856 | 2.0713 | 2.0855 | 0.085827 | 95.6917
| LCA | Outside | Monthly System Peak Day | September | SCE 1-in-10 | 20 | 2.4751 | 2.3903 | 2.14 | 2.1571 | 0.03487 | 91.1949
| LCA | Outside | Monthly System Peak Day | September | SCE 1-in-10 | 21 | 2.3517 | 2.2702 | 2.0095 | 2.03 | 0.05443 | 86.202
| LCA | Outside | Monthly System Peak Day | September | SCE 1-in-10 | 22 | 2.2348 | 2.1601 | 2.702 | 2.6977 | 0.059112 | 84.2594
| LCA | Outside | Monthly System Peak Day | September | SCE 1-in-10 | 23 | 2.0062 | 1.934 | 2.0735 | 2.1418 | 0.03472 | 83.1447
| LCA | Outside | Monthly System Peak Day | September | SCE 1-in-10 | 24 | 1.7248 | 1.6626 | 1.7267 | 1.7353 | 0.00095166 | 81.6616
| LCA | Outside | Monthly System Peak Day | September | SCE 1-in-2 | 1 | 1.4044 | 1.3593 | 1.4044 | 1.3593 | 0 | 77.5946
| LCA | Outside | Monthly System Peak Day | September | SCE 1-in-2 | 2 | 1.2425 | 1.2038 | 1.2425 | 1.2038 | 0 | 76.5399
| LCA | Outside | Monthly System Peak Day | September | SCE 1-in-2 | 3 | 1.0804 | 1.0413 | 1.0804 | 1.0413 | 0 | 74.3989
| LCA | Outside | Monthly System Peak Day | September | SCE 1-in-2 | 4 | 0.96058 | 0.93334 | 0.96058 | 0.93334 | 0 | 72.6443
| LCA | Outside | Monthly System Peak Day | September | SCE 1-in-2 | 5 | 0.88796 | 0.86638 | 0.88796 | 0.86638 | 0 | 71.389
| LCA | Outside | Monthly System Peak Day | September | SCE 1-in-2 | 6 | 0.84604 | 0.83768 | 0.84604 | 0.83768 | 0 | 70.5318
| LCA | Outside | Monthly System Peak Day | September | SCE 1-in-2 | 7 | 0.77233 | 0.78823 | 0.77233 | 0.78823 | 0 | 69.0909
| LCA | Outside | Monthly System Peak Day | September | SCE 1-in-2 | 8 | 0.6876 | 0.70163 | 0.6876 | 0.70163 | 0 | 68.9604
| LCA | Outside | Monthly System Peak Day | September | SCE 1-in-2 | 9 | 0.57453 | 0.58005 | 0.57453 | 0.58005 | 0 | 71.7814
| LCA | Outside | Monthly System Peak Day | September | SCE 1-in-2 | 10 | 0.47932 | 0.48891 | 0.47932 | 0.48891 | 0 | 75.2924
| LCA | Outside | Monthly System Peak Day | September | SCE 1-in-2 | 11 | 0.49901 | 0.51901 | 0.49901 | 0.51901 | 0 | 80.1633
| LCA | Outside | Monthly System Peak Day | September | SCE 1-in-2 | 12 | 0.61619 | 0.63681 | 0.61619 | 0.63681 | 0 | 84.5955
| LCA | Outside | Monthly System Peak Day | September | SCE 1-in-2 | 13 | 0.805 | 0.82119 | 0.805 | 0.82119 | 0 | 88.0481
| LCA | Outside | Monthly System Peak Day | September | SCE 1-in-2 | 14 | 1.0335 | 1.047 | 1.0335 | 1.047 | 0 | 90.5686
| LCA | Outside | Monthly System Peak Day | September | SCE 1-in-2 | 15 | 1.2913 | 1.2892 | 1.2913 | 1.2892 | 0 | 91.999
| LCA | Outside | Monthly System Peak Day | September | SCE 1-in-2 | 16 | 1.59 | 1.5825 | 1.59 | 1.5825 | 0 | 92.6406
| LCA | Outside | Monthly System Peak Day | September | SCE 1-in-2 | 17 | 1.8825 | 1.883 | 0.89446 | 0.93099 | 0.056724 | 92.3308
| LCA | Outside | Monthly System Peak Day | September | SCE 1-in-2 | 18 | 2.2055 | 2.1784 | 1.4652 | 1.639 | 0.1369 | 92.4641
| LCA | Outside | Monthly System Peak Day | September | SCE 1-in-2 | 19 | 2.3863 | 2.3108 | 1.924 | 1.9382 | 0.14468 | 91.7818
| LCA | Outside | Monthly System Peak Day | September | SCE 1-in-2 | 20 | 2.3514 | 2.2666 | 2.0143 | 2.0314 | 0.040111 | 89.7751
| LCA | Outside | Monthly System Peak Day | September | SCE 1-in-2 | 21 | 2.2706 | 2.1891 | 1.9288 | 1.9493 | 0.053242 | 86.4888
| LCA | Outside | Monthly System Peak Day | September | SCE 1-in-2 | 22 | 2.1579 | 2.0832 | 2.6261 | 2.6218 | 0.060518 | 84.0267
| LCA | Outside | Monthly System Peak Day | September | SCE 1-in-2 | 23 | 1.9366 | 1.8645 | 1.9976 | 2.0659 | 0.036494 | 82.6878
| LCA | Outside | Monthly System Peak Day | September | SCE 1-in-2 | 24 | 1.6621 | 1.5999 | 1.6621 | 1.6637 | 0 | 81.0492
| LCA | Outside | Typical Event Day | Typical Event | CAISO 1-in-10 | 1 | 1.6943 | 1.6492 | 1.6943 | 1.6492 | 0 | 82.9581
| LCA | Outside | Typical Event Day | Typical Event | CAISO 1-in-10 | 2 | 1.4583 | 1.4196 | 1.4583 | 1.4196 | 0 | 81.0727
| LCA | Outside | Typical Event Day | Typical Event | CAISO 1-in-10 | 3 | 1.2993 | 1.2602 | 1.2993 | 1.2602 | 0 | 79.703
| LCA | Outside | Typical Event Day | Typical Event | CAISO 1-in-10 | 4 | 1.1659 | 1.1387 | 1.1659 | 1.1387 | 0 | 78.204
| LCA | Outside | Typical Event Day | Typical Event | CAISO 1-in-10 | 5 | 1.0777 | 1.0561 | 1.0777 | 1.0561 | 0 | 77.1026
| LCA | Outside | Typical Event Day | Typical Event | CAISO 1-in-10 | 6 | 1.0076 | 0.99926 | 1.0076 | 0.99926 | 0 | 75.7476
| LCA | Outside | Typical Event Day | Typical Event | CAISO 1-in-10 | 7 | 0.93425 | 0.95015 | 0.93425 | 0.95015 | 0 | 74.4977
| LCA | Outside | Typical Event Day | Typical Event | CAISO 1-in-10 | 8 | 0.88964 | 0.90367 | 0.88964 | 0.90367 | 0 | 75.0338
| LCA | Outside | Typical Event Day | Typical Event | CAISO 1-in-10 | 9 | 0.79261 | 0.79813 | 0.79261 | 0.79813 | 0 | 77.9228
| LCA | Outside | Typical Event Day | Typical Event | CAISO 1-in-10 | 10 | 0.75814 | 0.76773 | 0.75814 | 0.76773 | 0 | 82.2091
| LCA | Outside | Typical Event Day | Typical Event | CAISO 1-in-10 | 11 | 0.84767 | 0.86768 | 0.84767 | 0.86768 | 0 | 86.9371
| LCA | Outside | Typical Event Day | Typical Event | CAISO 1-in-10 | 12 | 1.0445 | 1.0652 | 1.0445 | 1.0652 | 0 | 91.0493
| LCA | Outside | Typical Event Day | Typical Event | CAISO 1-in-10 | 13 | 1.3144 | 1.3306 | 1.3144 | 1.3306 | 0 | 94.5315
| LCA | Outside | Typical Event Day | Typical Event | CAISO 1-in-10 | 14 | 1.6049 | 1.6184 | 1.6049 | 1.6184 | 0 | 97.0254
| LCA | Outside | Typical Event Day | Typical Event | CAISO 1-in-10 | 15 | 1.9059 | 1.9039 | 1.9059 | 1.9039 | 0 | 98.9047
| LCA | Outside | Typical Event Day | Typical Event | CAISO 1-in-10 | 16 | 2.2302 | 2.2227 | 2.2302 | 2.2227 | 0 | 99.5431
| LCA | Outside | Typical Event Day | Typical Event | CAISO 1-in-10 | 17 | 2.5388 | 2.5393 | 1.3968 | 1.4333 | 0.047009 | 99.7149
| LCA | Outside | Typical Event Day | Typical Event | CAISO 1-in-10 | 18 | 2.841 | 2.8138 | 2.0178 | 2.1915 | 0.073884 | 99.1955
| LCA | Outside | Typical Event Day | Typical Event | CAISO 1-in-10 | 19 | 2.9741 | 2.8986 | 2.4719 | 2.4861 | 0.067354 | 97.4724
| LCA | Outside | Typical Event Day | Typical Event | CAISO 1-in-10 | 20 | 2.886 | 2.8011 | 2.5567 | 2.5737 | 0.023313 | 95.2976
| LCA | Outside | Typical Event Day | Typical Event | CAISO 1-in-10 | 21 | 2.7682 | 2.6867 | 2.4349 | 2.4554 | 0.030623 | 92.4471
| LCA | Outside | Typical Event Day | Typical Event | CAISO 1-in-10 | 22 | 2.6176 | 2.5429 | 3.0625 | 3.0582 | 0.033491 | 89.5725
| LCA | Outside | Typical Event Day | Typical Event | CAISO 1-in-10 | 23 | 2.3185 | 2.2464 | 2.442 | 2.5103 | 0.02221 | 87.1542
| LCA | Outside | Typical Event Day | Typical Event | CAISO 1-in-10 | 24 | 1.9811 | 1.9189 | 2.0342 | 2.0428 | 0.023842 | 85.1516
| LCA | Outside | Typical Event Day | Typical Event | CAISO 1-in-2 | 1 | 1.5105 | 1.4653 | 1.5105 | 1.4653 | 0 | 79.6845
| LCA | Outside | Typical Event Day | Typical Event | CAISO 1-in-2 | 2 | 1.3208 | 1.2821 | 1.3208 | 1.2821 | 0 | 78.2659
| LCA | Outside | Typical Event Day | Typical Event | CAISO 1-in-2 | 3 | 1.1853 | 1.1462 | 1.1853 | 1.1462 | 0 | 76.971
| LCA | Outside | Typical Event Day | Typical Event | CAISO 1-in-2 | 4 | 1.0731 | 1.0459 | 1.0731 | 1.0459 | 0 | 75.7667
| LCA | Outside | Typical Event Day | Typical Event | CAISO 1-in-2 | 5 | 0.97545 | 0.95386 | 0.97545 | 0.95386 | 0 | 74.1669
| LCA | Outside | Typical Event Day | Typical Event | CAISO 1-in-2 | 6 | 0.91297 | 0.90461 | 0.91297 | 0.90461 | 0 | 72.8566
| LCA | Outside | Typical Event Day | Typical Event | CAISO 1-in-2 | 7 | 0.84909 | 0.86499 | 0.84909 | 0.86499 | 0 | 71.8623
| LCA | Outside | Typical Event Day | Typical Event | CAISO 1-in-2 | 8 | 0.77162 | 0.78566 | 0.77162 | 0.78566 | 0 | 71.9359
| LCA | Outside | Typical Event Day | Typical Event | CAISO 1-in-2 | 9 | 0.65658 | 0.66209 | 0.65658 | 0.66209 | 0 | 74.9229
| LCA | Outside | Typical Event Day | Typical Event | CAISO 1-in-2 | 10 | 0.57979 | 0.58937 | 0.57979 | 0.58937 | 0 | 78.7276
| LCA | Outside | Typical Event Day | Typical Event | CAISO 1-in-2 | 11 | 0.60868 | 0.62869 | 0.60868 | 0.62869 | 0 | 82.9591
| LCA | Outside | Typical Event Day | Typical Event | CAISO 1-in-2 | 12 | 0.74481 | 0.76544 | 0.74481 | 0.76544 | 0 | 86.7112
| LCA | Outside | Typical Event Day | Typical Event | CAISO 1-in-2 | 13 | 0.95806 | 0.97424 | 0.95806 | 0.97424 | 0 | 89.871
| LCA | Outside | Typical Event Day | Typical Event | CAISO 1-in-2 | 14 | 1.2057 | 1.2192 | 1.2057 | 1.2192 | 0 | 92.3755
| LCA | Outside | Typical Event Day | Typical Event | CAISO 1-in-2 | 15 | 1.4756 | 1.4736 | 1.4756 | 1.4736 | 0 | 93.8904
| LCA | Outside | Typical Event Day | Typical Event | CAISO 1-in-2 | 16 | 1.7709 | 1.7634 | 1.7709 | 1.7634 | 0 | 93.7793
| LCA | Outside | Typical Event Day | Typical Event | CAISO 1-in-2 | 17 | 2.0723 | 2.0728 | 1.0497 | 1.0862 | 0.049332 | 93.9863
| LCA | Outside | Typical Event Day | Typical Event | CAISO 1-in-2 | 18 | 2.3887 | 2.3616 | 1.6316 | 1.8053 | 0.11906 | 93.8325
| LCA | Outside | Typical Event Day | Typical Event | CAISO 1-in-2 | 19 | 2.5508 | 2.4754 | 2.0831 | 2.0973 | 0.13203 | 92.5589
| LCA | Outside | Typical Event Day | Typical Event | CAISO 1-in-2 | 20 | 2.4926 | 2.4077 | 2.1559 | 2.173 | 0.038809 | 90.119
| LCA | Outside | Typical Event Day | Typical Event | CAISO 1-in-2 | 21 | 2.4035 | 2.3221 | 2.0629 | 2.0834 | 0.049838 | 87.3179
| LCA | Outside | Typical Event Day | Typical Event | CAISO 1-in-2 | 22 | 2.2707 | 2.196 | 2.7359 | 2.7316 | 0.056343 | 84.7239
| LCA | Outside | Typical Event Day | Typical Event | CAISO 1-in-2 | 23 | 2.0204 | 1.9483 | 2.0848 | 2.1531 | 0.035549 | 82.9298
| LCA | Outside | Typical Event Day | Typical Event | CAISO 1-in-2 | 24 | 1.7313 | 1.6691 | 1.7313 | 1.7364 | 0 | 81.292
| LCA | Outside | Typical Event Day | Typical Event | SCE 1-in-10 | 1 | 1.6491 | 1.604 | 1.6491 | 1.604 | 0 | 81.9326
| LCA | Outside | Typical Event Day | Typical Event | SCE 1-in-10 | 2 | 1.429 | 1.3903 | 1.429 | 1.3903 | 0 | 80.3584
| LCA | Outside | Typical Event Day | Typical Event | SCE 1-in-10 | 3 | 1.2557 | 1.2166 | 1.2557 | 1.2166 | 0 | 78.587
| LCA | Outside | Typical Event Day | Typical Event | SCE 1-in-10 | 4 | 1.113 | 1.0858 | 1.113 | 1.0858 | 0 | 76.7265
| LCA | Outside | Typical Event Day | Typical Event | SCE 1-in-10 | 5 | 1.0355 | 1.0139 | 1.0355 | 1.0139 | 0 | 75.8253
| LCA | Outside | Typical Event Day | Typical Event | SCE 1-in-10 | 6 | 0.96115 | 0.95279 | 0.96115 | 0.95279 | 0 | 74.1541
| LCA | Outside | Typical Event Day | Typical Event | SCE 1-in-10 | 7 | 0.89611 | 0.91201 | 0.89611 | 0.91201 | 0 | 73.0925
| LCA | Outside | Typical Event Day | Typical Event | SCE 1-in-10 | 8 | 0.85915 | 0.87318 | 0.85915 | 0.87318 | 0 | 73.9178
| LCA | Outside | Typical Event Day | Typical Event | SCE 1-in-10 | 9 | 0.76678 | 0.77229 | 0.76678 | 0.77229 | 0 | 76.9462
| LCA | Outside | Typical Event Day | Typical Event | SCE 1-in-10 | 10 | 0.72808 | 0.73767 | 0.72808 | 0.73767 | 0 | 81.202
| LCA | Outside | Typical Event Day | Typical Event | SCE 1-in-10 | 11 | 0.81135 | 0.83136 | 0.81135 | 0.83136 | 0 | 85.8049
| LCA | Outside | Typical Event Day | Typical Event | SCE 1-in-10 | 12 | 1.0011 | 1.0217 | 1.0011 | 1.0217 | 0 | 89.7611
| LCA | Outside | Typical Event Day | Typical Event | SCE 1-in-10 | 13 | 1.2635 | 1.2797 | 1.2635 | 1.2797 | 0 | 93.3615
| LCA | Outside | Typical Event Day | Typical Event | SCE 1-in-10 | 14 | 1.5465 | 1.56 | 1.5465 | 1.56 | 0 | 95.9551
| LCA | Outside | Typical Event Day | Typical Event | SCE 1-in-10 | 15 | 1.8408 | 1.8388 | 1.8408 | 1.8388 | 0 | 97.8765
| LCA | Outside | Typical Event Day | Typical Event | SCE 1-in-10 | 16 | 2.172 | 2.1645 | 2.172 | 2.1645 | 0 | 99.3407
| LCA | Outside | Typical Event Day | Typical Event | SCE 1-in-10 | 17 | 2.4889 | 2.4894 | 1.3416 | 1.3781 | 0.047847 | 99.9688
| LCA | Outside | Typical Event Day | Typical Event | SCE 1-in-10 | 18 | 2.7942 | 2.767 | 1.9648 | 2.1386 | 0.073429 | 99.6876
| LCA | Outside | Typical Event Day | Typical Event | SCE 1-in-10 | 19 | 2.9412 | 2.8658 | 2.4306 | 2.4448 | 0.061721 | 98.6821
| LCA | Outside | Typical Event Day | Typical Event | SCE 1-in-10 | 20 | 2.8497 | 2.7648 | 2.5212 | 2.5382 | 0.022461 | 95.8687
| LCA | Outside | Typical Event Day | Typical Event | SCE 1-in-10 | 21 | 2.7284 | 2.6469 | 2.395 | 2.4155 | 0.030718 | 92.4174
| LCA | Outside | Typical Event Day | Typical Event | SCE 1-in-10 | 22 | 2.5762 | 2.5015 | 3.0226 | 3.0183 | 0.034566 | 89.2064
| LCA | Outside | Typical Event Day | Typical Event | SCE 1-in-10 | 23 | 2.2829 | 2.2108 | 2.4007 | 2.469 | 0.023093 | 86.7461
| LCA | Outside | Typical Event Day | Typical Event | SCE 1-in-10 | 24 | 1.9552 | 1.893 | 2.0043 | 2.013 | 0.024471 | 84.8818
| LCA | Outside | Typical Event Day | Typical Event | SCE 1-in-2 | 1 | 1.5375 | 1.4923 | 1.5375 | 1.4923 | 0 | 80.2761
| LCA | Outside | Typical Event Day | Typical Event | SCE 1-in-2 | 2 | 1.3463 | 1.3076 | 1.3463 | 1.3076 | 0 | 78.8924
| LCA | Outside | Typical Event Day | Typical Event | SCE 1-in-2 | 3 | 1.1982 | 1.1591 | 1.1982 | 1.1591 | 0 | 77.3737
| LCA | Outside | Typical Event Day | Typical Event | SCE 1-in-2 | 4 | 1.0805 | 1.0533 | 1.0805 | 1.0533 | 0 | 76.0645
| LCA | Outside | Typical Event Day | Typical Event | SCE 1-in-2 | 5 | 0.99992 | 0.97833 | 0.99992 | 0.97833 | 0 | 74.9654
| LCA | Outside | Typical Event Day | Typical Event | SCE 1-in-2 | 6 | 0.94238 | 0.93402 | 0.94238 | 0.93402 | 0 | 73.9039
| LCA | Outside | Typical Event Day | Typical Event | SCE 1-in-2 | 7 | 0.88393 | 0.89983 | 0.88393 | 0.89983 | 0 | 73.1438
| LCA | Outside | Typical Event Day | Typical Event | SCE 1-in-2 | 8 | 0.81353 | 0.82757 | 0.81353 | 0.82757 | 0 | 73.5271
| LCA | Outside | Typical Event Day | Typical Event | SCE 1-in-2 | 9 | 0.68203 | 0.68754 | 0.68203 | 0.68754 | 0 | 76.0352
| LCA | Outside | Typical Event Day | Typical Event | SCE 1-in-2 | 10 | 0.61652 | 0.6261 | 0.61652 | 0.6261 | 0 | 80.5626
| LCA | Outside | Typical Event Day | Typical Event | SCE 1-in-2 | 11 | 0.64386 | 0.66387 | 0.64386 | 0.66387 | 0 | 84.8319
| LCA | Outside | Typical Event Day | Typical Event | SCE 1-in-2 | 12 | 0.77629 | 0.79692 | 0.77629 | 0.79692 | 0 | 87.9795
| LCA | Outside | Typical Event Day | Typical Event | SCE 1-in-2 | 13 | 0.99228 | 1.0085 | 0.99228 | 1.0085 | 0 | 90.3872
| LCA | Outside | Typical Event Day | Typical Event | SCE 1-in-2 | 14 | 1.243 | 1.2565 | 1.243 | 1.2565 | 0 | 92.4776
| LCA | Outside | Typical Event Day | Typical Event | SCE 1-in-2 | 15 | 1.5068 | 1.5048 | 1.5068 | 1.5048 | 0 | 93.2819
| LCA | Outside | Typical Event Day | Typical Event | SCE 1-in-2 | 16 | 1.8022 | 1.7947 | 1.8022 | 1.7947 | 0 | 93.4098
| LCA | Outside | Typical Event Day | Typical Event | SCE 1-in-2 | 17 | 2.0918 | 2.0923 | 1.0882 | 1.1247 | 0.053156 | 93.0746
| LCA | Outside | Typical Event Day | Typical Event | SCE 1-in-2 | 18 | 2.4115 | 2.3843 | 1.6643 | 1.838 | 0.12948 | 93.022
| LCA | Outside | Typical Event Day | Typical Event | SCE 1-in-2 | 19 | 2.5749 | 2.4995 | 2.1116 | 2.1258 | 0.14213 | 91.9369
| LCA | Outside | Typical Event Day | Typical Event | SCE 1-in-2 | 20 | 2.5193 | 2.4344 | 2.1824 | 2.1994 | 0.039594 | 89.9111
| LCA | Outside | Typical Event Day | Typical Event | SCE 1-in-2 | 21 | 2.429 | 2.3475 | 2.0883 | 2.1088 | 0.050017 | 87.274
| LCA | Outside | Typical Event Day | Typical Event | SCE 1-in-2 | 22 | 2.2955 | 2.2208 | 2.7603 | 2.756 | 0.055663 | 84.8393
| LCA | Outside | Typical Event Day | Typical Event | SCE 1-in-2 | 23 | 2.0412 | 1.969 | 2.1069 | 2.1752 | 0.035175 | 83.0265
| LCA | Outside | Typical Event Day | Typical Event | SCE 1-in-2 | 24 | 1.7413 | 1.6791 | 1.7413 | 1.7439 | 0 | 81.1206
| Low Income | CARE | Average Weekday | April | CAISO 1-in-10 | 1 | 0.63625 | 0.58299 | 0.63625 | 0.58299 | 0 | 60.2361
| Low Income | CARE | Average Weekday | April | CAISO 1-in-10 | 2 | 0.57064 | 0.52102 | 0.57064 | 0.52102 | 0 | 59.0033
| Low Income | CARE | Average Weekday | April | CAISO 1-in-10 | 3 | 0.53128 | 0.48698 | 0.53128 | 0.48698 | 0 | 57.8397
| Low Income | CARE | Average Weekday | April | CAISO 1-in-10 | 4 | 0.50693 | 0.47004 | 0.50693 | 0.47004 | 0 | 56.8148
| Low Income | CARE | Average Weekday | April | CAISO 1-in-10 | 5 | 0.49834 | 0.46846 | 0.49834 | 0.46846 | 0 | 55.9432
| Low Income | CARE | Average Weekday | April | CAISO 1-in-10 | 6 | 0.5071 | 0.4906 | 0.5071 | 0.4906 | 0 | 55.2307
| Low Income | CARE | Average Weekday | April | CAISO 1-in-10 | 7 | 0.53418 | 0.54553 | 0.53418 | 0.54553 | 0 | 54.6626
| Low Income | CARE | Average Weekday | April | CAISO 1-in-10 | 8 | 0.5364 | 0.53733 | 0.5364 | 0.53733 | 0 | 54.4985
| Low Income | CARE | Average Weekday | April | CAISO 1-in-10 | 9 | 0.49729 | 0.44445 | 0.49729 | 0.44445 | 0 | 56.7752
| Low Income | CARE | Average Weekday | April | CAISO 1-in-10 | 10 | 0.45086 | 0.37098 | 0.45086 | 0.37098 | 0 | 60.4533
| Low Income | CARE | Average Weekday | April | CAISO 1-in-10 | 11 | 0.42992 | 0.31813 | 0.42992 | 0.31813 | 0 | 64.5137
| Low Income | CARE | Average Weekday | April | CAISO 1-in-10 | 12 | 0.44444 | 0.29319 | 0.44444 | 0.29319 | 0 | 68.2027
| Low Income | CARE | Average Weekday | April | CAISO 1-in-10 | 13 | 0.48934 | 0.29638 | 0.48934 | 0.29638 | 0 | 70.8564
| Low Income | CARE | Average Weekday | April | CAISO 1-in-10 | 14 | 0.54808 | 0.32734 | 0.54808 | 0.32734 | 0 | 72.8924
| Low Income | CARE | Average Weekday | April | CAISO 1-in-10 | 15 | 0.63056 | 0.39744 | 0.63056 | 0.39744 | 0 | 74.4267
| Low Income | CARE | Average Weekday | April | CAISO 1-in-10 | 16 | 0.73112 | 0.5097 | 0.73112 | 0.5097 | 0 | 75.2791
| Low Income | CARE | Average Weekday | April | CAISO 1-in-10 | 17 | 0.83693 | 0.64374 | 0.60992 | 0.41673 | 0.049091 | 75.4013
| Low Income | CARE | Average Weekday | April | CAISO 1-in-10 | 18 | 0.95628 | 0.78775 | 0.88732 | 0.71317 | 0.03448 | 74.6681
| Low Income | CARE | Average Weekday | April | CAISO 1-in-10 | 19 | 1.0296 | 0.88853 | 1.0296 | 0.88853 | 0 | 73.2052
| Low Income | CARE | Average Weekday | April | CAISO 1-in-10 | 20 | 1.0558 | 0.94509 | 0.97629 | 0.87892 | 0.045704 | 70.8409
| Low Income | CARE | Average Weekday | April | CAISO 1-in-10 | 21 | 1.0462 | 0.95564 | 0.98743 | 0.91018 | 0.051501 | 67.6743
| Low Income | CARE | Average Weekday | April | CAISO 1-in-10 | 22 | 0.9672 | 0.89703 | 1.1554 | 1.0852 | 0.10114 | 65.1686
| Low Income | CARE | Average Weekday | April | CAISO 1-in-10 | 23 | 0.83711 | 0.78501 | 0.8442 | 0.81988 | 0.003545 | 63.288
| Low Income | CARE | Average Weekday | April | CAISO 1-in-10 | 24 | 0.71101 | 0.6643 | 0.71101 | 0.6643 | 0 | 61.6697
| Low Income | CARE | Average Weekday | April | CAISO 1-in-2 | 1 | 0.62492 | 0.57166 | 0.62492 | 0.57166 | 0 | 57.7368
| Low Income | CARE | Average Weekday | April | CAISO 1-in-2 | 2 | 0.5646 | 0.51497 | 0.5646 | 0.51497 | 0 | 56.6358
| Low Income | CARE | Average Weekday | April | CAISO 1-in-2 | 3 | 0.52931 | 0.48502 | 0.52931 | 0.48502 | 0 | 55.6617
| Low Income | CARE | Average Weekday | April | CAISO 1-in-2 | 4 | 0.50848 | 0.47159 | 0.50848 | 0.47159 | 0 | 54.8208
| Low Income | CARE | Average Weekday | April | CAISO 1-in-2 | 5 | 0.50511 | 0.47523 | 0.50511 | 0.47523 | 0 | 54.1126
| Low Income | CARE | Average Weekday | April | CAISO 1-in-2 | 6 | 0.51903 | 0.50252 | 0.51903 | 0.50252 | 0 | 53.5113
| Low Income | CARE | Average Weekday | April | CAISO 1-in-2 | 7 | 0.5542 | 0.56555 | 0.5542 | 0.56555 | 0 | 52.9607
| Low Income | CARE | Average Weekday | April | CAISO 1-in-2 | 8 | 0.56099 | 0.56193 | 0.56099 | 0.56193 | 0 | 52.7834
| Low Income | CARE | Average Weekday | April | CAISO 1-in-2 | 9 | 0.51712 | 0.46428 | 0.51712 | 0.46428 | 0 | 54.5429
| Low Income | CARE | Average Weekday | April | CAISO 1-in-2 | 10 | 0.46751 | 0.38764 | 0.46751 | 0.38764 | 0 | 57.7194
| Low Income | CARE | Average Weekday | April | CAISO 1-in-2 | 11 | 0.44383 | 0.33204 | 0.44383 | 0.33204 | 0 | 61.0553
| Low Income | CARE | Average Weekday | April | CAISO 1-in-2 | 12 | 0.46178 | 0.31053 | 0.46178 | 0.31053 | 0 | 64.2183
| Low Income | CARE | Average Weekday | April | CAISO 1-in-2 | 13 | 0.49925 | 0.30629 | 0.49925 | 0.30629 | 0 | 66.8957
| Low Income | CARE | Average Weekday | April | CAISO 1-in-2 | 14 | 0.54187 | 0.32112 | 0.54187 | 0.32112 | 0 | 69.0405
| Low Income | CARE | Average Weekday | April | CAISO 1-in-2 | 15 | 0.6094 | 0.37628 | 0.6094 | 0.37628 | 0 | 70.5964
| Low Income | CARE | Average Weekday | April | CAISO 1-in-2 | 16 | 0.69456 | 0.47313 | 0.69456 | 0.47313 | 0 | 71.525
| Low Income | CARE | Average Weekday | April | CAISO 1-in-2 | 17 | 0.79297 | 0.59978 | 0.68722 | 0.49403 | 0.056775 | 71.8533
| Low Income | CARE | Average Weekday | April | CAISO 1-in-2 | 18 | 0.91644 | 0.74791 | 0.91644 | 0.74617 | 0 | 71.3808
| Low Income | CARE | Average Weekday | April | CAISO 1-in-2 | 19 | 0.99179 | 0.85074 | 0.99179 | 0.85074 | 0 | 70.0318
| Low Income | CARE | Average Weekday | April | CAISO 1-in-2 | 20 | 1.023 | 0.91232 | 0.96475 | 0.86737 | 0.051646 | 67.5953
| Low Income | CARE | Average Weekday | April | CAISO 1-in-2 | 21 | 1.0106 | 0.91995 | 0.97388 | 0.89663 | 0.018337 | 64.2889
| Low Income | CARE | Average Weekday | April | CAISO 1-in-2 | 22 | 0.93467 | 0.8645 | 1.0253 | 0.95508 | 0.04529 | 61.7833
| Low Income | CARE | Average Weekday | April | CAISO 1-in-2 | 23 | 0.81095 | 0.75885 | 0.81095 | 0.77288 | 0 | 59.9969
| Low Income | CARE | Average Weekday | April | CAISO 1-in-2 | 24 | 0.69311 | 0.6464 | 0.69311 | 0.6464 | 0 | 58.6128
| Low Income | CARE | Average Weekday | April | SCE 1-in-10 | 1 | 0.63451 | 0.58126 | 0.63451 | 0.58126 | 0 | 59.6552
| Low Income | CARE | Average Weekday | April | SCE 1-in-10 | 2 | 0.56965 | 0.52003 | 0.56965 | 0.52003 | 0 | 58.4523
| Low Income | CARE | Average Weekday | April | SCE 1-in-10 | 3 | 0.53068 | 0.48638 | 0.53068 | 0.48638 | 0 | 57.3733
| Low Income | CARE | Average Weekday | April | SCE 1-in-10 | 4 | 0.50671 | 0.46982 | 0.50671 | 0.46982 | 0 | 56.3425
| Low Income | CARE | Average Weekday | April | SCE 1-in-10 | 5 | 0.49861 | 0.46873 | 0.49861 | 0.46873 | 0 | 55.5332
| Low Income | CARE | Average Weekday | April | SCE 1-in-10 | 6 | 0.50811 | 0.4916 | 0.50811 | 0.4916 | 0 | 54.8986
| Low Income | CARE | Average Weekday | April | SCE 1-in-10 | 7 | 0.536 | 0.54735 | 0.536 | 0.54735 | 0 | 54.3311
| Low Income | CARE | Average Weekday | April | SCE 1-in-10 | 8 | 0.53869 | 0.53962 | 0.53869 | 0.53962 | 0 | 54.1506
| Low Income | CARE | Average Weekday | April | SCE 1-in-10 | 9 | 0.49876 | 0.44592 | 0.49876 | 0.44592 | 0 | 56.3209
| Low Income | CARE | Average Weekday | April | SCE 1-in-10 | 10 | 0.45188 | 0.372 | 0.45188 | 0.372 | 0 | 60.1804
| Low Income | CARE | Average Weekday | April | SCE 1-in-10 | 11 | 0.43074 | 0.31895 | 0.43074 | 0.31895 | 0 | 64.0126
| Low Income | CARE | Average Weekday | April | SCE 1-in-10 | 12 | 0.44871 | 0.29746 | 0.44871 | 0.29746 | 0 | 67.4915
| Low Income | CARE | Average Weekday | April | SCE 1-in-10 | 13 | 0.48975 | 0.29679 | 0.48975 | 0.29679 | 0 | 70.3788
| Low Income | CARE | Average Weekday | April | SCE 1-in-10 | 14 | 0.54605 | 0.32531 | 0.54605 | 0.32531 | 0 | 72.4919
| Low Income | CARE | Average Weekday | April | SCE 1-in-10 | 15 | 0.62689 | 0.39377 | 0.62689 | 0.39377 | 0 | 73.9809
| Low Income | CARE | Average Weekday | April | SCE 1-in-10 | 16 | 0.72602 | 0.5046 | 0.72602 | 0.5046 | 0 | 74.9925
| Low Income | CARE | Average Weekday | April | SCE 1-in-10 | 17 | 0.83183 | 0.63865 | 0.61954 | 0.42636 | 0.049265 | 75.3206
| Low Income | CARE | Average Weekday | April | SCE 1-in-10 | 18 | 0.95092 | 0.7824 | 0.88176 | 0.70761 | 0.034583 | 74.6774
| Low Income | CARE | Average Weekday | April | SCE 1-in-10 | 19 | 1.024 | 0.88299 | 1.024 | 0.88299 | 0 | 73.2346
| Low Income | CARE | Average Weekday | April | SCE 1-in-10 | 20 | 1.0533 | 0.94261 | 0.97309 | 0.87571 | 0.045503 | 70.9514
| Low Income | CARE | Average Weekday | April | SCE 1-in-10 | 21 | 1.0432 | 0.95263 | 0.98423 | 0.90698 | 0.051449 | 67.703
| Low Income | CARE | Average Weekday | April | SCE 1-in-10 | 22 | 0.96276 | 0.89259 | 1.1376 | 1.0674 | 0.10104 | 65.1918
| Low Income | CARE | Average Weekday | April | SCE 1-in-10 | 23 | 0.83312 | 0.78102 | 0.83993 | 0.81561 | 0.0034035 | 63.2433
| Low Income | CARE | Average Weekday | April | SCE 1-in-10 | 24 | 0.70839 | 0.66168 | 0.70839 | 0.66168 | 0 | 61.5426
| Low Income | CARE | Average Weekday | April | SCE 1-in-2 | 1 | 0.62301 | 0.56975 | 0.62301 | 0.56975 | 0 | 57.7002
| Low Income | CARE | Average Weekday | April | SCE 1-in-2 | 2 | 0.56315 | 0.51352 | 0.56315 | 0.51352 | 0 | 56.5726
| Low Income | CARE | Average Weekday | April | SCE 1-in-2 | 3 | 0.52823 | 0.48393 | 0.52823 | 0.48393 | 0 | 55.6066
| Low Income | CARE | Average Weekday | April | SCE 1-in-2 | 4 | 0.50937 | 0.47248 | 0.50937 | 0.47248 | 0 | 54.7948
| Low Income | CARE | Average Weekday | April | SCE 1-in-2 | 5 | 0.50617 | 0.47629 | 0.50617 | 0.47629 | 0 | 54.0342
| Low Income | CARE | Average Weekday | April | SCE 1-in-2 | 6 | 0.52031 | 0.5038 | 0.52031 | 0.5038 | 0 | 53.4338
| Low Income | CARE | Average Weekday | April | SCE 1-in-2 | 7 | 0.55591 | 0.56726 | 0.55591 | 0.56726 | 0 | 52.8992
| Low Income | CARE | Average Weekday | April | SCE 1-in-2 | 8 | 0.56298 | 0.56391 | 0.56298 | 0.56391 | 0 | 52.7445
| Low Income | CARE | Average Weekday | April | SCE 1-in-2 | 9 | 0.51893 | 0.46609 | 0.51893 | 0.46609 | 0 | 54.5083
| Low Income | CARE | Average Weekday | April | SCE 1-in-2 | 10 | 0.46841 | 0.38853 | 0.46841 | 0.38853 | 0 | 57.6752
| Low Income | CARE | Average Weekday | April | SCE 1-in-2 | 11 | 0.44382 | 0.33203 | 0.44382 | 0.33203 | 0 | 60.9651
| Low Income | CARE | Average Weekday | April | SCE 1-in-2 | 12 | 0.45858 | 0.30733 | 0.45858 | 0.30733 | 0 | 64.0835
| Low Income | CARE | Average Weekday | April | SCE 1-in-2 | 13 | 0.49719 | 0.30424 | 0.49719 | 0.30424 | 0 | 66.6676
| Low Income | CARE | Average Weekday | April | SCE 1-in-2 | 14 | 0.54023 | 0.31948 | 0.54023 | 0.31948 | 0 | 68.7304
| Low Income | CARE | Average Weekday | April | SCE 1-in-2 | 15 | 0.60681 | 0.37369 | 0.60681 | 0.37369 | 0 | 70.2327
| Low Income | CARE | Average Weekday | April | SCE 1-in-2 | 16 | 0.6909 | 0.46948 | 0.6909 | 0.46948 | 0 | 71.0842
| Low Income | CARE | Average Weekday | April | SCE 1-in-2 | 17 | 0.78863 | 0.59545 | 0.69242 | 0.49924 | 0.057901 | 71.3375
| Low Income | CARE | Average Weekday | April | SCE 1-in-2 | 18 | 0.9132 | 0.74468 | 0.9132 | 0.74468 | 0 | 70.825
| Low Income | CARE | Average Weekday | April | SCE 1-in-2 | 19 | 0.98906 | 0.84801 | 0.98906 | 0.84801 | 0 | 69.5149
| Low Income | CARE | Average Weekday | April | SCE 1-in-2 | 20 | 1.019 | 0.90824 | 0.96376 | 0.86638 | 0.052511 | 67.1236
| Low Income | CARE | Average Weekday | April | SCE 1-in-2 | 21 | 1.0069 | 0.91632 | 0.97284 | 0.89558 | 0.017042 | 63.893
| Low Income | CARE | Average Weekday | April | SCE 1-in-2 | 22 | 0.93164 | 0.86146 | 1.0131 | 0.94294 | 0.040738 | 61.4589
| Low Income | CARE | Average Weekday | April | SCE 1-in-2 | 23 | 0.80876 | 0.75666 | 0.80876 | 0.7691 | 0 | 59.7456
| Low Income | CARE | Average Weekday | April | SCE 1-in-2 | 24 | 0.6914 | 0.6447 | 0.6914 | 0.6447 | 0 | 58.3692
| Low Income | CARE | Average Weekday | August | CAISO 1-in-10 | 1 | 1.1848 | 1.1316 | 1.1848 | 1.1316 | 0 | 74.5654
| Low Income | CARE | Average Weekday | August | CAISO 1-in-10 | 2 | 1.0118 | 0.96221 | 1.0118 | 0.96221 | 0 | 73.5065
| Low Income | CARE | Average Weekday | August | CAISO 1-in-10 | 3 | 0.89311 | 0.84881 | 0.89311 | 0.84881 | 0 | 72.5677
| Low Income | CARE | Average Weekday | August | CAISO 1-in-10 | 4 | 0.80797 | 0.77108 | 0.80797 | 0.77108 | 0 | 71.7983
| Low Income | CARE | Average Weekday | August | CAISO 1-in-10 | 5 | 0.74678 | 0.7169 | 0.74678 | 0.7169 | 0 | 71.0497
| Low Income | CARE | Average Weekday | August | CAISO 1-in-10 | 6 | 0.71071 | 0.6942 | 0.71071 | 0.6942 | 0 | 70.4514
| Low Income | CARE | Average Weekday | August | CAISO 1-in-10 | 7 | 0.69098 | 0.70233 | 0.69098 | 0.70233 | 0 | 69.9295
| Low Income | CARE | Average Weekday | August | CAISO 1-in-10 | 8 | 0.70809 | 0.70902 | 0.70809 | 0.70902 | 0 | 69.8782
| Low Income | CARE | Average Weekday | August | CAISO 1-in-10 | 9 | 0.74845 | 0.69561 | 0.74845 | 0.69561 | 0 | 71.9461
| Low Income | CARE | Average Weekday | August | CAISO 1-in-10 | 10 | 0.78914 | 0.70926 | 0.78914 | 0.70926 | 0 | 75.3916
| Low Income | CARE | Average Weekday | August | CAISO 1-in-10 | 11 | 0.91759 | 0.80579 | 0.91759 | 0.80579 | 0 | 79.1858
| Low Income | CARE | Average Weekday | August | CAISO 1-in-10 | 12 | 1.1449 | 0.99368 | 1.1449 | 0.99368 | 0 | 82.7591
| Low Income | CARE | Average Weekday | August | CAISO 1-in-10 | 13 | 1.4204 | 1.2274 | 1.4204 | 1.2274 | 0 | 85.8874
| Low Income | CARE | Average Weekday | August | CAISO 1-in-10 | 14 | 1.6968 | 1.476 | 1.6968 | 1.476 | 0 | 88.4144
| Low Income | CARE | Average Weekday | August | CAISO 1-in-10 | 15 | 1.9661 | 1.733 | 1.9661 | 1.733 | 0 | 90.2039
| Low Income | CARE | Average Weekday | August | CAISO 1-in-10 | 16 | 2.2092 | 1.9878 | 2.2092 | 1.9878 | 0 | 91.0837
| Low Income | CARE | Average Weekday | August | CAISO 1-in-10 | 17 | 2.3817 | 2.1885 | 1.516 | 1.3309 | 0.019181 | 91.1537
| Low Income | CARE | Average Weekday | August | CAISO 1-in-10 | 18 | 2.4779 | 2.3094 | 2.0636 | 1.8895 | 0.10677 | 90.2525
| Low Income | CARE | Average Weekday | August | CAISO 1-in-10 | 19 | 2.4278 | 2.2867 | 2.3207 | 2.0537 | 0.06381 | 88.6612
| Low Income | CARE | Average Weekday | August | CAISO 1-in-10 | 20 | 2.2362 | 2.1254 | 2.0569 | 1.9596 | 0.018628 | 86.0849
| Low Income | CARE | Average Weekday | August | CAISO 1-in-10 | 21 | 2.0905 | 1.9999 | 1.9356 | 1.8583 | 0.024976 | 82.3649
| Low Income | CARE | Average Weekday | August | CAISO 1-in-10 | 22 | 1.9255 | 1.8553 | 2.3151 | 2.3182 | 0.042978 | 79.4031
| Low Income | CARE | Average Weekday | August | CAISO 1-in-10 | 23 | 1.6646 | 1.6125 | 1.7616 | 1.7373 | 0.027413 | 77.4763
| Low Income | CARE | Average Weekday | August | CAISO 1-in-10 | 24 | 1.3888 | 1.3421 | 1.4402 | 1.3867 | 0.019183 | 76.0189
| Low Income | CARE | Average Weekday | August | CAISO 1-in-2 | 1 | 1.0359 | 0.98269 | 1.0359 | 0.98269 | 0 | 71.6323
| Low Income | CARE | Average Weekday | August | CAISO 1-in-2 | 2 | 0.86923 | 0.81961 | 0.86923 | 0.81961 | 0 | 70.324
| Low Income | CARE | Average Weekday | August | CAISO 1-in-2 | 3 | 0.75854 | 0.71424 | 0.75854 | 0.71424 | 0 | 69.1589
| Low Income | CARE | Average Weekday | August | CAISO 1-in-2 | 4 | 0.68794 | 0.65106 | 0.68794 | 0.65106 | 0 | 68.1257
| Low Income | CARE | Average Weekday | August | CAISO 1-in-2 | 5 | 0.64613 | 0.61625 | 0.64613 | 0.61625 | 0 | 67.1774
| Low Income | CARE | Average Weekday | August | CAISO 1-in-2 | 6 | 0.62174 | 0.60523 | 0.62174 | 0.60523 | 0 | 66.3942
| Low Income | CARE | Average Weekday | August | CAISO 1-in-2 | 7 | 0.61306 | 0.62441 | 0.61306 | 0.62441 | 0 | 65.7989
| Low Income | CARE | Average Weekday | August | CAISO 1-in-2 | 8 | 0.62175 | 0.62268 | 0.62175 | 0.62268 | 0 | 65.6592
| Low Income | CARE | Average Weekday | August | CAISO 1-in-2 | 9 | 0.6341 | 0.58126 | 0.6341 | 0.58126 | 0 | 68.0902
| Low Income | CARE | Average Weekday | August | CAISO 1-in-2 | 10 | 0.67594 | 0.59606 | 0.67594 | 0.59606 | 0 | 72.0224
| Low Income | CARE | Average Weekday | August | CAISO 1-in-2 | 11 | 0.78079 | 0.66899 | 0.78079 | 0.66899 | 0 | 76.4448
| Low Income | CARE | Average Weekday | August | CAISO 1-in-2 | 12 | 0.94669 | 0.79544 | 0.94669 | 0.79544 | 0 | 80.6819
| Low Income | CARE | Average Weekday | August | CAISO 1-in-2 | 13 | 1.1692 | 0.97626 | 1.1692 | 0.97626 | 0 | 84.0979
| Low Income | CARE | Average Weekday | August | CAISO 1-in-2 | 14 | 1.4081 | 1.1874 | 1.4081 | 1.1874 | 0 | 86.7918
| Low Income | CARE | Average Weekday | August | CAISO 1-in-2 | 15 | 1.6551 | 1.4219 | 1.6551 | 1.4219 | 0 | 88.5813
| Low Income | CARE | Average Weekday | August | CAISO 1-in-2 | 16 | 1.889 | 1.6676 | 1.889 | 1.6676 | 0 | 89.5413
| Low Income | CARE | Average Weekday | August | CAISO 1-in-2 | 17 | 2.0629 | 1.8698 | 1.2211 | 1.0359 | 0.021043 | 89.7992
| Low Income | CARE | Average Weekday | August | CAISO 1-in-2 | 18 | 2.1627 | 1.9942 | 1.7756 | 1.6015 | 0.11638 | 89.0257
| Low Income | CARE | Average Weekday | August | CAISO 1-in-2 | 19 | 2.1303 | 1.9892 | 2.056 | 1.789 | 0.070767 | 87.2927
| Low Income | CARE | Average Weekday | August | CAISO 1-in-2 | 20 | 1.9795 | 1.8688 | 1.8105 | 1.7131 | 0.021232 | 84.5333
| Low Income | CARE | Average Weekday | August | CAISO 1-in-2 | 21 | 1.861 | 1.7704 | 1.7183 | 1.641 | 0.028257 | 80.5012
| Low Income | CARE | Average Weekday | August | CAISO 1-in-2 | 22 | 1.7126 | 1.6425 | 2.1066 | 2.1097 | 0.051965 | 77.0676
| Low Income | CARE | Average Weekday | August | CAISO 1-in-2 | 23 | 1.4777 | 1.4256 | 1.5574 | 1.5331 | 0.034613 | 74.7663
| Low Income | CARE | Average Weekday | August | CAISO 1-in-2 | 24 | 1.2294 | 1.1827 | 1.2645 | 1.211 | 0.02505 | 73.0795
| Low Income | CARE | Average Weekday | August | SCE 1-in-10 | 1 | 1.2391 | 1.1858 | 1.2391 | 1.1858 | 0 | 75.6224
| Low Income | CARE | Average Weekday | August | SCE 1-in-10 | 2 | 1.0545 | 1.0049 | 1.0545 | 1.0049 | 0 | 74.4542
| Low Income | CARE | Average Weekday | August | SCE 1-in-10 | 3 | 0.92729 | 0.883 | 0.92729 | 0.883 | 0 | 73.4236
| Low Income | CARE | Average Weekday | August | SCE 1-in-10 | 4 | 0.83439 | 0.7975 | 0.83439 | 0.7975 | 0 | 72.5335
| Low Income | CARE | Average Weekday | August | SCE 1-in-10 | 5 | 0.76981 | 0.73993 | 0.76981 | 0.73993 | 0 | 71.753
| Low Income | CARE | Average Weekday | August | SCE 1-in-10 | 6 | 0.72842 | 0.71191 | 0.72842 | 0.71191 | 0 | 71.0164
| Low Income | CARE | Average Weekday | August | SCE 1-in-10 | 7 | 0.70645 | 0.7178 | 0.70645 | 0.7178 | 0 | 70.4463
| Low Income | CARE | Average Weekday | August | SCE 1-in-10 | 8 | 0.72294 | 0.72387 | 0.72294 | 0.72387 | 0 | 70.3058
| Low Income | CARE | Average Weekday | August | SCE 1-in-10 | 9 | 0.76859 | 0.71575 | 0.76859 | 0.71575 | 0 | 72.5463
| Low Income | CARE | Average Weekday | August | SCE 1-in-10 | 10 | 0.81998 | 0.7401 | 0.81998 | 0.7401 | 0 | 76.2356
| Low Income | CARE | Average Weekday | August | SCE 1-in-10 | 11 | 0.96327 | 0.85147 | 0.96327 | 0.85147 | 0 | 80.3388
| Low Income | CARE | Average Weekday | August | SCE 1-in-10 | 12 | 1.2021 | 1.0508 | 1.2021 | 1.0508 | 0 | 84.2736
| Low Income | CARE | Average Weekday | August | SCE 1-in-10 | 13 | 1.4963 | 1.3034 | 1.4963 | 1.3034 | 0 | 87.3828
| Low Income | CARE | Average Weekday | August | SCE 1-in-10 | 14 | 1.7893 | 1.5686 | 1.7893 | 1.5686 | 0 | 89.7999
| Low Income | CARE | Average Weekday | August | SCE 1-in-10 | 15 | 2.0695 | 1.8364 | 2.0695 | 1.8364 | 0 | 91.488
| Low Income | CARE | Average Weekday | August | SCE 1-in-10 | 16 | 2.3168 | 2.0953 | 2.3168 | 2.0953 | 0 | 92.1171
| Low Income | CARE | Average Weekday | August | SCE 1-in-10 | 17 | 2.4885 | 2.2954 | 1.6089 | 1.4237 | 0.018243 | 91.9471
| Low Income | CARE | Average Weekday | August | SCE 1-in-10 | 18 | 2.5827 | 2.4142 | 2.1504 | 1.9762 | 0.10051 | 91.0662
| Low Income | CARE | Average Weekday | August | SCE 1-in-10 | 19 | 2.5263 | 2.3853 | 2.401 | 2.134 | 0.059996 | 89.4197
| Low Income | CARE | Average Weekday | August | SCE 1-in-10 | 20 | 2.3224 | 2.2117 | 2.1387 | 2.0413 | 0.017514 | 86.765
| Low Income | CARE | Average Weekday | August | SCE 1-in-10 | 21 | 2.1677 | 2.0771 | 2.0081 | 1.9309 | 0.023717 | 83.0879
| Low Income | CARE | Average Weekday | August | SCE 1-in-10 | 22 | 1.9956 | 1.9255 | 2.384 | 2.3871 | 0.040595 | 80.0468
| Low Income | CARE | Average Weekday | August | SCE 1-in-10 | 23 | 1.726 | 1.6739 | 1.8271 | 1.8028 | 0.025741 | 78.1422
| Low Income | CARE | Average Weekday | August | SCE 1-in-10 | 24 | 1.4393 | 1.3926 | 1.4945 | 1.441 | 0.017905 | 76.7137
| Low Income | CARE | Average Weekday | August | SCE 1-in-2 | 1 | 1.0359 | 0.98269 | 1.0359 | 0.98269 | 0 | 71.6323
| Low Income | CARE | Average Weekday | August | SCE 1-in-2 | 2 | 0.86923 | 0.81961 | 0.86923 | 0.81961 | 0 | 70.324
| Low Income | CARE | Average Weekday | August | SCE 1-in-2 | 3 | 0.75854 | 0.71424 | 0.75854 | 0.71424 | 0 | 69.1589
| Low Income | CARE | Average Weekday | August | SCE 1-in-2 | 4 | 0.68794 | 0.65106 | 0.68794 | 0.65106 | 0 | 68.1257
| Low Income | CARE | Average Weekday | August | SCE 1-in-2 | 5 | 0.64613 | 0.61625 | 0.64613 | 0.61625 | 0 | 67.1774
| Low Income | CARE | Average Weekday | August | SCE 1-in-2 | 6 | 0.62174 | 0.60523 | 0.62174 | 0.60523 | 0 | 66.3942
| Low Income | CARE | Average Weekday | August | SCE 1-in-2 | 7 | 0.61306 | 0.62441 | 0.61306 | 0.62441 | 0 | 65.7989
| Low Income | CARE | Average Weekday | August | SCE 1-in-2 | 8 | 0.62175 | 0.62268 | 0.62175 | 0.62268 | 0 | 65.6592
| Low Income | CARE | Average Weekday | August | SCE 1-in-2 | 9 | 0.6341 | 0.58126 | 0.6341 | 0.58126 | 0 | 68.0902
| Low Income | CARE | Average Weekday | August | SCE 1-in-2 | 10 | 0.67594 | 0.59606 | 0.67594 | 0.59606 | 0 | 72.0224
| Low Income | CARE | Average Weekday | August | SCE 1-in-2 | 11 | 0.78079 | 0.66899 | 0.78079 | 0.66899 | 0 | 76.4448
| Low Income | CARE | Average Weekday | August | SCE 1-in-2 | 12 | 0.94669 | 0.79544 | 0.94669 | 0.79544 | 0 | 80.6819
| Low Income | CARE | Average Weekday | August | SCE 1-in-2 | 13 | 1.1692 | 0.97626 | 1.1692 | 0.97626 | 0 | 84.0979
| Low Income | CARE | Average Weekday | August | SCE 1-in-2 | 14 | 1.4081 | 1.1874 | 1.4081 | 1.1874 | 0 | 86.7918
| Low Income | CARE | Average Weekday | August | SCE 1-in-2 | 15 | 1.6551 | 1.4219 | 1.6551 | 1.4219 | 0 | 88.5813
| Low Income | CARE | Average Weekday | August | SCE 1-in-2 | 16 | 1.889 | 1.6676 | 1.889 | 1.6676 | 0 | 89.5413
| Low Income | CARE | Average Weekday | August | SCE 1-in-2 | 17 | 2.0629 | 1.8698 | 1.2211 | 1.0359 | 0.021043 | 89.7992
| Low Income | CARE | Average Weekday | August | SCE 1-in-2 | 18 | 2.1627 | 1.9942 | 1.7756 | 1.6015 | 0.11638 | 89.0257
| Low Income | CARE | Average Weekday | August | SCE 1-in-2 | 19 | 2.1303 | 1.9892 | 2.056 | 1.789 | 0.070767 | 87.2927
| Low Income | CARE | Average Weekday | August | SCE 1-in-2 | 20 | 1.9795 | 1.8688 | 1.8105 | 1.7131 | 0.021232 | 84.5333
| Low Income | CARE | Average Weekday | August | SCE 1-in-2 | 21 | 1.861 | 1.7704 | 1.7183 | 1.641 | 0.028257 | 80.5012
| Low Income | CARE | Average Weekday | August | SCE 1-in-2 | 22 | 1.7126 | 1.6425 | 2.1066 | 2.1097 | 0.051965 | 77.0676
| Low Income | CARE | Average Weekday | August | SCE 1-in-2 | 23 | 1.4777 | 1.4256 | 1.5574 | 1.5331 | 0.034613 | 74.7663
| Low Income | CARE | Average Weekday | August | SCE 1-in-2 | 24 | 1.2294 | 1.1827 | 1.2645 | 1.211 | 0.02505 | 73.0795
| Low Income | CARE | Average Weekday | December | CAISO 1-in-10 | 1 | 0.67387 | 0.62062 | 0.67387 | 0.62062 | 0 | 50.4303
| Low Income | CARE | Average Weekday | December | CAISO 1-in-10 | 2 | 0.61974 | 0.57011 | 0.61974 | 0.57011 | 0 | 49.6361
| Low Income | CARE | Average Weekday | December | CAISO 1-in-10 | 3 | 0.58969 | 0.5454 | 0.58969 | 0.5454 | 0 | 48.8921
| Low Income | CARE | Average Weekday | December | CAISO 1-in-10 | 4 | 0.57395 | 0.53706 | 0.57395 | 0.53706 | 0 | 48.2713
| Low Income | CARE | Average Weekday | December | CAISO 1-in-10 | 5 | 0.57502 | 0.54514 | 0.57502 | 0.54514 | 0 | 47.7096
| Low Income | CARE | Average Weekday | December | CAISO 1-in-10 | 6 | 0.59438 | 0.57787 | 0.59438 | 0.57787 | 0 | 47.2437
| Low Income | CARE | Average Weekday | December | CAISO 1-in-10 | 7 | 0.63908 | 0.65043 | 0.63908 | 0.65043 | 0 | 46.7919
| Low Income | CARE | Average Weekday | December | CAISO 1-in-10 | 8 | 0.64579 | 0.64673 | 0.64579 | 0.64673 | 0 | 46.6336
| Low Income | CARE | Average Weekday | December | CAISO 1-in-10 | 9 | 0.59302 | 0.54018 | 0.59302 | 0.54018 | 0 | 47.5538
| Low Income | CARE | Average Weekday | December | CAISO 1-in-10 | 10 | 0.53516 | 0.45528 | 0.53516 | 0.45528 | 0 | 50.584
| Low Income | CARE | Average Weekday | December | CAISO 1-in-10 | 11 | 0.50723 | 0.39543 | 0.50723 | 0.39543 | 0 | 54.3019
| Low Income | CARE | Average Weekday | December | CAISO 1-in-10 | 12 | 0.51224 | 0.36099 | 0.51224 | 0.36099 | 0 | 57.6259
| Low Income | CARE | Average Weekday | December | CAISO 1-in-10 | 13 | 0.5452 | 0.35224 | 0.5452 | 0.35224 | 0 | 59.9377
| Low Income | CARE | Average Weekday | December | CAISO 1-in-10 | 14 | 0.58826 | 0.36752 | 0.58826 | 0.36752 | 0 | 61.4826
| Low Income | CARE | Average Weekday | December | CAISO 1-in-10 | 15 | 0.64458 | 0.41146 | 0.64458 | 0.41146 | 0 | 62.4349
| Low Income | CARE | Average Weekday | December | CAISO 1-in-10 | 16 | 0.71512 | 0.4937 | 0.71512 | 0.4937 | 0 | 62.6621
| Low Income | CARE | Average Weekday | December | CAISO 1-in-10 | 17 | 0.80999 | 0.6168 | 0.80999 | 0.6168 | 0 | 62.0277
| Low Income | CARE | Average Weekday | December | CAISO 1-in-10 | 18 | 0.95779 | 0.78926 | 0.95779 | 0.78926 | 0 | 59.9838
| Low Income | CARE | Average Weekday | December | CAISO 1-in-10 | 19 | 1.0462 | 0.90511 | 1.0462 | 0.90511 | 0 | 57.5344
| Low Income | CARE | Average Weekday | December | CAISO 1-in-10 | 20 | 1.0683 | 0.95754 | 1.0683 | 0.95754 | 0 | 55.7358
| Low Income | CARE | Average Weekday | December | CAISO 1-in-10 | 21 | 1.0529 | 0.96226 | 1.0529 | 0.96226 | 0 | 54.3447
| Low Income | CARE | Average Weekday | December | CAISO 1-in-10 | 22 | 0.97917 | 0.909 | 0.97917 | 0.909 | 0 | 53.0586
| Low Income | CARE | Average Weekday | December | CAISO 1-in-10 | 23 | 0.86011 | 0.80801 | 0.86011 | 0.80801 | 0 | 51.9998
| Low Income | CARE | Average Weekday | December | CAISO 1-in-10 | 24 | 0.74708 | 0.70037 | 0.74708 | 0.70037 | 0 | 51.0926
| Low Income | CARE | Average Weekday | December | CAISO 1-in-2 | 1 | 0.69648 | 0.64322 | 0.69648 | 0.64322 | 0 | 47.8209
| Low Income | CARE | Average Weekday | December | CAISO 1-in-2 | 2 | 0.64183 | 0.59221 | 0.64183 | 0.59221 | 0 | 47.085
| Low Income | CARE | Average Weekday | December | CAISO 1-in-2 | 3 | 0.61154 | 0.56724 | 0.61154 | 0.56724 | 0 | 46.5444
| Low Income | CARE | Average Weekday | December | CAISO 1-in-2 | 4 | 0.59619 | 0.5593 | 0.59619 | 0.5593 | 0 | 46.0401
| Low Income | CARE | Average Weekday | December | CAISO 1-in-2 | 5 | 0.59815 | 0.56827 | 0.59815 | 0.56827 | 0 | 45.5338
| Low Income | CARE | Average Weekday | December | CAISO 1-in-2 | 6 | 0.61848 | 0.60197 | 0.61848 | 0.60197 | 0 | 45.0574
| Low Income | CARE | Average Weekday | December | CAISO 1-in-2 | 7 | 0.66482 | 0.67617 | 0.66482 | 0.67617 | 0 | 44.7087
| Low Income | CARE | Average Weekday | December | CAISO 1-in-2 | 8 | 0.67044 | 0.67137 | 0.67044 | 0.67137 | 0 | 44.4368
| Low Income | CARE | Average Weekday | December | CAISO 1-in-2 | 9 | 0.6153 | 0.56246 | 0.6153 | 0.56246 | 0 | 45.1985
| Low Income | CARE | Average Weekday | December | CAISO 1-in-2 | 10 | 0.55677 | 0.47689 | 0.55677 | 0.47689 | 0 | 48.2479
| Low Income | CARE | Average Weekday | December | CAISO 1-in-2 | 11 | 0.52842 | 0.41662 | 0.52842 | 0.41662 | 0 | 51.9664
| Low Income | CARE | Average Weekday | December | CAISO 1-in-2 | 12 | 0.53372 | 0.38247 | 0.53372 | 0.38247 | 0 | 55.2779
| Low Income | CARE | Average Weekday | December | CAISO 1-in-2 | 13 | 0.56388 | 0.37092 | 0.56388 | 0.37092 | 0 | 57.7843
| Low Income | CARE | Average Weekday | December | CAISO 1-in-2 | 14 | 0.60657 | 0.38582 | 0.60657 | 0.38582 | 0 | 59.474
| Low Income | CARE | Average Weekday | December | CAISO 1-in-2 | 15 | 0.66445 | 0.43133 | 0.66445 | 0.43133 | 0 | 60.5577
| Low Income | CARE | Average Weekday | December | CAISO 1-in-2 | 16 | 0.7359 | 0.51448 | 0.7359 | 0.51448 | 0 | 60.8994
| Low Income | CARE | Average Weekday | December | CAISO 1-in-2 | 17 | 0.8342 | 0.64102 | 0.8342 | 0.64102 | 0 | 60.2655
| Low Income | CARE | Average Weekday | December | CAISO 1-in-2 | 18 | 0.98526 | 0.81674 | 0.98526 | 0.81674 | 0 | 58.2029
| Low Income | CARE | Average Weekday | December | CAISO 1-in-2 | 19 | 1.076 | 0.93492 | 1.076 | 0.93492 | 0 | 55.72
| Low Income | CARE | Average Weekday | December | CAISO 1-in-2 | 20 | 1.0957 | 0.985 | 1.0957 | 0.985 | 0 | 53.8249
| Low Income | CARE | Average Weekday | December | CAISO 1-in-2 | 21 | 1.0778 | 0.98715 | 1.0778 | 0.98715 | 0 | 52.2162
| Low Income | CARE | Average Weekday | December | CAISO 1-in-2 | 22 | 1.0047 | 0.9345 | 1.0047 | 0.9345 | 0 | 50.8926
| Low Income | CARE | Average Weekday | December | CAISO 1-in-2 | 23 | 0.8856 | 0.8335 | 0.8856 | 0.8335 | 0 | 49.6947
| Low Income | CARE | Average Weekday | December | CAISO 1-in-2 | 24 | 0.7724 | 0.72569 | 0.7724 | 0.72569 | 0 | 48.6114
| Low Income | CARE | Average Weekday | December | SCE 1-in-10 | 1 | 0.69239 | 0.63913 | 0.69239 | 0.63913 | 0 | 48.1314
| Low Income | CARE | Average Weekday | December | SCE 1-in-10 | 2 | 0.63783 | 0.58821 | 0.63783 | 0.58821 | 0 | 47.3575
| Low Income | CARE | Average Weekday | December | SCE 1-in-10 | 3 | 0.60758 | 0.56329 | 0.60758 | 0.56329 | 0 | 46.674
| Low Income | CARE | Average Weekday | December | SCE 1-in-10 | 4 | 0.59216 | 0.55528 | 0.59216 | 0.55528 | 0 | 45.9805
| Low Income | CARE | Average Weekday | December | SCE 1-in-10 | 5 | 0.59396 | 0.56408 | 0.59396 | 0.56408 | 0 | 45.4708
| Low Income | CARE | Average Weekday | December | SCE 1-in-10 | 6 | 0.61411 | 0.5976 | 0.61411 | 0.5976 | 0 | 44.9678
| Low Income | CARE | Average Weekday | December | SCE 1-in-10 | 7 | 0.66016 | 0.67151 | 0.66016 | 0.67151 | 0 | 44.5641
| Low Income | CARE | Average Weekday | December | SCE 1-in-10 | 8 | 0.66598 | 0.66691 | 0.66598 | 0.66691 | 0 | 44.5797
| Low Income | CARE | Average Weekday | December | SCE 1-in-10 | 9 | 0.61127 | 0.55843 | 0.61127 | 0.55843 | 0 | 45.5183
| Low Income | CARE | Average Weekday | December | SCE 1-in-10 | 10 | 0.55285 | 0.47298 | 0.55285 | 0.47298 | 0 | 48.7363
| Low Income | CARE | Average Weekday | December | SCE 1-in-10 | 11 | 0.52458 | 0.41279 | 0.52458 | 0.41279 | 0 | 52.6245
| Low Income | CARE | Average Weekday | December | SCE 1-in-10 | 12 | 0.52983 | 0.37858 | 0.52983 | 0.37858 | 0 | 55.9844
| Low Income | CARE | Average Weekday | December | SCE 1-in-10 | 13 | 0.56049 | 0.36754 | 0.56049 | 0.36754 | 0 | 58.436
| Low Income | CARE | Average Weekday | December | SCE 1-in-10 | 14 | 0.60326 | 0.38251 | 0.60326 | 0.38251 | 0 | 60.0949
| Low Income | CARE | Average Weekday | December | SCE 1-in-10 | 15 | 0.66089 | 0.42777 | 0.66089 | 0.42777 | 0 | 61.1462
| Low Income | CARE | Average Weekday | December | SCE 1-in-10 | 16 | 0.73195 | 0.51053 | 0.73195 | 0.51053 | 0 | 61.5356
| Low Income | CARE | Average Weekday | December | SCE 1-in-10 | 17 | 0.82972 | 0.63653 | 0.82972 | 0.63653 | 0 | 60.8707
| Low Income | CARE | Average Weekday | December | SCE 1-in-10 | 18 | 0.98029 | 0.81176 | 0.98029 | 0.81176 | 0 | 58.6899
| Low Income | CARE | Average Weekday | December | SCE 1-in-10 | 19 | 1.0706 | 0.92952 | 1.0706 | 0.92952 | 0 | 56.1357
| Low Income | CARE | Average Weekday | December | SCE 1-in-10 | 20 | 1.0908 | 0.98002 | 1.0908 | 0.98002 | 0 | 54.2928
| Low Income | CARE | Average Weekday | December | SCE 1-in-10 | 21 | 1.0733 | 0.98264 | 1.0733 | 0.98264 | 0 | 52.7921
| Low Income | CARE | Average Weekday | December | SCE 1-in-10 | 22 | 1.0001 | 0.92988 | 1.0001 | 0.92988 | 0 | 51.3968
| Low Income | CARE | Average Weekday | December | SCE 1-in-10 | 23 | 0.88098 | 0.82888 | 0.88098 | 0.82888 | 0 | 50.2203
| Low Income | CARE | Average Weekday | December | SCE 1-in-10 | 24 | 0.76781 | 0.7211 | 0.76781 | 0.7211 | 0 | 49.2607
| Low Income | CARE | Average Weekday | December | SCE 1-in-2 | 1 | 0.68201 | 0.62875 | 0.68201 | 0.62875 | 0 | 50.0514
| Low Income | CARE | Average Weekday | December | SCE 1-in-2 | 2 | 0.62769 | 0.57806 | 0.62769 | 0.57806 | 0 | 49.3238
| Low Income | CARE | Average Weekday | December | SCE 1-in-2 | 3 | 0.59755 | 0.55326 | 0.59755 | 0.55326 | 0 | 48.7772
| Low Income | CARE | Average Weekday | December | SCE 1-in-2 | 4 | 0.58195 | 0.54506 | 0.58195 | 0.54506 | 0 | 48.2703
| Low Income | CARE | Average Weekday | December | SCE 1-in-2 | 5 | 0.58334 | 0.55346 | 0.58334 | 0.55346 | 0 | 47.7705
| Low Income | CARE | Average Weekday | December | SCE 1-in-2 | 6 | 0.60305 | 0.58654 | 0.60305 | 0.58654 | 0 | 47.2476
| Low Income | CARE | Average Weekday | December | SCE 1-in-2 | 7 | 0.64834 | 0.65969 | 0.64834 | 0.65969 | 0 | 46.8597
| Low Income | CARE | Average Weekday | December | SCE 1-in-2 | 8 | 0.65466 | 0.6556 | 0.65466 | 0.6556 | 0 | 46.5584
| Low Income | CARE | Average Weekday | December | SCE 1-in-2 | 9 | 0.60104 | 0.5482 | 0.60104 | 0.5482 | 0 | 47.2012
| Low Income | CARE | Average Weekday | December | SCE 1-in-2 | 10 | 0.54293 | 0.46305 | 0.54293 | 0.46305 | 0 | 49.8228
| Low Income | CARE | Average Weekday | December | SCE 1-in-2 | 11 | 0.51485 | 0.40306 | 0.51485 | 0.40306 | 0 | 53.0921
| Low Income | CARE | Average Weekday | December | SCE 1-in-2 | 12 | 0.51997 | 0.36872 | 0.51997 | 0.36872 | 0 | 56.1243
| Low Income | CARE | Average Weekday | December | SCE 1-in-2 | 13 | 0.55192 | 0.35896 | 0.55192 | 0.35896 | 0 | 58.3975
| Low Income | CARE | Average Weekday | December | SCE 1-in-2 | 14 | 0.59482 | 0.37408 | 0.59482 | 0.37408 | 0 | 59.968
| Low Income | CARE | Average Weekday | December | SCE 1-in-2 | 15 | 0.65179 | 0.41868 | 0.65179 | 0.41868 | 0 | 60.9874
| Low Income | CARE | Average Weekday | December | SCE 1-in-2 | 16 | 0.72225 | 0.50083 | 0.72225 | 0.50083 | 0 | 61.2767
| Low Income | CARE | Average Weekday | December | SCE 1-in-2 | 17 | 0.81875 | 0.62556 | 0.81875 | 0.62556 | 0 | 60.6719
| Low Income | CARE | Average Weekday | December | SCE 1-in-2 | 18 | 0.96767 | 0.79915 | 0.96767 | 0.79915 | 0 | 58.7041
| Low Income | CARE | Average Weekday | December | SCE 1-in-2 | 19 | 1.0569 | 0.91584 | 1.0569 | 0.91584 | 0 | 56.3904
| Low Income | CARE | Average Weekday | December | SCE 1-in-2 | 20 | 1.0781 | 0.96742 | 1.0781 | 0.96742 | 0 | 54.7238
| Low Income | CARE | Average Weekday | December | SCE 1-in-2 | 21 | 1.0618 | 0.97121 | 1.0618 | 0.97121 | 0 | 53.4045
| Low Income | CARE | Average Weekday | December | SCE 1-in-2 | 22 | 0.98834 | 0.91817 | 0.98834 | 0.91817 | 0 | 52.2207
| Low Income | CARE | Average Weekday | December | SCE 1-in-2 | 23 | 0.86928 | 0.81718 | 0.86928 | 0.81718 | 0 | 51.1913
| Low Income | CARE | Average Weekday | December | SCE 1-in-2 | 24 | 0.75618 | 0.70948 | 0.75618 | 0.70948 | 0 | 50.2577
| Low Income | CARE | Average Weekday | February | CAISO 1-in-10 | 1 | 0.69409 | 0.64083 | 0.69409 | 0.64083 | 0 | 47.8672
| Low Income | CARE | Average Weekday | February | CAISO 1-in-10 | 2 | 0.6395 | 0.58987 | 0.6395 | 0.58987 | 0 | 46.8191
| Low Income | CARE | Average Weekday | February | CAISO 1-in-10 | 3 | 0.60923 | 0.56493 | 0.60923 | 0.56493 | 0 | 45.9288
| Low Income | CARE | Average Weekday | February | CAISO 1-in-10 | 4 | 0.59384 | 0.55695 | 0.59384 | 0.55695 | 0 | 45.1488
| Low Income | CARE | Average Weekday | February | CAISO 1-in-10 | 5 | 0.59571 | 0.56583 | 0.59571 | 0.56583 | 0 | 44.5732
| Low Income | CARE | Average Weekday | February | CAISO 1-in-10 | 6 | 0.61593 | 0.59942 | 0.61593 | 0.59942 | 0 | 43.9978
| Low Income | CARE | Average Weekday | February | CAISO 1-in-10 | 7 | 0.6621 | 0.67345 | 0.6621 | 0.67345 | 0 | 43.5761
| Low Income | CARE | Average Weekday | February | CAISO 1-in-10 | 8 | 0.66783 | 0.66877 | 0.66783 | 0.66877 | 0 | 43.4079
| Low Income | CARE | Average Weekday | February | CAISO 1-in-10 | 9 | 0.61295 | 0.56011 | 0.61295 | 0.56011 | 0 | 45.0529
| Low Income | CARE | Average Weekday | February | CAISO 1-in-10 | 10 | 0.55448 | 0.4746 | 0.55448 | 0.4746 | 0 | 48.5682
| Low Income | CARE | Average Weekday | February | CAISO 1-in-10 | 11 | 0.52618 | 0.41438 | 0.52618 | 0.41438 | 0 | 52.3867
| Low Income | CARE | Average Weekday | February | CAISO 1-in-10 | 12 | 0.53145 | 0.3802 | 0.53145 | 0.3802 | 0 | 55.6014
| Low Income | CARE | Average Weekday | February | CAISO 1-in-10 | 13 | 0.5619 | 0.36895 | 0.5619 | 0.36895 | 0 | 57.9199
| Low Income | CARE | Average Weekday | February | CAISO 1-in-10 | 14 | 0.60447 | 0.38372 | 0.60447 | 0.38372 | 0 | 59.5202
| Low Income | CARE | Average Weekday | February | CAISO 1-in-10 | 15 | 0.66234 | 0.42923 | 0.66234 | 0.42923 | 0 | 60.7247
| Low Income | CARE | Average Weekday | February | CAISO 1-in-10 | 16 | 0.73377 | 0.51235 | 0.73377 | 0.51235 | 0 | 61.3153
| Low Income | CARE | Average Weekday | February | CAISO 1-in-10 | 17 | 0.83194 | 0.63876 | 0.83194 | 0.63876 | 0 | 61.0953
| Low Income | CARE | Average Weekday | February | CAISO 1-in-10 | 18 | 0.98242 | 0.8139 | 0.98242 | 0.8139 | 0 | 59.931
| Low Income | CARE | Average Weekday | February | CAISO 1-in-10 | 19 | 1.0728 | 0.93177 | 1.0728 | 0.93177 | 0 | 57.5919
| Low Income | CARE | Average Weekday | February | CAISO 1-in-10 | 20 | 1.0928 | 0.98209 | 1.0928 | 0.98209 | 0 | 55.2666
| Low Income | CARE | Average Weekday | February | CAISO 1-in-10 | 21 | 1.0751 | 0.98452 | 1.0751 | 0.98452 | 0 | 53.3991
| Low Income | CARE | Average Weekday | February | CAISO 1-in-10 | 22 | 1.002 | 0.9318 | 1.002 | 0.9318 | 0 | 51.9706
| Low Income | CARE | Average Weekday | February | CAISO 1-in-10 | 23 | 0.8829 | 0.8308 | 0.8829 | 0.8308 | 0 | 50.61
| Low Income | CARE | Average Weekday | February | CAISO 1-in-10 | 24 | 0.76972 | 0.72301 | 0.76972 | 0.72301 | 0 | 49.2766
| Low Income | CARE | Average Weekday | February | CAISO 1-in-2 | 1 | 0.64548 | 0.59222 | 0.64548 | 0.59222 | 0 | 52.3776
| Low Income | CARE | Average Weekday | February | CAISO 1-in-2 | 2 | 0.59185 | 0.54223 | 0.59185 | 0.54223 | 0 | 51.4435
| Low Income | CARE | Average Weekday | February | CAISO 1-in-2 | 3 | 0.56201 | 0.51772 | 0.56201 | 0.51772 | 0 | 50.6626
| Low Income | CARE | Average Weekday | February | CAISO 1-in-2 | 4 | 0.5457 | 0.50882 | 0.5457 | 0.50882 | 0 | 49.8146
| Low Income | CARE | Average Weekday | February | CAISO 1-in-2 | 5 | 0.54559 | 0.51571 | 0.54559 | 0.51571 | 0 | 49.0689
| Low Income | CARE | Average Weekday | February | CAISO 1-in-2 | 6 | 0.56363 | 0.54712 | 0.56363 | 0.54712 | 0 | 48.4766
| Low Income | CARE | Average Weekday | February | CAISO 1-in-2 | 7 | 0.60609 | 0.61745 | 0.60609 | 0.61745 | 0 | 48.0293
| Low Income | CARE | Average Weekday | February | CAISO 1-in-2 | 8 | 0.61405 | 0.61498 | 0.61405 | 0.61498 | 0 | 47.7626
| Low Income | CARE | Average Weekday | February | CAISO 1-in-2 | 9 | 0.56433 | 0.51149 | 0.56433 | 0.51149 | 0 | 49.2913
| Low Income | CARE | Average Weekday | February | CAISO 1-in-2 | 10 | 0.50749 | 0.42761 | 0.50749 | 0.42761 | 0 | 53.0742
| Low Income | CARE | Average Weekday | February | CAISO 1-in-2 | 11 | 0.48012 | 0.36832 | 0.48012 | 0.36832 | 0 | 57.207
| Low Income | CARE | Average Weekday | February | CAISO 1-in-2 | 12 | 0.48406 | 0.33281 | 0.48406 | 0.33281 | 0 | 60.716
| Low Income | CARE | Average Weekday | February | CAISO 1-in-2 | 13 | 0.51777 | 0.32482 | 0.51777 | 0.32482 | 0 | 63.323
| Low Income | CARE | Average Weekday | February | CAISO 1-in-2 | 14 | 0.55896 | 0.33821 | 0.55896 | 0.33821 | 0 | 65.0764
| Low Income | CARE | Average Weekday | February | CAISO 1-in-2 | 15 | 0.61874 | 0.38562 | 0.61874 | 0.38562 | 0 | 66.1247
| Low Income | CARE | Average Weekday | February | CAISO 1-in-2 | 16 | 0.69297 | 0.47155 | 0.69297 | 0.47155 | 0 | 66.538
| Low Income | CARE | Average Weekday | February | CAISO 1-in-2 | 17 | 0.78676 | 0.59358 | 0.78676 | 0.59358 | 0 | 66.2452
| Low Income | CARE | Average Weekday | February | CAISO 1-in-2 | 18 | 0.92404 | 0.75551 | 0.92404 | 0.75551 | 0 | 64.9655
| Low Income | CARE | Average Weekday | February | CAISO 1-in-2 | 19 | 1.0087 | 0.8676 | 1.0087 | 0.8676 | 0 | 62.3193
| Low Income | CARE | Average Weekday | February | CAISO 1-in-2 | 20 | 1.0337 | 0.92294 | 1.0337 | 0.92294 | 0 | 59.7409
| Low Income | CARE | Average Weekday | February | CAISO 1-in-2 | 21 | 1.0216 | 0.93102 | 1.0216 | 0.93102 | 0 | 57.8734
| Low Income | CARE | Average Weekday | February | CAISO 1-in-2 | 22 | 0.94738 | 0.8772 | 0.94738 | 0.8772 | 0 | 56.3068
| Low Income | CARE | Average Weekday | February | CAISO 1-in-2 | 23 | 0.82831 | 0.7762 | 0.82831 | 0.7762 | 0 | 54.8738
| Low Income | CARE | Average Weekday | February | CAISO 1-in-2 | 24 | 0.71538 | 0.66867 | 0.71538 | 0.66867 | 0 | 53.586
| Low Income | CARE | Average Weekday | February | SCE 1-in-10 | 1 | 0.63469 | 0.58143 | 0.63469 | 0.58143 | 0 | 54.1467
| Low Income | CARE | Average Weekday | February | SCE 1-in-10 | 2 | 0.57917 | 0.52955 | 0.57917 | 0.52955 | 0 | 52.9612
| Low Income | CARE | Average Weekday | February | SCE 1-in-10 | 3 | 0.54778 | 0.50349 | 0.54778 | 0.50349 | 0 | 51.9653
| Low Income | CARE | Average Weekday | February | SCE 1-in-10 | 4 | 0.53022 | 0.49333 | 0.53022 | 0.49333 | 0 | 50.9295
| Low Income | CARE | Average Weekday | February | SCE 1-in-10 | 5 | 0.52852 | 0.49864 | 0.52852 | 0.49864 | 0 | 50.0719
| Low Income | CARE | Average Weekday | February | SCE 1-in-10 | 6 | 0.54461 | 0.5281 | 0.54461 | 0.5281 | 0 | 49.4254
| Low Income | CARE | Average Weekday | February | SCE 1-in-10 | 7 | 0.58352 | 0.59487 | 0.58352 | 0.59487 | 0 | 48.908
| Low Income | CARE | Average Weekday | February | SCE 1-in-10 | 8 | 0.58986 | 0.59079 | 0.58986 | 0.59079 | 0 | 48.6048
| Low Income | CARE | Average Weekday | February | SCE 1-in-10 | 9 | 0.54272 | 0.48988 | 0.54272 | 0.48988 | 0 | 50.5405
| Low Income | CARE | Average Weekday | February | SCE 1-in-10 | 10 | 0.48892 | 0.40904 | 0.48892 | 0.40904 | 0 | 54.9327
| Low Income | CARE | Average Weekday | February | SCE 1-in-10 | 11 | 0.46191 | 0.35012 | 0.46191 | 0.35012 | 0 | 59.7443
| Low Income | CARE | Average Weekday | February | SCE 1-in-10 | 12 | 0.46206 | 0.31081 | 0.46206 | 0.31081 | 0 | 63.697
| Low Income | CARE | Average Weekday | February | SCE 1-in-10 | 13 | 0.49169 | 0.29874 | 0.49169 | 0.29874 | 0 | 66.5484
| Low Income | CARE | Average Weekday | February | SCE 1-in-10 | 14 | 0.5375 | 0.31675 | 0.5375 | 0.31675 | 0 | 68.4476
| Low Income | CARE | Average Weekday | February | SCE 1-in-10 | 15 | 0.6053 | 0.37218 | 0.6053 | 0.37218 | 0 | 69.5402
| Low Income | CARE | Average Weekday | February | SCE 1-in-10 | 16 | 0.68596 | 0.46453 | 0.68596 | 0.46453 | 0 | 70.1369
| Low Income | CARE | Average Weekday | February | SCE 1-in-10 | 17 | 0.78128 | 0.5881 | 0.78128 | 0.5881 | 0 | 69.8322
| Low Income | CARE | Average Weekday | February | SCE 1-in-10 | 18 | 0.91025 | 0.74173 | 0.91025 | 0.74173 | 0 | 68.4048
| Low Income | CARE | Average Weekday | February | SCE 1-in-10 | 19 | 0.99367 | 0.85262 | 0.99367 | 0.85262 | 0 | 65.2914
| Low Income | CARE | Average Weekday | February | SCE 1-in-10 | 20 | 1.0173 | 0.90654 | 1.0173 | 0.90654 | 0 | 62.2647
| Low Income | CARE | Average Weekday | February | SCE 1-in-10 | 21 | 1.0103 | 0.91973 | 1.0103 | 0.91973 | 0 | 60.151
| Low Income | CARE | Average Weekday | February | SCE 1-in-10 | 22 | 0.93887 | 0.8687 | 0.93887 | 0.8687 | 0 | 58.377
| Low Income | CARE | Average Weekday | February | SCE 1-in-10 | 23 | 0.81924 | 0.76714 | 0.81924 | 0.76714 | 0 | 56.6862
| Low Income | CARE | Average Weekday | February | SCE 1-in-10 | 24 | 0.70492 | 0.65821 | 0.70492 | 0.65821 | 0 | 55.237
| Low Income | CARE | Average Weekday | February | SCE 1-in-2 | 1 | 0.65507 | 0.60181 | 0.65507 | 0.60181 | 0 | 51.2593
| Low Income | CARE | Average Weekday | February | SCE 1-in-2 | 2 | 0.60129 | 0.55166 | 0.60129 | 0.55166 | 0 | 50.3342
| Low Income | CARE | Average Weekday | February | SCE 1-in-2 | 3 | 0.57139 | 0.5271 | 0.57139 | 0.5271 | 0 | 49.5056
| Low Income | CARE | Average Weekday | February | SCE 1-in-2 | 4 | 0.55529 | 0.5184 | 0.55529 | 0.5184 | 0 | 48.7279
| Low Income | CARE | Average Weekday | February | SCE 1-in-2 | 5 | 0.55558 | 0.5257 | 0.55558 | 0.5257 | 0 | 48.0977
| Low Income | CARE | Average Weekday | February | SCE 1-in-2 | 6 | 0.57408 | 0.55757 | 0.57408 | 0.55757 | 0 | 47.5267
| Low Income | CARE | Average Weekday | February | SCE 1-in-2 | 7 | 0.61733 | 0.62868 | 0.61733 | 0.62868 | 0 | 47.0921
| Low Income | CARE | Average Weekday | February | SCE 1-in-2 | 8 | 0.62488 | 0.62581 | 0.62488 | 0.62581 | 0 | 46.8516
| Low Income | CARE | Average Weekday | February | SCE 1-in-2 | 9 | 0.57412 | 0.52128 | 0.57412 | 0.52128 | 0 | 48.4455
| Low Income | CARE | Average Weekday | February | SCE 1-in-2 | 10 | 0.51691 | 0.43703 | 0.51691 | 0.43703 | 0 | 52.18
| Low Income | CARE | Average Weekday | February | SCE 1-in-2 | 11 | 0.48934 | 0.37755 | 0.48934 | 0.37755 | 0 | 56.2182
| Low Income | CARE | Average Weekday | February | SCE 1-in-2 | 12 | 0.49349 | 0.34224 | 0.49349 | 0.34224 | 0 | 59.8177
| Low Income | CARE | Average Weekday | February | SCE 1-in-2 | 13 | 0.52825 | 0.33529 | 0.52825 | 0.33529 | 0 | 62.4947
| Low Income | CARE | Average Weekday | February | SCE 1-in-2 | 14 | 0.56976 | 0.34902 | 0.56976 | 0.34902 | 0 | 64.3131
| Low Income | CARE | Average Weekday | February | SCE 1-in-2 | 15 | 0.62755 | 0.39444 | 0.62755 | 0.39444 | 0 | 65.4373
| Low Income | CARE | Average Weekday | February | SCE 1-in-2 | 16 | 0.70039 | 0.47896 | 0.70039 | 0.47896 | 0 | 65.8286
| Low Income | CARE | Average Weekday | February | SCE 1-in-2 | 17 | 0.79414 | 0.60096 | 0.79414 | 0.60096 | 0 | 65.4209
| Low Income | CARE | Average Weekday | February | SCE 1-in-2 | 18 | 0.93529 | 0.76677 | 0.93529 | 0.76677 | 0 | 64.045
| Low Income | CARE | Average Weekday | February | SCE 1-in-2 | 19 | 1.0213 | 0.88027 | 1.0213 | 0.88027 | 0 | 61.2494
| Low Income | CARE | Average Weekday | February | SCE 1-in-2 | 20 | 1.0453 | 0.93455 | 1.0453 | 0.93455 | 0 | 58.6508
| Low Income | CARE | Average Weekday | February | SCE 1-in-2 | 21 | 1.0322 | 0.94157 | 1.0322 | 0.94157 | 0 | 56.7567
| Low Income | CARE | Average Weekday | February | SCE 1-in-2 | 22 | 0.95808 | 0.88791 | 0.95808 | 0.88791 | 0 | 55.3036
| Low Income | CARE | Average Weekday | February | SCE 1-in-2 | 23 | 0.83902 | 0.78692 | 0.83902 | 0.78692 | 0 | 53.9027
| Low Income | CARE | Average Weekday | February | SCE 1-in-2 | 24 | 0.72607 | 0.67936 | 0.72607 | 0.67936 | 0 | 52.5938
| Low Income | CARE | Average Weekday | January | CAISO 1-in-10 | 1 | 0.69613 | 0.64287 | 0.69613 | 0.64287 | 0 | 48.4449
| Low Income | CARE | Average Weekday | January | CAISO 1-in-10 | 2 | 0.64149 | 0.59187 | 0.64149 | 0.59187 | 0 | 47.6211
| Low Income | CARE | Average Weekday | January | CAISO 1-in-10 | 3 | 0.6112 | 0.56691 | 0.6112 | 0.56691 | 0 | 46.9984
| Low Income | CARE | Average Weekday | January | CAISO 1-in-10 | 4 | 0.59585 | 0.55896 | 0.59585 | 0.55896 | 0 | 46.3816
| Low Income | CARE | Average Weekday | January | CAISO 1-in-10 | 5 | 0.59779 | 0.56791 | 0.59779 | 0.56791 | 0 | 45.7588
| Low Income | CARE | Average Weekday | January | CAISO 1-in-10 | 6 | 0.61811 | 0.6016 | 0.61811 | 0.6016 | 0 | 45.1982
| Low Income | CARE | Average Weekday | January | CAISO 1-in-10 | 7 | 0.66442 | 0.67577 | 0.66442 | 0.67577 | 0 | 44.7614
| Low Income | CARE | Average Weekday | January | CAISO 1-in-10 | 8 | 0.67006 | 0.67099 | 0.67006 | 0.67099 | 0 | 44.4865
| Low Income | CARE | Average Weekday | January | CAISO 1-in-10 | 9 | 0.61496 | 0.56212 | 0.61496 | 0.56212 | 0 | 45.0832
| Low Income | CARE | Average Weekday | January | CAISO 1-in-10 | 10 | 0.55643 | 0.47655 | 0.55643 | 0.47655 | 0 | 47.8952
| Low Income | CARE | Average Weekday | January | CAISO 1-in-10 | 11 | 0.52809 | 0.4163 | 0.52809 | 0.4163 | 0 | 51.3564
| Low Income | CARE | Average Weekday | January | CAISO 1-in-10 | 12 | 0.53339 | 0.38214 | 0.53339 | 0.38214 | 0 | 54.5699
| Low Income | CARE | Average Weekday | January | CAISO 1-in-10 | 13 | 0.56359 | 0.37063 | 0.56359 | 0.37063 | 0 | 56.9053
| Low Income | CARE | Average Weekday | January | CAISO 1-in-10 | 14 | 0.60629 | 0.38554 | 0.60629 | 0.38554 | 0 | 58.5044
| Low Income | CARE | Average Weekday | January | CAISO 1-in-10 | 15 | 0.66416 | 0.43104 | 0.66416 | 0.43104 | 0 | 59.5649
| Low Income | CARE | Average Weekday | January | CAISO 1-in-10 | 16 | 0.73546 | 0.51403 | 0.73546 | 0.51403 | 0 | 60.0681
| Low Income | CARE | Average Weekday | January | CAISO 1-in-10 | 17 | 0.83373 | 0.64054 | 0.83373 | 0.64054 | 0 | 59.812
| Low Income | CARE | Average Weekday | January | CAISO 1-in-10 | 18 | 0.98484 | 0.81632 | 0.98484 | 0.81632 | 0 | 58.4424
| Low Income | CARE | Average Weekday | January | CAISO 1-in-10 | 19 | 1.0755 | 0.93446 | 1.0755 | 0.93446 | 0 | 56.1343
| Low Income | CARE | Average Weekday | January | CAISO 1-in-10 | 20 | 1.0953 | 0.98457 | 1.0953 | 0.98457 | 0 | 54.3334
| Low Income | CARE | Average Weekday | January | CAISO 1-in-10 | 21 | 1.0774 | 0.98677 | 1.0774 | 0.98677 | 0 | 52.9123
| Low Income | CARE | Average Weekday | January | CAISO 1-in-10 | 22 | 1.0043 | 0.9341 | 1.0043 | 0.9341 | 0 | 51.6598
| Low Income | CARE | Average Weekday | January | CAISO 1-in-10 | 23 | 0.8852 | 0.8331 | 0.8852 | 0.8331 | 0 | 50.4602
| Low Income | CARE | Average Weekday | January | CAISO 1-in-10 | 24 | 0.772 | 0.7253 | 0.772 | 0.7253 | 0 | 49.5097
| Low Income | CARE | Average Weekday | January | CAISO 1-in-2 | 1 | 0.65316 | 0.59991 | 0.65316 | 0.59991 | 0 | 51.4587
| Low Income | CARE | Average Weekday | January | CAISO 1-in-2 | 2 | 0.5995 | 0.54987 | 0.5995 | 0.54987 | 0 | 50.5532
| Low Income | CARE | Average Weekday | January | CAISO 1-in-2 | 3 | 0.56968 | 0.52538 | 0.56968 | 0.52538 | 0 | 49.8714
| Low Income | CARE | Average Weekday | January | CAISO 1-in-2 | 4 | 0.55357 | 0.51669 | 0.55357 | 0.51669 | 0 | 49.3113
| Low Income | CARE | Average Weekday | January | CAISO 1-in-2 | 5 | 0.55383 | 0.52395 | 0.55383 | 0.52395 | 0 | 48.6477
| Low Income | CARE | Average Weekday | January | CAISO 1-in-2 | 6 | 0.5723 | 0.55579 | 0.5723 | 0.55579 | 0 | 48.1106
| Low Income | CARE | Average Weekday | January | CAISO 1-in-2 | 7 | 0.6155 | 0.62685 | 0.6155 | 0.62685 | 0 | 47.7651
| Low Income | CARE | Average Weekday | January | CAISO 1-in-2 | 8 | 0.62321 | 0.62415 | 0.62321 | 0.62415 | 0 | 47.5116
| Low Income | CARE | Average Weekday | January | CAISO 1-in-2 | 9 | 0.57261 | 0.51977 | 0.57261 | 0.51977 | 0 | 48.1894
| Low Income | CARE | Average Weekday | January | CAISO 1-in-2 | 10 | 0.51536 | 0.43548 | 0.51536 | 0.43548 | 0 | 51.3252
| Low Income | CARE | Average Weekday | January | CAISO 1-in-2 | 11 | 0.48782 | 0.37602 | 0.48782 | 0.37602 | 0 | 55.5561
| Low Income | CARE | Average Weekday | January | CAISO 1-in-2 | 12 | 0.49241 | 0.34116 | 0.49241 | 0.34116 | 0 | 59.3354
| Low Income | CARE | Average Weekday | January | CAISO 1-in-2 | 13 | 0.52603 | 0.33307 | 0.52603 | 0.33307 | 0 | 62.3539
| Low Income | CARE | Average Weekday | January | CAISO 1-in-2 | 14 | 0.56655 | 0.3458 | 0.56655 | 0.3458 | 0 | 64.3827
| Low Income | CARE | Average Weekday | January | CAISO 1-in-2 | 15 | 0.62572 | 0.3926 | 0.62572 | 0.3926 | 0 | 65.636
| Low Income | CARE | Average Weekday | January | CAISO 1-in-2 | 16 | 0.70027 | 0.47885 | 0.70027 | 0.47885 | 0 | 66.1875
| Low Income | CARE | Average Weekday | January | CAISO 1-in-2 | 17 | 0.79463 | 0.60145 | 0.79463 | 0.60145 | 0 | 65.775
| Low Income | CARE | Average Weekday | January | CAISO 1-in-2 | 18 | 0.93315 | 0.76463 | 0.93315 | 0.76463 | 0 | 64.028
| Low Income | CARE | Average Weekday | January | CAISO 1-in-2 | 19 | 1.0189 | 0.8778 | 1.0189 | 0.8778 | 0 | 61.0873
| Low Income | CARE | Average Weekday | January | CAISO 1-in-2 | 20 | 1.0431 | 0.93238 | 1.0431 | 0.93238 | 0 | 58.8541
| Low Income | CARE | Average Weekday | January | CAISO 1-in-2 | 21 | 1.0301 | 0.93945 | 1.0301 | 0.93945 | 0 | 57.1094
| Low Income | CARE | Average Weekday | January | CAISO 1-in-2 | 22 | 0.95581 | 0.88563 | 0.95581 | 0.88563 | 0 | 55.5544
| Low Income | CARE | Average Weekday | January | CAISO 1-in-2 | 23 | 0.83677 | 0.78467 | 0.83677 | 0.78467 | 0 | 54.0475
| Low Income | CARE | Average Weekday | January | CAISO 1-in-2 | 24 | 0.72388 | 0.67717 | 0.72388 | 0.67717 | 0 | 52.8724
| Low Income | CARE | Average Weekday | January | SCE 1-in-10 | 1 | 0.69613 | 0.64287 | 0.69613 | 0.64287 | 0 | 48.4449
| Low Income | CARE | Average Weekday | January | SCE 1-in-10 | 2 | 0.64149 | 0.59187 | 0.64149 | 0.59187 | 0 | 47.6211
| Low Income | CARE | Average Weekday | January | SCE 1-in-10 | 3 | 0.6112 | 0.56691 | 0.6112 | 0.56691 | 0 | 46.9984
| Low Income | CARE | Average Weekday | January | SCE 1-in-10 | 4 | 0.59585 | 0.55896 | 0.59585 | 0.55896 | 0 | 46.3816
| Low Income | CARE | Average Weekday | January | SCE 1-in-10 | 5 | 0.59779 | 0.56791 | 0.59779 | 0.56791 | 0 | 45.7588
| Low Income | CARE | Average Weekday | January | SCE 1-in-10 | 6 | 0.61811 | 0.6016 | 0.61811 | 0.6016 | 0 | 45.1982
| Low Income | CARE | Average Weekday | January | SCE 1-in-10 | 7 | 0.66442 | 0.67577 | 0.66442 | 0.67577 | 0 | 44.7614
| Low Income | CARE | Average Weekday | January | SCE 1-in-10 | 8 | 0.67006 | 0.67099 | 0.67006 | 0.67099 | 0 | 44.4865
| Low Income | CARE | Average Weekday | January | SCE 1-in-10 | 9 | 0.61496 | 0.56212 | 0.61496 | 0.56212 | 0 | 45.0832
| Low Income | CARE | Average Weekday | January | SCE 1-in-10 | 10 | 0.55643 | 0.47655 | 0.55643 | 0.47655 | 0 | 47.8952
| Low Income | CARE | Average Weekday | January | SCE 1-in-10 | 11 | 0.52809 | 0.4163 | 0.52809 | 0.4163 | 0 | 51.3564
| Low Income | CARE | Average Weekday | January | SCE 1-in-10 | 12 | 0.53339 | 0.38214 | 0.53339 | 0.38214 | 0 | 54.5699
| Low Income | CARE | Average Weekday | January | SCE 1-in-10 | 13 | 0.56359 | 0.37063 | 0.56359 | 0.37063 | 0 | 56.9053
| Low Income | CARE | Average Weekday | January | SCE 1-in-10 | 14 | 0.60629 | 0.38554 | 0.60629 | 0.38554 | 0 | 58.5044
| Low Income | CARE | Average Weekday | January | SCE 1-in-10 | 15 | 0.66416 | 0.43104 | 0.66416 | 0.43104 | 0 | 59.5649
| Low Income | CARE | Average Weekday | January | SCE 1-in-10 | 16 | 0.73546 | 0.51403 | 0.73546 | 0.51403 | 0 | 60.0681
| Low Income | CARE | Average Weekday | January | SCE 1-in-10 | 17 | 0.83373 | 0.64054 | 0.83373 | 0.64054 | 0 | 59.812
| Low Income | CARE | Average Weekday | January | SCE 1-in-10 | 18 | 0.98484 | 0.81632 | 0.98484 | 0.81632 | 0 | 58.4424
| Low Income | CARE | Average Weekday | January | SCE 1-in-10 | 19 | 1.0755 | 0.93446 | 1.0755 | 0.93446 | 0 | 56.1343
| Low Income | CARE | Average Weekday | January | SCE 1-in-10 | 20 | 1.0953 | 0.98457 | 1.0953 | 0.98457 | 0 | 54.3334
| Low Income | CARE | Average Weekday | January | SCE 1-in-10 | 21 | 1.0774 | 0.98677 | 1.0774 | 0.98677 | 0 | 52.9123
| Low Income | CARE | Average Weekday | January | SCE 1-in-10 | 22 | 1.0043 | 0.9341 | 1.0043 | 0.9341 | 0 | 51.6598
| Low Income | CARE | Average Weekday | January | SCE 1-in-10 | 23 | 0.8852 | 0.8331 | 0.8852 | 0.8331 | 0 | 50.4602
| Low Income | CARE | Average Weekday | January | SCE 1-in-10 | 24 | 0.772 | 0.7253 | 0.772 | 0.7253 | 0 | 49.5097
| Low Income | CARE | Average Weekday | January | SCE 1-in-2 | 1 | 0.65181 | 0.59855 | 0.65181 | 0.59855 | 0 | 51.3378
| Low Income | CARE | Average Weekday | January | SCE 1-in-2 | 2 | 0.59817 | 0.54854 | 0.59817 | 0.54854 | 0 | 50.3525
| Low Income | CARE | Average Weekday | January | SCE 1-in-2 | 3 | 0.56836 | 0.52407 | 0.56836 | 0.52407 | 0 | 49.5878
| Low Income | CARE | Average Weekday | January | SCE 1-in-2 | 4 | 0.55224 | 0.51535 | 0.55224 | 0.51535 | 0 | 48.9932
| Low Income | CARE | Average Weekday | January | SCE 1-in-2 | 5 | 0.55244 | 0.52256 | 0.55244 | 0.52256 | 0 | 48.3309
| Low Income | CARE | Average Weekday | January | SCE 1-in-2 | 6 | 0.57085 | 0.55434 | 0.57085 | 0.55434 | 0 | 47.7553
| Low Income | CARE | Average Weekday | January | SCE 1-in-2 | 7 | 0.61395 | 0.6253 | 0.61395 | 0.6253 | 0 | 47.478
| Low Income | CARE | Average Weekday | January | SCE 1-in-2 | 8 | 0.62174 | 0.62267 | 0.62174 | 0.62267 | 0 | 47.1762
| Low Income | CARE | Average Weekday | January | SCE 1-in-2 | 9 | 0.57127 | 0.51843 | 0.57127 | 0.51843 | 0 | 47.8683
| Low Income | CARE | Average Weekday | January | SCE 1-in-2 | 10 | 0.51406 | 0.43419 | 0.51406 | 0.43419 | 0 | 51.1957
| Low Income | CARE | Average Weekday | January | SCE 1-in-2 | 11 | 0.48655 | 0.37475 | 0.48655 | 0.37475 | 0 | 55.6815
| Low Income | CARE | Average Weekday | January | SCE 1-in-2 | 12 | 0.49063 | 0.33938 | 0.49063 | 0.33938 | 0 | 59.751
| Low Income | CARE | Average Weekday | January | SCE 1-in-2 | 13 | 0.52312 | 0.33016 | 0.52312 | 0.33016 | 0 | 62.8403
| Low Income | CARE | Average Weekday | January | SCE 1-in-2 | 14 | 0.56252 | 0.34177 | 0.56252 | 0.34177 | 0 | 64.9373
| Low Income | CARE | Average Weekday | January | SCE 1-in-2 | 15 | 0.62417 | 0.39105 | 0.62417 | 0.39105 | 0 | 66.33
| Low Income | CARE | Average Weekday | January | SCE 1-in-2 | 16 | 0.70093 | 0.47951 | 0.70093 | 0.47951 | 0 | 66.9161
| Low Income | CARE | Average Weekday | January | SCE 1-in-2 | 17 | 0.79624 | 0.60306 | 0.79624 | 0.60306 | 0 | 66.5206
| Low Income | CARE | Average Weekday | January | SCE 1-in-2 | 18 | 0.93206 | 0.76354 | 0.93206 | 0.76354 | 0 | 64.6659
| Low Income | CARE | Average Weekday | January | SCE 1-in-2 | 19 | 1.0171 | 0.87602 | 1.0171 | 0.87602 | 0 | 61.5524
| Low Income | CARE | Average Weekday | January | SCE 1-in-2 | 20 | 1.0415 | 0.93074 | 1.0415 | 0.93074 | 0 | 59.1519
| Low Income | CARE | Average Weekday | January | SCE 1-in-2 | 21 | 1.0286 | 0.93796 | 1.0286 | 0.93796 | 0 | 57.3363
| Low Income | CARE | Average Weekday | January | SCE 1-in-2 | 22 | 0.95428 | 0.8841 | 0.95428 | 0.8841 | 0 | 55.7328
| Low Income | CARE | Average Weekday | January | SCE 1-in-2 | 23 | 0.83524 | 0.78314 | 0.83524 | 0.78314 | 0 | 54.1809
| Low Income | CARE | Average Weekday | January | SCE 1-in-2 | 24 | 0.72236 | 0.67565 | 0.72236 | 0.67565 | 0 | 52.9667
| Low Income | CARE | Average Weekday | July | CAISO 1-in-10 | 1 | 1.2403 | 1.1871 | 1.2403 | 1.1871 | 0 | 75.7007
| Low Income | CARE | Average Weekday | July | CAISO 1-in-10 | 2 | 1.0546 | 1.0049 | 1.0546 | 1.0049 | 0 | 74.5611
| Low Income | CARE | Average Weekday | July | CAISO 1-in-10 | 3 | 0.93037 | 0.88608 | 0.93037 | 0.88608 | 0 | 73.5761
| Low Income | CARE | Average Weekday | July | CAISO 1-in-10 | 4 | 0.8426 | 0.80571 | 0.8426 | 0.80571 | 0 | 72.7826
| Low Income | CARE | Average Weekday | July | CAISO 1-in-10 | 5 | 0.78077 | 0.75089 | 0.78077 | 0.75089 | 0 | 72.0574
| Low Income | CARE | Average Weekday | July | CAISO 1-in-10 | 6 | 0.74188 | 0.72537 | 0.74188 | 0.72537 | 0 | 71.4172
| Low Income | CARE | Average Weekday | July | CAISO 1-in-10 | 7 | 0.72295 | 0.7343 | 0.72295 | 0.7343 | 0 | 71.01
| Low Income | CARE | Average Weekday | July | CAISO 1-in-10 | 8 | 0.75899 | 0.75993 | 0.75899 | 0.75993 | 0 | 71.5735
| Low Income | CARE | Average Weekday | July | CAISO 1-in-10 | 9 | 0.82741 | 0.77457 | 0.82741 | 0.77457 | 0 | 74.3971
| Low Income | CARE | Average Weekday | July | CAISO 1-in-10 | 10 | 0.87913 | 0.79925 | 0.87913 | 0.79925 | 0 | 78.1168
| Low Income | CARE | Average Weekday | July | CAISO 1-in-10 | 11 | 1.0183 | 0.90649 | 1.0183 | 0.90649 | 0 | 82.0391
| Low Income | CARE | Average Weekday | July | CAISO 1-in-10 | 12 | 1.2764 | 1.1252 | 1.2764 | 1.1252 | 0 | 85.6673
| Low Income | CARE | Average Weekday | July | CAISO 1-in-10 | 13 | 1.5934 | 1.4005 | 1.5934 | 1.4005 | 0 | 88.6526
| Low Income | CARE | Average Weekday | July | CAISO 1-in-10 | 14 | 1.904 | 1.6833 | 1.904 | 1.6833 | 0 | 90.9732
| Low Income | CARE | Average Weekday | July | CAISO 1-in-10 | 15 | 2.1951 | 1.962 | 2.1951 | 1.962 | 0 | 92.5339
| Low Income | CARE | Average Weekday | July | CAISO 1-in-10 | 16 | 2.4472 | 2.2258 | 2.4472 | 2.2258 | 0 | 93.3634
| Low Income | CARE | Average Weekday | July | CAISO 1-in-10 | 17 | 2.6198 | 2.4266 | 1.7152 | 1.53 | 0.016921 | 93.3648
| Low Income | CARE | Average Weekday | July | CAISO 1-in-10 | 18 | 2.7103 | 2.5417 | 2.245 | 2.0708 | 0.089379 | 92.5547
| Low Income | CARE | Average Weekday | July | CAISO 1-in-10 | 19 | 2.6456 | 2.5046 | 2.4851 | 2.2181 | 0.052733 | 90.8876
| Low Income | CARE | Average Weekday | July | CAISO 1-in-10 | 20 | 2.4308 | 2.32 | 2.2369 | 2.1396 | 0.01506 | 88.3181
| Low Income | CARE | Average Weekday | July | CAISO 1-in-10 | 21 | 2.2684 | 2.1778 | 2.0973 | 2.02 | 0.020699 | 84.8473
| Low Income | CARE | Average Weekday | July | CAISO 1-in-10 | 22 | 2.0833 | 2.0131 | 2.4693 | 2.4724 | 0.036166 | 81.2872
| Low Income | CARE | Average Weekday | July | CAISO 1-in-10 | 23 | 1.8009 | 1.7488 | 1.908 | 1.8837 | 0.023492 | 79.0764
| Low Income | CARE | Average Weekday | July | CAISO 1-in-10 | 24 | 1.5 | 1.4533 | 1.5596 | 1.5061 | 0.016525 | 77.5052
| Low Income | CARE | Average Weekday | July | CAISO 1-in-2 | 1 | 1.0277 | 0.97444 | 1.0277 | 0.97444 | 0 | 71.4855
| Low Income | CARE | Average Weekday | July | CAISO 1-in-2 | 2 | 0.87337 | 0.82375 | 0.87337 | 0.82375 | 0 | 70.4079
| Low Income | CARE | Average Weekday | July | CAISO 1-in-2 | 3 | 0.76986 | 0.72557 | 0.76986 | 0.72557 | 0 | 69.4545
| Low Income | CARE | Average Weekday | July | CAISO 1-in-2 | 4 | 0.69846 | 0.66158 | 0.69846 | 0.66158 | 0 | 68.6233
| Low Income | CARE | Average Weekday | July | CAISO 1-in-2 | 5 | 0.6527 | 0.62282 | 0.6527 | 0.62282 | 0 | 67.8902
| Low Income | CARE | Average Weekday | July | CAISO 1-in-2 | 6 | 0.62589 | 0.60938 | 0.62589 | 0.60938 | 0 | 67.226
| Low Income | CARE | Average Weekday | July | CAISO 1-in-2 | 7 | 0.6166 | 0.62795 | 0.6166 | 0.62795 | 0 | 66.69
| Low Income | CARE | Average Weekday | July | CAISO 1-in-2 | 8 | 0.63252 | 0.63345 | 0.63252 | 0.63345 | 0 | 67.1077
| Low Income | CARE | Average Weekday | July | CAISO 1-in-2 | 9 | 0.66852 | 0.61568 | 0.66852 | 0.61568 | 0 | 69.489
| Low Income | CARE | Average Weekday | July | CAISO 1-in-2 | 10 | 0.69314 | 0.61326 | 0.69314 | 0.61326 | 0 | 72.7893
| Low Income | CARE | Average Weekday | July | CAISO 1-in-2 | 11 | 0.76962 | 0.65783 | 0.76962 | 0.65783 | 0 | 76.3992
| Low Income | CARE | Average Weekday | July | CAISO 1-in-2 | 12 | 0.9364 | 0.78515 | 0.9364 | 0.78515 | 0 | 80.0059
| Low Income | CARE | Average Weekday | July | CAISO 1-in-2 | 13 | 1.1567 | 0.96376 | 1.1567 | 0.96376 | 0 | 83.0752
| Low Income | CARE | Average Weekday | July | CAISO 1-in-2 | 14 | 1.3897 | 1.169 | 1.3897 | 1.169 | 0 | 85.4954
| Low Income | CARE | Average Weekday | July | CAISO 1-in-2 | 15 | 1.6297 | 1.3965 | 1.6297 | 1.3965 | 0 | 87.2479
| Low Income | CARE | Average Weekday | July | CAISO 1-in-2 | 16 | 1.859 | 1.6376 | 1.859 | 1.6376 | 0 | 88.1518
| Low Income | CARE | Average Weekday | July | CAISO 1-in-2 | 17 | 2.0309 | 1.8377 | 1.2145 | 1.0293 | 0.023318 | 88.3523
| Low Income | CARE | Average Weekday | July | CAISO 1-in-2 | 18 | 2.1344 | 1.9659 | 1.7781 | 1.6039 | 0.12747 | 87.6359
| Low Income | CARE | Average Weekday | July | CAISO 1-in-2 | 19 | 2.1053 | 1.9642 | 2.0617 | 1.7947 | 0.021778 | 86.014
| Low Income | CARE | Average Weekday | July | CAISO 1-in-2 | 20 | 1.9537 | 1.843 | 1.7909 | 1.6935 | 0.022855 | 83.5866
| Low Income | CARE | Average Weekday | July | CAISO 1-in-2 | 21 | 1.8409 | 1.7503 | 1.7 | 1.6228 | 0.028748 | 80.2246
| Low Income | CARE | Average Weekday | July | CAISO 1-in-2 | 22 | 1.6937 | 1.6235 | 2.0884 | 2.0915 | 0.053521 | 76.6736
| Low Income | CARE | Average Weekday | July | CAISO 1-in-2 | 23 | 1.4611 | 1.409 | 1.538 | 1.5136 | 0.03587 | 74.3102
| Low Income | CARE | Average Weekday | July | CAISO 1-in-2 | 24 | 1.2145 | 1.1678 | 1.2474 | 1.1939 | 0.025905 | 72.6718
| Low Income | CARE | Average Weekday | July | SCE 1-in-10 | 1 | 1.2403 | 1.1871 | 1.2403 | 1.1871 | 0 | 75.7007
| Low Income | CARE | Average Weekday | July | SCE 1-in-10 | 2 | 1.0546 | 1.0049 | 1.0546 | 1.0049 | 0 | 74.5611
| Low Income | CARE | Average Weekday | July | SCE 1-in-10 | 3 | 0.93037 | 0.88608 | 0.93037 | 0.88608 | 0 | 73.5761
| Low Income | CARE | Average Weekday | July | SCE 1-in-10 | 4 | 0.8426 | 0.80571 | 0.8426 | 0.80571 | 0 | 72.7826
| Low Income | CARE | Average Weekday | July | SCE 1-in-10 | 5 | 0.78077 | 0.75089 | 0.78077 | 0.75089 | 0 | 72.0574
| Low Income | CARE | Average Weekday | July | SCE 1-in-10 | 6 | 0.74188 | 0.72537 | 0.74188 | 0.72537 | 0 | 71.4172
| Low Income | CARE | Average Weekday | July | SCE 1-in-10 | 7 | 0.72295 | 0.7343 | 0.72295 | 0.7343 | 0 | 71.01
| Low Income | CARE | Average Weekday | July | SCE 1-in-10 | 8 | 0.75899 | 0.75993 | 0.75899 | 0.75993 | 0 | 71.5735
| Low Income | CARE | Average Weekday | July | SCE 1-in-10 | 9 | 0.82741 | 0.77457 | 0.82741 | 0.77457 | 0 | 74.3971
| Low Income | CARE | Average Weekday | July | SCE 1-in-10 | 10 | 0.87913 | 0.79925 | 0.87913 | 0.79925 | 0 | 78.1168
| Low Income | CARE | Average Weekday | July | SCE 1-in-10 | 11 | 1.0183 | 0.90649 | 1.0183 | 0.90649 | 0 | 82.0391
| Low Income | CARE | Average Weekday | July | SCE 1-in-10 | 12 | 1.2764 | 1.1252 | 1.2764 | 1.1252 | 0 | 85.6673
| Low Income | CARE | Average Weekday | July | SCE 1-in-10 | 13 | 1.5934 | 1.4005 | 1.5934 | 1.4005 | 0 | 88.6526
| Low Income | CARE | Average Weekday | July | SCE 1-in-10 | 14 | 1.904 | 1.6833 | 1.904 | 1.6833 | 0 | 90.9732
| Low Income | CARE | Average Weekday | July | SCE 1-in-10 | 15 | 2.1951 | 1.962 | 2.1951 | 1.962 | 0 | 92.5339
| Low Income | CARE | Average Weekday | July | SCE 1-in-10 | 16 | 2.4472 | 2.2258 | 2.4472 | 2.2258 | 0 | 93.3634
| Low Income | CARE | Average Weekday | July | SCE 1-in-10 | 17 | 2.6198 | 2.4266 | 1.7152 | 1.53 | 0.016921 | 93.3648
| Low Income | CARE | Average Weekday | July | SCE 1-in-10 | 18 | 2.7103 | 2.5417 | 2.245 | 2.0708 | 0.089379 | 92.5547
| Low Income | CARE | Average Weekday | July | SCE 1-in-10 | 19 | 2.6456 | 2.5046 | 2.4851 | 2.2181 | 0.052733 | 90.8876
| Low Income | CARE | Average Weekday | July | SCE 1-in-10 | 20 | 2.4308 | 2.32 | 2.2369 | 2.1396 | 0.01506 | 88.3181
| Low Income | CARE | Average Weekday | July | SCE 1-in-10 | 21 | 2.2684 | 2.1778 | 2.0973 | 2.02 | 0.020699 | 84.8473
| Low Income | CARE | Average Weekday | July | SCE 1-in-10 | 22 | 2.0833 | 2.0131 | 2.4693 | 2.4724 | 0.036166 | 81.2872
| Low Income | CARE | Average Weekday | July | SCE 1-in-10 | 23 | 1.8009 | 1.7488 | 1.908 | 1.8837 | 0.023492 | 79.0764
| Low Income | CARE | Average Weekday | July | SCE 1-in-10 | 24 | 1.5 | 1.4533 | 1.5596 | 1.5061 | 0.016525 | 77.5052
| Low Income | CARE | Average Weekday | July | SCE 1-in-2 | 1 | 1.0277 | 0.97444 | 1.0277 | 0.97444 | 0 | 71.4855
| Low Income | CARE | Average Weekday | July | SCE 1-in-2 | 2 | 0.87337 | 0.82375 | 0.87337 | 0.82375 | 0 | 70.4079
| Low Income | CARE | Average Weekday | July | SCE 1-in-2 | 3 | 0.76986 | 0.72557 | 0.76986 | 0.72557 | 0 | 69.4545
| Low Income | CARE | Average Weekday | July | SCE 1-in-2 | 4 | 0.69846 | 0.66158 | 0.69846 | 0.66158 | 0 | 68.6233
| Low Income | CARE | Average Weekday | July | SCE 1-in-2 | 5 | 0.6527 | 0.62282 | 0.6527 | 0.62282 | 0 | 67.8902
| Low Income | CARE | Average Weekday | July | SCE 1-in-2 | 6 | 0.62589 | 0.60938 | 0.62589 | 0.60938 | 0 | 67.226
| Low Income | CARE | Average Weekday | July | SCE 1-in-2 | 7 | 0.6166 | 0.62795 | 0.6166 | 0.62795 | 0 | 66.69
| Low Income | CARE | Average Weekday | July | SCE 1-in-2 | 8 | 0.63252 | 0.63345 | 0.63252 | 0.63345 | 0 | 67.1077
| Low Income | CARE | Average Weekday | July | SCE 1-in-2 | 9 | 0.66852 | 0.61568 | 0.66852 | 0.61568 | 0 | 69.489
| Low Income | CARE | Average Weekday | July | SCE 1-in-2 | 10 | 0.69314 | 0.61326 | 0.69314 | 0.61326 | 0 | 72.7893
| Low Income | CARE | Average Weekday | July | SCE 1-in-2 | 11 | 0.76962 | 0.65783 | 0.76962 | 0.65783 | 0 | 76.3992
| Low Income | CARE | Average Weekday | July | SCE 1-in-2 | 12 | 0.9364 | 0.78515 | 0.9364 | 0.78515 | 0 | 80.0059
| Low Income | CARE | Average Weekday | July | SCE 1-in-2 | 13 | 1.1567 | 0.96376 | 1.1567 | 0.96376 | 0 | 83.0752
| Low Income | CARE | Average Weekday | July | SCE 1-in-2 | 14 | 1.3897 | 1.169 | 1.3897 | 1.169 | 0 | 85.4954
| Low Income | CARE | Average Weekday | July | SCE 1-in-2 | 15 | 1.6297 | 1.3965 | 1.6297 | 1.3965 | 0 | 87.2479
| Low Income | CARE | Average Weekday | July | SCE 1-in-2 | 16 | 1.859 | 1.6376 | 1.859 | 1.6376 | 0 | 88.1518
| Low Income | CARE | Average Weekday | July | SCE 1-in-2 | 17 | 2.0309 | 1.8377 | 1.2145 | 1.0293 | 0.023318 | 88.3523
| Low Income | CARE | Average Weekday | July | SCE 1-in-2 | 18 | 2.1344 | 1.9659 | 1.7781 | 1.6039 | 0.12747 | 87.6359
| Low Income | CARE | Average Weekday | July | SCE 1-in-2 | 19 | 2.1053 | 1.9642 | 2.0617 | 1.7947 | 0.021778 | 86.014
| Low Income | CARE | Average Weekday | July | SCE 1-in-2 | 20 | 1.9537 | 1.843 | 1.7909 | 1.6935 | 0.022855 | 83.5866
| Low Income | CARE | Average Weekday | July | SCE 1-in-2 | 21 | 1.8409 | 1.7503 | 1.7 | 1.6228 | 0.028748 | 80.2246
| Low Income | CARE | Average Weekday | July | SCE 1-in-2 | 22 | 1.6937 | 1.6235 | 2.0884 | 2.0915 | 0.053521 | 76.6736
| Low Income | CARE | Average Weekday | July | SCE 1-in-2 | 23 | 1.4611 | 1.409 | 1.538 | 1.5136 | 0.03587 | 74.3102
| Low Income | CARE | Average Weekday | July | SCE 1-in-2 | 24 | 1.2145 | 1.1678 | 1.2474 | 1.1939 | 0.025905 | 72.6718
| Low Income | CARE | Average Weekday | June | CAISO 1-in-10 | 1 | 0.94941 | 0.89615 | 0.94941 | 0.89615 | 0 | 69.9071
| Low Income | CARE | Average Weekday | June | CAISO 1-in-10 | 2 | 0.80708 | 0.75745 | 0.80708 | 0.75745 | 0 | 68.8468
| Low Income | CARE | Average Weekday | June | CAISO 1-in-10 | 3 | 0.71337 | 0.66908 | 0.71337 | 0.66908 | 0 | 67.875
| Low Income | CARE | Average Weekday | June | CAISO 1-in-10 | 4 | 0.65398 | 0.61709 | 0.65398 | 0.61709 | 0 | 66.9844
| Low Income | CARE | Average Weekday | June | CAISO 1-in-10 | 5 | 0.61871 | 0.58883 | 0.61871 | 0.58883 | 0 | 66.2257
| Low Income | CARE | Average Weekday | June | CAISO 1-in-10 | 6 | 0.59986 | 0.58335 | 0.59986 | 0.58335 | 0 | 65.5765
| Low Income | CARE | Average Weekday | June | CAISO 1-in-10 | 7 | 0.5963 | 0.60766 | 0.5963 | 0.60766 | 0 | 65.0594
| Low Income | CARE | Average Weekday | June | CAISO 1-in-10 | 8 | 0.61808 | 0.61901 | 0.61808 | 0.61901 | 0 | 65.8934
| Low Income | CARE | Average Weekday | June | CAISO 1-in-10 | 9 | 0.6397 | 0.58686 | 0.6397 | 0.58686 | 0 | 68.5013
| Low Income | CARE | Average Weekday | June | CAISO 1-in-10 | 10 | 0.67006 | 0.59019 | 0.67006 | 0.59019 | 0 | 72.1778
| Low Income | CARE | Average Weekday | June | CAISO 1-in-10 | 11 | 0.72469 | 0.61289 | 0.72469 | 0.61289 | 0 | 75.9755
| Low Income | CARE | Average Weekday | June | CAISO 1-in-10 | 12 | 0.86569 | 0.71443 | 0.86569 | 0.71443 | 0 | 79.5853
| Low Income | CARE | Average Weekday | June | CAISO 1-in-10 | 13 | 1.0689 | 0.87598 | 1.0689 | 0.87598 | 0 | 82.57
| Low Income | CARE | Average Weekday | June | CAISO 1-in-10 | 14 | 1.2878 | 1.0671 | 1.2878 | 1.0671 | 0 | 84.8167
| Low Income | CARE | Average Weekday | June | CAISO 1-in-10 | 15 | 1.5155 | 1.2823 | 1.5155 | 1.2823 | 0 | 86.3225
| Low Income | CARE | Average Weekday | June | CAISO 1-in-10 | 16 | 1.7351 | 1.5137 | 1.7351 | 1.5137 | 0 | 87.1454
| Low Income | CARE | Average Weekday | June | CAISO 1-in-10 | 17 | 1.902 | 1.7088 | 1.1071 | 0.92198 | 0.025419 | 87.1269
| Low Income | CARE | Average Weekday | June | CAISO 1-in-10 | 18 | 2.0075 | 1.8389 | 1.6805 | 1.5063 | 0.13818 | 86.3123
| Low Income | CARE | Average Weekday | June | CAISO 1-in-10 | 19 | 1.9884 | 1.8473 | 1.9734 | 1.7064 | 0.0074847 | 84.8231
| Low Income | CARE | Average Weekday | June | CAISO 1-in-10 | 20 | 1.8547 | 1.744 | 1.6988 | 1.6014 | 0.024715 | 82.5144
| Low Income | CARE | Average Weekday | June | CAISO 1-in-10 | 21 | 1.7537 | 1.6631 | 1.6196 | 1.5424 | 0.030602 | 79.1833
| Low Income | CARE | Average Weekday | June | CAISO 1-in-10 | 22 | 1.613 | 1.5428 | 2.0098 | 2.0129 | 0.057856 | 75.5872
| Low Income | CARE | Average Weekday | June | CAISO 1-in-10 | 23 | 1.3906 | 1.3385 | 1.46 | 1.4357 | 0.039176 | 73.1255
| Low Income | CARE | Average Weekday | June | CAISO 1-in-10 | 24 | 1.1541 | 1.1074 | 1.1799 | 1.1264 | 0.012901 | 71.3867
| Low Income | CARE | Average Weekday | June | CAISO 1-in-2 | 1 | 0.7921 | 0.73885 | 0.7921 | 0.73885 | 0 | 65.5592
| Low Income | CARE | Average Weekday | June | CAISO 1-in-2 | 2 | 0.68877 | 0.63915 | 0.68877 | 0.63915 | 0 | 64.2342
| Low Income | CARE | Average Weekday | June | CAISO 1-in-2 | 3 | 0.62758 | 0.58329 | 0.62758 | 0.58329 | 0 | 63.0811
| Low Income | CARE | Average Weekday | June | CAISO 1-in-2 | 4 | 0.58466 | 0.54777 | 0.58466 | 0.54777 | 0 | 62.1007
| Low Income | CARE | Average Weekday | June | CAISO 1-in-2 | 5 | 0.55852 | 0.52864 | 0.55852 | 0.52864 | 0 | 61.2482
| Low Income | CARE | Average Weekday | June | CAISO 1-in-2 | 6 | 0.55024 | 0.53374 | 0.55024 | 0.53374 | 0 | 60.4224
| Low Income | CARE | Average Weekday | June | CAISO 1-in-2 | 7 | 0.55631 | 0.56766 | 0.55631 | 0.56766 | 0 | 59.7678
| Low Income | CARE | Average Weekday | June | CAISO 1-in-2 | 8 | 0.56135 | 0.56229 | 0.56135 | 0.56229 | 0 | 60.5439
| Low Income | CARE | Average Weekday | June | CAISO 1-in-2 | 9 | 0.54829 | 0.49545 | 0.54829 | 0.49545 | 0 | 63.2839
| Low Income | CARE | Average Weekday | June | CAISO 1-in-2 | 10 | 0.50613 | 0.42625 | 0.50613 | 0.42625 | 0 | 66.8171
| Low Income | CARE | Average Weekday | June | CAISO 1-in-2 | 11 | 0.53055 | 0.41876 | 0.53055 | 0.41876 | 0 | 70.5345
| Low Income | CARE | Average Weekday | June | CAISO 1-in-2 | 12 | 0.59912 | 0.44787 | 0.59912 | 0.44787 | 0 | 74.1816
| Low Income | CARE | Average Weekday | June | CAISO 1-in-2 | 13 | 0.71694 | 0.52398 | 0.71694 | 0.52398 | 0 | 77.3434
| Low Income | CARE | Average Weekday | June | CAISO 1-in-2 | 14 | 0.85981 | 0.63907 | 0.85981 | 0.63907 | 0 | 79.9506
| Low Income | CARE | Average Weekday | June | CAISO 1-in-2 | 15 | 1.0314 | 0.79827 | 1.0314 | 0.79827 | 0 | 81.9327
| Low Income | CARE | Average Weekday | June | CAISO 1-in-2 | 16 | 1.217 | 0.99555 | 1.217 | 0.99555 | 0 | 83.0502
| Low Income | CARE | Average Weekday | June | CAISO 1-in-2 | 17 | 1.3728 | 1.1796 | 0.64424 | 0.45911 | 0.03253 | 83.3584
| Low Income | CARE | Average Weekday | June | CAISO 1-in-2 | 18 | 1.4851 | 1.3165 | 1.2393 | 1.0651 | 0.16838 | 82.6489
| Low Income | CARE | Average Weekday | June | CAISO 1-in-2 | 19 | 1.5029 | 1.3619 | 1.5029 | 1.3105 | 0 | 81.0909
| Low Income | CARE | Average Weekday | June | CAISO 1-in-2 | 20 | 1.4412 | 1.3305 | 1.3102 | 1.2128 | 0.03145 | 78.7091
| Low Income | CARE | Average Weekday | June | CAISO 1-in-2 | 21 | 1.3881 | 1.2975 | 1.2794 | 1.2022 | 0.037591 | 75.2994
| Low Income | CARE | Average Weekday | June | CAISO 1-in-2 | 22 | 1.2764 | 1.2062 | 1.6807 | 1.6838 | 0.073974 | 71.6442
| Low Income | CARE | Average Weekday | June | CAISO 1-in-2 | 23 | 1.098 | 1.0459 | 1.1426 | 1.1182 | 0.022266 | 69.2016
| Low Income | CARE | Average Weekday | June | CAISO 1-in-2 | 24 | 0.91578 | 0.86907 | 0.91933 | 0.86907 | 0.0017746 | 67.3593
| Low Income | CARE | Average Weekday | June | SCE 1-in-10 | 1 | 0.94941 | 0.89615 | 0.94941 | 0.89615 | 0 | 69.9071
| Low Income | CARE | Average Weekday | June | SCE 1-in-10 | 2 | 0.80708 | 0.75745 | 0.80708 | 0.75745 | 0 | 68.8468
| Low Income | CARE | Average Weekday | June | SCE 1-in-10 | 3 | 0.71337 | 0.66908 | 0.71337 | 0.66908 | 0 | 67.875
| Low Income | CARE | Average Weekday | June | SCE 1-in-10 | 4 | 0.65398 | 0.61709 | 0.65398 | 0.61709 | 0 | 66.9844
| Low Income | CARE | Average Weekday | June | SCE 1-in-10 | 5 | 0.61871 | 0.58883 | 0.61871 | 0.58883 | 0 | 66.2257
| Low Income | CARE | Average Weekday | June | SCE 1-in-10 | 6 | 0.59986 | 0.58335 | 0.59986 | 0.58335 | 0 | 65.5765
| Low Income | CARE | Average Weekday | June | SCE 1-in-10 | 7 | 0.5963 | 0.60766 | 0.5963 | 0.60766 | 0 | 65.0594
| Low Income | CARE | Average Weekday | June | SCE 1-in-10 | 8 | 0.61808 | 0.61901 | 0.61808 | 0.61901 | 0 | 65.8934
| Low Income | CARE | Average Weekday | June | SCE 1-in-10 | 9 | 0.6397 | 0.58686 | 0.6397 | 0.58686 | 0 | 68.5013
| Low Income | CARE | Average Weekday | June | SCE 1-in-10 | 10 | 0.67006 | 0.59019 | 0.67006 | 0.59019 | 0 | 72.1778
| Low Income | CARE | Average Weekday | June | SCE 1-in-10 | 11 | 0.72469 | 0.61289 | 0.72469 | 0.61289 | 0 | 75.9755
| Low Income | CARE | Average Weekday | June | SCE 1-in-10 | 12 | 0.86569 | 0.71443 | 0.86569 | 0.71443 | 0 | 79.5853
| Low Income | CARE | Average Weekday | June | SCE 1-in-10 | 13 | 1.0689 | 0.87598 | 1.0689 | 0.87598 | 0 | 82.57
| Low Income | CARE | Average Weekday | June | SCE 1-in-10 | 14 | 1.2878 | 1.0671 | 1.2878 | 1.0671 | 0 | 84.8167
| Low Income | CARE | Average Weekday | June | SCE 1-in-10 | 15 | 1.5155 | 1.2823 | 1.5155 | 1.2823 | 0 | 86.3225
| Low Income | CARE | Average Weekday | June | SCE 1-in-10 | 16 | 1.7351 | 1.5137 | 1.7351 | 1.5137 | 0 | 87.1454
| Low Income | CARE | Average Weekday | June | SCE 1-in-10 | 17 | 1.902 | 1.7088 | 1.1071 | 0.92198 | 0.025419 | 87.1269
| Low Income | CARE | Average Weekday | June | SCE 1-in-10 | 18 | 2.0075 | 1.8389 | 1.6805 | 1.5063 | 0.13818 | 86.3123
| Low Income | CARE | Average Weekday | June | SCE 1-in-10 | 19 | 1.9884 | 1.8473 | 1.9734 | 1.7064 | 0.0074847 | 84.8231
| Low Income | CARE | Average Weekday | June | SCE 1-in-10 | 20 | 1.8547 | 1.744 | 1.6988 | 1.6014 | 0.024715 | 82.5144
| Low Income | CARE | Average Weekday | June | SCE 1-in-10 | 21 | 1.7537 | 1.6631 | 1.6196 | 1.5424 | 0.030602 | 79.1833
| Low Income | CARE | Average Weekday | June | SCE 1-in-10 | 22 | 1.613 | 1.5428 | 2.0098 | 2.0129 | 0.057856 | 75.5872
| Low Income | CARE | Average Weekday | June | SCE 1-in-10 | 23 | 1.3906 | 1.3385 | 1.46 | 1.4357 | 0.039176 | 73.1255
| Low Income | CARE | Average Weekday | June | SCE 1-in-10 | 24 | 1.1541 | 1.1074 | 1.1799 | 1.1264 | 0.012901 | 71.3867
| Low Income | CARE | Average Weekday | June | SCE 1-in-2 | 1 | 0.7921 | 0.73885 | 0.7921 | 0.73885 | 0 | 65.5592
| Low Income | CARE | Average Weekday | June | SCE 1-in-2 | 2 | 0.68877 | 0.63915 | 0.68877 | 0.63915 | 0 | 64.2342
| Low Income | CARE | Average Weekday | June | SCE 1-in-2 | 3 | 0.62758 | 0.58329 | 0.62758 | 0.58329 | 0 | 63.0811
| Low Income | CARE | Average Weekday | June | SCE 1-in-2 | 4 | 0.58466 | 0.54777 | 0.58466 | 0.54777 | 0 | 62.1007
| Low Income | CARE | Average Weekday | June | SCE 1-in-2 | 5 | 0.55852 | 0.52864 | 0.55852 | 0.52864 | 0 | 61.2482
| Low Income | CARE | Average Weekday | June | SCE 1-in-2 | 6 | 0.55024 | 0.53374 | 0.55024 | 0.53374 | 0 | 60.4224
| Low Income | CARE | Average Weekday | June | SCE 1-in-2 | 7 | 0.55631 | 0.56766 | 0.55631 | 0.56766 | 0 | 59.7678
| Low Income | CARE | Average Weekday | June | SCE 1-in-2 | 8 | 0.56135 | 0.56229 | 0.56135 | 0.56229 | 0 | 60.5439
| Low Income | CARE | Average Weekday | June | SCE 1-in-2 | 9 | 0.54829 | 0.49545 | 0.54829 | 0.49545 | 0 | 63.2839
| Low Income | CARE | Average Weekday | June | SCE 1-in-2 | 10 | 0.50613 | 0.42625 | 0.50613 | 0.42625 | 0 | 66.8171
| Low Income | CARE | Average Weekday | June | SCE 1-in-2 | 11 | 0.53055 | 0.41876 | 0.53055 | 0.41876 | 0 | 70.5345
| Low Income | CARE | Average Weekday | June | SCE 1-in-2 | 12 | 0.59912 | 0.44787 | 0.59912 | 0.44787 | 0 | 74.1816
| Low Income | CARE | Average Weekday | June | SCE 1-in-2 | 13 | 0.71694 | 0.52398 | 0.71694 | 0.52398 | 0 | 77.3434
| Low Income | CARE | Average Weekday | June | SCE 1-in-2 | 14 | 0.85981 | 0.63907 | 0.85981 | 0.63907 | 0 | 79.9506
| Low Income | CARE | Average Weekday | June | SCE 1-in-2 | 15 | 1.0314 | 0.79827 | 1.0314 | 0.79827 | 0 | 81.9327
| Low Income | CARE | Average Weekday | June | SCE 1-in-2 | 16 | 1.217 | 0.99555 | 1.217 | 0.99555 | 0 | 83.0502
| Low Income | CARE | Average Weekday | June | SCE 1-in-2 | 17 | 1.3728 | 1.1796 | 0.64424 | 0.45911 | 0.03253 | 83.3584
| Low Income | CARE | Average Weekday | June | SCE 1-in-2 | 18 | 1.4851 | 1.3165 | 1.2393 | 1.0651 | 0.16838 | 82.6489
| Low Income | CARE | Average Weekday | June | SCE 1-in-2 | 19 | 1.5029 | 1.3619 | 1.5029 | 1.3105 | 0 | 81.0909
| Low Income | CARE | Average Weekday | June | SCE 1-in-2 | 20 | 1.4412 | 1.3305 | 1.3102 | 1.2128 | 0.03145 | 78.7091
| Low Income | CARE | Average Weekday | June | SCE 1-in-2 | 21 | 1.3881 | 1.2975 | 1.2794 | 1.2022 | 0.037591 | 75.2994
| Low Income | CARE | Average Weekday | June | SCE 1-in-2 | 22 | 1.2764 | 1.2062 | 1.6807 | 1.6838 | 0.073974 | 71.6442
| Low Income | CARE | Average Weekday | June | SCE 1-in-2 | 23 | 1.098 | 1.0459 | 1.1426 | 1.1182 | 0.022266 | 69.2016
| Low Income | CARE | Average Weekday | June | SCE 1-in-2 | 24 | 0.91578 | 0.86907 | 0.91933 | 0.86907 | 0.0017746 | 67.3593
| Low Income | CARE | Average Weekday | March | CAISO 1-in-10 | 1 | 0.63326 | 0.58 | 0.63326 | 0.58 | 0 | 58.5808
| Low Income | CARE | Average Weekday | March | CAISO 1-in-10 | 2 | 0.57188 | 0.52226 | 0.57188 | 0.52226 | 0 | 57.4108
| Low Income | CARE | Average Weekday | March | CAISO 1-in-10 | 3 | 0.53673 | 0.49244 | 0.53673 | 0.49244 | 0 | 56.2469
| Low Income | CARE | Average Weekday | March | CAISO 1-in-10 | 4 | 0.51515 | 0.47826 | 0.51515 | 0.47826 | 0 | 55.2534
| Low Income | CARE | Average Weekday | March | CAISO 1-in-10 | 5 | 0.50825 | 0.47837 | 0.50825 | 0.47837 | 0 | 54.447
| Low Income | CARE | Average Weekday | March | CAISO 1-in-10 | 6 | 0.51771 | 0.5012 | 0.51771 | 0.5012 | 0 | 53.7225
| Low Income | CARE | Average Weekday | March | CAISO 1-in-10 | 7 | 0.54594 | 0.5573 | 0.54594 | 0.5573 | 0 | 53.3082
| Low Income | CARE | Average Weekday | March | CAISO 1-in-10 | 8 | 0.55021 | 0.55114 | 0.55021 | 0.55114 | 0 | 53.1443
| Low Income | CARE | Average Weekday | March | CAISO 1-in-10 | 9 | 0.51045 | 0.45761 | 0.51045 | 0.45761 | 0 | 54.6967
| Low Income | CARE | Average Weekday | March | CAISO 1-in-10 | 10 | 0.45374 | 0.37386 | 0.45374 | 0.37386 | 0 | 58.6297
| Low Income | CARE | Average Weekday | March | CAISO 1-in-10 | 11 | 0.43065 | 0.31885 | 0.43065 | 0.31885 | 0 | 63.2626
| Low Income | CARE | Average Weekday | March | CAISO 1-in-10 | 12 | 0.43908 | 0.28783 | 0.43908 | 0.28783 | 0 | 67.4154
| Low Income | CARE | Average Weekday | March | CAISO 1-in-10 | 13 | 0.47968 | 0.28672 | 0.47968 | 0.28672 | 0 | 70.6302
| Low Income | CARE | Average Weekday | March | CAISO 1-in-10 | 14 | 0.54344 | 0.32269 | 0.54344 | 0.32269 | 0 | 72.8017
| Low Income | CARE | Average Weekday | March | CAISO 1-in-10 | 15 | 0.6333 | 0.40018 | 0.6333 | 0.40018 | 0 | 74.3205
| Low Income | CARE | Average Weekday | March | CAISO 1-in-10 | 16 | 0.74068 | 0.51926 | 0.74068 | 0.51926 | 0 | 75.1233
| Low Income | CARE | Average Weekday | March | CAISO 1-in-10 | 17 | 0.85182 | 0.65864 | 0.61246 | 0.41928 | 0.049422 | 75.2473
| Low Income | CARE | Average Weekday | March | CAISO 1-in-10 | 18 | 0.9713 | 0.80278 | 0.9088 | 0.73465 | 0.031253 | 74.3768
| Low Income | CARE | Average Weekday | March | CAISO 1-in-10 | 19 | 1.0396 | 0.8986 | 1.0396 | 0.8986 | 0 | 72.4358
| Low Income | CARE | Average Weekday | March | CAISO 1-in-10 | 20 | 1.0566 | 0.94587 | 0.98536 | 0.88799 | 0.048022 | 69.5735
| Low Income | CARE | Average Weekday | March | CAISO 1-in-10 | 21 | 1.0409 | 0.95028 | 0.9892 | 0.91195 | 0.025842 | 66.584
| Low Income | CARE | Average Weekday | March | CAISO 1-in-10 | 22 | 0.9654 | 0.89522 | 1.1482 | 1.078 | 0.10405 | 64.4798
| Low Income | CARE | Average Weekday | March | CAISO 1-in-10 | 23 | 0.83674 | 0.78463 | 0.84048 | 0.81616 | 0.0018726 | 62.7597
| Low Income | CARE | Average Weekday | March | CAISO 1-in-10 | 24 | 0.70961 | 0.6629 | 0.70961 | 0.6629 | 0 | 61.0965
| Low Income | CARE | Average Weekday | March | CAISO 1-in-2 | 1 | 0.63464 | 0.58138 | 0.63464 | 0.58138 | 0 | 54.3083
| Low Income | CARE | Average Weekday | March | CAISO 1-in-2 | 2 | 0.58104 | 0.53142 | 0.58104 | 0.53142 | 0 | 53.1672
| Low Income | CARE | Average Weekday | March | CAISO 1-in-2 | 3 | 0.55107 | 0.50677 | 0.55107 | 0.50677 | 0 | 52.1092
| Low Income | CARE | Average Weekday | March | CAISO 1-in-2 | 4 | 0.53428 | 0.49739 | 0.53428 | 0.49739 | 0 | 51.2386
| Low Income | CARE | Average Weekday | March | CAISO 1-in-2 | 5 | 0.53336 | 0.50348 | 0.53336 | 0.50348 | 0 | 50.4174
| Low Income | CARE | Average Weekday | March | CAISO 1-in-2 | 6 | 0.55046 | 0.53395 | 0.55046 | 0.53395 | 0 | 49.7229
| Low Income | CARE | Average Weekday | March | CAISO 1-in-2 | 7 | 0.59138 | 0.60273 | 0.59138 | 0.60273 | 0 | 49.2352
| Low Income | CARE | Average Weekday | March | CAISO 1-in-2 | 8 | 0.59967 | 0.6006 | 0.59967 | 0.6006 | 0 | 48.9323
| Low Income | CARE | Average Weekday | March | CAISO 1-in-2 | 9 | 0.5516 | 0.49876 | 0.5516 | 0.49876 | 0 | 49.9934
| Low Income | CARE | Average Weekday | March | CAISO 1-in-2 | 10 | 0.49476 | 0.41488 | 0.49476 | 0.41488 | 0 | 53.1411
| Low Income | CARE | Average Weekday | March | CAISO 1-in-2 | 11 | 0.46785 | 0.35605 | 0.46785 | 0.35605 | 0 | 56.9292
| Low Income | CARE | Average Weekday | March | CAISO 1-in-2 | 12 | 0.47253 | 0.32128 | 0.47253 | 0.32128 | 0 | 60.4006
| Low Income | CARE | Average Weekday | March | CAISO 1-in-2 | 13 | 0.51109 | 0.31813 | 0.51109 | 0.31813 | 0 | 63.2023
| Low Income | CARE | Average Weekday | March | CAISO 1-in-2 | 14 | 0.55343 | 0.33268 | 0.55343 | 0.33268 | 0 | 65.2558
| Low Income | CARE | Average Weekday | March | CAISO 1-in-2 | 15 | 0.61125 | 0.37813 | 0.61125 | 0.37813 | 0 | 66.7225
| Low Income | CARE | Average Weekday | March | CAISO 1-in-2 | 16 | 0.6868 | 0.46538 | 0.6868 | 0.46538 | 0 | 67.6331
| Low Income | CARE | Average Weekday | March | CAISO 1-in-2 | 17 | 0.78257 | 0.58939 | 0.78257 | 0.58939 | 0 | 67.9358
| Low Income | CARE | Average Weekday | March | CAISO 1-in-2 | 18 | 0.91639 | 0.74787 | 0.91639 | 0.74787 | 0 | 67.3535
| Low Income | CARE | Average Weekday | March | CAISO 1-in-2 | 19 | 0.99738 | 0.85633 | 0.99738 | 0.85633 | 0 | 65.7749
| Low Income | CARE | Average Weekday | March | CAISO 1-in-2 | 20 | 1.0234 | 0.91268 | 1.0234 | 0.91268 | 0 | 63.1212
| Low Income | CARE | Average Weekday | March | CAISO 1-in-2 | 21 | 1.0128 | 0.92222 | 1.0128 | 0.92222 | 0 | 60.3155
| Low Income | CARE | Average Weekday | March | CAISO 1-in-2 | 22 | 0.93769 | 0.86752 | 0.93769 | 0.86752 | 0 | 58.3585
| Low Income | CARE | Average Weekday | March | CAISO 1-in-2 | 23 | 0.81764 | 0.76554 | 0.81764 | 0.76554 | 0 | 56.8298
| Low Income | CARE | Average Weekday | March | CAISO 1-in-2 | 24 | 0.70369 | 0.65698 | 0.70369 | 0.65698 | 0 | 55.4603
| Low Income | CARE | Average Weekday | March | SCE 1-in-10 | 1 | 0.63326 | 0.58 | 0.63326 | 0.58 | 0 | 58.5808
| Low Income | CARE | Average Weekday | March | SCE 1-in-10 | 2 | 0.57188 | 0.52226 | 0.57188 | 0.52226 | 0 | 57.4108
| Low Income | CARE | Average Weekday | March | SCE 1-in-10 | 3 | 0.53673 | 0.49244 | 0.53673 | 0.49244 | 0 | 56.2469
| Low Income | CARE | Average Weekday | March | SCE 1-in-10 | 4 | 0.51515 | 0.47826 | 0.51515 | 0.47826 | 0 | 55.2534
| Low Income | CARE | Average Weekday | March | SCE 1-in-10 | 5 | 0.50825 | 0.47837 | 0.50825 | 0.47837 | 0 | 54.447
| Low Income | CARE | Average Weekday | March | SCE 1-in-10 | 6 | 0.51771 | 0.5012 | 0.51771 | 0.5012 | 0 | 53.7225
| Low Income | CARE | Average Weekday | March | SCE 1-in-10 | 7 | 0.54594 | 0.5573 | 0.54594 | 0.5573 | 0 | 53.3082
| Low Income | CARE | Average Weekday | March | SCE 1-in-10 | 8 | 0.55021 | 0.55114 | 0.55021 | 0.55114 | 0 | 53.1443
| Low Income | CARE | Average Weekday | March | SCE 1-in-10 | 9 | 0.51045 | 0.45761 | 0.51045 | 0.45761 | 0 | 54.6967
| Low Income | CARE | Average Weekday | March | SCE 1-in-10 | 10 | 0.45374 | 0.37386 | 0.45374 | 0.37386 | 0 | 58.6297
| Low Income | CARE | Average Weekday | March | SCE 1-in-10 | 11 | 0.43065 | 0.31885 | 0.43065 | 0.31885 | 0 | 63.2626
| Low Income | CARE | Average Weekday | March | SCE 1-in-10 | 12 | 0.43908 | 0.28783 | 0.43908 | 0.28783 | 0 | 67.4154
| Low Income | CARE | Average Weekday | March | SCE 1-in-10 | 13 | 0.47968 | 0.28672 | 0.47968 | 0.28672 | 0 | 70.6302
| Low Income | CARE | Average Weekday | March | SCE 1-in-10 | 14 | 0.54344 | 0.32269 | 0.54344 | 0.32269 | 0 | 72.8017
| Low Income | CARE | Average Weekday | March | SCE 1-in-10 | 15 | 0.6333 | 0.40018 | 0.6333 | 0.40018 | 0 | 74.3205
| Low Income | CARE | Average Weekday | March | SCE 1-in-10 | 16 | 0.74068 | 0.51926 | 0.74068 | 0.51926 | 0 | 75.1233
| Low Income | CARE | Average Weekday | March | SCE 1-in-10 | 17 | 0.85182 | 0.65864 | 0.61246 | 0.41928 | 0.049422 | 75.2473
| Low Income | CARE | Average Weekday | March | SCE 1-in-10 | 18 | 0.9713 | 0.80278 | 0.9088 | 0.73465 | 0.031253 | 74.3768
| Low Income | CARE | Average Weekday | March | SCE 1-in-10 | 19 | 1.0396 | 0.8986 | 1.0396 | 0.8986 | 0 | 72.4358
| Low Income | CARE | Average Weekday | March | SCE 1-in-10 | 20 | 1.0566 | 0.94587 | 0.98536 | 0.88799 | 0.048022 | 69.5735
| Low Income | CARE | Average Weekday | March | SCE 1-in-10 | 21 | 1.0409 | 0.95028 | 0.9892 | 0.91195 | 0.025842 | 66.584
| Low Income | CARE | Average Weekday | March | SCE 1-in-10 | 22 | 0.9654 | 0.89522 | 1.1482 | 1.078 | 0.10405 | 64.4798
| Low Income | CARE | Average Weekday | March | SCE 1-in-10 | 23 | 0.83674 | 0.78463 | 0.84048 | 0.81616 | 0.0018726 | 62.7597
| Low Income | CARE | Average Weekday | March | SCE 1-in-10 | 24 | 0.70961 | 0.6629 | 0.70961 | 0.6629 | 0 | 61.0965
| Low Income | CARE | Average Weekday | March | SCE 1-in-2 | 1 | 0.63016 | 0.5769 | 0.63016 | 0.5769 | 0 | 54.5249
| Low Income | CARE | Average Weekday | March | SCE 1-in-2 | 2 | 0.57648 | 0.52686 | 0.57648 | 0.52686 | 0 | 53.5179
| Low Income | CARE | Average Weekday | March | SCE 1-in-2 | 3 | 0.54637 | 0.50208 | 0.54637 | 0.50208 | 0 | 52.6349
| Low Income | CARE | Average Weekday | March | SCE 1-in-2 | 4 | 0.52934 | 0.49245 | 0.52934 | 0.49245 | 0 | 51.8804
| Low Income | CARE | Average Weekday | March | SCE 1-in-2 | 5 | 0.52805 | 0.49817 | 0.52805 | 0.49817 | 0 | 51.1331
| Low Income | CARE | Average Weekday | March | SCE 1-in-2 | 6 | 0.54472 | 0.52821 | 0.54472 | 0.52821 | 0 | 50.6264
| Low Income | CARE | Average Weekday | March | SCE 1-in-2 | 7 | 0.58489 | 0.59625 | 0.58489 | 0.59625 | 0 | 50.1761
| Low Income | CARE | Average Weekday | March | SCE 1-in-2 | 8 | 0.59322 | 0.59415 | 0.59322 | 0.59415 | 0 | 49.8747
| Low Income | CARE | Average Weekday | March | SCE 1-in-2 | 9 | 0.54587 | 0.49303 | 0.54587 | 0.49303 | 0 | 51.1464
| Low Income | CARE | Average Weekday | March | SCE 1-in-2 | 10 | 0.48919 | 0.40932 | 0.48919 | 0.40932 | 0 | 54.2954
| Low Income | CARE | Average Weekday | March | SCE 1-in-2 | 11 | 0.46245 | 0.35066 | 0.46245 | 0.35066 | 0 | 57.9669
| Low Income | CARE | Average Weekday | March | SCE 1-in-2 | 12 | 0.46809 | 0.31684 | 0.46809 | 0.31684 | 0 | 61.3135
| Low Income | CARE | Average Weekday | March | SCE 1-in-2 | 13 | 0.50555 | 0.3126 | 0.50555 | 0.3126 | 0 | 63.9875
| Low Income | CARE | Average Weekday | March | SCE 1-in-2 | 14 | 0.54802 | 0.32727 | 0.54802 | 0.32727 | 0 | 65.8565
| Low Income | CARE | Average Weekday | March | SCE 1-in-2 | 15 | 0.60775 | 0.37463 | 0.60775 | 0.37463 | 0 | 67.1833
| Low Income | CARE | Average Weekday | March | SCE 1-in-2 | 16 | 0.68429 | 0.46287 | 0.68429 | 0.46287 | 0 | 68.0138
| Low Income | CARE | Average Weekday | March | SCE 1-in-2 | 17 | 0.77983 | 0.58665 | 0.77983 | 0.58665 | 0 | 68.2155
| Low Income | CARE | Average Weekday | March | SCE 1-in-2 | 18 | 0.91231 | 0.74379 | 0.91231 | 0.74379 | 0 | 67.4752
| Low Income | CARE | Average Weekday | March | SCE 1-in-2 | 19 | 0.9927 | 0.85165 | 0.9927 | 0.85165 | 0 | 65.8269
| Low Income | CARE | Average Weekday | March | SCE 1-in-2 | 20 | 1.0187 | 0.90796 | 1.0187 | 0.90796 | 0 | 63.2984
| Low Income | CARE | Average Weekday | March | SCE 1-in-2 | 21 | 1.0085 | 0.91791 | 1.0085 | 0.91791 | 0 | 60.7172
| Low Income | CARE | Average Weekday | March | SCE 1-in-2 | 22 | 0.93356 | 0.86338 | 0.93356 | 0.86338 | 0 | 58.8474
| Low Income | CARE | Average Weekday | March | SCE 1-in-2 | 23 | 0.81334 | 0.76123 | 0.81334 | 0.76123 | 0 | 57.3992
| Low Income | CARE | Average Weekday | March | SCE 1-in-2 | 24 | 0.69915 | 0.65244 | 0.69915 | 0.65244 | 0 | 56.1499
| Low Income | CARE | Average Weekday | May | CAISO 1-in-10 | 1 | 0.69609 | 0.64283 | 0.69609 | 0.64283 | 0 | 63.3748
| Low Income | CARE | Average Weekday | May | CAISO 1-in-10 | 2 | 0.62114 | 0.57151 | 0.62114 | 0.57151 | 0 | 62.1404
| Low Income | CARE | Average Weekday | May | CAISO 1-in-10 | 3 | 0.57605 | 0.53176 | 0.57605 | 0.53176 | 0 | 61.0173
| Low Income | CARE | Average Weekday | May | CAISO 1-in-10 | 4 | 0.5446 | 0.50771 | 0.5446 | 0.50771 | 0 | 60.038
| Low Income | CARE | Average Weekday | May | CAISO 1-in-10 | 5 | 0.52758 | 0.4977 | 0.52758 | 0.4977 | 0 | 59.2926
| Low Income | CARE | Average Weekday | May | CAISO 1-in-10 | 6 | 0.52551 | 0.509 | 0.52551 | 0.509 | 0 | 58.6634
| Low Income | CARE | Average Weekday | May | CAISO 1-in-10 | 7 | 0.53733 | 0.54868 | 0.53733 | 0.54868 | 0 | 58.3498
| Low Income | CARE | Average Weekday | May | CAISO 1-in-10 | 8 | 0.53962 | 0.54055 | 0.53962 | 0.54055 | 0 | 59.105
| Low Income | CARE | Average Weekday | May | CAISO 1-in-10 | 9 | 0.51305 | 0.46021 | 0.51305 | 0.46021 | 0 | 61.768
| Low Income | CARE | Average Weekday | May | CAISO 1-in-10 | 10 | 0.45744 | 0.37756 | 0.45744 | 0.37756 | 0 | 65.2592
| Low Income | CARE | Average Weekday | May | CAISO 1-in-10 | 11 | 0.43653 | 0.32473 | 0.43653 | 0.32473 | 0 | 68.6488
| Low Income | CARE | Average Weekday | May | CAISO 1-in-10 | 12 | 0.46541 | 0.31416 | 0.46541 | 0.31416 | 0 | 71.6608
| Low Income | CARE | Average Weekday | May | CAISO 1-in-10 | 13 | 0.54439 | 0.35144 | 0.54439 | 0.35144 | 0 | 74.3526
| Low Income | CARE | Average Weekday | May | CAISO 1-in-10 | 14 | 0.64612 | 0.42538 | 0.64612 | 0.42538 | 0 | 76.571
| Low Income | CARE | Average Weekday | May | CAISO 1-in-10 | 15 | 0.77987 | 0.54675 | 0.77987 | 0.54675 | 0 | 78.1146
| Low Income | CARE | Average Weekday | May | CAISO 1-in-10 | 16 | 0.93546 | 0.71404 | 0.93546 | 0.71404 | 0 | 79.0408
| Low Income | CARE | Average Weekday | May | CAISO 1-in-10 | 17 | 1.0768 | 0.88364 | 0.41973 | 0.23459 | 0.040816 | 79.3003
| Low Income | CARE | Average Weekday | May | CAISO 1-in-10 | 18 | 1.1968 | 1.0283 | 1.0376 | 0.86342 | 0.079635 | 78.7438
| Low Income | CARE | Average Weekday | May | CAISO 1-in-10 | 19 | 1.24 | 1.099 | 1.24 | 1.099 | 0 | 77.4338
| Low Income | CARE | Average Weekday | May | CAISO 1-in-10 | 20 | 1.2153 | 1.1045 | 1.1068 | 1.0095 | 0.037666 | 75.2584
| Low Income | CARE | Average Weekday | May | CAISO 1-in-10 | 21 | 1.188 | 1.0974 | 1.1006 | 1.0234 | 0.043516 | 72.0397
| Low Income | CARE | Average Weekday | May | CAISO 1-in-10 | 22 | 1.0957 | 1.0255 | 1.5052 | 1.5083 | 0.085371 | 68.9101
| Low Income | CARE | Average Weekday | May | CAISO 1-in-10 | 23 | 0.94362 | 0.89152 | 0.9722 | 0.94788 | 0.014291 | 66.6824
| Low Income | CARE | Average Weekday | May | CAISO 1-in-10 | 24 | 0.79026 | 0.74355 | 0.79026 | 0.74355 | 0 | 64.9601
| Low Income | CARE | Average Weekday | May | CAISO 1-in-2 | 1 | 0.67079 | 0.61753 | 0.67079 | 0.61753 | 0 | 61.6434
| Low Income | CARE | Average Weekday | May | CAISO 1-in-2 | 2 | 0.59608 | 0.54646 | 0.59608 | 0.54646 | 0 | 60.7342
| Low Income | CARE | Average Weekday | May | CAISO 1-in-2 | 3 | 0.55151 | 0.50721 | 0.55151 | 0.50721 | 0 | 59.9435
| Low Income | CARE | Average Weekday | May | CAISO 1-in-2 | 4 | 0.52425 | 0.48736 | 0.52425 | 0.48736 | 0 | 59.2208
| Low Income | CARE | Average Weekday | May | CAISO 1-in-2 | 5 | 0.51209 | 0.48222 | 0.51209 | 0.48222 | 0 | 58.5737
| Low Income | CARE | Average Weekday | May | CAISO 1-in-2 | 6 | 0.51649 | 0.49999 | 0.51649 | 0.49999 | 0 | 57.9597
| Low Income | CARE | Average Weekday | May | CAISO 1-in-2 | 7 | 0.53771 | 0.54907 | 0.53771 | 0.54907 | 0 | 57.3965
| Low Income | CARE | Average Weekday | May | CAISO 1-in-2 | 8 | 0.54051 | 0.54145 | 0.54051 | 0.54145 | 0 | 57.7788
| Low Income | CARE | Average Weekday | May | CAISO 1-in-2 | 9 | 0.50796 | 0.45512 | 0.50796 | 0.45512 | 0 | 59.8832
| Low Income | CARE | Average Weekday | May | CAISO 1-in-2 | 10 | 0.45674 | 0.37686 | 0.45674 | 0.37686 | 0 | 62.7029
| Low Income | CARE | Average Weekday | May | CAISO 1-in-2 | 11 | 0.441 | 0.32921 | 0.441 | 0.32921 | 0 | 65.855
| Low Income | CARE | Average Weekday | May | CAISO 1-in-2 | 12 | 0.47075 | 0.3195 | 0.47075 | 0.3195 | 0 | 68.7423
| Low Income | CARE | Average Weekday | May | CAISO 1-in-2 | 13 | 0.52968 | 0.33672 | 0.52968 | 0.33672 | 0 | 71.304
| Low Income | CARE | Average Weekday | May | CAISO 1-in-2 | 14 | 0.60188 | 0.38113 | 0.60188 | 0.38113 | 0 | 73.3512
| Low Income | CARE | Average Weekday | May | CAISO 1-in-2 | 15 | 0.69956 | 0.46644 | 0.69956 | 0.46644 | 0 | 74.8781
| Low Income | CARE | Average Weekday | May | CAISO 1-in-2 | 16 | 0.81681 | 0.59539 | 0.81681 | 0.59539 | 0 | 75.7403
| Low Income | CARE | Average Weekday | May | CAISO 1-in-2 | 17 | 0.93328 | 0.74009 | 0.50519 | 0.312 | 0.048081 | 75.8722
| Low Income | CARE | Average Weekday | May | CAISO 1-in-2 | 18 | 1.0549 | 0.88637 | 0.97394 | 0.79979 | 0.040473 | 75.209
| Low Income | CARE | Average Weekday | May | CAISO 1-in-2 | 19 | 1.118 | 0.97691 | 1.118 | 0.97691 | 0 | 73.7227
| Low Income | CARE | Average Weekday | May | CAISO 1-in-2 | 20 | 1.1194 | 1.0087 | 1.0365 | 0.93908 | 0.044749 | 71.3638
| Low Income | CARE | Average Weekday | May | CAISO 1-in-2 | 21 | 1.1018 | 1.0111 | 1.0394 | 0.96219 | 0.050522 | 68.2083
| Low Income | CARE | Average Weekday | May | CAISO 1-in-2 | 22 | 1.0211 | 0.95092 | 1.3709 | 1.3008 | 0.099645 | 65.521
| Low Income | CARE | Average Weekday | May | CAISO 1-in-2 | 23 | 0.88322 | 0.83112 | 0.89373 | 0.86941 | 0.0052559 | 63.8285
| Low Income | CARE | Average Weekday | May | CAISO 1-in-2 | 24 | 0.74734 | 0.70063 | 0.74734 | 0.70063 | 0 | 62.5008
| Low Income | CARE | Average Weekday | May | SCE 1-in-10 | 1 | 0.69609 | 0.64283 | 0.69609 | 0.64283 | 0 | 63.3748
| Low Income | CARE | Average Weekday | May | SCE 1-in-10 | 2 | 0.62114 | 0.57151 | 0.62114 | 0.57151 | 0 | 62.1404
| Low Income | CARE | Average Weekday | May | SCE 1-in-10 | 3 | 0.57605 | 0.53176 | 0.57605 | 0.53176 | 0 | 61.0173
| Low Income | CARE | Average Weekday | May | SCE 1-in-10 | 4 | 0.5446 | 0.50771 | 0.5446 | 0.50771 | 0 | 60.038
| Low Income | CARE | Average Weekday | May | SCE 1-in-10 | 5 | 0.52758 | 0.4977 | 0.52758 | 0.4977 | 0 | 59.2926
| Low Income | CARE | Average Weekday | May | SCE 1-in-10 | 6 | 0.52551 | 0.509 | 0.52551 | 0.509 | 0 | 58.6634
| Low Income | CARE | Average Weekday | May | SCE 1-in-10 | 7 | 0.53733 | 0.54868 | 0.53733 | 0.54868 | 0 | 58.3498
| Low Income | CARE | Average Weekday | May | SCE 1-in-10 | 8 | 0.53962 | 0.54055 | 0.53962 | 0.54055 | 0 | 59.105
| Low Income | CARE | Average Weekday | May | SCE 1-in-10 | 9 | 0.51305 | 0.46021 | 0.51305 | 0.46021 | 0 | 61.768
| Low Income | CARE | Average Weekday | May | SCE 1-in-10 | 10 | 0.45744 | 0.37756 | 0.45744 | 0.37756 | 0 | 65.2592
| Low Income | CARE | Average Weekday | May | SCE 1-in-10 | 11 | 0.43653 | 0.32473 | 0.43653 | 0.32473 | 0 | 68.6488
| Low Income | CARE | Average Weekday | May | SCE 1-in-10 | 12 | 0.46541 | 0.31416 | 0.46541 | 0.31416 | 0 | 71.6608
| Low Income | CARE | Average Weekday | May | SCE 1-in-10 | 13 | 0.54439 | 0.35144 | 0.54439 | 0.35144 | 0 | 74.3526
| Low Income | CARE | Average Weekday | May | SCE 1-in-10 | 14 | 0.64612 | 0.42538 | 0.64612 | 0.42538 | 0 | 76.571
| Low Income | CARE | Average Weekday | May | SCE 1-in-10 | 15 | 0.77987 | 0.54675 | 0.77987 | 0.54675 | 0 | 78.1146
| Low Income | CARE | Average Weekday | May | SCE 1-in-10 | 16 | 0.93546 | 0.71404 | 0.93546 | 0.71404 | 0 | 79.0408
| Low Income | CARE | Average Weekday | May | SCE 1-in-10 | 17 | 1.0768 | 0.88364 | 0.41973 | 0.23459 | 0.040816 | 79.3003
| Low Income | CARE | Average Weekday | May | SCE 1-in-10 | 18 | 1.1968 | 1.0283 | 1.0376 | 0.86342 | 0.079635 | 78.7438
| Low Income | CARE | Average Weekday | May | SCE 1-in-10 | 19 | 1.24 | 1.099 | 1.24 | 1.099 | 0 | 77.4338
| Low Income | CARE | Average Weekday | May | SCE 1-in-10 | 20 | 1.2153 | 1.1045 | 1.1068 | 1.0095 | 0.037666 | 75.2584
| Low Income | CARE | Average Weekday | May | SCE 1-in-10 | 21 | 1.188 | 1.0974 | 1.1006 | 1.0234 | 0.043516 | 72.0397
| Low Income | CARE | Average Weekday | May | SCE 1-in-10 | 22 | 1.0957 | 1.0255 | 1.5052 | 1.5083 | 0.085371 | 68.9101
| Low Income | CARE | Average Weekday | May | SCE 1-in-10 | 23 | 0.94362 | 0.89152 | 0.9722 | 0.94788 | 0.014291 | 66.6824
| Low Income | CARE | Average Weekday | May | SCE 1-in-10 | 24 | 0.79026 | 0.74355 | 0.79026 | 0.74355 | 0 | 64.9601
| Low Income | CARE | Average Weekday | May | SCE 1-in-2 | 1 | 0.67079 | 0.61753 | 0.67079 | 0.61753 | 0 | 61.6434
| Low Income | CARE | Average Weekday | May | SCE 1-in-2 | 2 | 0.59608 | 0.54646 | 0.59608 | 0.54646 | 0 | 60.7342
| Low Income | CARE | Average Weekday | May | SCE 1-in-2 | 3 | 0.55151 | 0.50721 | 0.55151 | 0.50721 | 0 | 59.9435
| Low Income | CARE | Average Weekday | May | SCE 1-in-2 | 4 | 0.52425 | 0.48736 | 0.52425 | 0.48736 | 0 | 59.2208
| Low Income | CARE | Average Weekday | May | SCE 1-in-2 | 5 | 0.51209 | 0.48222 | 0.51209 | 0.48222 | 0 | 58.5737
| Low Income | CARE | Average Weekday | May | SCE 1-in-2 | 6 | 0.51649 | 0.49999 | 0.51649 | 0.49999 | 0 | 57.9597
| Low Income | CARE | Average Weekday | May | SCE 1-in-2 | 7 | 0.53771 | 0.54907 | 0.53771 | 0.54907 | 0 | 57.3965
| Low Income | CARE | Average Weekday | May | SCE 1-in-2 | 8 | 0.54051 | 0.54145 | 0.54051 | 0.54145 | 0 | 57.7788
| Low Income | CARE | Average Weekday | May | SCE 1-in-2 | 9 | 0.50796 | 0.45512 | 0.50796 | 0.45512 | 0 | 59.8832
| Low Income | CARE | Average Weekday | May | SCE 1-in-2 | 10 | 0.45674 | 0.37686 | 0.45674 | 0.37686 | 0 | 62.7029
| Low Income | CARE | Average Weekday | May | SCE 1-in-2 | 11 | 0.441 | 0.32921 | 0.441 | 0.32921 | 0 | 65.855
| Low Income | CARE | Average Weekday | May | SCE 1-in-2 | 12 | 0.47075 | 0.3195 | 0.47075 | 0.3195 | 0 | 68.7423
| Low Income | CARE | Average Weekday | May | SCE 1-in-2 | 13 | 0.52968 | 0.33672 | 0.52968 | 0.33672 | 0 | 71.304
| Low Income | CARE | Average Weekday | May | SCE 1-in-2 | 14 | 0.60188 | 0.38113 | 0.60188 | 0.38113 | 0 | 73.3512
| Low Income | CARE | Average Weekday | May | SCE 1-in-2 | 15 | 0.69956 | 0.46644 | 0.69956 | 0.46644 | 0 | 74.8781
| Low Income | CARE | Average Weekday | May | SCE 1-in-2 | 16 | 0.81681 | 0.59539 | 0.81681 | 0.59539 | 0 | 75.7403
| Low Income | CARE | Average Weekday | May | SCE 1-in-2 | 17 | 0.93328 | 0.74009 | 0.50519 | 0.312 | 0.048081 | 75.8722
| Low Income | CARE | Average Weekday | May | SCE 1-in-2 | 18 | 1.0549 | 0.88637 | 0.97394 | 0.79979 | 0.040473 | 75.209
| Low Income | CARE | Average Weekday | May | SCE 1-in-2 | 19 | 1.118 | 0.97691 | 1.118 | 0.97691 | 0 | 73.7227
| Low Income | CARE | Average Weekday | May | SCE 1-in-2 | 20 | 1.1194 | 1.0087 | 1.0365 | 0.93908 | 0.044749 | 71.3638
| Low Income | CARE | Average Weekday | May | SCE 1-in-2 | 21 | 1.1018 | 1.0111 | 1.0394 | 0.96219 | 0.050522 | 68.2083
| Low Income | CARE | Average Weekday | May | SCE 1-in-2 | 22 | 1.0211 | 0.95092 | 1.3709 | 1.3008 | 0.099645 | 65.521
| Low Income | CARE | Average Weekday | May | SCE 1-in-2 | 23 | 0.88322 | 0.83112 | 0.89373 | 0.86941 | 0.0052559 | 63.8285
| Low Income | CARE | Average Weekday | May | SCE 1-in-2 | 24 | 0.74734 | 0.70063 | 0.74734 | 0.70063 | 0 | 62.5008
| Low Income | CARE | Average Weekday | November | CAISO 1-in-10 | 1 | 0.62502 | 0.57177 | 0.62502 | 0.57177 | 0 | 55.9568
| Low Income | CARE | Average Weekday | November | CAISO 1-in-10 | 2 | 0.5681 | 0.51848 | 0.5681 | 0.51848 | 0 | 54.8803
| Low Income | CARE | Average Weekday | November | CAISO 1-in-10 | 3 | 0.53553 | 0.49124 | 0.53553 | 0.49124 | 0 | 53.949
| Low Income | CARE | Average Weekday | November | CAISO 1-in-10 | 4 | 0.51697 | 0.48008 | 0.51697 | 0.48008 | 0 | 53.1212
| Low Income | CARE | Average Weekday | November | CAISO 1-in-10 | 5 | 0.51398 | 0.4841 | 0.51398 | 0.4841 | 0 | 52.3444
| Low Income | CARE | Average Weekday | November | CAISO 1-in-10 | 6 | 0.52848 | 0.51197 | 0.52848 | 0.51197 | 0 | 51.7744
| Low Income | CARE | Average Weekday | November | CAISO 1-in-10 | 7 | 0.56453 | 0.57588 | 0.56453 | 0.57588 | 0 | 51.3483
| Low Income | CARE | Average Weekday | November | CAISO 1-in-10 | 8 | 0.56969 | 0.57063 | 0.56969 | 0.57063 | 0 | 51.1355
| Low Income | CARE | Average Weekday | November | CAISO 1-in-10 | 9 | 0.52472 | 0.47188 | 0.52472 | 0.47188 | 0 | 52.8774
| Low Income | CARE | Average Weekday | November | CAISO 1-in-10 | 10 | 0.47322 | 0.39335 | 0.47322 | 0.39335 | 0 | 56.9989
| Low Income | CARE | Average Weekday | November | CAISO 1-in-10 | 11 | 0.44657 | 0.33478 | 0.44657 | 0.33478 | 0 | 61.6493
| Low Income | CARE | Average Weekday | November | CAISO 1-in-10 | 12 | 0.44442 | 0.29316 | 0.44442 | 0.29316 | 0 | 65.5165
| Low Income | CARE | Average Weekday | November | CAISO 1-in-10 | 13 | 0.47423 | 0.28128 | 0.47423 | 0.28128 | 0 | 68.3278
| Low Income | CARE | Average Weekday | November | CAISO 1-in-10 | 14 | 0.52446 | 0.30371 | 0.52446 | 0.30371 | 0 | 70.1494
| Low Income | CARE | Average Weekday | November | CAISO 1-in-10 | 15 | 0.59443 | 0.36132 | 0.59443 | 0.36132 | 0 | 71.2129
| Low Income | CARE | Average Weekday | November | CAISO 1-in-10 | 16 | 0.67669 | 0.45527 | 0.67669 | 0.45527 | 0 | 71.6217
| Low Income | CARE | Average Weekday | November | CAISO 1-in-10 | 17 | 0.77094 | 0.57775 | 0.70866 | 0.51547 | 0.058531 | 71.0489
| Low Income | CARE | Average Weekday | November | CAISO 1-in-10 | 18 | 0.89667 | 0.72815 | 0.89667 | 0.72815 | 0 | 69.0722
| Low Income | CARE | Average Weekday | November | CAISO 1-in-10 | 19 | 0.98077 | 0.83972 | 0.98077 | 0.83972 | 0 | 66.2446
| Low Income | CARE | Average Weekday | November | CAISO 1-in-10 | 20 | 1.004 | 0.89328 | 0.97171 | 0.87306 | 0.016153 | 63.8152
| Low Income | CARE | Average Weekday | November | CAISO 1-in-10 | 21 | 1.0004 | 0.9098 | 0.97981 | 0.90255 | 0.010298 | 61.8304
| Low Income | CARE | Average Weekday | November | CAISO 1-in-10 | 22 | 0.93091 | 0.86073 | 1.0102 | 0.94001 | 0.039641 | 59.981
| Low Income | CARE | Average Weekday | November | CAISO 1-in-10 | 23 | 0.81081 | 0.75871 | 0.81081 | 0.76267 | 0 | 58.4066
| Low Income | CARE | Average Weekday | November | CAISO 1-in-10 | 24 | 0.69537 | 0.64866 | 0.69537 | 0.64866 | 0 | 57.0228
| Low Income | CARE | Average Weekday | November | CAISO 1-in-2 | 1 | 0.62961 | 0.57635 | 0.62961 | 0.57635 | 0 | 54.8276
| Low Income | CARE | Average Weekday | November | CAISO 1-in-2 | 2 | 0.57451 | 0.52489 | 0.57451 | 0.52489 | 0 | 53.8804
| Low Income | CARE | Average Weekday | November | CAISO 1-in-2 | 3 | 0.54341 | 0.49912 | 0.54341 | 0.49912 | 0 | 53.0895
| Low Income | CARE | Average Weekday | November | CAISO 1-in-2 | 4 | 0.52591 | 0.48902 | 0.52591 | 0.48902 | 0 | 52.3109
| Low Income | CARE | Average Weekday | November | CAISO 1-in-2 | 5 | 0.52418 | 0.4943 | 0.52418 | 0.4943 | 0 | 51.6772
| Low Income | CARE | Average Weekday | November | CAISO 1-in-2 | 6 | 0.54026 | 0.52375 | 0.54026 | 0.52375 | 0 | 51.0953
| Low Income | CARE | Average Weekday | November | CAISO 1-in-2 | 7 | 0.57919 | 0.59054 | 0.57919 | 0.59054 | 0 | 50.7818
| Low Income | CARE | Average Weekday | November | CAISO 1-in-2 | 8 | 0.58607 | 0.58701 | 0.58607 | 0.58701 | 0 | 50.5201
| Low Income | CARE | Average Weekday | November | CAISO 1-in-2 | 9 | 0.53927 | 0.48643 | 0.53927 | 0.48643 | 0 | 52.2286
| Low Income | CARE | Average Weekday | November | CAISO 1-in-2 | 10 | 0.48523 | 0.40535 | 0.48523 | 0.40535 | 0 | 55.8135
| Low Income | CARE | Average Weekday | November | CAISO 1-in-2 | 11 | 0.45841 | 0.34661 | 0.45841 | 0.34661 | 0 | 59.9744
| Low Income | CARE | Average Weekday | November | CAISO 1-in-2 | 12 | 0.46443 | 0.31318 | 0.46443 | 0.31318 | 0 | 63.6809
| Low Income | CARE | Average Weekday | November | CAISO 1-in-2 | 13 | 0.49192 | 0.29896 | 0.49192 | 0.29896 | 0 | 66.4864
| Low Income | CARE | Average Weekday | November | CAISO 1-in-2 | 14 | 0.53608 | 0.31534 | 0.53608 | 0.31534 | 0 | 68.3093
| Low Income | CARE | Average Weekday | November | CAISO 1-in-2 | 15 | 0.6015 | 0.36838 | 0.6015 | 0.36838 | 0 | 69.3576
| Low Income | CARE | Average Weekday | November | CAISO 1-in-2 | 16 | 0.67971 | 0.45828 | 0.67971 | 0.45828 | 0 | 69.5883
| Low Income | CARE | Average Weekday | November | CAISO 1-in-2 | 17 | 0.77194 | 0.57875 | 0.77194 | 0.57875 | 0 | 68.7668
| Low Income | CARE | Average Weekday | November | CAISO 1-in-2 | 18 | 0.90267 | 0.73415 | 0.90267 | 0.73415 | 0 | 66.5351
| Low Income | CARE | Average Weekday | November | CAISO 1-in-2 | 19 | 0.98738 | 0.84633 | 0.98738 | 0.84633 | 0 | 63.7984
| Low Income | CARE | Average Weekday | November | CAISO 1-in-2 | 20 | 1.0109 | 0.90016 | 1.0109 | 0.90016 | 0 | 61.5126
| Low Income | CARE | Average Weekday | November | CAISO 1-in-2 | 21 | 1.0046 | 0.91396 | 1.0046 | 0.91396 | 0 | 59.7219
| Low Income | CARE | Average Weekday | November | CAISO 1-in-2 | 22 | 0.93263 | 0.86246 | 0.93263 | 0.86246 | 0 | 58.1371
| Low Income | CARE | Average Weekday | November | CAISO 1-in-2 | 23 | 0.81308 | 0.76098 | 0.81308 | 0.76098 | 0 | 56.8224
| Low Income | CARE | Average Weekday | November | CAISO 1-in-2 | 24 | 0.699 | 0.65229 | 0.699 | 0.65229 | 0 | 55.7596
| Low Income | CARE | Average Weekday | November | SCE 1-in-10 | 1 | 0.62502 | 0.57177 | 0.62502 | 0.57177 | 0 | 55.9568
| Low Income | CARE | Average Weekday | November | SCE 1-in-10 | 2 | 0.5681 | 0.51848 | 0.5681 | 0.51848 | 0 | 54.8803
| Low Income | CARE | Average Weekday | November | SCE 1-in-10 | 3 | 0.53553 | 0.49124 | 0.53553 | 0.49124 | 0 | 53.949
| Low Income | CARE | Average Weekday | November | SCE 1-in-10 | 4 | 0.51697 | 0.48008 | 0.51697 | 0.48008 | 0 | 53.1212
| Low Income | CARE | Average Weekday | November | SCE 1-in-10 | 5 | 0.51398 | 0.4841 | 0.51398 | 0.4841 | 0 | 52.3444
| Low Income | CARE | Average Weekday | November | SCE 1-in-10 | 6 | 0.52848 | 0.51197 | 0.52848 | 0.51197 | 0 | 51.7744
| Low Income | CARE | Average Weekday | November | SCE 1-in-10 | 7 | 0.56453 | 0.57588 | 0.56453 | 0.57588 | 0 | 51.3483
| Low Income | CARE | Average Weekday | November | SCE 1-in-10 | 8 | 0.56969 | 0.57063 | 0.56969 | 0.57063 | 0 | 51.1355
| Low Income | CARE | Average Weekday | November | SCE 1-in-10 | 9 | 0.52472 | 0.47188 | 0.52472 | 0.47188 | 0 | 52.8774
| Low Income | CARE | Average Weekday | November | SCE 1-in-10 | 10 | 0.47322 | 0.39335 | 0.47322 | 0.39335 | 0 | 56.9989
| Low Income | CARE | Average Weekday | November | SCE 1-in-10 | 11 | 0.44657 | 0.33478 | 0.44657 | 0.33478 | 0 | 61.6493
| Low Income | CARE | Average Weekday | November | SCE 1-in-10 | 12 | 0.44442 | 0.29316 | 0.44442 | 0.29316 | 0 | 65.5165
| Low Income | CARE | Average Weekday | November | SCE 1-in-10 | 13 | 0.47423 | 0.28128 | 0.47423 | 0.28128 | 0 | 68.3278
| Low Income | CARE | Average Weekday | November | SCE 1-in-10 | 14 | 0.52446 | 0.30371 | 0.52446 | 0.30371 | 0 | 70.1494
| Low Income | CARE | Average Weekday | November | SCE 1-in-10 | 15 | 0.59443 | 0.36132 | 0.59443 | 0.36132 | 0 | 71.2129
| Low Income | CARE | Average Weekday | November | SCE 1-in-10 | 16 | 0.67669 | 0.45527 | 0.67669 | 0.45527 | 0 | 71.6217
| Low Income | CARE | Average Weekday | November | SCE 1-in-10 | 17 | 0.77094 | 0.57775 | 0.70866 | 0.51547 | 0.058531 | 71.0489
| Low Income | CARE | Average Weekday | November | SCE 1-in-10 | 18 | 0.89667 | 0.72815 | 0.89667 | 0.72815 | 0 | 69.0722
| Low Income | CARE | Average Weekday | November | SCE 1-in-10 | 19 | 0.98077 | 0.83972 | 0.98077 | 0.83972 | 0 | 66.2446
| Low Income | CARE | Average Weekday | November | SCE 1-in-10 | 20 | 1.004 | 0.89328 | 0.97171 | 0.87306 | 0.016153 | 63.8152
| Low Income | CARE | Average Weekday | November | SCE 1-in-10 | 21 | 1.0004 | 0.9098 | 0.97981 | 0.90255 | 0.010298 | 61.8304
| Low Income | CARE | Average Weekday | November | SCE 1-in-10 | 22 | 0.93091 | 0.86073 | 1.0102 | 0.94001 | 0.039641 | 59.981
| Low Income | CARE | Average Weekday | November | SCE 1-in-10 | 23 | 0.81081 | 0.75871 | 0.81081 | 0.76267 | 0 | 58.4066
| Low Income | CARE | Average Weekday | November | SCE 1-in-10 | 24 | 0.69537 | 0.64866 | 0.69537 | 0.64866 | 0 | 57.0228
| Low Income | CARE | Average Weekday | November | SCE 1-in-2 | 1 | 0.62563 | 0.57237 | 0.62563 | 0.57237 | 0 | 55.9294
| Low Income | CARE | Average Weekday | November | SCE 1-in-2 | 2 | 0.569 | 0.51937 | 0.569 | 0.51937 | 0 | 54.9978
| Low Income | CARE | Average Weekday | November | SCE 1-in-2 | 3 | 0.53667 | 0.49237 | 0.53667 | 0.49237 | 0 | 54.2195
| Low Income | CARE | Average Weekday | November | SCE 1-in-2 | 4 | 0.51828 | 0.4814 | 0.51828 | 0.4814 | 0 | 53.5582
| Low Income | CARE | Average Weekday | November | SCE 1-in-2 | 5 | 0.51551 | 0.48563 | 0.51551 | 0.48563 | 0 | 52.9758
| Low Income | CARE | Average Weekday | November | SCE 1-in-2 | 6 | 0.53028 | 0.51377 | 0.53028 | 0.51377 | 0 | 52.4038
| Low Income | CARE | Average Weekday | November | SCE 1-in-2 | 7 | 0.56682 | 0.57817 | 0.56682 | 0.57817 | 0 | 52.1238
| Low Income | CARE | Average Weekday | November | SCE 1-in-2 | 8 | 0.57226 | 0.57319 | 0.57226 | 0.57319 | 0 | 51.8948
| Low Income | CARE | Average Weekday | November | SCE 1-in-2 | 9 | 0.52698 | 0.47414 | 0.52698 | 0.47414 | 0 | 53.7136
| Low Income | CARE | Average Weekday | November | SCE 1-in-2 | 10 | 0.47513 | 0.39525 | 0.47513 | 0.39525 | 0 | 57.4612
| Low Income | CARE | Average Weekday | November | SCE 1-in-2 | 11 | 0.44863 | 0.33684 | 0.44863 | 0.33684 | 0 | 61.5618
| Low Income | CARE | Average Weekday | November | SCE 1-in-2 | 12 | 0.45205 | 0.3008 | 0.45205 | 0.3008 | 0 | 65.0341
| Low Income | CARE | Average Weekday | November | SCE 1-in-2 | 13 | 0.48345 | 0.29049 | 0.48345 | 0.29049 | 0 | 67.6028
| Low Income | CARE | Average Weekday | November | SCE 1-in-2 | 14 | 0.52987 | 0.30912 | 0.52987 | 0.30912 | 0 | 69.2909
| Low Income | CARE | Average Weekday | November | SCE 1-in-2 | 15 | 0.59559 | 0.36247 | 0.59559 | 0.36247 | 0 | 70.3486
| Low Income | CARE | Average Weekday | November | SCE 1-in-2 | 16 | 0.67502 | 0.4536 | 0.67502 | 0.4536 | 0 | 70.6199
| Low Income | CARE | Average Weekday | November | SCE 1-in-2 | 17 | 0.76731 | 0.57413 | 0.70998 | 0.5168 | 0.028664 | 69.8515
| Low Income | CARE | Average Weekday | November | SCE 1-in-2 | 18 | 0.89606 | 0.72754 | 0.89606 | 0.72754 | 0 | 67.6856
| Low Income | CARE | Average Weekday | November | SCE 1-in-2 | 19 | 0.98168 | 0.84063 | 0.98168 | 0.84063 | 0 | 64.9833
| Low Income | CARE | Average Weekday | November | SCE 1-in-2 | 20 | 1.0031 | 0.89235 | 0.97565 | 0.87827 | 0.013715 | 62.8753
| Low Income | CARE | Average Weekday | November | SCE 1-in-2 | 21 | 1.0009 | 0.91027 | 0.98513 | 0.90787 | 0.0078726 | 61.0888
| Low Income | CARE | Average Weekday | November | SCE 1-in-2 | 22 | 0.93094 | 0.86077 | 1.0103 | 0.94016 | 0.039695 | 59.4259
| Low Income | CARE | Average Weekday | November | SCE 1-in-2 | 23 | 0.81096 | 0.75885 | 0.81096 | 0.7601 | 0 | 57.9775
| Low Income | CARE | Average Weekday | November | SCE 1-in-2 | 24 | 0.69578 | 0.64908 | 0.69578 | 0.64908 | 0 | 56.9076
| Low Income | CARE | Average Weekday | October | CAISO 1-in-10 | 1 | 0.84772 | 0.79447 | 0.84772 | 0.79447 | 0 | 67.7204
| Low Income | CARE | Average Weekday | October | CAISO 1-in-10 | 2 | 0.74192 | 0.69229 | 0.74192 | 0.69229 | 0 | 66.641
| Low Income | CARE | Average Weekday | October | CAISO 1-in-10 | 3 | 0.67084 | 0.62655 | 0.67084 | 0.62655 | 0 | 65.78
| Low Income | CARE | Average Weekday | October | CAISO 1-in-10 | 4 | 0.61879 | 0.5819 | 0.61879 | 0.5819 | 0 | 64.9604
| Low Income | CARE | Average Weekday | October | CAISO 1-in-10 | 5 | 0.58517 | 0.55529 | 0.58517 | 0.55529 | 0 | 64.2729
| Low Income | CARE | Average Weekday | October | CAISO 1-in-10 | 6 | 0.57087 | 0.55436 | 0.57087 | 0.55436 | 0 | 63.7308
| Low Income | CARE | Average Weekday | October | CAISO 1-in-10 | 7 | 0.56994 | 0.58129 | 0.56994 | 0.58129 | 0 | 63.2118
| Low Income | CARE | Average Weekday | October | CAISO 1-in-10 | 8 | 0.57228 | 0.57321 | 0.57228 | 0.57321 | 0 | 62.7971
| Low Income | CARE | Average Weekday | October | CAISO 1-in-10 | 9 | 0.5566 | 0.50376 | 0.5566 | 0.50376 | 0 | 63.357
| Low Income | CARE | Average Weekday | October | CAISO 1-in-10 | 10 | 0.53162 | 0.45175 | 0.53162 | 0.45175 | 0 | 66.6542
| Low Income | CARE | Average Weekday | October | CAISO 1-in-10 | 11 | 0.54268 | 0.43089 | 0.54268 | 0.43089 | 0 | 70.7471
| Low Income | CARE | Average Weekday | October | CAISO 1-in-10 | 12 | 0.62001 | 0.46876 | 0.62001 | 0.46876 | 0 | 74.7553
| Low Income | CARE | Average Weekday | October | CAISO 1-in-10 | 13 | 0.74733 | 0.55437 | 0.74733 | 0.55437 | 0 | 77.9847
| Low Income | CARE | Average Weekday | October | CAISO 1-in-10 | 14 | 0.90468 | 0.68393 | 0.90468 | 0.68393 | 0 | 80.2605
| Low Income | CARE | Average Weekday | October | CAISO 1-in-10 | 15 | 1.0892 | 0.85613 | 1.0892 | 0.85613 | 0 | 81.6785
| Low Income | CARE | Average Weekday | October | CAISO 1-in-10 | 16 | 1.2861 | 1.0646 | 1.2861 | 1.0646 | 0 | 82.5397
| Low Income | CARE | Average Weekday | October | CAISO 1-in-10 | 17 | 1.4485 | 1.2553 | 0.73264 | 0.5475 | 0.03396 | 82.641
| Low Income | CARE | Average Weekday | October | CAISO 1-in-10 | 18 | 1.565 | 1.3965 | 1.3344 | 1.1603 | 0.17409 | 81.9637
| Low Income | CARE | Average Weekday | October | CAISO 1-in-10 | 19 | 1.5756 | 1.4346 | 1.5756 | 1.4103 | 0 | 79.9643
| Low Income | CARE | Average Weekday | October | CAISO 1-in-10 | 20 | 1.481 | 1.3703 | 1.3641 | 1.2668 | 0.035338 | 76.546
| Low Income | CARE | Average Weekday | October | CAISO 1-in-10 | 21 | 1.4175 | 1.3269 | 1.3178 | 1.2405 | 0.040073 | 73.9312
| Low Income | CARE | Average Weekday | October | CAISO 1-in-10 | 22 | 1.3177 | 1.2475 | 1.7213 | 1.7245 | 0.072527 | 71.9937
| Low Income | CARE | Average Weekday | October | CAISO 1-in-10 | 23 | 1.1369 | 1.0848 | 1.189 | 1.1647 | 0.046979 | 70.391
| Low Income | CARE | Average Weekday | October | CAISO 1-in-10 | 24 | 0.95101 | 0.9043 | 0.96351 | 0.91 | 0.0062505 | 68.9795
| Low Income | CARE | Average Weekday | October | CAISO 1-in-2 | 1 | 0.67448 | 0.62123 | 0.67448 | 0.62123 | 0 | 63.4604
| Low Income | CARE | Average Weekday | October | CAISO 1-in-2 | 2 | 0.59843 | 0.5488 | 0.59843 | 0.5488 | 0 | 62.408
| Low Income | CARE | Average Weekday | October | CAISO 1-in-2 | 3 | 0.5565 | 0.51221 | 0.5565 | 0.51221 | 0 | 61.4002
| Low Income | CARE | Average Weekday | October | CAISO 1-in-2 | 4 | 0.52823 | 0.49135 | 0.52823 | 0.49135 | 0 | 60.6332
| Low Income | CARE | Average Weekday | October | CAISO 1-in-2 | 5 | 0.51453 | 0.48465 | 0.51453 | 0.48465 | 0 | 59.8825
| Low Income | CARE | Average Weekday | October | CAISO 1-in-2 | 6 | 0.51569 | 0.49918 | 0.51569 | 0.49918 | 0 | 59.2554
| Low Income | CARE | Average Weekday | October | CAISO 1-in-2 | 7 | 0.53212 | 0.54347 | 0.53212 | 0.54347 | 0 | 58.7661
| Low Income | CARE | Average Weekday | October | CAISO 1-in-2 | 8 | 0.53264 | 0.53357 | 0.53264 | 0.53357 | 0 | 58.4254
| Low Income | CARE | Average Weekday | October | CAISO 1-in-2 | 9 | 0.49936 | 0.44652 | 0.49936 | 0.44652 | 0 | 58.9914
| Low Income | CARE | Average Weekday | October | CAISO 1-in-2 | 10 | 0.4465 | 0.36662 | 0.4465 | 0.36662 | 0 | 61.985
| Low Income | CARE | Average Weekday | October | CAISO 1-in-2 | 11 | 0.42899 | 0.31719 | 0.42899 | 0.31719 | 0 | 65.8968
| Low Income | CARE | Average Weekday | October | CAISO 1-in-2 | 12 | 0.45927 | 0.30802 | 0.45927 | 0.30802 | 0 | 69.7706
| Low Income | CARE | Average Weekday | October | CAISO 1-in-2 | 13 | 0.51947 | 0.32651 | 0.51947 | 0.32651 | 0 | 72.9168
| Low Income | CARE | Average Weekday | October | CAISO 1-in-2 | 14 | 0.6016 | 0.38086 | 0.6016 | 0.38086 | 0 | 75.2716
| Low Income | CARE | Average Weekday | October | CAISO 1-in-2 | 15 | 0.71469 | 0.48157 | 0.71469 | 0.48157 | 0 | 76.8764
| Low Income | CARE | Average Weekday | October | CAISO 1-in-2 | 16 | 0.84969 | 0.62827 | 0.84969 | 0.62827 | 0 | 77.9133
| Low Income | CARE | Average Weekday | October | CAISO 1-in-2 | 17 | 0.97749 | 0.78431 | 0.45105 | 0.25787 | 0.043469 | 78.0385
| Low Income | CARE | Average Weekday | October | CAISO 1-in-2 | 18 | 1.0971 | 0.9286 | 0.97237 | 0.79822 | 0.062374 | 77.1858
| Low Income | CARE | Average Weekday | October | CAISO 1-in-2 | 19 | 1.1535 | 1.0124 | 1.1535 | 1.0124 | 0 | 75.1583
| Low Income | CARE | Average Weekday | October | CAISO 1-in-2 | 20 | 1.1388 | 1.0281 | 1.0523 | 0.95488 | 0.04375 | 71.9116
| Low Income | CARE | Average Weekday | October | CAISO 1-in-2 | 21 | 1.1212 | 1.0306 | 1.0513 | 0.97409 | 0.048419 | 69.3563
| Low Income | CARE | Average Weekday | October | CAISO 1-in-2 | 22 | 1.0411 | 0.97096 | 1.4511 | 1.3809 | 0.091774 | 67.3861
| Low Income | CARE | Average Weekday | October | CAISO 1-in-2 | 23 | 0.89939 | 0.84729 | 0.92219 | 0.89787 | 0.011396 | 65.7679
| Low Income | CARE | Average Weekday | October | CAISO 1-in-2 | 24 | 0.75745 | 0.71074 | 0.75745 | 0.71074 | 0 | 64.3825
| Low Income | CARE | Average Weekday | October | SCE 1-in-10 | 1 | 0.84772 | 0.79447 | 0.84772 | 0.79447 | 0 | 67.7204
| Low Income | CARE | Average Weekday | October | SCE 1-in-10 | 2 | 0.74192 | 0.69229 | 0.74192 | 0.69229 | 0 | 66.641
| Low Income | CARE | Average Weekday | October | SCE 1-in-10 | 3 | 0.67084 | 0.62655 | 0.67084 | 0.62655 | 0 | 65.78
| Low Income | CARE | Average Weekday | October | SCE 1-in-10 | 4 | 0.61879 | 0.5819 | 0.61879 | 0.5819 | 0 | 64.9604
| Low Income | CARE | Average Weekday | October | SCE 1-in-10 | 5 | 0.58517 | 0.55529 | 0.58517 | 0.55529 | 0 | 64.2729
| Low Income | CARE | Average Weekday | October | SCE 1-in-10 | 6 | 0.57087 | 0.55436 | 0.57087 | 0.55436 | 0 | 63.7308
| Low Income | CARE | Average Weekday | October | SCE 1-in-10 | 7 | 0.56994 | 0.58129 | 0.56994 | 0.58129 | 0 | 63.2118
| Low Income | CARE | Average Weekday | October | SCE 1-in-10 | 8 | 0.57228 | 0.57321 | 0.57228 | 0.57321 | 0 | 62.7971
| Low Income | CARE | Average Weekday | October | SCE 1-in-10 | 9 | 0.5566 | 0.50376 | 0.5566 | 0.50376 | 0 | 63.357
| Low Income | CARE | Average Weekday | October | SCE 1-in-10 | 10 | 0.53162 | 0.45175 | 0.53162 | 0.45175 | 0 | 66.6542
| Low Income | CARE | Average Weekday | October | SCE 1-in-10 | 11 | 0.54268 | 0.43089 | 0.54268 | 0.43089 | 0 | 70.7471
| Low Income | CARE | Average Weekday | October | SCE 1-in-10 | 12 | 0.62001 | 0.46876 | 0.62001 | 0.46876 | 0 | 74.7553
| Low Income | CARE | Average Weekday | October | SCE 1-in-10 | 13 | 0.74733 | 0.55437 | 0.74733 | 0.55437 | 0 | 77.9847
| Low Income | CARE | Average Weekday | October | SCE 1-in-10 | 14 | 0.90468 | 0.68393 | 0.90468 | 0.68393 | 0 | 80.2605
| Low Income | CARE | Average Weekday | October | SCE 1-in-10 | 15 | 1.0892 | 0.85613 | 1.0892 | 0.85613 | 0 | 81.6785
| Low Income | CARE | Average Weekday | October | SCE 1-in-10 | 16 | 1.2861 | 1.0646 | 1.2861 | 1.0646 | 0 | 82.5397
| Low Income | CARE | Average Weekday | October | SCE 1-in-10 | 17 | 1.4485 | 1.2553 | 0.73264 | 0.5475 | 0.03396 | 82.641
| Low Income | CARE | Average Weekday | October | SCE 1-in-10 | 18 | 1.565 | 1.3965 | 1.3344 | 1.1603 | 0.17409 | 81.9637
| Low Income | CARE | Average Weekday | October | SCE 1-in-10 | 19 | 1.5756 | 1.4346 | 1.5756 | 1.4103 | 0 | 79.9643
| Low Income | CARE | Average Weekday | October | SCE 1-in-10 | 20 | 1.481 | 1.3703 | 1.3641 | 1.2668 | 0.035338 | 76.546
| Low Income | CARE | Average Weekday | October | SCE 1-in-10 | 21 | 1.4175 | 1.3269 | 1.3178 | 1.2405 | 0.040073 | 73.9312
| Low Income | CARE | Average Weekday | October | SCE 1-in-10 | 22 | 1.3177 | 1.2475 | 1.7213 | 1.7245 | 0.072527 | 71.9937
| Low Income | CARE | Average Weekday | October | SCE 1-in-10 | 23 | 1.1369 | 1.0848 | 1.189 | 1.1647 | 0.046979 | 70.391
| Low Income | CARE | Average Weekday | October | SCE 1-in-10 | 24 | 0.95101 | 0.9043 | 0.96351 | 0.91 | 0.0062505 | 68.9795
| Low Income | CARE | Average Weekday | October | SCE 1-in-2 | 1 | 0.67448 | 0.62123 | 0.67448 | 0.62123 | 0 | 63.4604
| Low Income | CARE | Average Weekday | October | SCE 1-in-2 | 2 | 0.59843 | 0.5488 | 0.59843 | 0.5488 | 0 | 62.408
| Low Income | CARE | Average Weekday | October | SCE 1-in-2 | 3 | 0.5565 | 0.51221 | 0.5565 | 0.51221 | 0 | 61.4002
| Low Income | CARE | Average Weekday | October | SCE 1-in-2 | 4 | 0.52823 | 0.49135 | 0.52823 | 0.49135 | 0 | 60.6332
| Low Income | CARE | Average Weekday | October | SCE 1-in-2 | 5 | 0.51453 | 0.48465 | 0.51453 | 0.48465 | 0 | 59.8825
| Low Income | CARE | Average Weekday | October | SCE 1-in-2 | 6 | 0.51569 | 0.49918 | 0.51569 | 0.49918 | 0 | 59.2554
| Low Income | CARE | Average Weekday | October | SCE 1-in-2 | 7 | 0.53212 | 0.54347 | 0.53212 | 0.54347 | 0 | 58.7661
| Low Income | CARE | Average Weekday | October | SCE 1-in-2 | 8 | 0.53264 | 0.53357 | 0.53264 | 0.53357 | 0 | 58.4254
| Low Income | CARE | Average Weekday | October | SCE 1-in-2 | 9 | 0.49936 | 0.44652 | 0.49936 | 0.44652 | 0 | 58.9914
| Low Income | CARE | Average Weekday | October | SCE 1-in-2 | 10 | 0.4465 | 0.36662 | 0.4465 | 0.36662 | 0 | 61.985
| Low Income | CARE | Average Weekday | October | SCE 1-in-2 | 11 | 0.42899 | 0.31719 | 0.42899 | 0.31719 | 0 | 65.8968
| Low Income | CARE | Average Weekday | October | SCE 1-in-2 | 12 | 0.45927 | 0.30802 | 0.45927 | 0.30802 | 0 | 69.7706
| Low Income | CARE | Average Weekday | October | SCE 1-in-2 | 13 | 0.51947 | 0.32651 | 0.51947 | 0.32651 | 0 | 72.9168
| Low Income | CARE | Average Weekday | October | SCE 1-in-2 | 14 | 0.6016 | 0.38086 | 0.6016 | 0.38086 | 0 | 75.2716
| Low Income | CARE | Average Weekday | October | SCE 1-in-2 | 15 | 0.71469 | 0.48157 | 0.71469 | 0.48157 | 0 | 76.8764
| Low Income | CARE | Average Weekday | October | SCE 1-in-2 | 16 | 0.84969 | 0.62827 | 0.84969 | 0.62827 | 0 | 77.9133
| Low Income | CARE | Average Weekday | October | SCE 1-in-2 | 17 | 0.97749 | 0.78431 | 0.45105 | 0.25787 | 0.043469 | 78.0385
| Low Income | CARE | Average Weekday | October | SCE 1-in-2 | 18 | 1.0971 | 0.9286 | 0.97237 | 0.79822 | 0.062374 | 77.1858
| Low Income | CARE | Average Weekday | October | SCE 1-in-2 | 19 | 1.1535 | 1.0124 | 1.1535 | 1.0124 | 0 | 75.1583
| Low Income | CARE | Average Weekday | October | SCE 1-in-2 | 20 | 1.1388 | 1.0281 | 1.0523 | 0.95488 | 0.04375 | 71.9116
| Low Income | CARE | Average Weekday | October | SCE 1-in-2 | 21 | 1.1212 | 1.0306 | 1.0513 | 0.97409 | 0.048419 | 69.3563
| Low Income | CARE | Average Weekday | October | SCE 1-in-2 | 22 | 1.0411 | 0.97096 | 1.4511 | 1.3809 | 0.091774 | 67.3861
| Low Income | CARE | Average Weekday | October | SCE 1-in-2 | 23 | 0.89939 | 0.84729 | 0.92219 | 0.89787 | 0.011396 | 65.7679
| Low Income | CARE | Average Weekday | October | SCE 1-in-2 | 24 | 0.75745 | 0.71074 | 0.75745 | 0.71074 | 0 | 64.3825
| Low Income | CARE | Average Weekday | September | CAISO 1-in-10 | 1 | 1.1144 | 1.0612 | 1.1144 | 1.0612 | 0 | 73.1345
| Low Income | CARE | Average Weekday | September | CAISO 1-in-10 | 2 | 0.94858 | 0.89896 | 0.94858 | 0.89896 | 0 | 71.9983
| Low Income | CARE | Average Weekday | September | CAISO 1-in-10 | 3 | 0.83216 | 0.78787 | 0.83216 | 0.78787 | 0 | 70.9794
| Low Income | CARE | Average Weekday | September | CAISO 1-in-10 | 4 | 0.74802 | 0.71113 | 0.74802 | 0.71113 | 0 | 70.1082
| Low Income | CARE | Average Weekday | September | CAISO 1-in-10 | 5 | 0.69099 | 0.66111 | 0.69099 | 0.66111 | 0 | 69.3094
| Low Income | CARE | Average Weekday | September | CAISO 1-in-10 | 6 | 0.6593 | 0.6428 | 0.6593 | 0.6428 | 0 | 68.6035
| Low Income | CARE | Average Weekday | September | CAISO 1-in-10 | 7 | 0.64555 | 0.6569 | 0.64555 | 0.6569 | 0 | 68.0624
| Low Income | CARE | Average Weekday | September | CAISO 1-in-10 | 8 | 0.65381 | 0.65474 | 0.65381 | 0.65474 | 0 | 67.6423
| Low Income | CARE | Average Weekday | September | CAISO 1-in-10 | 9 | 0.66363 | 0.61079 | 0.66363 | 0.61079 | 0 | 69.1938
| Low Income | CARE | Average Weekday | September | CAISO 1-in-10 | 10 | 0.69576 | 0.61588 | 0.69576 | 0.61588 | 0 | 72.6769
| Low Income | CARE | Average Weekday | September | CAISO 1-in-10 | 11 | 0.79765 | 0.68585 | 0.79765 | 0.68585 | 0 | 76.7085
| Low Income | CARE | Average Weekday | September | CAISO 1-in-10 | 12 | 0.9768 | 0.82555 | 0.9768 | 0.82555 | 0 | 80.4594
| Low Income | CARE | Average Weekday | September | CAISO 1-in-10 | 13 | 1.2071 | 1.0141 | 1.2071 | 1.0141 | 0 | 83.6085
| Low Income | CARE | Average Weekday | September | CAISO 1-in-10 | 14 | 1.4492 | 1.2284 | 1.4492 | 1.2284 | 0 | 85.9755
| Low Income | CARE | Average Weekday | September | CAISO 1-in-10 | 15 | 1.6953 | 1.4621 | 1.6953 | 1.4621 | 0 | 87.6496
| Low Income | CARE | Average Weekday | September | CAISO 1-in-10 | 16 | 1.9275 | 1.7061 | 1.9275 | 1.7061 | 0 | 88.4412
| Low Income | CARE | Average Weekday | September | CAISO 1-in-10 | 17 | 2.0996 | 1.9064 | 1.2799 | 1.0948 | 0.023017 | 88.5354
| Low Income | CARE | Average Weekday | September | CAISO 1-in-10 | 18 | 2.2027 | 2.0342 | 1.8444 | 1.6702 | 0.12672 | 87.729
| Low Income | CARE | Average Weekday | September | CAISO 1-in-10 | 19 | 2.1697 | 2.0287 | 2.1288 | 1.8618 | 0.02044 | 85.9025
| Low Income | CARE | Average Weekday | September | CAISO 1-in-10 | 20 | 2.0023 | 1.8915 | 1.8449 | 1.7475 | 0.024317 | 82.7431
| Low Income | CARE | Average Weekday | September | CAISO 1-in-10 | 21 | 1.8789 | 1.7883 | 1.7442 | 1.6669 | 0.030424 | 79.2829
| Low Income | CARE | Average Weekday | September | CAISO 1-in-10 | 22 | 1.7384 | 1.6682 | 2.1323 | 2.1354 | 0.05188 | 77.0891
| Low Income | CARE | Average Weekday | September | CAISO 1-in-10 | 23 | 1.5026 | 1.4505 | 1.5863 | 1.562 | 0.032947 | 75.3768
| Low Income | CARE | Average Weekday | September | CAISO 1-in-10 | 24 | 1.2539 | 1.2072 | 1.2937 | 1.2401 | 0.023347 | 73.9042
| Low Income | CARE | Average Weekday | September | CAISO 1-in-2 | 1 | 0.9736 | 0.92034 | 0.9736 | 0.92034 | 0 | 70.3652
| Low Income | CARE | Average Weekday | September | CAISO 1-in-2 | 2 | 0.82533 | 0.7757 | 0.82533 | 0.7757 | 0 | 69.2429
| Low Income | CARE | Average Weekday | September | CAISO 1-in-2 | 3 | 0.72555 | 0.68125 | 0.72555 | 0.68125 | 0 | 68.266
| Low Income | CARE | Average Weekday | September | CAISO 1-in-2 | 4 | 0.65546 | 0.61857 | 0.65546 | 0.61857 | 0 | 67.4105
| Low Income | CARE | Average Weekday | September | CAISO 1-in-2 | 5 | 0.61632 | 0.58644 | 0.61632 | 0.58644 | 0 | 66.6552
| Low Income | CARE | Average Weekday | September | CAISO 1-in-2 | 6 | 0.59501 | 0.5785 | 0.59501 | 0.5785 | 0 | 65.9024
| Low Income | CARE | Average Weekday | September | CAISO 1-in-2 | 7 | 0.59041 | 0.60176 | 0.59041 | 0.60176 | 0 | 65.4141
| Low Income | CARE | Average Weekday | September | CAISO 1-in-2 | 8 | 0.59574 | 0.59667 | 0.59574 | 0.59667 | 0 | 65.1079
| Low Income | CARE | Average Weekday | September | CAISO 1-in-2 | 9 | 0.5896 | 0.53676 | 0.5896 | 0.53676 | 0 | 66.4759
| Low Income | CARE | Average Weekday | September | CAISO 1-in-2 | 10 | 0.60487 | 0.52499 | 0.60487 | 0.52499 | 0 | 70.0081
| Low Income | CARE | Average Weekday | September | CAISO 1-in-2 | 11 | 0.68127 | 0.56947 | 0.68127 | 0.56947 | 0 | 74.2971
| Low Income | CARE | Average Weekday | September | CAISO 1-in-2 | 12 | 0.81033 | 0.65908 | 0.81033 | 0.65908 | 0 | 78.4737
| Low Income | CARE | Average Weekday | September | CAISO 1-in-2 | 13 | 0.99389 | 0.80094 | 0.99389 | 0.80094 | 0 | 81.9843
| Low Income | CARE | Average Weekday | September | CAISO 1-in-2 | 14 | 1.2032 | 0.98247 | 1.2032 | 0.98247 | 0 | 84.5633
| Low Income | CARE | Average Weekday | September | CAISO 1-in-2 | 15 | 1.43 | 1.1969 | 1.43 | 1.1969 | 0 | 86.1217
| Low Income | CARE | Average Weekday | September | CAISO 1-in-2 | 16 | 1.6537 | 1.4323 | 1.6537 | 1.4323 | 0 | 86.8757
| Low Income | CARE | Average Weekday | September | CAISO 1-in-2 | 17 | 1.8253 | 1.6321 | 1.0363 | 0.85113 | 0.026006 | 86.7977
| Low Income | CARE | Average Weekday | September | CAISO 1-in-2 | 18 | 1.9327 | 1.7642 | 1.6168 | 1.4427 | 0.14227 | 85.8116
| Low Income | CARE | Average Weekday | September | CAISO 1-in-2 | 19 | 1.916 | 1.7749 | 1.916 | 1.6559 | 0 | 83.9108
| Low Income | CARE | Average Weekday | September | CAISO 1-in-2 | 20 | 1.7795 | 1.6688 | 1.6356 | 1.5382 | 0.027928 | 80.6872
| Low Income | CARE | Average Weekday | September | CAISO 1-in-2 | 21 | 1.679 | 1.5884 | 1.5582 | 1.4809 | 0.034242 | 77.1541
| Low Income | CARE | Average Weekday | September | CAISO 1-in-2 | 22 | 1.5549 | 1.4847 | 1.9533 | 1.9564 | 0.061142 | 74.7729
| Low Income | CARE | Average Weekday | September | CAISO 1-in-2 | 23 | 1.3428 | 1.2907 | 1.4113 | 1.3869 | 0.039583 | 72.981
| Low Income | CARE | Average Weekday | September | CAISO 1-in-2 | 24 | 1.119 | 1.0723 | 1.1455 | 1.0919 | 0.013221 | 71.5028
| Low Income | CARE | Average Weekday | September | SCE 1-in-10 | 1 | 1.1144 | 1.0612 | 1.1144 | 1.0612 | 0 | 73.1345
| Low Income | CARE | Average Weekday | September | SCE 1-in-10 | 2 | 0.94858 | 0.89896 | 0.94858 | 0.89896 | 0 | 71.9983
| Low Income | CARE | Average Weekday | September | SCE 1-in-10 | 3 | 0.83216 | 0.78787 | 0.83216 | 0.78787 | 0 | 70.9794
| Low Income | CARE | Average Weekday | September | SCE 1-in-10 | 4 | 0.74802 | 0.71113 | 0.74802 | 0.71113 | 0 | 70.1082
| Low Income | CARE | Average Weekday | September | SCE 1-in-10 | 5 | 0.69099 | 0.66111 | 0.69099 | 0.66111 | 0 | 69.3094
| Low Income | CARE | Average Weekday | September | SCE 1-in-10 | 6 | 0.6593 | 0.6428 | 0.6593 | 0.6428 | 0 | 68.6035
| Low Income | CARE | Average Weekday | September | SCE 1-in-10 | 7 | 0.64555 | 0.6569 | 0.64555 | 0.6569 | 0 | 68.0624
| Low Income | CARE | Average Weekday | September | SCE 1-in-10 | 8 | 0.65381 | 0.65474 | 0.65381 | 0.65474 | 0 | 67.6423
| Low Income | CARE | Average Weekday | September | SCE 1-in-10 | 9 | 0.66363 | 0.61079 | 0.66363 | 0.61079 | 0 | 69.1938
| Low Income | CARE | Average Weekday | September | SCE 1-in-10 | 10 | 0.69576 | 0.61588 | 0.69576 | 0.61588 | 0 | 72.6769
| Low Income | CARE | Average Weekday | September | SCE 1-in-10 | 11 | 0.79765 | 0.68585 | 0.79765 | 0.68585 | 0 | 76.7085
| Low Income | CARE | Average Weekday | September | SCE 1-in-10 | 12 | 0.9768 | 0.82555 | 0.9768 | 0.82555 | 0 | 80.4594
| Low Income | CARE | Average Weekday | September | SCE 1-in-10 | 13 | 1.2071 | 1.0141 | 1.2071 | 1.0141 | 0 | 83.6085
| Low Income | CARE | Average Weekday | September | SCE 1-in-10 | 14 | 1.4492 | 1.2284 | 1.4492 | 1.2284 | 0 | 85.9755
| Low Income | CARE | Average Weekday | September | SCE 1-in-10 | 15 | 1.6953 | 1.4621 | 1.6953 | 1.4621 | 0 | 87.6496
| Low Income | CARE | Average Weekday | September | SCE 1-in-10 | 16 | 1.9275 | 1.7061 | 1.9275 | 1.7061 | 0 | 88.4412
| Low Income | CARE | Average Weekday | September | SCE 1-in-10 | 17 | 2.0996 | 1.9064 | 1.2799 | 1.0948 | 0.023017 | 88.5354
| Low Income | CARE | Average Weekday | September | SCE 1-in-10 | 18 | 2.2027 | 2.0342 | 1.8444 | 1.6702 | 0.12672 | 87.729
| Low Income | CARE | Average Weekday | September | SCE 1-in-10 | 19 | 2.1697 | 2.0287 | 2.1288 | 1.8618 | 0.02044 | 85.9025
| Low Income | CARE | Average Weekday | September | SCE 1-in-10 | 20 | 2.0023 | 1.8915 | 1.8449 | 1.7475 | 0.024317 | 82.7431
| Low Income | CARE | Average Weekday | September | SCE 1-in-10 | 21 | 1.8789 | 1.7883 | 1.7442 | 1.6669 | 0.030424 | 79.2829
| Low Income | CARE | Average Weekday | September | SCE 1-in-10 | 22 | 1.7384 | 1.6682 | 2.1323 | 2.1354 | 0.05188 | 77.0891
| Low Income | CARE | Average Weekday | September | SCE 1-in-10 | 23 | 1.5026 | 1.4505 | 1.5863 | 1.562 | 0.032947 | 75.3768
| Low Income | CARE | Average Weekday | September | SCE 1-in-10 | 24 | 1.2539 | 1.2072 | 1.2937 | 1.2401 | 0.023347 | 73.9042
| Low Income | CARE | Average Weekday | September | SCE 1-in-2 | 1 | 0.94163 | 0.88838 | 0.94163 | 0.88838 | 0 | 69.737
| Low Income | CARE | Average Weekday | September | SCE 1-in-2 | 2 | 0.79698 | 0.74735 | 0.79698 | 0.74735 | 0 | 68.588
| Low Income | CARE | Average Weekday | September | SCE 1-in-2 | 3 | 0.70468 | 0.66038 | 0.70468 | 0.66038 | 0 | 67.629
| Low Income | CARE | Average Weekday | September | SCE 1-in-2 | 4 | 0.64408 | 0.6072 | 0.64408 | 0.6072 | 0 | 66.7878
| Low Income | CARE | Average Weekday | September | SCE 1-in-2 | 5 | 0.60678 | 0.5769 | 0.60678 | 0.5769 | 0 | 66.0361
| Low Income | CARE | Average Weekday | September | SCE 1-in-2 | 6 | 0.58878 | 0.57227 | 0.58878 | 0.57227 | 0 | 65.344
| Low Income | CARE | Average Weekday | September | SCE 1-in-2 | 7 | 0.58441 | 0.59576 | 0.58441 | 0.59576 | 0 | 64.8035
| Low Income | CARE | Average Weekday | September | SCE 1-in-2 | 8 | 0.58974 | 0.59067 | 0.58974 | 0.59067 | 0 | 64.4782
| Low Income | CARE | Average Weekday | September | SCE 1-in-2 | 9 | 0.59146 | 0.53862 | 0.59146 | 0.53862 | 0 | 66.0861
| Low Income | CARE | Average Weekday | September | SCE 1-in-2 | 10 | 0.58922 | 0.50934 | 0.58922 | 0.50934 | 0 | 69.6889
| Low Income | CARE | Average Weekday | September | SCE 1-in-2 | 11 | 0.64153 | 0.52974 | 0.64153 | 0.52974 | 0 | 73.8562
| Low Income | CARE | Average Weekday | September | SCE 1-in-2 | 12 | 0.75397 | 0.60272 | 0.75397 | 0.60272 | 0 | 77.8587
| Low Income | CARE | Average Weekday | September | SCE 1-in-2 | 13 | 0.92536 | 0.73241 | 0.92536 | 0.73241 | 0 | 81.1383
| Low Income | CARE | Average Weekday | September | SCE 1-in-2 | 14 | 1.1238 | 0.90301 | 1.1238 | 0.90301 | 0 | 83.5592
| Low Income | CARE | Average Weekday | September | SCE 1-in-2 | 15 | 1.3423 | 1.1092 | 1.3423 | 1.1092 | 0 | 85.114
| Low Income | CARE | Average Weekday | September | SCE 1-in-2 | 16 | 1.5626 | 1.3412 | 1.5626 | 1.3412 | 0 | 85.9216
| Low Income | CARE | Average Weekday | September | SCE 1-in-2 | 17 | 1.7344 | 1.5412 | 0.96137 | 0.77624 | 0.027671 | 85.8853
| Low Income | CARE | Average Weekday | September | SCE 1-in-2 | 18 | 1.8442 | 1.6757 | 1.5475 | 1.3734 | 0.14937 | 84.9454
| Low Income | CARE | Average Weekday | September | SCE 1-in-2 | 19 | 1.8329 | 1.6919 | 1.8329 | 1.5934 | 0 | 83.0555
| Low Income | CARE | Average Weekday | September | SCE 1-in-2 | 20 | 1.7047 | 1.594 | 1.5669 | 1.4695 | 0.029588 | 79.7524
| Low Income | CARE | Average Weekday | September | SCE 1-in-2 | 21 | 1.6108 | 1.5202 | 1.4962 | 1.419 | 0.035958 | 76.2026
| Low Income | CARE | Average Weekday | September | SCE 1-in-2 | 22 | 1.4935 | 1.4233 | 1.8936 | 1.8967 | 0.064789 | 73.8763
| Low Income | CARE | Average Weekday | September | SCE 1-in-2 | 23 | 1.2897 | 1.2376 | 1.3529 | 1.3286 | 0.041964 | 72.1403
| Low Income | CARE | Average Weekday | September | SCE 1-in-2 | 24 | 1.0742 | 1.0275 | 1.0962 | 1.0427 | 0.011012 | 70.7032
| Low Income | CARE | Monthly System Peak Day | April | CAISO 1-in-10 | 1 | 0.99272 | 0.93946 | 0.99272 | 0.93946 | 0 | 70.6586
| Low Income | CARE | Monthly System Peak Day | April | CAISO 1-in-10 | 2 | 0.80138 | 0.75175 | 0.80138 | 0.75175 | 0 | 68.2758
| Low Income | CARE | Monthly System Peak Day | April | CAISO 1-in-10 | 3 | 0.70987 | 0.66557 | 0.70987 | 0.66557 | 0 | 66.6678
| Low Income | CARE | Monthly System Peak Day | April | CAISO 1-in-10 | 4 | 0.64635 | 0.60946 | 0.64635 | 0.60946 | 0 | 65.284
| Low Income | CARE | Monthly System Peak Day | April | CAISO 1-in-10 | 5 | 0.62006 | 0.59018 | 0.62006 | 0.59018 | 0 | 65.594
| Low Income | CARE | Monthly System Peak Day | April | CAISO 1-in-10 | 6 | 0.61242 | 0.59591 | 0.61242 | 0.59591 | 0 | 65.0569
| Low Income | CARE | Monthly System Peak Day | April | CAISO 1-in-10 | 7 | 0.61899 | 0.63034 | 0.61899 | 0.63034 | 0 | 64.8564
| Low Income | CARE | Monthly System Peak Day | April | CAISO 1-in-10 | 8 | 0.63776 | 0.6387 | 0.63776 | 0.6387 | 0 | 65.1756
| Low Income | CARE | Monthly System Peak Day | April | CAISO 1-in-10 | 9 | 0.65896 | 0.60612 | 0.65896 | 0.60612 | 0 | 68.2211
| Low Income | CARE | Monthly System Peak Day | April | CAISO 1-in-10 | 10 | 0.70575 | 0.62587 | 0.70575 | 0.62587 | 0 | 72.7438
| Low Income | CARE | Monthly System Peak Day | April | CAISO 1-in-10 | 11 | 0.80421 | 0.69241 | 0.80421 | 0.69241 | 0 | 77.0509
| Low Income | CARE | Monthly System Peak Day | April | CAISO 1-in-10 | 12 | 0.98009 | 0.82884 | 0.98009 | 0.82884 | 0 | 80.9712
| Low Income | CARE | Monthly System Peak Day | April | CAISO 1-in-10 | 13 | 1.2131 | 1.0202 | 1.2131 | 1.0202 | 0 | 84.0815
| Low Income | CARE | Monthly System Peak Day | April | CAISO 1-in-10 | 14 | 1.4585 | 1.2377 | 1.4585 | 1.2377 | 0 | 86.1865
| Low Income | CARE | Monthly System Peak Day | April | CAISO 1-in-10 | 15 | 1.7041 | 1.471 | 1.7041 | 1.471 | 0 | 87.7057
| Low Income | CARE | Monthly System Peak Day | April | CAISO 1-in-10 | 16 | 1.9357 | 1.7143 | 1.9357 | 1.7143 | 0 | 89.1881
| Low Income | CARE | Monthly System Peak Day | April | CAISO 1-in-10 | 17 | 2.1095 | 1.9163 | 1.2633 | 1.0782 | 0.020684 | 90.0447
| Low Income | CARE | Monthly System Peak Day | April | CAISO 1-in-10 | 18 | 2.2092 | 2.0406 | 1.7951 | 1.6209 | 0.10684 | 90.2432
| Low Income | CARE | Monthly System Peak Day | April | CAISO 1-in-10 | 19 | 2.1731 | 2.032 | 2.0441 | 1.7771 | 0.059233 | 89.5724
| Low Income | CARE | Monthly System Peak Day | April | CAISO 1-in-10 | 20 | 2.0344 | 1.9237 | 1.8441 | 1.7467 | 0.015895 | 87.7793
| Low Income | CARE | Monthly System Peak Day | April | CAISO 1-in-10 | 21 | 1.9253 | 1.8347 | 1.757 | 1.6797 | 0.021425 | 84.4205
| Low Income | CARE | Monthly System Peak Day | April | CAISO 1-in-10 | 22 | 1.7674 | 1.6972 | 2.1534 | 2.1565 | 0.036159 | 81.2894
| Low Income | CARE | Monthly System Peak Day | April | CAISO 1-in-10 | 23 | 1.5185 | 1.4664 | 1.6205 | 1.5962 | 0.025394 | 78.2832
| Low Income | CARE | Monthly System Peak Day | April | CAISO 1-in-10 | 24 | 1.2708 | 1.2241 | 1.3181 | 1.2646 | 0.020589 | 75.2843
| Low Income | CARE | Monthly System Peak Day | April | CAISO 1-in-2 | 1 | 0.72802 | 0.67477 | 0.72802 | 0.67477 | 0 | 64.3036
| Low Income | CARE | Monthly System Peak Day | April | CAISO 1-in-2 | 2 | 0.63784 | 0.58821 | 0.63784 | 0.58821 | 0 | 62.6199
| Low Income | CARE | Monthly System Peak Day | April | CAISO 1-in-2 | 3 | 0.59353 | 0.54924 | 0.59353 | 0.54924 | 0 | 61.475
| Low Income | CARE | Monthly System Peak Day | April | CAISO 1-in-2 | 4 | 0.56106 | 0.52418 | 0.56106 | 0.52418 | 0 | 60.3545
| Low Income | CARE | Monthly System Peak Day | April | CAISO 1-in-2 | 5 | 0.54514 | 0.51526 | 0.54514 | 0.51526 | 0 | 59.235
| Low Income | CARE | Monthly System Peak Day | April | CAISO 1-in-2 | 6 | 0.54161 | 0.5251 | 0.54161 | 0.5251 | 0 | 58.3873
| Low Income | CARE | Monthly System Peak Day | April | CAISO 1-in-2 | 7 | 0.54743 | 0.55878 | 0.54743 | 0.55878 | 0 | 57.4552
| Low Income | CARE | Monthly System Peak Day | April | CAISO 1-in-2 | 8 | 0.54938 | 0.55032 | 0.54938 | 0.55032 | 0 | 57.3964
| Low Income | CARE | Monthly System Peak Day | April | CAISO 1-in-2 | 9 | 0.52186 | 0.46902 | 0.52186 | 0.46902 | 0 | 59.283
| Low Income | CARE | Monthly System Peak Day | April | CAISO 1-in-2 | 10 | 0.48435 | 0.40447 | 0.48435 | 0.40447 | 0 | 64.0741
| Low Income | CARE | Monthly System Peak Day | April | CAISO 1-in-2 | 11 | 0.5033 | 0.39151 | 0.5033 | 0.39151 | 0 | 69.9642
| Low Income | CARE | Monthly System Peak Day | April | CAISO 1-in-2 | 12 | 0.54744 | 0.39619 | 0.54744 | 0.39619 | 0 | 75.1512
| Low Income | CARE | Monthly System Peak Day | April | CAISO 1-in-2 | 13 | 0.65173 | 0.45877 | 0.65173 | 0.45877 | 0 | 79.2882
| Low Income | CARE | Monthly System Peak Day | April | CAISO 1-in-2 | 14 | 0.79988 | 0.57913 | 0.79988 | 0.57913 | 0 | 82.1623
| Low Income | CARE | Monthly System Peak Day | April | CAISO 1-in-2 | 15 | 0.98224 | 0.74913 | 0.98224 | 0.74913 | 0 | 84.309
| Low Income | CARE | Monthly System Peak Day | April | CAISO 1-in-2 | 16 | 1.1792 | 0.95776 | 1.1792 | 0.95776 | 0 | 85.4975
| Low Income | CARE | Monthly System Peak Day | April | CAISO 1-in-2 | 17 | 1.3416 | 1.1484 | 0.57521 | 0.39007 | 0.028369 | 85.512
| Low Income | CARE | Monthly System Peak Day | April | CAISO 1-in-2 | 18 | 1.4494 | 1.2809 | 1.1548 | 0.98067 | 0.15016 | 84.8493
| Low Income | CARE | Monthly System Peak Day | April | CAISO 1-in-2 | 19 | 1.4642 | 1.3231 | 1.4642 | 1.2173 | 0 | 83.3599
| Low Income | CARE | Monthly System Peak Day | April | CAISO 1-in-2 | 20 | 1.4142 | 1.3034 | 1.2718 | 1.1744 | 0.028359 | 80.4437
| Low Income | CARE | Monthly System Peak Day | April | CAISO 1-in-2 | 21 | 1.3601 | 1.2694 | 1.2473 | 1.17 | 0.036459 | 75.9252
| Low Income | CARE | Monthly System Peak Day | April | CAISO 1-in-2 | 22 | 1.2484 | 1.1782 | 1.6522 | 1.6553 | 0.072954 | 71.8905
| Low Income | CARE | Monthly System Peak Day | April | CAISO 1-in-2 | 23 | 1.0705 | 1.0184 | 1.111 | 1.0866 | 0.020221 | 68.5557
| Low Income | CARE | Monthly System Peak Day | April | CAISO 1-in-2 | 24 | 0.88786 | 0.84115 | 0.88786 | 0.84115 | 0 | 66.0344
| Low Income | CARE | Monthly System Peak Day | April | SCE 1-in-10 | 1 | 1.0831 | 1.0298 | 1.0831 | 1.0298 | 0 | 72.544
| Low Income | CARE | Monthly System Peak Day | April | SCE 1-in-10 | 2 | 0.86341 | 0.81379 | 0.86341 | 0.81379 | 0 | 70.257
| Low Income | CARE | Monthly System Peak Day | April | SCE 1-in-10 | 3 | 0.75882 | 0.71453 | 0.75882 | 0.71453 | 0 | 69.1758
| Low Income | CARE | Monthly System Peak Day | April | SCE 1-in-10 | 4 | 0.6624 | 0.62551 | 0.6624 | 0.62551 | 0 | 67.2695
| Low Income | CARE | Monthly System Peak Day | April | SCE 1-in-10 | 5 | 0.62218 | 0.5923 | 0.62218 | 0.5923 | 0 | 65.8414
| Low Income | CARE | Monthly System Peak Day | April | SCE 1-in-10 | 6 | 0.60876 | 0.59225 | 0.60876 | 0.59225 | 0 | 64.7657
| Low Income | CARE | Monthly System Peak Day | April | SCE 1-in-10 | 7 | 0.60264 | 0.61399 | 0.60264 | 0.61399 | 0 | 64.0693
| Low Income | CARE | Monthly System Peak Day | April | SCE 1-in-10 | 8 | 0.61301 | 0.61394 | 0.61301 | 0.61394 | 0 | 63.9875
| Low Income | CARE | Monthly System Peak Day | April | SCE 1-in-10 | 9 | 0.6365 | 0.58366 | 0.6365 | 0.58366 | 0 | 67.2896
| Low Income | CARE | Monthly System Peak Day | April | SCE 1-in-10 | 10 | 0.71711 | 0.63723 | 0.71711 | 0.63723 | 0 | 73.4463
| Low Income | CARE | Monthly System Peak Day | April | SCE 1-in-10 | 11 | 0.80315 | 0.69135 | 0.80315 | 0.69135 | 0 | 79.0214
| Low Income | CARE | Monthly System Peak Day | April | SCE 1-in-10 | 12 | 0.94874 | 0.79749 | 0.94874 | 0.79749 | 0 | 84.0809
| Low Income | CARE | Monthly System Peak Day | April | SCE 1-in-10 | 13 | 1.1871 | 0.99416 | 1.1871 | 0.99416 | 0 | 87.5418
| Low Income | CARE | Monthly System Peak Day | April | SCE 1-in-10 | 14 | 1.4505 | 1.2297 | 1.4505 | 1.2297 | 0 | 89.3958
| Low Income | CARE | Monthly System Peak Day | April | SCE 1-in-10 | 15 | 1.7114 | 1.4783 | 1.7114 | 1.4783 | 0 | 90.4894
| Low Income | CARE | Monthly System Peak Day | April | SCE 1-in-10 | 16 | 1.9508 | 1.7294 | 1.9508 | 1.7294 | 0 | 91.1725
| Low Income | CARE | Monthly System Peak Day | April | SCE 1-in-10 | 17 | 2.1261 | 1.9329 | 1.2564 | 1.0713 | 0.018897 | 91.3827
| Low Income | CARE | Monthly System Peak Day | April | SCE 1-in-10 | 18 | 2.222 | 2.0535 | 1.7944 | 1.6202 | 0.10213 | 90.855
| Low Income | CARE | Monthly System Peak Day | April | SCE 1-in-10 | 19 | 2.1842 | 2.0431 | 2.0632 | 1.7962 | 0.060917 | 89.236
| Low Income | CARE | Monthly System Peak Day | April | SCE 1-in-10 | 20 | 2.0287 | 1.9179 | 1.8553 | 1.7579 | 0.020113 | 85.1946
| Low Income | CARE | Monthly System Peak Day | April | SCE 1-in-10 | 21 | 1.8944 | 1.8038 | 1.7569 | 1.6797 | 0.029672 | 79.7051
| Low Income | CARE | Monthly System Peak Day | April | SCE 1-in-10 | 22 | 1.7444 | 1.6742 | 2.1401 | 2.1432 | 0.055521 | 76.1705
| Low Income | CARE | Monthly System Peak Day | April | SCE 1-in-10 | 23 | 1.506 | 1.4539 | 1.5787 | 1.5544 | 0.037724 | 73.6434
| Low Income | CARE | Monthly System Peak Day | April | SCE 1-in-10 | 24 | 1.2408 | 1.1941 | 1.2679 | 1.2144 | 0.013562 | 71.6262
| Low Income | CARE | Monthly System Peak Day | April | SCE 1-in-2 | 1 | 0.78898 | 0.73572 | 0.78898 | 0.73572 | 0 | 66.1108
| Low Income | CARE | Monthly System Peak Day | April | SCE 1-in-2 | 2 | 0.68746 | 0.63784 | 0.68746 | 0.63784 | 0 | 64.5778
| Low Income | CARE | Monthly System Peak Day | April | SCE 1-in-2 | 3 | 0.62607 | 0.58178 | 0.62607 | 0.58178 | 0 | 63.379
| Low Income | CARE | Monthly System Peak Day | April | SCE 1-in-2 | 4 | 0.58364 | 0.54675 | 0.58364 | 0.54675 | 0 | 62.0803
| Low Income | CARE | Monthly System Peak Day | April | SCE 1-in-2 | 5 | 0.55791 | 0.52803 | 0.55791 | 0.52803 | 0 | 61.0014
| Low Income | CARE | Monthly System Peak Day | April | SCE 1-in-2 | 6 | 0.54941 | 0.5329 | 0.54941 | 0.5329 | 0 | 60.0393
| Low Income | CARE | Monthly System Peak Day | April | SCE 1-in-2 | 7 | 0.55461 | 0.56596 | 0.55461 | 0.56596 | 0 | 59.263
| Low Income | CARE | Monthly System Peak Day | April | SCE 1-in-2 | 8 | 0.55683 | 0.55776 | 0.55683 | 0.55776 | 0 | 59.1912
| Low Income | CARE | Monthly System Peak Day | April | SCE 1-in-2 | 9 | 0.55145 | 0.49861 | 0.55145 | 0.49861 | 0 | 61.4491
| Low Income | CARE | Monthly System Peak Day | April | SCE 1-in-2 | 10 | 0.53586 | 0.45599 | 0.53586 | 0.45599 | 0 | 66.368
| Low Income | CARE | Monthly System Peak Day | April | SCE 1-in-2 | 11 | 0.58372 | 0.47193 | 0.58372 | 0.47193 | 0 | 72.2456
| Low Income | CARE | Monthly System Peak Day | April | SCE 1-in-2 | 12 | 0.65945 | 0.5082 | 0.65945 | 0.5082 | 0 | 77.4038
| Low Income | CARE | Monthly System Peak Day | April | SCE 1-in-2 | 13 | 0.7995 | 0.60654 | 0.7995 | 0.60654 | 0 | 81.5384
| Low Income | CARE | Monthly System Peak Day | April | SCE 1-in-2 | 14 | 0.98028 | 0.75953 | 0.98028 | 0.75953 | 0 | 84.4171
| Low Income | CARE | Monthly System Peak Day | April | SCE 1-in-2 | 15 | 1.1889 | 0.9558 | 1.1889 | 0.9558 | 0 | 86.1677
| Low Income | CARE | Monthly System Peak Day | April | SCE 1-in-2 | 16 | 1.4021 | 1.1807 | 1.4021 | 1.1807 | 0 | 87.1
| Low Income | CARE | Monthly System Peak Day | April | SCE 1-in-2 | 17 | 1.5699 | 1.3767 | 0.78116 | 0.59602 | 0.026033 | 86.7823
| Low Income | CARE | Monthly System Peak Day | April | SCE 1-in-2 | 18 | 1.6764 | 1.5078 | 1.3485 | 1.1743 | 0.13785 | 86.3529
| Low Income | CARE | Monthly System Peak Day | April | SCE 1-in-2 | 19 | 1.6745 | 1.5335 | 1.6598 | 1.3928 | 0.0073712 | 84.8136
| Low Income | CARE | Monthly System Peak Day | April | SCE 1-in-2 | 20 | 1.5911 | 1.4803 | 1.4387 | 1.3413 | 0.025659 | 81.9748
| Low Income | CARE | Monthly System Peak Day | April | SCE 1-in-2 | 21 | 1.5169 | 1.4263 | 1.3927 | 1.3155 | 0.033315 | 77.6692
| Low Income | CARE | Monthly System Peak Day | April | SCE 1-in-2 | 22 | 1.3974 | 1.3272 | 1.7963 | 1.7994 | 0.062441 | 74.4527
| Low Income | CARE | Monthly System Peak Day | April | SCE 1-in-2 | 23 | 1.2018 | 1.1497 | 1.2648 | 1.2405 | 0.041994 | 72.1296
| Low Income | CARE | Monthly System Peak Day | April | SCE 1-in-2 | 24 | 0.99873 | 0.95202 | 1.0143 | 0.96074 | 0.0077637 | 69.5272
| Low Income | CARE | Monthly System Peak Day | August | CAISO 1-in-10 | 1 | 1.4118 | 1.3586 | 1.4118 | 1.3586 | 0 | 79.1488
| Low Income | CARE | Monthly System Peak Day | August | CAISO 1-in-10 | 2 | 1.1943 | 1.1447 | 1.1943 | 1.1447 | 0 | 77.8824
| Low Income | CARE | Monthly System Peak Day | August | CAISO 1-in-10 | 3 | 1.0621 | 1.0179 | 1.0621 | 1.0179 | 0 | 77.0178
| Low Income | CARE | Monthly System Peak Day | August | CAISO 1-in-10 | 4 | 0.96349 | 0.9266 | 0.96349 | 0.9266 | 0 | 76.2041
| Low Income | CARE | Monthly System Peak Day | August | CAISO 1-in-10 | 5 | 0.88503 | 0.85515 | 0.88503 | 0.85515 | 0 | 75.225
| Low Income | CARE | Monthly System Peak Day | August | CAISO 1-in-10 | 6 | 0.83439 | 0.81788 | 0.83439 | 0.81788 | 0 | 74.3939
| Low Income | CARE | Monthly System Peak Day | August | CAISO 1-in-10 | 7 | 0.80746 | 0.81882 | 0.80746 | 0.81882 | 0 | 73.9058
| Low Income | CARE | Monthly System Peak Day | August | CAISO 1-in-10 | 8 | 0.82763 | 0.82857 | 0.82763 | 0.82857 | 0 | 73.484
| Low Income | CARE | Monthly System Peak Day | August | CAISO 1-in-10 | 9 | 0.89417 | 0.84133 | 0.89417 | 0.84133 | 0 | 76.3499
| Low Income | CARE | Monthly System Peak Day | August | CAISO 1-in-10 | 10 | 1.0103 | 0.93047 | 1.0103 | 0.93047 | 0 | 81.1897
| Low Income | CARE | Monthly System Peak Day | August | CAISO 1-in-10 | 11 | 1.279 | 1.1672 | 1.279 | 1.1672 | 0 | 86.6616
| Low Income | CARE | Monthly System Peak Day | August | CAISO 1-in-10 | 12 | 1.6272 | 1.476 | 1.6272 | 1.476 | 0 | 91.8035
| Low Income | CARE | Monthly System Peak Day | August | CAISO 1-in-10 | 13 | 2.036 | 1.843 | 2.036 | 1.843 | 0 | 95.6917
| Low Income | CARE | Monthly System Peak Day | August | CAISO 1-in-10 | 14 | 2.4284 | 2.2076 | 2.4284 | 2.2076 | 0 | 98.7329
| Low Income | CARE | Monthly System Peak Day | August | CAISO 1-in-10 | 15 | 2.7803 | 2.5472 | 2.7803 | 2.5472 | 0 | 100.1141
| Low Income | CARE | Monthly System Peak Day | August | CAISO 1-in-10 | 16 | 3.0592 | 2.8377 | 3.0592 | 2.8377 | 0 | 100.2573
| Low Income | CARE | Monthly System Peak Day | August | CAISO 1-in-10 | 17 | 3.2331 | 3.0399 | 2.2132 | 2.0281 | 0.018466 | 99.9168
| Low Income | CARE | Monthly System Peak Day | August | CAISO 1-in-10 | 18 | 3.3063 | 3.1378 | 2.7 | 2.5259 | 0.052179 | 98.9149
| Low Income | CARE | Monthly System Peak Day | August | CAISO 1-in-10 | 19 | 3.2036 | 3.0625 | 2.8874 | 2.6204 | 0.025719 | 97.368
| Low Income | CARE | Monthly System Peak Day | August | CAISO 1-in-10 | 20 | 2.9329 | 2.8222 | 2.6967 | 2.5993 | 0.008562 | 94.8021
| Low Income | CARE | Monthly System Peak Day | August | CAISO 1-in-10 | 21 | 2.7174 | 2.6268 | 2.51 | 2.4328 | 0.012095 | 90.3852
| Low Income | CARE | Monthly System Peak Day | August | CAISO 1-in-10 | 22 | 2.4918 | 2.4216 | 2.8671 | 2.8702 | 0.02218 | 86.9092
| Low Income | CARE | Monthly System Peak Day | August | CAISO 1-in-10 | 23 | 2.1568 | 2.1047 | 2.3013 | 2.277 | 0.015065 | 84.991
| Low Income | CARE | Monthly System Peak Day | August | CAISO 1-in-10 | 24 | 1.8064 | 1.7597 | 1.8996 | 1.8461 | 0.011782 | 83.5818
| Low Income | CARE | Monthly System Peak Day | August | CAISO 1-in-2 | 1 | 1.5021 | 1.4488 | 1.5021 | 1.4488 | 0 | 80.7617
| Low Income | CARE | Monthly System Peak Day | August | CAISO 1-in-2 | 2 | 1.2757 | 1.2261 | 1.2757 | 1.2261 | 0 | 79.402
| Low Income | CARE | Monthly System Peak Day | August | CAISO 1-in-2 | 3 | 1.121 | 1.0767 | 1.121 | 1.0767 | 0 | 78.2984
| Low Income | CARE | Monthly System Peak Day | August | CAISO 1-in-2 | 4 | 1.0087 | 0.9718 | 1.0087 | 0.9718 | 0 | 77.4522
| Low Income | CARE | Monthly System Peak Day | August | CAISO 1-in-2 | 5 | 0.92216 | 0.89229 | 0.92216 | 0.89229 | 0 | 76.601
| Low Income | CARE | Monthly System Peak Day | August | CAISO 1-in-2 | 6 | 0.86638 | 0.84987 | 0.86638 | 0.84987 | 0 | 75.8604
| Low Income | CARE | Monthly System Peak Day | August | CAISO 1-in-2 | 7 | 0.83145 | 0.8428 | 0.83145 | 0.8428 | 0 | 75.2004
| Low Income | CARE | Monthly System Peak Day | August | CAISO 1-in-2 | 8 | 0.86048 | 0.86141 | 0.86048 | 0.86141 | 0 | 75.0382
| Low Income | CARE | Monthly System Peak Day | August | CAISO 1-in-2 | 9 | 0.92209 | 0.86925 | 0.92209 | 0.86925 | 0 | 77.291
| Low Income | CARE | Monthly System Peak Day | August | CAISO 1-in-2 | 10 | 1.0013 | 0.92147 | 1.0013 | 0.92147 | 0 | 81.5155
| Low Income | CARE | Monthly System Peak Day | August | CAISO 1-in-2 | 11 | 1.1937 | 1.0819 | 1.1937 | 1.0819 | 0 | 85.9136
| Low Income | CARE | Monthly System Peak Day | August | CAISO 1-in-2 | 12 | 1.5111 | 1.3598 | 1.5111 | 1.3598 | 0 | 90.069
| Low Income | CARE | Monthly System Peak Day | August | CAISO 1-in-2 | 13 | 1.8974 | 1.7044 | 1.8974 | 1.7044 | 0 | 92.9397
| Low Income | CARE | Monthly System Peak Day | August | CAISO 1-in-2 | 14 | 2.265 | 2.0442 | 2.265 | 2.0442 | 0 | 94.9432
| Low Income | CARE | Monthly System Peak Day | August | CAISO 1-in-2 | 15 | 2.5921 | 2.359 | 2.5921 | 2.359 | 0 | 96.0274
| Low Income | CARE | Monthly System Peak Day | August | CAISO 1-in-2 | 16 | 2.8572 | 2.6358 | 2.8572 | 2.6358 | 0 | 96.0445
| Low Income | CARE | Monthly System Peak Day | August | CAISO 1-in-2 | 17 | 3.0262 | 2.833 | 2.0886 | 1.9035 | 0.016022 | 95.2365
| Low Income | CARE | Monthly System Peak Day | August | CAISO 1-in-2 | 18 | 3.1105 | 2.942 | 2.6329 | 2.4588 | 0.085364 | 93.1088
| Low Income | CARE | Monthly System Peak Day | August | CAISO 1-in-2 | 19 | 3.0252 | 2.8842 | 2.8614 | 2.5944 | 0.052073 | 91.0228
| Low Income | CARE | Monthly System Peak Day | August | CAISO 1-in-2 | 20 | 2.7536 | 2.6428 | 2.5529 | 2.4555 | 0.01351 | 89.36
| Low Income | CARE | Monthly System Peak Day | August | CAISO 1-in-2 | 21 | 2.5561 | 2.4654 | 2.3741 | 2.2968 | 0.017939 | 86.5041
| Low Income | CARE | Monthly System Peak Day | August | CAISO 1-in-2 | 22 | 2.3542 | 2.2841 | 2.7349 | 2.738 | 0.027461 | 84.0809
| Low Income | CARE | Monthly System Peak Day | August | CAISO 1-in-2 | 23 | 2.0404 | 1.9883 | 2.1701 | 2.1458 | 0.01665 | 82.6646
| Low Income | CARE | Monthly System Peak Day | August | CAISO 1-in-2 | 24 | 1.7052 | 1.6585 | 1.7862 | 1.7326 | 0.01185 | 81.3751
| Low Income | CARE | Monthly System Peak Day | August | SCE 1-in-10 | 1 | 1.5818 | 1.5285 | 1.5818 | 1.5285 | 0 | 82.3944
| Low Income | CARE | Monthly System Peak Day | August | SCE 1-in-10 | 2 | 1.3309 | 1.2813 | 1.3309 | 1.2813 | 0 | 80.8024
| Low Income | CARE | Monthly System Peak Day | August | SCE 1-in-10 | 3 | 1.1641 | 1.1198 | 1.1641 | 1.1198 | 0 | 79.5092
| Low Income | CARE | Monthly System Peak Day | August | SCE 1-in-10 | 4 | 1.0338 | 0.99688 | 1.0338 | 0.99688 | 0 | 78.1757
| Low Income | CARE | Monthly System Peak Day | August | SCE 1-in-10 | 5 | 0.94069 | 0.91081 | 0.94069 | 0.91081 | 0 | 77.0057
| Low Income | CARE | Monthly System Peak Day | August | SCE 1-in-10 | 6 | 0.8789 | 0.86239 | 0.8789 | 0.86239 | 0 | 75.9606
| Low Income | CARE | Monthly System Peak Day | August | SCE 1-in-10 | 7 | 0.83464 | 0.84599 | 0.83464 | 0.84599 | 0 | 74.8697
| Low Income | CARE | Monthly System Peak Day | August | SCE 1-in-10 | 8 | 0.86782 | 0.86875 | 0.86782 | 0.86875 | 0 | 74.8505
| Low Income | CARE | Monthly System Peak Day | August | SCE 1-in-10 | 9 | 0.93853 | 0.88569 | 0.93853 | 0.88569 | 0 | 77.7145
| Low Income | CARE | Monthly System Peak Day | August | SCE 1-in-10 | 10 | 1.0735 | 0.99367 | 1.0735 | 0.99367 | 0 | 83.1156
| Low Income | CARE | Monthly System Peak Day | August | SCE 1-in-10 | 11 | 1.3477 | 1.2359 | 1.3477 | 1.2359 | 0 | 89.1197
| Low Income | CARE | Monthly System Peak Day | August | SCE 1-in-10 | 12 | 1.7213 | 1.57 | 1.7213 | 1.57 | 0 | 93.503
| Low Income | CARE | Monthly System Peak Day | August | SCE 1-in-10 | 13 | 2.1693 | 1.9763 | 2.1693 | 1.9763 | 0 | 96.0487
| Low Income | CARE | Monthly System Peak Day | August | SCE 1-in-10 | 14 | 2.5831 | 2.3623 | 2.5831 | 2.3623 | 0 | 97.9188
| Low Income | CARE | Monthly System Peak Day | August | SCE 1-in-10 | 15 | 2.9391 | 2.706 | 2.9391 | 2.706 | 0 | 99.5223
| Low Income | CARE | Monthly System Peak Day | August | SCE 1-in-10 | 16 | 3.2207 | 2.9993 | 3.2207 | 2.9993 | 0 | 100.6407
| Low Income | CARE | Monthly System Peak Day | August | SCE 1-in-10 | 17 | 3.3924 | 3.1992 | 2.3706 | 2.1855 | 0.018588 | 100.0222
| Low Income | CARE | Monthly System Peak Day | August | SCE 1-in-10 | 18 | 3.4659 | 3.2974 | 2.8427 | 2.6685 | 0.050006 | 99.6803
| Low Income | CARE | Monthly System Peak Day | August | SCE 1-in-10 | 19 | 3.354 | 3.213 | 3.0069 | 2.7399 | 0.023035 | 98.6585
| Low Income | CARE | Monthly System Peak Day | August | SCE 1-in-10 | 20 | 3.0645 | 2.9538 | 2.8216 | 2.7242 | 0.0086971 | 95.823
| Low Income | CARE | Monthly System Peak Day | August | SCE 1-in-10 | 21 | 2.8398 | 2.7492 | 2.6215 | 2.5443 | 0.010137 | 92.0592
| Low Income | CARE | Monthly System Peak Day | August | SCE 1-in-10 | 22 | 2.6036 | 2.5335 | 2.9755 | 2.9786 | 0.02196 | 88.7334
| Low Income | CARE | Monthly System Peak Day | August | SCE 1-in-10 | 23 | 2.2512 | 2.1991 | 2.4032 | 2.3789 | 0.015494 | 86.1781
| Low Income | CARE | Monthly System Peak Day | August | SCE 1-in-10 | 24 | 1.8828 | 1.8361 | 1.9814 | 1.9279 | 0.012473 | 84.5723
| Low Income | CARE | Monthly System Peak Day | August | SCE 1-in-2 | 1 | 1.5054 | 1.4521 | 1.5054 | 1.4521 | 0 | 80.8309
| Low Income | CARE | Monthly System Peak Day | August | SCE 1-in-2 | 2 | 1.2745 | 1.2249 | 1.2745 | 1.2249 | 0 | 79.3884
| Low Income | CARE | Monthly System Peak Day | August | SCE 1-in-2 | 3 | 1.1224 | 1.0781 | 1.1224 | 1.0781 | 0 | 78.337
| Low Income | CARE | Monthly System Peak Day | August | SCE 1-in-2 | 4 | 1.0043 | 0.96744 | 1.0043 | 0.96744 | 0 | 77.321
| Low Income | CARE | Monthly System Peak Day | August | SCE 1-in-2 | 5 | 0.91638 | 0.8865 | 0.91638 | 0.8865 | 0 | 76.3842
| Low Income | CARE | Monthly System Peak Day | August | SCE 1-in-2 | 6 | 0.86271 | 0.8462 | 0.86271 | 0.8462 | 0 | 75.69
| Low Income | CARE | Monthly System Peak Day | August | SCE 1-in-2 | 7 | 0.82685 | 0.8382 | 0.82685 | 0.8382 | 0 | 74.9721
| Low Income | CARE | Monthly System Peak Day | August | SCE 1-in-2 | 8 | 0.85667 | 0.8576 | 0.85667 | 0.8576 | 0 | 74.8576
| Low Income | CARE | Monthly System Peak Day | August | SCE 1-in-2 | 9 | 0.91958 | 0.86674 | 0.91958 | 0.86674 | 0 | 77.2073
| Low Income | CARE | Monthly System Peak Day | August | SCE 1-in-2 | 10 | 1.0056 | 0.92577 | 1.0056 | 0.92577 | 0 | 81.6328
| Low Income | CARE | Monthly System Peak Day | August | SCE 1-in-2 | 11 | 1.2002 | 1.0884 | 1.2002 | 1.0884 | 0 | 85.9753
| Low Income | CARE | Monthly System Peak Day | August | SCE 1-in-2 | 12 | 1.5256 | 1.3744 | 1.5256 | 1.3744 | 0 | 89.6854
| Low Income | CARE | Monthly System Peak Day | August | SCE 1-in-2 | 13 | 1.9159 | 1.7229 | 1.9159 | 1.7229 | 0 | 92.2469
| Low Income | CARE | Monthly System Peak Day | August | SCE 1-in-2 | 14 | 2.2802 | 2.0594 | 2.2802 | 2.0594 | 0 | 94.5528
| Low Income | CARE | Monthly System Peak Day | August | SCE 1-in-2 | 15 | 2.6061 | 2.3729 | 2.6061 | 2.3729 | 0 | 96.1952
| Low Income | CARE | Monthly System Peak Day | August | SCE 1-in-2 | 16 | 2.8721 | 2.6506 | 2.8721 | 2.6506 | 0 | 96.3944
| Low Income | CARE | Monthly System Peak Day | August | SCE 1-in-2 | 17 | 3.0426 | 2.8494 | 2.092 | 1.9068 | 0.015968 | 95.9776
| Low Income | CARE | Monthly System Peak Day | August | SCE 1-in-2 | 18 | 3.1254 | 2.9569 | 2.6198 | 2.4456 | 0.076527 | 94.3763
| Low Income | CARE | Monthly System Peak Day | August | SCE 1-in-2 | 19 | 3.0377 | 2.8967 | 2.8369 | 2.5699 | 0.044697 | 92.566
| Low Income | CARE | Monthly System Peak Day | August | SCE 1-in-2 | 20 | 2.7723 | 2.6615 | 2.562 | 2.4646 | 0.011521 | 90.8337
| Low Income | CARE | Monthly System Peak Day | August | SCE 1-in-2 | 21 | 2.5738 | 2.4832 | 2.3851 | 2.3078 | 0.016269 | 87.5413
| Low Income | CARE | Monthly System Peak Day | August | SCE 1-in-2 | 22 | 2.3638 | 2.2936 | 2.7443 | 2.7474 | 0.027155 | 84.1972
| Low Income | CARE | Monthly System Peak Day | August | SCE 1-in-2 | 23 | 2.0456 | 1.9935 | 2.171 | 2.1467 | 0.017645 | 81.9762
| Low Income | CARE | Monthly System Peak Day | August | SCE 1-in-2 | 24 | 1.7006 | 1.6539 | 1.7756 | 1.7221 | 0.012693 | 80.2827
| Low Income | CARE | Monthly System Peak Day | December | CAISO 1-in-10 | 1 | 0.77694 | 0.72369 | 0.77694 | 0.72369 | 0 | 41.1371
| Low Income | CARE | Monthly System Peak Day | December | CAISO 1-in-10 | 2 | 0.72048 | 0.67086 | 0.72048 | 0.67086 | 0 | 40.4333
| Low Income | CARE | Monthly System Peak Day | December | CAISO 1-in-10 | 3 | 0.6893 | 0.64501 | 0.6893 | 0.64501 | 0 | 39.3359
| Low Income | CARE | Monthly System Peak Day | December | CAISO 1-in-10 | 4 | 0.67536 | 0.63847 | 0.67536 | 0.63847 | 0 | 38.7672
| Low Income | CARE | Monthly System Peak Day | December | CAISO 1-in-10 | 5 | 0.68048 | 0.6506 | 0.68048 | 0.6506 | 0 | 37.9634
| Low Income | CARE | Monthly System Peak Day | December | CAISO 1-in-10 | 6 | 0.70426 | 0.68775 | 0.70426 | 0.68775 | 0 | 37.2235
| Low Income | CARE | Monthly System Peak Day | December | CAISO 1-in-10 | 7 | 0.75644 | 0.76779 | 0.75644 | 0.76779 | 0 | 36.3889
| Low Income | CARE | Monthly System Peak Day | December | CAISO 1-in-10 | 8 | 0.75817 | 0.7591 | 0.75817 | 0.7591 | 0 | 36.4008
| Low Income | CARE | Monthly System Peak Day | December | CAISO 1-in-10 | 9 | 0.69462 | 0.64178 | 0.69462 | 0.64178 | 0 | 37.5829
| Low Income | CARE | Monthly System Peak Day | December | CAISO 1-in-10 | 10 | 0.63368 | 0.5538 | 0.63368 | 0.5538 | 0 | 41.106
| Low Income | CARE | Monthly System Peak Day | December | CAISO 1-in-10 | 11 | 0.60384 | 0.49204 | 0.60384 | 0.49204 | 0 | 45.4207
| Low Income | CARE | Monthly System Peak Day | December | CAISO 1-in-10 | 12 | 0.61019 | 0.45894 | 0.61019 | 0.45894 | 0 | 48.3055
| Low Income | CARE | Monthly System Peak Day | December | CAISO 1-in-10 | 13 | 0.63037 | 0.43742 | 0.63037 | 0.43742 | 0 | 49.4812
| Low Income | CARE | Monthly System Peak Day | December | CAISO 1-in-10 | 14 | 0.67162 | 0.45087 | 0.67162 | 0.45087 | 0 | 50.7782
| Low Income | CARE | Monthly System Peak Day | December | CAISO 1-in-10 | 15 | 0.73483 | 0.50172 | 0.73483 | 0.50172 | 0 | 51.6774
| Low Income | CARE | Monthly System Peak Day | December | CAISO 1-in-10 | 16 | 0.81177 | 0.59035 | 0.81177 | 0.59035 | 0 | 52.0842
| Low Income | CARE | Monthly System Peak Day | December | CAISO 1-in-10 | 17 | 0.92026 | 0.72708 | 0.92026 | 0.72708 | 0 | 51.7056
| Low Income | CARE | Monthly System Peak Day | December | CAISO 1-in-10 | 18 | 1.0831 | 0.91454 | 1.0831 | 0.91454 | 0 | 49.9491
| Low Income | CARE | Monthly System Peak Day | December | CAISO 1-in-10 | 19 | 1.1821 | 1.041 | 1.1821 | 1.041 | 0 | 47.6151
| Low Income | CARE | Monthly System Peak Day | December | CAISO 1-in-10 | 20 | 1.1935 | 1.0827 | 1.1935 | 1.0827 | 0 | 46.1297
| Low Income | CARE | Monthly System Peak Day | December | CAISO 1-in-10 | 21 | 1.1664 | 1.0758 | 1.1664 | 1.0758 | 0 | 44.7212
| Low Income | CARE | Monthly System Peak Day | December | CAISO 1-in-10 | 22 | 1.0954 | 1.0253 | 1.0954 | 1.0253 | 0 | 43.1597
| Low Income | CARE | Monthly System Peak Day | December | CAISO 1-in-10 | 23 | 0.97631 | 0.92421 | 0.97631 | 0.92421 | 0 | 42.2135
| Low Income | CARE | Monthly System Peak Day | December | CAISO 1-in-10 | 24 | 0.86252 | 0.81582 | 0.86252 | 0.81582 | 0 | 41.7148
| Low Income | CARE | Monthly System Peak Day | December | CAISO 1-in-2 | 1 | 0.68151 | 0.62825 | 0.68151 | 0.62825 | 0 | 48.9116
| Low Income | CARE | Monthly System Peak Day | December | CAISO 1-in-2 | 2 | 0.6272 | 0.57757 | 0.6272 | 0.57757 | 0 | 47.7323
| Low Income | CARE | Monthly System Peak Day | December | CAISO 1-in-2 | 3 | 0.59707 | 0.55277 | 0.59707 | 0.55277 | 0 | 47.1924
| Low Income | CARE | Monthly System Peak Day | December | CAISO 1-in-2 | 4 | 0.58146 | 0.54457 | 0.58146 | 0.54457 | 0 | 46.6664
| Low Income | CARE | Monthly System Peak Day | December | CAISO 1-in-2 | 5 | 0.58283 | 0.55295 | 0.58283 | 0.55295 | 0 | 46.1568
| Low Income | CARE | Monthly System Peak Day | December | CAISO 1-in-2 | 6 | 0.60252 | 0.58601 | 0.60252 | 0.58601 | 0 | 45.8535
| Low Income | CARE | Monthly System Peak Day | December | CAISO 1-in-2 | 7 | 0.64777 | 0.65912 | 0.64777 | 0.65912 | 0 | 45.5978
| Low Income | CARE | Monthly System Peak Day | December | CAISO 1-in-2 | 8 | 0.65412 | 0.65505 | 0.65412 | 0.65505 | 0 | 45.3829
| Low Income | CARE | Monthly System Peak Day | December | CAISO 1-in-2 | 9 | 0.60054 | 0.5477 | 0.60054 | 0.5477 | 0 | 46.1699
| Low Income | CARE | Monthly System Peak Day | December | CAISO 1-in-2 | 10 | 0.54246 | 0.46258 | 0.54246 | 0.46258 | 0 | 49.8978
| Low Income | CARE | Monthly System Peak Day | December | CAISO 1-in-2 | 11 | 0.51439 | 0.40259 | 0.51439 | 0.40259 | 0 | 54.0599
| Low Income | CARE | Monthly System Peak Day | December | CAISO 1-in-2 | 12 | 0.5195 | 0.36824 | 0.5195 | 0.36824 | 0 | 57.8241
| Low Income | CARE | Monthly System Peak Day | December | CAISO 1-in-2 | 13 | 0.55151 | 0.35855 | 0.55151 | 0.35855 | 0 | 60.7411
| Low Income | CARE | Monthly System Peak Day | December | CAISO 1-in-2 | 14 | 0.5925 | 0.37175 | 0.5925 | 0.37175 | 0 | 62.3416
| Low Income | CARE | Monthly System Peak Day | December | CAISO 1-in-2 | 15 | 0.65117 | 0.41805 | 0.65117 | 0.41805 | 0 | 62.9812
| Low Income | CARE | Monthly System Peak Day | December | CAISO 1-in-2 | 16 | 0.72261 | 0.50119 | 0.72261 | 0.50119 | 0 | 63.0317
| Low Income | CARE | Monthly System Peak Day | December | CAISO 1-in-2 | 17 | 0.81903 | 0.62585 | 0.81903 | 0.62585 | 0 | 62.1724
| Low Income | CARE | Monthly System Peak Day | December | CAISO 1-in-2 | 18 | 0.96706 | 0.79854 | 0.96706 | 0.79854 | 0 | 59.7132
| Low Income | CARE | Monthly System Peak Day | December | CAISO 1-in-2 | 19 | 1.0562 | 0.91518 | 1.0562 | 0.91518 | 0 | 57.2408
| Low Income | CARE | Monthly System Peak Day | December | CAISO 1-in-2 | 20 | 1.0775 | 0.96681 | 1.0775 | 0.96681 | 0 | 55.2542
| Low Income | CARE | Monthly System Peak Day | December | CAISO 1-in-2 | 21 | 1.0613 | 0.97066 | 1.0613 | 0.97066 | 0 | 53.7038
| Low Income | CARE | Monthly System Peak Day | December | CAISO 1-in-2 | 22 | 0.98778 | 0.91761 | 0.98778 | 0.91761 | 0 | 51.9073
| Low Income | CARE | Monthly System Peak Day | December | CAISO 1-in-2 | 23 | 0.86872 | 0.81662 | 0.86872 | 0.81662 | 0 | 50.6507
| Low Income | CARE | Monthly System Peak Day | December | CAISO 1-in-2 | 24 | 0.75563 | 0.70892 | 0.75563 | 0.70892 | 0 | 49.2556
| Low Income | CARE | Monthly System Peak Day | December | SCE 1-in-10 | 1 | 0.77694 | 0.72369 | 0.77694 | 0.72369 | 0 | 41.1371
| Low Income | CARE | Monthly System Peak Day | December | SCE 1-in-10 | 2 | 0.72048 | 0.67086 | 0.72048 | 0.67086 | 0 | 40.4333
| Low Income | CARE | Monthly System Peak Day | December | SCE 1-in-10 | 3 | 0.6893 | 0.64501 | 0.6893 | 0.64501 | 0 | 39.3359
| Low Income | CARE | Monthly System Peak Day | December | SCE 1-in-10 | 4 | 0.67536 | 0.63847 | 0.67536 | 0.63847 | 0 | 38.7672
| Low Income | CARE | Monthly System Peak Day | December | SCE 1-in-10 | 5 | 0.68048 | 0.6506 | 0.68048 | 0.6506 | 0 | 37.9634
| Low Income | CARE | Monthly System Peak Day | December | SCE 1-in-10 | 6 | 0.70426 | 0.68775 | 0.70426 | 0.68775 | 0 | 37.2235
| Low Income | CARE | Monthly System Peak Day | December | SCE 1-in-10 | 7 | 0.75644 | 0.76779 | 0.75644 | 0.76779 | 0 | 36.3889
| Low Income | CARE | Monthly System Peak Day | December | SCE 1-in-10 | 8 | 0.75817 | 0.7591 | 0.75817 | 0.7591 | 0 | 36.4008
| Low Income | CARE | Monthly System Peak Day | December | SCE 1-in-10 | 9 | 0.69462 | 0.64178 | 0.69462 | 0.64178 | 0 | 37.5829
| Low Income | CARE | Monthly System Peak Day | December | SCE 1-in-10 | 10 | 0.63368 | 0.5538 | 0.63368 | 0.5538 | 0 | 41.106
| Low Income | CARE | Monthly System Peak Day | December | SCE 1-in-10 | 11 | 0.60384 | 0.49204 | 0.60384 | 0.49204 | 0 | 45.4207
| Low Income | CARE | Monthly System Peak Day | December | SCE 1-in-10 | 12 | 0.61019 | 0.45894 | 0.61019 | 0.45894 | 0 | 48.3055
| Low Income | CARE | Monthly System Peak Day | December | SCE 1-in-10 | 13 | 0.63037 | 0.43742 | 0.63037 | 0.43742 | 0 | 49.4812
| Low Income | CARE | Monthly System Peak Day | December | SCE 1-in-10 | 14 | 0.67162 | 0.45087 | 0.67162 | 0.45087 | 0 | 50.7782
| Low Income | CARE | Monthly System Peak Day | December | SCE 1-in-10 | 15 | 0.73483 | 0.50172 | 0.73483 | 0.50172 | 0 | 51.6774
| Low Income | CARE | Monthly System Peak Day | December | SCE 1-in-10 | 16 | 0.81177 | 0.59035 | 0.81177 | 0.59035 | 0 | 52.0842
| Low Income | CARE | Monthly System Peak Day | December | SCE 1-in-10 | 17 | 0.92026 | 0.72708 | 0.92026 | 0.72708 | 0 | 51.7056
| Low Income | CARE | Monthly System Peak Day | December | SCE 1-in-10 | 18 | 1.0831 | 0.91454 | 1.0831 | 0.91454 | 0 | 49.9491
| Low Income | CARE | Monthly System Peak Day | December | SCE 1-in-10 | 19 | 1.1821 | 1.041 | 1.1821 | 1.041 | 0 | 47.6151
| Low Income | CARE | Monthly System Peak Day | December | SCE 1-in-10 | 20 | 1.1935 | 1.0827 | 1.1935 | 1.0827 | 0 | 46.1297
| Low Income | CARE | Monthly System Peak Day | December | SCE 1-in-10 | 21 | 1.1664 | 1.0758 | 1.1664 | 1.0758 | 0 | 44.7212
| Low Income | CARE | Monthly System Peak Day | December | SCE 1-in-10 | 22 | 1.0954 | 1.0253 | 1.0954 | 1.0253 | 0 | 43.1597
| Low Income | CARE | Monthly System Peak Day | December | SCE 1-in-10 | 23 | 0.97631 | 0.92421 | 0.97631 | 0.92421 | 0 | 42.2135
| Low Income | CARE | Monthly System Peak Day | December | SCE 1-in-10 | 24 | 0.86252 | 0.81582 | 0.86252 | 0.81582 | 0 | 41.7148
| Low Income | CARE | Monthly System Peak Day | December | SCE 1-in-2 | 1 | 0.74694 | 0.69368 | 0.74694 | 0.69368 | 0 | 41.9506
| Low Income | CARE | Monthly System Peak Day | December | SCE 1-in-2 | 2 | 0.69116 | 0.64153 | 0.69116 | 0.64153 | 0 | 41.3665
| Low Income | CARE | Monthly System Peak Day | December | SCE 1-in-2 | 3 | 0.6603 | 0.61601 | 0.6603 | 0.61601 | 0 | 41.0063
| Low Income | CARE | Monthly System Peak Day | December | SCE 1-in-2 | 4 | 0.64584 | 0.60895 | 0.64584 | 0.60895 | 0 | 40.7846
| Low Income | CARE | Monthly System Peak Day | December | SCE 1-in-2 | 5 | 0.64978 | 0.6199 | 0.64978 | 0.6199 | 0 | 40.2956
| Low Income | CARE | Monthly System Peak Day | December | SCE 1-in-2 | 6 | 0.67227 | 0.65576 | 0.67227 | 0.65576 | 0 | 40.1626
| Low Income | CARE | Monthly System Peak Day | December | SCE 1-in-2 | 7 | 0.72227 | 0.73362 | 0.72227 | 0.73362 | 0 | 39.8471
| Low Income | CARE | Monthly System Peak Day | December | SCE 1-in-2 | 8 | 0.72545 | 0.72639 | 0.72545 | 0.72639 | 0 | 39.3351
| Low Income | CARE | Monthly System Peak Day | December | SCE 1-in-2 | 9 | 0.66504 | 0.6122 | 0.66504 | 0.6122 | 0 | 40.0489
| Low Income | CARE | Monthly System Peak Day | December | SCE 1-in-2 | 10 | 0.605 | 0.52512 | 0.605 | 0.52512 | 0 | 43.6739
| Low Income | CARE | Monthly System Peak Day | December | SCE 1-in-2 | 11 | 0.57572 | 0.46392 | 0.57572 | 0.46392 | 0 | 47.3414
| Low Income | CARE | Monthly System Peak Day | December | SCE 1-in-2 | 12 | 0.58168 | 0.43043 | 0.58168 | 0.43043 | 0 | 51.3034
| Low Income | CARE | Monthly System Peak Day | December | SCE 1-in-2 | 13 | 0.60558 | 0.41262 | 0.60558 | 0.41262 | 0 | 53.5024
| Low Income | CARE | Monthly System Peak Day | December | SCE 1-in-2 | 14 | 0.64736 | 0.42661 | 0.64736 | 0.42661 | 0 | 54.9411
| Low Income | CARE | Monthly System Peak Day | December | SCE 1-in-2 | 15 | 0.7086 | 0.47548 | 0.7086 | 0.47548 | 0 | 56.0167
| Low Income | CARE | Monthly System Peak Day | December | SCE 1-in-2 | 16 | 0.78343 | 0.56201 | 0.78343 | 0.56201 | 0 | 56.4828
| Low Income | CARE | Monthly System Peak Day | December | SCE 1-in-2 | 17 | 0.88813 | 0.69495 | 0.88813 | 0.69495 | 0 | 56.1951
| Low Income | CARE | Monthly System Peak Day | December | SCE 1-in-2 | 18 | 1.0466 | 0.87807 | 1.0466 | 0.87807 | 0 | 54.2666
| Low Income | CARE | Monthly System Peak Day | December | SCE 1-in-2 | 19 | 1.1425 | 1.0015 | 1.1425 | 1.0015 | 0 | 51.525
| Low Income | CARE | Monthly System Peak Day | December | SCE 1-in-2 | 20 | 1.157 | 1.0463 | 1.157 | 1.0463 | 0 | 49.515
| Low Income | CARE | Monthly System Peak Day | December | SCE 1-in-2 | 21 | 1.1333 | 1.0427 | 1.1333 | 1.0427 | 0 | 47.7987
| Low Income | CARE | Monthly System Peak Day | December | SCE 1-in-2 | 22 | 1.0616 | 0.99142 | 1.0616 | 0.99142 | 0 | 45.8978
| Low Income | CARE | Monthly System Peak Day | December | SCE 1-in-2 | 23 | 0.94248 | 0.89038 | 0.94248 | 0.89038 | 0 | 44.1737
| Low Income | CARE | Monthly System Peak Day | December | SCE 1-in-2 | 24 | 0.82892 | 0.78221 | 0.82892 | 0.78221 | 0 | 42.7609
| Low Income | CARE | Monthly System Peak Day | February | CAISO 1-in-10 | 1 | 0.70294 | 0.64968 | 0.70294 | 0.64968 | 0 | 48.7685
| Low Income | CARE | Monthly System Peak Day | February | CAISO 1-in-10 | 2 | 0.64815 | 0.59852 | 0.64815 | 0.59852 | 0 | 48.5108
| Low Income | CARE | Monthly System Peak Day | February | CAISO 1-in-10 | 3 | 0.61778 | 0.57349 | 0.61778 | 0.57349 | 0 | 48.5062
| Low Income | CARE | Monthly System Peak Day | February | CAISO 1-in-10 | 4 | 0.60255 | 0.56566 | 0.60255 | 0.56566 | 0 | 48.5334
| Low Income | CARE | Monthly System Peak Day | February | CAISO 1-in-10 | 5 | 0.60476 | 0.57488 | 0.60476 | 0.57488 | 0 | 48.0866
| Low Income | CARE | Monthly System Peak Day | February | CAISO 1-in-10 | 6 | 0.62536 | 0.60885 | 0.62536 | 0.60885 | 0 | 47.3939
| Low Income | CARE | Monthly System Peak Day | February | CAISO 1-in-10 | 7 | 0.67217 | 0.68352 | 0.67217 | 0.68352 | 0 | 46.995
| Low Income | CARE | Monthly System Peak Day | February | CAISO 1-in-10 | 8 | 0.67748 | 0.67841 | 0.67748 | 0.67841 | 0 | 46.8796
| Low Income | CARE | Monthly System Peak Day | February | CAISO 1-in-10 | 9 | 0.62167 | 0.56883 | 0.62167 | 0.56883 | 0 | 47.2391
| Low Income | CARE | Monthly System Peak Day | February | CAISO 1-in-10 | 10 | 0.56294 | 0.48306 | 0.56294 | 0.48306 | 0 | 48.9461
| Low Income | CARE | Monthly System Peak Day | February | CAISO 1-in-10 | 11 | 0.53447 | 0.42268 | 0.53447 | 0.42268 | 0 | 50.2568
| Low Income | CARE | Monthly System Peak Day | February | CAISO 1-in-10 | 12 | 0.53986 | 0.38861 | 0.53986 | 0.38861 | 0 | 51.522
| Low Income | CARE | Monthly System Peak Day | February | CAISO 1-in-10 | 13 | 0.56921 | 0.37626 | 0.56921 | 0.37626 | 0 | 52.6454
| Low Income | CARE | Monthly System Peak Day | February | CAISO 1-in-10 | 14 | 0.61179 | 0.39104 | 0.61179 | 0.39104 | 0 | 53.981
| Low Income | CARE | Monthly System Peak Day | February | CAISO 1-in-10 | 15 | 0.67012 | 0.437 | 0.67012 | 0.437 | 0 | 54.7125
| Low Income | CARE | Monthly System Peak Day | February | CAISO 1-in-10 | 16 | 0.74188 | 0.52046 | 0.74188 | 0.52046 | 0 | 54.8197
| Low Income | CARE | Monthly System Peak Day | February | CAISO 1-in-10 | 17 | 0.84102 | 0.64783 | 0.84102 | 0.64783 | 0 | 55.7838
| Low Income | CARE | Monthly System Peak Day | February | CAISO 1-in-10 | 18 | 0.99311 | 0.82459 | 0.99311 | 0.82459 | 0 | 55.1399
| Low Income | CARE | Monthly System Peak Day | February | CAISO 1-in-10 | 19 | 1.0845 | 0.94344 | 1.0845 | 0.94344 | 0 | 54.0016
| Low Income | CARE | Monthly System Peak Day | February | CAISO 1-in-10 | 20 | 1.1036 | 0.99284 | 1.1036 | 0.99284 | 0 | 52.7991
| Low Income | CARE | Monthly System Peak Day | February | CAISO 1-in-10 | 21 | 1.0849 | 0.99426 | 1.0849 | 0.99426 | 0 | 52.3844
| Low Income | CARE | Monthly System Peak Day | February | CAISO 1-in-10 | 22 | 1.012 | 0.94178 | 1.012 | 0.94178 | 0 | 51.7573
| Low Income | CARE | Monthly System Peak Day | February | CAISO 1-in-10 | 23 | 0.89288 | 0.84078 | 0.89288 | 0.84078 | 0 | 51.1214
| Low Income | CARE | Monthly System Peak Day | February | CAISO 1-in-10 | 24 | 0.77963 | 0.73292 | 0.77963 | 0.73292 | 0 | 50.4471
| Low Income | CARE | Monthly System Peak Day | February | CAISO 1-in-2 | 1 | 0.75031 | 0.69705 | 0.75031 | 0.69705 | 0 | 41.952
| Low Income | CARE | Monthly System Peak Day | February | CAISO 1-in-2 | 2 | 0.69445 | 0.64482 | 0.69445 | 0.64482 | 0 | 41.0821
| Low Income | CARE | Monthly System Peak Day | February | CAISO 1-in-2 | 3 | 0.66356 | 0.61927 | 0.66356 | 0.61927 | 0 | 40.2807
| Low Income | CARE | Monthly System Peak Day | February | CAISO 1-in-2 | 4 | 0.64915 | 0.61227 | 0.64915 | 0.61227 | 0 | 39.8296
| Low Income | CARE | Monthly System Peak Day | February | CAISO 1-in-2 | 5 | 0.65323 | 0.62335 | 0.65323 | 0.62335 | 0 | 39.1842
| Low Income | CARE | Monthly System Peak Day | February | CAISO 1-in-2 | 6 | 0.67586 | 0.65936 | 0.67586 | 0.65936 | 0 | 38.499
| Low Income | CARE | Monthly System Peak Day | February | CAISO 1-in-2 | 7 | 0.72611 | 0.73746 | 0.72611 | 0.73746 | 0 | 37.9215
| Low Income | CARE | Monthly System Peak Day | February | CAISO 1-in-2 | 8 | 0.72913 | 0.73006 | 0.72913 | 0.73006 | 0 | 37.5752
| Low Income | CARE | Monthly System Peak Day | February | CAISO 1-in-2 | 9 | 0.66836 | 0.61552 | 0.66836 | 0.61552 | 0 | 39.3881
| Low Income | CARE | Monthly System Peak Day | February | CAISO 1-in-2 | 10 | 0.60822 | 0.52834 | 0.60822 | 0.52834 | 0 | 42.8373
| Low Income | CARE | Monthly System Peak Day | February | CAISO 1-in-2 | 11 | 0.57887 | 0.46708 | 0.57887 | 0.46708 | 0 | 46.134
| Low Income | CARE | Monthly System Peak Day | February | CAISO 1-in-2 | 12 | 0.58488 | 0.43363 | 0.58488 | 0.43363 | 0 | 49.2499
| Low Income | CARE | Monthly System Peak Day | February | CAISO 1-in-2 | 13 | 0.60836 | 0.41541 | 0.60836 | 0.41541 | 0 | 51.7947
| Low Income | CARE | Monthly System Peak Day | February | CAISO 1-in-2 | 14 | 0.65008 | 0.42934 | 0.65008 | 0.42934 | 0 | 53.6177
| Low Income | CARE | Monthly System Peak Day | February | CAISO 1-in-2 | 15 | 0.71154 | 0.47842 | 0.71154 | 0.47842 | 0 | 54.988
| Low Income | CARE | Monthly System Peak Day | February | CAISO 1-in-2 | 16 | 0.78661 | 0.56519 | 0.78661 | 0.56519 | 0 | 55.9524
| Low Income | CARE | Monthly System Peak Day | February | CAISO 1-in-2 | 17 | 0.89174 | 0.69856 | 0.89174 | 0.69856 | 0 | 56.1558
| Low Income | CARE | Monthly System Peak Day | February | CAISO 1-in-2 | 18 | 1.0507 | 0.88217 | 1.0507 | 0.88217 | 0 | 55.3403
| Low Income | CARE | Monthly System Peak Day | February | CAISO 1-in-2 | 19 | 1.147 | 1.0059 | 1.147 | 1.0059 | 0 | 53.188
| Low Income | CARE | Monthly System Peak Day | February | CAISO 1-in-2 | 20 | 1.1611 | 1.0504 | 1.1611 | 1.0504 | 0 | 50.6942
| Low Income | CARE | Monthly System Peak Day | February | CAISO 1-in-2 | 21 | 1.137 | 1.0464 | 1.137 | 1.0464 | 0 | 48.9918
| Low Income | CARE | Monthly System Peak Day | February | CAISO 1-in-2 | 22 | 1.0654 | 0.99522 | 1.0654 | 0.99522 | 0 | 47.3997
| Low Income | CARE | Monthly System Peak Day | February | CAISO 1-in-2 | 23 | 0.94628 | 0.89418 | 0.94628 | 0.89418 | 0 | 45.9632
| Low Income | CARE | Monthly System Peak Day | February | CAISO 1-in-2 | 24 | 0.83269 | 0.78598 | 0.83269 | 0.78598 | 0 | 44.4367
| Low Income | CARE | Monthly System Peak Day | February | SCE 1-in-10 | 1 | 0.84013 | 0.78687 | 0.84013 | 0.78687 | 0 | 64.1906
| Low Income | CARE | Monthly System Peak Day | February | SCE 1-in-10 | 2 | 0.7295 | 0.67988 | 0.7295 | 0.67988 | 0 | 62.7336
| Low Income | CARE | Monthly System Peak Day | February | SCE 1-in-10 | 3 | 0.63279 | 0.5885 | 0.63279 | 0.5885 | 0 | 61.4238
| Low Income | CARE | Monthly System Peak Day | February | SCE 1-in-10 | 4 | 0.57047 | 0.53358 | 0.57047 | 0.53358 | 0 | 59.8569
| Low Income | CARE | Monthly System Peak Day | February | SCE 1-in-10 | 5 | 0.55344 | 0.52356 | 0.55344 | 0.52356 | 0 | 59.101
| Low Income | CARE | Monthly System Peak Day | February | SCE 1-in-10 | 6 | 0.54386 | 0.52735 | 0.54386 | 0.52735 | 0 | 57.1165
| Low Income | CARE | Monthly System Peak Day | February | SCE 1-in-10 | 7 | 0.55905 | 0.5704 | 0.55905 | 0.5704 | 0 | 57.3084
| Low Income | CARE | Monthly System Peak Day | February | SCE 1-in-10 | 8 | 0.56507 | 0.56601 | 0.56507 | 0.56601 | 0 | 55.9905
| Low Income | CARE | Monthly System Peak Day | February | SCE 1-in-10 | 9 | 0.53351 | 0.48067 | 0.53351 | 0.48067 | 0 | 58.2208
| Low Income | CARE | Monthly System Peak Day | February | SCE 1-in-10 | 10 | 0.5389 | 0.45902 | 0.5389 | 0.45902 | 0 | 64.6019
| Low Income | CARE | Monthly System Peak Day | February | SCE 1-in-10 | 11 | 0.52207 | 0.41027 | 0.52207 | 0.41027 | 0 | 70.5133
| Low Income | CARE | Monthly System Peak Day | February | SCE 1-in-10 | 12 | 0.54743 | 0.39618 | 0.54743 | 0.39618 | 0 | 75.5392
| Low Income | CARE | Monthly System Peak Day | February | SCE 1-in-10 | 13 | 0.65758 | 0.46463 | 0.65758 | 0.46463 | 0 | 78.847
| Low Income | CARE | Monthly System Peak Day | February | SCE 1-in-10 | 14 | 0.80032 | 0.57958 | 0.80032 | 0.57958 | 0 | 81.1296
| Low Income | CARE | Monthly System Peak Day | February | SCE 1-in-10 | 15 | 0.96796 | 0.73484 | 0.96796 | 0.73484 | 0 | 82.5311
| Low Income | CARE | Monthly System Peak Day | February | SCE 1-in-10 | 16 | 1.142 | 0.92062 | 1.142 | 0.92062 | 0 | 83.1467
| Low Income | CARE | Monthly System Peak Day | February | SCE 1-in-10 | 17 | 1.2879 | 1.0947 | 0.57192 | 0.38678 | 0.03395 | 82.6457
| Low Income | CARE | Monthly System Peak Day | February | SCE 1-in-10 | 18 | 1.398 | 1.2295 | 1.1844 | 1.0102 | 0.18051 | 81.1963
| Low Income | CARE | Monthly System Peak Day | February | SCE 1-in-10 | 19 | 1.4255 | 1.2845 | 1.4255 | 1.2845 | 0 | 77.22
| Low Income | CARE | Monthly System Peak Day | February | SCE 1-in-10 | 20 | 1.3596 | 1.2489 | 1.267 | 1.1696 | 0.042056 | 72.8411
| Low Income | CARE | Monthly System Peak Day | February | SCE 1-in-10 | 21 | 1.3022 | 1.2116 | 1.2327 | 1.1554 | 0.048506 | 69.3091
| Low Income | CARE | Monthly System Peak Day | February | SCE 1-in-10 | 22 | 1.2112 | 1.141 | 1.6244 | 1.6275 | 0.09351 | 66.9739
| Low Income | CARE | Monthly System Peak Day | February | SCE 1-in-10 | 23 | 1.0476 | 0.99548 | 1.0632 | 1.0389 | 0.0078303 | 64.6417
| Low Income | CARE | Monthly System Peak Day | February | SCE 1-in-10 | 24 | 0.86329 | 0.81658 | 0.86329 | 0.81658 | 0 | 62.2932
| Low Income | CARE | Monthly System Peak Day | February | SCE 1-in-2 | 1 | 0.74738 | 0.69413 | 0.74738 | 0.69413 | 0 | 42.1426
| Low Income | CARE | Monthly System Peak Day | February | SCE 1-in-2 | 2 | 0.69159 | 0.64197 | 0.69159 | 0.64197 | 0 | 41.7677
| Low Income | CARE | Monthly System Peak Day | February | SCE 1-in-2 | 3 | 0.66073 | 0.61644 | 0.66073 | 0.61644 | 0 | 41.4405
| Low Income | CARE | Monthly System Peak Day | February | SCE 1-in-2 | 4 | 0.64628 | 0.60939 | 0.64628 | 0.60939 | 0 | 41.1583
| Low Income | CARE | Monthly System Peak Day | February | SCE 1-in-2 | 5 | 0.65024 | 0.62036 | 0.65024 | 0.62036 | 0 | 40.6294
| Low Income | CARE | Monthly System Peak Day | February | SCE 1-in-2 | 6 | 0.67275 | 0.65624 | 0.67275 | 0.65624 | 0 | 40.0557
| Low Income | CARE | Monthly System Peak Day | February | SCE 1-in-2 | 7 | 0.72278 | 0.73413 | 0.72278 | 0.73413 | 0 | 39.9964
| Low Income | CARE | Monthly System Peak Day | February | SCE 1-in-2 | 8 | 0.72594 | 0.72687 | 0.72594 | 0.72687 | 0 | 39.9313
| Low Income | CARE | Monthly System Peak Day | February | SCE 1-in-2 | 9 | 0.66548 | 0.61264 | 0.66548 | 0.61264 | 0 | 41.1713
| Low Income | CARE | Monthly System Peak Day | February | SCE 1-in-2 | 10 | 0.60543 | 0.52555 | 0.60543 | 0.52555 | 0 | 43.5659
| Low Income | CARE | Monthly System Peak Day | February | SCE 1-in-2 | 11 | 0.57613 | 0.46434 | 0.57613 | 0.46434 | 0 | 46.2755
| Low Income | CARE | Monthly System Peak Day | February | SCE 1-in-2 | 12 | 0.5821 | 0.43085 | 0.5821 | 0.43085 | 0 | 48.6077
| Low Income | CARE | Monthly System Peak Day | February | SCE 1-in-2 | 13 | 0.60595 | 0.41299 | 0.60595 | 0.41299 | 0 | 50.5956
| Low Income | CARE | Monthly System Peak Day | February | SCE 1-in-2 | 14 | 0.64772 | 0.42697 | 0.64772 | 0.42697 | 0 | 52.2317
| Low Income | CARE | Monthly System Peak Day | February | SCE 1-in-2 | 15 | 0.70898 | 0.47587 | 0.70898 | 0.47587 | 0 | 53.6942
| Low Income | CARE | Monthly System Peak Day | February | SCE 1-in-2 | 16 | 0.78385 | 0.56243 | 0.78385 | 0.56243 | 0 | 54.7159
| Low Income | CARE | Monthly System Peak Day | February | SCE 1-in-2 | 17 | 0.88861 | 0.69542 | 0.88861 | 0.69542 | 0 | 55.0597
| Low Income | CARE | Monthly System Peak Day | February | SCE 1-in-2 | 18 | 1.0471 | 0.87861 | 1.0471 | 0.87861 | 0 | 54.4509
| Low Income | CARE | Monthly System Peak Day | February | SCE 1-in-2 | 19 | 1.1431 | 1.002 | 1.1431 | 1.002 | 0 | 52.6068
| Low Income | CARE | Monthly System Peak Day | February | SCE 1-in-2 | 20 | 1.1576 | 1.0468 | 1.1576 | 1.0468 | 0 | 50.6842
| Low Income | CARE | Monthly System Peak Day | February | SCE 1-in-2 | 21 | 1.1338 | 1.0432 | 1.1338 | 1.0432 | 0 | 49.0543
| Low Income | CARE | Monthly System Peak Day | February | SCE 1-in-2 | 22 | 1.0621 | 0.99192 | 1.0621 | 0.99192 | 0 | 47.6021
| Low Income | CARE | Monthly System Peak Day | February | SCE 1-in-2 | 23 | 0.94298 | 0.89088 | 0.94298 | 0.89088 | 0 | 46.4477
| Low Income | CARE | Monthly System Peak Day | February | SCE 1-in-2 | 24 | 0.82941 | 0.78271 | 0.82941 | 0.78271 | 0 | 45.2853
| Low Income | CARE | Monthly System Peak Day | January | CAISO 1-in-10 | 1 | 0.7751 | 0.72185 | 0.7751 | 0.72185 | 0 | 44.4346
| Low Income | CARE | Monthly System Peak Day | January | CAISO 1-in-10 | 2 | 0.71868 | 0.66906 | 0.71868 | 0.66906 | 0 | 43.6153
| Low Income | CARE | Monthly System Peak Day | January | CAISO 1-in-10 | 3 | 0.68752 | 0.64323 | 0.68752 | 0.64323 | 0 | 43.1721
| Low Income | CARE | Monthly System Peak Day | January | CAISO 1-in-10 | 4 | 0.67355 | 0.63666 | 0.67355 | 0.63666 | 0 | 42.6238
| Low Income | CARE | Monthly System Peak Day | January | CAISO 1-in-10 | 5 | 0.6786 | 0.64872 | 0.6786 | 0.64872 | 0 | 42.1909
| Low Income | CARE | Monthly System Peak Day | January | CAISO 1-in-10 | 6 | 0.7023 | 0.68579 | 0.7023 | 0.68579 | 0 | 41.387
| Low Income | CARE | Monthly System Peak Day | January | CAISO 1-in-10 | 7 | 0.75434 | 0.76569 | 0.75434 | 0.76569 | 0 | 41.0539
| Low Income | CARE | Monthly System Peak Day | January | CAISO 1-in-10 | 8 | 0.75616 | 0.75709 | 0.75616 | 0.75709 | 0 | 40.099
| Low Income | CARE | Monthly System Peak Day | January | CAISO 1-in-10 | 9 | 0.6928 | 0.63996 | 0.6928 | 0.63996 | 0 | 39.9139
| Low Income | CARE | Monthly System Peak Day | January | CAISO 1-in-10 | 10 | 0.63192 | 0.55204 | 0.63192 | 0.55204 | 0 | 41.9799
| Low Income | CARE | Monthly System Peak Day | January | CAISO 1-in-10 | 11 | 0.60211 | 0.49032 | 0.60211 | 0.49032 | 0 | 43.4665
| Low Income | CARE | Monthly System Peak Day | January | CAISO 1-in-10 | 12 | 0.60844 | 0.45719 | 0.60844 | 0.45719 | 0 | 45.3423
| Low Income | CARE | Monthly System Peak Day | January | CAISO 1-in-10 | 13 | 0.62885 | 0.4359 | 0.62885 | 0.4359 | 0 | 46.4173
| Low Income | CARE | Monthly System Peak Day | January | CAISO 1-in-10 | 14 | 0.67013 | 0.44938 | 0.67013 | 0.44938 | 0 | 46.633
| Low Income | CARE | Monthly System Peak Day | January | CAISO 1-in-10 | 15 | 0.73322 | 0.50011 | 0.73322 | 0.50011 | 0 | 47.2062
| Low Income | CARE | Monthly System Peak Day | January | CAISO 1-in-10 | 16 | 0.81003 | 0.58861 | 0.81003 | 0.58861 | 0 | 48.2781
| Low Income | CARE | Monthly System Peak Day | January | CAISO 1-in-10 | 17 | 0.91829 | 0.7251 | 0.91829 | 0.7251 | 0 | 48.5581
| Low Income | CARE | Monthly System Peak Day | January | CAISO 1-in-10 | 18 | 1.0808 | 0.9123 | 1.0808 | 0.9123 | 0 | 47.5604
| Low Income | CARE | Monthly System Peak Day | January | CAISO 1-in-10 | 19 | 1.1796 | 1.0386 | 1.1796 | 1.0386 | 0 | 45.9586
| Low Income | CARE | Monthly System Peak Day | January | CAISO 1-in-10 | 20 | 1.1912 | 1.0805 | 1.1912 | 1.0805 | 0 | 44.963
| Low Income | CARE | Monthly System Peak Day | January | CAISO 1-in-10 | 21 | 1.1643 | 1.0737 | 1.1643 | 1.0737 | 0 | 43.8156
| Low Income | CARE | Monthly System Peak Day | January | CAISO 1-in-10 | 22 | 1.0934 | 1.0232 | 1.0934 | 1.0232 | 0 | 43.1956
| Low Income | CARE | Monthly System Peak Day | January | CAISO 1-in-10 | 23 | 0.97423 | 0.92213 | 0.97423 | 0.92213 | 0 | 42.2953
| Low Income | CARE | Monthly System Peak Day | January | CAISO 1-in-10 | 24 | 0.86046 | 0.81375 | 0.86046 | 0.81375 | 0 | 41.3628
| Low Income | CARE | Monthly System Peak Day | January | CAISO 1-in-2 | 1 | 0.71702 | 0.66376 | 0.71702 | 0.66376 | 0 | 47.3545
| Low Income | CARE | Monthly System Peak Day | January | CAISO 1-in-2 | 2 | 0.66191 | 0.61228 | 0.66191 | 0.61228 | 0 | 46.5959
| Low Income | CARE | Monthly System Peak Day | January | CAISO 1-in-2 | 3 | 0.63139 | 0.58709 | 0.63139 | 0.58709 | 0 | 45.8063
| Low Income | CARE | Monthly System Peak Day | January | CAISO 1-in-2 | 4 | 0.6164 | 0.57951 | 0.6164 | 0.57951 | 0 | 45.1426
| Low Income | CARE | Monthly System Peak Day | January | CAISO 1-in-2 | 5 | 0.61917 | 0.58929 | 0.61917 | 0.58929 | 0 | 44.609
| Low Income | CARE | Monthly System Peak Day | January | CAISO 1-in-2 | 6 | 0.64037 | 0.62386 | 0.64037 | 0.62386 | 0 | 44.4973
| Low Income | CARE | Monthly System Peak Day | January | CAISO 1-in-2 | 7 | 0.6882 | 0.69955 | 0.6882 | 0.69955 | 0 | 43.6381
| Low Income | CARE | Monthly System Peak Day | January | CAISO 1-in-2 | 8 | 0.69283 | 0.69377 | 0.69283 | 0.69377 | 0 | 43.1942
| Low Income | CARE | Monthly System Peak Day | January | CAISO 1-in-2 | 9 | 0.63555 | 0.58271 | 0.63555 | 0.58271 | 0 | 43.8788
| Low Income | CARE | Monthly System Peak Day | January | CAISO 1-in-2 | 10 | 0.5764 | 0.49652 | 0.5764 | 0.49652 | 0 | 46.5275
| Low Income | CARE | Monthly System Peak Day | January | CAISO 1-in-2 | 11 | 0.54767 | 0.43587 | 0.54767 | 0.43587 | 0 | 49.6867
| Low Income | CARE | Monthly System Peak Day | January | CAISO 1-in-2 | 12 | 0.55324 | 0.40199 | 0.55324 | 0.40199 | 0 | 52.3862
| Low Income | CARE | Monthly System Peak Day | January | CAISO 1-in-2 | 13 | 0.58085 | 0.38789 | 0.58085 | 0.38789 | 0 | 54.2042
| Low Income | CARE | Monthly System Peak Day | January | CAISO 1-in-2 | 14 | 0.62317 | 0.40243 | 0.62317 | 0.40243 | 0 | 55.2393
| Low Income | CARE | Monthly System Peak Day | January | CAISO 1-in-2 | 15 | 0.68243 | 0.44931 | 0.68243 | 0.44931 | 0 | 56.2215
| Low Income | CARE | Monthly System Peak Day | January | CAISO 1-in-2 | 16 | 0.75518 | 0.53376 | 0.75518 | 0.53376 | 0 | 56.438
| Low Income | CARE | Monthly System Peak Day | January | CAISO 1-in-2 | 17 | 0.85634 | 0.66315 | 0.85634 | 0.66315 | 0 | 56.0603
| Low Income | CARE | Monthly System Peak Day | January | CAISO 1-in-2 | 18 | 1.0104 | 0.84187 | 1.0104 | 0.84187 | 0 | 54.8103
| Low Income | CARE | Monthly System Peak Day | January | CAISO 1-in-2 | 19 | 1.103 | 0.96195 | 1.103 | 0.96195 | 0 | 53.3468
| Low Income | CARE | Monthly System Peak Day | January | CAISO 1-in-2 | 20 | 1.1219 | 1.0112 | 1.1219 | 1.0112 | 0 | 52.1596
| Low Income | CARE | Monthly System Peak Day | January | CAISO 1-in-2 | 21 | 1.1013 | 1.0107 | 1.1013 | 1.0107 | 0 | 50.8136
| Low Income | CARE | Monthly System Peak Day | January | CAISO 1-in-2 | 22 | 1.0278 | 0.95767 | 1.0278 | 0.95767 | 0 | 49.7732
| Low Income | CARE | Monthly System Peak Day | January | CAISO 1-in-2 | 23 | 0.90875 | 0.85665 | 0.90875 | 0.85665 | 0 | 48.6793
| Low Income | CARE | Monthly System Peak Day | January | CAISO 1-in-2 | 24 | 0.7954 | 0.74869 | 0.7954 | 0.74869 | 0 | 47.8372
| Low Income | CARE | Monthly System Peak Day | January | SCE 1-in-10 | 1 | 0.76341 | 0.71016 | 0.76341 | 0.71016 | 0 | 44.2103
| Low Income | CARE | Monthly System Peak Day | January | SCE 1-in-10 | 2 | 0.70726 | 0.65763 | 0.70726 | 0.65763 | 0 | 43.7329
| Low Income | CARE | Monthly System Peak Day | January | SCE 1-in-10 | 3 | 0.67622 | 0.63193 | 0.67622 | 0.63193 | 0 | 42.9811
| Low Income | CARE | Monthly System Peak Day | January | SCE 1-in-10 | 4 | 0.66205 | 0.62516 | 0.66205 | 0.62516 | 0 | 42.4759
| Low Income | CARE | Monthly System Peak Day | January | SCE 1-in-10 | 5 | 0.66663 | 0.63676 | 0.66663 | 0.63676 | 0 | 42.3946
| Low Income | CARE | Monthly System Peak Day | January | SCE 1-in-10 | 6 | 0.6914 | 0.67489 | 0.6914 | 0.67489 | 0 | 42.1826
| Low Income | CARE | Monthly System Peak Day | January | SCE 1-in-10 | 7 | 0.74103 | 0.75238 | 0.74103 | 0.75238 | 0 | 41.0284
| Low Income | CARE | Monthly System Peak Day | January | SCE 1-in-10 | 8 | 0.74341 | 0.74435 | 0.74341 | 0.74435 | 0 | 40.2448
| Low Income | CARE | Monthly System Peak Day | January | SCE 1-in-10 | 9 | 0.68128 | 0.62844 | 0.68128 | 0.62844 | 0 | 40.684
| Low Income | CARE | Monthly System Peak Day | January | SCE 1-in-10 | 10 | 0.62075 | 0.54087 | 0.62075 | 0.54087 | 0 | 43.0328
| Low Income | CARE | Monthly System Peak Day | January | SCE 1-in-10 | 11 | 0.59115 | 0.47936 | 0.59115 | 0.47936 | 0 | 45.3122
| Low Income | CARE | Monthly System Peak Day | January | SCE 1-in-10 | 12 | 0.59733 | 0.44608 | 0.59733 | 0.44608 | 0 | 46.9648
| Low Income | CARE | Monthly System Peak Day | January | SCE 1-in-10 | 13 | 0.61919 | 0.42623 | 0.61919 | 0.42623 | 0 | 47.7832
| Low Income | CARE | Monthly System Peak Day | January | SCE 1-in-10 | 14 | 0.66068 | 0.43993 | 0.66068 | 0.43993 | 0 | 48.3908
| Low Income | CARE | Monthly System Peak Day | January | SCE 1-in-10 | 15 | 0.723 | 0.48988 | 0.723 | 0.48988 | 0 | 48.9613
| Low Income | CARE | Monthly System Peak Day | January | SCE 1-in-10 | 16 | 0.79899 | 0.57757 | 0.79899 | 0.57757 | 0 | 49.4213
| Low Income | CARE | Monthly System Peak Day | January | SCE 1-in-10 | 17 | 0.90577 | 0.71259 | 0.90577 | 0.71259 | 0 | 49.5735
| Low Income | CARE | Monthly System Peak Day | January | SCE 1-in-10 | 18 | 1.0668 | 0.89824 | 1.0668 | 0.89824 | 0 | 48.6869
| Low Income | CARE | Monthly System Peak Day | January | SCE 1-in-10 | 19 | 1.1642 | 1.0231 | 1.1642 | 1.0231 | 0 | 47.3548
| Low Income | CARE | Monthly System Peak Day | January | SCE 1-in-10 | 20 | 1.179 | 1.0683 | 1.179 | 1.0683 | 0 | 46.8525
| Low Income | CARE | Monthly System Peak Day | January | SCE 1-in-10 | 21 | 1.1535 | 1.0629 | 1.1535 | 1.0629 | 0 | 46.0346
| Low Income | CARE | Monthly System Peak Day | January | SCE 1-in-10 | 22 | 1.0805 | 1.0103 | 1.0805 | 1.0103 | 0 | 45.2888
| Low Income | CARE | Monthly System Peak Day | January | SCE 1-in-10 | 23 | 0.96132 | 0.90922 | 0.96132 | 0.90922 | 0 | 44.648
| Low Income | CARE | Monthly System Peak Day | January | SCE 1-in-10 | 24 | 0.84851 | 0.8018 | 0.84851 | 0.8018 | 0 | 44.1273
| Low Income | CARE | Monthly System Peak Day | January | SCE 1-in-2 | 1 | 0.75004 | 0.69678 | 0.75004 | 0.69678 | 0 | 44.8764
| Low Income | CARE | Monthly System Peak Day | January | SCE 1-in-2 | 2 | 0.69418 | 0.64456 | 0.69418 | 0.64456 | 0 | 43.5961
| Low Income | CARE | Monthly System Peak Day | January | SCE 1-in-2 | 3 | 0.6633 | 0.619 | 0.6633 | 0.619 | 0 | 42.0212
| Low Income | CARE | Monthly System Peak Day | January | SCE 1-in-2 | 4 | 0.64889 | 0.612 | 0.64889 | 0.612 | 0 | 41.0601
| Low Income | CARE | Monthly System Peak Day | January | SCE 1-in-2 | 5 | 0.65295 | 0.62307 | 0.65295 | 0.62307 | 0 | 40.1323
| Low Income | CARE | Monthly System Peak Day | January | SCE 1-in-2 | 6 | 0.67558 | 0.65907 | 0.67558 | 0.65907 | 0 | 39.5838
| Low Income | CARE | Monthly System Peak Day | January | SCE 1-in-2 | 7 | 0.7258 | 0.73715 | 0.7258 | 0.73715 | 0 | 39.323
| Low Income | CARE | Monthly System Peak Day | January | SCE 1-in-2 | 8 | 0.72883 | 0.72976 | 0.72883 | 0.72976 | 0 | 39.5656
| Low Income | CARE | Monthly System Peak Day | January | SCE 1-in-2 | 9 | 0.6681 | 0.61526 | 0.6681 | 0.61526 | 0 | 40.2701
| Low Income | CARE | Monthly System Peak Day | January | SCE 1-in-2 | 10 | 0.60796 | 0.52808 | 0.60796 | 0.52808 | 0 | 43.0451
| Low Income | CARE | Monthly System Peak Day | January | SCE 1-in-2 | 11 | 0.57862 | 0.46682 | 0.57862 | 0.46682 | 0 | 46.7281
| Low Income | CARE | Monthly System Peak Day | January | SCE 1-in-2 | 12 | 0.58462 | 0.43337 | 0.58462 | 0.43337 | 0 | 49.8765
| Low Income | CARE | Monthly System Peak Day | January | SCE 1-in-2 | 13 | 0.60814 | 0.41518 | 0.60814 | 0.41518 | 0 | 51.7781
| Low Income | CARE | Monthly System Peak Day | January | SCE 1-in-2 | 14 | 0.64987 | 0.42912 | 0.64987 | 0.42912 | 0 | 52.3472
| Low Income | CARE | Monthly System Peak Day | January | SCE 1-in-2 | 15 | 0.7113 | 0.47819 | 0.7113 | 0.47819 | 0 | 52.4105
| Low Income | CARE | Monthly System Peak Day | January | SCE 1-in-2 | 16 | 0.78636 | 0.56494 | 0.78636 | 0.56494 | 0 | 53.1899
| Low Income | CARE | Monthly System Peak Day | January | SCE 1-in-2 | 17 | 0.89145 | 0.69827 | 0.89145 | 0.69827 | 0 | 53.6432
| Low Income | CARE | Monthly System Peak Day | January | SCE 1-in-2 | 18 | 1.0504 | 0.88184 | 1.0504 | 0.88184 | 0 | 52.6996
| Low Income | CARE | Monthly System Peak Day | January | SCE 1-in-2 | 19 | 1.1466 | 1.0055 | 1.1466 | 1.0055 | 0 | 50.749
| Low Income | CARE | Monthly System Peak Day | January | SCE 1-in-2 | 20 | 1.1608 | 1.0501 | 1.1608 | 1.0501 | 0 | 49.2988
| Low Income | CARE | Monthly System Peak Day | January | SCE 1-in-2 | 21 | 1.1367 | 1.0461 | 1.1367 | 1.0461 | 0 | 48.261
| Low Income | CARE | Monthly System Peak Day | January | SCE 1-in-2 | 22 | 1.0651 | 0.99492 | 1.0651 | 0.99492 | 0 | 47.2765
| Low Income | CARE | Monthly System Peak Day | January | SCE 1-in-2 | 23 | 0.94598 | 0.89387 | 0.94598 | 0.89387 | 0 | 46.0465
| Low Income | CARE | Monthly System Peak Day | January | SCE 1-in-2 | 24 | 0.83239 | 0.78568 | 0.83239 | 0.78568 | 0 | 45.3011
| Low Income | CARE | Monthly System Peak Day | July | CAISO 1-in-10 | 1 | 1.501 | 1.4477 | 1.501 | 1.4477 | 0 | 80.8022
| Low Income | CARE | Monthly System Peak Day | July | CAISO 1-in-10 | 2 | 1.2929 | 1.2433 | 1.2929 | 1.2433 | 0 | 79.8707
| Low Income | CARE | Monthly System Peak Day | July | CAISO 1-in-10 | 3 | 1.1244 | 1.0801 | 1.1244 | 1.0801 | 0 | 78.4636
| Low Income | CARE | Monthly System Peak Day | July | CAISO 1-in-10 | 4 | 1.0017 | 0.96477 | 1.0017 | 0.96477 | 0 | 77.269
| Low Income | CARE | Monthly System Peak Day | July | CAISO 1-in-10 | 5 | 0.91619 | 0.88631 | 0.91619 | 0.88631 | 0 | 76.3032
| Low Income | CARE | Monthly System Peak Day | July | CAISO 1-in-10 | 6 | 0.8653 | 0.84879 | 0.8653 | 0.84879 | 0 | 75.6477
| Low Income | CARE | Monthly System Peak Day | July | CAISO 1-in-10 | 7 | 0.83164 | 0.84299 | 0.83164 | 0.84299 | 0 | 75.0054
| Low Income | CARE | Monthly System Peak Day | July | CAISO 1-in-10 | 8 | 0.87324 | 0.87418 | 0.87324 | 0.87418 | 0 | 75.3376
| Low Income | CARE | Monthly System Peak Day | July | CAISO 1-in-10 | 9 | 0.96077 | 0.90793 | 0.96077 | 0.90793 | 0 | 78.4801
| Low Income | CARE | Monthly System Peak Day | July | CAISO 1-in-10 | 10 | 1.0434 | 0.96354 | 1.0434 | 0.96354 | 0 | 82.6412
| Low Income | CARE | Monthly System Peak Day | July | CAISO 1-in-10 | 11 | 1.26 | 1.1482 | 1.26 | 1.1482 | 0 | 86.9771
| Low Income | CARE | Monthly System Peak Day | July | CAISO 1-in-10 | 12 | 1.6088 | 1.4576 | 1.6088 | 1.4576 | 0 | 90.8412
| Low Income | CARE | Monthly System Peak Day | July | CAISO 1-in-10 | 13 | 2.0191 | 1.8261 | 2.0191 | 1.8261 | 0 | 93.6622
| Low Income | CARE | Monthly System Peak Day | July | CAISO 1-in-10 | 14 | 2.4018 | 2.1811 | 2.4018 | 2.1811 | 0 | 96.0139
| Low Income | CARE | Monthly System Peak Day | July | CAISO 1-in-10 | 15 | 2.7403 | 2.5072 | 2.7403 | 2.5072 | 0 | 97.6522
| Low Income | CARE | Monthly System Peak Day | July | CAISO 1-in-10 | 16 | 3.0135 | 2.7921 | 3.0135 | 2.7921 | 0 | 98.4716
| Low Income | CARE | Monthly System Peak Day | July | CAISO 1-in-10 | 17 | 3.1856 | 2.9924 | 2.1969 | 2.0118 | 0.016807 | 98.1439
| Low Income | CARE | Monthly System Peak Day | July | CAISO 1-in-10 | 18 | 3.2636 | 3.0951 | 2.6927 | 2.5185 | 0.058902 | 97.3202
| Low Income | CARE | Monthly System Peak Day | July | CAISO 1-in-10 | 19 | 3.1652 | 3.0241 | 2.8951 | 2.6281 | 0.032159 | 95.4516
| Low Income | CARE | Monthly System Peak Day | July | CAISO 1-in-10 | 20 | 2.8902 | 2.7794 | 2.6667 | 2.5693 | 0.0094253 | 92.8558
| Low Income | CARE | Monthly System Peak Day | July | CAISO 1-in-10 | 21 | 2.6807 | 2.5901 | 2.4804 | 2.4031 | 0.013569 | 89.319
| Low Income | CARE | Monthly System Peak Day | July | CAISO 1-in-10 | 22 | 2.4567 | 2.3865 | 2.835 | 2.8381 | 0.024476 | 85.3523
| Low Income | CARE | Monthly System Peak Day | July | CAISO 1-in-10 | 23 | 2.1269 | 2.0748 | 2.2604 | 2.2361 | 0.015965 | 83.2571
| Low Income | CARE | Monthly System Peak Day | July | CAISO 1-in-10 | 24 | 1.7693 | 1.7226 | 1.8511 | 1.7975 | 0.011778 | 81.5144
| Low Income | CARE | Monthly System Peak Day | July | CAISO 1-in-2 | 1 | 1.2964 | 1.2432 | 1.2964 | 1.2432 | 0 | 76.8253
| Low Income | CARE | Monthly System Peak Day | July | CAISO 1-in-2 | 2 | 1.0973 | 1.0477 | 1.0973 | 1.0477 | 0 | 75.5781
| Low Income | CARE | Monthly System Peak Day | July | CAISO 1-in-2 | 3 | 0.96565 | 0.92136 | 0.96565 | 0.92136 | 0 | 74.5049
| Low Income | CARE | Monthly System Peak Day | July | CAISO 1-in-2 | 4 | 0.87007 | 0.83318 | 0.87007 | 0.83318 | 0 | 73.5586
| Low Income | CARE | Monthly System Peak Day | July | CAISO 1-in-2 | 5 | 0.80181 | 0.77193 | 0.80181 | 0.77193 | 0 | 72.6516
| Low Income | CARE | Monthly System Peak Day | July | CAISO 1-in-2 | 6 | 0.75687 | 0.74036 | 0.75687 | 0.74036 | 0 | 71.8014
| Low Income | CARE | Monthly System Peak Day | July | CAISO 1-in-2 | 7 | 0.73531 | 0.74666 | 0.73531 | 0.74666 | 0 | 71.3028
| Low Income | CARE | Monthly System Peak Day | July | CAISO 1-in-2 | 8 | 0.767 | 0.76793 | 0.767 | 0.76793 | 0 | 71.6461
| Low Income | CARE | Monthly System Peak Day | July | CAISO 1-in-2 | 9 | 0.83509 | 0.78225 | 0.83509 | 0.78225 | 0 | 74.5927
| Low Income | CARE | Monthly System Peak Day | July | CAISO 1-in-2 | 10 | 0.90936 | 0.82948 | 0.90936 | 0.82948 | 0 | 78.6763
| Low Income | CARE | Monthly System Peak Day | July | CAISO 1-in-2 | 11 | 1.0968 | 0.98504 | 1.0968 | 0.98504 | 0 | 83.2783
| Low Income | CARE | Monthly System Peak Day | July | CAISO 1-in-2 | 12 | 1.3846 | 1.2333 | 1.3846 | 1.2333 | 0 | 87.2629
| Low Income | CARE | Monthly System Peak Day | July | CAISO 1-in-2 | 13 | 1.7272 | 1.5343 | 1.7272 | 1.5343 | 0 | 90.6609
| Low Income | CARE | Monthly System Peak Day | July | CAISO 1-in-2 | 14 | 2.0619 | 1.8412 | 2.0619 | 1.8412 | 0 | 93.1832
| Low Income | CARE | Monthly System Peak Day | July | CAISO 1-in-2 | 15 | 2.3705 | 2.1374 | 2.3705 | 2.1374 | 0 | 95.0413
| Low Income | CARE | Monthly System Peak Day | July | CAISO 1-in-2 | 16 | 2.6309 | 2.4095 | 2.6309 | 2.4095 | 0 | 95.5355
| Low Income | CARE | Monthly System Peak Day | July | CAISO 1-in-2 | 17 | 2.8053 | 2.6121 | 1.8573 | 1.6722 | 0.015965 | 95.8313
| Low Income | CARE | Monthly System Peak Day | July | CAISO 1-in-2 | 18 | 2.8888 | 2.7203 | 2.3812 | 2.2071 | 0.075947 | 94.4625
| Low Income | CARE | Monthly System Peak Day | July | CAISO 1-in-2 | 19 | 2.8129 | 2.6719 | 2.6124 | 2.3454 | 0.044773 | 92.5498
| Low Income | CARE | Monthly System Peak Day | July | CAISO 1-in-2 | 20 | 2.5793 | 2.4685 | 2.3753 | 2.278 | 0.012797 | 89.8655
| Low Income | CARE | Monthly System Peak Day | July | CAISO 1-in-2 | 21 | 2.4061 | 2.3155 | 2.2216 | 2.1443 | 0.017301 | 86.8967
| Low Income | CARE | Monthly System Peak Day | July | CAISO 1-in-2 | 22 | 2.2117 | 2.1416 | 2.5925 | 2.5957 | 0.027643 | 84.0127
| Low Income | CARE | Monthly System Peak Day | July | CAISO 1-in-2 | 23 | 1.9117 | 1.8596 | 2.0365 | 2.0122 | 0.017797 | 81.8816
| Low Income | CARE | Monthly System Peak Day | July | CAISO 1-in-2 | 24 | 1.6 | 1.5533 | 1.6743 | 1.6208 | 0.012803 | 80.1727
| Low Income | CARE | Monthly System Peak Day | July | SCE 1-in-10 | 1 | 1.4566 | 1.4033 | 1.4566 | 1.4033 | 0 | 80.1462
| Low Income | CARE | Monthly System Peak Day | July | SCE 1-in-10 | 2 | 1.1861 | 1.1365 | 1.1861 | 1.1365 | 0 | 78.02
| Low Income | CARE | Monthly System Peak Day | July | SCE 1-in-10 | 3 | 1.0146 | 0.97028 | 1.0146 | 0.97028 | 0 | 76.1132
| Low Income | CARE | Monthly System Peak Day | July | SCE 1-in-10 | 4 | 0.92333 | 0.88645 | 0.92333 | 0.88645 | 0 | 75.1002
| Low Income | CARE | Monthly System Peak Day | July | SCE 1-in-10 | 5 | 0.85287 | 0.82299 | 0.85287 | 0.82299 | 0 | 73.8707
| Low Income | CARE | Monthly System Peak Day | July | SCE 1-in-10 | 6 | 0.81143 | 0.79492 | 0.81143 | 0.79492 | 0 | 73.0311
| Low Income | CARE | Monthly System Peak Day | July | SCE 1-in-10 | 7 | 0.79257 | 0.80392 | 0.79257 | 0.80392 | 0 | 72.7137
| Low Income | CARE | Monthly System Peak Day | July | SCE 1-in-10 | 8 | 0.84503 | 0.84596 | 0.84503 | 0.84596 | 0 | 73.6318
| Low Income | CARE | Monthly System Peak Day | July | SCE 1-in-10 | 9 | 0.95232 | 0.89948 | 0.95232 | 0.89948 | 0 | 78.0861
| Low Income | CARE | Monthly System Peak Day | July | SCE 1-in-10 | 10 | 1.1228 | 1.0429 | 1.1228 | 1.0429 | 0 | 84.2019
| Low Income | CARE | Monthly System Peak Day | July | SCE 1-in-10 | 11 | 1.4542 | 1.3424 | 1.4542 | 1.3424 | 0 | 90.5506
| Low Income | CARE | Monthly System Peak Day | July | SCE 1-in-10 | 12 | 1.8647 | 1.7135 | 1.8647 | 1.7135 | 0 | 95.9077
| Low Income | CARE | Monthly System Peak Day | July | SCE 1-in-10 | 13 | 2.3407 | 2.1477 | 2.3407 | 2.1477 | 0 | 99.8293
| Low Income | CARE | Monthly System Peak Day | July | SCE 1-in-10 | 14 | 2.7886 | 2.5678 | 2.7886 | 2.5678 | 0 | 102.6732
| Low Income | CARE | Monthly System Peak Day | July | SCE 1-in-10 | 15 | 3.1756 | 2.9424 | 3.1756 | 2.9424 | 0 | 105.1406
| Low Income | CARE | Monthly System Peak Day | July | SCE 1-in-10 | 16 | 3.4756 | 3.2541 | 3.4756 | 3.2541 | 0 | 106.3381
| Low Income | CARE | Monthly System Peak Day | July | SCE 1-in-10 | 17 | 3.6551 | 3.4619 | 2.5181 | 2.333 | 0.029155 | 106.5689
| Low Income | CARE | Monthly System Peak Day | July | SCE 1-in-10 | 18 | 3.7112 | 3.5426 | 2.9497 | 2.7755 | 0.063166 | 105.9209
| Low Income | CARE | Monthly System Peak Day | July | SCE 1-in-10 | 19 | 3.5793 | 3.4382 | 3.0986 | 2.8316 | 0.032774 | 104.2238
| Low Income | CARE | Monthly System Peak Day | July | SCE 1-in-10 | 20 | 3.285 | 3.1743 | 3.0038 | 2.9064 | 0.015127 | 101.6904
| Low Income | CARE | Monthly System Peak Day | July | SCE 1-in-10 | 21 | 3.0541 | 2.9635 | 2.7944 | 2.7171 | 0.010652 | 98.395
| Low Income | CARE | Monthly System Peak Day | July | SCE 1-in-10 | 22 | 2.787 | 2.7168 | 3.1486 | 3.1517 | 0.034333 | 94.1014
| Low Income | CARE | Monthly System Peak Day | July | SCE 1-in-10 | 23 | 2.4033 | 2.3512 | 2.5831 | 2.5588 | 0.022693 | 90.558
| Low Income | CARE | Monthly System Peak Day | July | SCE 1-in-10 | 24 | 2.0179 | 1.9712 | 2.1364 | 2.0828 | 0.017529 | 88.1637
| Low Income | CARE | Monthly System Peak Day | July | SCE 1-in-2 | 1 | 1.2772 | 1.2239 | 1.2772 | 1.2239 | 0 | 76.4741
| Low Income | CARE | Monthly System Peak Day | July | SCE 1-in-2 | 2 | 1.0865 | 1.0369 | 1.0865 | 1.0369 | 0 | 75.3708
| Low Income | CARE | Monthly System Peak Day | July | SCE 1-in-2 | 3 | 0.95447 | 0.91018 | 0.95447 | 0.91018 | 0 | 74.246
| Low Income | CARE | Monthly System Peak Day | July | SCE 1-in-2 | 4 | 0.85963 | 0.82274 | 0.85963 | 0.82274 | 0 | 73.2581
| Low Income | CARE | Monthly System Peak Day | July | SCE 1-in-2 | 5 | 0.80124 | 0.77136 | 0.80124 | 0.77136 | 0 | 72.6076
| Low Income | CARE | Monthly System Peak Day | July | SCE 1-in-2 | 6 | 0.75902 | 0.74251 | 0.75902 | 0.74251 | 0 | 71.8493
| Low Income | CARE | Monthly System Peak Day | July | SCE 1-in-2 | 7 | 0.73665 | 0.748 | 0.73665 | 0.748 | 0 | 71.2453
| Low Income | CARE | Monthly System Peak Day | July | SCE 1-in-2 | 8 | 0.7664 | 0.76733 | 0.7664 | 0.76733 | 0 | 71.5863
| Low Income | CARE | Monthly System Peak Day | July | SCE 1-in-2 | 9 | 0.83302 | 0.78018 | 0.83302 | 0.78018 | 0 | 74.521
| Low Income | CARE | Monthly System Peak Day | July | SCE 1-in-2 | 10 | 0.91391 | 0.83403 | 0.91391 | 0.83403 | 0 | 78.7736
| Low Income | CARE | Monthly System Peak Day | July | SCE 1-in-2 | 11 | 1.1072 | 0.99542 | 1.1072 | 0.99542 | 0 | 83.2942
| Low Income | CARE | Monthly System Peak Day | July | SCE 1-in-2 | 12 | 1.3985 | 1.2473 | 1.3985 | 1.2473 | 0 | 87.4748
| Low Income | CARE | Monthly System Peak Day | July | SCE 1-in-2 | 13 | 1.7443 | 1.5514 | 1.7443 | 1.5514 | 0 | 90.9474
| Low Income | CARE | Monthly System Peak Day | July | SCE 1-in-2 | 14 | 2.0847 | 1.8639 | 2.0847 | 1.8639 | 0 | 92.958
| Low Income | CARE | Monthly System Peak Day | July | SCE 1-in-2 | 15 | 2.3934 | 2.1602 | 2.3934 | 2.1602 | 0 | 94.9102
| Low Income | CARE | Monthly System Peak Day | July | SCE 1-in-2 | 16 | 2.6544 | 2.433 | 2.6544 | 2.433 | 0 | 95.7514
| Low Income | CARE | Monthly System Peak Day | July | SCE 1-in-2 | 17 | 2.8303 | 2.6371 | 1.8712 | 1.6861 | 0.016029 | 96.4611
| Low Income | CARE | Monthly System Peak Day | July | SCE 1-in-2 | 18 | 2.9128 | 2.7443 | 2.3757 | 2.2015 | 0.06739 | 95.7967
| Low Income | CARE | Monthly System Peak Day | July | SCE 1-in-2 | 19 | 2.834 | 2.6929 | 2.5973 | 2.3303 | 0.037938 | 94.0579
| Low Income | CARE | Monthly System Peak Day | July | SCE 1-in-2 | 20 | 2.6066 | 2.4959 | 2.391 | 2.2937 | 0.010569 | 91.646
| Low Income | CARE | Monthly System Peak Day | July | SCE 1-in-2 | 21 | 2.4309 | 2.3403 | 2.2388 | 2.1616 | 0.01547 | 88.0518
| Low Income | CARE | Monthly System Peak Day | July | SCE 1-in-2 | 22 | 2.2269 | 2.1567 | 2.6075 | 2.6106 | 0.027366 | 84.1167
| Low Income | CARE | Monthly System Peak Day | July | SCE 1-in-2 | 23 | 1.9228 | 1.8707 | 2.0448 | 2.0205 | 0.018552 | 81.4383
| Low Income | CARE | Monthly System Peak Day | July | SCE 1-in-2 | 24 | 1.6031 | 1.5563 | 1.6736 | 1.6201 | 0.01358 | 79.489
| Low Income | CARE | Monthly System Peak Day | June | CAISO 1-in-10 | 1 | 1.4243 | 1.3711 | 1.4243 | 1.3711 | 0 | 79.4274
| Low Income | CARE | Monthly System Peak Day | June | CAISO 1-in-10 | 2 | 1.1866 | 1.137 | 1.1866 | 1.137 | 0 | 77.7967
| Low Income | CARE | Monthly System Peak Day | June | CAISO 1-in-10 | 3 | 1.0345 | 0.99024 | 1.0345 | 0.99024 | 0 | 76.403
| Low Income | CARE | Monthly System Peak Day | June | CAISO 1-in-10 | 4 | 0.92692 | 0.89003 | 0.92692 | 0.89003 | 0 | 75.1678
| Low Income | CARE | Monthly System Peak Day | June | CAISO 1-in-10 | 5 | 0.84684 | 0.81696 | 0.84684 | 0.81696 | 0 | 73.8331
| Low Income | CARE | Monthly System Peak Day | June | CAISO 1-in-10 | 6 | 0.8003 | 0.78379 | 0.8003 | 0.78379 | 0 | 72.8942
| Low Income | CARE | Monthly System Peak Day | June | CAISO 1-in-10 | 7 | 0.77327 | 0.78462 | 0.77327 | 0.78462 | 0 | 72.2221
| Low Income | CARE | Monthly System Peak Day | June | CAISO 1-in-10 | 8 | 0.83783 | 0.83877 | 0.83783 | 0.83877 | 0 | 73.7174
| Low Income | CARE | Monthly System Peak Day | June | CAISO 1-in-10 | 9 | 0.96363 | 0.91079 | 0.96363 | 0.91079 | 0 | 78.53
| Low Income | CARE | Monthly System Peak Day | June | CAISO 1-in-10 | 10 | 1.1149 | 1.0351 | 1.1149 | 1.0351 | 0 | 84.9366
| Low Income | CARE | Monthly System Peak Day | June | CAISO 1-in-10 | 11 | 1.322 | 1.2102 | 1.322 | 1.2102 | 0 | 90.1789
| Low Income | CARE | Monthly System Peak Day | June | CAISO 1-in-10 | 12 | 1.6689 | 1.5176 | 1.6689 | 1.5176 | 0 | 94.717
| Low Income | CARE | Monthly System Peak Day | June | CAISO 1-in-10 | 13 | 2.1106 | 1.9176 | 2.1106 | 1.9176 | 0 | 97.395
| Low Income | CARE | Monthly System Peak Day | June | CAISO 1-in-10 | 14 | 2.5241 | 2.3033 | 2.5241 | 2.3033 | 0 | 99.5015
| Low Income | CARE | Monthly System Peak Day | June | CAISO 1-in-10 | 15 | 2.8837 | 2.6506 | 2.8837 | 2.6506 | 0 | 101.1598
| Low Income | CARE | Monthly System Peak Day | June | CAISO 1-in-10 | 16 | 3.1684 | 2.9469 | 3.1684 | 2.9469 | 0 | 102.2157
| Low Income | CARE | Monthly System Peak Day | June | CAISO 1-in-10 | 17 | 3.3441 | 3.1509 | 2.2862 | 2.101 | 0.021358 | 102.0767
| Low Income | CARE | Monthly System Peak Day | June | CAISO 1-in-10 | 18 | 3.4118 | 3.2433 | 2.7509 | 2.5767 | 0.048205 | 101.3828
| Low Income | CARE | Monthly System Peak Day | June | CAISO 1-in-10 | 19 | 3.3008 | 3.1598 | 2.9274 | 2.6603 | 0.022258 | 99.7577
| Low Income | CARE | Monthly System Peak Day | June | CAISO 1-in-10 | 20 | 3.0238 | 2.9131 | 2.777 | 2.6797 | 0.0089594 | 96.4127
| Low Income | CARE | Monthly System Peak Day | June | CAISO 1-in-10 | 21 | 2.8071 | 2.7165 | 2.5847 | 2.5074 | 0.0095502 | 92.7004
| Low Income | CARE | Monthly System Peak Day | June | CAISO 1-in-10 | 22 | 2.5668 | 2.4966 | 2.9392 | 2.9423 | 0.021795 | 88.4191
| Low Income | CARE | Monthly System Peak Day | June | CAISO 1-in-10 | 23 | 2.2112 | 2.1591 | 2.3488 | 2.3245 | 0.01543 | 83.8958
| Low Income | CARE | Monthly System Peak Day | June | CAISO 1-in-10 | 24 | 1.8233 | 1.7765 | 1.9009 | 1.8474 | 0.012262 | 80.7646
| Low Income | CARE | Monthly System Peak Day | June | CAISO 1-in-2 | 1 | 0.94704 | 0.89379 | 0.94704 | 0.89379 | 0 | 69.3493
| Low Income | CARE | Monthly System Peak Day | June | CAISO 1-in-2 | 2 | 0.80288 | 0.75325 | 0.80288 | 0.75325 | 0 | 68.2273
| Low Income | CARE | Monthly System Peak Day | June | CAISO 1-in-2 | 3 | 0.71425 | 0.66995 | 0.71425 | 0.66995 | 0 | 67.2595
| Low Income | CARE | Monthly System Peak Day | June | CAISO 1-in-2 | 4 | 0.65684 | 0.61996 | 0.65684 | 0.61996 | 0 | 66.0691
| Low Income | CARE | Monthly System Peak Day | June | CAISO 1-in-2 | 5 | 0.61761 | 0.58773 | 0.61761 | 0.58773 | 0 | 64.8015
| Low Income | CARE | Monthly System Peak Day | June | CAISO 1-in-2 | 6 | 0.60223 | 0.58572 | 0.60223 | 0.58572 | 0 | 63.4425
| Low Income | CARE | Monthly System Peak Day | June | CAISO 1-in-2 | 7 | 0.60037 | 0.61172 | 0.60037 | 0.61172 | 0 | 62.5611
| Low Income | CARE | Monthly System Peak Day | June | CAISO 1-in-2 | 8 | 0.61496 | 0.6159 | 0.61496 | 0.6159 | 0 | 63.385
| Low Income | CARE | Monthly System Peak Day | June | CAISO 1-in-2 | 9 | 0.62311 | 0.57027 | 0.62311 | 0.57027 | 0 | 67.0987
| Low Income | CARE | Monthly System Peak Day | June | CAISO 1-in-2 | 10 | 0.66154 | 0.58166 | 0.66154 | 0.58166 | 0 | 71.2569
| Low Income | CARE | Monthly System Peak Day | June | CAISO 1-in-2 | 11 | 0.78042 | 0.66862 | 0.78042 | 0.66862 | 0 | 75.3609
| Low Income | CARE | Monthly System Peak Day | June | CAISO 1-in-2 | 12 | 0.94801 | 0.79676 | 0.94801 | 0.79676 | 0 | 79.51
| Low Income | CARE | Monthly System Peak Day | June | CAISO 1-in-2 | 13 | 1.1588 | 0.9658 | 1.1588 | 0.9658 | 0 | 83.2673
| Low Income | CARE | Monthly System Peak Day | June | CAISO 1-in-2 | 14 | 1.383 | 1.1622 | 1.383 | 1.1622 | 0 | 86.3901
| Low Income | CARE | Monthly System Peak Day | June | CAISO 1-in-2 | 15 | 1.616 | 1.3829 | 1.616 | 1.3829 | 0 | 89.0306
| Low Income | CARE | Monthly System Peak Day | June | CAISO 1-in-2 | 16 | 1.8383 | 1.6169 | 1.8383 | 1.6169 | 0 | 90.5165
| Low Income | CARE | Monthly System Peak Day | June | CAISO 1-in-2 | 17 | 2.0043 | 1.8111 | 1.1435 | 0.95836 | 0.019541 | 90.8729
| Low Income | CARE | Monthly System Peak Day | June | CAISO 1-in-2 | 18 | 2.0988 | 1.9303 | 1.6813 | 1.5072 | 0.10565 | 90.3971
| Low Income | CARE | Monthly System Peak Day | June | CAISO 1-in-2 | 19 | 2.0727 | 1.9317 | 1.9623 | 1.6953 | 0.063113 | 88.7993
| Low Income | CARE | Monthly System Peak Day | June | CAISO 1-in-2 | 20 | 1.95 | 1.8392 | 1.7722 | 1.6748 | 0.018992 | 85.8652
| Low Income | CARE | Monthly System Peak Day | June | CAISO 1-in-2 | 21 | 1.8428 | 1.7522 | 1.6929 | 1.6156 | 0.026308 | 81.6053
| Low Income | CARE | Monthly System Peak Day | June | CAISO 1-in-2 | 22 | 1.6846 | 1.6144 | 2.0788 | 2.0819 | 0.052373 | 76.9642
| Low Income | CARE | Monthly System Peak Day | June | CAISO 1-in-2 | 23 | 1.452 | 1.3999 | 1.5272 | 1.5029 | 0.03661 | 74.0433
| Low Income | CARE | Monthly System Peak Day | June | CAISO 1-in-2 | 24 | 1.2115 | 1.1648 | 1.2419 | 1.1884 | 0.026866 | 72.2171
| Low Income | CARE | Monthly System Peak Day | June | SCE 1-in-10 | 1 | 1.4807 | 1.4274 | 1.4807 | 1.4274 | 0 | 80.464
| Low Income | CARE | Monthly System Peak Day | June | SCE 1-in-10 | 2 | 1.2335 | 1.1839 | 1.2335 | 1.1839 | 0 | 78.7272
| Low Income | CARE | Monthly System Peak Day | June | SCE 1-in-10 | 3 | 1.0628 | 1.0185 | 1.0628 | 1.0185 | 0 | 77.0539
| Low Income | CARE | Monthly System Peak Day | June | SCE 1-in-10 | 4 | 0.94341 | 0.90652 | 0.94341 | 0.90652 | 0 | 75.6397
| Low Income | CARE | Monthly System Peak Day | June | SCE 1-in-10 | 5 | 0.85781 | 0.82793 | 0.85781 | 0.82793 | 0 | 74.2546
| Low Income | CARE | Monthly System Peak Day | June | SCE 1-in-10 | 6 | 0.80353 | 0.78702 | 0.80353 | 0.78702 | 0 | 73.0923
| Low Income | CARE | Monthly System Peak Day | June | SCE 1-in-10 | 7 | 0.77303 | 0.78438 | 0.77303 | 0.78438 | 0 | 72.2881
| Low Income | CARE | Monthly System Peak Day | June | SCE 1-in-10 | 8 | 0.84274 | 0.84368 | 0.84274 | 0.84368 | 0 | 73.9983
| Low Income | CARE | Monthly System Peak Day | June | SCE 1-in-10 | 9 | 0.9704 | 0.91756 | 0.9704 | 0.91756 | 0 | 78.7614
| Low Income | CARE | Monthly System Peak Day | June | SCE 1-in-10 | 10 | 1.114 | 1.0341 | 1.114 | 1.0341 | 0 | 85.0846
| Low Income | CARE | Monthly System Peak Day | June | SCE 1-in-10 | 11 | 1.2983 | 1.1865 | 1.2983 | 1.1865 | 0 | 90.3148
| Low Income | CARE | Monthly System Peak Day | June | SCE 1-in-10 | 12 | 1.6342 | 1.4829 | 1.6342 | 1.4829 | 0 | 94.5245
| Low Income | CARE | Monthly System Peak Day | June | SCE 1-in-10 | 13 | 2.0689 | 1.876 | 2.0689 | 1.876 | 0 | 97.0888
| Low Income | CARE | Monthly System Peak Day | June | SCE 1-in-10 | 14 | 2.4771 | 2.2563 | 2.4771 | 2.2563 | 0 | 99.0507
| Low Income | CARE | Monthly System Peak Day | June | SCE 1-in-10 | 15 | 2.8326 | 2.5995 | 2.8326 | 2.5995 | 0 | 100.2506
| Low Income | CARE | Monthly System Peak Day | June | SCE 1-in-10 | 16 | 3.1136 | 2.8922 | 3.1136 | 2.8922 | 0 | 101.0486
| Low Income | CARE | Monthly System Peak Day | June | SCE 1-in-10 | 17 | 3.2893 | 3.0961 | 2.2475 | 2.0624 | 0.020035 | 101.1597
| Low Income | CARE | Monthly System Peak Day | June | SCE 1-in-10 | 18 | 3.3595 | 3.191 | 2.7179 | 2.5437 | 0.048577 | 100.5102
| Low Income | CARE | Monthly System Peak Day | June | SCE 1-in-10 | 19 | 3.2523 | 3.1113 | 2.9046 | 2.6376 | 0.023001 | 98.6831
| Low Income | CARE | Monthly System Peak Day | June | SCE 1-in-10 | 20 | 2.9762 | 2.8655 | 2.7378 | 2.6404 | 0.0085601 | 95.1345
| Low Income | CARE | Monthly System Peak Day | June | SCE 1-in-10 | 21 | 2.7579 | 2.6673 | 2.5469 | 2.4696 | 0.011383 | 90.9452
| Low Income | CARE | Monthly System Peak Day | June | SCE 1-in-10 | 22 | 2.5224 | 2.4522 | 2.8987 | 2.9018 | 0.022723 | 86.411
| Low Income | CARE | Monthly System Peak Day | June | SCE 1-in-10 | 23 | 2.1743 | 2.1222 | 2.299 | 2.2747 | 0.017802 | 81.8787
| Low Income | CARE | Monthly System Peak Day | June | SCE 1-in-10 | 24 | 1.7831 | 1.7364 | 1.8499 | 1.7964 | 0.014479 | 78.8152
| Low Income | CARE | Monthly System Peak Day | June | SCE 1-in-2 | 1 | 1.0274 | 0.97416 | 1.0274 | 0.97416 | 0 | 70.936
| Low Income | CARE | Monthly System Peak Day | June | SCE 1-in-2 | 2 | 0.85741 | 0.80778 | 0.85741 | 0.80778 | 0 | 69.459
| Low Income | CARE | Monthly System Peak Day | June | SCE 1-in-2 | 3 | 0.75587 | 0.71158 | 0.75587 | 0.71158 | 0 | 68.3241
| Low Income | CARE | Monthly System Peak Day | June | SCE 1-in-2 | 4 | 0.6804 | 0.64351 | 0.6804 | 0.64351 | 0 | 67.1329
| Low Income | CARE | Monthly System Peak Day | June | SCE 1-in-2 | 5 | 0.63562 | 0.60574 | 0.63562 | 0.60574 | 0 | 66.1828
| Low Income | CARE | Monthly System Peak Day | June | SCE 1-in-2 | 6 | 0.6119 | 0.59539 | 0.6119 | 0.59539 | 0 | 65.0702
| Low Income | CARE | Monthly System Peak Day | June | SCE 1-in-2 | 7 | 0.60753 | 0.61888 | 0.60753 | 0.61888 | 0 | 64.303
| Low Income | CARE | Monthly System Peak Day | June | SCE 1-in-2 | 8 | 0.63291 | 0.63384 | 0.63291 | 0.63384 | 0 | 65.4216
| Low Income | CARE | Monthly System Peak Day | June | SCE 1-in-2 | 9 | 0.67423 | 0.62139 | 0.67423 | 0.62139 | 0 | 69.0902
| Low Income | CARE | Monthly System Peak Day | June | SCE 1-in-2 | 10 | 0.73386 | 0.65398 | 0.73386 | 0.65398 | 0 | 74.0322
| Low Income | CARE | Monthly System Peak Day | June | SCE 1-in-2 | 11 | 0.79721 | 0.68541 | 0.79721 | 0.68541 | 0 | 78.4781
| Low Income | CARE | Monthly System Peak Day | June | SCE 1-in-2 | 12 | 0.94963 | 0.79838 | 0.94963 | 0.79838 | 0 | 82.4982
| Low Income | CARE | Monthly System Peak Day | June | SCE 1-in-2 | 13 | 1.1877 | 0.99472 | 1.1877 | 0.99472 | 0 | 84.9266
| Low Income | CARE | Monthly System Peak Day | June | SCE 1-in-2 | 14 | 1.4324 | 1.2116 | 1.4324 | 1.2116 | 0 | 86.6889
| Low Income | CARE | Monthly System Peak Day | June | SCE 1-in-2 | 15 | 1.6729 | 1.4398 | 1.6729 | 1.4398 | 0 | 88.3897
| Low Income | CARE | Monthly System Peak Day | June | SCE 1-in-2 | 16 | 1.8968 | 1.6754 | 1.8968 | 1.6754 | 0 | 89.2436
| Low Income | CARE | Monthly System Peak Day | June | SCE 1-in-2 | 17 | 2.0627 | 1.8695 | 1.2282 | 1.043 | 0.021671 | 89.3827
| Low Income | CARE | Monthly System Peak Day | June | SCE 1-in-2 | 18 | 2.1616 | 1.993 | 1.7853 | 1.6111 | 0.12026 | 88.5367
| Low Income | CARE | Monthly System Peak Day | June | SCE 1-in-2 | 19 | 2.1333 | 1.9922 | 2.0727 | 1.8057 | 0.03029 | 86.7231
| Low Income | CARE | Monthly System Peak Day | June | SCE 1-in-2 | 20 | 1.9859 | 1.8752 | 1.8218 | 1.7244 | 0.022529 | 83.7758
| Low Income | CARE | Monthly System Peak Day | June | SCE 1-in-2 | 21 | 1.8695 | 1.7789 | 1.7299 | 1.6526 | 0.029084 | 80.0354
| Low Income | CARE | Monthly System Peak Day | June | SCE 1-in-2 | 22 | 1.7191 | 1.6489 | 2.1141 | 2.1172 | 0.053993 | 76.5546
| Low Income | CARE | Monthly System Peak Day | June | SCE 1-in-2 | 23 | 1.4852 | 1.4331 | 1.5638 | 1.5395 | 0.035125 | 74.5799
| Low Income | CARE | Monthly System Peak Day | June | SCE 1-in-2 | 24 | 1.2345 | 1.1878 | 1.2683 | 1.2148 | 0.025557 | 72.8372
| Low Income | CARE | Monthly System Peak Day | March | CAISO 1-in-10 | 1 | 0.81762 | 0.76437 | 0.81762 | 0.76437 | 0 | 66.1351
| Low Income | CARE | Monthly System Peak Day | March | CAISO 1-in-10 | 2 | 0.69714 | 0.64752 | 0.69714 | 0.64752 | 0 | 64.0204
| Low Income | CARE | Monthly System Peak Day | March | CAISO 1-in-10 | 3 | 0.60086 | 0.55657 | 0.60086 | 0.55657 | 0 | 61.9316
| Low Income | CARE | Monthly System Peak Day | March | CAISO 1-in-10 | 4 | 0.5674 | 0.53051 | 0.5674 | 0.53051 | 0 | 60.9026
| Low Income | CARE | Monthly System Peak Day | March | CAISO 1-in-10 | 5 | 0.56105 | 0.53117 | 0.56105 | 0.53117 | 0 | 60.2289
| Low Income | CARE | Monthly System Peak Day | March | CAISO 1-in-10 | 6 | 0.55611 | 0.5396 | 0.55611 | 0.5396 | 0 | 59.3412
| Low Income | CARE | Monthly System Peak Day | March | CAISO 1-in-10 | 7 | 0.5763 | 0.58765 | 0.5763 | 0.58765 | 0 | 59.363
| Low Income | CARE | Monthly System Peak Day | March | CAISO 1-in-10 | 8 | 0.58463 | 0.58557 | 0.58463 | 0.58557 | 0 | 59.0175
| Low Income | CARE | Monthly System Peak Day | March | CAISO 1-in-10 | 9 | 0.57018 | 0.51734 | 0.57018 | 0.51734 | 0 | 60.5563
| Low Income | CARE | Monthly System Peak Day | March | CAISO 1-in-10 | 10 | 0.55403 | 0.47415 | 0.55403 | 0.47415 | 0 | 65.859
| Low Income | CARE | Monthly System Peak Day | March | CAISO 1-in-10 | 11 | 0.60222 | 0.49042 | 0.60222 | 0.49042 | 0 | 71.7014
| Low Income | CARE | Monthly System Peak Day | March | CAISO 1-in-10 | 12 | 0.69 | 0.53874 | 0.69 | 0.53874 | 0 | 77.0513
| Low Income | CARE | Monthly System Peak Day | March | CAISO 1-in-10 | 13 | 0.82977 | 0.63682 | 0.82977 | 0.63682 | 0 | 81.6572
| Low Income | CARE | Monthly System Peak Day | March | CAISO 1-in-10 | 14 | 1.0138 | 0.79306 | 1.0138 | 0.79306 | 0 | 84.3659
| Low Income | CARE | Monthly System Peak Day | March | CAISO 1-in-10 | 15 | 1.2222 | 0.98905 | 1.2222 | 0.98905 | 0 | 85.5476
| Low Income | CARE | Monthly System Peak Day | March | CAISO 1-in-10 | 16 | 1.4323 | 1.2108 | 1.4323 | 1.2108 | 0 | 86.7893
| Low Income | CARE | Monthly System Peak Day | March | CAISO 1-in-10 | 17 | 1.6016 | 1.4085 | 0.79755 | 0.61241 | 0.024501 | 87.653
| Low Income | CARE | Monthly System Peak Day | March | CAISO 1-in-10 | 18 | 1.7058 | 1.5373 | 1.3477 | 1.1736 | 0.12683 | 87.7157
| Low Income | CARE | Monthly System Peak Day | March | CAISO 1-in-10 | 19 | 1.7015 | 1.5605 | 1.6438 | 1.3768 | 0.02888 | 86.6056
| Low Income | CARE | Monthly System Peak Day | March | CAISO 1-in-10 | 20 | 1.6274 | 1.5167 | 1.4609 | 1.3635 | 0.021902 | 84.1408
| Low Income | CARE | Monthly System Peak Day | March | CAISO 1-in-10 | 21 | 1.5576 | 1.467 | 1.4183 | 1.341 | 0.029185 | 79.9789
| Low Income | CARE | Monthly System Peak Day | March | CAISO 1-in-10 | 22 | 1.4299 | 1.3598 | 1.8248 | 1.8279 | 0.05382 | 76.5983
| Low Income | CARE | Monthly System Peak Day | March | CAISO 1-in-10 | 23 | 1.225 | 1.1729 | 1.2966 | 1.2723 | 0.038195 | 73.4751
| Low Income | CARE | Monthly System Peak Day | March | CAISO 1-in-10 | 24 | 1.0206 | 0.97393 | 1.0408 | 0.9873 | 0.010088 | 70.3685
| Low Income | CARE | Monthly System Peak Day | March | CAISO 1-in-2 | 1 | 0.62556 | 0.5723 | 0.62556 | 0.5723 | 0 | 56.3883
| Low Income | CARE | Monthly System Peak Day | March | CAISO 1-in-2 | 2 | 0.57009 | 0.52047 | 0.57009 | 0.52047 | 0 | 55.039
| Low Income | CARE | Monthly System Peak Day | March | CAISO 1-in-2 | 3 | 0.53865 | 0.49435 | 0.53865 | 0.49435 | 0 | 53.6545
| Low Income | CARE | Monthly System Peak Day | March | CAISO 1-in-2 | 4 | 0.52079 | 0.48391 | 0.52079 | 0.48391 | 0 | 52.3152
| Low Income | CARE | Monthly System Peak Day | March | CAISO 1-in-2 | 5 | 0.51858 | 0.4887 | 0.51858 | 0.4887 | 0 | 51.665
| Low Income | CARE | Monthly System Peak Day | March | CAISO 1-in-2 | 6 | 0.53407 | 0.51756 | 0.53407 | 0.51756 | 0 | 50.5238
| Low Income | CARE | Monthly System Peak Day | March | CAISO 1-in-2 | 7 | 0.57198 | 0.58333 | 0.57198 | 0.58333 | 0 | 50.0363
| Low Income | CARE | Monthly System Peak Day | March | CAISO 1-in-2 | 8 | 0.57859 | 0.57953 | 0.57859 | 0.57953 | 0 | 49.3458
| Low Income | CARE | Monthly System Peak Day | March | CAISO 1-in-2 | 9 | 0.53263 | 0.47979 | 0.53263 | 0.47979 | 0 | 49.5616
| Low Income | CARE | Monthly System Peak Day | March | CAISO 1-in-2 | 10 | 0.47914 | 0.39927 | 0.47914 | 0.39927 | 0 | 52.7406
| Low Income | CARE | Monthly System Peak Day | March | CAISO 1-in-2 | 11 | 0.45266 | 0.34087 | 0.45266 | 0.34087 | 0 | 57.5762
| Low Income | CARE | Monthly System Peak Day | March | CAISO 1-in-2 | 12 | 0.46147 | 0.31022 | 0.46147 | 0.31022 | 0 | 62.134
| Low Income | CARE | Monthly System Peak Day | March | CAISO 1-in-2 | 13 | 0.49304 | 0.30009 | 0.49304 | 0.30009 | 0 | 65.5917
| Low Income | CARE | Monthly System Peak Day | March | CAISO 1-in-2 | 14 | 0.53449 | 0.31374 | 0.53449 | 0.31374 | 0 | 67.6496
| Low Income | CARE | Monthly System Peak Day | March | CAISO 1-in-2 | 15 | 0.59799 | 0.36487 | 0.59799 | 0.36487 | 0 | 69.0329
| Low Income | CARE | Monthly System Peak Day | March | CAISO 1-in-2 | 16 | 0.67762 | 0.4562 | 0.67762 | 0.4562 | 0 | 70.2186
| Low Income | CARE | Monthly System Peak Day | March | CAISO 1-in-2 | 17 | 0.77492 | 0.58173 | 0.77492 | 0.58173 | 0 | 70.9025
| Low Income | CARE | Monthly System Peak Day | March | CAISO 1-in-2 | 18 | 0.90172 | 0.7332 | 0.90172 | 0.7332 | 0 | 70.5721
| Low Income | CARE | Monthly System Peak Day | March | CAISO 1-in-2 | 19 | 0.98145 | 0.8404 | 0.98145 | 0.8404 | 0 | 69.2023
| Low Income | CARE | Monthly System Peak Day | March | CAISO 1-in-2 | 20 | 1.0148 | 0.90403 | 1.0148 | 0.90403 | 0 | 66.3513
| Low Income | CARE | Monthly System Peak Day | March | CAISO 1-in-2 | 21 | 1.0031 | 0.91247 | 1.0031 | 0.91247 | 0 | 63.2235
| Low Income | CARE | Monthly System Peak Day | March | CAISO 1-in-2 | 22 | 0.93036 | 0.86019 | 0.93036 | 0.86019 | 0 | 60.8958
| Low Income | CARE | Monthly System Peak Day | March | CAISO 1-in-2 | 23 | 0.80968 | 0.75758 | 0.80968 | 0.75758 | 0 | 59.1412
| Low Income | CARE | Monthly System Peak Day | March | CAISO 1-in-2 | 24 | 0.6949 | 0.64819 | 0.6949 | 0.64819 | 0 | 57.4973
| Low Income | CARE | Monthly System Peak Day | March | SCE 1-in-10 | 1 | 0.84995 | 0.7967 | 0.84995 | 0.7967 | 0 | 67.4562
| Low Income | CARE | Monthly System Peak Day | March | SCE 1-in-10 | 2 | 0.72852 | 0.67889 | 0.72852 | 0.67889 | 0 | 65.7197
| Low Income | CARE | Monthly System Peak Day | March | SCE 1-in-10 | 3 | 0.62834 | 0.58405 | 0.62834 | 0.58405 | 0 | 63.7168
| Low Income | CARE | Monthly System Peak Day | March | SCE 1-in-10 | 4 | 0.587 | 0.55012 | 0.587 | 0.55012 | 0 | 62.3831
| Low Income | CARE | Monthly System Peak Day | March | SCE 1-in-10 | 5 | 0.57396 | 0.54408 | 0.57396 | 0.54408 | 0 | 61.5364
| Low Income | CARE | Monthly System Peak Day | March | SCE 1-in-10 | 6 | 0.56885 | 0.55234 | 0.56885 | 0.55234 | 0 | 60.9481
| Low Income | CARE | Monthly System Peak Day | March | SCE 1-in-10 | 7 | 0.5871 | 0.59846 | 0.5871 | 0.59846 | 0 | 60.7818
| Low Income | CARE | Monthly System Peak Day | March | SCE 1-in-10 | 8 | 0.59521 | 0.59614 | 0.59521 | 0.59614 | 0 | 60.4523
| Low Income | CARE | Monthly System Peak Day | March | SCE 1-in-10 | 9 | 0.58275 | 0.52991 | 0.58275 | 0.52991 | 0 | 61.9328
| Low Income | CARE | Monthly System Peak Day | March | SCE 1-in-10 | 10 | 0.56516 | 0.48528 | 0.56516 | 0.48528 | 0 | 67.1469
| Low Income | CARE | Monthly System Peak Day | March | SCE 1-in-10 | 11 | 0.61396 | 0.50217 | 0.61396 | 0.50217 | 0 | 72.7141
| Low Income | CARE | Monthly System Peak Day | March | SCE 1-in-10 | 12 | 0.70433 | 0.55308 | 0.70433 | 0.55308 | 0 | 77.7783
| Low Income | CARE | Monthly System Peak Day | March | SCE 1-in-10 | 13 | 0.85635 | 0.6634 | 0.85635 | 0.6634 | 0 | 81.799
| Low Income | CARE | Monthly System Peak Day | March | SCE 1-in-10 | 14 | 1.0466 | 0.82587 | 1.0466 | 0.82587 | 0 | 84.2396
| Low Income | CARE | Monthly System Peak Day | March | SCE 1-in-10 | 15 | 1.2578 | 1.0247 | 1.2578 | 1.0247 | 0 | 86.3262
| Low Income | CARE | Monthly System Peak Day | March | SCE 1-in-10 | 16 | 1.4724 | 1.251 | 1.4724 | 1.251 | 0 | 87.2622
| Low Income | CARE | Monthly System Peak Day | March | SCE 1-in-10 | 17 | 1.6414 | 1.4483 | 0.84181 | 0.65667 | 0.02494 | 87.3996
| Low Income | CARE | Monthly System Peak Day | March | SCE 1-in-10 | 18 | 1.7461 | 1.5776 | 1.4092 | 1.235 | 0.13453 | 86.7622
| Low Income | CARE | Monthly System Peak Day | March | SCE 1-in-10 | 19 | 1.7401 | 1.5991 | 1.7105 | 1.4435 | 0.014808 | 85.4332
| Low Income | CARE | Monthly System Peak Day | March | SCE 1-in-10 | 20 | 1.6496 | 1.5389 | 1.4926 | 1.3952 | 0.024415 | 82.6864
| Low Income | CARE | Monthly System Peak Day | March | SCE 1-in-10 | 21 | 1.5731 | 1.4825 | 1.4416 | 1.3644 | 0.03132 | 78.7815
| Low Income | CARE | Monthly System Peak Day | March | SCE 1-in-10 | 22 | 1.4455 | 1.3753 | 1.8431 | 1.8462 | 0.059537 | 75.1698
| Low Income | CARE | Monthly System Peak Day | March | SCE 1-in-10 | 23 | 1.2417 | 1.1896 | 1.3064 | 1.2821 | 0.041262 | 72.3872
| Low Income | CARE | Monthly System Peak Day | March | SCE 1-in-10 | 24 | 1.0272 | 0.98052 | 1.0426 | 0.98907 | 0.0076785 | 69.4964
| Low Income | CARE | Monthly System Peak Day | March | SCE 1-in-2 | 1 | 0.6255 | 0.57224 | 0.6255 | 0.57224 | 0 | 56.0278
| Low Income | CARE | Monthly System Peak Day | March | SCE 1-in-2 | 2 | 0.57024 | 0.52061 | 0.57024 | 0.52061 | 0 | 54.7724
| Low Income | CARE | Monthly System Peak Day | March | SCE 1-in-2 | 3 | 0.53898 | 0.49469 | 0.53898 | 0.49469 | 0 | 53.1323
| Low Income | CARE | Monthly System Peak Day | March | SCE 1-in-2 | 4 | 0.52129 | 0.4844 | 0.52129 | 0.4844 | 0 | 52.1946
| Low Income | CARE | Monthly System Peak Day | March | SCE 1-in-2 | 5 | 0.51925 | 0.48937 | 0.51925 | 0.48937 | 0 | 51.0949
| Low Income | CARE | Monthly System Peak Day | March | SCE 1-in-2 | 6 | 0.53498 | 0.51847 | 0.53498 | 0.51847 | 0 | 50.2608
| Low Income | CARE | Monthly System Peak Day | March | SCE 1-in-2 | 7 | 0.57328 | 0.58463 | 0.57328 | 0.58463 | 0 | 49.6934
| Low Income | CARE | Monthly System Peak Day | March | SCE 1-in-2 | 8 | 0.5801 | 0.58104 | 0.5801 | 0.58104 | 0 | 49.1066
| Low Income | CARE | Monthly System Peak Day | March | SCE 1-in-2 | 9 | 0.5339 | 0.48106 | 0.5339 | 0.48106 | 0 | 49.6869
| Low Income | CARE | Monthly System Peak Day | March | SCE 1-in-2 | 10 | 0.48031 | 0.40044 | 0.48031 | 0.40044 | 0 | 52.925
| Low Income | CARE | Monthly System Peak Day | March | SCE 1-in-2 | 11 | 0.45371 | 0.34192 | 0.45371 | 0.34192 | 0 | 57.9613
| Low Income | CARE | Monthly System Peak Day | March | SCE 1-in-2 | 12 | 0.46059 | 0.30934 | 0.46059 | 0.30934 | 0 | 62.409
| Low Income | CARE | Monthly System Peak Day | March | SCE 1-in-2 | 13 | 0.49378 | 0.30083 | 0.49378 | 0.30083 | 0 | 65.5408
| Low Income | CARE | Monthly System Peak Day | March | SCE 1-in-2 | 14 | 0.53489 | 0.31415 | 0.53489 | 0.31415 | 0 | 67.5214
| Low Income | CARE | Monthly System Peak Day | March | SCE 1-in-2 | 15 | 0.59768 | 0.36456 | 0.59768 | 0.36456 | 0 | 68.8853
| Low Income | CARE | Monthly System Peak Day | March | SCE 1-in-2 | 16 | 0.67641 | 0.45499 | 0.67641 | 0.45499 | 0 | 69.9674
| Low Income | CARE | Monthly System Peak Day | March | SCE 1-in-2 | 17 | 0.77302 | 0.57984 | 0.77302 | 0.57984 | 0 | 70.5277
| Low Income | CARE | Monthly System Peak Day | March | SCE 1-in-2 | 18 | 0.90056 | 0.73204 | 0.90056 | 0.73204 | 0 | 70.2607
| Low Income | CARE | Monthly System Peak Day | March | SCE 1-in-2 | 19 | 0.98052 | 0.83947 | 0.98052 | 0.83947 | 0 | 68.9664
| Low Income | CARE | Monthly System Peak Day | March | SCE 1-in-2 | 20 | 1.0145 | 0.90377 | 1.0145 | 0.90377 | 0 | 66.3322
| Low Income | CARE | Monthly System Peak Day | March | SCE 1-in-2 | 21 | 1.0021 | 0.91146 | 1.0021 | 0.91146 | 0 | 63.129
| Low Income | CARE | Monthly System Peak Day | March | SCE 1-in-2 | 22 | 0.92931 | 0.85913 | 0.92931 | 0.85913 | 0 | 60.6616
| Low Income | CARE | Monthly System Peak Day | March | SCE 1-in-2 | 23 | 0.80894 | 0.75684 | 0.80894 | 0.75684 | 0 | 58.9059
| Low Income | CARE | Monthly System Peak Day | March | SCE 1-in-2 | 24 | 0.69459 | 0.64788 | 0.69459 | 0.64788 | 0 | 57.3981
| Low Income | CARE | Monthly System Peak Day | May | CAISO 1-in-10 | 1 | 1.23 | 1.1767 | 1.23 | 1.1767 | 0 | 75.5525
| Low Income | CARE | Monthly System Peak Day | May | CAISO 1-in-10 | 2 | 1.0222 | 0.97261 | 1.0222 | 0.97261 | 0 | 73.9973
| Low Income | CARE | Monthly System Peak Day | May | CAISO 1-in-10 | 3 | 0.84938 | 0.80509 | 0.84938 | 0.80509 | 0 | 71.7378
| Low Income | CARE | Monthly System Peak Day | May | CAISO 1-in-10 | 4 | 0.74655 | 0.70967 | 0.74655 | 0.70967 | 0 | 70.0951
| Low Income | CARE | Monthly System Peak Day | May | CAISO 1-in-10 | 5 | 0.69514 | 0.66526 | 0.69514 | 0.66526 | 0 | 68.9909
| Low Income | CARE | Monthly System Peak Day | May | CAISO 1-in-10 | 6 | 0.65857 | 0.64206 | 0.65857 | 0.64206 | 0 | 67.564
| Low Income | CARE | Monthly System Peak Day | May | CAISO 1-in-10 | 7 | 0.65651 | 0.66786 | 0.65651 | 0.66786 | 0 | 67.1987
| Low Income | CARE | Monthly System Peak Day | May | CAISO 1-in-10 | 8 | 0.68288 | 0.68381 | 0.68288 | 0.68381 | 0 | 67.7125
| Low Income | CARE | Monthly System Peak Day | May | CAISO 1-in-10 | 9 | 0.75076 | 0.69792 | 0.75076 | 0.69792 | 0 | 71.9201
| Low Income | CARE | Monthly System Peak Day | May | CAISO 1-in-10 | 10 | 0.89701 | 0.81714 | 0.89701 | 0.81714 | 0 | 78.3759
| Low Income | CARE | Monthly System Peak Day | May | CAISO 1-in-10 | 11 | 1.0712 | 0.95942 | 1.0712 | 0.95942 | 0 | 84.8829
| Low Income | CARE | Monthly System Peak Day | May | CAISO 1-in-10 | 12 | 1.3242 | 1.1729 | 1.3242 | 1.1729 | 0 | 89.3403
| Low Income | CARE | Monthly System Peak Day | May | CAISO 1-in-10 | 13 | 1.6649 | 1.4719 | 1.6649 | 1.4719 | 0 | 92.6647
| Low Income | CARE | Monthly System Peak Day | May | CAISO 1-in-10 | 14 | 2.0062 | 1.7854 | 2.0062 | 1.7854 | 0 | 94.7097
| Low Income | CARE | Monthly System Peak Day | May | CAISO 1-in-10 | 15 | 2.3191 | 2.086 | 2.3191 | 2.086 | 0 | 96.145
| Low Income | CARE | Monthly System Peak Day | May | CAISO 1-in-10 | 16 | 2.5821 | 2.3607 | 2.5821 | 2.3607 | 0 | 96.6564
| Low Income | CARE | Monthly System Peak Day | May | CAISO 1-in-10 | 17 | 2.7575 | 2.5643 | 1.7961 | 1.611 | 0.016058 | 96.5904
| Low Income | CARE | Monthly System Peak Day | May | CAISO 1-in-10 | 18 | 2.8398 | 2.6713 | 2.2979 | 2.1238 | 0.066093 | 96.0124
| Low Income | CARE | Monthly System Peak Day | May | CAISO 1-in-10 | 19 | 2.764 | 2.6229 | 2.5066 | 2.2396 | 0.034279 | 94.9213
| Low Income | CARE | Monthly System Peak Day | May | CAISO 1-in-10 | 20 | 2.5522 | 2.4415 | 2.3314 | 2.234 | 0.0097707 | 92.4449
| Low Income | CARE | Monthly System Peak Day | May | CAISO 1-in-10 | 21 | 2.3843 | 2.2937 | 2.1887 | 2.1115 | 0.014646 | 88.5906
| Low Income | CARE | Monthly System Peak Day | May | CAISO 1-in-10 | 22 | 2.183 | 2.1128 | 2.5625 | 2.5656 | 0.025963 | 84.6753
| Low Income | CARE | Monthly System Peak Day | May | CAISO 1-in-10 | 23 | 1.8832 | 1.8311 | 2.0083 | 1.984 | 0.017712 | 81.9346
| Low Income | CARE | Monthly System Peak Day | May | CAISO 1-in-10 | 24 | 1.5674 | 1.5207 | 1.6352 | 1.5817 | 0.014234 | 78.9904
| Low Income | CARE | Monthly System Peak Day | May | CAISO 1-in-2 | 1 | 0.92822 | 0.87496 | 0.92822 | 0.87496 | 0 | 69.1753
| Low Income | CARE | Monthly System Peak Day | May | CAISO 1-in-2 | 2 | 0.77818 | 0.72855 | 0.77818 | 0.72855 | 0 | 67.5809
| Low Income | CARE | Monthly System Peak Day | May | CAISO 1-in-2 | 3 | 0.66463 | 0.62033 | 0.66463 | 0.62033 | 0 | 65.824
| Low Income | CARE | Monthly System Peak Day | May | CAISO 1-in-2 | 4 | 0.59883 | 0.56194 | 0.59883 | 0.56194 | 0 | 64.0178
| Low Income | CARE | Monthly System Peak Day | May | CAISO 1-in-2 | 5 | 0.57008 | 0.5402 | 0.57008 | 0.5402 | 0 | 62.6115
| Low Income | CARE | Monthly System Peak Day | May | CAISO 1-in-2 | 6 | 0.56474 | 0.54823 | 0.56474 | 0.54823 | 0 | 61.6808
| Low Income | CARE | Monthly System Peak Day | May | CAISO 1-in-2 | 7 | 0.56847 | 0.57982 | 0.56847 | 0.57982 | 0 | 61.2642
| Low Income | CARE | Monthly System Peak Day | May | CAISO 1-in-2 | 8 | 0.57308 | 0.57401 | 0.57308 | 0.57401 | 0 | 61.6112
| Low Income | CARE | Monthly System Peak Day | May | CAISO 1-in-2 | 9 | 0.57144 | 0.5186 | 0.57144 | 0.5186 | 0 | 64.5163
| Low Income | CARE | Monthly System Peak Day | May | CAISO 1-in-2 | 10 | 0.60761 | 0.52774 | 0.60761 | 0.52774 | 0 | 69.9763
| Low Income | CARE | Monthly System Peak Day | May | CAISO 1-in-2 | 11 | 0.66797 | 0.55617 | 0.66797 | 0.55617 | 0 | 75.8695
| Low Income | CARE | Monthly System Peak Day | May | CAISO 1-in-2 | 12 | 0.76244 | 0.61119 | 0.76244 | 0.61119 | 0 | 80.6415
| Low Income | CARE | Monthly System Peak Day | May | CAISO 1-in-2 | 13 | 0.94481 | 0.75185 | 0.94481 | 0.75185 | 0 | 84.0954
| Low Income | CARE | Monthly System Peak Day | May | CAISO 1-in-2 | 14 | 1.1569 | 0.93619 | 1.1569 | 0.93619 | 0 | 86.5498
| Low Income | CARE | Monthly System Peak Day | May | CAISO 1-in-2 | 15 | 1.3842 | 1.151 | 1.3842 | 1.151 | 0 | 87.9816
| Low Income | CARE | Monthly System Peak Day | May | CAISO 1-in-2 | 16 | 1.6043 | 1.3829 | 1.6043 | 1.3829 | 0 | 88.6856
| Low Income | CARE | Monthly System Peak Day | May | CAISO 1-in-2 | 17 | 1.7722 | 1.579 | 0.95505 | 0.76991 | 0.023251 | 88.393
| Low Income | CARE | Monthly System Peak Day | May | CAISO 1-in-2 | 18 | 1.8733 | 1.7048 | 1.5336 | 1.3595 | 0.13353 | 86.8854
| Low Income | CARE | Monthly System Peak Day | May | CAISO 1-in-2 | 19 | 1.8611 | 1.7201 | 1.8482 | 1.5812 | 0.006433 | 84.7355
| Low Income | CARE | Monthly System Peak Day | May | CAISO 1-in-2 | 20 | 1.7475 | 1.6368 | 1.5947 | 1.4974 | 0.025548 | 82.038
| Low Income | CARE | Monthly System Peak Day | May | CAISO 1-in-2 | 21 | 1.6503 | 1.5597 | 1.5275 | 1.4503 | 0.033702 | 77.4538
| Low Income | CARE | Monthly System Peak Day | May | CAISO 1-in-2 | 22 | 1.5178 | 1.4476 | 1.9185 | 1.9216 | 0.066119 | 73.5509
| Low Income | CARE | Monthly System Peak Day | May | CAISO 1-in-2 | 23 | 1.309 | 1.2569 | 1.3658 | 1.3415 | 0.044823 | 71.1399
| Low Income | CARE | Monthly System Peak Day | May | CAISO 1-in-2 | 24 | 1.0819 | 1.0352 | 1.095 | 1.0414 | 0.0065228 | 69.0781
| Low Income | CARE | Monthly System Peak Day | May | SCE 1-in-10 | 1 | 1.23 | 1.1767 | 1.23 | 1.1767 | 0 | 75.5525
| Low Income | CARE | Monthly System Peak Day | May | SCE 1-in-10 | 2 | 1.0222 | 0.97261 | 1.0222 | 0.97261 | 0 | 73.9973
| Low Income | CARE | Monthly System Peak Day | May | SCE 1-in-10 | 3 | 0.84938 | 0.80509 | 0.84938 | 0.80509 | 0 | 71.7378
| Low Income | CARE | Monthly System Peak Day | May | SCE 1-in-10 | 4 | 0.74655 | 0.70967 | 0.74655 | 0.70967 | 0 | 70.0951
| Low Income | CARE | Monthly System Peak Day | May | SCE 1-in-10 | 5 | 0.69514 | 0.66526 | 0.69514 | 0.66526 | 0 | 68.9909
| Low Income | CARE | Monthly System Peak Day | May | SCE 1-in-10 | 6 | 0.65857 | 0.64206 | 0.65857 | 0.64206 | 0 | 67.564
| Low Income | CARE | Monthly System Peak Day | May | SCE 1-in-10 | 7 | 0.65651 | 0.66786 | 0.65651 | 0.66786 | 0 | 67.1987
| Low Income | CARE | Monthly System Peak Day | May | SCE 1-in-10 | 8 | 0.68288 | 0.68381 | 0.68288 | 0.68381 | 0 | 67.7125
| Low Income | CARE | Monthly System Peak Day | May | SCE 1-in-10 | 9 | 0.75076 | 0.69792 | 0.75076 | 0.69792 | 0 | 71.9201
| Low Income | CARE | Monthly System Peak Day | May | SCE 1-in-10 | 10 | 0.89701 | 0.81714 | 0.89701 | 0.81714 | 0 | 78.3759
| Low Income | CARE | Monthly System Peak Day | May | SCE 1-in-10 | 11 | 1.0712 | 0.95942 | 1.0712 | 0.95942 | 0 | 84.8829
| Low Income | CARE | Monthly System Peak Day | May | SCE 1-in-10 | 12 | 1.3242 | 1.1729 | 1.3242 | 1.1729 | 0 | 89.3403
| Low Income | CARE | Monthly System Peak Day | May | SCE 1-in-10 | 13 | 1.6649 | 1.4719 | 1.6649 | 1.4719 | 0 | 92.6647
| Low Income | CARE | Monthly System Peak Day | May | SCE 1-in-10 | 14 | 2.0062 | 1.7854 | 2.0062 | 1.7854 | 0 | 94.7097
| Low Income | CARE | Monthly System Peak Day | May | SCE 1-in-10 | 15 | 2.3191 | 2.086 | 2.3191 | 2.086 | 0 | 96.145
| Low Income | CARE | Monthly System Peak Day | May | SCE 1-in-10 | 16 | 2.5821 | 2.3607 | 2.5821 | 2.3607 | 0 | 96.6564
| Low Income | CARE | Monthly System Peak Day | May | SCE 1-in-10 | 17 | 2.7575 | 2.5643 | 1.7961 | 1.611 | 0.016058 | 96.5904
| Low Income | CARE | Monthly System Peak Day | May | SCE 1-in-10 | 18 | 2.8398 | 2.6713 | 2.2979 | 2.1238 | 0.066093 | 96.0124
| Low Income | CARE | Monthly System Peak Day | May | SCE 1-in-10 | 19 | 2.764 | 2.6229 | 2.5066 | 2.2396 | 0.034279 | 94.9213
| Low Income | CARE | Monthly System Peak Day | May | SCE 1-in-10 | 20 | 2.5522 | 2.4415 | 2.3314 | 2.234 | 0.0097707 | 92.4449
| Low Income | CARE | Monthly System Peak Day | May | SCE 1-in-10 | 21 | 2.3843 | 2.2937 | 2.1887 | 2.1115 | 0.014646 | 88.5906
| Low Income | CARE | Monthly System Peak Day | May | SCE 1-in-10 | 22 | 2.183 | 2.1128 | 2.5625 | 2.5656 | 0.025963 | 84.6753
| Low Income | CARE | Monthly System Peak Day | May | SCE 1-in-10 | 23 | 1.8832 | 1.8311 | 2.0083 | 1.984 | 0.017712 | 81.9346
| Low Income | CARE | Monthly System Peak Day | May | SCE 1-in-10 | 24 | 1.5674 | 1.5207 | 1.6352 | 1.5817 | 0.014234 | 78.9904
| Low Income | CARE | Monthly System Peak Day | May | SCE 1-in-2 | 1 | 0.8032 | 0.74994 | 0.8032 | 0.74994 | 0 | 66.8182
| Low Income | CARE | Monthly System Peak Day | May | SCE 1-in-2 | 2 | 0.68094 | 0.63132 | 0.68094 | 0.63132 | 0 | 65.1873
| Low Income | CARE | Monthly System Peak Day | May | SCE 1-in-2 | 3 | 0.61352 | 0.56922 | 0.61352 | 0.56922 | 0 | 63.9278
| Low Income | CARE | Monthly System Peak Day | May | SCE 1-in-2 | 4 | 0.5763 | 0.53941 | 0.5763 | 0.53941 | 0 | 62.6302
| Low Income | CARE | Monthly System Peak Day | May | SCE 1-in-2 | 5 | 0.56219 | 0.53231 | 0.56219 | 0.53231 | 0 | 61.3647
| Low Income | CARE | Monthly System Peak Day | May | SCE 1-in-2 | 6 | 0.55586 | 0.53935 | 0.55586 | 0.53935 | 0 | 60.2004
| Low Income | CARE | Monthly System Peak Day | May | SCE 1-in-2 | 7 | 0.55853 | 0.56988 | 0.55853 | 0.56988 | 0 | 59.4009
| Low Income | CARE | Monthly System Peak Day | May | SCE 1-in-2 | 8 | 0.56486 | 0.5658 | 0.56486 | 0.5658 | 0 | 60.1521
| Low Income | CARE | Monthly System Peak Day | May | SCE 1-in-2 | 9 | 0.54187 | 0.48903 | 0.54187 | 0.48903 | 0 | 63.7483
| Low Income | CARE | Monthly System Peak Day | May | SCE 1-in-2 | 10 | 0.57019 | 0.49031 | 0.57019 | 0.49031 | 0 | 69.0469
| Low Income | CARE | Monthly System Peak Day | May | SCE 1-in-2 | 11 | 0.61483 | 0.50304 | 0.61483 | 0.50304 | 0 | 74.5693
| Low Income | CARE | Monthly System Peak Day | May | SCE 1-in-2 | 12 | 0.69655 | 0.5453 | 0.69655 | 0.5453 | 0 | 79.2816
| Low Income | CARE | Monthly System Peak Day | May | SCE 1-in-2 | 13 | 0.86102 | 0.66807 | 0.86102 | 0.66807 | 0 | 82.7238
| Low Income | CARE | Monthly System Peak Day | May | SCE 1-in-2 | 14 | 1.0591 | 0.83838 | 1.0591 | 0.83838 | 0 | 85.489
| Low Income | CARE | Monthly System Peak Day | May | SCE 1-in-2 | 15 | 1.2822 | 1.0491 | 1.2822 | 1.0491 | 0 | 86.9758
| Low Income | CARE | Monthly System Peak Day | May | SCE 1-in-2 | 16 | 1.5061 | 1.2847 | 1.5061 | 1.2847 | 0 | 87.9546
| Low Income | CARE | Monthly System Peak Day | May | SCE 1-in-2 | 17 | 1.6823 | 1.4891 | 0.86426 | 0.67912 | 0.023164 | 88.4457
| Low Income | CARE | Monthly System Peak Day | May | SCE 1-in-2 | 18 | 1.7856 | 1.6171 | 1.4251 | 1.2509 | 0.12594 | 87.8266
| Low Income | CARE | Monthly System Peak Day | May | SCE 1-in-2 | 19 | 1.7738 | 1.6328 | 1.7302 | 1.4632 | 0.02183 | 86.0182
| Low Income | CARE | Monthly System Peak Day | May | SCE 1-in-2 | 20 | 1.674 | 1.5633 | 1.5148 | 1.4174 | 0.023831 | 83.0223
| Low Income | CARE | Monthly System Peak Day | May | SCE 1-in-2 | 21 | 1.5884 | 1.4978 | 1.4585 | 1.3812 | 0.031741 | 78.5466
| Low Income | CARE | Monthly System Peak Day | May | SCE 1-in-2 | 22 | 1.4596 | 1.3894 | 1.8582 | 1.8613 | 0.061779 | 74.6156
| Low Income | CARE | Monthly System Peak Day | May | SCE 1-in-2 | 23 | 1.2563 | 1.2042 | 1.3198 | 1.2955 | 0.041793 | 72.2003
| Low Income | CARE | Monthly System Peak Day | May | SCE 1-in-2 | 24 | 1.0454 | 0.99871 | 1.065 | 1.0115 | 0.0097712 | 70.2539
| Low Income | CARE | Monthly System Peak Day | November | CAISO 1-in-10 | 1 | 0.94838 | 0.89512 | 0.94838 | 0.89512 | 0 | 69.4652
| Low Income | CARE | Monthly System Peak Day | November | CAISO 1-in-10 | 2 | 0.79041 | 0.74079 | 0.79041 | 0.74079 | 0 | 67.6975
| Low Income | CARE | Monthly System Peak Day | November | CAISO 1-in-10 | 3 | 0.71812 | 0.67382 | 0.71812 | 0.67382 | 0 | 66.7708
| Low Income | CARE | Monthly System Peak Day | November | CAISO 1-in-10 | 4 | 0.65369 | 0.6168 | 0.65369 | 0.6168 | 0 | 65.3919
| Low Income | CARE | Monthly System Peak Day | November | CAISO 1-in-10 | 5 | 0.61509 | 0.58521 | 0.61509 | 0.58521 | 0 | 64.2472
| Low Income | CARE | Monthly System Peak Day | November | CAISO 1-in-10 | 6 | 0.60109 | 0.58459 | 0.60109 | 0.58459 | 0 | 63.5543
| Low Income | CARE | Monthly System Peak Day | November | CAISO 1-in-10 | 7 | 0.60673 | 0.61809 | 0.60673 | 0.61809 | 0 | 63.2258
| Low Income | CARE | Monthly System Peak Day | November | CAISO 1-in-10 | 8 | 0.62876 | 0.6297 | 0.62876 | 0.6297 | 0 | 63.4377
| Low Income | CARE | Monthly System Peak Day | November | CAISO 1-in-10 | 9 | 0.62451 | 0.57167 | 0.62451 | 0.57167 | 0 | 64.8969
| Low Income | CARE | Monthly System Peak Day | November | CAISO 1-in-10 | 10 | 0.63913 | 0.55925 | 0.63913 | 0.55925 | 0 | 69.5987
| Low Income | CARE | Monthly System Peak Day | November | CAISO 1-in-10 | 11 | 0.72183 | 0.61004 | 0.72183 | 0.61004 | 0 | 76.5184
| Low Income | CARE | Monthly System Peak Day | November | CAISO 1-in-10 | 12 | 0.82489 | 0.67364 | 0.82489 | 0.67364 | 0 | 82.4533
| Low Income | CARE | Monthly System Peak Day | November | CAISO 1-in-10 | 13 | 1.0261 | 0.8331 | 1.0261 | 0.8331 | 0 | 85.9663
| Low Income | CARE | Monthly System Peak Day | November | CAISO 1-in-10 | 14 | 1.2565 | 1.0357 | 1.2565 | 1.0357 | 0 | 87.8943
| Low Income | CARE | Monthly System Peak Day | November | CAISO 1-in-10 | 15 | 1.4907 | 1.2576 | 1.4907 | 1.2576 | 0 | 88.823
| Low Income | CARE | Monthly System Peak Day | November | CAISO 1-in-10 | 16 | 1.7086 | 1.4872 | 1.7086 | 1.4872 | 0 | 89.3477
| Low Income | CARE | Monthly System Peak Day | November | CAISO 1-in-10 | 17 | 1.8714 | 1.6782 | 1.0457 | 0.86061 | 0.022464 | 88.8774
| Low Income | CARE | Monthly System Peak Day | November | CAISO 1-in-10 | 18 | 1.9699 | 1.8014 | 1.623 | 1.4488 | 0.13087 | 87.214
| Low Income | CARE | Monthly System Peak Day | November | CAISO 1-in-10 | 19 | 1.9548 | 1.8138 | 1.9548 | 1.6927 | 0 | 83.9971
| Low Income | CARE | Monthly System Peak Day | November | CAISO 1-in-10 | 20 | 1.8209 | 1.7101 | 1.6801 | 1.5827 | 0.028773 | 80.2106
| Low Income | CARE | Monthly System Peak Day | November | CAISO 1-in-10 | 21 | 1.7193 | 1.6287 | 1.6001 | 1.5229 | 0.034684 | 76.9084
| Low Income | CARE | Monthly System Peak Day | November | CAISO 1-in-10 | 22 | 1.5865 | 1.5163 | 1.9865 | 1.9896 | 0.064631 | 73.9149
| Low Income | CARE | Monthly System Peak Day | November | CAISO 1-in-10 | 23 | 1.3704 | 1.3183 | 1.4296 | 1.4053 | 0.04374 | 71.5177
| Low Income | CARE | Monthly System Peak Day | November | CAISO 1-in-10 | 24 | 1.1314 | 1.0847 | 1.1477 | 1.0941 | 0.008114 | 69.6541
| Low Income | CARE | Monthly System Peak Day | November | CAISO 1-in-2 | 1 | 0.64223 | 0.58898 | 0.64223 | 0.58898 | 0 | 55.973
| Low Income | CARE | Monthly System Peak Day | November | CAISO 1-in-2 | 2 | 0.58359 | 0.53396 | 0.58359 | 0.53396 | 0 | 54.6354
| Low Income | CARE | Monthly System Peak Day | November | CAISO 1-in-2 | 3 | 0.54829 | 0.504 | 0.54829 | 0.504 | 0 | 53.5666
| Low Income | CARE | Monthly System Peak Day | November | CAISO 1-in-2 | 4 | 0.52622 | 0.48933 | 0.52622 | 0.48933 | 0 | 52.7206
| Low Income | CARE | Monthly System Peak Day | November | CAISO 1-in-2 | 5 | 0.51897 | 0.48909 | 0.51897 | 0.48909 | 0 | 51.9782
| Low Income | CARE | Monthly System Peak Day | November | CAISO 1-in-2 | 6 | 0.52804 | 0.51153 | 0.52804 | 0.51153 | 0 | 51.2259
| Low Income | CARE | Monthly System Peak Day | November | CAISO 1-in-2 | 7 | 0.5559 | 0.56725 | 0.5559 | 0.56725 | 0 | 50.6338
| Low Income | CARE | Monthly System Peak Day | November | CAISO 1-in-2 | 8 | 0.55918 | 0.56011 | 0.55918 | 0.56011 | 0 | 50.3291
| Low Income | CARE | Monthly System Peak Day | November | CAISO 1-in-2 | 9 | 0.51949 | 0.46665 | 0.51949 | 0.46665 | 0 | 53.4315
| Low Income | CARE | Monthly System Peak Day | November | CAISO 1-in-2 | 10 | 0.46646 | 0.38658 | 0.46646 | 0.38658 | 0 | 59.4542
| Low Income | CARE | Monthly System Peak Day | November | CAISO 1-in-2 | 11 | 0.43359 | 0.3218 | 0.43359 | 0.3218 | 0 | 65.8728
| Low Income | CARE | Monthly System Peak Day | November | CAISO 1-in-2 | 12 | 0.40075 | 0.2495 | 0.40075 | 0.2495 | 0 | 70.7905
| Low Income | CARE | Monthly System Peak Day | November | CAISO 1-in-2 | 13 | 0.44904 | 0.25608 | 0.44904 | 0.25608 | 0 | 74.1678
| Low Income | CARE | Monthly System Peak Day | November | CAISO 1-in-2 | 14 | 0.53418 | 0.31343 | 0.53418 | 0.31343 | 0 | 76.0415
| Low Income | CARE | Monthly System Peak Day | November | CAISO 1-in-2 | 15 | 0.64116 | 0.40804 | 0.64116 | 0.40804 | 0 | 77.1117
| Low Income | CARE | Monthly System Peak Day | November | CAISO 1-in-2 | 16 | 0.75828 | 0.53686 | 0.75828 | 0.53686 | 0 | 77.659
| Low Income | CARE | Monthly System Peak Day | November | CAISO 1-in-2 | 17 | 0.87208 | 0.67889 | 0.60037 | 0.40719 | 0.046033 | 76.8302
| Low Income | CARE | Monthly System Peak Day | November | CAISO 1-in-2 | 18 | 0.98788 | 0.81936 | 0.93598 | 0.76183 | 0.025953 | 73.8985
| Low Income | CARE | Monthly System Peak Day | November | CAISO 1-in-2 | 19 | 1.0583 | 0.91722 | 1.0583 | 0.91722 | 0 | 69.8969
| Low Income | CARE | Monthly System Peak Day | November | CAISO 1-in-2 | 20 | 1.0626 | 0.95192 | 1.0073 | 0.90996 | 0.052484 | 67.1387
| Low Income | CARE | Monthly System Peak Day | November | CAISO 1-in-2 | 21 | 1.0517 | 0.96107 | 1.0139 | 0.93666 | 0.018879 | 64.4547
| Low Income | CARE | Monthly System Peak Day | November | CAISO 1-in-2 | 22 | 0.97927 | 0.9091 | 1.2036 | 1.1335 | 0.11155 | 62.7128
| Low Income | CARE | Monthly System Peak Day | November | CAISO 1-in-2 | 23 | 0.84831 | 0.79621 | 0.84831 | 0.81371 | 0 | 60.5437
| Low Income | CARE | Monthly System Peak Day | November | CAISO 1-in-2 | 24 | 0.7207 | 0.67399 | 0.7207 | 0.67399 | 0 | 58.8024
| Low Income | CARE | Monthly System Peak Day | November | SCE 1-in-10 | 1 | 0.94838 | 0.89512 | 0.94838 | 0.89512 | 0 | 69.4652
| Low Income | CARE | Monthly System Peak Day | November | SCE 1-in-10 | 2 | 0.79041 | 0.74079 | 0.79041 | 0.74079 | 0 | 67.6975
| Low Income | CARE | Monthly System Peak Day | November | SCE 1-in-10 | 3 | 0.71812 | 0.67382 | 0.71812 | 0.67382 | 0 | 66.7708
| Low Income | CARE | Monthly System Peak Day | November | SCE 1-in-10 | 4 | 0.65369 | 0.6168 | 0.65369 | 0.6168 | 0 | 65.3919
| Low Income | CARE | Monthly System Peak Day | November | SCE 1-in-10 | 5 | 0.61509 | 0.58521 | 0.61509 | 0.58521 | 0 | 64.2472
| Low Income | CARE | Monthly System Peak Day | November | SCE 1-in-10 | 6 | 0.60109 | 0.58459 | 0.60109 | 0.58459 | 0 | 63.5543
| Low Income | CARE | Monthly System Peak Day | November | SCE 1-in-10 | 7 | 0.60673 | 0.61809 | 0.60673 | 0.61809 | 0 | 63.2258
| Low Income | CARE | Monthly System Peak Day | November | SCE 1-in-10 | 8 | 0.62876 | 0.6297 | 0.62876 | 0.6297 | 0 | 63.4377
| Low Income | CARE | Monthly System Peak Day | November | SCE 1-in-10 | 9 | 0.62451 | 0.57167 | 0.62451 | 0.57167 | 0 | 64.8969
| Low Income | CARE | Monthly System Peak Day | November | SCE 1-in-10 | 10 | 0.63913 | 0.55925 | 0.63913 | 0.55925 | 0 | 69.5987
| Low Income | CARE | Monthly System Peak Day | November | SCE 1-in-10 | 11 | 0.72183 | 0.61004 | 0.72183 | 0.61004 | 0 | 76.5184
| Low Income | CARE | Monthly System Peak Day | November | SCE 1-in-10 | 12 | 0.82489 | 0.67364 | 0.82489 | 0.67364 | 0 | 82.4533
| Low Income | CARE | Monthly System Peak Day | November | SCE 1-in-10 | 13 | 1.0261 | 0.8331 | 1.0261 | 0.8331 | 0 | 85.9663
| Low Income | CARE | Monthly System Peak Day | November | SCE 1-in-10 | 14 | 1.2565 | 1.0357 | 1.2565 | 1.0357 | 0 | 87.8943
| Low Income | CARE | Monthly System Peak Day | November | SCE 1-in-10 | 15 | 1.4907 | 1.2576 | 1.4907 | 1.2576 | 0 | 88.823
| Low Income | CARE | Monthly System Peak Day | November | SCE 1-in-10 | 16 | 1.7086 | 1.4872 | 1.7086 | 1.4872 | 0 | 89.3477
| Low Income | CARE | Monthly System Peak Day | November | SCE 1-in-10 | 17 | 1.8714 | 1.6782 | 1.0457 | 0.86061 | 0.022464 | 88.8774
| Low Income | CARE | Monthly System Peak Day | November | SCE 1-in-10 | 18 | 1.9699 | 1.8014 | 1.623 | 1.4488 | 0.13087 | 87.214
| Low Income | CARE | Monthly System Peak Day | November | SCE 1-in-10 | 19 | 1.9548 | 1.8138 | 1.9548 | 1.6927 | 0 | 83.9971
| Low Income | CARE | Monthly System Peak Day | November | SCE 1-in-10 | 20 | 1.8209 | 1.7101 | 1.6801 | 1.5827 | 0.028773 | 80.2106
| Low Income | CARE | Monthly System Peak Day | November | SCE 1-in-10 | 21 | 1.7193 | 1.6287 | 1.6001 | 1.5229 | 0.034684 | 76.9084
| Low Income | CARE | Monthly System Peak Day | November | SCE 1-in-10 | 22 | 1.5865 | 1.5163 | 1.9865 | 1.9896 | 0.064631 | 73.9149
| Low Income | CARE | Monthly System Peak Day | November | SCE 1-in-10 | 23 | 1.3704 | 1.3183 | 1.4296 | 1.4053 | 0.04374 | 71.5177
| Low Income | CARE | Monthly System Peak Day | November | SCE 1-in-10 | 24 | 1.1314 | 1.0847 | 1.1477 | 1.0941 | 0.008114 | 69.6541
| Low Income | CARE | Monthly System Peak Day | November | SCE 1-in-2 | 1 | 0.72364 | 0.67038 | 0.72364 | 0.67038 | 0 | 63.0391
| Low Income | CARE | Monthly System Peak Day | November | SCE 1-in-2 | 2 | 0.633 | 0.58338 | 0.633 | 0.58338 | 0 | 61.4586
| Low Income | CARE | Monthly System Peak Day | November | SCE 1-in-2 | 3 | 0.58235 | 0.53805 | 0.58235 | 0.53805 | 0 | 60.3641
| Low Income | CARE | Monthly System Peak Day | November | SCE 1-in-2 | 4 | 0.55308 | 0.5162 | 0.55308 | 0.5162 | 0 | 59.4406
| Low Income | CARE | Monthly System Peak Day | November | SCE 1-in-2 | 5 | 0.54121 | 0.51133 | 0.54121 | 0.51133 | 0 | 58.758
| Low Income | CARE | Monthly System Peak Day | November | SCE 1-in-2 | 6 | 0.54025 | 0.52374 | 0.54025 | 0.52374 | 0 | 57.6611
| Low Income | CARE | Monthly System Peak Day | November | SCE 1-in-2 | 7 | 0.55137 | 0.56272 | 0.55137 | 0.56272 | 0 | 57.3936
| Low Income | CARE | Monthly System Peak Day | November | SCE 1-in-2 | 8 | 0.55549 | 0.55643 | 0.55549 | 0.55643 | 0 | 57.0688
| Low Income | CARE | Monthly System Peak Day | November | SCE 1-in-2 | 9 | 0.52772 | 0.47488 | 0.52772 | 0.47488 | 0 | 59.3007
| Low Income | CARE | Monthly System Peak Day | November | SCE 1-in-2 | 10 | 0.51559 | 0.43571 | 0.51559 | 0.43571 | 0 | 64.5078
| Low Income | CARE | Monthly System Peak Day | November | SCE 1-in-2 | 11 | 0.51901 | 0.40722 | 0.51901 | 0.40722 | 0 | 71.1154
| Low Income | CARE | Monthly System Peak Day | November | SCE 1-in-2 | 12 | 0.54257 | 0.39132 | 0.54257 | 0.39132 | 0 | 76.8734
| Low Income | CARE | Monthly System Peak Day | November | SCE 1-in-2 | 13 | 0.65331 | 0.46036 | 0.65331 | 0.46036 | 0 | 80.9365
| Low Income | CARE | Monthly System Peak Day | November | SCE 1-in-2 | 14 | 0.81187 | 0.59112 | 0.81187 | 0.59112 | 0 | 83.2814
| Low Income | CARE | Monthly System Peak Day | November | SCE 1-in-2 | 15 | 0.99745 | 0.76433 | 0.99745 | 0.76433 | 0 | 84.6771
| Low Income | CARE | Monthly System Peak Day | November | SCE 1-in-2 | 16 | 1.1887 | 0.96726 | 1.1887 | 0.96726 | 0 | 85.2589
| Low Income | CARE | Monthly System Peak Day | November | SCE 1-in-2 | 17 | 1.344 | 1.1509 | 0.59467 | 0.40953 | 0.030213 | 84.5436
| Low Income | CARE | Monthly System Peak Day | November | SCE 1-in-2 | 18 | 1.4505 | 1.2819 | 1.2163 | 1.0422 | 0.17276 | 82.1229
| Low Income | CARE | Monthly System Peak Day | November | SCE 1-in-2 | 19 | 1.4701 | 1.329 | 1.4701 | 1.329 | 0 | 78.3371
| Low Income | CARE | Monthly System Peak Day | November | SCE 1-in-2 | 20 | 1.3984 | 1.2877 | 1.2901 | 1.1927 | 0.037691 | 75.2443
| Low Income | CARE | Monthly System Peak Day | November | SCE 1-in-2 | 21 | 1.3436 | 1.253 | 1.254 | 1.1767 | 0.042899 | 72.3784
| Low Income | CARE | Monthly System Peak Day | November | SCE 1-in-2 | 22 | 1.248 | 1.1778 | 1.6547 | 1.6578 | 0.079228 | 70.3799
| Low Income | CARE | Monthly System Peak Day | November | SCE 1-in-2 | 23 | 1.0752 | 1.0231 | 1.1126 | 1.0883 | 0.018701 | 68.0755
| Low Income | CARE | Monthly System Peak Day | November | SCE 1-in-2 | 24 | 0.8954 | 0.84869 | 0.8954 | 0.84869 | 0 | 66.1894
| Low Income | CARE | Monthly System Peak Day | October | CAISO 1-in-10 | 1 | 1.3775 | 1.3243 | 1.3775 | 1.3243 | 0 | 78.2706
| Low Income | CARE | Monthly System Peak Day | October | CAISO 1-in-10 | 2 | 1.1837 | 1.1341 | 1.1837 | 1.1341 | 0 | 77.2144
| Low Income | CARE | Monthly System Peak Day | October | CAISO 1-in-10 | 3 | 1.0494 | 1.0052 | 1.0494 | 1.0052 | 0 | 76.395
| Low Income | CARE | Monthly System Peak Day | October | CAISO 1-in-10 | 4 | 0.92855 | 0.89167 | 0.92855 | 0.89167 | 0 | 75.1941
| Low Income | CARE | Monthly System Peak Day | October | CAISO 1-in-10 | 5 | 0.85716 | 0.82728 | 0.85716 | 0.82728 | 0 | 74.6527
| Low Income | CARE | Monthly System Peak Day | October | CAISO 1-in-10 | 6 | 0.815 | 0.79849 | 0.815 | 0.79849 | 0 | 74.2895
| Low Income | CARE | Monthly System Peak Day | October | CAISO 1-in-10 | 7 | 0.77524 | 0.78659 | 0.77524 | 0.78659 | 0 | 73.2905
| Low Income | CARE | Monthly System Peak Day | October | CAISO 1-in-10 | 8 | 0.78839 | 0.78933 | 0.78839 | 0.78933 | 0 | 72.7358
| Low Income | CARE | Monthly System Peak Day | October | CAISO 1-in-10 | 9 | 0.80025 | 0.74741 | 0.80025 | 0.74741 | 0 | 73.5229
| Low Income | CARE | Monthly System Peak Day | October | CAISO 1-in-10 | 10 | 0.86601 | 0.78613 | 0.86601 | 0.78613 | 0 | 77.5672
| Low Income | CARE | Monthly System Peak Day | October | CAISO 1-in-10 | 11 | 1.0224 | 0.91061 | 1.0224 | 0.91061 | 0 | 81.9394
| Low Income | CARE | Monthly System Peak Day | October | CAISO 1-in-10 | 12 | 1.279 | 1.1277 | 1.279 | 1.1277 | 0 | 86.006
| Low Income | CARE | Monthly System Peak Day | October | CAISO 1-in-10 | 13 | 1.5967 | 1.4037 | 1.5967 | 1.4037 | 0 | 89.1521
| Low Income | CARE | Monthly System Peak Day | October | CAISO 1-in-10 | 14 | 1.9113 | 1.6905 | 1.9113 | 1.6905 | 0 | 91.2941
| Low Income | CARE | Monthly System Peak Day | October | CAISO 1-in-10 | 15 | 2.2045 | 1.9714 | 2.2045 | 1.9714 | 0 | 92.3787
| Low Income | CARE | Monthly System Peak Day | October | CAISO 1-in-10 | 16 | 2.4573 | 2.2358 | 2.4573 | 2.2358 | 0 | 93.5025
| Low Income | CARE | Monthly System Peak Day | October | CAISO 1-in-10 | 17 | 2.6289 | 2.4357 | 1.7277 | 1.5425 | 0.017071 | 93.1724
| Low Income | CARE | Monthly System Peak Day | October | CAISO 1-in-10 | 18 | 2.7194 | 2.5509 | 2.2703 | 2.0962 | 0.094791 | 91.8236
| Low Income | CARE | Monthly System Peak Day | October | CAISO 1-in-10 | 19 | 2.6558 | 2.5148 | 2.555 | 2.288 | 0.065143 | 88.3975
| Low Income | CARE | Monthly System Peak Day | October | CAISO 1-in-10 | 20 | 2.4181 | 2.3073 | 2.2498 | 2.1524 | 0.021449 | 84.4061
| Low Income | CARE | Monthly System Peak Day | October | CAISO 1-in-10 | 21 | 2.2445 | 2.1539 | 2.0987 | 2.0214 | 0.027408 | 80.9809
| Low Income | CARE | Monthly System Peak Day | October | CAISO 1-in-10 | 22 | 2.0751 | 2.0049 | 2.4658 | 2.4689 | 0.045353 | 78.7738
| Low Income | CARE | Monthly System Peak Day | October | CAISO 1-in-10 | 23 | 1.7997 | 1.7476 | 1.896 | 1.8717 | 0.027647 | 77.3846
| Low Income | CARE | Monthly System Peak Day | October | CAISO 1-in-10 | 24 | 1.4893 | 1.4426 | 1.5404 | 1.4869 | 0.019286 | 75.9643
| Low Income | CARE | Monthly System Peak Day | October | CAISO 1-in-2 | 1 | 1.1792 | 1.126 | 1.1792 | 1.126 | 0 | 74.354
| Low Income | CARE | Monthly System Peak Day | October | CAISO 1-in-2 | 2 | 0.98706 | 0.93744 | 0.98706 | 0.93744 | 0 | 72.8112
| Low Income | CARE | Monthly System Peak Day | October | CAISO 1-in-2 | 3 | 0.86779 | 0.8235 | 0.86779 | 0.8235 | 0 | 71.8431
| Low Income | CARE | Monthly System Peak Day | October | CAISO 1-in-2 | 4 | 0.74666 | 0.70978 | 0.74666 | 0.70978 | 0 | 70.0738
| Low Income | CARE | Monthly System Peak Day | October | CAISO 1-in-2 | 5 | 0.69085 | 0.66097 | 0.69085 | 0.66097 | 0 | 69.2424
| Low Income | CARE | Monthly System Peak Day | October | CAISO 1-in-2 | 6 | 0.65384 | 0.63733 | 0.65384 | 0.63733 | 0 | 68.3534
| Low Income | CARE | Monthly System Peak Day | October | CAISO 1-in-2 | 7 | 0.64168 | 0.65303 | 0.64168 | 0.65303 | 0 | 67.6168
| Low Income | CARE | Monthly System Peak Day | October | CAISO 1-in-2 | 8 | 0.64487 | 0.64581 | 0.64487 | 0.64581 | 0 | 66.9531
| Low Income | CARE | Monthly System Peak Day | October | CAISO 1-in-2 | 9 | 0.63122 | 0.57838 | 0.63122 | 0.57838 | 0 | 67.8475
| Low Income | CARE | Monthly System Peak Day | October | CAISO 1-in-2 | 10 | 0.67782 | 0.59794 | 0.67782 | 0.59794 | 0 | 71.816
| Low Income | CARE | Monthly System Peak Day | October | CAISO 1-in-2 | 11 | 0.81668 | 0.70488 | 0.81668 | 0.70488 | 0 | 76.8684
| Low Income | CARE | Monthly System Peak Day | October | CAISO 1-in-2 | 12 | 0.992 | 0.84075 | 0.992 | 0.84075 | 0 | 81.7868
| Low Income | CARE | Monthly System Peak Day | October | CAISO 1-in-2 | 13 | 1.2263 | 1.0333 | 1.2263 | 1.0333 | 0 | 85.5095
| Low Income | CARE | Monthly System Peak Day | October | CAISO 1-in-2 | 14 | 1.4798 | 1.2591 | 1.4798 | 1.2591 | 0 | 88.0779
| Low Income | CARE | Monthly System Peak Day | October | CAISO 1-in-2 | 15 | 1.737 | 1.5039 | 1.737 | 1.5039 | 0 | 89.0715
| Low Income | CARE | Monthly System Peak Day | October | CAISO 1-in-2 | 16 | 1.972 | 1.7505 | 1.972 | 1.7505 | 0 | 89.1081
| Low Income | CARE | Monthly System Peak Day | October | CAISO 1-in-2 | 17 | 2.1417 | 1.9485 | 1.3234 | 1.1383 | 0.023141 | 88.4595
| Low Income | CARE | Monthly System Peak Day | October | CAISO 1-in-2 | 18 | 2.2451 | 2.0766 | 1.8877 | 1.7135 | 0.12706 | 87.6867
| Low Income | CARE | Monthly System Peak Day | October | CAISO 1-in-2 | 19 | 2.21 | 2.0689 | 2.1668 | 1.8997 | 0.021606 | 85.9996
| Low Income | CARE | Monthly System Peak Day | October | CAISO 1-in-2 | 20 | 2.0371 | 1.9263 | 1.8783 | 1.7809 | 0.023948 | 82.9552
| Low Income | CARE | Monthly System Peak Day | October | CAISO 1-in-2 | 21 | 1.9132 | 1.8226 | 1.7742 | 1.6969 | 0.029263 | 79.9348
| Low Income | CARE | Monthly System Peak Day | October | CAISO 1-in-2 | 22 | 1.7684 | 1.6982 | 2.1613 | 2.1645 | 0.049863 | 77.6038
| Low Income | CARE | Monthly System Peak Day | October | CAISO 1-in-2 | 23 | 1.5277 | 1.4756 | 1.6132 | 1.5888 | 0.032173 | 75.6635
| Low Income | CARE | Monthly System Peak Day | October | CAISO 1-in-2 | 24 | 1.2727 | 1.226 | 1.313 | 1.2595 | 0.023149 | 74.0014
| Low Income | CARE | Monthly System Peak Day | October | SCE 1-in-10 | 1 | 1.363 | 1.3098 | 1.363 | 1.3098 | 0 | 78.1556
| Low Income | CARE | Monthly System Peak Day | October | SCE 1-in-10 | 2 | 1.1787 | 1.1291 | 1.1787 | 1.1291 | 0 | 77.3019
| Low Income | CARE | Monthly System Peak Day | October | SCE 1-in-10 | 3 | 1.053 | 1.0087 | 1.053 | 1.0087 | 0 | 76.4826
| Low Income | CARE | Monthly System Peak Day | October | SCE 1-in-10 | 4 | 0.97226 | 0.93537 | 0.97226 | 0.93537 | 0 | 76.0978
| Low Income | CARE | Monthly System Peak Day | October | SCE 1-in-10 | 5 | 0.91107 | 0.88119 | 0.91107 | 0.88119 | 0 | 75.7204
| Low Income | CARE | Monthly System Peak Day | October | SCE 1-in-10 | 6 | 0.8858 | 0.86929 | 0.8858 | 0.86929 | 0 | 76.0341
| Low Income | CARE | Monthly System Peak Day | October | SCE 1-in-10 | 7 | 0.86249 | 0.87384 | 0.86249 | 0.87384 | 0 | 75.7941
| Low Income | CARE | Monthly System Peak Day | October | SCE 1-in-10 | 8 | 0.8994 | 0.90034 | 0.8994 | 0.90034 | 0 | 75.6735
| Low Income | CARE | Monthly System Peak Day | October | SCE 1-in-10 | 9 | 0.89934 | 0.8465 | 0.89934 | 0.8465 | 0 | 75.8566
| Low Income | CARE | Monthly System Peak Day | October | SCE 1-in-10 | 10 | 0.9614 | 0.88152 | 0.9614 | 0.88152 | 0 | 79.6795
| Low Income | CARE | Monthly System Peak Day | October | SCE 1-in-10 | 11 | 1.2049 | 1.0931 | 1.2049 | 1.0931 | 0 | 84.0416
| Low Income | CARE | Monthly System Peak Day | October | SCE 1-in-10 | 12 | 1.5375 | 1.3862 | 1.5375 | 1.3862 | 0 | 88.9325
| Low Income | CARE | Monthly System Peak Day | October | SCE 1-in-10 | 13 | 1.9142 | 1.7213 | 1.9142 | 1.7213 | 0 | 92.8635
| Low Income | CARE | Monthly System Peak Day | October | SCE 1-in-10 | 14 | 2.2818 | 2.061 | 2.2818 | 2.061 | 0 | 95.1405
| Low Income | CARE | Monthly System Peak Day | October | SCE 1-in-10 | 15 | 2.6103 | 2.3772 | 2.6103 | 2.3772 | 0 | 96.6671
| Low Income | CARE | Monthly System Peak Day | October | SCE 1-in-10 | 16 | 2.8793 | 2.6579 | 2.8793 | 2.6579 | 0 | 97.6136
| Low Income | CARE | Monthly System Peak Day | October | SCE 1-in-10 | 17 | 3.0529 | 2.8597 | 2.0731 | 1.888 | 0.016483 | 97.6366
| Low Income | CARE | Monthly System Peak Day | October | SCE 1-in-10 | 18 | 3.1325 | 2.964 | 2.566 | 2.3919 | 0.059915 | 97.1208
| Low Income | CARE | Monthly System Peak Day | October | SCE 1-in-10 | 19 | 3.0409 | 2.8999 | 2.7759 | 2.5088 | 0.032982 | 95.2424
| Low Income | CARE | Monthly System Peak Day | October | SCE 1-in-10 | 20 | 2.7783 | 2.6676 | 2.5649 | 2.4675 | 0.010941 | 91.3153
| Low Income | CARE | Monthly System Peak Day | October | SCE 1-in-10 | 21 | 2.5792 | 2.4886 | 2.3886 | 2.3113 | 0.015808 | 87.8346
| Low Income | CARE | Monthly System Peak Day | October | SCE 1-in-10 | 22 | 2.3724 | 2.3022 | 2.751 | 2.7541 | 0.02478 | 85.204
| Low Income | CARE | Monthly System Peak Day | October | SCE 1-in-10 | 23 | 2.0511 | 1.999 | 2.1814 | 2.1571 | 0.016547 | 82.7444
| Low Income | CARE | Monthly System Peak Day | October | SCE 1-in-10 | 24 | 1.7103 | 1.6636 | 1.7897 | 1.7362 | 0.012022 | 81.0911
| Low Income | CARE | Monthly System Peak Day | October | SCE 1-in-2 | 1 | 1.0458 | 0.99254 | 1.0458 | 0.99254 | 0 | 71.6798
| Low Income | CARE | Monthly System Peak Day | October | SCE 1-in-2 | 2 | 0.88149 | 0.83187 | 0.88149 | 0.83187 | 0 | 70.1369
| Low Income | CARE | Monthly System Peak Day | October | SCE 1-in-2 | 3 | 0.75043 | 0.70614 | 0.75043 | 0.70614 | 0 | 68.168
| Low Income | CARE | Monthly System Peak Day | October | SCE 1-in-2 | 4 | 0.68926 | 0.65237 | 0.68926 | 0.65237 | 0 | 67.1294
| Low Income | CARE | Monthly System Peak Day | October | SCE 1-in-2 | 5 | 0.65231 | 0.62243 | 0.65231 | 0.62243 | 0 | 66.3703
| Low Income | CARE | Monthly System Peak Day | October | SCE 1-in-2 | 6 | 0.63291 | 0.6164 | 0.63291 | 0.6164 | 0 | 65.6241
| Low Income | CARE | Monthly System Peak Day | October | SCE 1-in-2 | 7 | 0.62665 | 0.638 | 0.62665 | 0.638 | 0 | 64.7834
| Low Income | CARE | Monthly System Peak Day | October | SCE 1-in-2 | 8 | 0.63275 | 0.63369 | 0.63275 | 0.63369 | 0 | 64.5612
| Low Income | CARE | Monthly System Peak Day | October | SCE 1-in-2 | 9 | 0.62088 | 0.56804 | 0.62088 | 0.56804 | 0 | 65.6105
| Low Income | CARE | Monthly System Peak Day | October | SCE 1-in-2 | 10 | 0.64712 | 0.56724 | 0.64712 | 0.56724 | 0 | 69.9923
| Low Income | CARE | Monthly System Peak Day | October | SCE 1-in-2 | 11 | 0.80938 | 0.69759 | 0.80938 | 0.69759 | 0 | 76.4829
| Low Income | CARE | Monthly System Peak Day | October | SCE 1-in-2 | 12 | 0.97514 | 0.82389 | 0.97514 | 0.82389 | 0 | 82.1139
| Low Income | CARE | Monthly System Peak Day | October | SCE 1-in-2 | 13 | 1.2062 | 1.0132 | 1.2062 | 1.0132 | 0 | 85.952
| Low Income | CARE | Monthly System Peak Day | October | SCE 1-in-2 | 14 | 1.4594 | 1.2386 | 1.4594 | 1.2386 | 0 | 88.5467
| Low Income | CARE | Monthly System Peak Day | October | SCE 1-in-2 | 15 | 1.7166 | 1.4834 | 1.7166 | 1.4834 | 0 | 90.078
| Low Income | CARE | Monthly System Peak Day | October | SCE 1-in-2 | 16 | 1.9549 | 1.7334 | 1.9549 | 1.7334 | 0 | 90.94
| Low Income | CARE | Monthly System Peak Day | October | SCE 1-in-2 | 17 | 2.129 | 1.9359 | 1.2658 | 1.0806 | 0.019355 | 91.0164
| Low Income | CARE | Monthly System Peak Day | October | SCE 1-in-2 | 18 | 2.2257 | 2.0571 | 1.8088 | 1.6346 | 0.10585 | 90.3711
| Low Income | CARE | Monthly System Peak Day | October | SCE 1-in-2 | 19 | 2.1883 | 2.0472 | 2.0718 | 1.8048 | 0.06184 | 89.0522
| Low Income | CARE | Monthly System Peak Day | October | SCE 1-in-2 | 20 | 2.0342 | 1.9234 | 1.8585 | 1.7611 | 0.019527 | 85.5439
| Low Income | CARE | Monthly System Peak Day | October | SCE 1-in-2 | 21 | 1.9173 | 1.8267 | 1.7634 | 1.6862 | 0.025234 | 82.2174
| Low Income | CARE | Monthly System Peak Day | October | SCE 1-in-2 | 22 | 1.7679 | 1.6977 | 2.1567 | 2.1598 | 0.041472 | 79.8082
| Low Income | CARE | Monthly System Peak Day | October | SCE 1-in-2 | 23 | 1.5219 | 1.4698 | 1.6167 | 1.5924 | 0.028291 | 77.1336
| Low Income | CARE | Monthly System Peak Day | October | SCE 1-in-2 | 24 | 1.2761 | 1.2294 | 1.3232 | 1.2697 | 0.020688 | 75.2335
| Low Income | CARE | Monthly System Peak Day | September | CAISO 1-in-10 | 1 | 1.5321 | 1.4788 | 1.5321 | 1.4788 | 0 | 81.4542
| Low Income | CARE | Monthly System Peak Day | September | CAISO 1-in-10 | 2 | 1.299 | 1.2493 | 1.299 | 1.2493 | 0 | 80.1288
| Low Income | CARE | Monthly System Peak Day | September | CAISO 1-in-10 | 3 | 1.1399 | 1.0956 | 1.1399 | 1.0956 | 0 | 78.9257
| Low Income | CARE | Monthly System Peak Day | September | CAISO 1-in-10 | 4 | 1.0424 | 1.0055 | 1.0424 | 1.0055 | 0 | 78.4147
| Low Income | CARE | Monthly System Peak Day | September | CAISO 1-in-10 | 5 | 0.96093 | 0.93105 | 0.96093 | 0.93105 | 0 | 77.709
| Low Income | CARE | Monthly System Peak Day | September | CAISO 1-in-10 | 6 | 0.91801 | 0.9015 | 0.91801 | 0.9015 | 0 | 77.5215
| Low Income | CARE | Monthly System Peak Day | September | CAISO 1-in-10 | 7 | 0.88514 | 0.89649 | 0.88514 | 0.89649 | 0 | 77.1037
| Low Income | CARE | Monthly System Peak Day | September | CAISO 1-in-10 | 8 | 0.93073 | 0.93166 | 0.93073 | 0.93166 | 0 | 77.3687
| Low Income | CARE | Monthly System Peak Day | September | CAISO 1-in-10 | 9 | 0.96966 | 0.91682 | 0.96966 | 0.91682 | 0 | 78.7091
| Low Income | CARE | Monthly System Peak Day | September | CAISO 1-in-10 | 10 | 1.0481 | 0.96825 | 1.0481 | 0.96825 | 0 | 82.1965
| Low Income | CARE | Monthly System Peak Day | September | CAISO 1-in-10 | 11 | 1.3396 | 1.2278 | 1.3396 | 1.2278 | 0 | 87.235
| Low Income | CARE | Monthly System Peak Day | September | CAISO 1-in-10 | 12 | 1.7291 | 1.5779 | 1.7291 | 1.5779 | 0 | 91.3352
| Low Income | CARE | Monthly System Peak Day | September | CAISO 1-in-10 | 13 | 2.1592 | 1.9663 | 2.1592 | 1.9663 | 0 | 94.9261
| Low Income | CARE | Monthly System Peak Day | September | CAISO 1-in-10 | 14 | 2.5635 | 2.3428 | 2.5635 | 2.3428 | 0 | 97.308
| Low Income | CARE | Monthly System Peak Day | September | CAISO 1-in-10 | 15 | 2.916 | 2.6829 | 2.916 | 2.6829 | 0 | 98.7924
| Low Income | CARE | Monthly System Peak Day | September | CAISO 1-in-10 | 16 | 3.1936 | 2.9722 | 3.1936 | 2.9722 | 0 | 99.1875
| Low Income | CARE | Monthly System Peak Day | September | CAISO 1-in-10 | 17 | 3.3687 | 3.1755 | 2.3475 | 2.1624 | 0.01855 | 99.9897
| Low Income | CARE | Monthly System Peak Day | September | CAISO 1-in-10 | 18 | 3.4417 | 3.2731 | 2.8345 | 2.6603 | 0.052034 | 98.9587
| Low Income | CARE | Monthly System Peak Day | September | CAISO 1-in-10 | 19 | 3.3322 | 3.1912 | 3.0196 | 2.7526 | 0.026125 | 97.2209
| Low Income | CARE | Monthly System Peak Day | September | CAISO 1-in-10 | 20 | 3.0394 | 2.9287 | 2.8046 | 2.7072 | 0.008587 | 94.5872
| Low Income | CARE | Monthly System Peak Day | September | CAISO 1-in-10 | 21 | 2.8165 | 2.7259 | 2.6041 | 2.5269 | 0.011134 | 91.1513
| Low Income | CARE | Monthly System Peak Day | September | CAISO 1-in-10 | 22 | 2.5905 | 2.5203 | 2.9617 | 2.9648 | 0.022224 | 89.0656
| Low Income | CARE | Monthly System Peak Day | September | CAISO 1-in-10 | 23 | 2.2424 | 2.1903 | 2.4018 | 2.3775 | 0.016689 | 87.3457
| Low Income | CARE | Monthly System Peak Day | September | CAISO 1-in-10 | 24 | 1.8818 | 1.8351 | 1.9857 | 1.9322 | 0.013471 | 85.5108
| Low Income | CARE | Monthly System Peak Day | September | CAISO 1-in-2 | 1 | 1.4923 | 1.439 | 1.4923 | 1.439 | 0 | 80.5902
| Low Income | CARE | Monthly System Peak Day | September | CAISO 1-in-2 | 2 | 1.2553 | 1.2057 | 1.2553 | 1.2057 | 0 | 79.0085
| Low Income | CARE | Monthly System Peak Day | September | CAISO 1-in-2 | 3 | 1.0922 | 1.0479 | 1.0922 | 1.0479 | 0 | 77.6369
| Low Income | CARE | Monthly System Peak Day | September | CAISO 1-in-2 | 4 | 0.95757 | 0.92069 | 0.95757 | 0.92069 | 0 | 76.0271
| Low Income | CARE | Monthly System Peak Day | September | CAISO 1-in-2 | 5 | 0.87432 | 0.84444 | 0.87432 | 0.84444 | 0 | 74.961
| Low Income | CARE | Monthly System Peak Day | September | CAISO 1-in-2 | 6 | 0.81458 | 0.79807 | 0.81458 | 0.79807 | 0 | 73.7962
| Low Income | CARE | Monthly System Peak Day | September | CAISO 1-in-2 | 7 | 0.79315 | 0.8045 | 0.79315 | 0.8045 | 0 | 73.4652
| Low Income | CARE | Monthly System Peak Day | September | CAISO 1-in-2 | 8 | 0.82277 | 0.82371 | 0.82277 | 0.82371 | 0 | 73.4189
| Low Income | CARE | Monthly System Peak Day | September | CAISO 1-in-2 | 9 | 0.86232 | 0.80948 | 0.86232 | 0.80948 | 0 | 75.3778
| Low Income | CARE | Monthly System Peak Day | September | CAISO 1-in-2 | 10 | 0.97349 | 0.89361 | 0.97349 | 0.89361 | 0 | 80.2964
| Low Income | CARE | Monthly System Peak Day | September | CAISO 1-in-2 | 11 | 1.2082 | 1.0964 | 1.2082 | 1.0964 | 0 | 86.465
| Low Income | CARE | Monthly System Peak Day | September | CAISO 1-in-2 | 12 | 1.5202 | 1.369 | 1.5202 | 1.369 | 0 | 91.3628
| Low Income | CARE | Monthly System Peak Day | September | CAISO 1-in-2 | 13 | 1.9123 | 1.7193 | 1.9123 | 1.7193 | 0 | 94.4698
| Low Income | CARE | Monthly System Peak Day | September | CAISO 1-in-2 | 14 | 2.2891 | 2.0683 | 2.2891 | 2.0683 | 0 | 96.6158
| Low Income | CARE | Monthly System Peak Day | September | CAISO 1-in-2 | 15 | 2.6249 | 2.3918 | 2.6249 | 2.3918 | 0 | 97.5234
| Low Income | CARE | Monthly System Peak Day | September | CAISO 1-in-2 | 16 | 2.8927 | 2.6713 | 2.8927 | 2.6713 | 0 | 96.7637
| Low Income | CARE | Monthly System Peak Day | September | CAISO 1-in-2 | 17 | 3.0615 | 2.8683 | 2.1149 | 1.9297 | 0.015966 | 95.7526
| Low Income | CARE | Monthly System Peak Day | September | CAISO 1-in-2 | 18 | 3.1451 | 2.9766 | 2.6407 | 2.4666 | 0.076907 | 94.3202
| Low Income | CARE | Monthly System Peak Day | September | CAISO 1-in-2 | 19 | 3.056 | 2.915 | 2.8288 | 2.5618 | 0.039662 | 93.6671
| Low Income | CARE | Monthly System Peak Day | September | CAISO 1-in-2 | 20 | 2.7925 | 2.6817 | 2.5763 | 2.4789 | 0.010474 | 91.7335
| Low Income | CARE | Monthly System Peak Day | September | CAISO 1-in-2 | 21 | 2.5934 | 2.5027 | 2.3995 | 2.3222 | 0.015053 | 88.3228
| Low Income | CARE | Monthly System Peak Day | September | CAISO 1-in-2 | 22 | 2.3864 | 2.3162 | 2.7635 | 2.7666 | 0.023343 | 85.9807
| Low Income | CARE | Monthly System Peak Day | September | CAISO 1-in-2 | 23 | 2.0639 | 2.0118 | 2.2012 | 2.1769 | 0.015456 | 83.8576
| Low Income | CARE | Monthly System Peak Day | September | CAISO 1-in-2 | 24 | 1.7254 | 1.6787 | 1.8099 | 1.7564 | 0.011593 | 82.0171
| Low Income | CARE | Monthly System Peak Day | September | SCE 1-in-10 | 1 | 1.4622 | 1.4089 | 1.4622 | 1.4089 | 0 | 80.1504
| Low Income | CARE | Monthly System Peak Day | September | SCE 1-in-10 | 2 | 1.2341 | 1.1845 | 1.2341 | 1.1845 | 0 | 78.8117
| Low Income | CARE | Monthly System Peak Day | September | SCE 1-in-10 | 3 | 1.0824 | 1.0381 | 1.0824 | 1.0381 | 0 | 77.5745
| Low Income | CARE | Monthly System Peak Day | September | SCE 1-in-10 | 4 | 0.99454 | 0.95766 | 0.99454 | 0.95766 | 0 | 77.0754
| Low Income | CARE | Monthly System Peak Day | September | SCE 1-in-10 | 5 | 0.92428 | 0.8944 | 0.92428 | 0.8944 | 0 | 76.4533
| Low Income | CARE | Monthly System Peak Day | September | SCE 1-in-10 | 6 | 0.88744 | 0.87093 | 0.88744 | 0.87093 | 0 | 76.3048
| Low Income | CARE | Monthly System Peak Day | September | SCE 1-in-10 | 7 | 0.85985 | 0.8712 | 0.85985 | 0.8712 | 0 | 75.9817
| Low Income | CARE | Monthly System Peak Day | September | SCE 1-in-10 | 8 | 0.89457 | 0.89551 | 0.89457 | 0.89551 | 0 | 75.9209
| Low Income | CARE | Monthly System Peak Day | September | SCE 1-in-10 | 9 | 0.94628 | 0.89344 | 0.94628 | 0.89344 | 0 | 77.9597
| Low Income | CARE | Monthly System Peak Day | September | SCE 1-in-10 | 10 | 1.0484 | 0.96854 | 1.0484 | 0.96854 | 0 | 82.151
| Low Income | CARE | Monthly System Peak Day | September | SCE 1-in-10 | 11 | 1.3463 | 1.2345 | 1.3463 | 1.2345 | 0 | 87.5181
| Low Income | CARE | Monthly System Peak Day | September | SCE 1-in-10 | 12 | 1.7339 | 1.5827 | 1.7339 | 1.5827 | 0 | 91.9041
| Low Income | CARE | Monthly System Peak Day | September | SCE 1-in-10 | 13 | 2.1644 | 1.9715 | 2.1644 | 1.9715 | 0 | 95.8493
| Low Income | CARE | Monthly System Peak Day | September | SCE 1-in-10 | 14 | 2.5715 | 2.3507 | 2.5715 | 2.3507 | 0 | 98.8334
| Low Income | CARE | Monthly System Peak Day | September | SCE 1-in-10 | 15 | 2.9309 | 2.6978 | 2.9309 | 2.6978 | 0 | 100.6272
| Low Income | CARE | Monthly System Peak Day | September | SCE 1-in-10 | 16 | 3.2146 | 2.9931 | 3.2146 | 2.9931 | 0 | 101.3934
| Low Income | CARE | Monthly System Peak Day | September | SCE 1-in-10 | 17 | 3.3921 | 3.1989 | 2.3338 | 2.1486 | 0.021388 | 102.0966
| Low Income | CARE | Monthly System Peak Day | September | SCE 1-in-10 | 18 | 3.4592 | 3.2907 | 2.8109 | 2.6368 | 0.048313 | 100.8151
| Low Income | CARE | Monthly System Peak Day | September | SCE 1-in-10 | 19 | 3.3469 | 3.2058 | 3.0136 | 2.7466 | 0.024025 | 98.081
| Low Income | CARE | Monthly System Peak Day | September | SCE 1-in-10 | 20 | 3.0531 | 2.9424 | 2.8168 | 2.7194 | 0.0085611 | 94.8158
| Low Income | CARE | Monthly System Peak Day | September | SCE 1-in-10 | 21 | 2.8301 | 2.7394 | 2.6154 | 2.5382 | 0.010733 | 91.4976
| Low Income | CARE | Monthly System Peak Day | September | SCE 1-in-10 | 22 | 2.6038 | 2.5336 | 2.9739 | 2.977 | 0.022872 | 89.6271
| Low Income | CARE | Monthly System Peak Day | September | SCE 1-in-10 | 23 | 2.2531 | 2.201 | 2.4153 | 2.391 | 0.017311 | 87.7877
| Low Income | CARE | Monthly System Peak Day | September | SCE 1-in-10 | 24 | 1.8939 | 1.8472 | 2.0009 | 1.9474 | 0.014209 | 86.0795
| Low Income | CARE | Monthly System Peak Day | September | SCE 1-in-2 | 1 | 1.3598 | 1.3066 | 1.3598 | 1.3066 | 0 | 78.0851
| Low Income | CARE | Monthly System Peak Day | September | SCE 1-in-2 | 2 | 1.1487 | 1.0991 | 1.1487 | 1.0991 | 0 | 76.7747
| Low Income | CARE | Monthly System Peak Day | September | SCE 1-in-2 | 3 | 1.0104 | 0.96614 | 1.0104 | 0.96614 | 0 | 75.6726
| Low Income | CARE | Monthly System Peak Day | September | SCE 1-in-2 | 4 | 0.91258 | 0.87569 | 0.91258 | 0.87569 | 0 | 74.7602
| Low Income | CARE | Monthly System Peak Day | September | SCE 1-in-2 | 5 | 0.83307 | 0.80319 | 0.83307 | 0.80319 | 0 | 73.5872
| Low Income | CARE | Monthly System Peak Day | September | SCE 1-in-2 | 6 | 0.78438 | 0.76787 | 0.78438 | 0.76787 | 0 | 72.6604
| Low Income | CARE | Monthly System Peak Day | September | SCE 1-in-2 | 7 | 0.76375 | 0.7751 | 0.76375 | 0.7751 | 0 | 72.2813
| Low Income | CARE | Monthly System Peak Day | September | SCE 1-in-2 | 8 | 0.78588 | 0.78681 | 0.78588 | 0.78681 | 0 | 72.1309
| Low Income | CARE | Monthly System Peak Day | September | SCE 1-in-2 | 9 | 0.82176 | 0.76892 | 0.82176 | 0.76892 | 0 | 74.1066
| Low Income | CARE | Monthly System Peak Day | September | SCE 1-in-2 | 10 | 0.93022 | 0.85034 | 0.93022 | 0.85034 | 0 | 78.8243
| Low Income | CARE | Monthly System Peak Day | September | SCE 1-in-2 | 11 | 1.1809 | 1.0691 | 1.1809 | 1.0691 | 0 | 84.5602
| Low Income | CARE | Monthly System Peak Day | September | SCE 1-in-2 | 12 | 1.4964 | 1.3452 | 1.4964 | 1.3452 | 0 | 89.3219
| Low Income | CARE | Monthly System Peak Day | September | SCE 1-in-2 | 13 | 1.8669 | 1.674 | 1.8669 | 1.674 | 0 | 93.22
| Low Income | CARE | Monthly System Peak Day | September | SCE 1-in-2 | 14 | 2.2302 | 2.0094 | 2.2302 | 2.0094 | 0 | 95.7874
| Low Income | CARE | Monthly System Peak Day | September | SCE 1-in-2 | 15 | 2.5592 | 2.3261 | 2.5592 | 2.3261 | 0 | 96.9949
| Low Income | CARE | Monthly System Peak Day | September | SCE 1-in-2 | 16 | 2.8264 | 2.605 | 2.8264 | 2.605 | 0 | 96.9876
| Low Income | CARE | Monthly System Peak Day | September | SCE 1-in-2 | 17 | 3.0001 | 2.807 | 2.0297 | 1.8446 | 0.016224 | 97.1037
| Low Income | CARE | Monthly System Peak Day | September | SCE 1-in-2 | 18 | 3.0812 | 2.9127 | 2.5245 | 2.3504 | 0.062264 | 96.6806
| Low Income | CARE | Monthly System Peak Day | September | SCE 1-in-2 | 19 | 2.9925 | 2.8514 | 2.7178 | 2.4508 | 0.031429 | 95.6415
| Low Income | CARE | Monthly System Peak Day | September | SCE 1-in-2 | 20 | 2.747 | 2.6363 | 2.5219 | 2.4246 | 0.0092488 | 93.0931
| Low Income | CARE | Monthly System Peak Day | September | SCE 1-in-2 | 21 | 2.5547 | 2.4641 | 2.3552 | 2.2779 | 0.013766 | 89.1836
| Low Income | CARE | Monthly System Peak Day | September | SCE 1-in-2 | 22 | 2.3468 | 2.2766 | 2.723 | 2.7261 | 0.022688 | 86.4381
| Low Income | CARE | Monthly System Peak Day | September | SCE 1-in-2 | 23 | 2.028 | 1.9759 | 2.1675 | 2.1431 | 0.015256 | 84.2006
| Low Income | CARE | Monthly System Peak Day | September | SCE 1-in-2 | 24 | 1.6975 | 1.6508 | 1.782 | 1.7285 | 0.011595 | 82.0082
| Low Income | CARE | Typical Event Day | Typical Event | CAISO 1-in-10 | 1 | 1.4674 | 1.4141 | 1.4674 | 1.4141 | 0 | 80.2081
| Low Income | CARE | Typical Event Day | Typical Event | CAISO 1-in-10 | 2 | 1.2432 | 1.1935 | 1.2432 | 1.1935 | 0 | 78.9196
| Low Income | CARE | Typical Event Day | Typical Event | CAISO 1-in-10 | 3 | 1.0901 | 1.0458 | 1.0901 | 1.0458 | 0 | 77.7025
| Low Income | CARE | Typical Event Day | Typical Event | CAISO 1-in-10 | 4 | 0.98347 | 0.94658 | 0.98347 | 0.94658 | 0 | 76.7639
| Low Income | CARE | Typical Event Day | Typical Event | CAISO 1-in-10 | 5 | 0.90195 | 0.87207 | 0.90195 | 0.87207 | 0 | 75.7676
| Low Income | CARE | Typical Event Day | Typical Event | CAISO 1-in-10 | 6 | 0.85403 | 0.83752 | 0.85403 | 0.83752 | 0 | 75.1143
| Low Income | CARE | Typical Event Day | Typical Event | CAISO 1-in-10 | 7 | 0.82385 | 0.83521 | 0.82385 | 0.83521 | 0 | 74.5593
| Low Income | CARE | Typical Event Day | Typical Event | CAISO 1-in-10 | 8 | 0.86695 | 0.86789 | 0.86695 | 0.86789 | 0 | 74.9769
| Low Income | CARE | Typical Event Day | Typical Event | CAISO 1-in-10 | 9 | 0.94706 | 0.89422 | 0.94706 | 0.89422 | 0 | 78.0173
| Low Income | CARE | Typical Event Day | Typical Event | CAISO 1-in-10 | 10 | 1.0541 | 0.97421 | 1.0541 | 0.97421 | 0 | 82.741
| Low Income | CARE | Typical Event Day | Typical Event | CAISO 1-in-10 | 11 | 1.2997 | 1.1879 | 1.2997 | 1.1879 | 0 | 87.7631
| Low Income | CARE | Typical Event Day | Typical Event | CAISO 1-in-10 | 12 | 1.6579 | 1.5067 | 1.6579 | 1.5067 | 0 | 92.1742
| Low Income | CARE | Typical Event Day | Typical Event | CAISO 1-in-10 | 13 | 2.0806 | 1.8876 | 2.0806 | 1.8876 | 0 | 95.4188
| Low Income | CARE | Typical Event Day | Typical Event | CAISO 1-in-10 | 14 | 2.4788 | 2.2581 | 2.4788 | 2.2581 | 0 | 97.8891
| Low Income | CARE | Typical Event Day | Typical Event | CAISO 1-in-10 | 15 | 2.8295 | 2.5964 | 2.8295 | 2.5964 | 0 | 99.4296
| Low Income | CARE | Typical Event Day | Typical Event | CAISO 1-in-10 | 16 | 3.1082 | 2.8868 | 3.1082 | 2.8868 | 0 | 100.033
| Low Income | CARE | Typical Event Day | Typical Event | CAISO 1-in-10 | 17 | 3.2826 | 3.0894 | 2.2607 | 2.0755 | 0.018599 | 100.0318
| Low Income | CARE | Typical Event Day | Typical Event | CAISO 1-in-10 | 18 | 3.3556 | 3.187 | 2.7443 | 2.5701 | 0.051448 | 99.1442
| Low Income | CARE | Typical Event Day | Typical Event | CAISO 1-in-10 | 19 | 3.2501 | 3.1091 | 2.9321 | 2.6651 | 0.025502 | 97.4496
| Low Income | CARE | Typical Event Day | Typical Event | CAISO 1-in-10 | 20 | 2.9712 | 2.8605 | 2.7359 | 2.6385 | 0.0085759 | 94.6645
| Low Income | CARE | Typical Event Day | Typical Event | CAISO 1-in-10 | 21 | 2.7551 | 2.6645 | 2.5444 | 2.4672 | 0.011452 | 90.889
| Low Income | CARE | Typical Event Day | Typical Event | CAISO 1-in-10 | 22 | 2.5261 | 2.456 | 2.9004 | 2.9035 | 0.021824 | 87.4365
| Low Income | CARE | Typical Event Day | Typical Event | CAISO 1-in-10 | 23 | 2.1841 | 2.132 | 2.3278 | 2.3035 | 0.01507 | 84.8724
| Low Income | CARE | Typical Event Day | Typical Event | CAISO 1-in-10 | 24 | 1.82 | 1.7733 | 1.9091 | 1.8555 | 0.011548 | 82.8429
| Low Income | CARE | Typical Event Day | Typical Event | CAISO 1-in-2 | 1 | 1.3014 | 1.2482 | 1.3014 | 1.2482 | 0 | 76.8816
| Low Income | CARE | Typical Event Day | Typical Event | CAISO 1-in-2 | 2 | 1.0994 | 1.0498 | 1.0994 | 1.0498 | 0 | 75.554
| Low Income | CARE | Typical Event Day | Typical Event | CAISO 1-in-2 | 3 | 0.96394 | 0.91965 | 0.96394 | 0.91965 | 0 | 74.4249
| Low Income | CARE | Typical Event Day | Typical Event | CAISO 1-in-2 | 4 | 0.85995 | 0.82306 | 0.85995 | 0.82306 | 0 | 73.2767
| Low Income | CARE | Typical Event Day | Typical Event | CAISO 1-in-2 | 5 | 0.78822 | 0.75834 | 0.78822 | 0.75834 | 0 | 72.2538
| Low Income | CARE | Typical Event Day | Typical Event | CAISO 1-in-2 | 6 | 0.73958 | 0.72307 | 0.73958 | 0.72307 | 0 | 71.2251
| Low Income | CARE | Typical Event Day | Typical Event | CAISO 1-in-2 | 7 | 0.7171 | 0.72845 | 0.7171 | 0.72845 | 0 | 70.6324
| Low Income | CARE | Typical Event Day | Typical Event | CAISO 1-in-2 | 8 | 0.74433 | 0.74526 | 0.74433 | 0.74526 | 0 | 70.8721
| Low Income | CARE | Typical Event Day | Typical Event | CAISO 1-in-2 | 9 | 0.8029 | 0.75006 | 0.8029 | 0.75006 | 0 | 73.59
| Low Income | CARE | Typical Event Day | Typical Event | CAISO 1-in-2 | 10 | 0.88296 | 0.80308 | 0.88296 | 0.80308 | 0 | 77.9363
| Low Income | CARE | Typical Event Day | Typical Event | CAISO 1-in-2 | 11 | 1.0594 | 0.94763 | 1.0594 | 0.94763 | 0 | 82.7544
| Low Income | CARE | Typical Event Day | Typical Event | CAISO 1-in-2 | 12 | 1.3271 | 1.1758 | 1.3271 | 1.1758 | 0 | 87.0512
| Low Income | CARE | Typical Event Day | Typical Event | CAISO 1-in-2 | 13 | 1.6581 | 1.4651 | 1.6581 | 1.4651 | 0 | 90.3344
| Low Income | CARE | Typical Event Day | Typical Event | CAISO 1-in-2 | 14 | 1.9841 | 1.7633 | 1.9841 | 1.7633 | 0 | 92.7831
| Low Income | CARE | Typical Event Day | Typical Event | CAISO 1-in-2 | 15 | 2.2872 | 2.0541 | 2.2872 | 2.0541 | 0 | 94.4057
| Low Income | CARE | Typical Event Day | Typical Event | CAISO 1-in-2 | 16 | 2.5445 | 2.3231 | 2.5445 | 2.3231 | 0 | 94.715
| Low Income | CARE | Typical Event Day | Typical Event | CAISO 1-in-2 | 17 | 2.7168 | 2.5237 | 1.7936 | 1.6085 | 0.016283 | 94.4233
| Low Income | CARE | Typical Event Day | Typical Event | CAISO 1-in-2 | 18 | 2.8041 | 2.6355 | 2.3273 | 2.1531 | 0.085627 | 93.0722
| Low Income | CARE | Typical Event Day | Typical Event | CAISO 1-in-2 | 19 | 2.734 | 2.5929 | 2.5585 | 2.2915 | 0.049714 | 91.5098
| Low Income | CARE | Typical Event Day | Typical Event | CAISO 1-in-2 | 20 | 2.5094 | 2.3987 | 2.3098 | 2.2124 | 0.013733 | 89.2061
| Low Income | CARE | Typical Event Day | Typical Event | CAISO 1-in-2 | 21 | 2.3402 | 2.2496 | 2.1626 | 2.0854 | 0.019046 | 85.8322
| Low Income | CARE | Typical Event Day | Typical Event | CAISO 1-in-2 | 22 | 2.1512 | 2.081 | 2.5344 | 2.5375 | 0.031298 | 82.7596
| Low Income | CARE | Typical Event Day | Typical Event | CAISO 1-in-2 | 23 | 1.8595 | 1.8074 | 1.9763 | 1.952 | 0.020126 | 80.6117
| Low Income | CARE | Typical Event Day | Typical Event | CAISO 1-in-2 | 24 | 1.553 | 1.5063 | 1.6206 | 1.5671 | 0.014296 | 78.9455
| Low Income | CARE | Typical Event Day | Typical Event | SCE 1-in-10 | 1 | 1.4954 | 1.4421 | 1.4954 | 1.4421 | 0 | 80.7887
| Low Income | CARE | Typical Event Day | Typical Event | SCE 1-in-10 | 2 | 1.2462 | 1.1966 | 1.2462 | 1.1966 | 0 | 79.0903
| Low Income | CARE | Typical Event Day | Typical Event | SCE 1-in-10 | 3 | 1.0809 | 1.0366 | 1.0809 | 1.0366 | 0 | 77.5627
| Low Income | CARE | Typical Event Day | Typical Event | SCE 1-in-10 | 4 | 0.9737 | 0.93682 | 0.9737 | 0.93682 | 0 | 76.4977
| Low Income | CARE | Typical Event Day | Typical Event | SCE 1-in-10 | 5 | 0.89368 | 0.8638 | 0.89368 | 0.8638 | 0 | 75.3961
| Low Income | CARE | Typical Event Day | Typical Event | SCE 1-in-10 | 6 | 0.84492 | 0.82841 | 0.84492 | 0.82841 | 0 | 74.5972
| Low Income | CARE | Typical Event Day | Typical Event | SCE 1-in-10 | 7 | 0.81457 | 0.82592 | 0.81457 | 0.82592 | 0 | 73.9633
| Low Income | CARE | Typical Event Day | Typical Event | SCE 1-in-10 | 8 | 0.86231 | 0.86325 | 0.86231 | 0.86325 | 0 | 74.6004
| Low Income | CARE | Typical Event Day | Typical Event | SCE 1-in-10 | 9 | 0.95188 | 0.89904 | 0.95188 | 0.89904 | 0 | 78.1304
| Low Income | CARE | Typical Event Day | Typical Event | SCE 1-in-10 | 10 | 1.0896 | 1.0097 | 1.0896 | 1.0097 | 0 | 83.6383
| Low Income | CARE | Typical Event Day | Typical Event | SCE 1-in-10 | 11 | 1.3613 | 1.2495 | 1.3613 | 1.2495 | 0 | 89.3758
| Low Income | CARE | Typical Event Day | Typical Event | SCE 1-in-10 | 12 | 1.7381 | 1.5868 | 1.7381 | 1.5868 | 0 | 93.9598
| Low Income | CARE | Typical Event Day | Typical Event | SCE 1-in-10 | 13 | 2.1853 | 1.9924 | 2.1853 | 1.9924 | 0 | 97.204
| Low Income | CARE | Typical Event Day | Typical Event | SCE 1-in-10 | 14 | 2.6046 | 2.3838 | 2.6046 | 2.3838 | 0 | 99.619
| Low Income | CARE | Typical Event Day | Typical Event | SCE 1-in-10 | 15 | 2.9691 | 2.736 | 2.9691 | 2.736 | 0 | 101.3852
| Low Income | CARE | Typical Event Day | Typical Event | SCE 1-in-10 | 16 | 3.2558 | 3.0344 | 3.2558 | 3.0344 | 0 | 102.3552
| Low Income | CARE | Typical Event Day | Typical Event | SCE 1-in-10 | 17 | 3.432 | 3.2388 | 2.3673 | 2.1821 | 0.021949 | 102.4619
| Low Income | CARE | Typical Event Day | Typical Event | SCE 1-in-10 | 18 | 3.4987 | 3.3302 | 2.8301 | 2.6559 | 0.048389 | 101.7316
| Low Income | CARE | Typical Event Day | Typical Event | SCE 1-in-10 | 19 | 3.3829 | 3.2418 | 3.0057 | 2.7387 | 0.022273 | 99.9116
| Low Income | CARE | Typical Event Day | Typical Event | SCE 1-in-10 | 20 | 3.0944 | 2.9837 | 2.8447 | 2.7473 | 0.0092448 | 96.8659
| Low Income | CARE | Typical Event Day | Typical Event | SCE 1-in-10 | 21 | 2.8702 | 2.7796 | 2.6443 | 2.567 | 0.009159 | 93.2243
| Low Income | CARE | Typical Event Day | Typical Event | SCE 1-in-10 | 22 | 2.629 | 2.5588 | 2.9989 | 3.0021 | 0.022999 | 89.7182
| Low Income | CARE | Typical Event Day | Typical Event | SCE 1-in-10 | 23 | 2.2702 | 2.2181 | 2.4249 | 2.4006 | 0.015845 | 86.6006
| Low Income | CARE | Typical Event Day | Typical Event | SCE 1-in-10 | 24 | 1.8942 | 1.8475 | 1.9919 | 1.9384 | 0.012331 | 84.4077
| Low Income | CARE | Typical Event Day | Typical Event | SCE 1-in-2 | 1 | 1.2849 | 1.2317 | 1.2849 | 1.2317 | 0 | 76.5815
| Low Income | CARE | Typical Event Day | Typical Event | SCE 1-in-2 | 2 | 1.0841 | 1.0345 | 1.0841 | 1.0345 | 0 | 75.2482
| Low Income | CARE | Typical Event Day | Typical Event | SCE 1-in-2 | 3 | 0.95233 | 0.90803 | 0.95233 | 0.90803 | 0 | 74.1449
| Low Income | CARE | Typical Event Day | Typical Event | SCE 1-in-2 | 4 | 0.85493 | 0.81805 | 0.85493 | 0.81805 | 0 | 73.118
| Low Income | CARE | Typical Event Day | Typical Event | SCE 1-in-2 | 5 | 0.78726 | 0.75738 | 0.78726 | 0.75738 | 0 | 72.1904
| Low Income | CARE | Typical Event Day | Typical Event | SCE 1-in-2 | 6 | 0.74286 | 0.72636 | 0.74286 | 0.72636 | 0 | 71.3175
| Low Income | CARE | Typical Event Day | Typical Event | SCE 1-in-2 | 7 | 0.71961 | 0.73096 | 0.71961 | 0.73096 | 0 | 70.7004
| Low Income | CARE | Typical Event Day | Typical Event | SCE 1-in-2 | 8 | 0.74854 | 0.74947 | 0.74854 | 0.74947 | 0 | 70.9991
| Low Income | CARE | Typical Event Day | Typical Event | SCE 1-in-2 | 9 | 0.80759 | 0.75475 | 0.80759 | 0.75475 | 0 | 73.7313
| Low Income | CARE | Typical Event Day | Typical Event | SCE 1-in-2 | 10 | 0.89372 | 0.81384 | 0.89372 | 0.81384 | 0 | 78.3157
| Low Income | CARE | Typical Event Day | Typical Event | SCE 1-in-2 | 11 | 1.0645 | 0.95266 | 1.0645 | 0.95266 | 0 | 83.077
| Low Income | CARE | Typical Event Day | Typical Event | SCE 1-in-2 | 12 | 1.3333 | 1.182 | 1.3333 | 1.182 | 0 | 87.2451
| Low Income | CARE | Typical Event Day | Typical Event | SCE 1-in-2 | 13 | 1.6681 | 1.4752 | 1.6681 | 1.4752 | 0 | 90.3352
| Low Income | CARE | Typical Event Day | Typical Event | SCE 1-in-2 | 14 | 1.9964 | 1.7756 | 1.9964 | 1.7756 | 0 | 92.4968
| Low Income | CARE | Typical Event Day | Typical Event | SCE 1-in-2 | 15 | 2.2986 | 2.0655 | 2.2986 | 2.0655 | 0 | 94.1225
| Low Income | CARE | Typical Event Day | Typical Event | SCE 1-in-2 | 16 | 2.5554 | 2.334 | 2.5554 | 2.334 | 0 | 94.5942
| Low Income | CARE | Typical Event Day | Typical Event | SCE 1-in-2 | 17 | 2.7287 | 2.5356 | 1.8001 | 1.6149 | 0.01616 | 94.7313
| Low Income | CARE | Typical Event Day | Typical Event | SCE 1-in-2 | 18 | 2.8155 | 2.647 | 2.3216 | 2.1474 | 0.080148 | 93.8476
| Low Income | CARE | Typical Event Day | Typical Event | SCE 1-in-2 | 19 | 2.744 | 2.603 | 2.5508 | 2.2838 | 0.046195 | 92.2471
| Low Income | CARE | Typical Event Day | Typical Event | SCE 1-in-2 | 20 | 2.5215 | 2.4108 | 2.3178 | 2.2204 | 0.012836 | 89.8372
| Low Income | CARE | Typical Event Day | Typical Event | SCE 1-in-2 | 21 | 2.3509 | 2.2603 | 2.1709 | 2.0936 | 0.018433 | 86.203
| Low Income | CARE | Typical Event Day | Typical Event | SCE 1-in-2 | 22 | 2.1587 | 2.0885 | 2.5418 | 2.5449 | 0.031089 | 82.8267
| Low Income | CARE | Typical Event Day | Typical Event | SCE 1-in-2 | 23 | 1.8656 | 1.8135 | 1.982 | 1.9576 | 0.020254 | 80.5488
| Low Income | CARE | Typical Event Day | Typical Event | SCE 1-in-2 | 24 | 1.555 | 1.5083 | 1.6209 | 1.5674 | 0.014711 | 78.6543
| Low Income | Non-CARE | Average Weekday | April | CAISO 1-in-10 | 1 | 0.77041 | 0.74962 | 0.77041 | 0.74962 | 0 | 60.1398
| Low Income | Non-CARE | Average Weekday | April | CAISO 1-in-10 | 2 | 0.68308 | 0.66707 | 0.68308 | 0.66707 | 0 | 59.0596
| Low Income | Non-CARE | Average Weekday | April | CAISO 1-in-10 | 3 | 0.62169 | 0.60452 | 0.62169 | 0.60452 | 0 | 58.0545
| Low Income | Non-CARE | Average Weekday | April | CAISO 1-in-10 | 4 | 0.58013 | 0.56346 | 0.58013 | 0.56346 | 0 | 57.1349
| Low Income | Non-CARE | Average Weekday | April | CAISO 1-in-10 | 5 | 0.56088 | 0.54643 | 0.56088 | 0.54643 | 0 | 56.376
| Low Income | Non-CARE | Average Weekday | April | CAISO 1-in-10 | 6 | 0.56872 | 0.56794 | 0.56872 | 0.56794 | 0 | 55.781
| Low Income | Non-CARE | Average Weekday | April | CAISO 1-in-10 | 7 | 0.59781 | 0.63389 | 0.59781 | 0.63389 | 0 | 55.3471
| Low Income | Non-CARE | Average Weekday | April | CAISO 1-in-10 | 8 | 0.5647 | 0.5977 | 0.5647 | 0.5977 | 0 | 55.3166
| Low Income | Non-CARE | Average Weekday | April | CAISO 1-in-10 | 9 | 0.43716 | 0.42571 | 0.43716 | 0.42571 | 0 | 57.3487
| Low Income | Non-CARE | Average Weekday | April | CAISO 1-in-10 | 10 | 0.27557 | 0.26643 | 0.27557 | 0.26643 | 0 | 60.6101
| Low Income | Non-CARE | Average Weekday | April | CAISO 1-in-10 | 11 | 0.13997 | 0.1425 | 0.13997 | 0.1425 | 0 | 64.248
| Low Income | Non-CARE | Average Weekday | April | CAISO 1-in-10 | 12 | 0.056825 | 0.058221 | 0.056825 | 0.058221 | 0 | 67.6461
| Low Income | Non-CARE | Average Weekday | April | CAISO 1-in-10 | 13 | 0.040542 | 0.026088 | 0.040542 | 0.026088 | 0 | 70.0048
| Low Income | Non-CARE | Average Weekday | April | CAISO 1-in-10 | 14 | 0.065564 | 0.04694 | 0.065564 | 0.04694 | 0 | 71.7164
| Low Income | Non-CARE | Average Weekday | April | CAISO 1-in-10 | 15 | 0.14547 | 0.12935 | 0.14547 | 0.12935 | 0 | 72.9567
| Low Income | Non-CARE | Average Weekday | April | CAISO 1-in-10 | 16 | 0.29958 | 0.28644 | 0.29958 | 0.28644 | 0 | 73.6144
| Low Income | Non-CARE | Average Weekday | April | CAISO 1-in-10 | 17 | 0.50123 | 0.49576 | 0.42195 | 0.41648 | 0.037477 | 73.7549
| Low Income | Non-CARE | Average Weekday | April | CAISO 1-in-10 | 18 | 0.76314 | 0.73789 | 0.73175 | 0.7065 | 0.015692 | 73.0308
| Low Income | Non-CARE | Average Weekday | April | CAISO 1-in-10 | 19 | 0.97723 | 0.91727 | 0.94462 | 0.88466 | 0.016306 | 71.6914
| Low Income | Non-CARE | Average Weekday | April | CAISO 1-in-10 | 20 | 1.0919 | 1.0284 | 1.028 | 0.95603 | 0.058149 | 69.4992
| Low Income | Non-CARE | Average Weekday | April | CAISO 1-in-10 | 21 | 1.1043 | 1.0569 | 1.0713 | 0.97853 | 0.016504 | 66.6175
| Low Income | Non-CARE | Average Weekday | April | CAISO 1-in-10 | 22 | 1.0426 | 1.0016 | 1.1852 | 1.1442 | 0.091074 | 64.4506
| Low Income | Non-CARE | Average Weekday | April | CAISO 1-in-10 | 23 | 0.97262 | 0.9479 | 0.97262 | 0.9479 | 0 | 62.8693
| Low Income | Non-CARE | Average Weekday | April | CAISO 1-in-10 | 24 | 0.84782 | 0.82894 | 0.84782 | 0.82894 | 0 | 61.5426
| Low Income | Non-CARE | Average Weekday | April | CAISO 1-in-2 | 1 | 0.75735 | 0.73656 | 0.75735 | 0.73656 | 0 | 57.66
| Low Income | Non-CARE | Average Weekday | April | CAISO 1-in-2 | 2 | 0.67631 | 0.6603 | 0.67631 | 0.6603 | 0 | 56.7751
| Low Income | Non-CARE | Average Weekday | April | CAISO 1-in-2 | 3 | 0.62016 | 0.60299 | 0.62016 | 0.60299 | 0 | 55.9336
| Low Income | Non-CARE | Average Weekday | April | CAISO 1-in-2 | 4 | 0.58301 | 0.56635 | 0.58301 | 0.56635 | 0 | 55.2188
| Low Income | Non-CARE | Average Weekday | April | CAISO 1-in-2 | 5 | 0.56913 | 0.55468 | 0.56913 | 0.55468 | 0 | 54.6156
| Low Income | Non-CARE | Average Weekday | April | CAISO 1-in-2 | 6 | 0.58334 | 0.58256 | 0.58334 | 0.58256 | 0 | 54.1603
| Low Income | Non-CARE | Average Weekday | April | CAISO 1-in-2 | 7 | 0.62447 | 0.66055 | 0.62447 | 0.66055 | 0 | 53.7631
| Low Income | Non-CARE | Average Weekday | April | CAISO 1-in-2 | 8 | 0.60279 | 0.63579 | 0.60279 | 0.63579 | 0 | 53.6601
| Low Income | Non-CARE | Average Weekday | April | CAISO 1-in-2 | 9 | 0.47291 | 0.46145 | 0.47291 | 0.46145 | 0 | 55.2001
| Low Income | Non-CARE | Average Weekday | April | CAISO 1-in-2 | 10 | 0.31099 | 0.30185 | 0.31099 | 0.30185 | 0 | 57.9803
| Low Income | Non-CARE | Average Weekday | April | CAISO 1-in-2 | 11 | 0.17801 | 0.18054 | 0.17801 | 0.18054 | 0 | 60.9476
| Low Income | Non-CARE | Average Weekday | April | CAISO 1-in-2 | 12 | 0.11131 | 0.11271 | 0.11131 | 0.11271 | 0 | 63.8445
| Low Income | Non-CARE | Average Weekday | April | CAISO 1-in-2 | 13 | 0.095933 | 0.081479 | 0.095933 | 0.081479 | 0 | 66.2013
| Low Income | Non-CARE | Average Weekday | April | CAISO 1-in-2 | 14 | 0.11403 | 0.095405 | 0.11403 | 0.095405 | 0 | 68.0178
| Low Income | Non-CARE | Average Weekday | April | CAISO 1-in-2 | 15 | 0.18643 | 0.17031 | 0.18643 | 0.17031 | 0 | 69.3105
| Low Income | Non-CARE | Average Weekday | April | CAISO 1-in-2 | 16 | 0.33082 | 0.31768 | 0.33082 | 0.31768 | 0 | 69.9669
| Low Income | Non-CARE | Average Weekday | April | CAISO 1-in-2 | 17 | 0.52093 | 0.51546 | 0.48873 | 0.48326 | 0.016099 | 70.1392
| Low Income | Non-CARE | Average Weekday | April | CAISO 1-in-2 | 18 | 0.77392 | 0.74866 | 0.75933 | 0.73407 | 0.0072949 | 69.5779
| Low Income | Non-CARE | Average Weekday | April | CAISO 1-in-2 | 19 | 0.97504 | 0.91509 | 0.97504 | 0.89787 | 0 | 68.2998
| Low Income | Non-CARE | Average Weekday | April | CAISO 1-in-2 | 20 | 1.0769 | 1.0134 | 1.05 | 0.97157 | 0.013421 | 66.0415
| Low Income | Non-CARE | Average Weekday | April | CAISO 1-in-2 | 21 | 1.079 | 1.0315 | 1.079 | 0.99108 | 0 | 63.0797
| Low Income | Non-CARE | Average Weekday | April | CAISO 1-in-2 | 22 | 1.0181 | 0.97704 | 1.087 | 1.046 | 0.034471 | 60.9417
| Low Income | Non-CARE | Average Weekday | April | CAISO 1-in-2 | 23 | 0.95201 | 0.92729 | 0.95201 | 0.92729 | 0 | 59.4894
| Low Income | Non-CARE | Average Weekday | April | CAISO 1-in-2 | 24 | 0.83257 | 0.81368 | 0.83257 | 0.81368 | 0 | 58.3796
| Low Income | Non-CARE | Average Weekday | April | SCE 1-in-10 | 1 | 0.76912 | 0.74833 | 0.76912 | 0.74833 | 0 | 59.7091
| Low Income | Non-CARE | Average Weekday | April | SCE 1-in-10 | 2 | 0.68218 | 0.66617 | 0.68218 | 0.66617 | 0 | 58.6406
| Low Income | Non-CARE | Average Weekday | April | SCE 1-in-10 | 3 | 0.62094 | 0.60377 | 0.62094 | 0.60377 | 0 | 57.6828
| Low Income | Non-CARE | Average Weekday | April | SCE 1-in-10 | 4 | 0.57958 | 0.56291 | 0.57958 | 0.56291 | 0 | 56.7793
| Low Income | Non-CARE | Average Weekday | April | SCE 1-in-10 | 5 | 0.5606 | 0.54615 | 0.5606 | 0.54615 | 0 | 56.0913
| Low Income | Non-CARE | Average Weekday | April | SCE 1-in-10 | 6 | 0.56889 | 0.56812 | 0.56889 | 0.56812 | 0 | 55.5576
| Low Income | Non-CARE | Average Weekday | April | SCE 1-in-10 | 7 | 0.59843 | 0.63452 | 0.59843 | 0.63452 | 0 | 55.1087
| Low Income | Non-CARE | Average Weekday | April | SCE 1-in-10 | 8 | 0.56566 | 0.59866 | 0.56566 | 0.59866 | 0 | 55.0665
| Low Income | Non-CARE | Average Weekday | April | SCE 1-in-10 | 9 | 0.43776 | 0.42631 | 0.43776 | 0.42631 | 0 | 57.0469
| Low Income | Non-CARE | Average Weekday | April | SCE 1-in-10 | 10 | 0.27627 | 0.26713 | 0.27627 | 0.26713 | 0 | 60.5035
| Low Income | Non-CARE | Average Weekday | April | SCE 1-in-10 | 11 | 0.14183 | 0.14436 | 0.14183 | 0.14436 | 0 | 64.0126
| Low Income | Non-CARE | Average Weekday | April | SCE 1-in-10 | 12 | 0.062066 | 0.063461 | 0.062066 | 0.063461 | 0 | 67.2766
| Low Income | Non-CARE | Average Weekday | April | SCE 1-in-10 | 13 | 0.04113 | 0.026676 | 0.04113 | 0.026676 | 0 | 69.8665
| Low Income | Non-CARE | Average Weekday | April | SCE 1-in-10 | 14 | 0.064829 | 0.046205 | 0.064829 | 0.046205 | 0 | 71.69
| Low Income | Non-CARE | Average Weekday | April | SCE 1-in-10 | 15 | 0.14449 | 0.12836 | 0.14449 | 0.12836 | 0 | 72.9016
| Low Income | Non-CARE | Average Weekday | April | SCE 1-in-10 | 16 | 0.2985 | 0.28536 | 0.2985 | 0.28536 | 0 | 73.6773
| Low Income | Non-CARE | Average Weekday | April | SCE 1-in-10 | 17 | 0.49974 | 0.49427 | 0.42929 | 0.42382 | 0.037171 | 73.9265
| Low Income | Non-CARE | Average Weekday | April | SCE 1-in-10 | 18 | 0.7588 | 0.73355 | 0.73666 | 0.71141 | 0.011071 | 73.2196
| Low Income | Non-CARE | Average Weekday | April | SCE 1-in-10 | 19 | 0.97218 | 0.91222 | 0.94925 | 0.88929 | 0.011463 | 71.8658
| Low Income | Non-CARE | Average Weekday | April | SCE 1-in-10 | 20 | 1.0903 | 1.0268 | 1.0238 | 0.95755 | 0.057492 | 69.7429
| Low Income | Non-CARE | Average Weekday | April | SCE 1-in-10 | 21 | 1.1025 | 1.0551 | 1.068 | 0.97526 | 0.017245 | 66.7558
| Low Income | Non-CARE | Average Weekday | April | SCE 1-in-10 | 22 | 1.0398 | 0.9988 | 1.174 | 1.133 | 0.090557 | 64.5662
| Low Income | Non-CARE | Average Weekday | April | SCE 1-in-10 | 23 | 0.97037 | 0.94565 | 0.97037 | 0.94565 | 0 | 62.9357
| Low Income | Non-CARE | Average Weekday | April | SCE 1-in-10 | 24 | 0.84599 | 0.82711 | 0.84599 | 0.82711 | 0 | 61.5149
| Low Income | Non-CARE | Average Weekday | April | SCE 1-in-2 | 1 | 0.75555 | 0.73476 | 0.75555 | 0.73476 | 0 | 57.6694
| Low Income | Non-CARE | Average Weekday | April | SCE 1-in-2 | 2 | 0.67485 | 0.65885 | 0.67485 | 0.65885 | 0 | 56.7595
| Low Income | Non-CARE | Average Weekday | April | SCE 1-in-2 | 3 | 0.61899 | 0.60182 | 0.61899 | 0.60182 | 0 | 55.9141
| Low Income | Non-CARE | Average Weekday | April | SCE 1-in-2 | 4 | 0.58332 | 0.56666 | 0.58332 | 0.56666 | 0 | 55.2095
| Low Income | Non-CARE | Average Weekday | April | SCE 1-in-2 | 5 | 0.56958 | 0.55514 | 0.56958 | 0.55514 | 0 | 54.5645
| Low Income | Non-CARE | Average Weekday | April | SCE 1-in-2 | 6 | 0.584 | 0.58322 | 0.584 | 0.58322 | 0 | 54.0618
| Low Income | Non-CARE | Average Weekday | April | SCE 1-in-2 | 7 | 0.6256 | 0.66169 | 0.6256 | 0.66169 | 0 | 53.6789
| Low Income | Non-CARE | Average Weekday | April | SCE 1-in-2 | 8 | 0.60442 | 0.63742 | 0.60442 | 0.63742 | 0 | 53.5923
| Low Income | Non-CARE | Average Weekday | April | SCE 1-in-2 | 9 | 0.47451 | 0.46306 | 0.47451 | 0.46306 | 0 | 55.1616
| Low Income | Non-CARE | Average Weekday | April | SCE 1-in-2 | 10 | 0.31201 | 0.30286 | 0.31201 | 0.30286 | 0 | 57.9713
| Low Income | Non-CARE | Average Weekday | April | SCE 1-in-2 | 11 | 0.17833 | 0.18086 | 0.17833 | 0.18086 | 0 | 60.9154
| Low Income | Non-CARE | Average Weekday | April | SCE 1-in-2 | 12 | 0.1092 | 0.1106 | 0.1092 | 0.1106 | 0 | 63.7716
| Low Income | Non-CARE | Average Weekday | April | SCE 1-in-2 | 13 | 0.095888 | 0.081435 | 0.095888 | 0.081435 | 0 | 66.062
| Low Income | Non-CARE | Average Weekday | April | SCE 1-in-2 | 14 | 0.1145 | 0.095878 | 0.1145 | 0.095878 | 0 | 67.8124
| Low Income | Non-CARE | Average Weekday | April | SCE 1-in-2 | 15 | 0.18628 | 0.17015 | 0.18628 | 0.17015 | 0 | 69.084
| Low Income | Non-CARE | Average Weekday | April | SCE 1-in-2 | 16 | 0.32998 | 0.31684 | 0.32998 | 0.31684 | 0 | 69.7232
| Low Income | Non-CARE | Average Weekday | April | SCE 1-in-2 | 17 | 0.51954 | 0.51407 | 0.49156 | 0.48609 | 0.01399 | 69.8317
| Low Income | Non-CARE | Average Weekday | April | SCE 1-in-2 | 18 | 0.77363 | 0.74838 | 0.76131 | 0.73606 | 0.006161 | 69.247
| Low Income | Non-CARE | Average Weekday | April | SCE 1-in-2 | 19 | 0.97446 | 0.9145 | 0.97446 | 0.89922 | 0 | 68.0256
| Low Income | Non-CARE | Average Weekday | April | SCE 1-in-2 | 20 | 1.0744 | 1.011 | 1.05 | 0.97405 | 0.012238 | 65.8204
| Low Income | Non-CARE | Average Weekday | April | SCE 1-in-2 | 21 | 1.0765 | 1.029 | 1.0765 | 0.99062 | 0 | 62.8885
| Low Income | Non-CARE | Average Weekday | April | SCE 1-in-2 | 22 | 1.0161 | 0.97503 | 1.079 | 1.0379 | 0.031454 | 60.7445
| Low Income | Non-CARE | Average Weekday | April | SCE 1-in-2 | 23 | 0.95027 | 0.92556 | 0.95027 | 0.92556 | 0 | 59.3401
| Low Income | Non-CARE | Average Weekday | April | SCE 1-in-2 | 24 | 0.83112 | 0.81223 | 0.83112 | 0.81223 | 0 | 58.2273
| Low Income | Non-CARE | Average Weekday | August | CAISO 1-in-10 | 1 | 1.2516 | 1.2308 | 1.2516 | 1.2308 | 0 | 72.3536
| Low Income | Non-CARE | Average Weekday | August | CAISO 1-in-10 | 2 | 1.07 | 1.054 | 1.07 | 1.054 | 0 | 71.5648
| Low Income | Non-CARE | Average Weekday | August | CAISO 1-in-10 | 3 | 0.93857 | 0.9214 | 0.93857 | 0.9214 | 0 | 70.863
| Low Income | Non-CARE | Average Weekday | August | CAISO 1-in-10 | 4 | 0.84331 | 0.82664 | 0.84331 | 0.82664 | 0 | 70.3147
| Low Income | Non-CARE | Average Weekday | August | CAISO 1-in-10 | 5 | 0.77489 | 0.76044 | 0.77489 | 0.76044 | 0 | 69.778
| Low Income | Non-CARE | Average Weekday | August | CAISO 1-in-10 | 6 | 0.73975 | 0.73897 | 0.73975 | 0.73897 | 0 | 69.3697
| Low Income | Non-CARE | Average Weekday | August | CAISO 1-in-10 | 7 | 0.72212 | 0.75821 | 0.72212 | 0.75821 | 0 | 69.0093
| Low Income | Non-CARE | Average Weekday | August | CAISO 1-in-10 | 8 | 0.69968 | 0.73268 | 0.69968 | 0.73268 | 0 | 68.9927
| Low Income | Non-CARE | Average Weekday | August | CAISO 1-in-10 | 9 | 0.63031 | 0.61886 | 0.63031 | 0.61886 | 0 | 70.625
| Low Income | Non-CARE | Average Weekday | August | CAISO 1-in-10 | 10 | 0.51044 | 0.5013 | 0.51044 | 0.5013 | 0 | 73.4337
| Low Income | Non-CARE | Average Weekday | August | CAISO 1-in-10 | 11 | 0.47959 | 0.48212 | 0.47959 | 0.48212 | 0 | 76.6788
| Low Income | Non-CARE | Average Weekday | August | CAISO 1-in-10 | 12 | 0.55918 | 0.56058 | 0.55918 | 0.56058 | 0 | 79.8521
| Low Income | Non-CARE | Average Weekday | August | CAISO 1-in-10 | 13 | 0.7256 | 0.71115 | 0.7256 | 0.71115 | 0 | 82.4943
| Low Income | Non-CARE | Average Weekday | August | CAISO 1-in-10 | 14 | 0.94628 | 0.92766 | 0.94628 | 0.92766 | 0 | 84.5906
| Low Income | Non-CARE | Average Weekday | August | CAISO 1-in-10 | 15 | 1.1957 | 1.1796 | 1.1957 | 1.1796 | 0 | 86.0856
| Low Income | Non-CARE | Average Weekday | August | CAISO 1-in-10 | 16 | 1.4991 | 1.486 | 1.4991 | 1.486 | 0 | 86.7908
| Low Income | Non-CARE | Average Weekday | August | CAISO 1-in-10 | 17 | 1.784 | 1.7785 | 0.90976 | 0.84068 | 0.017249 | 86.8453
| Low Income | Non-CARE | Average Weekday | August | CAISO 1-in-10 | 18 | 2.0666 | 2.0414 | 1.5727 | 1.5241 | 0.08973 | 86.024
| Low Income | Non-CARE | Average Weekday | August | CAISO 1-in-10 | 19 | 2.2069 | 2.147 | 1.9452 | 1.8093 | 0.053347 | 84.5331
| Low Income | Non-CARE | Average Weekday | August | CAISO 1-in-10 | 20 | 2.137 | 2.0736 | 1.9373 | 1.8285 | 0.024957 | 82.1918
| Low Income | Non-CARE | Average Weekday | August | CAISO 1-in-10 | 21 | 2.049 | 2.0015 | 1.8849 | 1.7921 | 0.033305 | 78.8628
| Low Income | Non-CARE | Average Weekday | August | CAISO 1-in-10 | 22 | 1.9126 | 1.8716 | 2.2822 | 2.3321 | 0.040397 | 76.3281
| Low Income | Non-CARE | Average Weekday | August | CAISO 1-in-10 | 23 | 1.7206 | 1.6959 | 1.8049 | 1.8221 | 0.023852 | 74.7708
| Low Income | Non-CARE | Average Weekday | August | CAISO 1-in-10 | 24 | 1.4518 | 1.4329 | 1.5054 | 1.4943 | 0.019102 | 73.5745
| Low Income | Non-CARE | Average Weekday | August | CAISO 1-in-2 | 1 | 1.1019 | 1.0811 | 1.1019 | 1.0811 | 0 | 69.5815
| Low Income | Non-CARE | Average Weekday | August | CAISO 1-in-2 | 2 | 0.92881 | 0.9128 | 0.92881 | 0.9128 | 0 | 68.599
| Low Income | Non-CARE | Average Weekday | August | CAISO 1-in-2 | 3 | 0.80853 | 0.79136 | 0.80853 | 0.79136 | 0 | 67.7302
| Low Income | Non-CARE | Average Weekday | August | CAISO 1-in-2 | 4 | 0.72779 | 0.71112 | 0.72779 | 0.71112 | 0 | 66.9458
| Low Income | Non-CARE | Average Weekday | August | CAISO 1-in-2 | 5 | 0.67708 | 0.66264 | 0.67708 | 0.66264 | 0 | 66.2476
| Low Income | Non-CARE | Average Weekday | August | CAISO 1-in-2 | 6 | 0.65208 | 0.65131 | 0.65208 | 0.65131 | 0 | 65.6646
| Low Income | Non-CARE | Average Weekday | August | CAISO 1-in-2 | 7 | 0.64425 | 0.68034 | 0.64425 | 0.68034 | 0 | 65.2632
| Low Income | Non-CARE | Average Weekday | August | CAISO 1-in-2 | 8 | 0.61304 | 0.64604 | 0.61304 | 0.64604 | 0 | 65.2392
| Low Income | Non-CARE | Average Weekday | August | CAISO 1-in-2 | 9 | 0.52338 | 0.51193 | 0.52338 | 0.51193 | 0 | 67.259
| Low Income | Non-CARE | Average Weekday | August | CAISO 1-in-2 | 10 | 0.41675 | 0.40761 | 0.41675 | 0.40761 | 0 | 70.5391
| Low Income | Non-CARE | Average Weekday | August | CAISO 1-in-2 | 11 | 0.35271 | 0.35524 | 0.35271 | 0.35524 | 0 | 74.3809
| Low Income | Non-CARE | Average Weekday | August | CAISO 1-in-2 | 12 | 0.36939 | 0.37079 | 0.36939 | 0.37079 | 0 | 78.1668
| Low Income | Non-CARE | Average Weekday | August | CAISO 1-in-2 | 13 | 0.48898 | 0.47452 | 0.48898 | 0.47452 | 0 | 81.0981
| Low Income | Non-CARE | Average Weekday | August | CAISO 1-in-2 | 14 | 0.67276 | 0.65414 | 0.67276 | 0.65414 | 0 | 83.3508
| Low Income | Non-CARE | Average Weekday | August | CAISO 1-in-2 | 15 | 0.90094 | 0.88482 | 0.90094 | 0.88482 | 0 | 84.7906
| Low Income | Non-CARE | Average Weekday | August | CAISO 1-in-2 | 16 | 1.1923 | 1.1792 | 1.1923 | 1.1792 | 0 | 85.4509
| Low Income | Non-CARE | Average Weekday | August | CAISO 1-in-2 | 17 | 1.476 | 1.4705 | 0.62769 | 0.55862 | 0.018581 | 85.6379
| Low Income | Non-CARE | Average Weekday | August | CAISO 1-in-2 | 18 | 1.7539 | 1.7287 | 1.2833 | 1.2347 | 0.096834 | 84.8781
| Low Income | Non-CARE | Average Weekday | August | CAISO 1-in-2 | 19 | 1.9108 | 1.8509 | 1.6694 | 1.5335 | 0.058494 | 83.2917
| Low Income | Non-CARE | Average Weekday | August | CAISO 1-in-2 | 20 | 1.8864 | 1.8229 | 1.7019 | 1.5932 | 0.028481 | 80.7615
| Low Income | Non-CARE | Average Weekday | August | CAISO 1-in-2 | 21 | 1.8211 | 1.7737 | 1.6767 | 1.5839 | 0.038068 | 77.0289
| Low Income | Non-CARE | Average Weekday | August | CAISO 1-in-2 | 22 | 1.7013 | 1.6603 | 2.0571 | 2.107 | 0.049703 | 73.9772
| Low Income | Non-CARE | Average Weekday | August | CAISO 1-in-2 | 23 | 1.5407 | 1.5159 | 1.593 | 1.6102 | 0.030596 | 72.0703
| Low Income | Non-CARE | Average Weekday | August | CAISO 1-in-2 | 24 | 1.3001 | 1.2812 | 1.3332 | 1.3221 | 0.024979 | 70.7384
| Low Income | Non-CARE | Average Weekday | August | SCE 1-in-10 | 1 | 1.3094 | 1.2886 | 1.3094 | 1.2886 | 0 | 73.4168
| Low Income | Non-CARE | Average Weekday | August | SCE 1-in-10 | 2 | 1.1159 | 1.0999 | 1.1159 | 1.0999 | 0 | 72.5358
| Low Income | Non-CARE | Average Weekday | August | SCE 1-in-10 | 3 | 0.97635 | 0.95918 | 0.97635 | 0.95918 | 0 | 71.763
| Low Income | Non-CARE | Average Weekday | August | SCE 1-in-10 | 4 | 0.87293 | 0.85626 | 0.87293 | 0.85626 | 0 | 71.0983
| Low Income | Non-CARE | Average Weekday | August | SCE 1-in-10 | 5 | 0.80093 | 0.78648 | 0.80093 | 0.78648 | 0 | 70.5221
| Low Income | Non-CARE | Average Weekday | August | SCE 1-in-10 | 6 | 0.76094 | 0.76017 | 0.76094 | 0.76017 | 0 | 70.0084
| Low Income | Non-CARE | Average Weekday | August | SCE 1-in-10 | 7 | 0.7417 | 0.77779 | 0.7417 | 0.77779 | 0 | 69.6361
| Low Income | Non-CARE | Average Weekday | August | SCE 1-in-10 | 8 | 0.72026 | 0.75326 | 0.72026 | 0.75326 | 0 | 69.6108
| Low Income | Non-CARE | Average Weekday | August | SCE 1-in-10 | 9 | 0.65786 | 0.64641 | 0.65786 | 0.64641 | 0 | 71.4541
| Low Income | Non-CARE | Average Weekday | August | SCE 1-in-10 | 10 | 0.55292 | 0.54378 | 0.55292 | 0.54378 | 0 | 74.6546
| Low Income | Non-CARE | Average Weekday | August | SCE 1-in-10 | 11 | 0.5322 | 0.53473 | 0.5322 | 0.53473 | 0 | 78.2654
| Low Income | Non-CARE | Average Weekday | August | SCE 1-in-10 | 12 | 0.62843 | 0.62983 | 0.62843 | 0.62983 | 0 | 81.7862
| Low Income | Non-CARE | Average Weekday | August | SCE 1-in-10 | 13 | 0.82456 | 0.8101 | 0.82456 | 0.8101 | 0 | 84.3738
| Low Income | Non-CARE | Average Weekday | August | SCE 1-in-10 | 14 | 1.0698 | 1.0512 | 1.0698 | 1.0512 | 0 | 86.3433
| Low Income | Non-CARE | Average Weekday | August | SCE 1-in-10 | 15 | 1.334 | 1.3178 | 1.334 | 1.3178 | 0 | 87.6756
| Low Income | Non-CARE | Average Weekday | August | SCE 1-in-10 | 16 | 1.6439 | 1.6308 | 1.6439 | 1.6308 | 0 | 88.0641
| Low Income | Non-CARE | Average Weekday | August | SCE 1-in-10 | 17 | 1.9269 | 1.9214 | 1.03 | 0.9609 | 0.016274 | 87.9005
| Low Income | Non-CARE | Average Weekday | August | SCE 1-in-10 | 18 | 2.2064 | 2.1812 | 1.6911 | 1.6424 | 0.08335 | 87.0784
| Low Income | Non-CARE | Average Weekday | August | SCE 1-in-10 | 19 | 2.3387 | 2.2788 | 2.0608 | 1.9249 | 0.049295 | 85.5245
| Low Income | Non-CARE | Average Weekday | August | SCE 1-in-10 | 20 | 2.253 | 2.1895 | 2.044 | 1.9352 | 0.0229 | 83.0539
| Low Income | Non-CARE | Average Weekday | August | SCE 1-in-10 | 21 | 2.1539 | 2.1065 | 1.981 | 1.8882 | 0.031201 | 79.6846
| Low Income | Non-CARE | Average Weekday | August | SCE 1-in-10 | 22 | 2.0105 | 1.9695 | 2.3842 | 2.4341 | 0.037792 | 77.0275
| Low Income | Non-CARE | Average Weekday | August | SCE 1-in-10 | 23 | 1.8055 | 1.7808 | 1.8984 | 1.9156 | 0.022192 | 75.5027
| Low Income | Non-CARE | Average Weekday | August | SCE 1-in-10 | 24 | 1.5195 | 1.5006 | 1.5789 | 1.5678 | 0.017629 | 74.3921
| Low Income | Non-CARE | Average Weekday | August | SCE 1-in-2 | 1 | 1.1019 | 1.0811 | 1.1019 | 1.0811 | 0 | 69.5815
| Low Income | Non-CARE | Average Weekday | August | SCE 1-in-2 | 2 | 0.92881 | 0.9128 | 0.92881 | 0.9128 | 0 | 68.599
| Low Income | Non-CARE | Average Weekday | August | SCE 1-in-2 | 3 | 0.80853 | 0.79136 | 0.80853 | 0.79136 | 0 | 67.7302
| Low Income | Non-CARE | Average Weekday | August | SCE 1-in-2 | 4 | 0.72779 | 0.71112 | 0.72779 | 0.71112 | 0 | 66.9458
| Low Income | Non-CARE | Average Weekday | August | SCE 1-in-2 | 5 | 0.67708 | 0.66264 | 0.67708 | 0.66264 | 0 | 66.2476
| Low Income | Non-CARE | Average Weekday | August | SCE 1-in-2 | 6 | 0.65208 | 0.65131 | 0.65208 | 0.65131 | 0 | 65.6646
| Low Income | Non-CARE | Average Weekday | August | SCE 1-in-2 | 7 | 0.64425 | 0.68034 | 0.64425 | 0.68034 | 0 | 65.2632
| Low Income | Non-CARE | Average Weekday | August | SCE 1-in-2 | 8 | 0.61304 | 0.64604 | 0.61304 | 0.64604 | 0 | 65.2392
| Low Income | Non-CARE | Average Weekday | August | SCE 1-in-2 | 9 | 0.52338 | 0.51193 | 0.52338 | 0.51193 | 0 | 67.259
| Low Income | Non-CARE | Average Weekday | August | SCE 1-in-2 | 10 | 0.41675 | 0.40761 | 0.41675 | 0.40761 | 0 | 70.5391
| Low Income | Non-CARE | Average Weekday | August | SCE 1-in-2 | 11 | 0.35271 | 0.35524 | 0.35271 | 0.35524 | 0 | 74.3809
| Low Income | Non-CARE | Average Weekday | August | SCE 1-in-2 | 12 | 0.36939 | 0.37079 | 0.36939 | 0.37079 | 0 | 78.1668
| Low Income | Non-CARE | Average Weekday | August | SCE 1-in-2 | 13 | 0.48898 | 0.47452 | 0.48898 | 0.47452 | 0 | 81.0981
| Low Income | Non-CARE | Average Weekday | August | SCE 1-in-2 | 14 | 0.67276 | 0.65414 | 0.67276 | 0.65414 | 0 | 83.3508
| Low Income | Non-CARE | Average Weekday | August | SCE 1-in-2 | 15 | 0.90094 | 0.88482 | 0.90094 | 0.88482 | 0 | 84.7906
| Low Income | Non-CARE | Average Weekday | August | SCE 1-in-2 | 16 | 1.1923 | 1.1792 | 1.1923 | 1.1792 | 0 | 85.4509
| Low Income | Non-CARE | Average Weekday | August | SCE 1-in-2 | 17 | 1.476 | 1.4705 | 0.62769 | 0.55862 | 0.018581 | 85.6379
| Low Income | Non-CARE | Average Weekday | August | SCE 1-in-2 | 18 | 1.7539 | 1.7287 | 1.2833 | 1.2347 | 0.096834 | 84.8781
| Low Income | Non-CARE | Average Weekday | August | SCE 1-in-2 | 19 | 1.9108 | 1.8509 | 1.6694 | 1.5335 | 0.058494 | 83.2917
| Low Income | Non-CARE | Average Weekday | August | SCE 1-in-2 | 20 | 1.8864 | 1.8229 | 1.7019 | 1.5932 | 0.028481 | 80.7615
| Low Income | Non-CARE | Average Weekday | August | SCE 1-in-2 | 21 | 1.8211 | 1.7737 | 1.6767 | 1.5839 | 0.038068 | 77.0289
| Low Income | Non-CARE | Average Weekday | August | SCE 1-in-2 | 22 | 1.7013 | 1.6603 | 2.0571 | 2.107 | 0.049703 | 73.9772
| Low Income | Non-CARE | Average Weekday | August | SCE 1-in-2 | 23 | 1.5407 | 1.5159 | 1.593 | 1.6102 | 0.030596 | 72.0703
| Low Income | Non-CARE | Average Weekday | August | SCE 1-in-2 | 24 | 1.3001 | 1.2812 | 1.3332 | 1.3221 | 0.024979 | 70.7384
| Low Income | Non-CARE | Average Weekday | December | CAISO 1-in-10 | 1 | 0.79472 | 0.77393 | 0.79472 | 0.77393 | 0 | 52.0238
| Low Income | Non-CARE | Average Weekday | December | CAISO 1-in-10 | 2 | 0.71981 | 0.70381 | 0.71981 | 0.70381 | 0 | 51.2586
| Low Income | Non-CARE | Average Weekday | December | CAISO 1-in-10 | 3 | 0.66959 | 0.65242 | 0.66959 | 0.65242 | 0 | 50.5296
| Low Income | Non-CARE | Average Weekday | December | CAISO 1-in-10 | 4 | 0.63813 | 0.62146 | 0.63813 | 0.62146 | 0 | 49.8824
| Low Income | Non-CARE | Average Weekday | December | CAISO 1-in-10 | 5 | 0.63052 | 0.61607 | 0.63052 | 0.61607 | 0 | 49.3196
| Low Income | Non-CARE | Average Weekday | December | CAISO 1-in-10 | 6 | 0.65192 | 0.65114 | 0.65192 | 0.65114 | 0 | 48.8429
| Low Income | Non-CARE | Average Weekday | December | CAISO 1-in-10 | 7 | 0.70446 | 0.74055 | 0.70446 | 0.74055 | 0 | 48.4693
| Low Income | Non-CARE | Average Weekday | December | CAISO 1-in-10 | 8 | 0.68343 | 0.71643 | 0.68343 | 0.71643 | 0 | 48.4365
| Low Income | Non-CARE | Average Weekday | December | CAISO 1-in-10 | 9 | 0.54191 | 0.53045 | 0.54191 | 0.53045 | 0 | 49.3024
| Low Income | Non-CARE | Average Weekday | December | CAISO 1-in-10 | 10 | 0.36942 | 0.36028 | 0.36942 | 0.36028 | 0 | 52.2208
| Low Income | Non-CARE | Average Weekday | December | CAISO 1-in-10 | 11 | 0.23564 | 0.23818 | 0.23564 | 0.23818 | 0 | 55.8489
| Low Income | Non-CARE | Average Weekday | December | CAISO 1-in-10 | 12 | 0.162 | 0.16339 | 0.162 | 0.16339 | 0 | 59.0571
| Low Income | Non-CARE | Average Weekday | December | CAISO 1-in-10 | 13 | 0.15808 | 0.14363 | 0.15808 | 0.14363 | 0 | 61.2812
| Low Income | Non-CARE | Average Weekday | December | CAISO 1-in-10 | 14 | 0.18747 | 0.16885 | 0.18747 | 0.16885 | 0 | 62.7464
| Low Income | Non-CARE | Average Weekday | December | CAISO 1-in-10 | 15 | 0.25854 | 0.24242 | 0.25854 | 0.24242 | 0 | 63.5035
| Low Income | Non-CARE | Average Weekday | December | CAISO 1-in-10 | 16 | 0.39649 | 0.38335 | 0.39649 | 0.38335 | 0 | 63.5797
| Low Income | Non-CARE | Average Weekday | December | CAISO 1-in-10 | 17 | 0.58984 | 0.58437 | 0.58984 | 0.58437 | 0 | 62.8315
| Low Income | Non-CARE | Average Weekday | December | CAISO 1-in-10 | 18 | 0.86742 | 0.84216 | 0.86742 | 0.84216 | 0 | 60.8604
| Low Income | Non-CARE | Average Weekday | December | CAISO 1-in-10 | 19 | 1.0584 | 0.99845 | 1.0584 | 0.99845 | 0 | 58.6935
| Low Income | Non-CARE | Average Weekday | December | CAISO 1-in-10 | 20 | 1.124 | 1.0606 | 1.124 | 1.0606 | 0 | 57.1534
| Low Income | Non-CARE | Average Weekday | December | CAISO 1-in-10 | 21 | 1.1157 | 1.0682 | 1.1157 | 1.0682 | 0 | 55.8603
| Low Income | Non-CARE | Average Weekday | December | CAISO 1-in-10 | 22 | 1.0549 | 1.0139 | 1.0549 | 1.0139 | 0 | 54.6516
| Low Income | Non-CARE | Average Weekday | December | CAISO 1-in-10 | 23 | 0.99245 | 0.96773 | 0.99245 | 0.96773 | 0 | 53.6357
| Low Income | Non-CARE | Average Weekday | December | CAISO 1-in-10 | 24 | 0.87475 | 0.85587 | 0.87475 | 0.85587 | 0 | 52.7563
| Low Income | Non-CARE | Average Weekday | December | CAISO 1-in-2 | 1 | 0.82127 | 0.80049 | 0.82127 | 0.80049 | 0 | 49.348
| Low Income | Non-CARE | Average Weekday | December | CAISO 1-in-2 | 2 | 0.74631 | 0.73031 | 0.74631 | 0.73031 | 0 | 48.6086
| Low Income | Non-CARE | Average Weekday | December | CAISO 1-in-2 | 3 | 0.69653 | 0.67936 | 0.69653 | 0.67936 | 0 | 48.0276
| Low Income | Non-CARE | Average Weekday | December | CAISO 1-in-2 | 4 | 0.66614 | 0.64947 | 0.66614 | 0.64947 | 0 | 47.5354
| Low Income | Non-CARE | Average Weekday | December | CAISO 1-in-2 | 5 | 0.66077 | 0.64632 | 0.66077 | 0.64632 | 0 | 47.0351
| Low Income | Non-CARE | Average Weekday | December | CAISO 1-in-2 | 6 | 0.68435 | 0.68358 | 0.68435 | 0.68358 | 0 | 46.552
| Low Income | Non-CARE | Average Weekday | December | CAISO 1-in-2 | 7 | 0.7396 | 0.77568 | 0.7396 | 0.77568 | 0 | 46.2128
| Low Income | Non-CARE | Average Weekday | December | CAISO 1-in-2 | 8 | 0.71571 | 0.74871 | 0.71571 | 0.74871 | 0 | 46.0522
| Low Income | Non-CARE | Average Weekday | December | CAISO 1-in-2 | 9 | 0.56841 | 0.55695 | 0.56841 | 0.55695 | 0 | 46.8648
| Low Income | Non-CARE | Average Weekday | December | CAISO 1-in-2 | 10 | 0.39193 | 0.38278 | 0.39193 | 0.38278 | 0 | 49.8407
| Low Income | Non-CARE | Average Weekday | December | CAISO 1-in-2 | 11 | 0.258 | 0.26053 | 0.258 | 0.26053 | 0 | 53.4209
| Low Income | Non-CARE | Average Weekday | December | CAISO 1-in-2 | 12 | 0.1866 | 0.188 | 0.1866 | 0.188 | 0 | 56.5478
| Low Income | Non-CARE | Average Weekday | December | CAISO 1-in-2 | 13 | 0.18172 | 0.16727 | 0.18172 | 0.16727 | 0 | 58.8672
| Low Income | Non-CARE | Average Weekday | December | CAISO 1-in-2 | 14 | 0.21359 | 0.19496 | 0.21359 | 0.19496 | 0 | 60.4269
| Low Income | Non-CARE | Average Weekday | December | CAISO 1-in-2 | 15 | 0.29007 | 0.27395 | 0.29007 | 0.27395 | 0 | 61.3288
| Low Income | Non-CARE | Average Weekday | December | CAISO 1-in-2 | 16 | 0.43295 | 0.41981 | 0.43295 | 0.41981 | 0 | 61.503
| Low Income | Non-CARE | Average Weekday | December | CAISO 1-in-2 | 17 | 0.63251 | 0.62704 | 0.63251 | 0.62704 | 0 | 60.7375
| Low Income | Non-CARE | Average Weekday | December | CAISO 1-in-2 | 18 | 0.91167 | 0.88642 | 0.91167 | 0.88642 | 0 | 58.6912
| Low Income | Non-CARE | Average Weekday | December | CAISO 1-in-2 | 19 | 1.1012 | 1.0412 | 1.1012 | 1.0412 | 0 | 56.3645
| Low Income | Non-CARE | Average Weekday | December | CAISO 1-in-2 | 20 | 1.1574 | 1.0939 | 1.1574 | 1.0939 | 0 | 54.7043
| Low Income | Non-CARE | Average Weekday | December | CAISO 1-in-2 | 21 | 1.1449 | 1.0975 | 1.1449 | 1.0975 | 0 | 53.2928
| Low Income | Non-CARE | Average Weekday | December | CAISO 1-in-2 | 22 | 1.0843 | 1.0433 | 1.0843 | 1.0433 | 0 | 52.0871
| Low Income | Non-CARE | Average Weekday | December | CAISO 1-in-2 | 23 | 1.0221 | 0.99735 | 1.0221 | 0.99735 | 0 | 51.0094
| Low Income | Non-CARE | Average Weekday | December | CAISO 1-in-2 | 24 | 0.90382 | 0.88494 | 0.90382 | 0.88494 | 0 | 50.0245
| Low Income | Non-CARE | Average Weekday | December | SCE 1-in-10 | 1 | 0.81581 | 0.79503 | 0.81581 | 0.79503 | 0 | 49.6818
| Low Income | Non-CARE | Average Weekday | December | SCE 1-in-10 | 2 | 0.74086 | 0.72485 | 0.74086 | 0.72485 | 0 | 48.8562
| Low Income | Non-CARE | Average Weekday | December | SCE 1-in-10 | 3 | 0.69099 | 0.67382 | 0.69099 | 0.67382 | 0 | 48.1085
| Low Income | Non-CARE | Average Weekday | December | SCE 1-in-10 | 4 | 0.66037 | 0.64371 | 0.66037 | 0.64371 | 0 | 47.3867
| Low Income | Non-CARE | Average Weekday | December | SCE 1-in-10 | 5 | 0.65454 | 0.6401 | 0.65454 | 0.6401 | 0 | 46.8736
| Low Income | Non-CARE | Average Weekday | December | SCE 1-in-10 | 6 | 0.67768 | 0.67691 | 0.67768 | 0.67691 | 0 | 46.3955
| Low Income | Non-CARE | Average Weekday | December | SCE 1-in-10 | 7 | 0.73237 | 0.76846 | 0.73237 | 0.76846 | 0 | 46.1047
| Low Income | Non-CARE | Average Weekday | December | SCE 1-in-10 | 8 | 0.70907 | 0.74207 | 0.70907 | 0.74207 | 0 | 46.1645
| Low Income | Non-CARE | Average Weekday | December | SCE 1-in-10 | 9 | 0.56296 | 0.5515 | 0.56296 | 0.5515 | 0 | 47.1074
| Low Income | Non-CARE | Average Weekday | December | SCE 1-in-10 | 10 | 0.3873 | 0.37815 | 0.3873 | 0.37815 | 0 | 50.341
| Low Income | Non-CARE | Average Weekday | December | SCE 1-in-10 | 11 | 0.2534 | 0.25594 | 0.2534 | 0.25594 | 0 | 54.1599
| Low Income | Non-CARE | Average Weekday | December | SCE 1-in-10 | 12 | 0.18154 | 0.18294 | 0.18154 | 0.18294 | 0 | 57.3985
| Low Income | Non-CARE | Average Weekday | December | SCE 1-in-10 | 13 | 0.17686 | 0.1624 | 0.17686 | 0.1624 | 0 | 59.6923
| Low Income | Non-CARE | Average Weekday | December | SCE 1-in-10 | 14 | 0.20822 | 0.1896 | 0.20822 | 0.1896 | 0 | 61.2141
| Low Income | Non-CARE | Average Weekday | December | SCE 1-in-10 | 15 | 0.28358 | 0.26746 | 0.28358 | 0.26746 | 0 | 62.0734
| Low Income | Non-CARE | Average Weekday | December | SCE 1-in-10 | 16 | 0.42516 | 0.41202 | 0.42516 | 0.41202 | 0 | 62.2951
| Low Income | Non-CARE | Average Weekday | December | SCE 1-in-10 | 17 | 0.62367 | 0.6182 | 0.62367 | 0.6182 | 0 | 61.5001
| Low Income | Non-CARE | Average Weekday | December | SCE 1-in-10 | 18 | 0.90257 | 0.87731 | 0.90257 | 0.87731 | 0 | 59.3944
| Low Income | Non-CARE | Average Weekday | December | SCE 1-in-10 | 19 | 1.0924 | 1.0324 | 1.0924 | 1.0324 | 0 | 57.0931
| Low Income | Non-CARE | Average Weekday | December | SCE 1-in-10 | 20 | 1.1505 | 1.0871 | 1.1505 | 1.0871 | 0 | 55.5198
| Low Income | Non-CARE | Average Weekday | December | SCE 1-in-10 | 21 | 1.1389 | 1.0915 | 1.1389 | 1.0915 | 0 | 54.1596
| Low Income | Non-CARE | Average Weekday | December | SCE 1-in-10 | 22 | 1.0783 | 1.0372 | 1.0783 | 1.0372 | 0 | 52.8809
| Low Income | Non-CARE | Average Weekday | December | SCE 1-in-10 | 23 | 1.016 | 0.99126 | 1.016 | 0.99126 | 0 | 51.7337
| Low Income | Non-CARE | Average Weekday | December | SCE 1-in-10 | 24 | 0.89784 | 0.87896 | 0.89784 | 0.87896 | 0 | 50.8086
| Low Income | Non-CARE | Average Weekday | December | SCE 1-in-2 | 1 | 0.80574 | 0.78496 | 0.80574 | 0.78496 | 0 | 51.4748
| Low Income | Non-CARE | Average Weekday | December | SCE 1-in-2 | 2 | 0.73081 | 0.71481 | 0.73081 | 0.71481 | 0 | 50.7756
| Low Income | Non-CARE | Average Weekday | December | SCE 1-in-2 | 3 | 0.68077 | 0.6636 | 0.68077 | 0.6636 | 0 | 50.2223
| Low Income | Non-CARE | Average Weekday | December | SCE 1-in-2 | 4 | 0.64975 | 0.63309 | 0.64975 | 0.63309 | 0 | 49.7063
| Low Income | Non-CARE | Average Weekday | December | SCE 1-in-2 | 5 | 0.64307 | 0.62863 | 0.64307 | 0.62863 | 0 | 49.2346
| Low Income | Non-CARE | Average Weekday | December | SCE 1-in-2 | 6 | 0.66538 | 0.66461 | 0.66538 | 0.66461 | 0 | 48.7217
| Low Income | Non-CARE | Average Weekday | December | SCE 1-in-2 | 7 | 0.71905 | 0.75513 | 0.71905 | 0.75513 | 0 | 48.3625
| Low Income | Non-CARE | Average Weekday | December | SCE 1-in-2 | 8 | 0.69683 | 0.72983 | 0.69683 | 0.72983 | 0 | 48.1581
| Low Income | Non-CARE | Average Weekday | December | SCE 1-in-2 | 9 | 0.55291 | 0.54145 | 0.55291 | 0.54145 | 0 | 48.8191
| Low Income | Non-CARE | Average Weekday | December | SCE 1-in-2 | 10 | 0.37876 | 0.36962 | 0.37876 | 0.36962 | 0 | 51.3292
| Low Income | Non-CARE | Average Weekday | December | SCE 1-in-2 | 11 | 0.24493 | 0.24746 | 0.24493 | 0.24746 | 0 | 54.4817
| Low Income | Non-CARE | Average Weekday | December | SCE 1-in-2 | 12 | 0.17221 | 0.17361 | 0.17221 | 0.17361 | 0 | 57.3727
| Low Income | Non-CARE | Average Weekday | December | SCE 1-in-2 | 13 | 0.16789 | 0.15344 | 0.16789 | 0.15344 | 0 | 59.5309
| Low Income | Non-CARE | Average Weekday | December | SCE 1-in-2 | 14 | 0.19829 | 0.17967 | 0.19829 | 0.17967 | 0 | 61.0307
| Low Income | Non-CARE | Average Weekday | December | SCE 1-in-2 | 15 | 0.27163 | 0.2555 | 0.27163 | 0.2555 | 0 | 61.8502
| Low Income | Non-CARE | Average Weekday | December | SCE 1-in-2 | 16 | 0.41108 | 0.39794 | 0.41108 | 0.39794 | 0 | 61.9687
| Low Income | Non-CARE | Average Weekday | December | SCE 1-in-2 | 17 | 0.60759 | 0.60212 | 0.60759 | 0.60212 | 0 | 61.2323
| Low Income | Non-CARE | Average Weekday | December | SCE 1-in-2 | 18 | 0.88579 | 0.86053 | 0.88579 | 0.86053 | 0 | 59.2963
| Low Income | Non-CARE | Average Weekday | December | SCE 1-in-2 | 19 | 1.0762 | 1.0162 | 1.0762 | 1.0162 | 0 | 57.1943
| Low Income | Non-CARE | Average Weekday | December | SCE 1-in-2 | 20 | 1.1379 | 1.0744 | 1.1379 | 1.0744 | 0 | 55.7492
| Low Income | Non-CARE | Average Weekday | December | SCE 1-in-2 | 21 | 1.1278 | 1.0804 | 1.1278 | 1.0804 | 0 | 54.5694
| Low Income | Non-CARE | Average Weekday | December | SCE 1-in-2 | 22 | 1.0671 | 1.0261 | 1.0671 | 1.0261 | 0 | 53.4857
| Low Income | Non-CARE | Average Weekday | December | SCE 1-in-2 | 23 | 1.0047 | 0.98003 | 1.0047 | 0.98003 | 0 | 52.5512
| Low Income | Non-CARE | Average Weekday | December | SCE 1-in-2 | 24 | 0.88682 | 0.86794 | 0.88682 | 0.86794 | 0 | 51.6899
| Low Income | Non-CARE | Average Weekday | February | CAISO 1-in-10 | 1 | 0.81865 | 0.79787 | 0.81865 | 0.79787 | 0 | 49.3461
| Low Income | Non-CARE | Average Weekday | February | CAISO 1-in-10 | 2 | 0.7437 | 0.72769 | 0.7437 | 0.72769 | 0 | 48.3898
| Low Income | Non-CARE | Average Weekday | February | CAISO 1-in-10 | 3 | 0.69387 | 0.6767 | 0.69387 | 0.6767 | 0 | 47.5254
| Low Income | Non-CARE | Average Weekday | February | CAISO 1-in-10 | 4 | 0.66337 | 0.64671 | 0.66337 | 0.64671 | 0 | 46.7789
| Low Income | Non-CARE | Average Weekday | February | CAISO 1-in-10 | 5 | 0.65778 | 0.64334 | 0.65778 | 0.64334 | 0 | 46.1945
| Low Income | Non-CARE | Average Weekday | February | CAISO 1-in-10 | 6 | 0.68115 | 0.68038 | 0.68115 | 0.68038 | 0 | 45.6481
| Low Income | Non-CARE | Average Weekday | February | CAISO 1-in-10 | 7 | 0.73613 | 0.77222 | 0.73613 | 0.77222 | 0 | 45.3342
| Low Income | Non-CARE | Average Weekday | February | CAISO 1-in-10 | 8 | 0.71253 | 0.74553 | 0.71253 | 0.74553 | 0 | 45.2923
| Low Income | Non-CARE | Average Weekday | February | CAISO 1-in-10 | 9 | 0.56579 | 0.55434 | 0.56579 | 0.55434 | 0 | 46.899
| Low Income | Non-CARE | Average Weekday | February | CAISO 1-in-10 | 10 | 0.38971 | 0.38056 | 0.38971 | 0.38056 | 0 | 50.4037
| Low Income | Non-CARE | Average Weekday | February | CAISO 1-in-10 | 11 | 0.2558 | 0.25833 | 0.2558 | 0.25833 | 0 | 54.0508
| Low Income | Non-CARE | Average Weekday | February | CAISO 1-in-10 | 12 | 0.18418 | 0.18557 | 0.18418 | 0.18557 | 0 | 56.9839
| Low Income | Non-CARE | Average Weekday | February | CAISO 1-in-10 | 13 | 0.17939 | 0.16493 | 0.17939 | 0.16493 | 0 | 59.0169
| Low Income | Non-CARE | Average Weekday | February | CAISO 1-in-10 | 14 | 0.21089 | 0.19227 | 0.21089 | 0.19227 | 0 | 60.4459
| Low Income | Non-CARE | Average Weekday | February | CAISO 1-in-10 | 15 | 0.28696 | 0.27084 | 0.28696 | 0.27084 | 0 | 61.3852
| Low Income | Non-CARE | Average Weekday | February | CAISO 1-in-10 | 16 | 0.4294 | 0.41626 | 0.4294 | 0.41626 | 0 | 61.7833
| Low Income | Non-CARE | Average Weekday | February | CAISO 1-in-10 | 17 | 0.6285 | 0.62303 | 0.6285 | 0.62303 | 0 | 61.4246
| Low Income | Non-CARE | Average Weekday | February | CAISO 1-in-10 | 18 | 0.90711 | 0.88185 | 0.90711 | 0.88185 | 0 | 60.1661
| Low Income | Non-CARE | Average Weekday | February | CAISO 1-in-10 | 19 | 1.097 | 1.037 | 1.097 | 1.037 | 0 | 57.9058
| Low Income | Non-CARE | Average Weekday | February | CAISO 1-in-10 | 20 | 1.1541 | 1.0907 | 1.1541 | 1.0907 | 0 | 55.8769
| Low Income | Non-CARE | Average Weekday | February | CAISO 1-in-10 | 21 | 1.1421 | 1.0946 | 1.1421 | 1.0946 | 0 | 54.3004
| Low Income | Non-CARE | Average Weekday | February | CAISO 1-in-10 | 22 | 1.0814 | 1.0404 | 1.0814 | 1.0404 | 0 | 53.0486
| Low Income | Non-CARE | Average Weekday | February | CAISO 1-in-10 | 23 | 1.0191 | 0.99443 | 1.0191 | 0.99443 | 0 | 51.8597
| Low Income | Non-CARE | Average Weekday | February | CAISO 1-in-10 | 24 | 0.90096 | 0.88207 | 0.90096 | 0.88207 | 0 | 50.7117
| Low Income | Non-CARE | Average Weekday | February | CAISO 1-in-2 | 1 | 0.76982 | 0.74904 | 0.76982 | 0.74904 | 0 | 53.7283
| Low Income | Non-CARE | Average Weekday | February | CAISO 1-in-2 | 2 | 0.69487 | 0.67886 | 0.69487 | 0.67886 | 0 | 52.8104
| Low Income | Non-CARE | Average Weekday | February | CAISO 1-in-2 | 3 | 0.64415 | 0.62698 | 0.64415 | 0.62698 | 0 | 52.0095
| Low Income | Non-CARE | Average Weekday | February | CAISO 1-in-2 | 4 | 0.61161 | 0.59494 | 0.61161 | 0.59494 | 0 | 51.1788
| Low Income | Non-CARE | Average Weekday | February | CAISO 1-in-2 | 5 | 0.60183 | 0.58738 | 0.60183 | 0.58738 | 0 | 50.4791
| Low Income | Non-CARE | Average Weekday | February | CAISO 1-in-2 | 6 | 0.62108 | 0.62031 | 0.62108 | 0.62031 | 0 | 49.8841
| Low Income | Non-CARE | Average Weekday | February | CAISO 1-in-2 | 7 | 0.67089 | 0.70698 | 0.67089 | 0.70698 | 0 | 49.5223
| Low Income | Non-CARE | Average Weekday | February | CAISO 1-in-2 | 8 | 0.65235 | 0.68535 | 0.65235 | 0.68535 | 0 | 49.352
| Low Income | Non-CARE | Average Weekday | February | CAISO 1-in-2 | 9 | 0.5163 | 0.50484 | 0.5163 | 0.50484 | 0 | 50.8236
| Low Income | Non-CARE | Average Weekday | February | CAISO 1-in-2 | 10 | 0.34761 | 0.33847 | 0.34761 | 0.33847 | 0 | 54.489
| Low Income | Non-CARE | Average Weekday | February | CAISO 1-in-2 | 11 | 0.21394 | 0.21647 | 0.21394 | 0.21647 | 0 | 58.4806
| Low Income | Non-CARE | Average Weekday | February | CAISO 1-in-2 | 12 | 0.13722 | 0.13861 | 0.13722 | 0.13861 | 0 | 61.8029
| Low Income | Non-CARE | Average Weekday | February | CAISO 1-in-2 | 13 | 0.12995 | 0.11549 | 0.12995 | 0.11549 | 0 | 64.2673
| Low Income | Non-CARE | Average Weekday | February | CAISO 1-in-2 | 14 | 0.15431 | 0.13568 | 0.15431 | 0.13568 | 0 | 65.8187
| Low Income | Non-CARE | Average Weekday | February | CAISO 1-in-2 | 15 | 0.22796 | 0.21183 | 0.22796 | 0.21183 | 0 | 66.6314
| Low Income | Non-CARE | Average Weekday | February | CAISO 1-in-2 | 16 | 0.36845 | 0.35531 | 0.36845 | 0.35531 | 0 | 66.7791
| Low Income | Non-CARE | Average Weekday | February | CAISO 1-in-2 | 17 | 0.55538 | 0.54991 | 0.55538 | 0.54991 | 0 | 66.2866
| Low Income | Non-CARE | Average Weekday | February | CAISO 1-in-2 | 18 | 0.82218 | 0.79692 | 0.82218 | 0.79692 | 0 | 64.9132
| Low Income | Non-CARE | Average Weekday | February | CAISO 1-in-2 | 19 | 1.0174 | 0.95746 | 1.0174 | 0.95746 | 0 | 62.4079
| Low Income | Non-CARE | Average Weekday | February | CAISO 1-in-2 | 20 | 1.0924 | 1.0289 | 1.0924 | 1.0289 | 0 | 60.1137
| Low Income | Non-CARE | Average Weekday | February | CAISO 1-in-2 | 21 | 1.0881 | 1.0407 | 1.0881 | 1.0407 | 0 | 58.5027
| Low Income | Non-CARE | Average Weekday | February | CAISO 1-in-2 | 22 | 1.0273 | 0.98632 | 1.0273 | 0.98632 | 0 | 57.171
| Low Income | Non-CARE | Average Weekday | February | CAISO 1-in-2 | 23 | 0.96466 | 0.93994 | 0.96466 | 0.93994 | 0 | 55.9053
| Low Income | Non-CARE | Average Weekday | February | CAISO 1-in-2 | 24 | 0.84746 | 0.82858 | 0.84746 | 0.82858 | 0 | 54.774
| Low Income | Non-CARE | Average Weekday | February | SCE 1-in-10 | 1 | 0.76049 | 0.7397 | 0.76049 | 0.7397 | 0 | 55.5695
| Low Income | Non-CARE | Average Weekday | February | SCE 1-in-10 | 2 | 0.68331 | 0.6673 | 0.68331 | 0.6673 | 0 | 54.4219
| Low Income | Non-CARE | Average Weekday | February | SCE 1-in-10 | 3 | 0.63039 | 0.61322 | 0.63039 | 0.61322 | 0 | 53.4535
| Low Income | Non-CARE | Average Weekday | February | SCE 1-in-10 | 4 | 0.59587 | 0.5792 | 0.59587 | 0.5792 | 0 | 52.4406
| Low Income | Non-CARE | Average Weekday | February | SCE 1-in-10 | 5 | 0.58372 | 0.56927 | 0.58372 | 0.56927 | 0 | 51.6363
| Low Income | Non-CARE | Average Weekday | February | SCE 1-in-10 | 6 | 0.59997 | 0.5992 | 0.59997 | 0.5992 | 0 | 51.0366
| Low Income | Non-CARE | Average Weekday | February | SCE 1-in-10 | 7 | 0.64425 | 0.68034 | 0.64425 | 0.68034 | 0 | 50.6573
| Low Income | Non-CARE | Average Weekday | February | SCE 1-in-10 | 8 | 0.62225 | 0.65525 | 0.62225 | 0.65525 | 0 | 50.4443
| Low Income | Non-CARE | Average Weekday | February | SCE 1-in-10 | 9 | 0.48956 | 0.47811 | 0.48956 | 0.47811 | 0 | 52.1589
| Low Income | Non-CARE | Average Weekday | February | SCE 1-in-10 | 10 | 0.32352 | 0.31438 | 0.32352 | 0.31438 | 0 | 56.3064
| Low Income | Non-CARE | Average Weekday | February | SCE 1-in-10 | 11 | 0.18742 | 0.18996 | 0.18742 | 0.18996 | 0 | 60.8295
| Low Income | Non-CARE | Average Weekday | February | SCE 1-in-10 | 12 | 0.10356 | 0.10495 | 0.10356 | 0.10495 | 0 | 64.5314
| Low Income | Non-CARE | Average Weekday | February | SCE 1-in-10 | 13 | 0.084046 | 0.069593 | 0.084046 | 0.069593 | 0 | 67.1754
| Low Income | Non-CARE | Average Weekday | February | SCE 1-in-10 | 14 | 0.11143 | 0.092809 | 0.11143 | 0.092809 | 0 | 68.935
| Low Income | Non-CARE | Average Weekday | February | SCE 1-in-10 | 15 | 0.19164 | 0.17552 | 0.19164 | 0.17552 | 0 | 69.7912
| Low Income | Non-CARE | Average Weekday | February | SCE 1-in-10 | 16 | 0.33828 | 0.32514 | 0.33828 | 0.32514 | 0 | 70.1244
| Low Income | Non-CARE | Average Weekday | February | SCE 1-in-10 | 17 | 0.5248 | 0.51933 | 0.5248 | 0.51933 | 0 | 69.5838
| Low Income | Non-CARE | Average Weekday | February | SCE 1-in-10 | 18 | 0.78008 | 0.75483 | 0.78008 | 0.75483 | 0 | 68.0687
| Low Income | Non-CARE | Average Weekday | February | SCE 1-in-10 | 19 | 0.99037 | 0.93042 | 0.99037 | 0.93042 | 0 | 65.178
| Low Income | Non-CARE | Average Weekday | February | SCE 1-in-10 | 20 | 1.0718 | 1.0083 | 1.0718 | 1.0083 | 0 | 62.5318
| Low Income | Non-CARE | Average Weekday | February | SCE 1-in-10 | 21 | 1.0754 | 1.028 | 1.0754 | 1.028 | 0 | 60.6916
| Low Income | Non-CARE | Average Weekday | February | SCE 1-in-10 | 22 | 1.0176 | 0.97658 | 1.0176 | 0.97658 | 0 | 59.1538
| Low Income | Non-CARE | Average Weekday | February | SCE 1-in-10 | 23 | 0.9539 | 0.92918 | 0.9539 | 0.92918 | 0 | 57.6531
| Low Income | Non-CARE | Average Weekday | February | SCE 1-in-10 | 24 | 0.83636 | 0.81747 | 0.83636 | 0.81747 | 0 | 56.3896
| Low Income | Non-CARE | Average Weekday | February | SCE 1-in-2 | 1 | 0.78148 | 0.76069 | 0.78148 | 0.76069 | 0 | 52.4429
| Low Income | Non-CARE | Average Weekday | February | SCE 1-in-2 | 2 | 0.70654 | 0.69054 | 0.70654 | 0.69054 | 0 | 51.6117
| Low Income | Non-CARE | Average Weekday | February | SCE 1-in-2 | 3 | 0.65606 | 0.63889 | 0.65606 | 0.63889 | 0 | 50.8047
| Low Income | Non-CARE | Average Weekday | February | SCE 1-in-2 | 4 | 0.62402 | 0.60735 | 0.62402 | 0.60735 | 0 | 50.0674
| Low Income | Non-CARE | Average Weekday | February | SCE 1-in-2 | 5 | 0.61526 | 0.60081 | 0.61526 | 0.60081 | 0 | 49.4815
| Low Income | Non-CARE | Average Weekday | February | SCE 1-in-2 | 6 | 0.63552 | 0.63474 | 0.63552 | 0.63474 | 0 | 48.9432
| Low Income | Non-CARE | Average Weekday | February | SCE 1-in-2 | 7 | 0.68661 | 0.7227 | 0.68661 | 0.7227 | 0 | 48.5681
| Low Income | Non-CARE | Average Weekday | February | SCE 1-in-2 | 8 | 0.66691 | 0.6999 | 0.66691 | 0.6999 | 0 | 48.463
| Low Income | Non-CARE | Average Weekday | February | SCE 1-in-2 | 9 | 0.52829 | 0.51684 | 0.52829 | 0.51684 | 0 | 49.9703
| Low Income | Non-CARE | Average Weekday | February | SCE 1-in-2 | 10 | 0.35782 | 0.34868 | 0.35782 | 0.34868 | 0 | 53.4893
| Low Income | Non-CARE | Average Weekday | February | SCE 1-in-2 | 11 | 0.22411 | 0.22664 | 0.22411 | 0.22664 | 0 | 57.276
| Low Income | Non-CARE | Average Weekday | February | SCE 1-in-2 | 12 | 0.14856 | 0.14995 | 0.14856 | 0.14995 | 0 | 60.6249
| Low Income | Non-CARE | Average Weekday | February | SCE 1-in-2 | 13 | 0.14477 | 0.13032 | 0.14477 | 0.13032 | 0 | 63.1415
| Low Income | Non-CARE | Average Weekday | February | SCE 1-in-2 | 14 | 0.17077 | 0.15215 | 0.17077 | 0.15215 | 0 | 64.7698
| Low Income | Non-CARE | Average Weekday | February | SCE 1-in-2 | 15 | 0.24228 | 0.22616 | 0.24228 | 0.22616 | 0 | 65.6352
| Low Income | Non-CARE | Average Weekday | February | SCE 1-in-2 | 16 | 0.38183 | 0.36869 | 0.38183 | 0.36869 | 0 | 65.8011
| Low Income | Non-CARE | Average Weekday | February | SCE 1-in-2 | 17 | 0.57138 | 0.56591 | 0.57138 | 0.56591 | 0 | 65.2577
| Low Income | Non-CARE | Average Weekday | February | SCE 1-in-2 | 18 | 0.84366 | 0.81841 | 0.84366 | 0.81841 | 0 | 63.8183
| Low Income | Non-CARE | Average Weekday | February | SCE 1-in-2 | 19 | 1.0365 | 0.97653 | 1.0365 | 0.97653 | 0 | 61.1872
| Low Income | Non-CARE | Average Weekday | February | SCE 1-in-2 | 20 | 1.1071 | 1.0437 | 1.1071 | 1.0437 | 0 | 58.9032
| Low Income | Non-CARE | Average Weekday | February | SCE 1-in-2 | 21 | 1.101 | 1.0536 | 1.101 | 1.0536 | 0 | 57.3035
| Low Income | Non-CARE | Average Weekday | February | SCE 1-in-2 | 22 | 1.0402 | 0.99922 | 1.0402 | 0.99922 | 0 | 56.0605
| Low Income | Non-CARE | Average Weekday | February | SCE 1-in-2 | 23 | 0.97767 | 0.95295 | 0.97767 | 0.95295 | 0 | 54.8561
| Low Income | Non-CARE | Average Weekday | February | SCE 1-in-2 | 24 | 0.86024 | 0.84135 | 0.86024 | 0.84135 | 0 | 53.7207
| Low Income | Non-CARE | Average Weekday | January | CAISO 1-in-10 | 1 | 0.82053 | 0.79975 | 0.82053 | 0.79975 | 0 | 49.8391
| Low Income | Non-CARE | Average Weekday | January | CAISO 1-in-10 | 2 | 0.74558 | 0.72957 | 0.74558 | 0.72957 | 0 | 49.023
| Low Income | Non-CARE | Average Weekday | January | CAISO 1-in-10 | 3 | 0.69578 | 0.67861 | 0.69578 | 0.67861 | 0 | 48.3789
| Low Income | Non-CARE | Average Weekday | January | CAISO 1-in-10 | 4 | 0.66536 | 0.64869 | 0.66536 | 0.64869 | 0 | 47.693
| Low Income | Non-CARE | Average Weekday | January | CAISO 1-in-10 | 5 | 0.65993 | 0.64548 | 0.65993 | 0.64548 | 0 | 47.0421
| Low Income | Non-CARE | Average Weekday | January | CAISO 1-in-10 | 6 | 0.68345 | 0.68268 | 0.68345 | 0.68268 | 0 | 46.4846
| Low Income | Non-CARE | Average Weekday | January | CAISO 1-in-10 | 7 | 0.73862 | 0.77471 | 0.73862 | 0.77471 | 0 | 46.0201
| Low Income | Non-CARE | Average Weekday | January | CAISO 1-in-10 | 8 | 0.71482 | 0.74781 | 0.71482 | 0.74781 | 0 | 45.8638
| Low Income | Non-CARE | Average Weekday | January | CAISO 1-in-10 | 9 | 0.56767 | 0.55621 | 0.56767 | 0.55621 | 0 | 46.487
| Low Income | Non-CARE | Average Weekday | January | CAISO 1-in-10 | 10 | 0.3913 | 0.38216 | 0.3913 | 0.38216 | 0 | 49.3264
| Low Income | Non-CARE | Average Weekday | January | CAISO 1-in-10 | 11 | 0.25738 | 0.25991 | 0.25738 | 0.25991 | 0 | 52.899
| Low Income | Non-CARE | Average Weekday | January | CAISO 1-in-10 | 12 | 0.18592 | 0.18731 | 0.18592 | 0.18731 | 0 | 56.0771
| Low Income | Non-CARE | Average Weekday | January | CAISO 1-in-10 | 13 | 0.18106 | 0.16661 | 0.18106 | 0.16661 | 0 | 58.3045
| Low Income | Non-CARE | Average Weekday | January | CAISO 1-in-10 | 14 | 0.21286 | 0.19424 | 0.21286 | 0.19424 | 0 | 59.8065
| Low Income | Non-CARE | Average Weekday | January | CAISO 1-in-10 | 15 | 0.28919 | 0.27307 | 0.28919 | 0.27307 | 0 | 60.7184
| Low Income | Non-CARE | Average Weekday | January | CAISO 1-in-10 | 16 | 0.43177 | 0.41863 | 0.43177 | 0.41863 | 0 | 61.0663
| Low Income | Non-CARE | Average Weekday | January | CAISO 1-in-10 | 17 | 0.63125 | 0.62578 | 0.63125 | 0.62578 | 0 | 60.6521
| Low Income | Non-CARE | Average Weekday | January | CAISO 1-in-10 | 18 | 0.91044 | 0.88518 | 0.91044 | 0.88518 | 0 | 59.1963
| Low Income | Non-CARE | Average Weekday | January | CAISO 1-in-10 | 19 | 1.1 | 1.04 | 1.1 | 1.04 | 0 | 56.9697
| Low Income | Non-CARE | Average Weekday | January | CAISO 1-in-10 | 20 | 1.1565 | 1.093 | 1.1565 | 1.093 | 0 | 55.3165
| Low Income | Non-CARE | Average Weekday | January | CAISO 1-in-10 | 21 | 1.1441 | 1.0967 | 1.1441 | 1.0967 | 0 | 54.0521
| Low Income | Non-CARE | Average Weekday | January | CAISO 1-in-10 | 22 | 1.0835 | 1.0425 | 1.0835 | 1.0425 | 0 | 52.9094
| Low Income | Non-CARE | Average Weekday | January | CAISO 1-in-10 | 23 | 1.0212 | 0.99653 | 1.0212 | 0.99653 | 0 | 51.7567
| Low Income | Non-CARE | Average Weekday | January | CAISO 1-in-10 | 24 | 0.90301 | 0.88413 | 0.90301 | 0.88413 | 0 | 50.8054
| Low Income | Non-CARE | Average Weekday | January | CAISO 1-in-2 | 1 | 0.776 | 0.75521 | 0.776 | 0.75521 | 0 | 52.8273
| Low Income | Non-CARE | Average Weekday | January | CAISO 1-in-2 | 2 | 0.70113 | 0.68512 | 0.70113 | 0.68512 | 0 | 51.991
| Low Income | Non-CARE | Average Weekday | January | CAISO 1-in-2 | 3 | 0.6506 | 0.63342 | 0.6506 | 0.63342 | 0 | 51.2753
| Low Income | Non-CARE | Average Weekday | January | CAISO 1-in-2 | 4 | 0.61837 | 0.60171 | 0.61837 | 0.60171 | 0 | 50.7698
| Low Income | Non-CARE | Average Weekday | January | CAISO 1-in-2 | 5 | 0.60918 | 0.59474 | 0.60918 | 0.59474 | 0 | 50.0641
| Low Income | Non-CARE | Average Weekday | January | CAISO 1-in-2 | 6 | 0.62904 | 0.62827 | 0.62904 | 0.62827 | 0 | 49.5647
| Low Income | Non-CARE | Average Weekday | January | CAISO 1-in-2 | 7 | 0.67968 | 0.71577 | 0.67968 | 0.71577 | 0 | 49.282
| Low Income | Non-CARE | Average Weekday | January | CAISO 1-in-2 | 8 | 0.66067 | 0.69367 | 0.66067 | 0.69367 | 0 | 49.1745
| Low Income | Non-CARE | Average Weekday | January | CAISO 1-in-2 | 9 | 0.52322 | 0.51176 | 0.52322 | 0.51176 | 0 | 49.8013
| Low Income | Non-CARE | Average Weekday | January | CAISO 1-in-2 | 10 | 0.35355 | 0.34441 | 0.35355 | 0.34441 | 0 | 52.894
| Low Income | Non-CARE | Average Weekday | January | CAISO 1-in-2 | 11 | 0.21988 | 0.22241 | 0.21988 | 0.22241 | 0 | 56.9675
| Low Income | Non-CARE | Average Weekday | January | CAISO 1-in-2 | 12 | 0.14449 | 0.14588 | 0.14449 | 0.14588 | 0 | 60.6008
| Low Income | Non-CARE | Average Weekday | January | CAISO 1-in-2 | 13 | 0.13974 | 0.12528 | 0.13974 | 0.12528 | 0 | 63.4507
| Low Income | Non-CARE | Average Weekday | January | CAISO 1-in-2 | 14 | 0.16293 | 0.1443 | 0.16293 | 0.1443 | 0 | 65.3432
| Low Income | Non-CARE | Average Weekday | January | CAISO 1-in-2 | 15 | 0.23639 | 0.22027 | 0.23639 | 0.22027 | 0 | 66.4599
| Low Income | Non-CARE | Average Weekday | January | CAISO 1-in-2 | 16 | 0.37912 | 0.36598 | 0.37912 | 0.36598 | 0 | 66.8584
| Low Income | Non-CARE | Average Weekday | January | CAISO 1-in-2 | 17 | 0.56665 | 0.56118 | 0.56665 | 0.56118 | 0 | 66.2353
| Low Income | Non-CARE | Average Weekday | January | CAISO 1-in-2 | 18 | 0.83405 | 0.8088 | 0.83405 | 0.8088 | 0 | 64.436
| Low Income | Non-CARE | Average Weekday | January | CAISO 1-in-2 | 19 | 1.0282 | 0.96828 | 1.0282 | 0.96828 | 0 | 61.6126
| Low Income | Non-CARE | Average Weekday | January | CAISO 1-in-2 | 20 | 1.1005 | 1.037 | 1.1005 | 1.037 | 0 | 59.5859
| Low Income | Non-CARE | Average Weekday | January | CAISO 1-in-2 | 21 | 1.095 | 1.0476 | 1.095 | 1.0476 | 0 | 58.0439
| Low Income | Non-CARE | Average Weekday | January | CAISO 1-in-2 | 22 | 1.0342 | 0.99313 | 1.0342 | 0.99313 | 0 | 56.6319
| Low Income | Non-CARE | Average Weekday | January | CAISO 1-in-2 | 23 | 0.97156 | 0.94684 | 0.97156 | 0.94684 | 0 | 55.3408
| Low Income | Non-CARE | Average Weekday | January | CAISO 1-in-2 | 24 | 0.85426 | 0.83537 | 0.85426 | 0.83537 | 0 | 54.1953
| Low Income | Non-CARE | Average Weekday | January | SCE 1-in-10 | 1 | 0.82053 | 0.79975 | 0.82053 | 0.79975 | 0 | 49.8391
| Low Income | Non-CARE | Average Weekday | January | SCE 1-in-10 | 2 | 0.74558 | 0.72957 | 0.74558 | 0.72957 | 0 | 49.023
| Low Income | Non-CARE | Average Weekday | January | SCE 1-in-10 | 3 | 0.69578 | 0.67861 | 0.69578 | 0.67861 | 0 | 48.3789
| Low Income | Non-CARE | Average Weekday | January | SCE 1-in-10 | 4 | 0.66536 | 0.64869 | 0.66536 | 0.64869 | 0 | 47.693
| Low Income | Non-CARE | Average Weekday | January | SCE 1-in-10 | 5 | 0.65993 | 0.64548 | 0.65993 | 0.64548 | 0 | 47.0421
| Low Income | Non-CARE | Average Weekday | January | SCE 1-in-10 | 6 | 0.68345 | 0.68268 | 0.68345 | 0.68268 | 0 | 46.4846
| Low Income | Non-CARE | Average Weekday | January | SCE 1-in-10 | 7 | 0.73862 | 0.77471 | 0.73862 | 0.77471 | 0 | 46.0201
| Low Income | Non-CARE | Average Weekday | January | SCE 1-in-10 | 8 | 0.71482 | 0.74781 | 0.71482 | 0.74781 | 0 | 45.8638
| Low Income | Non-CARE | Average Weekday | January | SCE 1-in-10 | 9 | 0.56767 | 0.55621 | 0.56767 | 0.55621 | 0 | 46.487
| Low Income | Non-CARE | Average Weekday | January | SCE 1-in-10 | 10 | 0.3913 | 0.38216 | 0.3913 | 0.38216 | 0 | 49.3264
| Low Income | Non-CARE | Average Weekday | January | SCE 1-in-10 | 11 | 0.25738 | 0.25991 | 0.25738 | 0.25991 | 0 | 52.899
| Low Income | Non-CARE | Average Weekday | January | SCE 1-in-10 | 12 | 0.18592 | 0.18731 | 0.18592 | 0.18731 | 0 | 56.0771
| Low Income | Non-CARE | Average Weekday | January | SCE 1-in-10 | 13 | 0.18106 | 0.16661 | 0.18106 | 0.16661 | 0 | 58.3045
| Low Income | Non-CARE | Average Weekday | January | SCE 1-in-10 | 14 | 0.21286 | 0.19424 | 0.21286 | 0.19424 | 0 | 59.8065
| Low Income | Non-CARE | Average Weekday | January | SCE 1-in-10 | 15 | 0.28919 | 0.27307 | 0.28919 | 0.27307 | 0 | 60.7184
| Low Income | Non-CARE | Average Weekday | January | SCE 1-in-10 | 16 | 0.43177 | 0.41863 | 0.43177 | 0.41863 | 0 | 61.0663
| Low Income | Non-CARE | Average Weekday | January | SCE 1-in-10 | 17 | 0.63125 | 0.62578 | 0.63125 | 0.62578 | 0 | 60.6521
| Low Income | Non-CARE | Average Weekday | January | SCE 1-in-10 | 18 | 0.91044 | 0.88518 | 0.91044 | 0.88518 | 0 | 59.1963
| Low Income | Non-CARE | Average Weekday | January | SCE 1-in-10 | 19 | 1.1 | 1.04 | 1.1 | 1.04 | 0 | 56.9697
| Low Income | Non-CARE | Average Weekday | January | SCE 1-in-10 | 20 | 1.1565 | 1.093 | 1.1565 | 1.093 | 0 | 55.3165
| Low Income | Non-CARE | Average Weekday | January | SCE 1-in-10 | 21 | 1.1441 | 1.0967 | 1.1441 | 1.0967 | 0 | 54.0521
| Low Income | Non-CARE | Average Weekday | January | SCE 1-in-10 | 22 | 1.0835 | 1.0425 | 1.0835 | 1.0425 | 0 | 52.9094
| Low Income | Non-CARE | Average Weekday | January | SCE 1-in-10 | 23 | 1.0212 | 0.99653 | 1.0212 | 0.99653 | 0 | 51.7567
| Low Income | Non-CARE | Average Weekday | January | SCE 1-in-10 | 24 | 0.90301 | 0.88413 | 0.90301 | 0.88413 | 0 | 50.8054
| Low Income | Non-CARE | Average Weekday | January | SCE 1-in-2 | 1 | 0.77324 | 0.75245 | 0.77324 | 0.75245 | 0 | 52.7506
| Low Income | Non-CARE | Average Weekday | January | SCE 1-in-2 | 2 | 0.69837 | 0.68236 | 0.69837 | 0.68236 | 0 | 51.7698
| Low Income | Non-CARE | Average Weekday | January | SCE 1-in-2 | 3 | 0.64779 | 0.63062 | 0.64779 | 0.63062 | 0 | 50.9721
| Low Income | Non-CARE | Average Weekday | January | SCE 1-in-2 | 4 | 0.61546 | 0.59879 | 0.61546 | 0.59879 | 0 | 50.3781
| Low Income | Non-CARE | Average Weekday | January | SCE 1-in-2 | 5 | 0.60604 | 0.59159 | 0.60604 | 0.59159 | 0 | 49.6978
| Low Income | Non-CARE | Average Weekday | January | SCE 1-in-2 | 6 | 0.62567 | 0.6249 | 0.62567 | 0.6249 | 0 | 49.1747
| Low Income | Non-CARE | Average Weekday | January | SCE 1-in-2 | 7 | 0.67603 | 0.71212 | 0.67603 | 0.71212 | 0 | 48.9589
| Low Income | Non-CARE | Average Weekday | January | SCE 1-in-2 | 8 | 0.65731 | 0.69031 | 0.65731 | 0.69031 | 0 | 48.832
| Low Income | Non-CARE | Average Weekday | January | SCE 1-in-2 | 9 | 0.52046 | 0.50901 | 0.52046 | 0.50901 | 0 | 49.5098
| Low Income | Non-CARE | Average Weekday | January | SCE 1-in-2 | 10 | 0.35121 | 0.34207 | 0.35121 | 0.34207 | 0 | 52.8923
| Low Income | Non-CARE | Average Weekday | January | SCE 1-in-2 | 11 | 0.21755 | 0.22008 | 0.21755 | 0.22008 | 0 | 57.3136
| Low Income | Non-CARE | Average Weekday | January | SCE 1-in-2 | 12 | 0.14135 | 0.14275 | 0.14135 | 0.14275 | 0 | 61.2655
| Low Income | Non-CARE | Average Weekday | January | SCE 1-in-2 | 13 | 0.13331 | 0.11886 | 0.13331 | 0.11886 | 0 | 64.2011
| Low Income | Non-CARE | Average Weekday | January | SCE 1-in-2 | 14 | 0.15585 | 0.13723 | 0.15585 | 0.13723 | 0 | 66.2048
| Low Income | Non-CARE | Average Weekday | January | SCE 1-in-2 | 15 | 0.23316 | 0.21703 | 0.23316 | 0.21703 | 0 | 67.4274
| Low Income | Non-CARE | Average Weekday | January | SCE 1-in-2 | 16 | 0.37928 | 0.36614 | 0.37928 | 0.36614 | 0 | 67.8344
| Low Income | Non-CARE | Average Weekday | January | SCE 1-in-2 | 17 | 0.56592 | 0.56045 | 0.56592 | 0.56045 | 0 | 67.2284
| Low Income | Non-CARE | Average Weekday | January | SCE 1-in-2 | 18 | 0.82641 | 0.80116 | 0.82641 | 0.80116 | 0 | 65.2941
| Low Income | Non-CARE | Average Weekday | January | SCE 1-in-2 | 19 | 1.0238 | 0.96384 | 1.0238 | 0.96384 | 0 | 62.2481
| Low Income | Non-CARE | Average Weekday | January | SCE 1-in-2 | 20 | 1.097 | 1.0335 | 1.097 | 1.0335 | 0 | 60.0327
| Low Income | Non-CARE | Average Weekday | January | SCE 1-in-2 | 21 | 1.092 | 1.0445 | 1.092 | 1.0445 | 0 | 58.4183
| Low Income | Non-CARE | Average Weekday | January | SCE 1-in-2 | 22 | 1.0311 | 0.99007 | 1.0311 | 0.99007 | 0 | 56.9496
| Low Income | Non-CARE | Average Weekday | January | SCE 1-in-2 | 23 | 0.96848 | 0.94376 | 0.96848 | 0.94376 | 0 | 55.621
| Low Income | Non-CARE | Average Weekday | January | SCE 1-in-2 | 24 | 0.85123 | 0.83235 | 0.85123 | 0.83235 | 0 | 54.4267
| Low Income | Non-CARE | Average Weekday | July | CAISO 1-in-10 | 1 | 1.2858 | 1.265 | 1.2858 | 1.265 | 0 | 73.037
| Low Income | Non-CARE | Average Weekday | July | CAISO 1-in-10 | 2 | 1.094 | 1.078 | 1.094 | 1.078 | 0 | 72.1887
| Low Income | Non-CARE | Average Weekday | July | CAISO 1-in-10 | 3 | 0.958 | 0.94083 | 0.958 | 0.94083 | 0 | 71.4406
| Low Income | Non-CARE | Average Weekday | July | CAISO 1-in-10 | 4 | 0.8609 | 0.84423 | 0.8609 | 0.84423 | 0 | 70.8503
| Low Income | Non-CARE | Average Weekday | July | CAISO 1-in-10 | 5 | 0.79365 | 0.7792 | 0.79365 | 0.7792 | 0 | 70.3392
| Low Income | Non-CARE | Average Weekday | July | CAISO 1-in-10 | 6 | 0.75748 | 0.75671 | 0.75748 | 0.75671 | 0 | 69.9126
| Low Income | Non-CARE | Average Weekday | July | CAISO 1-in-10 | 7 | 0.74163 | 0.77771 | 0.74163 | 0.77771 | 0 | 69.6665
| Low Income | Non-CARE | Average Weekday | July | CAISO 1-in-10 | 8 | 0.73565 | 0.76864 | 0.73565 | 0.76864 | 0 | 70.129
| Low Income | Non-CARE | Average Weekday | July | CAISO 1-in-10 | 9 | 0.69216 | 0.6807 | 0.69216 | 0.6807 | 0 | 72.4212
| Low Income | Non-CARE | Average Weekday | July | CAISO 1-in-10 | 10 | 0.57852 | 0.56938 | 0.57852 | 0.56938 | 0 | 75.6264
| Low Income | Non-CARE | Average Weekday | July | CAISO 1-in-10 | 11 | 0.54578 | 0.54831 | 0.54578 | 0.54831 | 0 | 79.159
| Low Income | Non-CARE | Average Weekday | July | CAISO 1-in-10 | 12 | 0.65478 | 0.65618 | 0.65478 | 0.65618 | 0 | 82.3945
| Low Income | Non-CARE | Average Weekday | July | CAISO 1-in-10 | 13 | 0.86233 | 0.84788 | 0.86233 | 0.84788 | 0 | 84.8398
| Low Income | Non-CARE | Average Weekday | July | CAISO 1-in-10 | 14 | 1.1157 | 1.0971 | 1.1157 | 1.0971 | 0 | 86.6119
| Low Income | Non-CARE | Average Weekday | July | CAISO 1-in-10 | 15 | 1.383 | 1.3669 | 1.383 | 1.3669 | 0 | 87.8198
| Low Income | Non-CARE | Average Weekday | July | CAISO 1-in-10 | 16 | 1.6948 | 1.6817 | 1.6948 | 1.6817 | 0 | 88.4873
| Low Income | Non-CARE | Average Weekday | July | CAISO 1-in-10 | 17 | 1.9776 | 1.9721 | 1.0681 | 0.99903 | 0.015821 | 88.4877
| Low Income | Non-CARE | Average Weekday | July | CAISO 1-in-10 | 18 | 2.2538 | 2.2285 | 1.7253 | 1.6767 | 0.079537 | 87.7234
| Low Income | Non-CARE | Average Weekday | July | CAISO 1-in-10 | 19 | 2.382 | 2.322 | 2.0918 | 1.9559 | 0.046289 | 86.2702
| Low Income | Non-CARE | Average Weekday | July | CAISO 1-in-10 | 20 | 2.2959 | 2.2325 | 2.0772 | 1.9684 | 0.020806 | 83.9617
| Low Income | Non-CARE | Average Weekday | July | CAISO 1-in-10 | 21 | 2.1958 | 2.1484 | 2.011 | 1.9182 | 0.028382 | 80.8011
| Low Income | Non-CARE | Average Weekday | July | CAISO 1-in-10 | 22 | 2.0439 | 2.0029 | 2.4212 | 2.4711 | 0.035533 | 77.6581
| Low Income | Non-CARE | Average Weekday | July | CAISO 1-in-10 | 23 | 1.8352 | 1.8104 | 1.9313 | 1.9485 | 0.021607 | 75.7717
| Low Income | Non-CARE | Average Weekday | July | CAISO 1-in-10 | 24 | 1.5423 | 1.5234 | 1.6024 | 1.5913 | 0.017455 | 74.4942
| Low Income | Non-CARE | Average Weekday | July | CAISO 1-in-2 | 1 | 1.0643 | 1.0435 | 1.0643 | 1.0435 | 0 | 68.9465
| Low Income | Non-CARE | Average Weekday | July | CAISO 1-in-2 | 2 | 0.90492 | 0.88892 | 0.90492 | 0.88892 | 0 | 68.1271
| Low Income | Non-CARE | Average Weekday | July | CAISO 1-in-2 | 3 | 0.79304 | 0.77587 | 0.79304 | 0.77587 | 0 | 67.411
| Low Income | Non-CARE | Average Weekday | July | CAISO 1-in-2 | 4 | 0.71667 | 0.70001 | 0.71667 | 0.70001 | 0 | 66.77
| Low Income | Non-CARE | Average Weekday | July | CAISO 1-in-2 | 5 | 0.66683 | 0.65239 | 0.66683 | 0.65239 | 0 | 66.225
| Low Income | Non-CARE | Average Weekday | July | CAISO 1-in-2 | 6 | 0.64307 | 0.6423 | 0.64307 | 0.6423 | 0 | 65.7212
| Low Income | Non-CARE | Average Weekday | July | CAISO 1-in-2 | 7 | 0.63662 | 0.6727 | 0.63662 | 0.6727 | 0 | 65.3571
| Low Income | Non-CARE | Average Weekday | July | CAISO 1-in-2 | 8 | 0.60944 | 0.64244 | 0.60944 | 0.64244 | 0 | 65.8185
| Low Income | Non-CARE | Average Weekday | July | CAISO 1-in-2 | 9 | 0.54213 | 0.53067 | 0.54213 | 0.53067 | 0 | 67.9324
| Low Income | Non-CARE | Average Weekday | July | CAISO 1-in-2 | 10 | 0.40839 | 0.39925 | 0.40839 | 0.39925 | 0 | 70.7572
| Low Income | Non-CARE | Average Weekday | July | CAISO 1-in-2 | 11 | 0.30758 | 0.31011 | 0.30758 | 0.31011 | 0 | 73.9066
| Low Income | Non-CARE | Average Weekday | July | CAISO 1-in-2 | 12 | 0.31881 | 0.3202 | 0.31881 | 0.3202 | 0 | 77.0653
| Low Income | Non-CARE | Average Weekday | July | CAISO 1-in-2 | 13 | 0.42476 | 0.41031 | 0.42476 | 0.41031 | 0 | 79.602
| Low Income | Non-CARE | Average Weekday | July | CAISO 1-in-2 | 14 | 0.59202 | 0.57339 | 0.59202 | 0.57339 | 0 | 81.5146
| Low Income | Non-CARE | Average Weekday | July | CAISO 1-in-2 | 15 | 0.80578 | 0.78965 | 0.80578 | 0.78965 | 0 | 82.9343
| Low Income | Non-CARE | Average Weekday | July | CAISO 1-in-2 | 16 | 1.0873 | 1.0742 | 1.0873 | 1.0742 | 0 | 83.5809
| Low Income | Non-CARE | Average Weekday | July | CAISO 1-in-2 | 17 | 1.3708 | 1.3654 | 0.56296 | 0.49389 | 0.021018 | 83.7551
| Low Income | Non-CARE | Average Weekday | July | CAISO 1-in-2 | 18 | 1.6591 | 1.6338 | 1.2252 | 1.1765 | 0.10831 | 83.0717
| Low Income | Non-CARE | Average Weekday | July | CAISO 1-in-2 | 19 | 1.8236 | 1.7636 | 1.6101 | 1.4742 | 0.065679 | 81.582
| Low Income | Non-CARE | Average Weekday | July | CAISO 1-in-2 | 20 | 1.802 | 1.7385 | 1.6317 | 1.5229 | 0.031836 | 79.4358
| Low Income | Non-CARE | Average Weekday | July | CAISO 1-in-2 | 21 | 1.7473 | 1.6999 | 1.6095 | 1.5167 | 0.039694 | 76.4093
| Low Income | Non-CARE | Average Weekday | July | CAISO 1-in-2 | 22 | 1.6331 | 1.592 | 1.9844 | 2.0343 | 0.052915 | 73.1994
| Low Income | Non-CARE | Average Weekday | July | CAISO 1-in-2 | 23 | 1.4827 | 1.458 | 1.5245 | 1.5417 | 0.032973 | 71.1762
| Low Income | Non-CARE | Average Weekday | July | CAISO 1-in-2 | 24 | 1.2512 | 1.2323 | 1.278 | 1.267 | 0.013443 | 69.8772
| Low Income | Non-CARE | Average Weekday | July | SCE 1-in-10 | 1 | 1.2858 | 1.265 | 1.2858 | 1.265 | 0 | 73.037
| Low Income | Non-CARE | Average Weekday | July | SCE 1-in-10 | 2 | 1.094 | 1.078 | 1.094 | 1.078 | 0 | 72.1887
| Low Income | Non-CARE | Average Weekday | July | SCE 1-in-10 | 3 | 0.958 | 0.94083 | 0.958 | 0.94083 | 0 | 71.4406
| Low Income | Non-CARE | Average Weekday | July | SCE 1-in-10 | 4 | 0.8609 | 0.84423 | 0.8609 | 0.84423 | 0 | 70.8503
| Low Income | Non-CARE | Average Weekday | July | SCE 1-in-10 | 5 | 0.79365 | 0.7792 | 0.79365 | 0.7792 | 0 | 70.3392
| Low Income | Non-CARE | Average Weekday | July | SCE 1-in-10 | 6 | 0.75748 | 0.75671 | 0.75748 | 0.75671 | 0 | 69.9126
| Low Income | Non-CARE | Average Weekday | July | SCE 1-in-10 | 7 | 0.74163 | 0.77771 | 0.74163 | 0.77771 | 0 | 69.6665
| Low Income | Non-CARE | Average Weekday | July | SCE 1-in-10 | 8 | 0.73565 | 0.76864 | 0.73565 | 0.76864 | 0 | 70.129
| Low Income | Non-CARE | Average Weekday | July | SCE 1-in-10 | 9 | 0.69216 | 0.6807 | 0.69216 | 0.6807 | 0 | 72.4212
| Low Income | Non-CARE | Average Weekday | July | SCE 1-in-10 | 10 | 0.57852 | 0.56938 | 0.57852 | 0.56938 | 0 | 75.6264
| Low Income | Non-CARE | Average Weekday | July | SCE 1-in-10 | 11 | 0.54578 | 0.54831 | 0.54578 | 0.54831 | 0 | 79.159
| Low Income | Non-CARE | Average Weekday | July | SCE 1-in-10 | 12 | 0.65478 | 0.65618 | 0.65478 | 0.65618 | 0 | 82.3945
| Low Income | Non-CARE | Average Weekday | July | SCE 1-in-10 | 13 | 0.86233 | 0.84788 | 0.86233 | 0.84788 | 0 | 84.8398
| Low Income | Non-CARE | Average Weekday | July | SCE 1-in-10 | 14 | 1.1157 | 1.0971 | 1.1157 | 1.0971 | 0 | 86.6119
| Low Income | Non-CARE | Average Weekday | July | SCE 1-in-10 | 15 | 1.383 | 1.3669 | 1.383 | 1.3669 | 0 | 87.8198
| Low Income | Non-CARE | Average Weekday | July | SCE 1-in-10 | 16 | 1.6948 | 1.6817 | 1.6948 | 1.6817 | 0 | 88.4873
| Low Income | Non-CARE | Average Weekday | July | SCE 1-in-10 | 17 | 1.9776 | 1.9721 | 1.0681 | 0.99903 | 0.015821 | 88.4877
| Low Income | Non-CARE | Average Weekday | July | SCE 1-in-10 | 18 | 2.2538 | 2.2285 | 1.7253 | 1.6767 | 0.079537 | 87.7234
| Low Income | Non-CARE | Average Weekday | July | SCE 1-in-10 | 19 | 2.382 | 2.322 | 2.0918 | 1.9559 | 0.046289 | 86.2702
| Low Income | Non-CARE | Average Weekday | July | SCE 1-in-10 | 20 | 2.2959 | 2.2325 | 2.0772 | 1.9684 | 0.020806 | 83.9617
| Low Income | Non-CARE | Average Weekday | July | SCE 1-in-10 | 21 | 2.1958 | 2.1484 | 2.011 | 1.9182 | 0.028382 | 80.8011
| Low Income | Non-CARE | Average Weekday | July | SCE 1-in-10 | 22 | 2.0439 | 2.0029 | 2.4212 | 2.4711 | 0.035533 | 77.6581
| Low Income | Non-CARE | Average Weekday | July | SCE 1-in-10 | 23 | 1.8352 | 1.8104 | 1.9313 | 1.9485 | 0.021607 | 75.7717
| Low Income | Non-CARE | Average Weekday | July | SCE 1-in-10 | 24 | 1.5423 | 1.5234 | 1.6024 | 1.5913 | 0.017455 | 74.4942
| Low Income | Non-CARE | Average Weekday | July | SCE 1-in-2 | 1 | 1.0643 | 1.0435 | 1.0643 | 1.0435 | 0 | 68.9465
| Low Income | Non-CARE | Average Weekday | July | SCE 1-in-2 | 2 | 0.90492 | 0.88892 | 0.90492 | 0.88892 | 0 | 68.1271
| Low Income | Non-CARE | Average Weekday | July | SCE 1-in-2 | 3 | 0.79304 | 0.77587 | 0.79304 | 0.77587 | 0 | 67.411
| Low Income | Non-CARE | Average Weekday | July | SCE 1-in-2 | 4 | 0.71667 | 0.70001 | 0.71667 | 0.70001 | 0 | 66.77
| Low Income | Non-CARE | Average Weekday | July | SCE 1-in-2 | 5 | 0.66683 | 0.65239 | 0.66683 | 0.65239 | 0 | 66.225
| Low Income | Non-CARE | Average Weekday | July | SCE 1-in-2 | 6 | 0.64307 | 0.6423 | 0.64307 | 0.6423 | 0 | 65.7212
| Low Income | Non-CARE | Average Weekday | July | SCE 1-in-2 | 7 | 0.63662 | 0.6727 | 0.63662 | 0.6727 | 0 | 65.3571
| Low Income | Non-CARE | Average Weekday | July | SCE 1-in-2 | 8 | 0.60944 | 0.64244 | 0.60944 | 0.64244 | 0 | 65.8185
| Low Income | Non-CARE | Average Weekday | July | SCE 1-in-2 | 9 | 0.54213 | 0.53067 | 0.54213 | 0.53067 | 0 | 67.9324
| Low Income | Non-CARE | Average Weekday | July | SCE 1-in-2 | 10 | 0.40839 | 0.39925 | 0.40839 | 0.39925 | 0 | 70.7572
| Low Income | Non-CARE | Average Weekday | July | SCE 1-in-2 | 11 | 0.30758 | 0.31011 | 0.30758 | 0.31011 | 0 | 73.9066
| Low Income | Non-CARE | Average Weekday | July | SCE 1-in-2 | 12 | 0.31881 | 0.3202 | 0.31881 | 0.3202 | 0 | 77.0653
| Low Income | Non-CARE | Average Weekday | July | SCE 1-in-2 | 13 | 0.42476 | 0.41031 | 0.42476 | 0.41031 | 0 | 79.602
| Low Income | Non-CARE | Average Weekday | July | SCE 1-in-2 | 14 | 0.59202 | 0.57339 | 0.59202 | 0.57339 | 0 | 81.5146
| Low Income | Non-CARE | Average Weekday | July | SCE 1-in-2 | 15 | 0.80578 | 0.78965 | 0.80578 | 0.78965 | 0 | 82.9343
| Low Income | Non-CARE | Average Weekday | July | SCE 1-in-2 | 16 | 1.0873 | 1.0742 | 1.0873 | 1.0742 | 0 | 83.5809
| Low Income | Non-CARE | Average Weekday | July | SCE 1-in-2 | 17 | 1.3708 | 1.3654 | 0.56296 | 0.49389 | 0.021018 | 83.7551
| Low Income | Non-CARE | Average Weekday | July | SCE 1-in-2 | 18 | 1.6591 | 1.6338 | 1.2252 | 1.1765 | 0.10831 | 83.0717
| Low Income | Non-CARE | Average Weekday | July | SCE 1-in-2 | 19 | 1.8236 | 1.7636 | 1.6101 | 1.4742 | 0.065679 | 81.582
| Low Income | Non-CARE | Average Weekday | July | SCE 1-in-2 | 20 | 1.802 | 1.7385 | 1.6317 | 1.5229 | 0.031836 | 79.4358
| Low Income | Non-CARE | Average Weekday | July | SCE 1-in-2 | 21 | 1.7473 | 1.6999 | 1.6095 | 1.5167 | 0.039694 | 76.4093
| Low Income | Non-CARE | Average Weekday | July | SCE 1-in-2 | 22 | 1.6331 | 1.592 | 1.9844 | 2.0343 | 0.052915 | 73.1994
| Low Income | Non-CARE | Average Weekday | July | SCE 1-in-2 | 23 | 1.4827 | 1.458 | 1.5245 | 1.5417 | 0.032973 | 71.1762
| Low Income | Non-CARE | Average Weekday | July | SCE 1-in-2 | 24 | 1.2512 | 1.2323 | 1.278 | 1.267 | 0.013443 | 69.8772
| Low Income | Non-CARE | Average Weekday | June | CAISO 1-in-10 | 1 | 0.99476 | 0.97398 | 0.99476 | 0.97398 | 0 | 67.5777
| Low Income | Non-CARE | Average Weekday | June | CAISO 1-in-10 | 2 | 0.84919 | 0.83318 | 0.84919 | 0.83318 | 0 | 66.7988
| Low Income | Non-CARE | Average Weekday | June | CAISO 1-in-10 | 3 | 0.74816 | 0.73099 | 0.74816 | 0.73099 | 0 | 66.1025
| Low Income | Non-CARE | Average Weekday | June | CAISO 1-in-10 | 4 | 0.68131 | 0.66464 | 0.68131 | 0.66464 | 0 | 65.4511
| Low Income | Non-CARE | Average Weekday | June | CAISO 1-in-10 | 5 | 0.63988 | 0.62543 | 0.63988 | 0.62543 | 0 | 64.9224
| Low Income | Non-CARE | Average Weekday | June | CAISO 1-in-10 | 6 | 0.62446 | 0.62369 | 0.62446 | 0.62369 | 0 | 64.5034
| Low Income | Non-CARE | Average Weekday | June | CAISO 1-in-10 | 7 | 0.62418 | 0.66027 | 0.62418 | 0.66027 | 0 | 64.1795
| Low Income | Non-CARE | Average Weekday | June | CAISO 1-in-10 | 8 | 0.60051 | 0.63351 | 0.60051 | 0.63351 | 0 | 64.7633
| Low Income | Non-CARE | Average Weekday | June | CAISO 1-in-10 | 9 | 0.50739 | 0.49593 | 0.50739 | 0.49593 | 0 | 66.7155
| Low Income | Non-CARE | Average Weekday | June | CAISO 1-in-10 | 10 | 0.38297 | 0.37383 | 0.38297 | 0.37383 | 0 | 69.6464
| Low Income | Non-CARE | Average Weekday | June | CAISO 1-in-10 | 11 | 0.27607 | 0.27861 | 0.27607 | 0.27861 | 0 | 72.8742
| Low Income | Non-CARE | Average Weekday | June | CAISO 1-in-10 | 12 | 0.27204 | 0.27344 | 0.27204 | 0.27344 | 0 | 76.0049
| Low Income | Non-CARE | Average Weekday | June | CAISO 1-in-10 | 13 | 0.36309 | 0.34864 | 0.36309 | 0.34864 | 0 | 78.4173
| Low Income | Non-CARE | Average Weekday | June | CAISO 1-in-10 | 14 | 0.51053 | 0.4919 | 0.51053 | 0.4919 | 0 | 80.1785
| Low Income | Non-CARE | Average Weekday | June | CAISO 1-in-10 | 15 | 0.70444 | 0.68832 | 0.70444 | 0.68832 | 0 | 81.4126
| Low Income | Non-CARE | Average Weekday | June | CAISO 1-in-10 | 16 | 0.96703 | 0.95389 | 0.96703 | 0.95389 | 0 | 82.1452
| Low Income | Non-CARE | Average Weekday | June | CAISO 1-in-10 | 17 | 1.2384 | 1.233 | 0.4653 | 0.39622 | 0.02337 | 82.1373
| Low Income | Non-CARE | Average Weekday | June | CAISO 1-in-10 | 18 | 1.526 | 1.5007 | 1.1264 | 1.0778 | 0.11928 | 81.3824
| Low Income | Non-CARE | Average Weekday | June | CAISO 1-in-10 | 19 | 1.6984 | 1.6384 | 1.5103 | 1.3744 | 0.072257 | 80.0342
| Low Income | Non-CARE | Average Weekday | June | CAISO 1-in-10 | 20 | 1.6956 | 1.6322 | 1.5413 | 1.4325 | 0.035661 | 77.9519
| Low Income | Non-CARE | Average Weekday | June | CAISO 1-in-10 | 21 | 1.6524 | 1.605 | 1.5288 | 1.4361 | 0.043205 | 75.0794
| Low Income | Non-CARE | Average Weekday | June | CAISO 1-in-10 | 22 | 1.5456 | 1.5045 | 1.8901 | 1.94 | 0.057793 | 72.0387
| Low Income | Non-CARE | Average Weekday | June | CAISO 1-in-10 | 23 | 1.4078 | 1.3831 | 1.4363 | 1.4536 | 0.014266 | 70.0557
| Low Income | Non-CARE | Average Weekday | June | CAISO 1-in-10 | 24 | 1.19 | 1.1711 | 1.2086 | 1.1975 | 0.0092974 | 68.7264
| Low Income | Non-CARE | Average Weekday | June | CAISO 1-in-2 | 1 | 0.87133 | 0.85054 | 0.87133 | 0.85054 | 0 | 64.1313
| Low Income | Non-CARE | Average Weekday | June | CAISO 1-in-2 | 2 | 0.76067 | 0.74466 | 0.76067 | 0.74466 | 0 | 63.1709
| Low Income | Non-CARE | Average Weekday | June | CAISO 1-in-2 | 3 | 0.68647 | 0.6693 | 0.68647 | 0.6693 | 0 | 62.345
| Low Income | Non-CARE | Average Weekday | June | CAISO 1-in-2 | 4 | 0.63332 | 0.61665 | 0.63332 | 0.61665 | 0 | 61.6327
| Low Income | Non-CARE | Average Weekday | June | CAISO 1-in-2 | 5 | 0.60066 | 0.58621 | 0.60066 | 0.58621 | 0 | 61.053
| Low Income | Non-CARE | Average Weekday | June | CAISO 1-in-2 | 6 | 0.59386 | 0.59309 | 0.59386 | 0.59309 | 0 | 60.5057
| Low Income | Non-CARE | Average Weekday | June | CAISO 1-in-2 | 7 | 0.60374 | 0.63982 | 0.60374 | 0.63982 | 0 | 60.072
| Low Income | Non-CARE | Average Weekday | June | CAISO 1-in-2 | 8 | 0.57065 | 0.60364 | 0.57065 | 0.60364 | 0 | 60.6817
| Low Income | Non-CARE | Average Weekday | June | CAISO 1-in-2 | 9 | 0.45244 | 0.44099 | 0.45244 | 0.44099 | 0 | 62.8015
| Low Income | Non-CARE | Average Weekday | June | CAISO 1-in-2 | 10 | 0.28062 | 0.27148 | 0.28062 | 0.27148 | 0 | 65.6494
| Low Income | Non-CARE | Average Weekday | June | CAISO 1-in-2 | 11 | 0.16506 | 0.16759 | 0.16506 | 0.16759 | 0 | 68.7924
| Low Income | Non-CARE | Average Weekday | June | CAISO 1-in-2 | 12 | 0.10735 | 0.10875 | 0.10735 | 0.10875 | 0 | 71.9252
| Low Income | Non-CARE | Average Weekday | June | CAISO 1-in-2 | 13 | 0.13361 | 0.11916 | 0.13361 | 0.11916 | 0 | 74.4462
| Low Income | Non-CARE | Average Weekday | June | CAISO 1-in-2 | 14 | 0.21469 | 0.19606 | 0.21469 | 0.19606 | 0 | 76.4822
| Low Income | Non-CARE | Average Weekday | June | CAISO 1-in-2 | 15 | 0.3571 | 0.34097 | 0.3571 | 0.34097 | 0 | 78.0294
| Low Income | Non-CARE | Average Weekday | June | CAISO 1-in-2 | 16 | 0.57841 | 0.56527 | 0.57841 | 0.56527 | 0 | 78.8715
| Low Income | Non-CARE | Average Weekday | June | CAISO 1-in-2 | 17 | 0.82952 | 0.82405 | 0.11977 | 0.054583 | 0.028065 | 79.1861
| Low Income | Non-CARE | Average Weekday | June | CAISO 1-in-2 | 18 | 1.1086 | 1.0833 | 0.76716 | 0.71851 | 0.13817 | 78.5258
| Low Income | Non-CARE | Average Weekday | June | CAISO 1-in-2 | 19 | 1.3052 | 1.2453 | 1.1645 | 1.0286 | 0.084679 | 77.1411
| Low Income | Non-CARE | Average Weekday | June | CAISO 1-in-2 | 20 | 1.3666 | 1.3032 | 1.2439 | 1.1351 | 0.043415 | 75.0004
| Low Income | Non-CARE | Average Weekday | June | CAISO 1-in-2 | 21 | 1.3571 | 1.3097 | 1.2668 | 1.174 | 0.051498 | 71.9709
| Low Income | Non-CARE | Average Weekday | June | CAISO 1-in-2 | 22 | 1.2711 | 1.2301 | 1.5968 | 1.6467 | 0.071721 | 68.8139
| Low Income | Non-CARE | Average Weekday | June | CAISO 1-in-2 | 23 | 1.1711 | 1.1464 | 1.1711 | 1.1793 | 0 | 66.8737
| Low Income | Non-CARE | Average Weekday | June | CAISO 1-in-2 | 24 | 1.0004 | 0.98155 | 1.0004 | 0.98456 | 0 | 65.4784
| Low Income | Non-CARE | Average Weekday | June | SCE 1-in-10 | 1 | 0.99476 | 0.97398 | 0.99476 | 0.97398 | 0 | 67.5777
| Low Income | Non-CARE | Average Weekday | June | SCE 1-in-10 | 2 | 0.84919 | 0.83318 | 0.84919 | 0.83318 | 0 | 66.7988
| Low Income | Non-CARE | Average Weekday | June | SCE 1-in-10 | 3 | 0.74816 | 0.73099 | 0.74816 | 0.73099 | 0 | 66.1025
| Low Income | Non-CARE | Average Weekday | June | SCE 1-in-10 | 4 | 0.68131 | 0.66464 | 0.68131 | 0.66464 | 0 | 65.4511
| Low Income | Non-CARE | Average Weekday | June | SCE 1-in-10 | 5 | 0.63988 | 0.62543 | 0.63988 | 0.62543 | 0 | 64.9224
| Low Income | Non-CARE | Average Weekday | June | SCE 1-in-10 | 6 | 0.62446 | 0.62369 | 0.62446 | 0.62369 | 0 | 64.5034
| Low Income | Non-CARE | Average Weekday | June | SCE 1-in-10 | 7 | 0.62418 | 0.66027 | 0.62418 | 0.66027 | 0 | 64.1795
| Low Income | Non-CARE | Average Weekday | June | SCE 1-in-10 | 8 | 0.60051 | 0.63351 | 0.60051 | 0.63351 | 0 | 64.7633
| Low Income | Non-CARE | Average Weekday | June | SCE 1-in-10 | 9 | 0.50739 | 0.49593 | 0.50739 | 0.49593 | 0 | 66.7155
| Low Income | Non-CARE | Average Weekday | June | SCE 1-in-10 | 10 | 0.38297 | 0.37383 | 0.38297 | 0.37383 | 0 | 69.6464
| Low Income | Non-CARE | Average Weekday | June | SCE 1-in-10 | 11 | 0.27607 | 0.27861 | 0.27607 | 0.27861 | 0 | 72.8742
| Low Income | Non-CARE | Average Weekday | June | SCE 1-in-10 | 12 | 0.27204 | 0.27344 | 0.27204 | 0.27344 | 0 | 76.0049
| Low Income | Non-CARE | Average Weekday | June | SCE 1-in-10 | 13 | 0.36309 | 0.34864 | 0.36309 | 0.34864 | 0 | 78.4173
| Low Income | Non-CARE | Average Weekday | June | SCE 1-in-10 | 14 | 0.51053 | 0.4919 | 0.51053 | 0.4919 | 0 | 80.1785
| Low Income | Non-CARE | Average Weekday | June | SCE 1-in-10 | 15 | 0.70444 | 0.68832 | 0.70444 | 0.68832 | 0 | 81.4126
| Low Income | Non-CARE | Average Weekday | June | SCE 1-in-10 | 16 | 0.96703 | 0.95389 | 0.96703 | 0.95389 | 0 | 82.1452
| Low Income | Non-CARE | Average Weekday | June | SCE 1-in-10 | 17 | 1.2384 | 1.233 | 0.4653 | 0.39622 | 0.02337 | 82.1373
| Low Income | Non-CARE | Average Weekday | June | SCE 1-in-10 | 18 | 1.526 | 1.5007 | 1.1264 | 1.0778 | 0.11928 | 81.3824
| Low Income | Non-CARE | Average Weekday | June | SCE 1-in-10 | 19 | 1.6984 | 1.6384 | 1.5103 | 1.3744 | 0.072257 | 80.0342
| Low Income | Non-CARE | Average Weekday | June | SCE 1-in-10 | 20 | 1.6956 | 1.6322 | 1.5413 | 1.4325 | 0.035661 | 77.9519
| Low Income | Non-CARE | Average Weekday | June | SCE 1-in-10 | 21 | 1.6524 | 1.605 | 1.5288 | 1.4361 | 0.043205 | 75.0794
| Low Income | Non-CARE | Average Weekday | June | SCE 1-in-10 | 22 | 1.5456 | 1.5045 | 1.8901 | 1.94 | 0.057793 | 72.0387
| Low Income | Non-CARE | Average Weekday | June | SCE 1-in-10 | 23 | 1.4078 | 1.3831 | 1.4363 | 1.4536 | 0.014266 | 70.0557
| Low Income | Non-CARE | Average Weekday | June | SCE 1-in-10 | 24 | 1.19 | 1.1711 | 1.2086 | 1.1975 | 0.0092974 | 68.7264
| Low Income | Non-CARE | Average Weekday | June | SCE 1-in-2 | 1 | 0.87133 | 0.85054 | 0.87133 | 0.85054 | 0 | 64.1313
| Low Income | Non-CARE | Average Weekday | June | SCE 1-in-2 | 2 | 0.76067 | 0.74466 | 0.76067 | 0.74466 | 0 | 63.1709
| Low Income | Non-CARE | Average Weekday | June | SCE 1-in-2 | 3 | 0.68647 | 0.6693 | 0.68647 | 0.6693 | 0 | 62.345
| Low Income | Non-CARE | Average Weekday | June | SCE 1-in-2 | 4 | 0.63332 | 0.61665 | 0.63332 | 0.61665 | 0 | 61.6327
| Low Income | Non-CARE | Average Weekday | June | SCE 1-in-2 | 5 | 0.60066 | 0.58621 | 0.60066 | 0.58621 | 0 | 61.053
| Low Income | Non-CARE | Average Weekday | June | SCE 1-in-2 | 6 | 0.59386 | 0.59309 | 0.59386 | 0.59309 | 0 | 60.5057
| Low Income | Non-CARE | Average Weekday | June | SCE 1-in-2 | 7 | 0.60374 | 0.63982 | 0.60374 | 0.63982 | 0 | 60.072
| Low Income | Non-CARE | Average Weekday | June | SCE 1-in-2 | 8 | 0.57065 | 0.60364 | 0.57065 | 0.60364 | 0 | 60.6817
| Low Income | Non-CARE | Average Weekday | June | SCE 1-in-2 | 9 | 0.45244 | 0.44099 | 0.45244 | 0.44099 | 0 | 62.8015
| Low Income | Non-CARE | Average Weekday | June | SCE 1-in-2 | 10 | 0.28062 | 0.27148 | 0.28062 | 0.27148 | 0 | 65.6494
| Low Income | Non-CARE | Average Weekday | June | SCE 1-in-2 | 11 | 0.16506 | 0.16759 | 0.16506 | 0.16759 | 0 | 68.7924
| Low Income | Non-CARE | Average Weekday | June | SCE 1-in-2 | 12 | 0.10735 | 0.10875 | 0.10735 | 0.10875 | 0 | 71.9252
| Low Income | Non-CARE | Average Weekday | June | SCE 1-in-2 | 13 | 0.13361 | 0.11916 | 0.13361 | 0.11916 | 0 | 74.4462
| Low Income | Non-CARE | Average Weekday | June | SCE 1-in-2 | 14 | 0.21469 | 0.19606 | 0.21469 | 0.19606 | 0 | 76.4822
| Low Income | Non-CARE | Average Weekday | June | SCE 1-in-2 | 15 | 0.3571 | 0.34097 | 0.3571 | 0.34097 | 0 | 78.0294
| Low Income | Non-CARE | Average Weekday | June | SCE 1-in-2 | 16 | 0.57841 | 0.56527 | 0.57841 | 0.56527 | 0 | 78.8715
| Low Income | Non-CARE | Average Weekday | June | SCE 1-in-2 | 17 | 0.82952 | 0.82405 | 0.11977 | 0.054583 | 0.028065 | 79.1861
| Low Income | Non-CARE | Average Weekday | June | SCE 1-in-2 | 18 | 1.1086 | 1.0833 | 0.76716 | 0.71851 | 0.13817 | 78.5258
| Low Income | Non-CARE | Average Weekday | June | SCE 1-in-2 | 19 | 1.3052 | 1.2453 | 1.1645 | 1.0286 | 0.084679 | 77.1411
| Low Income | Non-CARE | Average Weekday | June | SCE 1-in-2 | 20 | 1.3666 | 1.3032 | 1.2439 | 1.1351 | 0.043415 | 75.0004
| Low Income | Non-CARE | Average Weekday | June | SCE 1-in-2 | 21 | 1.3571 | 1.3097 | 1.2668 | 1.174 | 0.051498 | 71.9709
| Low Income | Non-CARE | Average Weekday | June | SCE 1-in-2 | 22 | 1.2711 | 1.2301 | 1.5968 | 1.6467 | 0.071721 | 68.8139
| Low Income | Non-CARE | Average Weekday | June | SCE 1-in-2 | 23 | 1.1711 | 1.1464 | 1.1711 | 1.1793 | 0 | 66.8737
| Low Income | Non-CARE | Average Weekday | June | SCE 1-in-2 | 24 | 1.0004 | 0.98155 | 1.0004 | 0.98456 | 0 | 65.4784
| Low Income | Non-CARE | Average Weekday | March | CAISO 1-in-10 | 1 | 0.7658 | 0.74501 | 0.7658 | 0.74501 | 0 | 58.9081
| Low Income | Non-CARE | Average Weekday | March | CAISO 1-in-10 | 2 | 0.68128 | 0.66527 | 0.68128 | 0.66527 | 0 | 57.812
| Low Income | Non-CARE | Average Weekday | March | CAISO 1-in-10 | 3 | 0.62311 | 0.60594 | 0.62311 | 0.60594 | 0 | 56.7863
| Low Income | Non-CARE | Average Weekday | March | CAISO 1-in-10 | 4 | 0.58392 | 0.56725 | 0.58392 | 0.56725 | 0 | 55.8443
| Low Income | Non-CARE | Average Weekday | March | CAISO 1-in-10 | 5 | 0.56604 | 0.55159 | 0.56604 | 0.55159 | 0 | 55.0775
| Low Income | Non-CARE | Average Weekday | March | CAISO 1-in-10 | 6 | 0.57478 | 0.574 | 0.57478 | 0.574 | 0 | 54.4088
| Low Income | Non-CARE | Average Weekday | March | CAISO 1-in-10 | 7 | 0.6059 | 0.64199 | 0.6059 | 0.64199 | 0 | 54.0233
| Low Income | Non-CARE | Average Weekday | March | CAISO 1-in-10 | 8 | 0.57636 | 0.60935 | 0.57636 | 0.60935 | 0 | 53.9977
| Low Income | Non-CARE | Average Weekday | March | CAISO 1-in-10 | 9 | 0.44821 | 0.43676 | 0.44821 | 0.43676 | 0 | 55.4808
| Low Income | Non-CARE | Average Weekday | March | CAISO 1-in-10 | 10 | 0.28038 | 0.27124 | 0.28038 | 0.27124 | 0 | 59.1457
| Low Income | Non-CARE | Average Weekday | March | CAISO 1-in-10 | 11 | 0.1408 | 0.14333 | 0.1408 | 0.14333 | 0 | 63.5014
| Low Income | Non-CARE | Average Weekday | March | CAISO 1-in-10 | 12 | 0.054994 | 0.05639 | 0.054994 | 0.05639 | 0 | 67.401
| Low Income | Non-CARE | Average Weekday | March | CAISO 1-in-10 | 13 | 0.03418 | 0.019726 | 0.03418 | 0.019726 | 0 | 70.3819
| Low Income | Non-CARE | Average Weekday | March | CAISO 1-in-10 | 14 | 0.066143 | 0.047519 | 0.066143 | 0.047519 | 0 | 72.4118
| Low Income | Non-CARE | Average Weekday | March | CAISO 1-in-10 | 15 | 0.15589 | 0.13976 | 0.15589 | 0.13976 | 0 | 73.6348
| Low Income | Non-CARE | Average Weekday | March | CAISO 1-in-10 | 16 | 0.31812 | 0.30498 | 0.31812 | 0.30498 | 0 | 74.2006
| Low Income | Non-CARE | Average Weekday | March | CAISO 1-in-10 | 17 | 0.52005 | 0.51458 | 0.43512 | 0.42965 | 0.036857 | 74.1019
| Low Income | Non-CARE | Average Weekday | March | CAISO 1-in-10 | 18 | 0.7743 | 0.74905 | 0.72794 | 0.70269 | 0.023181 | 73.1707
| Low Income | Non-CARE | Average Weekday | March | CAISO 1-in-10 | 19 | 0.98576 | 0.9258 | 0.9396 | 0.87769 | 0.02308 | 71.3599
| Low Income | Non-CARE | Average Weekday | March | CAISO 1-in-10 | 20 | 1.0943 | 1.0308 | 1.0394 | 0.95375 | 0.027405 | 68.6538
| Low Income | Non-CARE | Average Weekday | March | CAISO 1-in-10 | 21 | 1.1017 | 1.0543 | 1.0762 | 0.98349 | 0.012721 | 65.9108
| Low Income | Non-CARE | Average Weekday | March | CAISO 1-in-10 | 22 | 1.0422 | 1.0012 | 1.1834 | 1.1424 | 0.092648 | 64.0993
| Low Income | Non-CARE | Average Weekday | March | CAISO 1-in-10 | 23 | 0.97224 | 0.94752 | 0.97224 | 0.94752 | 0 | 62.6952
| Low Income | Non-CARE | Average Weekday | March | CAISO 1-in-10 | 24 | 0.84701 | 0.82813 | 0.84701 | 0.82813 | 0 | 61.2647
| Low Income | Non-CARE | Average Weekday | March | CAISO 1-in-2 | 1 | 0.76337 | 0.74258 | 0.76337 | 0.74258 | 0 | 55.0154
| Low Income | Non-CARE | Average Weekday | March | CAISO 1-in-2 | 2 | 0.68821 | 0.6722 | 0.68821 | 0.6722 | 0 | 53.9766
| Low Income | Non-CARE | Average Weekday | March | CAISO 1-in-2 | 3 | 0.63715 | 0.61998 | 0.63715 | 0.61998 | 0 | 53.0333
| Low Income | Non-CARE | Average Weekday | March | CAISO 1-in-2 | 4 | 0.6041 | 0.58743 | 0.6041 | 0.58743 | 0 | 52.2385
| Low Income | Non-CARE | Average Weekday | March | CAISO 1-in-2 | 5 | 0.59343 | 0.57898 | 0.59343 | 0.57898 | 0 | 51.5049
| Low Income | Non-CARE | Average Weekday | March | CAISO 1-in-2 | 6 | 0.61172 | 0.61095 | 0.61172 | 0.61095 | 0 | 50.8817
| Low Income | Non-CARE | Average Weekday | March | CAISO 1-in-2 | 7 | 0.66019 | 0.69627 | 0.66019 | 0.69627 | 0 | 50.4894
| Low Income | Non-CARE | Average Weekday | March | CAISO 1-in-2 | 8 | 0.64212 | 0.67511 | 0.64212 | 0.67511 | 0 | 50.3224
| Low Income | Non-CARE | Average Weekday | March | CAISO 1-in-2 | 9 | 0.50777 | 0.49632 | 0.50777 | 0.49632 | 0 | 51.404
| Low Income | Non-CARE | Average Weekday | March | CAISO 1-in-2 | 10 | 0.33975 | 0.33061 | 0.33975 | 0.33061 | 0 | 54.3493
| Low Income | Non-CARE | Average Weekday | March | CAISO 1-in-2 | 11 | 0.20604 | 0.20857 | 0.20604 | 0.20857 | 0 | 57.8583
| Low Income | Non-CARE | Average Weekday | March | CAISO 1-in-2 | 12 | 0.12904 | 0.13043 | 0.12904 | 0.13043 | 0 | 61.0912
| Low Income | Non-CARE | Average Weekday | March | CAISO 1-in-2 | 13 | 0.12612 | 0.11167 | 0.12612 | 0.11167 | 0 | 63.6077
| Low Income | Non-CARE | Average Weekday | March | CAISO 1-in-2 | 14 | 0.14976 | 0.13114 | 0.14976 | 0.13114 | 0 | 65.3418
| Low Income | Non-CARE | Average Weekday | March | CAISO 1-in-2 | 15 | 0.21882 | 0.2027 | 0.21882 | 0.2027 | 0 | 66.5188
| Low Income | Non-CARE | Average Weekday | March | CAISO 1-in-2 | 16 | 0.35888 | 0.34574 | 0.35888 | 0.34574 | 0 | 67.1833
| Low Income | Non-CARE | Average Weekday | March | CAISO 1-in-2 | 17 | 0.54771 | 0.54224 | 0.54771 | 0.54224 | 0 | 67.327
| Low Income | Non-CARE | Average Weekday | March | CAISO 1-in-2 | 18 | 0.80692 | 0.78167 | 0.80692 | 0.78167 | 0 | 66.6081
| Low Income | Non-CARE | Average Weekday | March | CAISO 1-in-2 | 19 | 1.0035 | 0.94358 | 1.0035 | 0.94358 | 0 | 64.9863
| Low Income | Non-CARE | Average Weekday | March | CAISO 1-in-2 | 20 | 1.0858 | 1.0224 | 1.0858 | 1.0224 | 0 | 62.483
| Low Income | Non-CARE | Average Weekday | March | CAISO 1-in-2 | 21 | 1.083 | 1.0356 | 1.083 | 1.0356 | 0 | 59.9794
| Low Income | Non-CARE | Average Weekday | March | CAISO 1-in-2 | 22 | 1.0214 | 0.98041 | 1.0214 | 0.98041 | 0 | 58.3899
| Low Income | Non-CARE | Average Weekday | March | CAISO 1-in-2 | 23 | 0.95838 | 0.93366 | 0.95838 | 0.93366 | 0 | 57.1039
| Low Income | Non-CARE | Average Weekday | March | CAISO 1-in-2 | 24 | 0.84085 | 0.82197 | 0.84085 | 0.82197 | 0 | 55.9256
| Low Income | Non-CARE | Average Weekday | March | SCE 1-in-10 | 1 | 0.7658 | 0.74501 | 0.7658 | 0.74501 | 0 | 58.9081
| Low Income | Non-CARE | Average Weekday | March | SCE 1-in-10 | 2 | 0.68128 | 0.66527 | 0.68128 | 0.66527 | 0 | 57.812
| Low Income | Non-CARE | Average Weekday | March | SCE 1-in-10 | 3 | 0.62311 | 0.60594 | 0.62311 | 0.60594 | 0 | 56.7863
| Low Income | Non-CARE | Average Weekday | March | SCE 1-in-10 | 4 | 0.58392 | 0.56725 | 0.58392 | 0.56725 | 0 | 55.8443
| Low Income | Non-CARE | Average Weekday | March | SCE 1-in-10 | 5 | 0.56604 | 0.55159 | 0.56604 | 0.55159 | 0 | 55.0775
| Low Income | Non-CARE | Average Weekday | March | SCE 1-in-10 | 6 | 0.57478 | 0.574 | 0.57478 | 0.574 | 0 | 54.4088
| Low Income | Non-CARE | Average Weekday | March | SCE 1-in-10 | 7 | 0.6059 | 0.64199 | 0.6059 | 0.64199 | 0 | 54.0233
| Low Income | Non-CARE | Average Weekday | March | SCE 1-in-10 | 8 | 0.57636 | 0.60935 | 0.57636 | 0.60935 | 0 | 53.9977
| Low Income | Non-CARE | Average Weekday | March | SCE 1-in-10 | 9 | 0.44821 | 0.43676 | 0.44821 | 0.43676 | 0 | 55.4808
| Low Income | Non-CARE | Average Weekday | March | SCE 1-in-10 | 10 | 0.28038 | 0.27124 | 0.28038 | 0.27124 | 0 | 59.1457
| Low Income | Non-CARE | Average Weekday | March | SCE 1-in-10 | 11 | 0.1408 | 0.14333 | 0.1408 | 0.14333 | 0 | 63.5014
| Low Income | Non-CARE | Average Weekday | March | SCE 1-in-10 | 12 | 0.054994 | 0.05639 | 0.054994 | 0.05639 | 0 | 67.401
| Low Income | Non-CARE | Average Weekday | March | SCE 1-in-10 | 13 | 0.03418 | 0.019726 | 0.03418 | 0.019726 | 0 | 70.3819
| Low Income | Non-CARE | Average Weekday | March | SCE 1-in-10 | 14 | 0.066143 | 0.047519 | 0.066143 | 0.047519 | 0 | 72.4118
| Low Income | Non-CARE | Average Weekday | March | SCE 1-in-10 | 15 | 0.15589 | 0.13976 | 0.15589 | 0.13976 | 0 | 73.6348
| Low Income | Non-CARE | Average Weekday | March | SCE 1-in-10 | 16 | 0.31812 | 0.30498 | 0.31812 | 0.30498 | 0 | 74.2006
| Low Income | Non-CARE | Average Weekday | March | SCE 1-in-10 | 17 | 0.52005 | 0.51458 | 0.43512 | 0.42965 | 0.036857 | 74.1019
| Low Income | Non-CARE | Average Weekday | March | SCE 1-in-10 | 18 | 0.7743 | 0.74905 | 0.72794 | 0.70269 | 0.023181 | 73.1707
| Low Income | Non-CARE | Average Weekday | March | SCE 1-in-10 | 19 | 0.98576 | 0.9258 | 0.9396 | 0.87769 | 0.02308 | 71.3599
| Low Income | Non-CARE | Average Weekday | March | SCE 1-in-10 | 20 | 1.0943 | 1.0308 | 1.0394 | 0.95375 | 0.027405 | 68.6538
| Low Income | Non-CARE | Average Weekday | March | SCE 1-in-10 | 21 | 1.1017 | 1.0543 | 1.0762 | 0.98349 | 0.012721 | 65.9108
| Low Income | Non-CARE | Average Weekday | March | SCE 1-in-10 | 22 | 1.0422 | 1.0012 | 1.1834 | 1.1424 | 0.092648 | 64.0993
| Low Income | Non-CARE | Average Weekday | March | SCE 1-in-10 | 23 | 0.97224 | 0.94752 | 0.97224 | 0.94752 | 0 | 62.6952
| Low Income | Non-CARE | Average Weekday | March | SCE 1-in-10 | 24 | 0.84701 | 0.82813 | 0.84701 | 0.82813 | 0 | 61.2647
| Low Income | Non-CARE | Average Weekday | March | SCE 1-in-2 | 1 | 0.7597 | 0.73891 | 0.7597 | 0.73891 | 0 | 55.2184
| Low Income | Non-CARE | Average Weekday | March | SCE 1-in-2 | 2 | 0.68441 | 0.6684 | 0.68441 | 0.6684 | 0 | 54.2958
| Low Income | Non-CARE | Average Weekday | March | SCE 1-in-2 | 3 | 0.63315 | 0.61598 | 0.63315 | 0.61598 | 0 | 53.4831
| Low Income | Non-CARE | Average Weekday | March | SCE 1-in-2 | 4 | 0.5998 | 0.58314 | 0.5998 | 0.58314 | 0 | 52.8026
| Low Income | Non-CARE | Average Weekday | March | SCE 1-in-2 | 5 | 0.58865 | 0.57421 | 0.58865 | 0.57421 | 0 | 52.1694
| Low Income | Non-CARE | Average Weekday | March | SCE 1-in-2 | 6 | 0.60643 | 0.60565 | 0.60643 | 0.60565 | 0 | 51.7085
| Low Income | Non-CARE | Average Weekday | March | SCE 1-in-2 | 7 | 0.65414 | 0.69022 | 0.65414 | 0.69022 | 0 | 51.3379
| Low Income | Non-CARE | Average Weekday | March | SCE 1-in-2 | 8 | 0.63625 | 0.66924 | 0.63625 | 0.66924 | 0 | 51.1673
| Low Income | Non-CARE | Average Weekday | March | SCE 1-in-2 | 9 | 0.50285 | 0.49139 | 0.50285 | 0.49139 | 0 | 52.3059
| Low Income | Non-CARE | Average Weekday | March | SCE 1-in-2 | 10 | 0.33531 | 0.32617 | 0.33531 | 0.32617 | 0 | 55.1738
| Low Income | Non-CARE | Average Weekday | March | SCE 1-in-2 | 11 | 0.20136 | 0.20389 | 0.20136 | 0.20389 | 0 | 58.5275
| Low Income | Non-CARE | Average Weekday | March | SCE 1-in-2 | 12 | 0.12483 | 0.12622 | 0.12483 | 0.12622 | 0 | 61.6501
| Low Income | Non-CARE | Average Weekday | March | SCE 1-in-2 | 13 | 0.12035 | 0.1059 | 0.12035 | 0.1059 | 0 | 64.039
| Low Income | Non-CARE | Average Weekday | March | SCE 1-in-2 | 14 | 0.14343 | 0.12481 | 0.14343 | 0.12481 | 0 | 65.6328
| Low Income | Non-CARE | Average Weekday | March | SCE 1-in-2 | 15 | 0.2132 | 0.19707 | 0.2132 | 0.19707 | 0 | 66.6671
| Low Income | Non-CARE | Average Weekday | March | SCE 1-in-2 | 16 | 0.35308 | 0.33994 | 0.35308 | 0.33994 | 0 | 67.3082
| Low Income | Non-CARE | Average Weekday | March | SCE 1-in-2 | 17 | 0.54129 | 0.53582 | 0.54129 | 0.53582 | 0 | 67.3662
| Low Income | Non-CARE | Average Weekday | March | SCE 1-in-2 | 18 | 0.80106 | 0.77581 | 0.80106 | 0.77581 | 0 | 66.5275
| Low Income | Non-CARE | Average Weekday | March | SCE 1-in-2 | 19 | 0.99819 | 0.93824 | 0.99819 | 0.93824 | 0 | 64.9403
| Low Income | Non-CARE | Average Weekday | March | SCE 1-in-2 | 20 | 1.0814 | 1.018 | 1.0814 | 1.018 | 0 | 62.6168
| Low Income | Non-CARE | Average Weekday | March | SCE 1-in-2 | 21 | 1.0794 | 1.0319 | 1.0794 | 1.0319 | 0 | 60.3541
| Low Income | Non-CARE | Average Weekday | March | SCE 1-in-2 | 22 | 1.0179 | 0.97687 | 1.0179 | 0.97687 | 0 | 58.8475
| Low Income | Non-CARE | Average Weekday | March | SCE 1-in-2 | 23 | 0.95458 | 0.92986 | 0.95458 | 0.92986 | 0 | 57.6741
| Low Income | Non-CARE | Average Weekday | March | SCE 1-in-2 | 24 | 0.83705 | 0.81817 | 0.83705 | 0.81817 | 0 | 56.6267
| Low Income | Non-CARE | Average Weekday | May | CAISO 1-in-10 | 1 | 0.82947 | 0.80868 | 0.82947 | 0.80868 | 0 | 63.3181
| Low Income | Non-CARE | Average Weekday | May | CAISO 1-in-10 | 2 | 0.73406 | 0.71805 | 0.73406 | 0.71805 | 0 | 62.2841
| Low Income | Non-CARE | Average Weekday | May | CAISO 1-in-10 | 3 | 0.66705 | 0.64988 | 0.66705 | 0.64988 | 0 | 61.4071
| Low Income | Non-CARE | Average Weekday | May | CAISO 1-in-10 | 4 | 0.6183 | 0.60164 | 0.6183 | 0.60164 | 0 | 60.6139
| Low Income | Non-CARE | Average Weekday | May | CAISO 1-in-10 | 5 | 0.58911 | 0.57466 | 0.58911 | 0.57466 | 0 | 60.0058
| Low Income | Non-CARE | Average Weekday | May | CAISO 1-in-10 | 6 | 0.58445 | 0.58368 | 0.58445 | 0.58368 | 0 | 59.5247
| Low Income | Non-CARE | Average Weekday | May | CAISO 1-in-10 | 7 | 0.59623 | 0.63232 | 0.59623 | 0.63232 | 0 | 59.2745
| Low Income | Non-CARE | Average Weekday | May | CAISO 1-in-10 | 8 | 0.563 | 0.596 | 0.563 | 0.596 | 0 | 60.0452
| Low Income | Non-CARE | Average Weekday | May | CAISO 1-in-10 | 9 | 0.44016 | 0.42871 | 0.44016 | 0.42871 | 0 | 62.454
| Low Income | Non-CARE | Average Weekday | May | CAISO 1-in-10 | 10 | 0.26728 | 0.25814 | 0.26728 | 0.25814 | 0 | 65.6806
| Low Income | Non-CARE | Average Weekday | May | CAISO 1-in-10 | 11 | 0.10145 | 0.10398 | 0.10145 | 0.10398 | 0 | 68.7591
| Low Income | Non-CARE | Average Weekday | May | CAISO 1-in-10 | 12 | 0.03023 | 0.031625 | 0.03023 | 0.031625 | 0 | 71.438
| Low Income | Non-CARE | Average Weekday | May | CAISO 1-in-10 | 13 | 0.044006 | 0.029553 | 0.044006 | 0.029553 | 0 | 73.6834
| Low Income | Non-CARE | Average Weekday | May | CAISO 1-in-10 | 14 | 0.11046 | 0.091831 | 0.11046 | 0.091831 | 0 | 75.473
| Low Income | Non-CARE | Average Weekday | May | CAISO 1-in-10 | 15 | 0.24125 | 0.22513 | 0.24125 | 0.22513 | 0 | 76.7671
| Low Income | Non-CARE | Average Weekday | May | CAISO 1-in-10 | 16 | 0.45344 | 0.4403 | 0.45344 | 0.4403 | 0 | 77.4292
| Low Income | Non-CARE | Average Weekday | May | CAISO 1-in-10 | 17 | 0.70313 | 0.69766 | 0.16269 | 0.15722 | 0.03077 | 77.5798
| Low Income | Non-CARE | Average Weekday | May | CAISO 1-in-10 | 18 | 0.98951 | 0.96426 | 0.6806 | 0.63195 | 0.1489 | 76.9264
| Low Income | Non-CARE | Average Weekday | May | CAISO 1-in-10 | 19 | 1.1948 | 1.1348 | 1.0789 | 0.94301 | 0.091257 | 75.6203
| Low Income | Non-CARE | Average Weekday | May | CAISO 1-in-10 | 20 | 1.2646 | 1.2011 | 1.1572 | 1.0484 | 0.047252 | 73.5578
| Low Income | Non-CARE | Average Weekday | May | CAISO 1-in-10 | 21 | 1.2636 | 1.2162 | 1.1885 | 1.0957 | 0.055303 | 70.5551
| Low Income | Non-CARE | Average Weekday | May | CAISO 1-in-10 | 22 | 1.1886 | 1.1475 | 1.5082 | 1.5581 | 0.07626 | 67.7814
| Low Income | Non-CARE | Average Weekday | May | CAISO 1-in-10 | 23 | 1.1001 | 1.0754 | 1.1001 | 1.0969 | 0 | 65.9144
| Low Income | Non-CARE | Average Weekday | May | CAISO 1-in-10 | 24 | 0.9422 | 0.92332 | 0.9422 | 0.92332 | 0 | 64.4689
| Low Income | Non-CARE | Average Weekday | May | CAISO 1-in-2 | 1 | 0.78836 | 0.76757 | 0.78836 | 0.76757 | 0 | 60.8772
| Low Income | Non-CARE | Average Weekday | May | CAISO 1-in-2 | 2 | 0.69674 | 0.68073 | 0.69674 | 0.68073 | 0 | 60.2041
| Low Income | Non-CARE | Average Weekday | May | CAISO 1-in-2 | 3 | 0.63296 | 0.61579 | 0.63296 | 0.61579 | 0 | 59.6162
| Low Income | Non-CARE | Average Weekday | May | CAISO 1-in-2 | 4 | 0.59017 | 0.5735 | 0.59017 | 0.5735 | 0 | 59.0638
| Low Income | Non-CARE | Average Weekday | May | CAISO 1-in-2 | 5 | 0.56909 | 0.55464 | 0.56909 | 0.55464 | 0 | 58.5861
| Low Income | Non-CARE | Average Weekday | May | CAISO 1-in-2 | 6 | 0.57492 | 0.57415 | 0.57492 | 0.57415 | 0 | 58.1391
| Low Income | Non-CARE | Average Weekday | May | CAISO 1-in-2 | 7 | 0.60194 | 0.63803 | 0.60194 | 0.63803 | 0 | 57.7439
| Low Income | Non-CARE | Average Weekday | May | CAISO 1-in-2 | 8 | 0.57078 | 0.60378 | 0.57078 | 0.60378 | 0 | 58.0353
| Low Income | Non-CARE | Average Weekday | May | CAISO 1-in-2 | 9 | 0.44639 | 0.43494 | 0.44639 | 0.43494 | 0 | 59.6557
| Low Income | Non-CARE | Average Weekday | May | CAISO 1-in-2 | 10 | 0.2819 | 0.27276 | 0.2819 | 0.27276 | 0 | 61.9124
| Low Income | Non-CARE | Average Weekday | May | CAISO 1-in-2 | 11 | 0.14921 | 0.15174 | 0.14921 | 0.15174 | 0 | 64.5358
| Low Income | Non-CARE | Average Weekday | May | CAISO 1-in-2 | 12 | 0.088581 | 0.089977 | 0.088581 | 0.089977 | 0 | 66.9774
| Low Income | Non-CARE | Average Weekday | May | CAISO 1-in-2 | 13 | 0.075097 | 0.060644 | 0.075097 | 0.060644 | 0 | 69.1285
| Low Income | Non-CARE | Average Weekday | May | CAISO 1-in-2 | 14 | 0.10187 | 0.083244 | 0.10187 | 0.083244 | 0 | 70.8147
| Low Income | Non-CARE | Average Weekday | May | CAISO 1-in-2 | 15 | 0.18447 | 0.16834 | 0.18447 | 0.16834 | 0 | 72.0336
| Low Income | Non-CARE | Average Weekday | May | CAISO 1-in-2 | 16 | 0.34253 | 0.32939 | 0.34253 | 0.32939 | 0 | 72.6818
| Low Income | Non-CARE | Average Weekday | May | CAISO 1-in-2 | 17 | 0.5502 | 0.54473 | 0.36271 | 0.35724 | 0.039315 | 72.7326
| Low Income | Non-CARE | Average Weekday | May | CAISO 1-in-2 | 18 | 0.82435 | 0.79909 | 0.6753 | 0.65005 | 0.074523 | 72.1417
| Low Income | Non-CARE | Average Weekday | May | CAISO 1-in-2 | 19 | 1.0364 | 0.97647 | 0.9989 | 0.86302 | 0.018761 | 70.832
| Low Income | Non-CARE | Average Weekday | May | CAISO 1-in-2 | 20 | 1.1284 | 1.0649 | 1.0724 | 0.96359 | 0.02801 | 68.7668
| Low Income | Non-CARE | Average Weekday | May | CAISO 1-in-2 | 21 | 1.1371 | 1.0897 | 1.1101 | 1.0174 | 0.013486 | 66.0536
| Low Income | Non-CARE | Average Weekday | May | CAISO 1-in-2 | 22 | 1.075 | 1.034 | 1.3148 | 1.2738 | 0.093769 | 63.8495
| Low Income | Non-CARE | Average Weekday | May | CAISO 1-in-2 | 23 | 1.0005 | 0.97577 | 1.0005 | 0.97577 | 0 | 62.5376
| Low Income | Non-CARE | Average Weekday | May | CAISO 1-in-2 | 24 | 0.86964 | 0.85075 | 0.86964 | 0.85075 | 0 | 61.554
| Low Income | Non-CARE | Average Weekday | May | SCE 1-in-10 | 1 | 0.82947 | 0.80868 | 0.82947 | 0.80868 | 0 | 63.3181
| Low Income | Non-CARE | Average Weekday | May | SCE 1-in-10 | 2 | 0.73406 | 0.71805 | 0.73406 | 0.71805 | 0 | 62.2841
| Low Income | Non-CARE | Average Weekday | May | SCE 1-in-10 | 3 | 0.66705 | 0.64988 | 0.66705 | 0.64988 | 0 | 61.4071
| Low Income | Non-CARE | Average Weekday | May | SCE 1-in-10 | 4 | 0.6183 | 0.60164 | 0.6183 | 0.60164 | 0 | 60.6139
| Low Income | Non-CARE | Average Weekday | May | SCE 1-in-10 | 5 | 0.58911 | 0.57466 | 0.58911 | 0.57466 | 0 | 60.0058
| Low Income | Non-CARE | Average Weekday | May | SCE 1-in-10 | 6 | 0.58445 | 0.58368 | 0.58445 | 0.58368 | 0 | 59.5247
| Low Income | Non-CARE | Average Weekday | May | SCE 1-in-10 | 7 | 0.59623 | 0.63232 | 0.59623 | 0.63232 | 0 | 59.2745
| Low Income | Non-CARE | Average Weekday | May | SCE 1-in-10 | 8 | 0.563 | 0.596 | 0.563 | 0.596 | 0 | 60.0452
| Low Income | Non-CARE | Average Weekday | May | SCE 1-in-10 | 9 | 0.44016 | 0.42871 | 0.44016 | 0.42871 | 0 | 62.454
| Low Income | Non-CARE | Average Weekday | May | SCE 1-in-10 | 10 | 0.26728 | 0.25814 | 0.26728 | 0.25814 | 0 | 65.6806
| Low Income | Non-CARE | Average Weekday | May | SCE 1-in-10 | 11 | 0.10145 | 0.10398 | 0.10145 | 0.10398 | 0 | 68.7591
| Low Income | Non-CARE | Average Weekday | May | SCE 1-in-10 | 12 | 0.03023 | 0.031625 | 0.03023 | 0.031625 | 0 | 71.438
| Low Income | Non-CARE | Average Weekday | May | SCE 1-in-10 | 13 | 0.044006 | 0.029553 | 0.044006 | 0.029553 | 0 | 73.6834
| Low Income | Non-CARE | Average Weekday | May | SCE 1-in-10 | 14 | 0.11046 | 0.091831 | 0.11046 | 0.091831 | 0 | 75.473
| Low Income | Non-CARE | Average Weekday | May | SCE 1-in-10 | 15 | 0.24125 | 0.22513 | 0.24125 | 0.22513 | 0 | 76.7671
| Low Income | Non-CARE | Average Weekday | May | SCE 1-in-10 | 16 | 0.45344 | 0.4403 | 0.45344 | 0.4403 | 0 | 77.4292
| Low Income | Non-CARE | Average Weekday | May | SCE 1-in-10 | 17 | 0.70313 | 0.69766 | 0.16269 | 0.15722 | 0.03077 | 77.5798
| Low Income | Non-CARE | Average Weekday | May | SCE 1-in-10 | 18 | 0.98951 | 0.96426 | 0.6806 | 0.63195 | 0.1489 | 76.9264
| Low Income | Non-CARE | Average Weekday | May | SCE 1-in-10 | 19 | 1.1948 | 1.1348 | 1.0789 | 0.94301 | 0.091257 | 75.6203
| Low Income | Non-CARE | Average Weekday | May | SCE 1-in-10 | 20 | 1.2646 | 1.2011 | 1.1572 | 1.0484 | 0.047252 | 73.5578
| Low Income | Non-CARE | Average Weekday | May | SCE 1-in-10 | 21 | 1.2636 | 1.2162 | 1.1885 | 1.0957 | 0.055303 | 70.5551
| Low Income | Non-CARE | Average Weekday | May | SCE 1-in-10 | 22 | 1.1886 | 1.1475 | 1.5082 | 1.5581 | 0.07626 | 67.7814
| Low Income | Non-CARE | Average Weekday | May | SCE 1-in-10 | 23 | 1.1001 | 1.0754 | 1.1001 | 1.0969 | 0 | 65.9144
| Low Income | Non-CARE | Average Weekday | May | SCE 1-in-10 | 24 | 0.9422 | 0.92332 | 0.9422 | 0.92332 | 0 | 64.4689
| Low Income | Non-CARE | Average Weekday | May | SCE 1-in-2 | 1 | 0.78836 | 0.76757 | 0.78836 | 0.76757 | 0 | 60.8772
| Low Income | Non-CARE | Average Weekday | May | SCE 1-in-2 | 2 | 0.69674 | 0.68073 | 0.69674 | 0.68073 | 0 | 60.2041
| Low Income | Non-CARE | Average Weekday | May | SCE 1-in-2 | 3 | 0.63296 | 0.61579 | 0.63296 | 0.61579 | 0 | 59.6162
| Low Income | Non-CARE | Average Weekday | May | SCE 1-in-2 | 4 | 0.59017 | 0.5735 | 0.59017 | 0.5735 | 0 | 59.0638
| Low Income | Non-CARE | Average Weekday | May | SCE 1-in-2 | 5 | 0.56909 | 0.55464 | 0.56909 | 0.55464 | 0 | 58.5861
| Low Income | Non-CARE | Average Weekday | May | SCE 1-in-2 | 6 | 0.57492 | 0.57415 | 0.57492 | 0.57415 | 0 | 58.1391
| Low Income | Non-CARE | Average Weekday | May | SCE 1-in-2 | 7 | 0.60194 | 0.63803 | 0.60194 | 0.63803 | 0 | 57.7439
| Low Income | Non-CARE | Average Weekday | May | SCE 1-in-2 | 8 | 0.57078 | 0.60378 | 0.57078 | 0.60378 | 0 | 58.0353
| Low Income | Non-CARE | Average Weekday | May | SCE 1-in-2 | 9 | 0.44639 | 0.43494 | 0.44639 | 0.43494 | 0 | 59.6557
| Low Income | Non-CARE | Average Weekday | May | SCE 1-in-2 | 10 | 0.2819 | 0.27276 | 0.2819 | 0.27276 | 0 | 61.9124
| Low Income | Non-CARE | Average Weekday | May | SCE 1-in-2 | 11 | 0.14921 | 0.15174 | 0.14921 | 0.15174 | 0 | 64.5358
| Low Income | Non-CARE | Average Weekday | May | SCE 1-in-2 | 12 | 0.088581 | 0.089977 | 0.088581 | 0.089977 | 0 | 66.9774
| Low Income | Non-CARE | Average Weekday | May | SCE 1-in-2 | 13 | 0.075097 | 0.060644 | 0.075097 | 0.060644 | 0 | 69.1285
| Low Income | Non-CARE | Average Weekday | May | SCE 1-in-2 | 14 | 0.10187 | 0.083244 | 0.10187 | 0.083244 | 0 | 70.8147
| Low Income | Non-CARE | Average Weekday | May | SCE 1-in-2 | 15 | 0.18447 | 0.16834 | 0.18447 | 0.16834 | 0 | 72.0336
| Low Income | Non-CARE | Average Weekday | May | SCE 1-in-2 | 16 | 0.34253 | 0.32939 | 0.34253 | 0.32939 | 0 | 72.6818
| Low Income | Non-CARE | Average Weekday | May | SCE 1-in-2 | 17 | 0.5502 | 0.54473 | 0.36271 | 0.35724 | 0.039315 | 72.7326
| Low Income | Non-CARE | Average Weekday | May | SCE 1-in-2 | 18 | 0.82435 | 0.79909 | 0.6753 | 0.65005 | 0.074523 | 72.1417
| Low Income | Non-CARE | Average Weekday | May | SCE 1-in-2 | 19 | 1.0364 | 0.97647 | 0.9989 | 0.86302 | 0.018761 | 70.832
| Low Income | Non-CARE | Average Weekday | May | SCE 1-in-2 | 20 | 1.1284 | 1.0649 | 1.0724 | 0.96359 | 0.02801 | 68.7668
| Low Income | Non-CARE | Average Weekday | May | SCE 1-in-2 | 21 | 1.1371 | 1.0897 | 1.1101 | 1.0174 | 0.013486 | 66.0536
| Low Income | Non-CARE | Average Weekday | May | SCE 1-in-2 | 22 | 1.075 | 1.034 | 1.3148 | 1.2738 | 0.093769 | 63.8495
| Low Income | Non-CARE | Average Weekday | May | SCE 1-in-2 | 23 | 1.0005 | 0.97577 | 1.0005 | 0.97577 | 0 | 62.5376
| Low Income | Non-CARE | Average Weekday | May | SCE 1-in-2 | 24 | 0.86964 | 0.85075 | 0.86964 | 0.85075 | 0 | 61.554
| Low Income | Non-CARE | Average Weekday | November | CAISO 1-in-10 | 1 | 0.75624 | 0.73546 | 0.75624 | 0.73546 | 0 | 57.2384
| Low Income | Non-CARE | Average Weekday | November | CAISO 1-in-10 | 2 | 0.67661 | 0.66061 | 0.67661 | 0.66061 | 0 | 56.205
| Low Income | Non-CARE | Average Weekday | November | CAISO 1-in-10 | 3 | 0.62137 | 0.6042 | 0.62137 | 0.6042 | 0 | 55.2978
| Low Income | Non-CARE | Average Weekday | November | CAISO 1-in-10 | 4 | 0.58492 | 0.56825 | 0.58492 | 0.56825 | 0 | 54.3918
| Low Income | Non-CARE | Average Weekday | November | CAISO 1-in-10 | 5 | 0.57066 | 0.55621 | 0.57066 | 0.55621 | 0 | 53.636
| Low Income | Non-CARE | Average Weekday | November | CAISO 1-in-10 | 6 | 0.58409 | 0.58332 | 0.58409 | 0.58332 | 0 | 53.045
| Low Income | Non-CARE | Average Weekday | November | CAISO 1-in-10 | 7 | 0.62289 | 0.65897 | 0.62289 | 0.65897 | 0 | 52.6494
| Low Income | Non-CARE | Average Weekday | November | CAISO 1-in-10 | 8 | 0.59646 | 0.62946 | 0.59646 | 0.62946 | 0 | 52.4838
| Low Income | Non-CARE | Average Weekday | November | CAISO 1-in-10 | 9 | 0.46617 | 0.45472 | 0.46617 | 0.45472 | 0 | 54.1535
| Low Income | Non-CARE | Average Weekday | November | CAISO 1-in-10 | 10 | 0.30209 | 0.29295 | 0.30209 | 0.29295 | 0 | 58.1969
| Low Income | Non-CARE | Average Weekday | November | CAISO 1-in-10 | 11 | 0.16381 | 0.16634 | 0.16381 | 0.16634 | 0 | 62.7852
| Low Income | Non-CARE | Average Weekday | November | CAISO 1-in-10 | 12 | 0.06819 | 0.069585 | 0.06819 | 0.069585 | 0 | 66.496
| Low Income | Non-CARE | Average Weekday | November | CAISO 1-in-10 | 13 | 0.048895 | 0.034442 | 0.048895 | 0.034442 | 0 | 69.131
| Low Income | Non-CARE | Average Weekday | November | CAISO 1-in-10 | 14 | 0.07883 | 0.060205 | 0.07883 | 0.060205 | 0 | 70.7304
| Low Income | Non-CARE | Average Weekday | November | CAISO 1-in-10 | 15 | 0.15892 | 0.1428 | 0.15892 | 0.1428 | 0 | 71.5413
| Low Income | Non-CARE | Average Weekday | November | CAISO 1-in-10 | 16 | 0.30536 | 0.29222 | 0.30536 | 0.29222 | 0 | 71.7141
| Low Income | Non-CARE | Average Weekday | November | CAISO 1-in-10 | 17 | 0.49316 | 0.48769 | 0.49316 | 0.48769 | 0 | 70.9928
| Low Income | Non-CARE | Average Weekday | November | CAISO 1-in-10 | 18 | 0.7544 | 0.72914 | 0.7544 | 0.72914 | 0 | 69.0374
| Low Income | Non-CARE | Average Weekday | November | CAISO 1-in-10 | 19 | 0.97166 | 0.9117 | 0.97166 | 0.90434 | 0 | 66.4584
| Low Income | Non-CARE | Average Weekday | November | CAISO 1-in-10 | 20 | 1.0578 | 0.99431 | 1.0544 | 0.99093 | 0.0016869 | 64.2772
| Low Income | Non-CARE | Average Weekday | November | CAISO 1-in-10 | 21 | 1.0683 | 1.0209 | 1.0683 | 0.99646 | 0 | 62.5354
| Low Income | Non-CARE | Average Weekday | November | CAISO 1-in-10 | 22 | 1.0137 | 0.97268 | 1.0695 | 1.0285 | 0.027922 | 60.857
| Low Income | Non-CARE | Average Weekday | November | CAISO 1-in-10 | 23 | 0.9489 | 0.92418 | 0.9489 | 0.92418 | 0 | 59.4537
| Low Income | Non-CARE | Average Weekday | November | CAISO 1-in-10 | 24 | 0.8308 | 0.81191 | 0.8308 | 0.81191 | 0 | 58.2257
| Low Income | Non-CARE | Average Weekday | November | CAISO 1-in-2 | 1 | 0.75771 | 0.73693 | 0.75771 | 0.73693 | 0 | 56.1836
| Low Income | Non-CARE | Average Weekday | November | CAISO 1-in-2 | 2 | 0.68031 | 0.66431 | 0.68031 | 0.66431 | 0 | 55.3324
| Low Income | Non-CARE | Average Weekday | November | CAISO 1-in-2 | 3 | 0.62714 | 0.60997 | 0.62714 | 0.60997 | 0 | 54.6036
| Low Income | Non-CARE | Average Weekday | November | CAISO 1-in-2 | 4 | 0.59234 | 0.57568 | 0.59234 | 0.57568 | 0 | 53.9062
| Low Income | Non-CARE | Average Weekday | November | CAISO 1-in-2 | 5 | 0.5798 | 0.56535 | 0.5798 | 0.56535 | 0 | 53.3115
| Low Income | Non-CARE | Average Weekday | November | CAISO 1-in-2 | 6 | 0.5956 | 0.59482 | 0.5956 | 0.59482 | 0 | 52.8034
| Low Income | Non-CARE | Average Weekday | November | CAISO 1-in-2 | 7 | 0.63913 | 0.67521 | 0.63913 | 0.67521 | 0 | 52.5783
| Low Income | Non-CARE | Average Weekday | November | CAISO 1-in-2 | 8 | 0.61697 | 0.64997 | 0.61697 | 0.64997 | 0 | 52.4667
| Low Income | Non-CARE | Average Weekday | November | CAISO 1-in-2 | 9 | 0.48502 | 0.47357 | 0.48502 | 0.47357 | 0 | 53.9637
| Low Income | Non-CARE | Average Weekday | November | CAISO 1-in-2 | 10 | 0.31952 | 0.31038 | 0.31952 | 0.31038 | 0 | 57.2283
| Low Income | Non-CARE | Average Weekday | November | CAISO 1-in-2 | 11 | 0.18433 | 0.18686 | 0.18433 | 0.18686 | 0 | 61.1148
| Low Income | Non-CARE | Average Weekday | November | CAISO 1-in-2 | 12 | 0.10786 | 0.10925 | 0.10786 | 0.10925 | 0 | 64.5319
| Low Income | Non-CARE | Average Weekday | November | CAISO 1-in-2 | 13 | 0.084858 | 0.070404 | 0.084858 | 0.070404 | 0 | 67.061
| Low Income | Non-CARE | Average Weekday | November | CAISO 1-in-2 | 14 | 0.10977 | 0.091142 | 0.10977 | 0.091142 | 0 | 68.6173
| Low Income | Non-CARE | Average Weekday | November | CAISO 1-in-2 | 15 | 0.18574 | 0.16961 | 0.18574 | 0.16961 | 0 | 69.3845
| Low Income | Non-CARE | Average Weekday | November | CAISO 1-in-2 | 16 | 0.32762 | 0.31448 | 0.32762 | 0.31448 | 0 | 69.4016
| Low Income | Non-CARE | Average Weekday | November | CAISO 1-in-2 | 17 | 0.51296 | 0.50749 | 0.51296 | 0.50749 | 0 | 68.4753
| Low Income | Non-CARE | Average Weekday | November | CAISO 1-in-2 | 18 | 0.78218 | 0.75693 | 0.78218 | 0.75693 | 0 | 66.3336
| Low Income | Non-CARE | Average Weekday | November | CAISO 1-in-2 | 19 | 0.99086 | 0.9309 | 0.99086 | 0.9309 | 0 | 63.8905
| Low Income | Non-CARE | Average Weekday | November | CAISO 1-in-2 | 20 | 1.067 | 1.0035 | 1.067 | 1.0035 | 0 | 61.9797
| Low Income | Non-CARE | Average Weekday | November | CAISO 1-in-2 | 21 | 1.0721 | 1.0246 | 1.0721 | 1.0246 | 0 | 60.4773
| Low Income | Non-CARE | Average Weekday | November | CAISO 1-in-2 | 22 | 1.0146 | 0.97357 | 1.0146 | 0.97357 | 0 | 59.15
| Low Income | Non-CARE | Average Weekday | November | CAISO 1-in-2 | 23 | 0.95077 | 0.92605 | 0.95077 | 0.92605 | 0 | 58.0171
| Low Income | Non-CARE | Average Weekday | November | CAISO 1-in-2 | 24 | 0.83323 | 0.81435 | 0.83323 | 0.81435 | 0 | 57.0658
| Low Income | Non-CARE | Average Weekday | November | SCE 1-in-10 | 1 | 0.75624 | 0.73546 | 0.75624 | 0.73546 | 0 | 57.2384
| Low Income | Non-CARE | Average Weekday | November | SCE 1-in-10 | 2 | 0.67661 | 0.66061 | 0.67661 | 0.66061 | 0 | 56.205
| Low Income | Non-CARE | Average Weekday | November | SCE 1-in-10 | 3 | 0.62137 | 0.6042 | 0.62137 | 0.6042 | 0 | 55.2978
| Low Income | Non-CARE | Average Weekday | November | SCE 1-in-10 | 4 | 0.58492 | 0.56825 | 0.58492 | 0.56825 | 0 | 54.3918
| Low Income | Non-CARE | Average Weekday | November | SCE 1-in-10 | 5 | 0.57066 | 0.55621 | 0.57066 | 0.55621 | 0 | 53.636
| Low Income | Non-CARE | Average Weekday | November | SCE 1-in-10 | 6 | 0.58409 | 0.58332 | 0.58409 | 0.58332 | 0 | 53.045
| Low Income | Non-CARE | Average Weekday | November | SCE 1-in-10 | 7 | 0.62289 | 0.65897 | 0.62289 | 0.65897 | 0 | 52.6494
| Low Income | Non-CARE | Average Weekday | November | SCE 1-in-10 | 8 | 0.59646 | 0.62946 | 0.59646 | 0.62946 | 0 | 52.4838
| Low Income | Non-CARE | Average Weekday | November | SCE 1-in-10 | 9 | 0.46617 | 0.45472 | 0.46617 | 0.45472 | 0 | 54.1535
| Low Income | Non-CARE | Average Weekday | November | SCE 1-in-10 | 10 | 0.30209 | 0.29295 | 0.30209 | 0.29295 | 0 | 58.1969
| Low Income | Non-CARE | Average Weekday | November | SCE 1-in-10 | 11 | 0.16381 | 0.16634 | 0.16381 | 0.16634 | 0 | 62.7852
| Low Income | Non-CARE | Average Weekday | November | SCE 1-in-10 | 12 | 0.06819 | 0.069585 | 0.06819 | 0.069585 | 0 | 66.496
| Low Income | Non-CARE | Average Weekday | November | SCE 1-in-10 | 13 | 0.048895 | 0.034442 | 0.048895 | 0.034442 | 0 | 69.131
| Low Income | Non-CARE | Average Weekday | November | SCE 1-in-10 | 14 | 0.07883 | 0.060205 | 0.07883 | 0.060205 | 0 | 70.7304
| Low Income | Non-CARE | Average Weekday | November | SCE 1-in-10 | 15 | 0.15892 | 0.1428 | 0.15892 | 0.1428 | 0 | 71.5413
| Low Income | Non-CARE | Average Weekday | November | SCE 1-in-10 | 16 | 0.30536 | 0.29222 | 0.30536 | 0.29222 | 0 | 71.7141
| Low Income | Non-CARE | Average Weekday | November | SCE 1-in-10 | 17 | 0.49316 | 0.48769 | 0.49316 | 0.48769 | 0 | 70.9928
| Low Income | Non-CARE | Average Weekday | November | SCE 1-in-10 | 18 | 0.7544 | 0.72914 | 0.7544 | 0.72914 | 0 | 69.0374
| Low Income | Non-CARE | Average Weekday | November | SCE 1-in-10 | 19 | 0.97166 | 0.9117 | 0.97166 | 0.90434 | 0 | 66.4584
| Low Income | Non-CARE | Average Weekday | November | SCE 1-in-10 | 20 | 1.0578 | 0.99431 | 1.0544 | 0.99093 | 0.0016869 | 64.2772
| Low Income | Non-CARE | Average Weekday | November | SCE 1-in-10 | 21 | 1.0683 | 1.0209 | 1.0683 | 0.99646 | 0 | 62.5354
| Low Income | Non-CARE | Average Weekday | November | SCE 1-in-10 | 22 | 1.0137 | 0.97268 | 1.0695 | 1.0285 | 0.027922 | 60.857
| Low Income | Non-CARE | Average Weekday | November | SCE 1-in-10 | 23 | 0.9489 | 0.92418 | 0.9489 | 0.92418 | 0 | 59.4537
| Low Income | Non-CARE | Average Weekday | November | SCE 1-in-10 | 24 | 0.8308 | 0.81191 | 0.8308 | 0.81191 | 0 | 58.2257
| Low Income | Non-CARE | Average Weekday | November | SCE 1-in-2 | 1 | 0.75725 | 0.73646 | 0.75725 | 0.73646 | 0 | 57.3582
| Low Income | Non-CARE | Average Weekday | November | SCE 1-in-2 | 2 | 0.67757 | 0.66156 | 0.67757 | 0.66156 | 0 | 56.4979
| Low Income | Non-CARE | Average Weekday | November | SCE 1-in-2 | 3 | 0.62231 | 0.60514 | 0.62231 | 0.60514 | 0 | 55.7809
| Low Income | Non-CARE | Average Weekday | November | SCE 1-in-2 | 4 | 0.58587 | 0.56921 | 0.58587 | 0.56921 | 0 | 55.1757
| Low Income | Non-CARE | Average Weekday | November | SCE 1-in-2 | 5 | 0.57168 | 0.55724 | 0.57168 | 0.55724 | 0 | 54.6435
| Low Income | Non-CARE | Average Weekday | November | SCE 1-in-2 | 6 | 0.58517 | 0.5844 | 0.58517 | 0.5844 | 0 | 54.1313
| Low Income | Non-CARE | Average Weekday | November | SCE 1-in-2 | 7 | 0.624 | 0.66009 | 0.624 | 0.66009 | 0 | 53.9274
| Low Income | Non-CARE | Average Weekday | November | SCE 1-in-2 | 8 | 0.59736 | 0.63035 | 0.59736 | 0.63035 | 0 | 53.8787
| Low Income | Non-CARE | Average Weekday | November | SCE 1-in-2 | 9 | 0.46686 | 0.45541 | 0.46686 | 0.45541 | 0 | 55.5518
| Low Income | Non-CARE | Average Weekday | November | SCE 1-in-2 | 10 | 0.30269 | 0.29355 | 0.30269 | 0.29355 | 0 | 59.0403
| Low Income | Non-CARE | Average Weekday | November | SCE 1-in-2 | 11 | 0.16624 | 0.16877 | 0.16624 | 0.16877 | 0 | 62.8162
| Low Income | Non-CARE | Average Weekday | November | SCE 1-in-2 | 12 | 0.078756 | 0.080152 | 0.078756 | 0.080152 | 0 | 65.9864
| Low Income | Non-CARE | Average Weekday | November | SCE 1-in-2 | 13 | 0.060412 | 0.045959 | 0.060412 | 0.045959 | 0 | 68.3011
| Low Income | Non-CARE | Average Weekday | November | SCE 1-in-2 | 14 | 0.084772 | 0.066147 | 0.084772 | 0.066147 | 0 | 69.784
| Low Income | Non-CARE | Average Weekday | November | SCE 1-in-2 | 15 | 0.15947 | 0.14335 | 0.15947 | 0.14335 | 0 | 70.6157
| Low Income | Non-CARE | Average Weekday | November | SCE 1-in-2 | 16 | 0.30169 | 0.28855 | 0.30169 | 0.28855 | 0 | 70.6753
| Low Income | Non-CARE | Average Weekday | November | SCE 1-in-2 | 17 | 0.48939 | 0.48392 | 0.48661 | 0.48115 | 0.0013893 | 69.7608
| Low Income | Non-CARE | Average Weekday | November | SCE 1-in-2 | 18 | 0.76206 | 0.73681 | 0.76206 | 0.73681 | 0 | 67.6194
| Low Income | Non-CARE | Average Weekday | November | SCE 1-in-2 | 19 | 0.98036 | 0.9204 | 0.98036 | 0.89966 | 0 | 65.1672
| Low Income | Non-CARE | Average Weekday | November | SCE 1-in-2 | 20 | 1.0571 | 0.99362 | 1.0571 | 0.99171 | 0 | 63.3553
| Low Income | Non-CARE | Average Weekday | November | SCE 1-in-2 | 21 | 1.0693 | 1.0218 | 1.0693 | 0.99553 | 0 | 61.8154
| Low Income | Non-CARE | Average Weekday | November | SCE 1-in-2 | 22 | 1.0147 | 0.97367 | 1.0735 | 1.0325 | 0.029407 | 60.4228
| Low Income | Non-CARE | Average Weekday | November | SCE 1-in-2 | 23 | 0.9499 | 0.92518 | 0.9499 | 0.92518 | 0 | 59.1931
| Low Income | Non-CARE | Average Weekday | November | SCE 1-in-2 | 24 | 0.83183 | 0.81294 | 0.83183 | 0.81294 | 0 | 58.2293
| Low Income | Non-CARE | Average Weekday | October | CAISO 1-in-10 | 1 | 1.0404 | 1.0196 | 1.0404 | 1.0196 | 0 | 68.2666
| Low Income | Non-CARE | Average Weekday | October | CAISO 1-in-10 | 2 | 0.90024 | 0.88423 | 0.90024 | 0.88423 | 0 | 67.3702
| Low Income | Non-CARE | Average Weekday | October | CAISO 1-in-10 | 3 | 0.79689 | 0.77972 | 0.79689 | 0.77972 | 0 | 66.6099
| Low Income | Non-CARE | Average Weekday | October | CAISO 1-in-10 | 4 | 0.71905 | 0.70239 | 0.71905 | 0.70239 | 0 | 65.9032
| Low Income | Non-CARE | Average Weekday | October | CAISO 1-in-10 | 5 | 0.66376 | 0.64931 | 0.66376 | 0.64931 | 0 | 65.2584
| Low Income | Non-CARE | Average Weekday | October | CAISO 1-in-10 | 6 | 0.63995 | 0.63918 | 0.63995 | 0.63918 | 0 | 64.7638
| Low Income | Non-CARE | Average Weekday | October | CAISO 1-in-10 | 7 | 0.63328 | 0.66937 | 0.63328 | 0.66937 | 0 | 64.3025
| Low Income | Non-CARE | Average Weekday | October | CAISO 1-in-10 | 8 | 0.60014 | 0.63314 | 0.60014 | 0.63314 | 0 | 63.9949
| Low Income | Non-CARE | Average Weekday | October | CAISO 1-in-10 | 9 | 0.48294 | 0.47149 | 0.48294 | 0.47149 | 0 | 64.445
| Low Income | Non-CARE | Average Weekday | October | CAISO 1-in-10 | 10 | 0.33194 | 0.3228 | 0.33194 | 0.3228 | 0 | 67.3915
| Low Income | Non-CARE | Average Weekday | October | CAISO 1-in-10 | 11 | 0.22544 | 0.22797 | 0.22544 | 0.22797 | 0 | 71.2148
| Low Income | Non-CARE | Average Weekday | October | CAISO 1-in-10 | 12 | 0.19072 | 0.19211 | 0.19072 | 0.19211 | 0 | 74.9229
| Low Income | Non-CARE | Average Weekday | October | CAISO 1-in-10 | 13 | 0.25308 | 0.23863 | 0.25308 | 0.23863 | 0 | 77.8838
| Low Income | Non-CARE | Average Weekday | October | CAISO 1-in-10 | 14 | 0.39018 | 0.37156 | 0.39018 | 0.37156 | 0 | 79.8787
| Low Income | Non-CARE | Average Weekday | October | CAISO 1-in-10 | 15 | 0.58647 | 0.57035 | 0.58647 | 0.57035 | 0 | 81.0719
| Low Income | Non-CARE | Average Weekday | October | CAISO 1-in-10 | 16 | 0.85763 | 0.84449 | 0.85763 | 0.84449 | 0 | 81.6216
| Low Income | Non-CARE | Average Weekday | October | CAISO 1-in-10 | 17 | 1.1413 | 1.1359 | 0.38107 | 0.312 | 0.024287 | 81.5378
| Low Income | Non-CARE | Average Weekday | October | CAISO 1-in-10 | 18 | 1.4379 | 1.4127 | 1.0505 | 1.0018 | 0.12316 | 80.7907
| Low Income | Non-CARE | Average Weekday | October | CAISO 1-in-10 | 19 | 1.6194 | 1.5595 | 1.4503 | 1.3145 | 0.077233 | 78.8713
| Low Income | Non-CARE | Average Weekday | October | CAISO 1-in-10 | 20 | 1.6082 | 1.5448 | 1.4773 | 1.3685 | 0.041397 | 75.7628
| Low Income | Non-CARE | Average Weekday | October | CAISO 1-in-10 | 21 | 1.5702 | 1.5228 | 1.4637 | 1.3709 | 0.047445 | 73.4854
| Low Income | Non-CARE | Average Weekday | October | CAISO 1-in-10 | 22 | 1.4765 | 1.4355 | 1.8202 | 1.8701 | 0.058452 | 71.8835
| Low Income | Non-CARE | Average Weekday | October | CAISO 1-in-10 | 23 | 1.3442 | 1.3195 | 1.3783 | 1.3955 | 0.017046 | 70.5261
| Low Income | Non-CARE | Average Weekday | October | CAISO 1-in-10 | 24 | 1.1473 | 1.1284 | 1.1703 | 1.1592 | 0.011503 | 69.3387
| Low Income | Non-CARE | Average Weekday | October | CAISO 1-in-2 | 1 | 0.81274 | 0.79195 | 0.81274 | 0.79195 | 0 | 63.663
| Low Income | Non-CARE | Average Weekday | October | CAISO 1-in-2 | 2 | 0.71485 | 0.69884 | 0.71485 | 0.69884 | 0 | 62.753
| Low Income | Non-CARE | Average Weekday | October | CAISO 1-in-2 | 3 | 0.65007 | 0.6329 | 0.65007 | 0.6329 | 0 | 61.8408
| Low Income | Non-CARE | Average Weekday | October | CAISO 1-in-2 | 4 | 0.60388 | 0.58722 | 0.60388 | 0.58722 | 0 | 61.1452
| Low Income | Non-CARE | Average Weekday | October | CAISO 1-in-2 | 5 | 0.57793 | 0.56348 | 0.57793 | 0.56348 | 0 | 60.4559
| Low Income | Non-CARE | Average Weekday | October | CAISO 1-in-2 | 6 | 0.57646 | 0.57568 | 0.57646 | 0.57568 | 0 | 59.9792
| Low Income | Non-CARE | Average Weekday | October | CAISO 1-in-2 | 7 | 0.59231 | 0.6284 | 0.59231 | 0.6284 | 0 | 59.6062
| Low Income | Non-CARE | Average Weekday | October | CAISO 1-in-2 | 8 | 0.5566 | 0.58959 | 0.5566 | 0.58959 | 0 | 59.396
| Low Income | Non-CARE | Average Weekday | October | CAISO 1-in-2 | 9 | 0.43041 | 0.41896 | 0.43041 | 0.41896 | 0 | 59.8311
| Low Income | Non-CARE | Average Weekday | October | CAISO 1-in-2 | 10 | 0.25362 | 0.24448 | 0.25362 | 0.24448 | 0 | 62.4353
| Low Income | Non-CARE | Average Weekday | October | CAISO 1-in-2 | 11 | 0.12485 | 0.12738 | 0.12485 | 0.12738 | 0 | 65.9187
| Low Income | Non-CARE | Average Weekday | October | CAISO 1-in-2 | 12 | 0.047844 | 0.049239 | 0.047844 | 0.049239 | 0 | 69.3757
| Low Income | Non-CARE | Average Weekday | October | CAISO 1-in-2 | 13 | 0.03641 | 0.021956 | 0.03641 | 0.021956 | 0 | 72.2933
| Low Income | Non-CARE | Average Weekday | October | CAISO 1-in-2 | 14 | 0.082716 | 0.064092 | 0.082716 | 0.064092 | 0 | 74.404
| Low Income | Non-CARE | Average Weekday | October | CAISO 1-in-2 | 15 | 0.19493 | 0.17881 | 0.19493 | 0.17881 | 0 | 75.8113
| Low Income | Non-CARE | Average Weekday | October | CAISO 1-in-2 | 16 | 0.38817 | 0.37503 | 0.38817 | 0.37503 | 0 | 76.6235
| Low Income | Non-CARE | Average Weekday | October | CAISO 1-in-2 | 17 | 0.62206 | 0.61659 | 0.24667 | 0.2412 | 0.032638 | 76.4961
| Low Income | Non-CARE | Average Weekday | October | CAISO 1-in-2 | 18 | 0.90484 | 0.87958 | 0.62404 | 0.57539 | 0.15823 | 75.5435
| Low Income | Non-CARE | Average Weekday | October | CAISO 1-in-2 | 19 | 1.1204 | 1.0604 | 1.0369 | 0.90105 | 0.041728 | 73.6388
| Low Income | Non-CARE | Average Weekday | October | CAISO 1-in-2 | 20 | 1.1939 | 1.1305 | 1.1169 | 1.0081 | 0.054836 | 70.7287
| Low Income | Non-CARE | Average Weekday | October | CAISO 1-in-2 | 21 | 1.2018 | 1.1543 | 1.1478 | 1.0551 | 0.026962 | 68.5712
| Low Income | Non-CARE | Average Weekday | October | CAISO 1-in-2 | 22 | 1.1368 | 1.0958 | 1.4518 | 1.5016 | 0.079848 | 66.97
| Low Income | Non-CARE | Average Weekday | October | CAISO 1-in-2 | 23 | 1.0541 | 1.0294 | 1.0541 | 1.0477 | 0 | 65.6393
| Low Income | Non-CARE | Average Weekday | October | CAISO 1-in-2 | 24 | 0.90938 | 0.8905 | 0.90938 | 0.8905 | 0 | 64.4724
| Low Income | Non-CARE | Average Weekday | October | SCE 1-in-10 | 1 | 1.0404 | 1.0196 | 1.0404 | 1.0196 | 0 | 68.2666
| Low Income | Non-CARE | Average Weekday | October | SCE 1-in-10 | 2 | 0.90024 | 0.88423 | 0.90024 | 0.88423 | 0 | 67.3702
| Low Income | Non-CARE | Average Weekday | October | SCE 1-in-10 | 3 | 0.79689 | 0.77972 | 0.79689 | 0.77972 | 0 | 66.6099
| Low Income | Non-CARE | Average Weekday | October | SCE 1-in-10 | 4 | 0.71905 | 0.70239 | 0.71905 | 0.70239 | 0 | 65.9032
| Low Income | Non-CARE | Average Weekday | October | SCE 1-in-10 | 5 | 0.66376 | 0.64931 | 0.66376 | 0.64931 | 0 | 65.2584
| Low Income | Non-CARE | Average Weekday | October | SCE 1-in-10 | 6 | 0.63995 | 0.63918 | 0.63995 | 0.63918 | 0 | 64.7638
| Low Income | Non-CARE | Average Weekday | October | SCE 1-in-10 | 7 | 0.63328 | 0.66937 | 0.63328 | 0.66937 | 0 | 64.3025
| Low Income | Non-CARE | Average Weekday | October | SCE 1-in-10 | 8 | 0.60014 | 0.63314 | 0.60014 | 0.63314 | 0 | 63.9949
| Low Income | Non-CARE | Average Weekday | October | SCE 1-in-10 | 9 | 0.48294 | 0.47149 | 0.48294 | 0.47149 | 0 | 64.445
| Low Income | Non-CARE | Average Weekday | October | SCE 1-in-10 | 10 | 0.33194 | 0.3228 | 0.33194 | 0.3228 | 0 | 67.3915
| Low Income | Non-CARE | Average Weekday | October | SCE 1-in-10 | 11 | 0.22544 | 0.22797 | 0.22544 | 0.22797 | 0 | 71.2148
| Low Income | Non-CARE | Average Weekday | October | SCE 1-in-10 | 12 | 0.19072 | 0.19211 | 0.19072 | 0.19211 | 0 | 74.9229
| Low Income | Non-CARE | Average Weekday | October | SCE 1-in-10 | 13 | 0.25308 | 0.23863 | 0.25308 | 0.23863 | 0 | 77.8838
| Low Income | Non-CARE | Average Weekday | October | SCE 1-in-10 | 14 | 0.39018 | 0.37156 | 0.39018 | 0.37156 | 0 | 79.8787
| Low Income | Non-CARE | Average Weekday | October | SCE 1-in-10 | 15 | 0.58647 | 0.57035 | 0.58647 | 0.57035 | 0 | 81.0719
| Low Income | Non-CARE | Average Weekday | October | SCE 1-in-10 | 16 | 0.85763 | 0.84449 | 0.85763 | 0.84449 | 0 | 81.6216
| Low Income | Non-CARE | Average Weekday | October | SCE 1-in-10 | 17 | 1.1413 | 1.1359 | 0.38107 | 0.312 | 0.024287 | 81.5378
| Low Income | Non-CARE | Average Weekday | October | SCE 1-in-10 | 18 | 1.4379 | 1.4127 | 1.0505 | 1.0018 | 0.12316 | 80.7907
| Low Income | Non-CARE | Average Weekday | October | SCE 1-in-10 | 19 | 1.6194 | 1.5595 | 1.4503 | 1.3145 | 0.077233 | 78.8713
| Low Income | Non-CARE | Average Weekday | October | SCE 1-in-10 | 20 | 1.6082 | 1.5448 | 1.4773 | 1.3685 | 0.041397 | 75.7628
| Low Income | Non-CARE | Average Weekday | October | SCE 1-in-10 | 21 | 1.5702 | 1.5228 | 1.4637 | 1.3709 | 0.047445 | 73.4854
| Low Income | Non-CARE | Average Weekday | October | SCE 1-in-10 | 22 | 1.4765 | 1.4355 | 1.8202 | 1.8701 | 0.058452 | 71.8835
| Low Income | Non-CARE | Average Weekday | October | SCE 1-in-10 | 23 | 1.3442 | 1.3195 | 1.3783 | 1.3955 | 0.017046 | 70.5261
| Low Income | Non-CARE | Average Weekday | October | SCE 1-in-10 | 24 | 1.1473 | 1.1284 | 1.1703 | 1.1592 | 0.011503 | 69.3387
| Low Income | Non-CARE | Average Weekday | October | SCE 1-in-2 | 1 | 0.81274 | 0.79195 | 0.81274 | 0.79195 | 0 | 63.663
| Low Income | Non-CARE | Average Weekday | October | SCE 1-in-2 | 2 | 0.71485 | 0.69884 | 0.71485 | 0.69884 | 0 | 62.753
| Low Income | Non-CARE | Average Weekday | October | SCE 1-in-2 | 3 | 0.65007 | 0.6329 | 0.65007 | 0.6329 | 0 | 61.8408
| Low Income | Non-CARE | Average Weekday | October | SCE 1-in-2 | 4 | 0.60388 | 0.58722 | 0.60388 | 0.58722 | 0 | 61.1452
| Low Income | Non-CARE | Average Weekday | October | SCE 1-in-2 | 5 | 0.57793 | 0.56348 | 0.57793 | 0.56348 | 0 | 60.4559
| Low Income | Non-CARE | Average Weekday | October | SCE 1-in-2 | 6 | 0.57646 | 0.57568 | 0.57646 | 0.57568 | 0 | 59.9792
| Low Income | Non-CARE | Average Weekday | October | SCE 1-in-2 | 7 | 0.59231 | 0.6284 | 0.59231 | 0.6284 | 0 | 59.6062
| Low Income | Non-CARE | Average Weekday | October | SCE 1-in-2 | 8 | 0.5566 | 0.58959 | 0.5566 | 0.58959 | 0 | 59.396
| Low Income | Non-CARE | Average Weekday | October | SCE 1-in-2 | 9 | 0.43041 | 0.41896 | 0.43041 | 0.41896 | 0 | 59.8311
| Low Income | Non-CARE | Average Weekday | October | SCE 1-in-2 | 10 | 0.25362 | 0.24448 | 0.25362 | 0.24448 | 0 | 62.4353
| Low Income | Non-CARE | Average Weekday | October | SCE 1-in-2 | 11 | 0.12485 | 0.12738 | 0.12485 | 0.12738 | 0 | 65.9187
| Low Income | Non-CARE | Average Weekday | October | SCE 1-in-2 | 12 | 0.047844 | 0.049239 | 0.047844 | 0.049239 | 0 | 69.3757
| Low Income | Non-CARE | Average Weekday | October | SCE 1-in-2 | 13 | 0.03641 | 0.021956 | 0.03641 | 0.021956 | 0 | 72.2933
| Low Income | Non-CARE | Average Weekday | October | SCE 1-in-2 | 14 | 0.082716 | 0.064092 | 0.082716 | 0.064092 | 0 | 74.404
| Low Income | Non-CARE | Average Weekday | October | SCE 1-in-2 | 15 | 0.19493 | 0.17881 | 0.19493 | 0.17881 | 0 | 75.8113
| Low Income | Non-CARE | Average Weekday | October | SCE 1-in-2 | 16 | 0.38817 | 0.37503 | 0.38817 | 0.37503 | 0 | 76.6235
| Low Income | Non-CARE | Average Weekday | October | SCE 1-in-2 | 17 | 0.62206 | 0.61659 | 0.24667 | 0.2412 | 0.032638 | 76.4961
| Low Income | Non-CARE | Average Weekday | October | SCE 1-in-2 | 18 | 0.90484 | 0.87958 | 0.62404 | 0.57539 | 0.15823 | 75.5435
| Low Income | Non-CARE | Average Weekday | October | SCE 1-in-2 | 19 | 1.1204 | 1.0604 | 1.0369 | 0.90105 | 0.041728 | 73.6388
| Low Income | Non-CARE | Average Weekday | October | SCE 1-in-2 | 20 | 1.1939 | 1.1305 | 1.1169 | 1.0081 | 0.054836 | 70.7287
| Low Income | Non-CARE | Average Weekday | October | SCE 1-in-2 | 21 | 1.2018 | 1.1543 | 1.1478 | 1.0551 | 0.026962 | 68.5712
| Low Income | Non-CARE | Average Weekday | October | SCE 1-in-2 | 22 | 1.1368 | 1.0958 | 1.4518 | 1.5016 | 0.079848 | 66.97
| Low Income | Non-CARE | Average Weekday | October | SCE 1-in-2 | 23 | 1.0541 | 1.0294 | 1.0541 | 1.0477 | 0 | 65.6393
| Low Income | Non-CARE | Average Weekday | October | SCE 1-in-2 | 24 | 0.90938 | 0.8905 | 0.90938 | 0.8905 | 0 | 64.4724
| Low Income | Non-CARE | Average Weekday | September | CAISO 1-in-10 | 1 | 1.2546 | 1.2338 | 1.2546 | 1.2338 | 0 | 72.3502
| Low Income | Non-CARE | Average Weekday | September | CAISO 1-in-10 | 2 | 1.0664 | 1.0504 | 1.0664 | 1.0504 | 0 | 71.4011
| Low Income | Non-CARE | Average Weekday | September | CAISO 1-in-10 | 3 | 0.92843 | 0.91126 | 0.92843 | 0.91126 | 0 | 70.5588
| Low Income | Non-CARE | Average Weekday | September | CAISO 1-in-10 | 4 | 0.82621 | 0.80955 | 0.82621 | 0.80955 | 0 | 69.8314
| Low Income | Non-CARE | Average Weekday | September | CAISO 1-in-10 | 5 | 0.75598 | 0.74154 | 0.75598 | 0.74154 | 0 | 69.1945
| Low Income | Non-CARE | Average Weekday | September | CAISO 1-in-10 | 6 | 0.7198 | 0.71903 | 0.7198 | 0.71903 | 0 | 68.6316
| Low Income | Non-CARE | Average Weekday | September | CAISO 1-in-10 | 7 | 0.704 | 0.74008 | 0.704 | 0.74008 | 0 | 68.2032
| Low Income | Non-CARE | Average Weekday | September | CAISO 1-in-10 | 8 | 0.67579 | 0.70879 | 0.67579 | 0.70879 | 0 | 67.9255
| Low Income | Non-CARE | Average Weekday | September | CAISO 1-in-10 | 9 | 0.58717 | 0.57572 | 0.58717 | 0.57572 | 0 | 69.3118
| Low Income | Non-CARE | Average Weekday | September | CAISO 1-in-10 | 10 | 0.48009 | 0.47095 | 0.48009 | 0.47095 | 0 | 72.4704
| Low Income | Non-CARE | Average Weekday | September | CAISO 1-in-10 | 11 | 0.43812 | 0.44065 | 0.43812 | 0.44065 | 0 | 76.1182
| Low Income | Non-CARE | Average Weekday | September | CAISO 1-in-10 | 12 | 0.49649 | 0.49789 | 0.49649 | 0.49789 | 0 | 79.5616
| Low Income | Non-CARE | Average Weekday | September | CAISO 1-in-10 | 13 | 0.65036 | 0.63591 | 0.65036 | 0.63591 | 0 | 82.2777
| Low Income | Non-CARE | Average Weekday | September | CAISO 1-in-10 | 14 | 0.86262 | 0.84399 | 0.86262 | 0.84399 | 0 | 84.1955
| Low Income | Non-CARE | Average Weekday | September | CAISO 1-in-10 | 15 | 1.1061 | 1.0899 | 1.1061 | 1.0899 | 0 | 85.5228
| Low Income | Non-CARE | Average Weekday | September | CAISO 1-in-10 | 16 | 1.4053 | 1.3921 | 1.4053 | 1.3921 | 0 | 86.0495
| Low Income | Non-CARE | Average Weekday | September | CAISO 1-in-10 | 17 | 1.6902 | 1.6847 | 0.83372 | 0.76465 | 0.018141 | 86.0168
| Low Income | Non-CARE | Average Weekday | September | CAISO 1-in-10 | 18 | 1.9757 | 1.9505 | 1.4989 | 1.4503 | 0.094925 | 85.1835
| Low Income | Non-CARE | Average Weekday | September | CAISO 1-in-10 | 19 | 2.1236 | 2.0636 | 1.88 | 1.7441 | 0.05794 | 83.4244
| Low Income | Non-CARE | Average Weekday | September | CAISO 1-in-10 | 20 | 2.0572 | 1.9937 | 1.875 | 1.7662 | 0.029017 | 80.5477
| Low Income | Non-CARE | Average Weekday | September | CAISO 1-in-10 | 21 | 1.9752 | 1.9278 | 1.8263 | 1.7335 | 0.036988 | 77.4423
| Low Income | Non-CARE | Average Weekday | September | CAISO 1-in-10 | 22 | 1.8492 | 1.8082 | 2.2144 | 2.2643 | 0.043286 | 75.5783
| Low Income | Non-CARE | Average Weekday | September | CAISO 1-in-10 | 23 | 1.6656 | 1.6409 | 1.7426 | 1.7599 | 0.025303 | 74.1601
| Low Income | Non-CARE | Average Weekday | September | CAISO 1-in-10 | 24 | 1.4074 | 1.3886 | 1.4566 | 1.4455 | 0.020276 | 72.9662
| Low Income | Non-CARE | Average Weekday | September | CAISO 1-in-2 | 1 | 1.074 | 1.0532 | 1.074 | 1.0532 | 0 | 69.0215
| Low Income | Non-CARE | Average Weekday | September | CAISO 1-in-2 | 2 | 0.91267 | 0.89666 | 0.91267 | 0.89666 | 0 | 68.1491
| Low Income | Non-CARE | Average Weekday | September | CAISO 1-in-2 | 3 | 0.79775 | 0.78058 | 0.79775 | 0.78058 | 0 | 67.3953
| Low Income | Non-CARE | Average Weekday | September | CAISO 1-in-2 | 4 | 0.71593 | 0.69926 | 0.71593 | 0.69926 | 0 | 66.7541
| Low Income | Non-CARE | Average Weekday | September | CAISO 1-in-2 | 5 | 0.66536 | 0.65092 | 0.66536 | 0.65092 | 0 | 66.1964
| Low Income | Non-CARE | Average Weekday | September | CAISO 1-in-2 | 6 | 0.64167 | 0.6409 | 0.64167 | 0.6409 | 0 | 65.6532
| Low Income | Non-CARE | Average Weekday | September | CAISO 1-in-2 | 7 | 0.63599 | 0.67208 | 0.63599 | 0.67208 | 0 | 65.3113
| Low Income | Non-CARE | Average Weekday | September | CAISO 1-in-2 | 8 | 0.60431 | 0.63731 | 0.60431 | 0.63731 | 0 | 65.1417
| Low Income | Non-CARE | Average Weekday | September | CAISO 1-in-2 | 9 | 0.49835 | 0.48689 | 0.49835 | 0.48689 | 0 | 66.2345
| Low Income | Non-CARE | Average Weekday | September | CAISO 1-in-2 | 10 | 0.36798 | 0.35884 | 0.36798 | 0.35884 | 0 | 69.126
| Low Income | Non-CARE | Average Weekday | September | CAISO 1-in-2 | 11 | 0.28611 | 0.28864 | 0.28611 | 0.28864 | 0 | 72.776
| Low Income | Non-CARE | Average Weekday | September | CAISO 1-in-2 | 12 | 0.27598 | 0.27738 | 0.27598 | 0.27738 | 0 | 76.4849
| Low Income | Non-CARE | Average Weekday | September | CAISO 1-in-2 | 13 | 0.36357 | 0.34911 | 0.36357 | 0.34911 | 0 | 79.5965
| Low Income | Non-CARE | Average Weekday | September | CAISO 1-in-2 | 14 | 0.52372 | 0.5051 | 0.52372 | 0.5051 | 0 | 81.7956
| Low Income | Non-CARE | Average Weekday | September | CAISO 1-in-2 | 15 | 0.73689 | 0.72076 | 0.73689 | 0.72076 | 0 | 83.0085
| Low Income | Non-CARE | Average Weekday | September | CAISO 1-in-2 | 16 | 1.0184 | 1.0053 | 1.0184 | 1.0053 | 0 | 83.5019
| Low Income | Non-CARE | Average Weekday | September | CAISO 1-in-2 | 17 | 1.3019 | 1.2964 | 0.50324 | 0.43417 | 0.021622 | 83.3263
| Low Income | Non-CARE | Average Weekday | September | CAISO 1-in-2 | 18 | 1.5929 | 1.5677 | 1.1746 | 1.126 | 0.11327 | 82.3048
| Low Income | Non-CARE | Average Weekday | September | CAISO 1-in-2 | 19 | 1.7642 | 1.7042 | 1.5689 | 1.433 | 0.070396 | 80.4707
| Low Income | Non-CARE | Average Weekday | September | CAISO 1-in-2 | 20 | 1.7398 | 1.6764 | 1.5896 | 1.4808 | 0.036665 | 77.566
| Low Income | Non-CARE | Average Weekday | September | CAISO 1-in-2 | 21 | 1.6866 | 1.6391 | 1.5694 | 1.4767 | 0.044801 | 74.4783
| Low Income | Non-CARE | Average Weekday | September | CAISO 1-in-2 | 22 | 1.5858 | 1.5448 | 1.9334 | 1.9833 | 0.055625 | 72.5518
| Low Income | Non-CARE | Average Weekday | September | CAISO 1-in-2 | 23 | 1.4396 | 1.4149 | 1.4808 | 1.4981 | 0.033091 | 71.132
| Low Income | Non-CARE | Average Weekday | September | CAISO 1-in-2 | 24 | 1.2204 | 1.2015 | 1.2477 | 1.2366 | 0.026789 | 69.9339
| Low Income | Non-CARE | Average Weekday | September | SCE 1-in-10 | 1 | 1.2546 | 1.2338 | 1.2546 | 1.2338 | 0 | 72.3502
| Low Income | Non-CARE | Average Weekday | September | SCE 1-in-10 | 2 | 1.0664 | 1.0504 | 1.0664 | 1.0504 | 0 | 71.4011
| Low Income | Non-CARE | Average Weekday | September | SCE 1-in-10 | 3 | 0.92843 | 0.91126 | 0.92843 | 0.91126 | 0 | 70.5588
| Low Income | Non-CARE | Average Weekday | September | SCE 1-in-10 | 4 | 0.82621 | 0.80955 | 0.82621 | 0.80955 | 0 | 69.8314
| Low Income | Non-CARE | Average Weekday | September | SCE 1-in-10 | 5 | 0.75598 | 0.74154 | 0.75598 | 0.74154 | 0 | 69.1945
| Low Income | Non-CARE | Average Weekday | September | SCE 1-in-10 | 6 | 0.7198 | 0.71903 | 0.7198 | 0.71903 | 0 | 68.6316
| Low Income | Non-CARE | Average Weekday | September | SCE 1-in-10 | 7 | 0.704 | 0.74008 | 0.704 | 0.74008 | 0 | 68.2032
| Low Income | Non-CARE | Average Weekday | September | SCE 1-in-10 | 8 | 0.67579 | 0.70879 | 0.67579 | 0.70879 | 0 | 67.9255
| Low Income | Non-CARE | Average Weekday | September | SCE 1-in-10 | 9 | 0.58717 | 0.57572 | 0.58717 | 0.57572 | 0 | 69.3118
| Low Income | Non-CARE | Average Weekday | September | SCE 1-in-10 | 10 | 0.48009 | 0.47095 | 0.48009 | 0.47095 | 0 | 72.4704
| Low Income | Non-CARE | Average Weekday | September | SCE 1-in-10 | 11 | 0.43812 | 0.44065 | 0.43812 | 0.44065 | 0 | 76.1182
| Low Income | Non-CARE | Average Weekday | September | SCE 1-in-10 | 12 | 0.49649 | 0.49789 | 0.49649 | 0.49789 | 0 | 79.5616
| Low Income | Non-CARE | Average Weekday | September | SCE 1-in-10 | 13 | 0.65036 | 0.63591 | 0.65036 | 0.63591 | 0 | 82.2777
| Low Income | Non-CARE | Average Weekday | September | SCE 1-in-10 | 14 | 0.86262 | 0.84399 | 0.86262 | 0.84399 | 0 | 84.1955
| Low Income | Non-CARE | Average Weekday | September | SCE 1-in-10 | 15 | 1.1061 | 1.0899 | 1.1061 | 1.0899 | 0 | 85.5228
| Low Income | Non-CARE | Average Weekday | September | SCE 1-in-10 | 16 | 1.4053 | 1.3921 | 1.4053 | 1.3921 | 0 | 86.0495
| Low Income | Non-CARE | Average Weekday | September | SCE 1-in-10 | 17 | 1.6902 | 1.6847 | 0.83372 | 0.76465 | 0.018141 | 86.0168
| Low Income | Non-CARE | Average Weekday | September | SCE 1-in-10 | 18 | 1.9757 | 1.9505 | 1.4989 | 1.4503 | 0.094925 | 85.1835
| Low Income | Non-CARE | Average Weekday | September | SCE 1-in-10 | 19 | 2.1236 | 2.0636 | 1.88 | 1.7441 | 0.05794 | 83.4244
| Low Income | Non-CARE | Average Weekday | September | SCE 1-in-10 | 20 | 2.0572 | 1.9937 | 1.875 | 1.7662 | 0.029017 | 80.5477
| Low Income | Non-CARE | Average Weekday | September | SCE 1-in-10 | 21 | 1.9752 | 1.9278 | 1.8263 | 1.7335 | 0.036988 | 77.4423
| Low Income | Non-CARE | Average Weekday | September | SCE 1-in-10 | 22 | 1.8492 | 1.8082 | 2.2144 | 2.2643 | 0.043286 | 75.5783
| Low Income | Non-CARE | Average Weekday | September | SCE 1-in-10 | 23 | 1.6656 | 1.6409 | 1.7426 | 1.7599 | 0.025303 | 74.1601
| Low Income | Non-CARE | Average Weekday | September | SCE 1-in-10 | 24 | 1.4074 | 1.3886 | 1.4566 | 1.4455 | 0.020276 | 72.9662
| Low Income | Non-CARE | Average Weekday | September | SCE 1-in-2 | 1 | 1.0636 | 1.0428 | 1.0636 | 1.0428 | 0 | 68.8225
| Low Income | Non-CARE | Average Weekday | September | SCE 1-in-2 | 2 | 0.90333 | 0.88732 | 0.90333 | 0.88732 | 0 | 67.9123
| Low Income | Non-CARE | Average Weekday | September | SCE 1-in-2 | 3 | 0.79229 | 0.77512 | 0.79229 | 0.77512 | 0 | 67.1443
| Low Income | Non-CARE | Average Weekday | September | SCE 1-in-2 | 4 | 0.71416 | 0.69749 | 0.71416 | 0.69749 | 0 | 66.464
| Low Income | Non-CARE | Average Weekday | September | SCE 1-in-2 | 5 | 0.66272 | 0.64827 | 0.66272 | 0.64827 | 0 | 65.8881
| Low Income | Non-CARE | Average Weekday | September | SCE 1-in-2 | 6 | 0.63958 | 0.6388 | 0.63958 | 0.6388 | 0 | 65.3643
| Low Income | Non-CARE | Average Weekday | September | SCE 1-in-2 | 7 | 0.63384 | 0.66993 | 0.63384 | 0.66993 | 0 | 64.9803
| Low Income | Non-CARE | Average Weekday | September | SCE 1-in-2 | 8 | 0.60276 | 0.63576 | 0.60276 | 0.63576 | 0 | 64.7853
| Low Income | Non-CARE | Average Weekday | September | SCE 1-in-2 | 9 | 0.50449 | 0.49303 | 0.50449 | 0.49303 | 0 | 66.0179
| Low Income | Non-CARE | Average Weekday | September | SCE 1-in-2 | 10 | 0.35634 | 0.3472 | 0.35634 | 0.3472 | 0 | 68.95
| Low Income | Non-CARE | Average Weekday | September | SCE 1-in-2 | 11 | 0.2551 | 0.25763 | 0.2551 | 0.25763 | 0 | 72.5421
| Low Income | Non-CARE | Average Weekday | September | SCE 1-in-2 | 12 | 0.23695 | 0.23835 | 0.23695 | 0.23835 | 0 | 76.0696
| Low Income | Non-CARE | Average Weekday | September | SCE 1-in-2 | 13 | 0.31762 | 0.30316 | 0.31762 | 0.30316 | 0 | 78.9479
| Low Income | Non-CARE | Average Weekday | September | SCE 1-in-2 | 14 | 0.46969 | 0.45107 | 0.46969 | 0.45107 | 0 | 80.9833
| Low Income | Non-CARE | Average Weekday | September | SCE 1-in-2 | 15 | 0.67691 | 0.66078 | 0.67691 | 0.66078 | 0 | 82.1839
| Low Income | Non-CARE | Average Weekday | September | SCE 1-in-2 | 16 | 0.95564 | 0.9425 | 0.95564 | 0.9425 | 0 | 82.7247
| Low Income | Non-CARE | Average Weekday | September | SCE 1-in-2 | 17 | 1.2407 | 1.2352 | 0.45812 | 0.38904 | 0.022711 | 82.5774
| Low Income | Non-CARE | Average Weekday | September | SCE 1-in-2 | 18 | 1.5356 | 1.5104 | 1.131 | 1.0824 | 0.11764 | 81.6325
| Low Income | Non-CARE | Average Weekday | September | SCE 1-in-2 | 19 | 1.7102 | 1.6502 | 1.5244 | 1.3885 | 0.07286 | 79.8929
| Low Income | Non-CARE | Average Weekday | September | SCE 1-in-2 | 20 | 1.69 | 1.6265 | 1.546 | 1.4372 | 0.038197 | 76.9798
| Low Income | Non-CARE | Average Weekday | September | SCE 1-in-2 | 21 | 1.6408 | 1.5934 | 1.5294 | 1.4367 | 0.04623 | 73.9411
| Low Income | Non-CARE | Average Weekday | September | SCE 1-in-2 | 22 | 1.5448 | 1.5037 | 1.8896 | 1.9395 | 0.057552 | 72.0956
| Low Income | Non-CARE | Average Weekday | September | SCE 1-in-2 | 23 | 1.404 | 1.3793 | 1.4408 | 1.458 | 0.034111 | 70.7544
| Low Income | Non-CARE | Average Weekday | September | SCE 1-in-2 | 24 | 1.1916 | 1.1727 | 1.2164 | 1.2053 | 0.012392 | 69.5855
| Low Income | Non-CARE | Monthly System Peak Day | April | CAISO 1-in-10 | 1 | 1.2208 | 1.2001 | 1.2208 | 1.2001 | 0 | 71.702
| Low Income | Non-CARE | Monthly System Peak Day | April | CAISO 1-in-10 | 2 | 0.97013 | 0.95413 | 0.97013 | 0.95413 | 0 | 69.3182
| Low Income | Non-CARE | Monthly System Peak Day | April | CAISO 1-in-10 | 3 | 0.81854 | 0.80137 | 0.81854 | 0.80137 | 0 | 67.448
| Low Income | Non-CARE | Monthly System Peak Day | April | CAISO 1-in-10 | 4 | 0.72771 | 0.71104 | 0.72771 | 0.71104 | 0 | 66.0952
| Low Income | Non-CARE | Monthly System Peak Day | April | CAISO 1-in-10 | 5 | 0.68271 | 0.66826 | 0.68271 | 0.66826 | 0 | 66.1764
| Low Income | Non-CARE | Monthly System Peak Day | April | CAISO 1-in-10 | 6 | 0.68999 | 0.68922 | 0.68999 | 0.68922 | 0 | 66.4992
| Low Income | Non-CARE | Monthly System Peak Day | April | CAISO 1-in-10 | 7 | 0.70442 | 0.74051 | 0.70442 | 0.74051 | 0 | 66.9808
| Low Income | Non-CARE | Monthly System Peak Day | April | CAISO 1-in-10 | 8 | 0.6903 | 0.7233 | 0.6903 | 0.7233 | 0 | 67.4451
| Low Income | Non-CARE | Monthly System Peak Day | April | CAISO 1-in-10 | 9 | 0.62683 | 0.61537 | 0.62683 | 0.61537 | 0 | 70.2844
| Low Income | Non-CARE | Monthly System Peak Day | April | CAISO 1-in-10 | 10 | 0.56355 | 0.5544 | 0.56355 | 0.5544 | 0 | 74.4938
| Low Income | Non-CARE | Monthly System Peak Day | April | CAISO 1-in-10 | 11 | 0.56772 | 0.57025 | 0.56772 | 0.57025 | 0 | 78.6355
| Low Income | Non-CARE | Monthly System Peak Day | April | CAISO 1-in-10 | 12 | 0.66921 | 0.6706 | 0.66921 | 0.6706 | 0 | 82.5832
| Low Income | Non-CARE | Monthly System Peak Day | April | CAISO 1-in-10 | 13 | 0.87573 | 0.86128 | 0.87573 | 0.86128 | 0 | 85.5081
| Low Income | Non-CARE | Monthly System Peak Day | April | CAISO 1-in-10 | 14 | 1.1349 | 1.1163 | 1.1349 | 1.1163 | 0 | 87.4491
| Low Income | Non-CARE | Monthly System Peak Day | April | CAISO 1-in-10 | 15 | 1.4077 | 1.3915 | 1.4077 | 1.3915 | 0 | 88.8376
| Low Income | Non-CARE | Monthly System Peak Day | April | CAISO 1-in-10 | 16 | 1.7261 | 1.7129 | 1.7261 | 1.7129 | 0 | 90.0874
| Low Income | Non-CARE | Monthly System Peak Day | April | CAISO 1-in-10 | 17 | 2.0104 | 2.0049 | 1.0514 | 0.98229 | 0.014783 | 90.7922
| Low Income | Non-CARE | Monthly System Peak Day | April | CAISO 1-in-10 | 18 | 2.2637 | 2.2384 | 1.6689 | 1.6203 | 0.061796 | 90.9857
| Low Income | Non-CARE | Monthly System Peak Day | April | CAISO 1-in-10 | 19 | 2.3788 | 2.3189 | 2.0235 | 1.8876 | 0.031312 | 90.2505
| Low Income | Non-CARE | Monthly System Peak Day | April | CAISO 1-in-10 | 20 | 2.3321 | 2.2686 | 2.0665 | 1.9578 | 0.01296 | 88.3341
| Low Income | Non-CARE | Monthly System Peak Day | April | CAISO 1-in-10 | 21 | 2.2395 | 2.1921 | 2.0083 | 1.9156 | 0.018261 | 85.1323
| Low Income | Non-CARE | Monthly System Peak Day | April | CAISO 1-in-10 | 22 | 2.0494 | 2.0083 | 2.4533 | 2.5032 | 0.023933 | 82.2088
| Low Income | Non-CARE | Monthly System Peak Day | April | CAISO 1-in-10 | 23 | 1.833 | 1.8082 | 1.9714 | 1.9886 | 0.015889 | 79.3549
| Low Income | Non-CARE | Monthly System Peak Day | April | CAISO 1-in-10 | 24 | 1.5621 | 1.5432 | 1.6353 | 1.6242 | 0.014844 | 76.3004
| Low Income | Non-CARE | Monthly System Peak Day | April | CAISO 1-in-2 | 1 | 0.84493 | 0.82415 | 0.84493 | 0.82415 | 0 | 63.1498
| Low Income | Non-CARE | Monthly System Peak Day | April | CAISO 1-in-2 | 2 | 0.73756 | 0.72155 | 0.73756 | 0.72155 | 0 | 61.8171
| Low Income | Non-CARE | Monthly System Peak Day | April | CAISO 1-in-2 | 3 | 0.67052 | 0.65335 | 0.67052 | 0.65335 | 0 | 60.8672
| Low Income | Non-CARE | Monthly System Peak Day | April | CAISO 1-in-2 | 4 | 0.62193 | 0.60527 | 0.62193 | 0.60527 | 0 | 60.008
| Low Income | Non-CARE | Monthly System Peak Day | April | CAISO 1-in-2 | 5 | 0.59428 | 0.57984 | 0.59428 | 0.57984 | 0 | 58.9968
| Low Income | Non-CARE | Monthly System Peak Day | April | CAISO 1-in-2 | 6 | 0.58988 | 0.58911 | 0.58988 | 0.58911 | 0 | 58.3124
| Low Income | Non-CARE | Monthly System Peak Day | April | CAISO 1-in-2 | 7 | 0.59881 | 0.6349 | 0.59881 | 0.6349 | 0 | 57.7179
| Low Income | Non-CARE | Monthly System Peak Day | April | CAISO 1-in-2 | 8 | 0.56361 | 0.59661 | 0.56361 | 0.59661 | 0 | 57.6046
| Low Income | Non-CARE | Monthly System Peak Day | April | CAISO 1-in-2 | 9 | 0.43743 | 0.42597 | 0.43743 | 0.42597 | 0 | 59.2562
| Low Income | Non-CARE | Monthly System Peak Day | April | CAISO 1-in-2 | 10 | 0.27642 | 0.26727 | 0.27642 | 0.26727 | 0 | 63.4572
| Low Income | Non-CARE | Monthly System Peak Day | April | CAISO 1-in-2 | 11 | 0.16491 | 0.16744 | 0.16491 | 0.16744 | 0 | 68.5624
| Low Income | Non-CARE | Monthly System Peak Day | April | CAISO 1-in-2 | 12 | 0.078382 | 0.079778 | 0.078382 | 0.079778 | 0 | 73.2911
| Low Income | Non-CARE | Monthly System Peak Day | April | CAISO 1-in-2 | 13 | 0.098084 | 0.08363 | 0.098084 | 0.08363 | 0 | 77.1859
| Low Income | Non-CARE | Monthly System Peak Day | April | CAISO 1-in-2 | 14 | 0.1947 | 0.17608 | 0.1947 | 0.17608 | 0 | 79.9682
| Low Income | Non-CARE | Monthly System Peak Day | April | CAISO 1-in-2 | 15 | 0.35903 | 0.3429 | 0.35903 | 0.3429 | 0 | 81.7992
| Low Income | Non-CARE | Monthly System Peak Day | April | CAISO 1-in-2 | 16 | 0.59913 | 0.58599 | 0.59913 | 0.58599 | 0 | 82.2893
| Low Income | Non-CARE | Monthly System Peak Day | April | CAISO 1-in-2 | 17 | 0.85124 | 0.84577 | 0.083913 | 0.060063 | 0.02378 | 81.8671
| Low Income | Non-CARE | Monthly System Peak Day | April | CAISO 1-in-2 | 18 | 1.1119 | 1.0867 | 0.71602 | 0.66737 | 0.12045 | 81.2036
| Low Income | Non-CARE | Monthly System Peak Day | April | CAISO 1-in-2 | 19 | 1.3004 | 1.2404 | 1.1112 | 0.97527 | 0.071976 | 80.1001
| Low Income | Non-CARE | Monthly System Peak Day | April | CAISO 1-in-2 | 20 | 1.3851 | 1.3216 | 1.2348 | 1.126 | 0.03665 | 77.5717
| Low Income | Non-CARE | Monthly System Peak Day | April | CAISO 1-in-2 | 21 | 1.3715 | 1.324 | 1.2674 | 1.1746 | 0.048059 | 73.2556
| Low Income | Non-CARE | Monthly System Peak Day | April | CAISO 1-in-2 | 22 | 1.2777 | 1.2367 | 1.6051 | 1.655 | 0.070481 | 69.0971
| Low Income | Non-CARE | Monthly System Peak Day | April | CAISO 1-in-2 | 23 | 1.178 | 1.1533 | 1.178 | 1.1778 | 0 | 66.1657
| Low Income | Non-CARE | Monthly System Peak Day | April | CAISO 1-in-2 | 24 | 1.0032 | 0.98427 | 1.0032 | 0.98427 | 0 | 64.1432
| Low Income | Non-CARE | Monthly System Peak Day | April | SCE 1-in-10 | 1 | 1.215 | 1.1942 | 1.215 | 1.1942 | 0 | 71.6269
| Low Income | Non-CARE | Monthly System Peak Day | April | SCE 1-in-10 | 2 | 0.99518 | 0.97917 | 0.99518 | 0.97917 | 0 | 70.0169
| Low Income | Non-CARE | Monthly System Peak Day | April | SCE 1-in-10 | 3 | 0.8562 | 0.83903 | 0.8562 | 0.83903 | 0 | 68.9132
| Low Income | Non-CARE | Monthly System Peak Day | April | SCE 1-in-10 | 4 | 0.73345 | 0.71678 | 0.73345 | 0.71678 | 0 | 67.1095
| Low Income | Non-CARE | Monthly System Peak Day | April | SCE 1-in-10 | 5 | 0.67418 | 0.65973 | 0.67418 | 0.65973 | 0 | 65.9112
| Low Income | Non-CARE | Monthly System Peak Day | April | SCE 1-in-10 | 6 | 0.64964 | 0.64887 | 0.64964 | 0.64887 | 0 | 64.9467
| Low Income | Non-CARE | Monthly System Peak Day | April | SCE 1-in-10 | 7 | 0.63386 | 0.66995 | 0.63386 | 0.66995 | 0 | 64.1406
| Low Income | Non-CARE | Monthly System Peak Day | April | SCE 1-in-10 | 8 | 0.59781 | 0.63081 | 0.59781 | 0.63081 | 0 | 63.9927
| Low Income | Non-CARE | Monthly System Peak Day | April | SCE 1-in-10 | 9 | 0.52924 | 0.51779 | 0.52924 | 0.51779 | 0 | 67.0862
| Low Income | Non-CARE | Monthly System Peak Day | April | SCE 1-in-10 | 10 | 0.48142 | 0.47228 | 0.48142 | 0.47228 | 0 | 72.7186
| Low Income | Non-CARE | Monthly System Peak Day | April | SCE 1-in-10 | 11 | 0.39272 | 0.39525 | 0.39272 | 0.39525 | 0 | 77.7047
| Low Income | Non-CARE | Monthly System Peak Day | April | SCE 1-in-10 | 12 | 0.41797 | 0.41937 | 0.41797 | 0.41937 | 0 | 82.3004
| Low Income | Non-CARE | Monthly System Peak Day | April | SCE 1-in-10 | 13 | 0.58648 | 0.57203 | 0.58648 | 0.57203 | 0 | 85.204
| Low Income | Non-CARE | Monthly System Peak Day | April | SCE 1-in-10 | 14 | 0.81391 | 0.79529 | 0.81391 | 0.79529 | 0 | 86.822
| Low Income | Non-CARE | Monthly System Peak Day | April | SCE 1-in-10 | 15 | 1.067 | 1.0509 | 1.067 | 1.0509 | 0 | 87.7772
| Low Income | Non-CARE | Monthly System Peak Day | April | SCE 1-in-10 | 16 | 1.3723 | 1.3592 | 1.3723 | 1.3592 | 0 | 88.4817
| Low Income | Non-CARE | Monthly System Peak Day | April | SCE 1-in-10 | 17 | 1.6544 | 1.649 | 0.73999 | 0.67091 | 0.015663 | 88.7174
| Low Income | Non-CARE | Monthly System Peak Day | April | SCE 1-in-10 | 18 | 1.9116 | 1.8863 | 1.3682 | 1.3195 | 0.075303 | 88.4565
| Low Income | Non-CARE | Monthly System Peak Day | April | SCE 1-in-10 | 19 | 2.0569 | 1.9969 | 1.7661 | 1.6302 | 0.046142 | 86.307
| Low Income | Non-CARE | Monthly System Peak Day | April | SCE 1-in-10 | 20 | 2.0249 | 1.9614 | 1.8324 | 1.7236 | 0.026616 | 81.5125
| Low Income | Non-CARE | Monthly System Peak Day | April | SCE 1-in-10 | 21 | 1.9354 | 1.8879 | 1.8024 | 1.7096 | 0.040885 | 75.9569
| Low Income | Non-CARE | Monthly System Peak Day | April | SCE 1-in-10 | 22 | 1.8231 | 1.7821 | 2.1726 | 2.2225 | 0.0542 | 72.8914
| Low Income | Non-CARE | Monthly System Peak Day | April | SCE 1-in-10 | 23 | 1.6505 | 1.6258 | 1.6897 | 1.707 | 0.033558 | 70.9587
| Low Income | Non-CARE | Monthly System Peak Day | April | SCE 1-in-10 | 24 | 1.3717 | 1.3528 | 1.3951 | 1.3841 | 0.011747 | 69.4064
| Low Income | Non-CARE | Monthly System Peak Day | April | SCE 1-in-2 | 1 | 0.90652 | 0.88573 | 0.90652 | 0.88573 | 0 | 65.3424
| Low Income | Non-CARE | Monthly System Peak Day | April | SCE 1-in-2 | 2 | 0.7867 | 0.77069 | 0.7867 | 0.77069 | 0 | 64.1572
| Low Income | Non-CARE | Monthly System Peak Day | April | SCE 1-in-2 | 3 | 0.70672 | 0.68955 | 0.70672 | 0.68955 | 0 | 63.0919
| Low Income | Non-CARE | Monthly System Peak Day | April | SCE 1-in-2 | 4 | 0.65029 | 0.63362 | 0.65029 | 0.63362 | 0 | 62.0249
| Low Income | Non-CARE | Monthly System Peak Day | April | SCE 1-in-2 | 5 | 0.61313 | 0.59868 | 0.61313 | 0.59868 | 0 | 61.0159
| Low Income | Non-CARE | Monthly System Peak Day | April | SCE 1-in-2 | 6 | 0.60132 | 0.60055 | 0.60132 | 0.60055 | 0 | 60.2011
| Low Income | Non-CARE | Monthly System Peak Day | April | SCE 1-in-2 | 7 | 0.60402 | 0.64011 | 0.60402 | 0.64011 | 0 | 59.6396
| Low Income | Non-CARE | Monthly System Peak Day | April | SCE 1-in-2 | 8 | 0.56825 | 0.60124 | 0.56825 | 0.60124 | 0 | 59.5399
| Low Income | Non-CARE | Monthly System Peak Day | April | SCE 1-in-2 | 9 | 0.45737 | 0.44592 | 0.45737 | 0.44592 | 0 | 61.5308
| Low Income | Non-CARE | Monthly System Peak Day | April | SCE 1-in-2 | 10 | 0.30995 | 0.30081 | 0.30995 | 0.30081 | 0 | 66.0806
| Low Income | Non-CARE | Monthly System Peak Day | April | SCE 1-in-2 | 11 | 0.21429 | 0.21682 | 0.21429 | 0.21682 | 0 | 71.5499
| Low Income | Non-CARE | Monthly System Peak Day | April | SCE 1-in-2 | 12 | 0.15319 | 0.15459 | 0.15319 | 0.15459 | 0 | 76.4781
| Low Income | Non-CARE | Monthly System Peak Day | April | SCE 1-in-2 | 13 | 0.21375 | 0.1993 | 0.21375 | 0.1993 | 0 | 80.4744
| Low Income | Non-CARE | Monthly System Peak Day | April | SCE 1-in-2 | 14 | 0.36071 | 0.34208 | 0.36071 | 0.34208 | 0 | 83.0053
| Low Income | Non-CARE | Monthly System Peak Day | April | SCE 1-in-2 | 15 | 0.56867 | 0.55254 | 0.56867 | 0.55254 | 0 | 84.3124
| Low Income | Non-CARE | Monthly System Peak Day | April | SCE 1-in-2 | 16 | 0.84717 | 0.83403 | 0.84717 | 0.83403 | 0 | 84.7876
| Low Income | Non-CARE | Monthly System Peak Day | April | SCE 1-in-2 | 17 | 1.1219 | 1.1164 | 0.30973 | 0.24066 | 0.020744 | 83.9541
| Low Income | Non-CARE | Monthly System Peak Day | April | SCE 1-in-2 | 18 | 1.3918 | 1.3665 | 0.94437 | 0.89572 | 0.10405 | 83.7363
| Low Income | Non-CARE | Monthly System Peak Day | April | SCE 1-in-2 | 19 | 1.5642 | 1.5042 | 1.3368 | 1.2009 | 0.062077 | 82.4361
| Low Income | Non-CARE | Monthly System Peak Day | April | SCE 1-in-2 | 20 | 1.6014 | 1.538 | 1.4276 | 1.3188 | 0.030985 | 79.7696
| Low Income | Non-CARE | Monthly System Peak Day | April | SCE 1-in-2 | 21 | 1.565 | 1.5176 | 1.4354 | 1.3426 | 0.041709 | 75.6448
| Low Income | Non-CARE | Monthly System Peak Day | April | SCE 1-in-2 | 22 | 1.4547 | 1.4137 | 1.8021 | 1.852 | 0.055743 | 72.5238
| Low Income | Non-CARE | Monthly System Peak Day | April | SCE 1-in-2 | 23 | 1.3269 | 1.3022 | 1.3584 | 1.3756 | 0.015723 | 70.3023
| Low Income | Non-CARE | Monthly System Peak Day | April | SCE 1-in-2 | 24 | 1.1275 | 1.1087 | 1.1382 | 1.1271 | 0.0053366 | 67.6268
| Low Income | Non-CARE | Monthly System Peak Day | August | CAISO 1-in-10 | 1 | 1.4372 | 1.4164 | 1.4372 | 1.4164 | 0 | 75.9015
| Low Income | Non-CARE | Monthly System Peak Day | August | CAISO 1-in-10 | 2 | 1.2161 | 1.2001 | 1.2161 | 1.2001 | 0 | 74.9889
| Low Income | Non-CARE | Monthly System Peak Day | August | CAISO 1-in-10 | 3 | 1.0694 | 1.0523 | 1.0694 | 1.0523 | 0 | 74.3019
| Low Income | Non-CARE | Monthly System Peak Day | August | CAISO 1-in-10 | 4 | 0.96074 | 0.94407 | 0.96074 | 0.94407 | 0 | 73.6375
| Low Income | Non-CARE | Monthly System Peak Day | August | CAISO 1-in-10 | 5 | 0.87979 | 0.86534 | 0.87979 | 0.86534 | 0 | 72.9059
| Low Income | Non-CARE | Monthly System Peak Day | August | CAISO 1-in-10 | 6 | 0.83421 | 0.83344 | 0.83421 | 0.83344 | 0 | 72.3319
| Low Income | Non-CARE | Monthly System Peak Day | August | CAISO 1-in-10 | 7 | 0.80816 | 0.84425 | 0.80816 | 0.84425 | 0 | 71.944
| Low Income | Non-CARE | Monthly System Peak Day | August | CAISO 1-in-10 | 8 | 0.78025 | 0.81325 | 0.78025 | 0.81325 | 0 | 71.6698
| Low Income | Non-CARE | Monthly System Peak Day | August | CAISO 1-in-10 | 9 | 0.72461 | 0.71315 | 0.72461 | 0.71315 | 0 | 73.8638
| Low Income | Non-CARE | Monthly System Peak Day | August | CAISO 1-in-10 | 10 | 0.70433 | 0.69519 | 0.70433 | 0.69519 | 0 | 78.0634
| Low Income | Non-CARE | Monthly System Peak Day | August | CAISO 1-in-10 | 11 | 0.80967 | 0.8122 | 0.80967 | 0.8122 | 0 | 83.0606
| Low Income | Non-CARE | Monthly System Peak Day | August | CAISO 1-in-10 | 12 | 0.99198 | 0.99337 | 0.99198 | 0.99337 | 0 | 87.9213
| Low Income | Non-CARE | Monthly System Peak Day | August | CAISO 1-in-10 | 13 | 1.2908 | 1.2764 | 1.2908 | 1.2764 | 0 | 91.3727
| Low Income | Non-CARE | Monthly System Peak Day | August | CAISO 1-in-10 | 14 | 1.6317 | 1.6131 | 1.6317 | 1.6131 | 0 | 94.1522
| Low Income | Non-CARE | Monthly System Peak Day | August | CAISO 1-in-10 | 15 | 1.9632 | 1.9471 | 1.9632 | 1.9471 | 0 | 95.202
| Low Income | Non-CARE | Monthly System Peak Day | August | CAISO 1-in-10 | 16 | 2.3099 | 2.2967 | 2.3099 | 2.2967 | 0 | 95.2365
| Low Income | Non-CARE | Monthly System Peak Day | August | CAISO 1-in-10 | 17 | 2.5882 | 2.5827 | 1.5396 | 1.4706 | 0.016229 | 94.964
| Low Income | Non-CARE | Monthly System Peak Day | August | CAISO 1-in-10 | 18 | 2.836 | 2.8107 | 2.1759 | 2.1273 | 0.048835 | 94.1933
| Low Income | Non-CARE | Monthly System Peak Day | August | CAISO 1-in-10 | 19 | 2.9252 | 2.8653 | 2.5313 | 2.3954 | 0.024225 | 92.609
| Low Income | Non-CARE | Monthly System Peak Day | August | CAISO 1-in-10 | 20 | 2.795 | 2.7315 | 2.5097 | 2.4009 | 0.011976 | 90.186
| Low Income | Non-CARE | Monthly System Peak Day | August | CAISO 1-in-10 | 21 | 2.6483 | 2.6009 | 2.4083 | 2.3155 | 0.016612 | 85.9567
| Low Income | Non-CARE | Monthly System Peak Day | August | CAISO 1-in-10 | 22 | 2.4517 | 2.4107 | 2.8589 | 2.9088 | 0.023431 | 82.7771
| Low Income | Non-CARE | Monthly System Peak Day | August | CAISO 1-in-10 | 23 | 2.1826 | 2.1579 | 2.3423 | 2.3595 | 0.015289 | 81.1507
| Low Income | Non-CARE | Monthly System Peak Day | August | CAISO 1-in-10 | 24 | 1.8368 | 1.8179 | 1.9356 | 1.9245 | 0.013631 | 79.8593
| Low Income | Non-CARE | Monthly System Peak Day | August | CAISO 1-in-2 | 1 | 1.5734 | 1.5526 | 1.5734 | 1.5526 | 0 | 78.2466
| Low Income | Non-CARE | Monthly System Peak Day | August | CAISO 1-in-2 | 2 | 1.3386 | 1.3226 | 1.3386 | 1.3226 | 0 | 77.2494
| Low Income | Non-CARE | Monthly System Peak Day | August | CAISO 1-in-2 | 3 | 1.174 | 1.1568 | 1.174 | 1.1568 | 0 | 76.4825
| Low Income | Non-CARE | Monthly System Peak Day | August | CAISO 1-in-2 | 4 | 1.0427 | 1.026 | 1.0427 | 1.026 | 0 | 75.6612
| Low Income | Non-CARE | Monthly System Peak Day | August | CAISO 1-in-2 | 5 | 0.95238 | 0.93794 | 0.95238 | 0.93794 | 0 | 75.0422
| Low Income | Non-CARE | Monthly System Peak Day | August | CAISO 1-in-2 | 6 | 0.89718 | 0.89641 | 0.89718 | 0.89641 | 0 | 74.4442
| Low Income | Non-CARE | Monthly System Peak Day | August | CAISO 1-in-2 | 7 | 0.86565 | 0.90173 | 0.86565 | 0.90173 | 0 | 73.9344
| Low Income | Non-CARE | Monthly System Peak Day | August | CAISO 1-in-2 | 8 | 0.86153 | 0.89453 | 0.86153 | 0.89453 | 0 | 74.0317
| Low Income | Non-CARE | Monthly System Peak Day | August | CAISO 1-in-2 | 9 | 0.81316 | 0.80171 | 0.81316 | 0.80171 | 0 | 76.0769
| Low Income | Non-CARE | Monthly System Peak Day | August | CAISO 1-in-2 | 10 | 0.73559 | 0.72645 | 0.73559 | 0.72645 | 0 | 79.9449
| Low Income | Non-CARE | Monthly System Peak Day | August | CAISO 1-in-2 | 11 | 0.77343 | 0.77596 | 0.77343 | 0.77596 | 0 | 84.1035
| Low Income | Non-CARE | Monthly System Peak Day | August | CAISO 1-in-2 | 12 | 0.9625 | 0.9639 | 0.9625 | 0.9639 | 0 | 88.1022
| Low Income | Non-CARE | Monthly System Peak Day | August | CAISO 1-in-2 | 13 | 1.2689 | 1.2544 | 1.2689 | 1.2544 | 0 | 90.6829
| Low Income | Non-CARE | Monthly System Peak Day | August | CAISO 1-in-2 | 14 | 1.6089 | 1.5902 | 1.6089 | 1.5902 | 0 | 92.2162
| Low Income | Non-CARE | Monthly System Peak Day | August | CAISO 1-in-2 | 15 | 1.929 | 1.9129 | 1.929 | 1.9129 | 0 | 92.7656
| Low Income | Non-CARE | Monthly System Peak Day | August | CAISO 1-in-2 | 16 | 2.2652 | 2.2521 | 2.2652 | 2.2521 | 0 | 92.6887
| Low Income | Non-CARE | Monthly System Peak Day | August | CAISO 1-in-2 | 17 | 2.5432 | 2.5377 | 1.5586 | 1.4895 | 0.014762 | 91.9865
| Low Income | Non-CARE | Monthly System Peak Day | August | CAISO 1-in-2 | 18 | 2.8198 | 2.7945 | 2.2472 | 2.1985 | 0.067374 | 89.8951
| Low Income | Non-CARE | Monthly System Peak Day | August | CAISO 1-in-2 | 19 | 2.9215 | 2.8615 | 2.6024 | 2.4665 | 0.03937 | 88.0357
| Low Income | Non-CARE | Monthly System Peak Day | August | CAISO 1-in-2 | 20 | 2.7522 | 2.6887 | 2.5088 | 2.4 | 0.016037 | 86.2635
| Low Income | Non-CARE | Monthly System Peak Day | August | CAISO 1-in-2 | 21 | 2.6091 | 2.5616 | 2.3946 | 2.3019 | 0.021709 | 83.5657
| Low Income | Non-CARE | Monthly System Peak Day | August | CAISO 1-in-2 | 22 | 2.4304 | 2.3894 | 2.83 | 2.8799 | 0.025008 | 81.458
| Low Income | Non-CARE | Monthly System Peak Day | August | CAISO 1-in-2 | 23 | 2.1656 | 2.1409 | 2.3133 | 2.3305 | 0.015395 | 80.1379
| Low Income | Non-CARE | Monthly System Peak Day | August | CAISO 1-in-2 | 24 | 1.8171 | 1.7982 | 1.9099 | 1.8989 | 0.013351 | 79.0342
| Low Income | Non-CARE | Monthly System Peak Day | August | SCE 1-in-10 | 1 | 1.6025 | 1.5818 | 1.6025 | 1.5818 | 0 | 78.8405
| Low Income | Non-CARE | Monthly System Peak Day | August | SCE 1-in-10 | 2 | 1.3488 | 1.3328 | 1.3488 | 1.3328 | 0 | 77.6309
| Low Income | Non-CARE | Monthly System Peak Day | August | SCE 1-in-10 | 3 | 1.1724 | 1.1552 | 1.1724 | 1.1552 | 0 | 76.633
| Low Income | Non-CARE | Monthly System Peak Day | August | SCE 1-in-10 | 4 | 1.0353 | 1.0187 | 1.0353 | 1.0187 | 0 | 75.5853
| Low Income | Non-CARE | Monthly System Peak Day | August | SCE 1-in-10 | 5 | 0.94 | 0.92556 | 0.94 | 0.92556 | 0 | 74.6777
| Low Income | Non-CARE | Monthly System Peak Day | August | SCE 1-in-10 | 6 | 0.88097 | 0.88019 | 0.88097 | 0.88019 | 0 | 73.8415
| Low Income | Non-CARE | Monthly System Peak Day | August | SCE 1-in-10 | 7 | 0.83964 | 0.87573 | 0.83964 | 0.87573 | 0 | 73.0052
| Low Income | Non-CARE | Monthly System Peak Day | August | SCE 1-in-10 | 8 | 0.82389 | 0.85688 | 0.82389 | 0.85688 | 0 | 73.002
| Low Income | Non-CARE | Monthly System Peak Day | August | SCE 1-in-10 | 9 | 0.7818 | 0.77035 | 0.7818 | 0.77035 | 0 | 75.5121
| Low Income | Non-CARE | Monthly System Peak Day | August | SCE 1-in-10 | 10 | 0.77517 | 0.76603 | 0.77517 | 0.76603 | 0 | 80.4457
| Low Income | Non-CARE | Monthly System Peak Day | August | SCE 1-in-10 | 11 | 0.86531 | 0.86785 | 0.86531 | 0.86785 | 0 | 86.0275
| Low Income | Non-CARE | Monthly System Peak Day | August | SCE 1-in-10 | 12 | 1.0988 | 1.1002 | 1.0988 | 1.1002 | 0 | 89.6715
| Low Income | Non-CARE | Monthly System Peak Day | August | SCE 1-in-10 | 13 | 1.4505 | 1.436 | 1.4505 | 1.436 | 0 | 91.3444
| Low Income | Non-CARE | Monthly System Peak Day | August | SCE 1-in-10 | 14 | 1.8134 | 1.7947 | 1.8134 | 1.7947 | 0 | 92.9675
| Low Income | Non-CARE | Monthly System Peak Day | August | SCE 1-in-10 | 15 | 2.1466 | 2.1304 | 2.1466 | 2.1304 | 0 | 94.6053
| Low Income | Non-CARE | Monthly System Peak Day | August | SCE 1-in-10 | 16 | 2.499 | 2.4859 | 2.499 | 2.4859 | 0 | 96.1161
| Low Income | Non-CARE | Monthly System Peak Day | August | SCE 1-in-10 | 17 | 2.7775 | 2.772 | 1.704 | 1.6349 | 0.017302 | 96.1254
| Low Income | Non-CARE | Monthly System Peak Day | August | SCE 1-in-10 | 18 | 3.0226 | 2.9973 | 2.3359 | 2.2873 | 0.045754 | 95.5038
| Low Income | Non-CARE | Monthly System Peak Day | August | SCE 1-in-10 | 19 | 3.0993 | 3.0393 | 2.6801 | 2.5443 | 0.02117 | 94.1517
| Low Income | Non-CARE | Monthly System Peak Day | August | SCE 1-in-10 | 20 | 2.9491 | 2.8856 | 2.6518 | 2.543 | 0.012405 | 91.3056
| Low Income | Non-CARE | Monthly System Peak Day | August | SCE 1-in-10 | 21 | 2.7921 | 2.7447 | 2.5329 | 2.4401 | 0.013657 | 87.7499
| Low Income | Non-CARE | Monthly System Peak Day | August | SCE 1-in-10 | 22 | 2.5799 | 2.5389 | 2.9975 | 3.0474 | 0.023741 | 84.5434
| Low Income | Non-CARE | Monthly System Peak Day | August | SCE 1-in-10 | 23 | 2.2954 | 2.2706 | 2.4668 | 2.484 | 0.015778 | 82.1477
| Low Income | Non-CARE | Monthly System Peak Day | August | SCE 1-in-10 | 24 | 1.9258 | 1.9069 | 2.0311 | 2.02 | 0.014307 | 80.7587
| Low Income | Non-CARE | Monthly System Peak Day | August | SCE 1-in-2 | 1 | 1.5408 | 1.52 | 1.5408 | 1.52 | 0 | 77.6711
| Low Income | Non-CARE | Monthly System Peak Day | August | SCE 1-in-2 | 2 | 1.3061 | 1.2901 | 1.3061 | 1.2901 | 0 | 76.5997
| Low Income | Non-CARE | Monthly System Peak Day | August | SCE 1-in-2 | 3 | 1.147 | 1.1298 | 1.147 | 1.1298 | 0 | 75.867
| Low Income | Non-CARE | Monthly System Peak Day | August | SCE 1-in-2 | 4 | 1.0157 | 0.99905 | 1.0157 | 0.99905 | 0 | 74.9475
| Low Income | Non-CARE | Monthly System Peak Day | August | SCE 1-in-2 | 5 | 0.92702 | 0.91257 | 0.92702 | 0.91257 | 0 | 74.2721
| Low Income | Non-CARE | Monthly System Peak Day | August | SCE 1-in-2 | 6 | 0.87911 | 0.87833 | 0.87911 | 0.87833 | 0 | 73.8344
| Low Income | Non-CARE | Monthly System Peak Day | August | SCE 1-in-2 | 7 | 0.84769 | 0.88378 | 0.84769 | 0.88378 | 0 | 73.2958
| Low Income | Non-CARE | Monthly System Peak Day | August | SCE 1-in-2 | 8 | 0.83892 | 0.87192 | 0.83892 | 0.87192 | 0 | 73.3292
| Low Income | Non-CARE | Monthly System Peak Day | August | SCE 1-in-2 | 9 | 0.78435 | 0.7729 | 0.78435 | 0.7729 | 0 | 75.2889
| Low Income | Non-CARE | Monthly System Peak Day | August | SCE 1-in-2 | 10 | 0.71608 | 0.70694 | 0.71608 | 0.70694 | 0 | 79.2503
| Low Income | Non-CARE | Monthly System Peak Day | August | SCE 1-in-2 | 11 | 0.75873 | 0.76126 | 0.75873 | 0.76126 | 0 | 83.3625
| Low Income | Non-CARE | Monthly System Peak Day | August | SCE 1-in-2 | 12 | 0.94897 | 0.95037 | 0.94897 | 0.95037 | 0 | 86.902
| Low Income | Non-CARE | Monthly System Peak Day | August | SCE 1-in-2 | 13 | 1.2437 | 1.2292 | 1.2437 | 1.2292 | 0 | 89.2891
| Low Income | Non-CARE | Monthly System Peak Day | August | SCE 1-in-2 | 14 | 1.5677 | 1.5491 | 1.5677 | 1.5491 | 0 | 91.3464
| Low Income | Non-CARE | Monthly System Peak Day | August | SCE 1-in-2 | 15 | 1.8809 | 1.8647 | 1.8809 | 1.8647 | 0 | 92.7894
| Low Income | Non-CARE | Monthly System Peak Day | August | SCE 1-in-2 | 16 | 2.2162 | 2.2031 | 2.2162 | 2.2031 | 0 | 92.7954
| Low Income | Non-CARE | Monthly System Peak Day | August | SCE 1-in-2 | 17 | 2.4941 | 2.4886 | 1.5043 | 1.4352 | 0.014801 | 92.2266
| Low Income | Non-CARE | Monthly System Peak Day | August | SCE 1-in-2 | 18 | 2.7634 | 2.7382 | 2.1728 | 2.1241 | 0.062808 | 90.7811
| Low Income | Non-CARE | Monthly System Peak Day | August | SCE 1-in-2 | 19 | 2.8623 | 2.8024 | 2.5209 | 2.385 | 0.034297 | 89.4
| Low Income | Non-CARE | Monthly System Peak Day | August | SCE 1-in-2 | 20 | 2.7173 | 2.6539 | 2.4589 | 2.3501 | 0.013756 | 87.6762
| Low Income | Non-CARE | Monthly System Peak Day | August | SCE 1-in-2 | 21 | 2.5774 | 2.53 | 2.3561 | 2.2634 | 0.020265 | 84.2034
| Low Income | Non-CARE | Monthly System Peak Day | August | SCE 1-in-2 | 22 | 2.3959 | 2.3549 | 2.7928 | 2.8427 | 0.025863 | 81.0048
| Low Income | Non-CARE | Monthly System Peak Day | August | SCE 1-in-2 | 23 | 2.1394 | 2.1147 | 2.2733 | 2.2906 | 0.016251 | 78.9721
| Low Income | Non-CARE | Monthly System Peak Day | August | SCE 1-in-2 | 24 | 1.7867 | 1.7678 | 1.8682 | 1.8571 | 0.013781 | 77.4594
| Low Income | Non-CARE | Monthly System Peak Day | December | CAISO 1-in-10 | 1 | 0.89976 | 0.87897 | 0.89976 | 0.87897 | 0 | 42.8504
| Low Income | Non-CARE | Monthly System Peak Day | December | CAISO 1-in-10 | 2 | 0.82464 | 0.80863 | 0.82464 | 0.80863 | 0 | 41.8753
| Low Income | Non-CARE | Monthly System Peak Day | December | CAISO 1-in-10 | 3 | 0.77615 | 0.75898 | 0.77615 | 0.75898 | 0 | 40.8185
| Low Income | Non-CARE | Monthly System Peak Day | December | CAISO 1-in-10 | 4 | 0.74893 | 0.73226 | 0.74893 | 0.73226 | 0 | 40.0094
| Low Income | Non-CARE | Monthly System Peak Day | December | CAISO 1-in-10 | 5 | 0.75019 | 0.73574 | 0.75019 | 0.73574 | 0 | 39.168
| Low Income | Non-CARE | Monthly System Peak Day | December | CAISO 1-in-10 | 6 | 0.78023 | 0.77946 | 0.78023 | 0.77946 | 0 | 38.2174
| Low Income | Non-CARE | Monthly System Peak Day | December | CAISO 1-in-10 | 7 | 0.84346 | 0.87955 | 0.84346 | 0.87955 | 0 | 37.5902
| Low Income | Non-CARE | Monthly System Peak Day | December | CAISO 1-in-10 | 8 | 0.81113 | 0.84413 | 0.81113 | 0.84413 | 0 | 37.8379
| Low Income | Non-CARE | Monthly System Peak Day | December | CAISO 1-in-10 | 9 | 0.64674 | 0.63529 | 0.64674 | 0.63529 | 0 | 39.0722
| Low Income | Non-CARE | Monthly System Peak Day | December | CAISO 1-in-10 | 10 | 0.45845 | 0.44931 | 0.45845 | 0.44931 | 0 | 43.1898
| Low Income | Non-CARE | Monthly System Peak Day | December | CAISO 1-in-10 | 11 | 0.32409 | 0.32663 | 0.32409 | 0.32663 | 0 | 47.648
| Low Income | Non-CARE | Monthly System Peak Day | December | CAISO 1-in-10 | 12 | 0.25933 | 0.26073 | 0.25933 | 0.26073 | 0 | 50.2954
| Low Income | Non-CARE | Monthly System Peak Day | December | CAISO 1-in-10 | 13 | 0.2516 | 0.23715 | 0.2516 | 0.23715 | 0 | 51.4596
| Low Income | Non-CARE | Monthly System Peak Day | December | CAISO 1-in-10 | 14 | 0.29072 | 0.27209 | 0.29072 | 0.27209 | 0 | 52.6338
| Low Income | Non-CARE | Monthly System Peak Day | December | CAISO 1-in-10 | 15 | 0.3833 | 0.36717 | 0.3833 | 0.36717 | 0 | 53.5469
| Low Income | Non-CARE | Monthly System Peak Day | December | CAISO 1-in-10 | 16 | 0.54346 | 0.53032 | 0.54346 | 0.53032 | 0 | 53.8979
| Low Income | Non-CARE | Monthly System Peak Day | December | CAISO 1-in-10 | 17 | 0.75853 | 0.75306 | 0.75853 | 0.75306 | 0 | 53.5567
| Low Income | Non-CARE | Monthly System Peak Day | December | CAISO 1-in-10 | 18 | 1.0425 | 1.0172 | 1.0425 | 1.0172 | 0 | 51.7583
| Low Income | Non-CARE | Monthly System Peak Day | December | CAISO 1-in-10 | 19 | 1.2276 | 1.1677 | 1.2276 | 1.1677 | 0 | 49.5954
| Low Income | Non-CARE | Monthly System Peak Day | December | CAISO 1-in-10 | 20 | 1.2561 | 1.1926 | 1.2561 | 1.1926 | 0 | 48.3465
| Low Income | Non-CARE | Monthly System Peak Day | December | CAISO 1-in-10 | 21 | 1.2315 | 1.1841 | 1.2315 | 1.1841 | 0 | 46.953
| Low Income | Non-CARE | Monthly System Peak Day | December | CAISO 1-in-10 | 22 | 1.1713 | 1.1302 | 1.1713 | 1.1302 | 0 | 45.4184
| Low Income | Non-CARE | Monthly System Peak Day | December | CAISO 1-in-10 | 23 | 1.1096 | 1.0849 | 1.1096 | 1.0849 | 0 | 44.6986
| Low Income | Non-CARE | Monthly System Peak Day | December | CAISO 1-in-10 | 24 | 0.98975 | 0.97086 | 0.98975 | 0.97086 | 0 | 44.2063
| Low Income | Non-CARE | Monthly System Peak Day | December | CAISO 1-in-2 | 1 | 0.80832 | 0.78753 | 0.80832 | 0.78753 | 0 | 49.5445
| Low Income | Non-CARE | Monthly System Peak Day | December | CAISO 1-in-2 | 2 | 0.73338 | 0.71738 | 0.73338 | 0.71738 | 0 | 48.2628
| Low Income | Non-CARE | Monthly System Peak Day | December | CAISO 1-in-2 | 3 | 0.68338 | 0.66621 | 0.68338 | 0.66621 | 0 | 47.6316
| Low Income | Non-CARE | Monthly System Peak Day | December | CAISO 1-in-2 | 4 | 0.65247 | 0.6358 | 0.65247 | 0.6358 | 0 | 47.0431
| Low Income | Non-CARE | Monthly System Peak Day | December | CAISO 1-in-2 | 5 | 0.64601 | 0.63156 | 0.64601 | 0.63156 | 0 | 46.5069
| Low Income | Non-CARE | Monthly System Peak Day | December | CAISO 1-in-2 | 6 | 0.66853 | 0.66775 | 0.66853 | 0.66775 | 0 | 46.2204
| Low Income | Non-CARE | Monthly System Peak Day | December | CAISO 1-in-2 | 7 | 0.72245 | 0.75854 | 0.72245 | 0.75854 | 0 | 45.8961
| Low Income | Non-CARE | Monthly System Peak Day | December | CAISO 1-in-2 | 8 | 0.69996 | 0.73296 | 0.69996 | 0.73296 | 0 | 45.7273
| Low Income | Non-CARE | Monthly System Peak Day | December | CAISO 1-in-2 | 9 | 0.55548 | 0.54402 | 0.55548 | 0.54402 | 0 | 46.5393
| Low Income | Non-CARE | Monthly System Peak Day | December | CAISO 1-in-2 | 10 | 0.38094 | 0.3718 | 0.38094 | 0.3718 | 0 | 50.0643
| Low Income | Non-CARE | Monthly System Peak Day | December | CAISO 1-in-2 | 11 | 0.24709 | 0.24963 | 0.24709 | 0.24963 | 0 | 54.6941
| Low Income | Non-CARE | Monthly System Peak Day | December | CAISO 1-in-2 | 12 | 0.1746 | 0.17599 | 0.1746 | 0.17599 | 0 | 58.9819
| Low Income | Non-CARE | Monthly System Peak Day | December | CAISO 1-in-2 | 13 | 0.17019 | 0.15573 | 0.17019 | 0.15573 | 0 | 62.1911
| Low Income | Non-CARE | Monthly System Peak Day | December | CAISO 1-in-2 | 14 | 0.1969 | 0.17827 | 0.1969 | 0.17827 | 0 | 63.9026
| Low Income | Non-CARE | Monthly System Peak Day | December | CAISO 1-in-2 | 15 | 0.27472 | 0.25859 | 0.27472 | 0.25859 | 0 | 64.146
| Low Income | Non-CARE | Monthly System Peak Day | December | CAISO 1-in-2 | 16 | 0.41691 | 0.40377 | 0.41691 | 0.40377 | 0 | 64.0142
| Low Income | Non-CARE | Monthly System Peak Day | December | CAISO 1-in-2 | 17 | 0.61278 | 0.60731 | 0.61278 | 0.60731 | 0 | 63.2411
| Low Income | Non-CARE | Monthly System Peak Day | December | CAISO 1-in-2 | 18 | 0.89008 | 0.86482 | 0.89008 | 0.86482 | 0 | 60.7899
| Low Income | Non-CARE | Monthly System Peak Day | December | CAISO 1-in-2 | 19 | 1.0803 | 1.0204 | 1.0803 | 1.0204 | 0 | 58.521
| Low Income | Non-CARE | Monthly System Peak Day | December | CAISO 1-in-2 | 20 | 1.1411 | 1.0777 | 1.1411 | 1.0777 | 0 | 56.7312
| Low Income | Non-CARE | Monthly System Peak Day | December | CAISO 1-in-2 | 21 | 1.1307 | 1.0832 | 1.1307 | 1.0832 | 0 | 55.1839
| Low Income | Non-CARE | Monthly System Peak Day | December | CAISO 1-in-2 | 22 | 1.07 | 1.0289 | 1.07 | 1.0289 | 0 | 53.5938
| Low Income | Non-CARE | Monthly System Peak Day | December | CAISO 1-in-2 | 23 | 1.0076 | 0.9829 | 1.0076 | 0.9829 | 0 | 52.5077
| Low Income | Non-CARE | Monthly System Peak Day | December | CAISO 1-in-2 | 24 | 0.88964 | 0.87076 | 0.88964 | 0.87076 | 0 | 51.2818
| Low Income | Non-CARE | Monthly System Peak Day | December | SCE 1-in-10 | 1 | 0.89976 | 0.87897 | 0.89976 | 0.87897 | 0 | 42.8504
| Low Income | Non-CARE | Monthly System Peak Day | December | SCE 1-in-10 | 2 | 0.82464 | 0.80863 | 0.82464 | 0.80863 | 0 | 41.8753
| Low Income | Non-CARE | Monthly System Peak Day | December | SCE 1-in-10 | 3 | 0.77615 | 0.75898 | 0.77615 | 0.75898 | 0 | 40.8185
| Low Income | Non-CARE | Monthly System Peak Day | December | SCE 1-in-10 | 4 | 0.74893 | 0.73226 | 0.74893 | 0.73226 | 0 | 40.0094
| Low Income | Non-CARE | Monthly System Peak Day | December | SCE 1-in-10 | 5 | 0.75019 | 0.73574 | 0.75019 | 0.73574 | 0 | 39.168
| Low Income | Non-CARE | Monthly System Peak Day | December | SCE 1-in-10 | 6 | 0.78023 | 0.77946 | 0.78023 | 0.77946 | 0 | 38.2174
| Low Income | Non-CARE | Monthly System Peak Day | December | SCE 1-in-10 | 7 | 0.84346 | 0.87955 | 0.84346 | 0.87955 | 0 | 37.5902
| Low Income | Non-CARE | Monthly System Peak Day | December | SCE 1-in-10 | 8 | 0.81113 | 0.84413 | 0.81113 | 0.84413 | 0 | 37.8379
| Low Income | Non-CARE | Monthly System Peak Day | December | SCE 1-in-10 | 9 | 0.64674 | 0.63529 | 0.64674 | 0.63529 | 0 | 39.0722
| Low Income | Non-CARE | Monthly System Peak Day | December | SCE 1-in-10 | 10 | 0.45845 | 0.44931 | 0.45845 | 0.44931 | 0 | 43.1898
| Low Income | Non-CARE | Monthly System Peak Day | December | SCE 1-in-10 | 11 | 0.32409 | 0.32663 | 0.32409 | 0.32663 | 0 | 47.648
| Low Income | Non-CARE | Monthly System Peak Day | December | SCE 1-in-10 | 12 | 0.25933 | 0.26073 | 0.25933 | 0.26073 | 0 | 50.2954
| Low Income | Non-CARE | Monthly System Peak Day | December | SCE 1-in-10 | 13 | 0.2516 | 0.23715 | 0.2516 | 0.23715 | 0 | 51.4596
| Low Income | Non-CARE | Monthly System Peak Day | December | SCE 1-in-10 | 14 | 0.29072 | 0.27209 | 0.29072 | 0.27209 | 0 | 52.6338
| Low Income | Non-CARE | Monthly System Peak Day | December | SCE 1-in-10 | 15 | 0.3833 | 0.36717 | 0.3833 | 0.36717 | 0 | 53.5469
| Low Income | Non-CARE | Monthly System Peak Day | December | SCE 1-in-10 | 16 | 0.54346 | 0.53032 | 0.54346 | 0.53032 | 0 | 53.8979
| Low Income | Non-CARE | Monthly System Peak Day | December | SCE 1-in-10 | 17 | 0.75853 | 0.75306 | 0.75853 | 0.75306 | 0 | 53.5567
| Low Income | Non-CARE | Monthly System Peak Day | December | SCE 1-in-10 | 18 | 1.0425 | 1.0172 | 1.0425 | 1.0172 | 0 | 51.7583
| Low Income | Non-CARE | Monthly System Peak Day | December | SCE 1-in-10 | 19 | 1.2276 | 1.1677 | 1.2276 | 1.1677 | 0 | 49.5954
| Low Income | Non-CARE | Monthly System Peak Day | December | SCE 1-in-10 | 20 | 1.2561 | 1.1926 | 1.2561 | 1.1926 | 0 | 48.3465
| Low Income | Non-CARE | Monthly System Peak Day | December | SCE 1-in-10 | 21 | 1.2315 | 1.1841 | 1.2315 | 1.1841 | 0 | 46.953
| Low Income | Non-CARE | Monthly System Peak Day | December | SCE 1-in-10 | 22 | 1.1713 | 1.1302 | 1.1713 | 1.1302 | 0 | 45.4184
| Low Income | Non-CARE | Monthly System Peak Day | December | SCE 1-in-10 | 23 | 1.1096 | 1.0849 | 1.1096 | 1.0849 | 0 | 44.6986
| Low Income | Non-CARE | Monthly System Peak Day | December | SCE 1-in-10 | 24 | 0.98975 | 0.97086 | 0.98975 | 0.97086 | 0 | 44.2063
| Low Income | Non-CARE | Monthly System Peak Day | December | SCE 1-in-2 | 1 | 0.85786 | 0.83707 | 0.85786 | 0.83707 | 0 | 44.4288
| Low Income | Non-CARE | Monthly System Peak Day | December | SCE 1-in-2 | 2 | 0.78282 | 0.76682 | 0.78282 | 0.76682 | 0 | 43.8174
| Low Income | Non-CARE | Monthly System Peak Day | December | SCE 1-in-2 | 3 | 0.73364 | 0.71647 | 0.73364 | 0.71647 | 0 | 43.4883
| Low Income | Non-CARE | Monthly System Peak Day | December | SCE 1-in-2 | 4 | 0.70473 | 0.68806 | 0.70473 | 0.68806 | 0 | 43.3974
| Low Income | Non-CARE | Monthly System Peak Day | December | SCE 1-in-2 | 5 | 0.70245 | 0.688 | 0.70245 | 0.688 | 0 | 43.1489
| Low Income | Non-CARE | Monthly System Peak Day | December | SCE 1-in-2 | 6 | 0.72905 | 0.72827 | 0.72905 | 0.72827 | 0 | 42.9196
| Low Income | Non-CARE | Monthly System Peak Day | December | SCE 1-in-2 | 7 | 0.78801 | 0.8241 | 0.78801 | 0.8241 | 0 | 42.7678
| Low Income | Non-CARE | Monthly System Peak Day | December | SCE 1-in-2 | 8 | 0.76019 | 0.79319 | 0.76019 | 0.79319 | 0 | 42.4285
| Low Income | Non-CARE | Monthly System Peak Day | December | SCE 1-in-2 | 9 | 0.60492 | 0.59347 | 0.60492 | 0.59347 | 0 | 43.1699
| Low Income | Non-CARE | Monthly System Peak Day | December | SCE 1-in-2 | 10 | 0.42293 | 0.41379 | 0.42293 | 0.41379 | 0 | 46.7154
| Low Income | Non-CARE | Monthly System Peak Day | December | SCE 1-in-2 | 11 | 0.28881 | 0.29134 | 0.28881 | 0.29134 | 0 | 50.464
| Low Income | Non-CARE | Monthly System Peak Day | December | SCE 1-in-2 | 12 | 0.2205 | 0.2219 | 0.2205 | 0.2219 | 0 | 54.1869
| Low Income | Non-CARE | Monthly System Peak Day | December | SCE 1-in-2 | 13 | 0.21429 | 0.19984 | 0.21429 | 0.19984 | 0 | 56.2611
| Low Income | Non-CARE | Monthly System Peak Day | December | SCE 1-in-2 | 14 | 0.24954 | 0.23092 | 0.24954 | 0.23092 | 0 | 57.5898
| Low Income | Non-CARE | Monthly System Peak Day | December | SCE 1-in-2 | 15 | 0.33353 | 0.3174 | 0.33353 | 0.3174 | 0 | 58.4292
| Low Income | Non-CARE | Monthly System Peak Day | December | SCE 1-in-2 | 16 | 0.48439 | 0.47125 | 0.48439 | 0.47125 | 0 | 58.7966
| Low Income | Non-CARE | Monthly System Peak Day | December | SCE 1-in-2 | 17 | 0.69122 | 0.68575 | 0.69122 | 0.68575 | 0 | 58.4509
| Low Income | Non-CARE | Monthly System Peak Day | December | SCE 1-in-2 | 18 | 0.97264 | 0.94739 | 0.97264 | 0.94739 | 0 | 56.5263
| Low Income | Non-CARE | Monthly System Peak Day | December | SCE 1-in-2 | 19 | 1.1601 | 1.1002 | 1.1601 | 1.1002 | 0 | 53.9076
| Low Income | Non-CARE | Monthly System Peak Day | December | SCE 1-in-2 | 20 | 1.2034 | 1.14 | 1.2034 | 1.14 | 0 | 52.2082
| Low Income | Non-CARE | Monthly System Peak Day | December | SCE 1-in-2 | 21 | 1.1853 | 1.1379 | 1.1853 | 1.1379 | 0 | 50.6015
| Low Income | Non-CARE | Monthly System Peak Day | December | SCE 1-in-2 | 22 | 1.1248 | 1.0838 | 1.1248 | 1.0838 | 0 | 48.8485
| Low Income | Non-CARE | Monthly System Peak Day | December | SCE 1-in-2 | 23 | 1.0629 | 1.0382 | 1.0629 | 1.0382 | 0 | 47.1467
| Low Income | Non-CARE | Monthly System Peak Day | December | SCE 1-in-2 | 24 | 0.94387 | 0.92499 | 0.94387 | 0.92499 | 0 | 45.9376
| Low Income | Non-CARE | Monthly System Peak Day | February | CAISO 1-in-10 | 1 | 0.83193 | 0.81115 | 0.83193 | 0.81115 | 0 | 50.1547
| Low Income | Non-CARE | Monthly System Peak Day | February | CAISO 1-in-10 | 2 | 0.75695 | 0.74095 | 0.75695 | 0.74095 | 0 | 49.9345
| Low Income | Non-CARE | Monthly System Peak Day | February | CAISO 1-in-10 | 3 | 0.70734 | 0.69017 | 0.70734 | 0.69017 | 0 | 49.8938
| Low Income | Non-CARE | Monthly System Peak Day | February | CAISO 1-in-10 | 4 | 0.67738 | 0.66072 | 0.67738 | 0.66072 | 0 | 49.7022
| Low Income | Non-CARE | Monthly System Peak Day | February | CAISO 1-in-10 | 5 | 0.67291 | 0.65847 | 0.67291 | 0.65847 | 0 | 49.1457
| Low Income | Non-CARE | Monthly System Peak Day | February | CAISO 1-in-10 | 6 | 0.69738 | 0.69661 | 0.69738 | 0.69661 | 0 | 48.352
| Low Income | Non-CARE | Monthly System Peak Day | February | CAISO 1-in-10 | 7 | 0.75371 | 0.78979 | 0.75371 | 0.78979 | 0 | 47.983
| Low Income | Non-CARE | Monthly System Peak Day | February | CAISO 1-in-10 | 8 | 0.72868 | 0.76167 | 0.72868 | 0.76167 | 0 | 47.8372
| Low Income | Non-CARE | Monthly System Peak Day | February | CAISO 1-in-10 | 9 | 0.57905 | 0.56759 | 0.57905 | 0.56759 | 0 | 48.1959
| Low Income | Non-CARE | Monthly System Peak Day | February | CAISO 1-in-10 | 10 | 0.40096 | 0.39182 | 0.40096 | 0.39182 | 0 | 49.6666
| Low Income | Non-CARE | Monthly System Peak Day | February | CAISO 1-in-10 | 11 | 0.26698 | 0.26951 | 0.26698 | 0.26951 | 0 | 50.7567
| Low Income | Non-CARE | Monthly System Peak Day | February | CAISO 1-in-10 | 12 | 0.19648 | 0.19788 | 0.19648 | 0.19788 | 0 | 51.972
| Low Income | Non-CARE | Monthly System Peak Day | February | CAISO 1-in-10 | 13 | 0.19121 | 0.17676 | 0.19121 | 0.17676 | 0 | 53.0309
| Low Income | Non-CARE | Monthly System Peak Day | February | CAISO 1-in-10 | 14 | 0.22407 | 0.20544 | 0.22407 | 0.20544 | 0 | 54.2239
| Low Income | Non-CARE | Monthly System Peak Day | February | CAISO 1-in-10 | 15 | 0.30274 | 0.28661 | 0.30274 | 0.28661 | 0 | 54.9475
| Low Income | Non-CARE | Monthly System Peak Day | February | CAISO 1-in-10 | 16 | 0.44785 | 0.43471 | 0.44785 | 0.43471 | 0 | 55.3584
| Low Income | Non-CARE | Monthly System Peak Day | February | CAISO 1-in-10 | 17 | 0.64957 | 0.6441 | 0.64957 | 0.6441 | 0 | 56.632
| Low Income | Non-CARE | Monthly System Peak Day | February | CAISO 1-in-10 | 18 | 0.92944 | 0.90419 | 0.92944 | 0.90419 | 0 | 56.1046
| Low Income | Non-CARE | Monthly System Peak Day | February | CAISO 1-in-10 | 19 | 1.1184 | 1.0584 | 1.1184 | 1.0584 | 0 | 54.9992
| Low Income | Non-CARE | Monthly System Peak Day | February | CAISO 1-in-10 | 20 | 1.1708 | 1.1074 | 1.1708 | 1.1074 | 0 | 53.8217
| Low Income | Non-CARE | Monthly System Peak Day | February | CAISO 1-in-10 | 21 | 1.1567 | 1.1093 | 1.1567 | 1.1093 | 0 | 53.2999
| Low Income | Non-CARE | Monthly System Peak Day | February | CAISO 1-in-10 | 22 | 1.0961 | 1.0551 | 1.0961 | 1.0551 | 0 | 52.6599
| Low Income | Non-CARE | Monthly System Peak Day | February | CAISO 1-in-10 | 23 | 1.034 | 1.0092 | 1.034 | 1.0092 | 0 | 51.9807
| Low Income | Non-CARE | Monthly System Peak Day | February | CAISO 1-in-10 | 24 | 0.9155 | 0.89661 | 0.9155 | 0.89661 | 0 | 51.2756
| Low Income | Non-CARE | Monthly System Peak Day | February | CAISO 1-in-2 | 1 | 0.87364 | 0.85285 | 0.87364 | 0.85285 | 0 | 44.0002
| Low Income | Non-CARE | Monthly System Peak Day | February | CAISO 1-in-2 | 2 | 0.79858 | 0.78257 | 0.79858 | 0.78257 | 0 | 43.3499
| Low Income | Non-CARE | Monthly System Peak Day | February | CAISO 1-in-2 | 3 | 0.74965 | 0.73248 | 0.74965 | 0.73248 | 0 | 42.5394
| Low Income | Non-CARE | Monthly System Peak Day | February | CAISO 1-in-2 | 4 | 0.72138 | 0.70471 | 0.72138 | 0.70471 | 0 | 41.9138
| Low Income | Non-CARE | Monthly System Peak Day | February | CAISO 1-in-2 | 5 | 0.72043 | 0.70599 | 0.72043 | 0.70599 | 0 | 41.0283
| Low Income | Non-CARE | Monthly System Peak Day | February | CAISO 1-in-2 | 6 | 0.74833 | 0.74755 | 0.74833 | 0.74755 | 0 | 40.2324
| Low Income | Non-CARE | Monthly System Peak Day | February | CAISO 1-in-2 | 7 | 0.8089 | 0.84499 | 0.8089 | 0.84499 | 0 | 39.6216
| Low Income | Non-CARE | Monthly System Peak Day | February | CAISO 1-in-2 | 8 | 0.77938 | 0.81238 | 0.77938 | 0.81238 | 0 | 39.3699
| Low Income | Non-CARE | Monthly System Peak Day | February | CAISO 1-in-2 | 9 | 0.62067 | 0.60922 | 0.62067 | 0.60922 | 0 | 41.2577
| Low Income | Non-CARE | Monthly System Peak Day | February | CAISO 1-in-2 | 10 | 0.43631 | 0.42717 | 0.43631 | 0.42717 | 0 | 44.8307
| Low Income | Non-CARE | Monthly System Peak Day | February | CAISO 1-in-2 | 11 | 0.3021 | 0.30463 | 0.3021 | 0.30463 | 0 | 48.1772
| Low Income | Non-CARE | Monthly System Peak Day | February | CAISO 1-in-2 | 12 | 0.23513 | 0.23652 | 0.23513 | 0.23652 | 0 | 51.339
| Low Income | Non-CARE | Monthly System Peak Day | February | CAISO 1-in-2 | 13 | 0.22835 | 0.21389 | 0.22835 | 0.21389 | 0 | 53.6571
| Low Income | Non-CARE | Monthly System Peak Day | February | CAISO 1-in-2 | 14 | 0.26505 | 0.24643 | 0.26505 | 0.24643 | 0 | 55.3439
| Low Income | Non-CARE | Monthly System Peak Day | February | CAISO 1-in-2 | 15 | 0.35228 | 0.33615 | 0.35228 | 0.33615 | 0 | 56.4437
| Low Income | Non-CARE | Monthly System Peak Day | February | CAISO 1-in-2 | 16 | 0.50664 | 0.4935 | 0.50664 | 0.4935 | 0 | 57.0146
| Low Income | Non-CARE | Monthly System Peak Day | February | CAISO 1-in-2 | 17 | 0.71658 | 0.71111 | 0.71658 | 0.71111 | 0 | 56.9881
| Low Income | Non-CARE | Monthly System Peak Day | February | CAISO 1-in-2 | 18 | 0.99895 | 0.97369 | 0.99895 | 0.97369 | 0 | 56.0495
| Low Income | Non-CARE | Monthly System Peak Day | February | CAISO 1-in-2 | 19 | 1.1856 | 1.1256 | 1.1856 | 1.1256 | 0 | 53.9178
| Low Income | Non-CARE | Monthly System Peak Day | February | CAISO 1-in-2 | 20 | 1.2233 | 1.1598 | 1.2233 | 1.1598 | 0 | 51.699
| Low Income | Non-CARE | Monthly System Peak Day | February | CAISO 1-in-2 | 21 | 1.2027 | 1.1553 | 1.2027 | 1.1553 | 0 | 50.2524
| Low Income | Non-CARE | Monthly System Peak Day | February | CAISO 1-in-2 | 22 | 1.1423 | 1.1013 | 1.1423 | 1.1013 | 0 | 48.817
| Low Income | Non-CARE | Monthly System Peak Day | February | CAISO 1-in-2 | 23 | 1.0805 | 1.0558 | 1.0805 | 1.0558 | 0 | 47.4323
| Low Income | Non-CARE | Monthly System Peak Day | February | CAISO 1-in-2 | 24 | 0.96115 | 0.94227 | 0.96115 | 0.94227 | 0 | 46.0838
| Low Income | Non-CARE | Monthly System Peak Day | February | SCE 1-in-10 | 1 | 1.0516 | 1.0308 | 1.0516 | 1.0308 | 0 | 66.7336
| Low Income | Non-CARE | Monthly System Peak Day | February | SCE 1-in-10 | 2 | 0.88183 | 0.86582 | 0.88183 | 0.86582 | 0 | 65.1025
| Low Income | Non-CARE | Monthly System Peak Day | February | SCE 1-in-10 | 3 | 0.75988 | 0.7427 | 0.75988 | 0.7427 | 0 | 63.8566
| Low Income | Non-CARE | Monthly System Peak Day | February | SCE 1-in-10 | 4 | 0.6741 | 0.65744 | 0.6741 | 0.65744 | 0 | 62.4315
| Low Income | Non-CARE | Monthly System Peak Day | February | SCE 1-in-10 | 5 | 0.6314 | 0.61695 | 0.6314 | 0.61695 | 0 | 61.5781
| Low Income | Non-CARE | Monthly System Peak Day | February | SCE 1-in-10 | 6 | 0.61281 | 0.61204 | 0.61281 | 0.61204 | 0 | 59.997
| Low Income | Non-CARE | Monthly System Peak Day | February | SCE 1-in-10 | 7 | 0.6207 | 0.65679 | 0.6207 | 0.65679 | 0 | 60.1957
| Low Income | Non-CARE | Monthly System Peak Day | February | SCE 1-in-10 | 8 | 0.59321 | 0.62621 | 0.59321 | 0.62621 | 0 | 59.4859
| Low Income | Non-CARE | Monthly System Peak Day | February | SCE 1-in-10 | 9 | 0.47169 | 0.46023 | 0.47169 | 0.46023 | 0 | 61.3011
| Low Income | Non-CARE | Monthly System Peak Day | February | SCE 1-in-10 | 10 | 0.35783 | 0.34869 | 0.35783 | 0.34869 | 0 | 67.2247
| Low Income | Non-CARE | Monthly System Peak Day | February | SCE 1-in-10 | 11 | 0.18408 | 0.18662 | 0.18408 | 0.18662 | 0 | 73.0446
| Low Income | Non-CARE | Monthly System Peak Day | February | SCE 1-in-10 | 12 | 0.1281 | 0.12949 | 0.1281 | 0.12949 | 0 | 77.3864
| Low Income | Non-CARE | Monthly System Peak Day | February | SCE 1-in-10 | 13 | 0.20718 | 0.19273 | 0.20718 | 0.19273 | 0 | 80.5696
| Low Income | Non-CARE | Monthly System Peak Day | February | SCE 1-in-10 | 14 | 0.35295 | 0.33433 | 0.35295 | 0.33433 | 0 | 82.7242
| Low Income | Non-CARE | Monthly System Peak Day | February | SCE 1-in-10 | 15 | 0.55236 | 0.53623 | 0.55236 | 0.53623 | 0 | 83.9007
| Low Income | Non-CARE | Monthly System Peak Day | February | SCE 1-in-10 | 16 | 0.8181 | 0.80496 | 0.8181 | 0.80496 | 0 | 84.1391
| Low Income | Non-CARE | Monthly System Peak Day | February | SCE 1-in-10 | 17 | 1.0808 | 1.0754 | 0.28398 | 0.2149 | 0.021742 | 83.2424
| Low Income | Non-CARE | Monthly System Peak Day | February | SCE 1-in-10 | 18 | 1.3509 | 1.3256 | 0.95555 | 0.9069 | 0.12063 | 81.1764
| Low Income | Non-CARE | Monthly System Peak Day | February | SCE 1-in-10 | 19 | 1.5478 | 1.4878 | 1.4112 | 1.2753 | 0.085776 | 76.887
| Low Income | Non-CARE | Monthly System Peak Day | February | SCE 1-in-10 | 20 | 1.5427 | 1.4792 | 1.4418 | 1.333 | 0.048853 | 72.9584
| Low Income | Non-CARE | Monthly System Peak Day | February | SCE 1-in-10 | 21 | 1.5038 | 1.4564 | 1.4339 | 1.3411 | 0.05662 | 70.066
| Low Income | Non-CARE | Monthly System Peak Day | February | SCE 1-in-10 | 22 | 1.4319 | 1.3909 | 1.7534 | 1.8033 | 0.074922 | 68.085
| Low Income | Non-CARE | Monthly System Peak Day | February | SCE 1-in-10 | 23 | 1.3149 | 1.2902 | 1.3149 | 1.3113 | 0 | 65.876
| Low Income | Non-CARE | Monthly System Peak Day | February | SCE 1-in-10 | 24 | 1.098 | 1.0792 | 1.098 | 1.0792 | 0 | 63.9341
| Low Income | Non-CARE | Monthly System Peak Day | February | SCE 1-in-2 | 1 | 0.87305 | 0.85226 | 0.87305 | 0.85226 | 0 | 43.9301
| Low Income | Non-CARE | Monthly System Peak Day | February | SCE 1-in-2 | 2 | 0.79799 | 0.78198 | 0.79799 | 0.78198 | 0 | 43.5427
| Low Income | Non-CARE | Monthly System Peak Day | February | SCE 1-in-2 | 3 | 0.74905 | 0.73188 | 0.74905 | 0.73188 | 0 | 43.0974
| Low Income | Non-CARE | Monthly System Peak Day | February | SCE 1-in-2 | 4 | 0.72076 | 0.70409 | 0.72076 | 0.70409 | 0 | 42.5917
| Low Income | Non-CARE | Monthly System Peak Day | February | SCE 1-in-2 | 5 | 0.71976 | 0.70531 | 0.71976 | 0.70531 | 0 | 41.9285
| Low Income | Non-CARE | Monthly System Peak Day | February | SCE 1-in-2 | 6 | 0.74761 | 0.74683 | 0.74761 | 0.74683 | 0 | 41.2315
| Low Income | Non-CARE | Monthly System Peak Day | February | SCE 1-in-2 | 7 | 0.80812 | 0.8442 | 0.80812 | 0.8442 | 0 | 41.0542
| Low Income | Non-CARE | Monthly System Peak Day | February | SCE 1-in-2 | 8 | 0.77866 | 0.81166 | 0.77866 | 0.81166 | 0 | 41.1406
| Low Income | Non-CARE | Monthly System Peak Day | February | SCE 1-in-2 | 9 | 0.62008 | 0.60863 | 0.62008 | 0.60863 | 0 | 42.5997
| Low Income | Non-CARE | Monthly System Peak Day | February | SCE 1-in-2 | 10 | 0.43581 | 0.42667 | 0.43581 | 0.42667 | 0 | 45.2496
| Low Income | Non-CARE | Monthly System Peak Day | February | SCE 1-in-2 | 11 | 0.3016 | 0.30414 | 0.3016 | 0.30414 | 0 | 48.0746
| Low Income | Non-CARE | Monthly System Peak Day | February | SCE 1-in-2 | 12 | 0.23458 | 0.23598 | 0.23458 | 0.23598 | 0 | 50.4279
| Low Income | Non-CARE | Monthly System Peak Day | February | SCE 1-in-2 | 13 | 0.22782 | 0.21337 | 0.22782 | 0.21337 | 0 | 52.2665
| Low Income | Non-CARE | Monthly System Peak Day | February | SCE 1-in-2 | 14 | 0.26447 | 0.24585 | 0.26447 | 0.24585 | 0 | 53.7411
| Low Income | Non-CARE | Monthly System Peak Day | February | SCE 1-in-2 | 15 | 0.35158 | 0.33545 | 0.35158 | 0.33545 | 0 | 55.0552
| Low Income | Non-CARE | Monthly System Peak Day | February | SCE 1-in-2 | 16 | 0.50581 | 0.49267 | 0.50581 | 0.49267 | 0 | 55.9096
| Low Income | Non-CARE | Monthly System Peak Day | February | SCE 1-in-2 | 17 | 0.71563 | 0.71016 | 0.71563 | 0.71016 | 0 | 56.0097
| Low Income | Non-CARE | Monthly System Peak Day | February | SCE 1-in-2 | 18 | 0.99796 | 0.97271 | 0.99796 | 0.97271 | 0 | 55.2829
| Low Income | Non-CARE | Monthly System Peak Day | February | SCE 1-in-2 | 19 | 1.1846 | 1.1246 | 1.1846 | 1.1246 | 0 | 53.436
| Low Income | Non-CARE | Monthly System Peak Day | February | SCE 1-in-2 | 20 | 1.2225 | 1.1591 | 1.2225 | 1.1591 | 0 | 51.7592
| Low Income | Non-CARE | Monthly System Peak Day | February | SCE 1-in-2 | 21 | 1.2021 | 1.1546 | 1.2021 | 1.1546 | 0 | 50.3874
| Low Income | Non-CARE | Monthly System Peak Day | February | SCE 1-in-2 | 22 | 1.1417 | 1.1007 | 1.1417 | 1.1007 | 0 | 49.1468
| Low Income | Non-CARE | Monthly System Peak Day | February | SCE 1-in-2 | 23 | 1.0798 | 1.0551 | 1.0798 | 1.0551 | 0 | 47.9914
| Low Income | Non-CARE | Monthly System Peak Day | February | SCE 1-in-2 | 24 | 0.96051 | 0.94162 | 0.96051 | 0.94162 | 0 | 46.7887
| Low Income | Non-CARE | Monthly System Peak Day | January | CAISO 1-in-10 | 1 | 0.89449 | 0.8737 | 0.89449 | 0.8737 | 0 | 46.0147
| Low Income | Non-CARE | Monthly System Peak Day | January | CAISO 1-in-10 | 2 | 0.81938 | 0.80337 | 0.81938 | 0.80337 | 0 | 45.2808
| Low Income | Non-CARE | Monthly System Peak Day | January | CAISO 1-in-10 | 3 | 0.7708 | 0.75363 | 0.7708 | 0.75363 | 0 | 45.1732
| Low Income | Non-CARE | Monthly System Peak Day | January | CAISO 1-in-10 | 4 | 0.74337 | 0.7267 | 0.74337 | 0.7267 | 0 | 44.7062
| Low Income | Non-CARE | Monthly System Peak Day | January | CAISO 1-in-10 | 5 | 0.74418 | 0.72974 | 0.74418 | 0.72974 | 0 | 44.2745
| Low Income | Non-CARE | Monthly System Peak Day | January | CAISO 1-in-10 | 6 | 0.77379 | 0.77302 | 0.77379 | 0.77302 | 0 | 43.6328
| Low Income | Non-CARE | Monthly System Peak Day | January | CAISO 1-in-10 | 7 | 0.83649 | 0.87257 | 0.83649 | 0.87257 | 0 | 43.265
| Low Income | Non-CARE | Monthly System Peak Day | January | CAISO 1-in-10 | 8 | 0.80472 | 0.83772 | 0.80472 | 0.83772 | 0 | 42.4392
| Low Income | Non-CARE | Monthly System Peak Day | January | CAISO 1-in-10 | 9 | 0.64148 | 0.63003 | 0.64148 | 0.63003 | 0 | 42.1365
| Low Income | Non-CARE | Monthly System Peak Day | January | CAISO 1-in-10 | 10 | 0.45398 | 0.44484 | 0.45398 | 0.44484 | 0 | 44.2386
| Low Income | Non-CARE | Monthly System Peak Day | January | CAISO 1-in-10 | 11 | 0.31966 | 0.32219 | 0.31966 | 0.32219 | 0 | 45.4127
| Low Income | Non-CARE | Monthly System Peak Day | January | CAISO 1-in-10 | 12 | 0.25445 | 0.25584 | 0.25445 | 0.25584 | 0 | 47.2795
| Low Income | Non-CARE | Monthly System Peak Day | January | CAISO 1-in-10 | 13 | 0.24691 | 0.23245 | 0.24691 | 0.23245 | 0 | 48.6904
| Low Income | Non-CARE | Monthly System Peak Day | January | CAISO 1-in-10 | 14 | 0.28554 | 0.26691 | 0.28554 | 0.26691 | 0 | 48.8121
| Low Income | Non-CARE | Monthly System Peak Day | January | CAISO 1-in-10 | 15 | 0.37704 | 0.36091 | 0.37704 | 0.36091 | 0 | 49.5877
| Low Income | Non-CARE | Monthly System Peak Day | January | CAISO 1-in-10 | 16 | 0.53603 | 0.52289 | 0.53603 | 0.52289 | 0 | 50.4024
| Low Income | Non-CARE | Monthly System Peak Day | January | CAISO 1-in-10 | 17 | 0.75007 | 0.7446 | 0.75007 | 0.7446 | 0 | 50.6086
| Low Income | Non-CARE | Monthly System Peak Day | January | CAISO 1-in-10 | 18 | 1.0337 | 1.0084 | 1.0337 | 1.0084 | 0 | 49.5967
| Low Income | Non-CARE | Monthly System Peak Day | January | CAISO 1-in-10 | 19 | 1.2191 | 1.1592 | 1.2191 | 1.1592 | 0 | 47.888
| Low Income | Non-CARE | Monthly System Peak Day | January | CAISO 1-in-10 | 20 | 1.2495 | 1.186 | 1.2495 | 1.186 | 0 | 47.0043
| Low Income | Non-CARE | Monthly System Peak Day | January | CAISO 1-in-10 | 21 | 1.2257 | 1.1783 | 1.2257 | 1.1783 | 0 | 46.0474
| Low Income | Non-CARE | Monthly System Peak Day | January | CAISO 1-in-10 | 22 | 1.1654 | 1.1244 | 1.1654 | 1.1244 | 0 | 45.5214
| Low Income | Non-CARE | Monthly System Peak Day | January | CAISO 1-in-10 | 23 | 1.1037 | 1.079 | 1.1037 | 1.079 | 0 | 44.5888
| Low Income | Non-CARE | Monthly System Peak Day | January | CAISO 1-in-10 | 24 | 0.98398 | 0.96509 | 0.98398 | 0.96509 | 0 | 43.488
| Low Income | Non-CARE | Monthly System Peak Day | January | CAISO 1-in-2 | 1 | 0.8429 | 0.82211 | 0.8429 | 0.82211 | 0 | 48.8338
| Low Income | Non-CARE | Monthly System Peak Day | January | CAISO 1-in-2 | 2 | 0.76789 | 0.75189 | 0.76789 | 0.75189 | 0 | 47.9385
| Low Income | Non-CARE | Monthly System Peak Day | January | CAISO 1-in-2 | 3 | 0.71846 | 0.70129 | 0.71846 | 0.70129 | 0 | 46.9957
| Low Income | Non-CARE | Monthly System Peak Day | January | CAISO 1-in-2 | 4 | 0.68895 | 0.67228 | 0.68895 | 0.67228 | 0 | 46.2055
| Low Income | Non-CARE | Monthly System Peak Day | January | CAISO 1-in-2 | 5 | 0.6854 | 0.67096 | 0.6854 | 0.67096 | 0 | 45.5948
| Low Income | Non-CARE | Monthly System Peak Day | January | CAISO 1-in-2 | 6 | 0.71077 | 0.71 | 0.71077 | 0.71 | 0 | 45.297
| Low Income | Non-CARE | Monthly System Peak Day | January | CAISO 1-in-2 | 7 | 0.76821 | 0.8043 | 0.76821 | 0.8043 | 0 | 44.7194
| Low Income | Non-CARE | Monthly System Peak Day | January | CAISO 1-in-2 | 8 | 0.742 | 0.775 | 0.742 | 0.775 | 0 | 44.4611
| Low Income | Non-CARE | Monthly System Peak Day | January | CAISO 1-in-2 | 9 | 0.58999 | 0.57853 | 0.58999 | 0.57853 | 0 | 45.3059
| Low Income | Non-CARE | Monthly System Peak Day | January | CAISO 1-in-2 | 10 | 0.41025 | 0.40111 | 0.41025 | 0.40111 | 0 | 48.0065
| Low Income | Non-CARE | Monthly System Peak Day | January | CAISO 1-in-2 | 11 | 0.27621 | 0.27874 | 0.27621 | 0.27874 | 0 | 51.4084
| Low Income | Non-CARE | Monthly System Peak Day | January | CAISO 1-in-2 | 12 | 0.20664 | 0.20804 | 0.20664 | 0.20804 | 0 | 54.0486
| Low Income | Non-CARE | Monthly System Peak Day | January | CAISO 1-in-2 | 13 | 0.20097 | 0.18652 | 0.20097 | 0.18652 | 0 | 55.4915
| Low Income | Non-CARE | Monthly System Peak Day | January | CAISO 1-in-2 | 14 | 0.23484 | 0.21621 | 0.23484 | 0.21621 | 0 | 56.516
| Low Income | Non-CARE | Monthly System Peak Day | January | CAISO 1-in-2 | 15 | 0.31576 | 0.29963 | 0.31576 | 0.29963 | 0 | 57.41
| Low Income | Non-CARE | Monthly System Peak Day | January | CAISO 1-in-2 | 16 | 0.4633 | 0.45016 | 0.4633 | 0.45016 | 0 | 57.5354
| Low Income | Non-CARE | Monthly System Peak Day | January | CAISO 1-in-2 | 17 | 0.66734 | 0.66187 | 0.66734 | 0.66187 | 0 | 56.8808
| Low Income | Non-CARE | Monthly System Peak Day | January | CAISO 1-in-2 | 18 | 0.9472 | 0.92195 | 0.9472 | 0.92195 | 0 | 55.5797
| Low Income | Non-CARE | Monthly System Peak Day | January | CAISO 1-in-2 | 19 | 1.1354 | 1.0755 | 1.1354 | 1.0755 | 0 | 54.2823
| Low Income | Non-CARE | Monthly System Peak Day | January | CAISO 1-in-2 | 20 | 1.1852 | 1.1218 | 1.1852 | 1.1218 | 0 | 53.235
| Low Income | Non-CARE | Monthly System Peak Day | January | CAISO 1-in-2 | 21 | 1.1693 | 1.1218 | 1.1693 | 1.1218 | 0 | 52.0556
| Low Income | Non-CARE | Monthly System Peak Day | January | CAISO 1-in-2 | 22 | 1.1083 | 1.0673 | 1.1083 | 1.0673 | 0 | 51.0255
| Low Income | Non-CARE | Monthly System Peak Day | January | CAISO 1-in-2 | 23 | 1.0462 | 1.0215 | 1.0462 | 1.0215 | 0 | 50.0624
| Low Income | Non-CARE | Monthly System Peak Day | January | CAISO 1-in-2 | 24 | 0.9275 | 0.90861 | 0.9275 | 0.90861 | 0 | 49.2347
| Low Income | Non-CARE | Monthly System Peak Day | January | SCE 1-in-10 | 1 | 0.88352 | 0.86273 | 0.88352 | 0.86273 | 0 | 46.4012
| Low Income | Non-CARE | Monthly System Peak Day | January | SCE 1-in-10 | 2 | 0.80843 | 0.79243 | 0.80843 | 0.79243 | 0 | 46.014
| Low Income | Non-CARE | Monthly System Peak Day | January | SCE 1-in-10 | 3 | 0.75967 | 0.7425 | 0.75967 | 0.7425 | 0 | 45.2388
| Low Income | Non-CARE | Monthly System Peak Day | January | SCE 1-in-10 | 4 | 0.7318 | 0.71513 | 0.7318 | 0.71513 | 0 | 44.606
| Low Income | Non-CARE | Monthly System Peak Day | January | SCE 1-in-10 | 5 | 0.73168 | 0.71724 | 0.73168 | 0.71724 | 0 | 44.3297
| Low Income | Non-CARE | Monthly System Peak Day | January | SCE 1-in-10 | 6 | 0.76159 | 0.76081 | 0.76159 | 0.76081 | 0 | 43.9718
| Low Income | Non-CARE | Monthly System Peak Day | January | SCE 1-in-10 | 7 | 0.82197 | 0.85806 | 0.82197 | 0.85806 | 0 | 43.0546
| Low Income | Non-CARE | Monthly System Peak Day | January | SCE 1-in-10 | 8 | 0.79139 | 0.82438 | 0.79139 | 0.82438 | 0 | 42.4919
| Low Income | Non-CARE | Monthly System Peak Day | January | SCE 1-in-10 | 9 | 0.63053 | 0.61908 | 0.63053 | 0.61908 | 0 | 42.9875
| Low Income | Non-CARE | Monthly System Peak Day | January | SCE 1-in-10 | 10 | 0.44469 | 0.43554 | 0.44469 | 0.43554 | 0 | 45.149
| Low Income | Non-CARE | Monthly System Peak Day | January | SCE 1-in-10 | 11 | 0.31042 | 0.31295 | 0.31042 | 0.31295 | 0 | 47.4937
| Low Income | Non-CARE | Monthly System Peak Day | January | SCE 1-in-10 | 12 | 0.24428 | 0.24568 | 0.24428 | 0.24568 | 0 | 49.2495
| Low Income | Non-CARE | Monthly System Peak Day | January | SCE 1-in-10 | 13 | 0.23714 | 0.22269 | 0.23714 | 0.22269 | 0 | 49.7328
| Low Income | Non-CARE | Monthly System Peak Day | January | SCE 1-in-10 | 14 | 0.27476 | 0.25613 | 0.27476 | 0.25613 | 0 | 50.3029
| Low Income | Non-CARE | Monthly System Peak Day | January | SCE 1-in-10 | 15 | 0.36401 | 0.34788 | 0.36401 | 0.34788 | 0 | 50.8328
| Low Income | Non-CARE | Monthly System Peak Day | January | SCE 1-in-10 | 16 | 0.52057 | 0.50743 | 0.52057 | 0.50743 | 0 | 51.4989
| Low Income | Non-CARE | Monthly System Peak Day | January | SCE 1-in-10 | 17 | 0.73244 | 0.72697 | 0.73244 | 0.72697 | 0 | 51.3699
| Low Income | Non-CARE | Monthly System Peak Day | January | SCE 1-in-10 | 18 | 1.015 | 0.98972 | 1.015 | 0.98972 | 0 | 50.3577
| Low Income | Non-CARE | Monthly System Peak Day | January | SCE 1-in-10 | 19 | 1.2008 | 1.1409 | 1.2008 | 1.1409 | 0 | 48.9389
| Low Income | Non-CARE | Monthly System Peak Day | January | SCE 1-in-10 | 20 | 1.2366 | 1.1732 | 1.2366 | 1.1732 | 0 | 48.3903
| Low Income | Non-CARE | Monthly System Peak Day | January | SCE 1-in-10 | 21 | 1.2147 | 1.1672 | 1.2147 | 1.1672 | 0 | 47.707
| Low Income | Non-CARE | Monthly System Peak Day | January | SCE 1-in-10 | 22 | 1.1532 | 1.1122 | 1.1532 | 1.1122 | 0 | 47.1671
| Low Income | Non-CARE | Monthly System Peak Day | January | SCE 1-in-10 | 23 | 1.0913 | 1.0666 | 1.0913 | 1.0666 | 0 | 46.5954
| Low Income | Non-CARE | Monthly System Peak Day | January | SCE 1-in-10 | 24 | 0.97235 | 0.95347 | 0.97235 | 0.95347 | 0 | 46.0287
| Low Income | Non-CARE | Monthly System Peak Day | January | SCE 1-in-2 | 1 | 0.87189 | 0.8511 | 0.87189 | 0.8511 | 0 | 46.4898
| Low Income | Non-CARE | Monthly System Peak Day | January | SCE 1-in-2 | 2 | 0.79683 | 0.78082 | 0.79683 | 0.78082 | 0 | 45.5246
| Low Income | Non-CARE | Monthly System Peak Day | January | SCE 1-in-2 | 3 | 0.74788 | 0.7307 | 0.74788 | 0.7307 | 0 | 43.9192
| Low Income | Non-CARE | Monthly System Peak Day | January | SCE 1-in-2 | 4 | 0.71953 | 0.70286 | 0.71953 | 0.70286 | 0 | 43.0913
| Low Income | Non-CARE | Monthly System Peak Day | January | SCE 1-in-2 | 5 | 0.71844 | 0.70399 | 0.71844 | 0.70399 | 0 | 42.1623
| Low Income | Non-CARE | Monthly System Peak Day | January | SCE 1-in-2 | 6 | 0.74619 | 0.74541 | 0.74619 | 0.74541 | 0 | 41.7449
| Low Income | Non-CARE | Monthly System Peak Day | January | SCE 1-in-2 | 7 | 0.80658 | 0.84267 | 0.80658 | 0.84267 | 0 | 41.5737
| Low Income | Non-CARE | Monthly System Peak Day | January | SCE 1-in-2 | 8 | 0.77725 | 0.81025 | 0.77725 | 0.81025 | 0 | 41.8327
| Low Income | Non-CARE | Monthly System Peak Day | January | SCE 1-in-2 | 9 | 0.61893 | 0.60747 | 0.61893 | 0.60747 | 0 | 42.6036
| Low Income | Non-CARE | Monthly System Peak Day | January | SCE 1-in-2 | 10 | 0.43483 | 0.42569 | 0.43483 | 0.42569 | 0 | 45.3743
| Low Income | Non-CARE | Monthly System Peak Day | January | SCE 1-in-2 | 11 | 0.30063 | 0.30316 | 0.30063 | 0.30316 | 0 | 49.038
| Low Income | Non-CARE | Monthly System Peak Day | January | SCE 1-in-2 | 12 | 0.23351 | 0.2349 | 0.23351 | 0.2349 | 0 | 51.8627
| Low Income | Non-CARE | Monthly System Peak Day | January | SCE 1-in-2 | 13 | 0.22679 | 0.21233 | 0.22679 | 0.21233 | 0 | 53.44
| Low Income | Non-CARE | Monthly System Peak Day | January | SCE 1-in-2 | 14 | 0.26333 | 0.24471 | 0.26333 | 0.24471 | 0 | 53.3667
| Low Income | Non-CARE | Monthly System Peak Day | January | SCE 1-in-2 | 15 | 0.3502 | 0.33407 | 0.3502 | 0.33407 | 0 | 53.3091
| Low Income | Non-CARE | Monthly System Peak Day | January | SCE 1-in-2 | 16 | 0.50417 | 0.49103 | 0.50417 | 0.49103 | 0 | 54.5079
| Low Income | Non-CARE | Monthly System Peak Day | January | SCE 1-in-2 | 17 | 0.71376 | 0.70829 | 0.71376 | 0.70829 | 0 | 54.9897
| Low Income | Non-CARE | Monthly System Peak Day | January | SCE 1-in-2 | 18 | 0.99603 | 0.97077 | 0.99603 | 0.97077 | 0 | 54.0499
| Low Income | Non-CARE | Monthly System Peak Day | January | SCE 1-in-2 | 19 | 1.1827 | 1.1228 | 1.1827 | 1.1228 | 0 | 52.221
| Low Income | Non-CARE | Monthly System Peak Day | January | SCE 1-in-2 | 20 | 1.2211 | 1.1576 | 1.2211 | 1.1576 | 0 | 50.8608
| Low Income | Non-CARE | Monthly System Peak Day | January | SCE 1-in-2 | 21 | 1.2008 | 1.1534 | 1.2008 | 1.1534 | 0 | 49.9526
| Low Income | Non-CARE | Monthly System Peak Day | January | SCE 1-in-2 | 22 | 1.1404 | 1.0994 | 1.1404 | 1.0994 | 0 | 48.8816
| Low Income | Non-CARE | Monthly System Peak Day | January | SCE 1-in-2 | 23 | 1.0785 | 1.0538 | 1.0785 | 1.0538 | 0 | 47.5855
| Low Income | Non-CARE | Monthly System Peak Day | January | SCE 1-in-2 | 24 | 0.95924 | 0.94035 | 0.95924 | 0.94035 | 0 | 46.7817
| Low Income | Non-CARE | Monthly System Peak Day | July | CAISO 1-in-10 | 1 | 1.5413 | 1.5205 | 1.5413 | 1.5205 | 0 | 77.6789
| Low Income | Non-CARE | Monthly System Peak Day | July | CAISO 1-in-10 | 2 | 1.3293 | 1.3133 | 1.3293 | 1.3133 | 0 | 77.0472
| Low Income | Non-CARE | Monthly System Peak Day | July | CAISO 1-in-10 | 3 | 1.1507 | 1.1335 | 1.1507 | 1.1335 | 0 | 75.9684
| Low Income | Non-CARE | Monthly System Peak Day | July | CAISO 1-in-10 | 4 | 1.0123 | 0.99566 | 1.0123 | 0.99566 | 0 | 74.9006
| Low Income | Non-CARE | Monthly System Peak Day | July | CAISO 1-in-10 | 5 | 0.91979 | 0.90534 | 0.91979 | 0.90534 | 0 | 74.0854
| Low Income | Non-CARE | Monthly System Peak Day | July | CAISO 1-in-10 | 6 | 0.87219 | 0.87142 | 0.87219 | 0.87142 | 0 | 73.6151
| Low Income | Non-CARE | Monthly System Peak Day | July | CAISO 1-in-10 | 7 | 0.84332 | 0.8794 | 0.84332 | 0.8794 | 0 | 73.159
| Low Income | Non-CARE | Monthly System Peak Day | July | CAISO 1-in-10 | 8 | 0.83886 | 0.87186 | 0.83886 | 0.87186 | 0 | 73.3596
| Low Income | Non-CARE | Monthly System Peak Day | July | CAISO 1-in-10 | 9 | 0.80431 | 0.79285 | 0.80431 | 0.79285 | 0 | 75.82
| Low Income | Non-CARE | Monthly System Peak Day | July | CAISO 1-in-10 | 10 | 0.7197 | 0.71055 | 0.7197 | 0.71055 | 0 | 79.3779
| Low Income | Non-CARE | Monthly System Peak Day | July | CAISO 1-in-10 | 11 | 0.76505 | 0.76758 | 0.76505 | 0.76758 | 0 | 83.3267
| Low Income | Non-CARE | Monthly System Peak Day | July | CAISO 1-in-10 | 12 | 0.95611 | 0.9575 | 0.95611 | 0.9575 | 0 | 86.9364
| Low Income | Non-CARE | Monthly System Peak Day | July | CAISO 1-in-10 | 13 | 1.2505 | 1.236 | 1.2505 | 1.236 | 0 | 89.4702
| Low Income | Non-CARE | Monthly System Peak Day | July | CAISO 1-in-10 | 14 | 1.5779 | 1.5593 | 1.5779 | 1.5593 | 0 | 91.3163
| Low Income | Non-CARE | Monthly System Peak Day | July | CAISO 1-in-10 | 15 | 1.8918 | 1.8756 | 1.8918 | 1.8756 | 0 | 92.4776
| Low Income | Non-CARE | Monthly System Peak Day | July | CAISO 1-in-10 | 16 | 2.2284 | 2.2152 | 2.2284 | 2.2152 | 0 | 92.9263
| Low Income | Non-CARE | Monthly System Peak Day | July | CAISO 1-in-10 | 17 | 2.5059 | 2.5004 | 1.518 | 1.449 | 0.014785 | 92.1361
| Low Income | Non-CARE | Monthly System Peak Day | July | CAISO 1-in-10 | 18 | 2.7725 | 2.7472 | 2.1641 | 2.1155 | 0.058628 | 91.6509
| Low Income | Non-CARE | Monthly System Peak Day | July | CAISO 1-in-10 | 19 | 2.8699 | 2.81 | 2.5168 | 2.3809 | 0.031758 | 90.1204
| Low Income | Non-CARE | Monthly System Peak Day | July | CAISO 1-in-10 | 20 | 2.7268 | 2.6634 | 2.4689 | 2.3601 | 0.013817 | 87.6316
| Low Income | Non-CARE | Monthly System Peak Day | July | CAISO 1-in-10 | 21 | 2.5871 | 2.5397 | 2.3637 | 2.2709 | 0.019822 | 84.4035
| Low Income | Non-CARE | Monthly System Peak Day | July | CAISO 1-in-10 | 22 | 2.405 | 2.3639 | 2.8006 | 2.8505 | 0.026306 | 80.7948
| Low Income | Non-CARE | Monthly System Peak Day | July | CAISO 1-in-10 | 23 | 2.1463 | 2.1216 | 2.282 | 2.2992 | 0.0161 | 79.1228
| Low Income | Non-CARE | Monthly System Peak Day | July | CAISO 1-in-10 | 24 | 1.7933 | 1.7744 | 1.8766 | 1.8656 | 0.013629 | 77.7128
| Low Income | Non-CARE | Monthly System Peak Day | July | CAISO 1-in-2 | 1 | 1.3217 | 1.3009 | 1.3217 | 1.3009 | 0 | 73.7581
| Low Income | Non-CARE | Monthly System Peak Day | July | CAISO 1-in-2 | 2 | 1.1158 | 1.0998 | 1.1158 | 1.0998 | 0 | 72.7972
| Low Income | Non-CARE | Monthly System Peak Day | July | CAISO 1-in-2 | 3 | 0.97765 | 0.96048 | 0.97765 | 0.96048 | 0 | 72.0259
| Low Income | Non-CARE | Monthly System Peak Day | July | CAISO 1-in-2 | 4 | 0.87721 | 0.86054 | 0.87721 | 0.86054 | 0 | 71.3511
| Low Income | Non-CARE | Monthly System Peak Day | July | CAISO 1-in-2 | 5 | 0.80525 | 0.7908 | 0.80525 | 0.7908 | 0 | 70.6669
| Low Income | Non-CARE | Monthly System Peak Day | July | CAISO 1-in-2 | 6 | 0.76493 | 0.76416 | 0.76493 | 0.76416 | 0 | 70.0843
| Low Income | Non-CARE | Monthly System Peak Day | July | CAISO 1-in-2 | 7 | 0.74218 | 0.77826 | 0.74218 | 0.77826 | 0 | 69.6339
| Low Income | Non-CARE | Monthly System Peak Day | July | CAISO 1-in-2 | 8 | 0.72511 | 0.75811 | 0.72511 | 0.75811 | 0 | 69.8879
| Low Income | Non-CARE | Monthly System Peak Day | July | CAISO 1-in-2 | 9 | 0.69114 | 0.67968 | 0.69114 | 0.67968 | 0 | 72.634
| Low Income | Non-CARE | Monthly System Peak Day | July | CAISO 1-in-2 | 10 | 0.62777 | 0.61862 | 0.62777 | 0.61862 | 0 | 76.6557
| Low Income | Non-CARE | Monthly System Peak Day | July | CAISO 1-in-2 | 11 | 0.63574 | 0.63827 | 0.63574 | 0.63827 | 0 | 81.0847
| Low Income | Non-CARE | Monthly System Peak Day | July | CAISO 1-in-2 | 12 | 0.77174 | 0.77314 | 0.77174 | 0.77314 | 0 | 84.8621
| Low Income | Non-CARE | Monthly System Peak Day | July | CAISO 1-in-2 | 13 | 1.017 | 1.0026 | 1.017 | 1.0026 | 0 | 87.6062
| Low Income | Non-CARE | Monthly System Peak Day | July | CAISO 1-in-2 | 14 | 1.306 | 1.2874 | 1.306 | 1.2874 | 0 | 89.5017
| Low Income | Non-CARE | Monthly System Peak Day | July | CAISO 1-in-2 | 15 | 1.5971 | 1.581 | 1.5971 | 1.581 | 0 | 90.8073
| Low Income | Non-CARE | Monthly System Peak Day | July | CAISO 1-in-2 | 16 | 1.9216 | 1.9085 | 1.9216 | 1.9085 | 0 | 91.0655
| Low Income | Non-CARE | Monthly System Peak Day | July | CAISO 1-in-2 | 17 | 2.2028 | 2.1973 | 1.2369 | 1.1678 | 0.014741 | 91.114
| Low Income | Non-CARE | Monthly System Peak Day | July | CAISO 1-in-2 | 18 | 2.4677 | 2.4424 | 1.8928 | 1.8441 | 0.066785 | 90.0064
| Low Income | Non-CARE | Monthly System Peak Day | July | CAISO 1-in-2 | 19 | 2.5821 | 2.5221 | 2.2561 | 2.1202 | 0.037774 | 88.4566
| Low Income | Non-CARE | Monthly System Peak Day | July | CAISO 1-in-2 | 20 | 2.4782 | 2.4147 | 2.2382 | 2.1294 | 0.01663 | 85.9469
| Low Income | Non-CARE | Monthly System Peak Day | July | CAISO 1-in-2 | 21 | 2.3657 | 2.3183 | 2.1545 | 2.0618 | 0.022416 | 83.2602
| Low Income | Non-CARE | Monthly System Peak Day | July | CAISO 1-in-2 | 22 | 2.191 | 2.15 | 2.586 | 2.6359 | 0.026555 | 80.6826
| Low Income | Non-CARE | Monthly System Peak Day | July | CAISO 1-in-2 | 23 | 1.9587 | 1.9339 | 2.0888 | 2.106 | 0.016615 | 78.6482
| Low Income | Non-CARE | Monthly System Peak Day | July | CAISO 1-in-2 | 24 | 1.6533 | 1.6344 | 1.7317 | 1.7206 | 0.014111 | 77.0263
| Low Income | Non-CARE | Monthly System Peak Day | July | SCE 1-in-10 | 1 | 1.5112 | 1.4904 | 1.5112 | 1.4904 | 0 | 77.4195
| Low Income | Non-CARE | Monthly System Peak Day | July | SCE 1-in-10 | 2 | 1.208 | 1.192 | 1.208 | 1.192 | 0 | 75.3304
| Low Income | Non-CARE | Monthly System Peak Day | July | SCE 1-in-10 | 3 | 1.024 | 1.0068 | 1.024 | 1.0068 | 0 | 73.8018
| Low Income | Non-CARE | Monthly System Peak Day | July | SCE 1-in-10 | 4 | 0.92237 | 0.9057 | 0.92237 | 0.9057 | 0 | 72.9166
| Low Income | Non-CARE | Monthly System Peak Day | July | SCE 1-in-10 | 5 | 0.85422 | 0.83977 | 0.85422 | 0.83977 | 0 | 72.114
| Low Income | Non-CARE | Monthly System Peak Day | July | SCE 1-in-10 | 6 | 0.81749 | 0.81672 | 0.81749 | 0.81672 | 0 | 71.5608
| Low Income | Non-CARE | Monthly System Peak Day | July | SCE 1-in-10 | 7 | 0.78975 | 0.82584 | 0.78975 | 0.82584 | 0 | 71.202
| Low Income | Non-CARE | Monthly System Peak Day | July | SCE 1-in-10 | 8 | 0.78309 | 0.81609 | 0.78309 | 0.81609 | 0 | 71.9646
| Low Income | Non-CARE | Monthly System Peak Day | July | SCE 1-in-10 | 9 | 0.77362 | 0.76217 | 0.77362 | 0.76217 | 0 | 75.7247
| Low Income | Non-CARE | Monthly System Peak Day | July | SCE 1-in-10 | 10 | 0.84134 | 0.8322 | 0.84134 | 0.8322 | 0 | 81.1875
| Low Income | Non-CARE | Monthly System Peak Day | July | SCE 1-in-10 | 11 | 1.0579 | 1.0605 | 1.0579 | 1.0605 | 0 | 87.3261
| Low Income | Non-CARE | Monthly System Peak Day | July | SCE 1-in-10 | 12 | 1.3381 | 1.3395 | 1.3381 | 1.3395 | 0 | 92.2681
| Low Income | Non-CARE | Monthly System Peak Day | July | SCE 1-in-10 | 13 | 1.726 | 1.7115 | 1.726 | 1.7115 | 0 | 95.9955
| Low Income | Non-CARE | Monthly System Peak Day | July | SCE 1-in-10 | 14 | 2.1438 | 2.1251 | 2.1438 | 2.1251 | 0 | 99.1139
| Low Income | Non-CARE | Monthly System Peak Day | July | SCE 1-in-10 | 15 | 2.5247 | 2.5086 | 2.5247 | 2.5086 | 0 | 102.0574
| Low Income | Non-CARE | Monthly System Peak Day | July | SCE 1-in-10 | 16 | 2.9111 | 2.898 | 2.9111 | 2.898 | 0 | 103.4919
| Low Income | Non-CARE | Monthly System Peak Day | July | SCE 1-in-10 | 17 | 3.1867 | 3.1813 | 1.9476 | 1.8785 | 0.028241 | 103.8391
| Low Income | Non-CARE | Monthly System Peak Day | July | SCE 1-in-10 | 18 | 3.3847 | 3.3594 | 2.5427 | 2.4941 | 0.061586 | 103.1431
| Low Income | Non-CARE | Monthly System Peak Day | July | SCE 1-in-10 | 19 | 3.4287 | 3.3687 | 2.8853 | 2.7494 | 0.033676 | 101.7416
| Low Income | Non-CARE | Monthly System Peak Day | July | SCE 1-in-10 | 20 | 3.2888 | 3.2253 | 2.9052 | 2.7964 | 0.028122 | 99.357
| Low Income | Non-CARE | Monthly System Peak Day | July | SCE 1-in-10 | 21 | 3.1182 | 3.0708 | 2.7675 | 2.6747 | 0.020788 | 96.2921
| Low Income | Non-CARE | Monthly System Peak Day | July | SCE 1-in-10 | 22 | 2.8359 | 2.7949 | 3.2945 | 3.3444 | 0.044166 | 91.5816
| Low Income | Non-CARE | Monthly System Peak Day | July | SCE 1-in-10 | 23 | 2.5124 | 2.4876 | 2.7472 | 2.7644 | 0.025374 | 87.5091
| Low Income | Non-CARE | Monthly System Peak Day | July | SCE 1-in-10 | 24 | 2.1217 | 2.1028 | 2.2587 | 2.2477 | 0.021419 | 85.1692
| Low Income | Non-CARE | Monthly System Peak Day | July | SCE 1-in-2 | 1 | 1.2681 | 1.2473 | 1.2681 | 1.2473 | 0 | 72.7981
| Low Income | Non-CARE | Monthly System Peak Day | July | SCE 1-in-2 | 2 | 1.0701 | 1.0541 | 1.0701 | 1.0541 | 0 | 71.8647
| Low Income | Non-CARE | Monthly System Peak Day | July | SCE 1-in-2 | 3 | 0.92798 | 0.91081 | 0.92798 | 0.91081 | 0 | 70.8954
| Low Income | Non-CARE | Monthly System Peak Day | July | SCE 1-in-2 | 4 | 0.8322 | 0.81553 | 0.8322 | 0.81553 | 0 | 70.168
| Low Income | Non-CARE | Monthly System Peak Day | July | SCE 1-in-2 | 5 | 0.77346 | 0.75901 | 0.77346 | 0.75901 | 0 | 69.6974
| Low Income | Non-CARE | Monthly System Peak Day | July | SCE 1-in-2 | 6 | 0.74 | 0.73922 | 0.74 | 0.73922 | 0 | 69.2405
| Low Income | Non-CARE | Monthly System Peak Day | July | SCE 1-in-2 | 7 | 0.72033 | 0.75642 | 0.72033 | 0.75642 | 0 | 68.7081
| Low Income | Non-CARE | Monthly System Peak Day | July | SCE 1-in-2 | 8 | 0.70167 | 0.73467 | 0.70167 | 0.73467 | 0 | 69.1623
| Low Income | Non-CARE | Monthly System Peak Day | July | SCE 1-in-2 | 9 | 0.6715 | 0.66005 | 0.6715 | 0.66005 | 0 | 72.0546
| Low Income | Non-CARE | Monthly System Peak Day | July | SCE 1-in-2 | 10 | 0.60478 | 0.59564 | 0.60478 | 0.59564 | 0 | 75.9922
| Low Income | Non-CARE | Monthly System Peak Day | July | SCE 1-in-2 | 11 | 0.60977 | 0.6123 | 0.60977 | 0.6123 | 0 | 80.0544
| Low Income | Non-CARE | Monthly System Peak Day | July | SCE 1-in-2 | 12 | 0.73435 | 0.73574 | 0.73435 | 0.73574 | 0 | 83.7901
| Low Income | Non-CARE | Monthly System Peak Day | July | SCE 1-in-2 | 13 | 0.96048 | 0.94603 | 0.96048 | 0.94603 | 0 | 86.8131
| Low Income | Non-CARE | Monthly System Peak Day | July | SCE 1-in-2 | 14 | 1.2389 | 1.2202 | 1.2389 | 1.2202 | 0 | 88.4752
| Low Income | Non-CARE | Monthly System Peak Day | July | SCE 1-in-2 | 15 | 1.5214 | 1.5052 | 1.5214 | 1.5052 | 0 | 90.2264
| Low Income | Non-CARE | Monthly System Peak Day | July | SCE 1-in-2 | 16 | 1.844 | 1.8309 | 1.844 | 1.8309 | 0 | 90.8884
| Low Income | Non-CARE | Monthly System Peak Day | July | SCE 1-in-2 | 17 | 2.1284 | 2.1229 | 1.1481 | 1.0791 | 0.014739 | 91.7815
| Low Income | Non-CARE | Monthly System Peak Day | July | SCE 1-in-2 | 18 | 2.3828 | 2.3575 | 1.7858 | 1.7372 | 0.061285 | 91.0903
| Low Income | Non-CARE | Monthly System Peak Day | July | SCE 1-in-2 | 19 | 2.5012 | 2.4412 | 2.1647 | 2.0288 | 0.035386 | 89.0998
| Low Income | Non-CARE | Monthly System Peak Day | July | SCE 1-in-2 | 20 | 2.4188 | 2.3554 | 2.1711 | 2.0623 | 0.015303 | 86.6765
| Low Income | Non-CARE | Monthly System Peak Day | July | SCE 1-in-2 | 21 | 2.3121 | 2.2646 | 2.0984 | 2.0057 | 0.021889 | 83.4877
| Low Income | Non-CARE | Monthly System Peak Day | July | SCE 1-in-2 | 22 | 2.1382 | 2.0972 | 2.5278 | 2.5777 | 0.028885 | 79.7553
| Low Income | Non-CARE | Monthly System Peak Day | July | SCE 1-in-2 | 23 | 1.9166 | 1.8919 | 2.0297 | 2.047 | 0.018767 | 77.2139
| Low Income | Non-CARE | Monthly System Peak Day | July | SCE 1-in-2 | 24 | 1.6103 | 1.5915 | 1.6772 | 1.6662 | 0.015981 | 75.4297
| Low Income | Non-CARE | Monthly System Peak Day | June | CAISO 1-in-10 | 1 | 1.4054 | 1.3847 | 1.4054 | 1.3847 | 0 | 75.3688
| Low Income | Non-CARE | Monthly System Peak Day | June | CAISO 1-in-10 | 2 | 1.158 | 1.142 | 1.158 | 1.142 | 0 | 73.8954
| Low Income | Non-CARE | Monthly System Peak Day | June | CAISO 1-in-10 | 3 | 0.99564 | 0.97847 | 0.99564 | 0.97847 | 0 | 72.6976
| Low Income | Non-CARE | Monthly System Peak Day | June | CAISO 1-in-10 | 4 | 0.8946 | 0.87793 | 0.8946 | 0.87793 | 0 | 71.94
| Low Income | Non-CARE | Monthly System Peak Day | June | CAISO 1-in-10 | 5 | 0.81501 | 0.80056 | 0.81501 | 0.80056 | 0 | 70.9083
| Low Income | Non-CARE | Monthly System Peak Day | June | CAISO 1-in-10 | 6 | 0.77469 | 0.77392 | 0.77469 | 0.77392 | 0 | 70.2114
| Low Income | Non-CARE | Monthly System Peak Day | June | CAISO 1-in-10 | 7 | 0.74538 | 0.78147 | 0.74538 | 0.78147 | 0 | 69.591
| Low Income | Non-CARE | Monthly System Peak Day | June | CAISO 1-in-10 | 8 | 0.74979 | 0.78279 | 0.74979 | 0.78279 | 0 | 70.6977
| Low Income | Non-CARE | Monthly System Peak Day | June | CAISO 1-in-10 | 9 | 0.76459 | 0.75313 | 0.76459 | 0.75313 | 0 | 74.8896
| Low Income | Non-CARE | Monthly System Peak Day | June | CAISO 1-in-10 | 10 | 0.76202 | 0.75288 | 0.76202 | 0.75288 | 0 | 80.9758
| Low Income | Non-CARE | Monthly System Peak Day | June | CAISO 1-in-10 | 11 | 0.7644 | 0.76693 | 0.7644 | 0.76693 | 0 | 86.1165
| Low Income | Non-CARE | Monthly System Peak Day | June | CAISO 1-in-10 | 12 | 0.95544 | 0.95683 | 0.95544 | 0.95683 | 0 | 90.1433
| Low Income | Non-CARE | Monthly System Peak Day | June | CAISO 1-in-10 | 13 | 1.2934 | 1.279 | 1.2934 | 1.279 | 0 | 91.6924
| Low Income | Non-CARE | Monthly System Peak Day | June | CAISO 1-in-10 | 14 | 1.642 | 1.6233 | 1.642 | 1.6233 | 0 | 93.2673
| Low Income | Non-CARE | Monthly System Peak Day | June | CAISO 1-in-10 | 15 | 1.9675 | 1.9514 | 1.9675 | 1.9514 | 0 | 95.0117
| Low Income | Non-CARE | Monthly System Peak Day | June | CAISO 1-in-10 | 16 | 2.3174 | 2.3042 | 2.3174 | 2.3042 | 0 | 96.5625
| Low Income | Non-CARE | Monthly System Peak Day | June | CAISO 1-in-10 | 17 | 2.5951 | 2.5896 | 1.5058 | 1.4367 | 0.018095 | 96.8613
| Low Income | Non-CARE | Monthly System Peak Day | June | CAISO 1-in-10 | 18 | 2.8242 | 2.7989 | 2.1174 | 2.0688 | 0.04457 | 96.493
| Low Income | Non-CARE | Monthly System Peak Day | June | CAISO 1-in-10 | 19 | 2.9089 | 2.849 | 2.4781 | 2.3423 | 0.020393 | 94.8631
| Low Income | Non-CARE | Monthly System Peak Day | June | CAISO 1-in-10 | 20 | 2.7967 | 2.7332 | 2.5078 | 2.399 | 0.012021 | 90.5132
| Low Income | Non-CARE | Monthly System Peak Day | June | CAISO 1-in-10 | 21 | 2.6516 | 2.6042 | 2.4074 | 2.3146 | 0.015888 | 86.3448
| Low Income | Non-CARE | Monthly System Peak Day | June | CAISO 1-in-10 | 22 | 2.4526 | 2.4116 | 2.8585 | 2.9084 | 0.023605 | 82.542
| Low Income | Non-CARE | Monthly System Peak Day | June | CAISO 1-in-10 | 23 | 2.1929 | 2.1682 | 2.327 | 2.3443 | 0.016235 | 78.9875
| Low Income | Non-CARE | Monthly System Peak Day | June | CAISO 1-in-10 | 24 | 1.8213 | 1.8025 | 1.8969 | 1.8858 | 0.014481 | 76.6342
| Low Income | Non-CARE | Monthly System Peak Day | June | CAISO 1-in-2 | 1 | 0.96548 | 0.94469 | 0.96548 | 0.94469 | 0 | 65.9666
| Low Income | Non-CARE | Monthly System Peak Day | June | CAISO 1-in-2 | 2 | 0.82345 | 0.80744 | 0.82345 | 0.80744 | 0 | 65.0883
| Low Income | Non-CARE | Monthly System Peak Day | June | CAISO 1-in-2 | 3 | 0.72853 | 0.71136 | 0.72853 | 0.71136 | 0 | 64.3334
| Low Income | Non-CARE | Monthly System Peak Day | June | CAISO 1-in-2 | 4 | 0.66762 | 0.65096 | 0.66762 | 0.65096 | 0 | 63.3311
| Low Income | Non-CARE | Monthly System Peak Day | June | CAISO 1-in-2 | 5 | 0.6277 | 0.61326 | 0.6277 | 0.61326 | 0 | 62.413
| Low Income | Non-CARE | Monthly System Peak Day | June | CAISO 1-in-2 | 6 | 0.61748 | 0.61671 | 0.61748 | 0.61671 | 0 | 61.5447
| Low Income | Non-CARE | Monthly System Peak Day | June | CAISO 1-in-2 | 7 | 0.62091 | 0.657 | 0.62091 | 0.657 | 0 | 60.9833
| Low Income | Non-CARE | Monthly System Peak Day | June | CAISO 1-in-2 | 8 | 0.58768 | 0.62068 | 0.58768 | 0.62068 | 0 | 61.6748
| Low Income | Non-CARE | Monthly System Peak Day | June | CAISO 1-in-2 | 9 | 0.47789 | 0.46643 | 0.47789 | 0.46643 | 0 | 64.6035
| Low Income | Non-CARE | Monthly System Peak Day | June | CAISO 1-in-2 | 10 | 0.3736 | 0.36446 | 0.3736 | 0.36446 | 0 | 68.2045
| Low Income | Non-CARE | Monthly System Peak Day | June | CAISO 1-in-2 | 11 | 0.32513 | 0.32766 | 0.32513 | 0.32766 | 0 | 71.6949
| Low Income | Non-CARE | Monthly System Peak Day | June | CAISO 1-in-2 | 12 | 0.32354 | 0.32494 | 0.32354 | 0.32494 | 0 | 75.3704
| Low Income | Non-CARE | Monthly System Peak Day | June | CAISO 1-in-2 | 13 | 0.40619 | 0.39173 | 0.40619 | 0.39173 | 0 | 78.6956
| Low Income | Non-CARE | Monthly System Peak Day | June | CAISO 1-in-2 | 14 | 0.54788 | 0.52926 | 0.54788 | 0.52926 | 0 | 81.4685
| Low Income | Non-CARE | Monthly System Peak Day | June | CAISO 1-in-2 | 15 | 0.73946 | 0.72334 | 0.73946 | 0.72334 | 0 | 83.9178
| Low Income | Non-CARE | Monthly System Peak Day | June | CAISO 1-in-2 | 16 | 0.99933 | 0.98619 | 0.99933 | 0.98619 | 0 | 84.9558
| Low Income | Non-CARE | Monthly System Peak Day | June | CAISO 1-in-2 | 17 | 1.2551 | 1.2496 | 0.42102 | 0.35194 | 0.019394 | 84.9762
| Low Income | Non-CARE | Monthly System Peak Day | June | CAISO 1-in-2 | 18 | 1.5092 | 1.484 | 1.0503 | 1.0017 | 0.10046 | 84.3022
| Low Income | Non-CARE | Monthly System Peak Day | June | CAISO 1-in-2 | 19 | 1.6762 | 1.6162 | 1.4429 | 1.307 | 0.060581 | 82.7926
| Low Income | Non-CARE | Monthly System Peak Day | June | CAISO 1-in-2 | 20 | 1.7119 | 1.6484 | 1.5336 | 1.4249 | 0.029934 | 80.1839
| Low Income | Non-CARE | Monthly System Peak Day | June | CAISO 1-in-2 | 21 | 1.67 | 1.6225 | 1.5333 | 1.4405 | 0.039983 | 76.2993
| Low Income | Non-CARE | Monthly System Peak Day | June | CAISO 1-in-2 | 22 | 1.551 | 1.51 | 1.8956 | 1.9455 | 0.057749 | 72.0491
| Low Income | Non-CARE | Monthly System Peak Day | June | CAISO 1-in-2 | 23 | 1.4123 | 1.3876 | 1.4324 | 1.4496 | 0.010024 | 69.3379
| Low Income | Non-CARE | Monthly System Peak Day | June | CAISO 1-in-2 | 24 | 1.1972 | 1.1783 | 1.2086 | 1.1976 | 0.0057274 | 67.7353
| Low Income | Non-CARE | Monthly System Peak Day | June | SCE 1-in-10 | 1 | 1.4705 | 1.4498 | 1.4705 | 1.4498 | 0 | 76.473
| Low Income | Non-CARE | Monthly System Peak Day | June | SCE 1-in-10 | 2 | 1.2131 | 1.1971 | 1.2131 | 1.1971 | 0 | 74.8804
| Low Income | Non-CARE | Monthly System Peak Day | June | SCE 1-in-10 | 3 | 1.0314 | 1.0143 | 1.0314 | 1.0143 | 0 | 73.4145
| Low Income | Non-CARE | Monthly System Peak Day | June | SCE 1-in-10 | 4 | 0.91766 | 0.90099 | 0.91766 | 0.90099 | 0 | 72.5114
| Low Income | Non-CARE | Monthly System Peak Day | June | SCE 1-in-10 | 5 | 0.82914 | 0.81469 | 0.82914 | 0.81469 | 0 | 71.3709
| Low Income | Non-CARE | Monthly System Peak Day | June | SCE 1-in-10 | 6 | 0.77948 | 0.77871 | 0.77948 | 0.77871 | 0 | 70.4302
| Low Income | Non-CARE | Monthly System Peak Day | June | SCE 1-in-10 | 7 | 0.74623 | 0.78231 | 0.74623 | 0.78231 | 0 | 69.645
| Low Income | Non-CARE | Monthly System Peak Day | June | SCE 1-in-10 | 8 | 0.75397 | 0.78697 | 0.75397 | 0.78697 | 0 | 70.8267
| Low Income | Non-CARE | Monthly System Peak Day | June | SCE 1-in-10 | 9 | 0.76699 | 0.75553 | 0.76699 | 0.75553 | 0 | 74.8647
| Low Income | Non-CARE | Monthly System Peak Day | June | SCE 1-in-10 | 10 | 0.74518 | 0.73603 | 0.74518 | 0.73603 | 0 | 80.7102
| Low Income | Non-CARE | Monthly System Peak Day | June | SCE 1-in-10 | 11 | 0.72094 | 0.72347 | 0.72094 | 0.72347 | 0 | 85.85
| Low Income | Non-CARE | Monthly System Peak Day | June | SCE 1-in-10 | 12 | 0.9014 | 0.90279 | 0.9014 | 0.90279 | 0 | 89.5938
| Low Income | Non-CARE | Monthly System Peak Day | June | SCE 1-in-10 | 13 | 1.2279 | 1.2134 | 1.2279 | 1.2134 | 0 | 91.0001
| Low Income | Non-CARE | Monthly System Peak Day | June | SCE 1-in-10 | 14 | 1.5654 | 1.5467 | 1.5654 | 1.5467 | 0 | 92.4568
| Low Income | Non-CARE | Monthly System Peak Day | June | SCE 1-in-10 | 15 | 1.8834 | 1.8672 | 1.8834 | 1.8672 | 0 | 93.7233
| Low Income | Non-CARE | Monthly System Peak Day | June | SCE 1-in-10 | 16 | 2.2272 | 2.2141 | 2.2272 | 2.2141 | 0 | 95.2283
| Low Income | Non-CARE | Monthly System Peak Day | June | SCE 1-in-10 | 17 | 2.5074 | 2.5019 | 1.4389 | 1.3699 | 0.017065 | 95.8891
| Low Income | Non-CARE | Monthly System Peak Day | June | SCE 1-in-10 | 18 | 2.7417 | 2.7165 | 2.057 | 2.0083 | 0.045919 | 95.4101
| Low Income | Non-CARE | Monthly System Peak Day | June | SCE 1-in-10 | 19 | 2.8357 | 2.7758 | 2.4307 | 2.2948 | 0.022675 | 93.2889
| Low Income | Non-CARE | Monthly System Peak Day | June | SCE 1-in-10 | 20 | 2.7217 | 2.6582 | 2.4517 | 2.3429 | 0.012567 | 88.7482
| Low Income | Non-CARE | Monthly System Peak Day | June | SCE 1-in-10 | 21 | 2.5783 | 2.5309 | 2.3563 | 2.2635 | 0.020111 | 84.2729
| Low Income | Non-CARE | Monthly System Peak Day | June | SCE 1-in-10 | 22 | 2.3978 | 2.3567 | 2.7904 | 2.8403 | 0.027513 | 80.278
| Low Income | Non-CARE | Monthly System Peak Day | June | SCE 1-in-10 | 23 | 2.1501 | 2.1254 | 2.2571 | 2.2743 | 0.019729 | 76.6927
| Low Income | Non-CARE | Monthly System Peak Day | June | SCE 1-in-10 | 24 | 1.7718 | 1.753 | 1.831 | 1.82 | 0.017679 | 74.3627
| Low Income | Non-CARE | Monthly System Peak Day | June | SCE 1-in-2 | 1 | 1.0258 | 1.005 | 1.0258 | 1.005 | 0 | 67.1543
| Low Income | Non-CARE | Monthly System Peak Day | June | SCE 1-in-2 | 2 | 0.86527 | 0.84926 | 0.86527 | 0.84926 | 0 | 66.0972
| Low Income | Non-CARE | Monthly System Peak Day | June | SCE 1-in-2 | 3 | 0.76187 | 0.7447 | 0.76187 | 0.7447 | 0 | 65.2111
| Low Income | Non-CARE | Monthly System Peak Day | June | SCE 1-in-2 | 4 | 0.6878 | 0.67113 | 0.6878 | 0.67113 | 0 | 64.3273
| Low Income | Non-CARE | Monthly System Peak Day | June | SCE 1-in-2 | 5 | 0.64193 | 0.62748 | 0.64193 | 0.62748 | 0 | 63.629
| Low Income | Non-CARE | Monthly System Peak Day | June | SCE 1-in-2 | 6 | 0.62474 | 0.62397 | 0.62474 | 0.62397 | 0 | 62.7133
| Low Income | Non-CARE | Monthly System Peak Day | June | SCE 1-in-2 | 7 | 0.62517 | 0.66126 | 0.62517 | 0.66126 | 0 | 62.12
| Low Income | Non-CARE | Monthly System Peak Day | June | SCE 1-in-2 | 8 | 0.60089 | 0.63389 | 0.60089 | 0.63389 | 0 | 63.0897
| Low Income | Non-CARE | Monthly System Peak Day | June | SCE 1-in-2 | 9 | 0.51815 | 0.50669 | 0.51815 | 0.50669 | 0 | 66.1659
| Low Income | Non-CARE | Monthly System Peak Day | June | SCE 1-in-2 | 10 | 0.42257 | 0.41342 | 0.42257 | 0.41342 | 0 | 70.635
| Low Income | Non-CARE | Monthly System Peak Day | June | SCE 1-in-2 | 11 | 0.31127 | 0.3138 | 0.31127 | 0.3138 | 0 | 74.5551
| Low Income | Non-CARE | Monthly System Peak Day | June | SCE 1-in-2 | 12 | 0.31702 | 0.31841 | 0.31702 | 0.31841 | 0 | 78.0144
| Low Income | Non-CARE | Monthly System Peak Day | June | SCE 1-in-2 | 13 | 0.44383 | 0.42938 | 0.44383 | 0.42938 | 0 | 79.6964
| Low Income | Non-CARE | Monthly System Peak Day | June | SCE 1-in-2 | 14 | 0.60734 | 0.58872 | 0.60734 | 0.58872 | 0 | 81.2332
| Low Income | Non-CARE | Monthly System Peak Day | June | SCE 1-in-2 | 15 | 0.80642 | 0.79029 | 0.80642 | 0.79029 | 0 | 83.1758
| Low Income | Non-CARE | Monthly System Peak Day | June | SCE 1-in-2 | 16 | 1.0726 | 1.0595 | 1.0726 | 1.0595 | 0 | 84.4117
| Low Income | Non-CARE | Monthly System Peak Day | June | SCE 1-in-2 | 17 | 1.3376 | 1.3321 | 0.50585 | 0.43678 | 0.019534 | 84.8664
| Low Income | Non-CARE | Monthly System Peak Day | June | SCE 1-in-2 | 18 | 1.6019 | 1.5766 | 1.1503 | 1.1017 | 0.10275 | 83.9404
| Low Income | Non-CARE | Monthly System Peak Day | June | SCE 1-in-2 | 19 | 1.7708 | 1.7108 | 1.5563 | 1.4204 | 0.065404 | 81.647
| Low Income | Non-CARE | Monthly System Peak Day | June | SCE 1-in-2 | 20 | 1.7722 | 1.7087 | 1.6079 | 1.4991 | 0.033275 | 78.8745
| Low Income | Non-CARE | Monthly System Peak Day | June | SCE 1-in-2 | 21 | 1.7226 | 1.6751 | 1.5922 | 1.4994 | 0.041527 | 75.7138
| Low Income | Non-CARE | Monthly System Peak Day | June | SCE 1-in-2 | 22 | 1.6073 | 1.5663 | 1.956 | 2.0059 | 0.054818 | 72.744
| Low Income | Non-CARE | Monthly System Peak Day | June | SCE 1-in-2 | 23 | 1.4595 | 1.4348 | 1.4992 | 1.5164 | 0.033443 | 71.0015
| Low Income | Non-CARE | Monthly System Peak Day | June | SCE 1-in-2 | 24 | 1.235 | 1.2161 | 1.2586 | 1.2476 | 0.01182 | 69.4266
| Low Income | Non-CARE | Monthly System Peak Day | March | CAISO 1-in-10 | 1 | 0.94637 | 0.92558 | 0.94637 | 0.92558 | 0 | 66.0264
| Low Income | Non-CARE | Monthly System Peak Day | March | CAISO 1-in-10 | 2 | 0.79553 | 0.77952 | 0.79553 | 0.77952 | 0 | 64.0713
| Low Income | Non-CARE | Monthly System Peak Day | March | CAISO 1-in-10 | 3 | 0.69247 | 0.6753 | 0.69247 | 0.6753 | 0 | 62.4935
| Low Income | Non-CARE | Monthly System Peak Day | March | CAISO 1-in-10 | 4 | 0.64303 | 0.62637 | 0.64303 | 0.62637 | 0 | 61.4497
| Low Income | Non-CARE | Monthly System Peak Day | March | CAISO 1-in-10 | 5 | 0.61845 | 0.604 | 0.61845 | 0.604 | 0 | 60.6145
| Low Income | Non-CARE | Monthly System Peak Day | March | CAISO 1-in-10 | 6 | 0.60827 | 0.6075 | 0.60827 | 0.6075 | 0 | 59.6939
| Low Income | Non-CARE | Monthly System Peak Day | March | CAISO 1-in-10 | 7 | 0.62034 | 0.65643 | 0.62034 | 0.65643 | 0 | 59.4639
| Low Income | Non-CARE | Monthly System Peak Day | March | CAISO 1-in-10 | 8 | 0.58963 | 0.62263 | 0.58963 | 0.62263 | 0 | 59.033
| Low Income | Non-CARE | Monthly System Peak Day | March | CAISO 1-in-10 | 9 | 0.47071 | 0.45926 | 0.47071 | 0.45926 | 0 | 60.5202
| Low Income | Non-CARE | Monthly System Peak Day | March | CAISO 1-in-10 | 10 | 0.3255 | 0.31636 | 0.3255 | 0.31636 | 0 | 65.5254
| Low Income | Non-CARE | Monthly System Peak Day | March | CAISO 1-in-10 | 11 | 0.26525 | 0.26779 | 0.26525 | 0.26779 | 0 | 71.162
| Low Income | Non-CARE | Monthly System Peak Day | March | CAISO 1-in-10 | 12 | 0.21134 | 0.21274 | 0.21134 | 0.21274 | 0 | 76.6247
| Low Income | Non-CARE | Monthly System Peak Day | March | CAISO 1-in-10 | 13 | 0.26969 | 0.25524 | 0.26969 | 0.25524 | 0 | 81.6664
| Low Income | Non-CARE | Monthly System Peak Day | March | CAISO 1-in-10 | 14 | 0.43352 | 0.41489 | 0.43352 | 0.41489 | 0 | 84.0629
| Low Income | Non-CARE | Monthly System Peak Day | March | CAISO 1-in-10 | 15 | 0.65302 | 0.6369 | 0.65302 | 0.6369 | 0 | 84.7172
| Low Income | Non-CARE | Monthly System Peak Day | March | CAISO 1-in-10 | 16 | 0.93886 | 0.92572 | 0.93886 | 0.92572 | 0 | 85.4829
| Low Income | Non-CARE | Monthly System Peak Day | March | CAISO 1-in-10 | 17 | 1.2228 | 1.2173 | 0.36043 | 0.29136 | 0.017835 | 86.291
| Low Income | Non-CARE | Monthly System Peak Day | March | CAISO 1-in-10 | 18 | 1.4798 | 1.4546 | 0.98281 | 0.93417 | 0.088798 | 86.1763
| Low Income | Non-CARE | Monthly System Peak Day | March | CAISO 1-in-10 | 19 | 1.6437 | 1.5838 | 1.3777 | 1.2419 | 0.052281 | 84.7926
| Low Income | Non-CARE | Monthly System Peak Day | March | CAISO 1-in-10 | 20 | 1.6855 | 1.6221 | 1.4845 | 1.3757 | 0.02466 | 82.3148
| Low Income | Non-CARE | Monthly System Peak Day | March | CAISO 1-in-10 | 21 | 1.6471 | 1.5997 | 1.4876 | 1.3948 | 0.034407 | 78.4359
| Low Income | Non-CARE | Monthly System Peak Day | March | CAISO 1-in-10 | 22 | 1.5139 | 1.4729 | 1.879 | 1.9289 | 0.043346 | 75.5628
| Low Income | Non-CARE | Monthly System Peak Day | March | CAISO 1-in-10 | 23 | 1.3745 | 1.3498 | 1.4356 | 1.4528 | 0.028671 | 72.8113
| Low Income | Non-CARE | Monthly System Peak Day | March | CAISO 1-in-10 | 24 | 1.1794 | 1.1605 | 1.2061 | 1.195 | 0.013335 | 69.8472
| Low Income | Non-CARE | Monthly System Peak Day | March | CAISO 1-in-2 | 1 | 0.7561 | 0.73531 | 0.7561 | 0.73531 | 0 | 57.7282
| Low Income | Non-CARE | Monthly System Peak Day | March | CAISO 1-in-2 | 2 | 0.67789 | 0.66188 | 0.67789 | 0.66188 | 0 | 56.4697
| Low Income | Non-CARE | Monthly System Peak Day | March | CAISO 1-in-2 | 3 | 0.62394 | 0.60677 | 0.62394 | 0.60677 | 0 | 55.0532
| Low Income | Non-CARE | Monthly System Peak Day | March | CAISO 1-in-2 | 4 | 0.58848 | 0.57181 | 0.58848 | 0.57181 | 0 | 53.9036
| Low Income | Non-CARE | Monthly System Peak Day | March | CAISO 1-in-2 | 5 | 0.57517 | 0.56072 | 0.57517 | 0.56072 | 0 | 53.1645
| Low Income | Non-CARE | Monthly System Peak Day | March | CAISO 1-in-2 | 6 | 0.58997 | 0.58919 | 0.58997 | 0.58919 | 0 | 52.1943
| Low Income | Non-CARE | Monthly System Peak Day | March | CAISO 1-in-2 | 7 | 0.63161 | 0.66769 | 0.63161 | 0.66769 | 0 | 51.7315
| Low Income | Non-CARE | Monthly System Peak Day | March | CAISO 1-in-2 | 8 | 0.60806 | 0.64105 | 0.60806 | 0.64105 | 0 | 51.0999
| Low Income | Non-CARE | Monthly System Peak Day | March | CAISO 1-in-2 | 9 | 0.47699 | 0.46553 | 0.47699 | 0.46553 | 0 | 51.4338
| Low Income | Non-CARE | Monthly System Peak Day | March | CAISO 1-in-2 | 10 | 0.31207 | 0.30293 | 0.31207 | 0.30293 | 0 | 54.5871
| Low Income | Non-CARE | Monthly System Peak Day | March | CAISO 1-in-2 | 11 | 0.17753 | 0.18006 | 0.17753 | 0.18006 | 0 | 59.3611
| Low Income | Non-CARE | Monthly System Peak Day | March | CAISO 1-in-2 | 12 | 0.098287 | 0.099683 | 0.098287 | 0.099683 | 0 | 63.8044
| Low Income | Non-CARE | Monthly System Peak Day | March | CAISO 1-in-2 | 13 | 0.07816 | 0.063707 | 0.07816 | 0.063707 | 0 | 66.8649
| Low Income | Non-CARE | Monthly System Peak Day | March | CAISO 1-in-2 | 14 | 0.10126 | 0.082638 | 0.10126 | 0.082638 | 0 | 68.4247
| Low Income | Non-CARE | Monthly System Peak Day | March | CAISO 1-in-2 | 15 | 0.17491 | 0.15879 | 0.17491 | 0.15879 | 0 | 69.5836
| Low Income | Non-CARE | Monthly System Peak Day | March | CAISO 1-in-2 | 16 | 0.32006 | 0.30692 | 0.32006 | 0.30692 | 0 | 70.5509
| Low Income | Non-CARE | Monthly System Peak Day | March | CAISO 1-in-2 | 17 | 0.51032 | 0.50485 | 0.51032 | 0.50485 | 0 | 70.9254
| Low Income | Non-CARE | Monthly System Peak Day | March | CAISO 1-in-2 | 18 | 0.75757 | 0.73232 | 0.75757 | 0.73232 | 0 | 70.3978
| Low Income | Non-CARE | Monthly System Peak Day | March | CAISO 1-in-2 | 19 | 0.96158 | 0.90162 | 0.96158 | 0.90162 | 0 | 68.7896
| Low Income | Non-CARE | Monthly System Peak Day | March | CAISO 1-in-2 | 20 | 1.0669 | 1.0035 | 1.0451 | 0.9816 | 0.010931 | 65.7099
| Low Income | Non-CARE | Monthly System Peak Day | March | CAISO 1-in-2 | 21 | 1.071 | 1.0236 | 1.071 | 0.99374 | 0 | 62.7777
| Low Income | Non-CARE | Monthly System Peak Day | March | CAISO 1-in-2 | 22 | 1.0131 | 0.97208 | 1.0671 | 1.0261 | 0.02702 | 60.9963
| Low Income | Non-CARE | Monthly System Peak Day | March | CAISO 1-in-2 | 23 | 0.94899 | 0.92427 | 0.94899 | 0.92427 | 0 | 59.4823
| Low Income | Non-CARE | Monthly System Peak Day | March | CAISO 1-in-2 | 24 | 0.8313 | 0.81241 | 0.8313 | 0.81241 | 0 | 58.0347
| Low Income | Non-CARE | Monthly System Peak Day | March | SCE 1-in-10 | 1 | 0.99349 | 0.97271 | 0.99349 | 0.97271 | 0 | 67.3105
| Low Income | Non-CARE | Monthly System Peak Day | March | SCE 1-in-10 | 2 | 0.8309 | 0.8149 | 0.8309 | 0.8149 | 0 | 65.6349
| Low Income | Non-CARE | Monthly System Peak Day | March | SCE 1-in-10 | 3 | 0.71467 | 0.6975 | 0.71467 | 0.6975 | 0 | 64.1128
| Low Income | Non-CARE | Monthly System Peak Day | March | SCE 1-in-10 | 4 | 0.65473 | 0.63806 | 0.65473 | 0.63806 | 0 | 62.8645
| Low Income | Non-CARE | Monthly System Peak Day | March | SCE 1-in-10 | 5 | 0.6254 | 0.61095 | 0.6254 | 0.61095 | 0 | 61.8724
| Low Income | Non-CARE | Monthly System Peak Day | March | SCE 1-in-10 | 6 | 0.61522 | 0.61444 | 0.61522 | 0.61444 | 0 | 61.0774
| Low Income | Non-CARE | Monthly System Peak Day | March | SCE 1-in-10 | 7 | 0.62708 | 0.66316 | 0.62708 | 0.66316 | 0 | 60.8148
| Low Income | Non-CARE | Monthly System Peak Day | March | SCE 1-in-10 | 8 | 0.59637 | 0.62937 | 0.59637 | 0.62937 | 0 | 60.4561
| Low Income | Non-CARE | Monthly System Peak Day | March | SCE 1-in-10 | 9 | 0.47803 | 0.46658 | 0.47803 | 0.46658 | 0 | 61.851
| Low Income | Non-CARE | Monthly System Peak Day | March | SCE 1-in-10 | 10 | 0.33399 | 0.32484 | 0.33399 | 0.32484 | 0 | 66.7342
| Low Income | Non-CARE | Monthly System Peak Day | March | SCE 1-in-10 | 11 | 0.25038 | 0.25291 | 0.25038 | 0.25291 | 0 | 72.0543
| Low Income | Non-CARE | Monthly System Peak Day | March | SCE 1-in-10 | 12 | 0.20634 | 0.20774 | 0.20634 | 0.20774 | 0 | 76.8912
| Low Income | Non-CARE | Monthly System Peak Day | March | SCE 1-in-10 | 13 | 0.27924 | 0.26479 | 0.27924 | 0.26479 | 0 | 80.8019
| Low Income | Non-CARE | Monthly System Peak Day | March | SCE 1-in-10 | 14 | 0.43769 | 0.41906 | 0.43769 | 0.41906 | 0 | 83.0147
| Low Income | Non-CARE | Monthly System Peak Day | March | SCE 1-in-10 | 15 | 0.65054 | 0.63441 | 0.65054 | 0.63441 | 0 | 84.936
| Low Income | Non-CARE | Monthly System Peak Day | March | SCE 1-in-10 | 16 | 0.93527 | 0.92213 | 0.93527 | 0.92213 | 0 | 85.6031
| Low Income | Non-CARE | Monthly System Peak Day | March | SCE 1-in-10 | 17 | 1.214 | 1.2085 | 0.37068 | 0.30161 | 0.01886 | 85.4058
| Low Income | Non-CARE | Monthly System Peak Day | March | SCE 1-in-10 | 18 | 1.4819 | 1.4567 | 1.0243 | 0.97566 | 0.10086 | 84.2388
| Low Income | Non-CARE | Monthly System Peak Day | March | SCE 1-in-10 | 19 | 1.6495 | 1.5896 | 1.4134 | 1.2775 | 0.059841 | 82.9694
| Low Income | Non-CARE | Monthly System Peak Day | March | SCE 1-in-10 | 20 | 1.6744 | 1.611 | 1.4931 | 1.3843 | 0.029209 | 80.4715
| Low Income | Non-CARE | Monthly System Peak Day | March | SCE 1-in-10 | 21 | 1.6322 | 1.5847 | 1.4934 | 1.4006 | 0.039465 | 76.4963
| Low Income | Non-CARE | Monthly System Peak Day | March | SCE 1-in-10 | 22 | 1.5161 | 1.4751 | 1.8671 | 1.917 | 0.05314 | 73.1454
| Low Income | Non-CARE | Monthly System Peak Day | March | SCE 1-in-10 | 23 | 1.3812 | 1.3565 | 1.4164 | 1.4336 | 0.034475 | 70.6204
| Low Income | Non-CARE | Monthly System Peak Day | March | SCE 1-in-10 | 24 | 1.1693 | 1.1505 | 1.1835 | 1.1724 | 0.0070747 | 68.1093
| Low Income | Non-CARE | Monthly System Peak Day | March | SCE 1-in-2 | 1 | 0.75602 | 0.73523 | 0.75602 | 0.73523 | 0 | 57.3802
| Low Income | Non-CARE | Monthly System Peak Day | March | SCE 1-in-2 | 2 | 0.67778 | 0.66177 | 0.67778 | 0.66177 | 0 | 56.1038
| Low Income | Non-CARE | Monthly System Peak Day | March | SCE 1-in-2 | 3 | 0.62381 | 0.60664 | 0.62381 | 0.60664 | 0 | 54.5487
| Low Income | Non-CARE | Monthly System Peak Day | March | SCE 1-in-2 | 4 | 0.58835 | 0.57168 | 0.58835 | 0.57168 | 0 | 53.7241
| Low Income | Non-CARE | Monthly System Peak Day | March | SCE 1-in-2 | 5 | 0.57507 | 0.56063 | 0.57507 | 0.56063 | 0 | 52.8554
| Low Income | Non-CARE | Monthly System Peak Day | March | SCE 1-in-2 | 6 | 0.58989 | 0.58912 | 0.58989 | 0.58912 | 0 | 52.1265
| Low Income | Non-CARE | Monthly System Peak Day | March | SCE 1-in-2 | 7 | 0.63154 | 0.66762 | 0.63154 | 0.66762 | 0 | 51.55
| Low Income | Non-CARE | Monthly System Peak Day | March | SCE 1-in-2 | 8 | 0.60789 | 0.64088 | 0.60789 | 0.64088 | 0 | 51.1363
| Low Income | Non-CARE | Monthly System Peak Day | March | SCE 1-in-2 | 9 | 0.47681 | 0.46535 | 0.47681 | 0.46535 | 0 | 51.7075
| Low Income | Non-CARE | Monthly System Peak Day | March | SCE 1-in-2 | 10 | 0.31203 | 0.30289 | 0.31203 | 0.30289 | 0 | 54.9646
| Low Income | Non-CARE | Monthly System Peak Day | March | SCE 1-in-2 | 11 | 0.17731 | 0.17985 | 0.17731 | 0.17985 | 0 | 59.7562
| Low Income | Non-CARE | Monthly System Peak Day | March | SCE 1-in-2 | 12 | 0.093561 | 0.094957 | 0.093561 | 0.094957 | 0 | 64.2053
| Low Income | Non-CARE | Monthly System Peak Day | March | SCE 1-in-2 | 13 | 0.077292 | 0.062838 | 0.077292 | 0.062838 | 0 | 67.0476
| Low Income | Non-CARE | Monthly System Peak Day | March | SCE 1-in-2 | 14 | 0.10057 | 0.081945 | 0.10057 | 0.081945 | 0 | 68.5767
| Low Income | Non-CARE | Monthly System Peak Day | March | SCE 1-in-2 | 15 | 0.17424 | 0.15812 | 0.17424 | 0.15812 | 0 | 69.6722
| Low Income | Non-CARE | Monthly System Peak Day | March | SCE 1-in-2 | 16 | 0.3187 | 0.30556 | 0.3187 | 0.30556 | 0 | 70.4956
| Low Income | Non-CARE | Monthly System Peak Day | March | SCE 1-in-2 | 17 | 0.50791 | 0.50244 | 0.50791 | 0.50244 | 0 | 70.5961
| Low Income | Non-CARE | Monthly System Peak Day | March | SCE 1-in-2 | 18 | 0.75785 | 0.7326 | 0.75785 | 0.7326 | 0 | 70.1132
| Low Income | Non-CARE | Monthly System Peak Day | March | SCE 1-in-2 | 19 | 0.96191 | 0.90195 | 0.96191 | 0.90195 | 0 | 68.6091
| Low Income | Non-CARE | Monthly System Peak Day | March | SCE 1-in-2 | 20 | 1.0664 | 1.003 | 1.0456 | 0.98209 | 0.010443 | 65.8543
| Low Income | Non-CARE | Monthly System Peak Day | March | SCE 1-in-2 | 21 | 1.0703 | 1.0229 | 1.0703 | 0.9945 | 0 | 63.0013
| Low Income | Non-CARE | Monthly System Peak Day | March | SCE 1-in-2 | 22 | 1.0127 | 0.97168 | 1.0656 | 1.0245 | 0.026424 | 61.1136
| Low Income | Non-CARE | Monthly System Peak Day | March | SCE 1-in-2 | 23 | 0.94865 | 0.92394 | 0.94865 | 0.92394 | 0 | 59.5614
| Low Income | Non-CARE | Monthly System Peak Day | March | SCE 1-in-2 | 24 | 0.83105 | 0.81216 | 0.83105 | 0.81216 | 0 | 58.2268
| Low Income | Non-CARE | Monthly System Peak Day | May | CAISO 1-in-10 | 1 | 1.358 | 1.3372 | 1.358 | 1.3372 | 0 | 74.4512
| Low Income | Non-CARE | Monthly System Peak Day | May | CAISO 1-in-10 | 2 | 1.1118 | 1.0958 | 1.1118 | 1.0958 | 0 | 72.8967
| Low Income | Non-CARE | Monthly System Peak Day | May | CAISO 1-in-10 | 3 | 0.93112 | 0.91395 | 0.93112 | 0.91395 | 0 | 71.2261
| Low Income | Non-CARE | Monthly System Peak Day | May | CAISO 1-in-10 | 4 | 0.81411 | 0.79744 | 0.81411 | 0.79744 | 0 | 69.8494
| Low Income | Non-CARE | Monthly System Peak Day | May | CAISO 1-in-10 | 5 | 0.74912 | 0.73467 | 0.74912 | 0.73467 | 0 | 68.9431
| Low Income | Non-CARE | Monthly System Peak Day | May | CAISO 1-in-10 | 6 | 0.70866 | 0.70789 | 0.70866 | 0.70789 | 0 | 67.8375
| Low Income | Non-CARE | Monthly System Peak Day | May | CAISO 1-in-10 | 7 | 0.69437 | 0.73046 | 0.69437 | 0.73046 | 0 | 67.4581
| Low Income | Non-CARE | Monthly System Peak Day | May | CAISO 1-in-10 | 8 | 0.67481 | 0.70781 | 0.67481 | 0.70781 | 0 | 68.0341
| Low Income | Non-CARE | Monthly System Peak Day | May | CAISO 1-in-10 | 9 | 0.67611 | 0.66465 | 0.67611 | 0.66465 | 0 | 72.4802
| Low Income | Non-CARE | Monthly System Peak Day | May | CAISO 1-in-10 | 10 | 0.70573 | 0.69659 | 0.70573 | 0.69659 | 0 | 79.1405
| Low Income | Non-CARE | Monthly System Peak Day | May | CAISO 1-in-10 | 11 | 0.69518 | 0.69771 | 0.69518 | 0.69771 | 0 | 85.2473
| Low Income | Non-CARE | Monthly System Peak Day | May | CAISO 1-in-10 | 12 | 0.86217 | 0.86357 | 0.86217 | 0.86357 | 0 | 89.158
| Low Income | Non-CARE | Monthly System Peak Day | May | CAISO 1-in-10 | 13 | 1.1616 | 1.1471 | 1.1616 | 1.1471 | 0 | 92.039
| Low Income | Non-CARE | Monthly System Peak Day | May | CAISO 1-in-10 | 14 | 1.5005 | 1.4819 | 1.5005 | 1.4819 | 0 | 93.5939
| Low Income | Non-CARE | Monthly System Peak Day | May | CAISO 1-in-10 | 15 | 1.8233 | 1.8071 | 1.8233 | 1.8071 | 0 | 94.9998
| Low Income | Non-CARE | Monthly System Peak Day | May | CAISO 1-in-10 | 16 | 2.1686 | 2.1554 | 2.1686 | 2.1554 | 0 | 95.3106
| Low Income | Non-CARE | Monthly System Peak Day | May | CAISO 1-in-10 | 17 | 2.4473 | 2.4418 | 1.3974 | 1.3283 | 0.01628 | 95.0262
| Low Income | Non-CARE | Monthly System Peak Day | May | CAISO 1-in-10 | 18 | 2.6893 | 2.6641 | 2.0302 | 1.9816 | 0.048967 | 94.1488
| Low Income | Non-CARE | Monthly System Peak Day | May | CAISO 1-in-10 | 19 | 2.7811 | 2.7211 | 2.3784 | 2.2425 | 0.022973 | 93.1476
| Low Income | Non-CARE | Monthly System Peak Day | May | CAISO 1-in-10 | 20 | 2.682 | 2.6185 | 2.393 | 2.2843 | 0.012023 | 90.5218
| Low Income | Non-CARE | Monthly System Peak Day | May | CAISO 1-in-10 | 21 | 2.5508 | 2.5034 | 2.3042 | 2.2114 | 0.01549 | 86.5682
| Low Income | Non-CARE | Monthly System Peak Day | May | CAISO 1-in-10 | 22 | 2.3507 | 2.3097 | 2.7576 | 2.8075 | 0.023471 | 82.7165
| Low Income | Non-CARE | Monthly System Peak Day | May | CAISO 1-in-10 | 23 | 2.0976 | 2.0729 | 2.2452 | 2.2624 | 0.0154 | 80.127
| Low Income | Non-CARE | Monthly System Peak Day | May | CAISO 1-in-10 | 24 | 1.7602 | 1.7413 | 1.841 | 1.8299 | 0.013846 | 77.3651
| Low Income | Non-CARE | Monthly System Peak Day | May | CAISO 1-in-2 | 1 | 0.97754 | 0.95676 | 0.97754 | 0.95676 | 0 | 66.557
| Low Income | Non-CARE | Monthly System Peak Day | May | CAISO 1-in-2 | 2 | 0.82834 | 0.81233 | 0.82834 | 0.81233 | 0 | 65.1041
| Low Income | Non-CARE | Monthly System Peak Day | May | CAISO 1-in-2 | 3 | 0.71549 | 0.69832 | 0.71549 | 0.69832 | 0 | 63.6556
| Low Income | Non-CARE | Monthly System Peak Day | May | CAISO 1-in-2 | 4 | 0.64895 | 0.63228 | 0.64895 | 0.63228 | 0 | 62.2232
| Low Income | Non-CARE | Monthly System Peak Day | May | CAISO 1-in-2 | 5 | 0.61187 | 0.59742 | 0.61187 | 0.59742 | 0 | 60.9381
| Low Income | Non-CARE | Monthly System Peak Day | May | CAISO 1-in-2 | 6 | 0.60441 | 0.60364 | 0.60441 | 0.60364 | 0 | 60.2552
| Low Income | Non-CARE | Monthly System Peak Day | May | CAISO 1-in-2 | 7 | 0.60869 | 0.64478 | 0.60869 | 0.64478 | 0 | 60.0078
| Low Income | Non-CARE | Monthly System Peak Day | May | CAISO 1-in-2 | 8 | 0.57248 | 0.60547 | 0.57248 | 0.60547 | 0 | 60.3925
| Low Income | Non-CARE | Monthly System Peak Day | May | CAISO 1-in-2 | 9 | 0.4649 | 0.45344 | 0.4649 | 0.45344 | 0 | 62.9523
| Low Income | Non-CARE | Monthly System Peak Day | May | CAISO 1-in-2 | 10 | 0.34915 | 0.34001 | 0.34915 | 0.34001 | 0 | 67.777
| Low Income | Non-CARE | Monthly System Peak Day | May | CAISO 1-in-2 | 11 | 0.23572 | 0.23825 | 0.23572 | 0.23825 | 0 | 73.2575
| Low Income | Non-CARE | Monthly System Peak Day | May | CAISO 1-in-2 | 12 | 0.18911 | 0.19051 | 0.18911 | 0.19051 | 0 | 77.9204
| Low Income | Non-CARE | Monthly System Peak Day | May | CAISO 1-in-2 | 13 | 0.28033 | 0.26588 | 0.28033 | 0.26588 | 0 | 81.0835
| Low Income | Non-CARE | Monthly System Peak Day | May | CAISO 1-in-2 | 14 | 0.43704 | 0.41842 | 0.43704 | 0.41842 | 0 | 83.0434
| Low Income | Non-CARE | Monthly System Peak Day | May | CAISO 1-in-2 | 15 | 0.64075 | 0.62462 | 0.64075 | 0.62462 | 0 | 84.2489
| Low Income | Non-CARE | Monthly System Peak Day | May | CAISO 1-in-2 | 16 | 0.91073 | 0.89759 | 0.91073 | 0.89759 | 0 | 85.1392
| Low Income | Non-CARE | Monthly System Peak Day | May | CAISO 1-in-2 | 17 | 1.1761 | 1.1706 | 0.34317 | 0.2741 | 0.019464 | 84.9207
| Low Income | Non-CARE | Monthly System Peak Day | May | CAISO 1-in-2 | 18 | 1.4367 | 1.4115 | 0.99274 | 0.94409 | 0.10512 | 83.5693
| Low Income | Non-CARE | Monthly System Peak Day | May | CAISO 1-in-2 | 19 | 1.6143 | 1.5544 | 1.4083 | 1.2725 | 0.067614 | 81.1252
| Low Income | Non-CARE | Monthly System Peak Day | May | CAISO 1-in-2 | 20 | 1.6376 | 1.5742 | 1.4812 | 1.3724 | 0.035168 | 78.142
| Low Income | Non-CARE | Monthly System Peak Day | May | CAISO 1-in-2 | 21 | 1.5938 | 1.5464 | 1.4832 | 1.3904 | 0.046418 | 73.8704
| Low Income | Non-CARE | Monthly System Peak Day | May | CAISO 1-in-2 | 22 | 1.4961 | 1.4551 | 1.8309 | 1.8808 | 0.064947 | 70.3693
| Low Income | Non-CARE | Monthly System Peak Day | May | CAISO 1-in-2 | 23 | 1.3668 | 1.3421 | 1.3773 | 1.3945 | 0.0052638 | 68.5326
| Low Income | Non-CARE | Monthly System Peak Day | May | CAISO 1-in-2 | 24 | 1.1502 | 1.1313 | 1.1515 | 1.1404 | 0.00063578 | 66.3219
| Low Income | Non-CARE | Monthly System Peak Day | May | SCE 1-in-10 | 1 | 1.358 | 1.3372 | 1.358 | 1.3372 | 0 | 74.4512
| Low Income | Non-CARE | Monthly System Peak Day | May | SCE 1-in-10 | 2 | 1.1118 | 1.0958 | 1.1118 | 1.0958 | 0 | 72.8967
| Low Income | Non-CARE | Monthly System Peak Day | May | SCE 1-in-10 | 3 | 0.93112 | 0.91395 | 0.93112 | 0.91395 | 0 | 71.2261
| Low Income | Non-CARE | Monthly System Peak Day | May | SCE 1-in-10 | 4 | 0.81411 | 0.79744 | 0.81411 | 0.79744 | 0 | 69.8494
| Low Income | Non-CARE | Monthly System Peak Day | May | SCE 1-in-10 | 5 | 0.74912 | 0.73467 | 0.74912 | 0.73467 | 0 | 68.9431
| Low Income | Non-CARE | Monthly System Peak Day | May | SCE 1-in-10 | 6 | 0.70866 | 0.70789 | 0.70866 | 0.70789 | 0 | 67.8375
| Low Income | Non-CARE | Monthly System Peak Day | May | SCE 1-in-10 | 7 | 0.69437 | 0.73046 | 0.69437 | 0.73046 | 0 | 67.4581
| Low Income | Non-CARE | Monthly System Peak Day | May | SCE 1-in-10 | 8 | 0.67481 | 0.70781 | 0.67481 | 0.70781 | 0 | 68.0341
| Low Income | Non-CARE | Monthly System Peak Day | May | SCE 1-in-10 | 9 | 0.67611 | 0.66465 | 0.67611 | 0.66465 | 0 | 72.4802
| Low Income | Non-CARE | Monthly System Peak Day | May | SCE 1-in-10 | 10 | 0.70573 | 0.69659 | 0.70573 | 0.69659 | 0 | 79.1405
| Low Income | Non-CARE | Monthly System Peak Day | May | SCE 1-in-10 | 11 | 0.69518 | 0.69771 | 0.69518 | 0.69771 | 0 | 85.2473
| Low Income | Non-CARE | Monthly System Peak Day | May | SCE 1-in-10 | 12 | 0.86217 | 0.86357 | 0.86217 | 0.86357 | 0 | 89.158
| Low Income | Non-CARE | Monthly System Peak Day | May | SCE 1-in-10 | 13 | 1.1616 | 1.1471 | 1.1616 | 1.1471 | 0 | 92.039
| Low Income | Non-CARE | Monthly System Peak Day | May | SCE 1-in-10 | 14 | 1.5005 | 1.4819 | 1.5005 | 1.4819 | 0 | 93.5939
| Low Income | Non-CARE | Monthly System Peak Day | May | SCE 1-in-10 | 15 | 1.8233 | 1.8071 | 1.8233 | 1.8071 | 0 | 94.9998
| Low Income | Non-CARE | Monthly System Peak Day | May | SCE 1-in-10 | 16 | 2.1686 | 2.1554 | 2.1686 | 2.1554 | 0 | 95.3106
| Low Income | Non-CARE | Monthly System Peak Day | May | SCE 1-in-10 | 17 | 2.4473 | 2.4418 | 1.3974 | 1.3283 | 0.01628 | 95.0262
| Low Income | Non-CARE | Monthly System Peak Day | May | SCE 1-in-10 | 18 | 2.6893 | 2.6641 | 2.0302 | 1.9816 | 0.048967 | 94.1488
| Low Income | Non-CARE | Monthly System Peak Day | May | SCE 1-in-10 | 19 | 2.7811 | 2.7211 | 2.3784 | 2.2425 | 0.022973 | 93.1476
| Low Income | Non-CARE | Monthly System Peak Day | May | SCE 1-in-10 | 20 | 2.682 | 2.6185 | 2.393 | 2.2843 | 0.012023 | 90.5218
| Low Income | Non-CARE | Monthly System Peak Day | May | SCE 1-in-10 | 21 | 2.5508 | 2.5034 | 2.3042 | 2.2114 | 0.01549 | 86.5682
| Low Income | Non-CARE | Monthly System Peak Day | May | SCE 1-in-10 | 22 | 2.3507 | 2.3097 | 2.7576 | 2.8075 | 0.023471 | 82.7165
| Low Income | Non-CARE | Monthly System Peak Day | May | SCE 1-in-10 | 23 | 2.0976 | 2.0729 | 2.2452 | 2.2624 | 0.0154 | 80.127
| Low Income | Non-CARE | Monthly System Peak Day | May | SCE 1-in-10 | 24 | 1.7602 | 1.7413 | 1.841 | 1.8299 | 0.013846 | 77.3651
| Low Income | Non-CARE | Monthly System Peak Day | May | SCE 1-in-2 | 1 | 0.91152 | 0.89073 | 0.91152 | 0.89073 | 0 | 65.6967
| Low Income | Non-CARE | Monthly System Peak Day | May | SCE 1-in-2 | 2 | 0.78121 | 0.76521 | 0.78121 | 0.76521 | 0 | 64.27
| Low Income | Non-CARE | Monthly System Peak Day | May | SCE 1-in-2 | 3 | 0.69692 | 0.67975 | 0.69692 | 0.67975 | 0 | 63.1266
| Low Income | Non-CARE | Monthly System Peak Day | May | SCE 1-in-2 | 4 | 0.64497 | 0.6283 | 0.64497 | 0.6283 | 0 | 62.21
| Low Income | Non-CARE | Monthly System Peak Day | May | SCE 1-in-2 | 5 | 0.61491 | 0.60046 | 0.61491 | 0.60046 | 0 | 61.2339
| Low Income | Non-CARE | Monthly System Peak Day | May | SCE 1-in-2 | 6 | 0.60424 | 0.60347 | 0.60424 | 0.60347 | 0 | 60.2125
| Low Income | Non-CARE | Monthly System Peak Day | May | SCE 1-in-2 | 7 | 0.60472 | 0.64081 | 0.60472 | 0.64081 | 0 | 59.5892
| Low Income | Non-CARE | Monthly System Peak Day | May | SCE 1-in-2 | 8 | 0.57169 | 0.60468 | 0.57169 | 0.60468 | 0 | 60.3159
| Low Income | Non-CARE | Monthly System Peak Day | May | SCE 1-in-2 | 9 | 0.44721 | 0.43575 | 0.44721 | 0.43575 | 0 | 63.6966
| Low Income | Non-CARE | Monthly System Peak Day | May | SCE 1-in-2 | 10 | 0.34201 | 0.33287 | 0.34201 | 0.33287 | 0 | 68.4917
| Low Income | Non-CARE | Monthly System Peak Day | May | SCE 1-in-2 | 11 | 0.20737 | 0.2099 | 0.20737 | 0.2099 | 0 | 73.6853
| Low Income | Non-CARE | Monthly System Peak Day | May | SCE 1-in-2 | 12 | 0.1604 | 0.16179 | 0.1604 | 0.16179 | 0 | 78.0358
| Low Income | Non-CARE | Monthly System Peak Day | May | SCE 1-in-2 | 13 | 0.24806 | 0.2336 | 0.24806 | 0.2336 | 0 | 81.0582
| Low Income | Non-CARE | Monthly System Peak Day | May | SCE 1-in-2 | 14 | 0.40563 | 0.38701 | 0.40563 | 0.38701 | 0 | 83.4667
| Low Income | Non-CARE | Monthly System Peak Day | May | SCE 1-in-2 | 15 | 0.62119 | 0.60506 | 0.62119 | 0.60506 | 0 | 84.3313
| Low Income | Non-CARE | Monthly System Peak Day | May | SCE 1-in-2 | 16 | 0.90601 | 0.89287 | 0.90601 | 0.89287 | 0 | 85.1417
| Low Income | Non-CARE | Monthly System Peak Day | May | SCE 1-in-2 | 17 | 1.1888 | 1.1834 | 0.3447 | 0.27563 | 0.018815 | 85.4434
| Low Income | Non-CARE | Monthly System Peak Day | May | SCE 1-in-2 | 18 | 1.4551 | 1.4298 | 0.9902 | 0.94155 | 0.098606 | 84.596
| Low Income | Non-CARE | Monthly System Peak Day | May | SCE 1-in-2 | 19 | 1.6276 | 1.5676 | 1.3973 | 1.2615 | 0.061356 | 82.6078
| Low Income | Non-CARE | Monthly System Peak Day | May | SCE 1-in-2 | 20 | 1.6509 | 1.5875 | 1.4762 | 1.3674 | 0.030766 | 79.8555
| Low Income | Non-CARE | Monthly System Peak Day | May | SCE 1-in-2 | 21 | 1.609 | 1.5615 | 1.477 | 1.3842 | 0.041133 | 75.8632
| Low Income | Non-CARE | Monthly System Peak Day | May | SCE 1-in-2 | 22 | 1.4996 | 1.4586 | 1.845 | 1.8949 | 0.05718 | 72.1835
| Low Income | Non-CARE | Monthly System Peak Day | May | SCE 1-in-2 | 23 | 1.367 | 1.3422 | 1.3958 | 1.413 | 0.014406 | 70.0794
| Low Income | Non-CARE | Monthly System Peak Day | May | SCE 1-in-2 | 24 | 1.1592 | 1.1403 | 1.1764 | 1.1653 | 0.0085976 | 68.5321
| Low Income | Non-CARE | Monthly System Peak Day | November | CAISO 1-in-10 | 1 | 1.1523 | 1.1315 | 1.1523 | 1.1315 | 0 | 70.2827
| Low Income | Non-CARE | Monthly System Peak Day | November | CAISO 1-in-10 | 2 | 0.95404 | 0.93803 | 0.95404 | 0.93803 | 0 | 68.7588
| Low Income | Non-CARE | Monthly System Peak Day | November | CAISO 1-in-10 | 3 | 0.84792 | 0.83075 | 0.84792 | 0.83075 | 0 | 67.9983
| Low Income | Non-CARE | Monthly System Peak Day | November | CAISO 1-in-10 | 4 | 0.74425 | 0.72758 | 0.74425 | 0.72758 | 0 | 66.4465
| Low Income | Non-CARE | Monthly System Peak Day | November | CAISO 1-in-10 | 5 | 0.69422 | 0.67977 | 0.69422 | 0.67977 | 0 | 65.6647
| Low Income | Non-CARE | Monthly System Peak Day | November | CAISO 1-in-10 | 6 | 0.67017 | 0.6694 | 0.67017 | 0.6694 | 0 | 64.9547
| Low Income | Non-CARE | Monthly System Peak Day | November | CAISO 1-in-10 | 7 | 0.66505 | 0.70114 | 0.66505 | 0.70114 | 0 | 64.6998
| Low Income | Non-CARE | Monthly System Peak Day | November | CAISO 1-in-10 | 8 | 0.65387 | 0.68686 | 0.65387 | 0.68686 | 0 | 65.2566
| Low Income | Non-CARE | Monthly System Peak Day | November | CAISO 1-in-10 | 9 | 0.56471 | 0.55326 | 0.56471 | 0.55326 | 0 | 66.9316
| Low Income | Non-CARE | Monthly System Peak Day | November | CAISO 1-in-10 | 10 | 0.48638 | 0.47724 | 0.48638 | 0.47724 | 0 | 71.4478
| Low Income | Non-CARE | Monthly System Peak Day | November | CAISO 1-in-10 | 11 | 0.43924 | 0.44177 | 0.43924 | 0.44177 | 0 | 78.6069
| Low Income | Non-CARE | Monthly System Peak Day | November | CAISO 1-in-10 | 12 | 0.46092 | 0.46232 | 0.46092 | 0.46232 | 0 | 84.54
| Low Income | Non-CARE | Monthly System Peak Day | November | CAISO 1-in-10 | 13 | 0.6518 | 0.63735 | 0.6518 | 0.63735 | 0 | 87.9563
| Low Income | Non-CARE | Monthly System Peak Day | November | CAISO 1-in-10 | 14 | 0.90461 | 0.88599 | 0.90461 | 0.88599 | 0 | 89.7632
| Low Income | Non-CARE | Monthly System Peak Day | November | CAISO 1-in-10 | 15 | 1.1762 | 1.16 | 1.1762 | 1.16 | 0 | 90.4247
| Low Income | Non-CARE | Monthly System Peak Day | November | CAISO 1-in-10 | 16 | 1.4889 | 1.4758 | 1.4889 | 1.4758 | 0 | 90.5166
| Low Income | Non-CARE | Monthly System Peak Day | November | CAISO 1-in-10 | 17 | 1.7642 | 1.7587 | 0.82601 | 0.75694 | 0.015066 | 89.8233
| Low Income | Non-CARE | Monthly System Peak Day | November | CAISO 1-in-10 | 18 | 2.0212 | 1.996 | 1.4861 | 1.4374 | 0.077618 | 88.0531
| Low Income | Non-CARE | Monthly System Peak Day | November | CAISO 1-in-10 | 19 | 2.1684 | 2.1084 | 1.8988 | 1.7629 | 0.051385 | 85.0114
| Low Income | Non-CARE | Monthly System Peak Day | November | CAISO 1-in-10 | 20 | 2.1092 | 2.0457 | 1.9197 | 1.8109 | 0.027296 | 81.2373
| Low Income | Non-CARE | Monthly System Peak Day | November | CAISO 1-in-10 | 21 | 2.0228 | 1.9754 | 1.869 | 1.7762 | 0.035789 | 77.9025
| Low Income | Non-CARE | Monthly System Peak Day | November | CAISO 1-in-10 | 22 | 1.8929 | 1.8519 | 2.2559 | 2.3058 | 0.044804 | 75.1924
| Low Income | Non-CARE | Monthly System Peak Day | November | CAISO 1-in-10 | 23 | 1.7081 | 1.6834 | 1.7718 | 1.789 | 0.028112 | 73.03
| Low Income | Non-CARE | Monthly System Peak Day | November | CAISO 1-in-10 | 24 | 1.428 | 1.4091 | 1.4641 | 1.453 | 0.024059 | 71.1562
| Low Income | Non-CARE | Monthly System Peak Day | November | CAISO 1-in-2 | 1 | 0.77899 | 0.7582 | 0.77899 | 0.7582 | 0 | 57.7107
| Low Income | Non-CARE | Monthly System Peak Day | November | CAISO 1-in-2 | 2 | 0.6952 | 0.67919 | 0.6952 | 0.67919 | 0 | 56.3129
| Low Income | Non-CARE | Monthly System Peak Day | November | CAISO 1-in-2 | 3 | 0.63574 | 0.61857 | 0.63574 | 0.61857 | 0 | 55.2019
| Low Income | Non-CARE | Monthly System Peak Day | November | CAISO 1-in-2 | 4 | 0.59456 | 0.5779 | 0.59456 | 0.5779 | 0 | 54.3807
| Low Income | Non-CARE | Monthly System Peak Day | November | CAISO 1-in-2 | 5 | 0.57431 | 0.55986 | 0.57431 | 0.55986 | 0 | 53.5198
| Low Income | Non-CARE | Monthly System Peak Day | November | CAISO 1-in-2 | 6 | 0.57997 | 0.5792 | 0.57997 | 0.5792 | 0 | 52.6862
| Low Income | Non-CARE | Monthly System Peak Day | November | CAISO 1-in-2 | 7 | 0.60697 | 0.64305 | 0.60697 | 0.64305 | 0 | 52.3012
| Low Income | Non-CARE | Monthly System Peak Day | November | CAISO 1-in-2 | 8 | 0.57503 | 0.60803 | 0.57503 | 0.60803 | 0 | 52.1103
| Low Income | Non-CARE | Monthly System Peak Day | November | CAISO 1-in-2 | 9 | 0.44835 | 0.4369 | 0.44835 | 0.4369 | 0 | 55.2862
| Low Income | Non-CARE | Monthly System Peak Day | November | CAISO 1-in-2 | 10 | 0.2756 | 0.26646 | 0.2756 | 0.26646 | 0 | 61.3065
| Low Income | Non-CARE | Monthly System Peak Day | November | CAISO 1-in-2 | 11 | 0.090484 | 0.093015 | 0.090484 | 0.093015 | 0 | 67.5555
| Low Income | Non-CARE | Monthly System Peak Day | November | CAISO 1-in-2 | 12 | -0.040339 | -0.038943 | -0.040339 | -0.038943 | 0 | 72.5333
| Low Income | Non-CARE | Monthly System Peak Day | November | CAISO 1-in-2 | 13 | -0.028054 | -0.042507 | -0.028054 | -0.042507 | 0 | 75.8429
| Low Income | Non-CARE | Monthly System Peak Day | November | CAISO 1-in-2 | 14 | 0.04112 | 0.022496 | 0.04112 | 0.022496 | 0 | 77.6991
| Low Income | Non-CARE | Monthly System Peak Day | November | CAISO 1-in-2 | 15 | 0.16348 | 0.14736 | 0.16348 | 0.14736 | 0 | 78.6065
| Low Income | Non-CARE | Monthly System Peak Day | November | CAISO 1-in-2 | 16 | 0.35124 | 0.3381 | 0.35124 | 0.3381 | 0 | 78.4976
| Low Income | Non-CARE | Monthly System Peak Day | November | CAISO 1-in-2 | 17 | 0.56056 | 0.55509 | 0.39487 | 0.3894 | 0.031319 | 77.2595
| Low Income | Non-CARE | Monthly System Peak Day | November | CAISO 1-in-2 | 18 | 0.81706 | 0.7918 | 0.67685 | 0.6516 | 0.070101 | 74.083
| Low Income | Non-CARE | Monthly System Peak Day | November | CAISO 1-in-2 | 19 | 1.0417 | 0.98173 | 1.0118 | 0.8759 | 0.014956 | 70.367
| Low Income | Non-CARE | Monthly System Peak Day | November | CAISO 1-in-2 | 20 | 1.1233 | 1.0598 | 1.0739 | 0.9651 | 0.024688 | 68.1463
| Low Income | Non-CARE | Monthly System Peak Day | November | CAISO 1-in-2 | 21 | 1.1341 | 1.0867 | 1.1089 | 1.0161 | 0.012592 | 65.8867
| Low Income | Non-CARE | Monthly System Peak Day | November | CAISO 1-in-2 | 22 | 1.0741 | 1.033 | 1.3109 | 1.2699 | 0.093113 | 63.9956
| Low Income | Non-CARE | Monthly System Peak Day | November | CAISO 1-in-2 | 23 | 1.0022 | 0.97752 | 1.0022 | 0.97752 | 0 | 62.0205
| Low Income | Non-CARE | Monthly System Peak Day | November | CAISO 1-in-2 | 24 | 0.86841 | 0.84952 | 0.86841 | 0.84952 | 0 | 60.4286
| Low Income | Non-CARE | Monthly System Peak Day | November | SCE 1-in-10 | 1 | 1.1523 | 1.1315 | 1.1523 | 1.1315 | 0 | 70.2827
| Low Income | Non-CARE | Monthly System Peak Day | November | SCE 1-in-10 | 2 | 0.95404 | 0.93803 | 0.95404 | 0.93803 | 0 | 68.7588
| Low Income | Non-CARE | Monthly System Peak Day | November | SCE 1-in-10 | 3 | 0.84792 | 0.83075 | 0.84792 | 0.83075 | 0 | 67.9983
| Low Income | Non-CARE | Monthly System Peak Day | November | SCE 1-in-10 | 4 | 0.74425 | 0.72758 | 0.74425 | 0.72758 | 0 | 66.4465
| Low Income | Non-CARE | Monthly System Peak Day | November | SCE 1-in-10 | 5 | 0.69422 | 0.67977 | 0.69422 | 0.67977 | 0 | 65.6647
| Low Income | Non-CARE | Monthly System Peak Day | November | SCE 1-in-10 | 6 | 0.67017 | 0.6694 | 0.67017 | 0.6694 | 0 | 64.9547
| Low Income | Non-CARE | Monthly System Peak Day | November | SCE 1-in-10 | 7 | 0.66505 | 0.70114 | 0.66505 | 0.70114 | 0 | 64.6998
| Low Income | Non-CARE | Monthly System Peak Day | November | SCE 1-in-10 | 8 | 0.65387 | 0.68686 | 0.65387 | 0.68686 | 0 | 65.2566
| Low Income | Non-CARE | Monthly System Peak Day | November | SCE 1-in-10 | 9 | 0.56471 | 0.55326 | 0.56471 | 0.55326 | 0 | 66.9316
| Low Income | Non-CARE | Monthly System Peak Day | November | SCE 1-in-10 | 10 | 0.48638 | 0.47724 | 0.48638 | 0.47724 | 0 | 71.4478
| Low Income | Non-CARE | Monthly System Peak Day | November | SCE 1-in-10 | 11 | 0.43924 | 0.44177 | 0.43924 | 0.44177 | 0 | 78.6069
| Low Income | Non-CARE | Monthly System Peak Day | November | SCE 1-in-10 | 12 | 0.46092 | 0.46232 | 0.46092 | 0.46232 | 0 | 84.54
| Low Income | Non-CARE | Monthly System Peak Day | November | SCE 1-in-10 | 13 | 0.6518 | 0.63735 | 0.6518 | 0.63735 | 0 | 87.9563
| Low Income | Non-CARE | Monthly System Peak Day | November | SCE 1-in-10 | 14 | 0.90461 | 0.88599 | 0.90461 | 0.88599 | 0 | 89.7632
| Low Income | Non-CARE | Monthly System Peak Day | November | SCE 1-in-10 | 15 | 1.1762 | 1.16 | 1.1762 | 1.16 | 0 | 90.4247
| Low Income | Non-CARE | Monthly System Peak Day | November | SCE 1-in-10 | 16 | 1.4889 | 1.4758 | 1.4889 | 1.4758 | 0 | 90.5166
| Low Income | Non-CARE | Monthly System Peak Day | November | SCE 1-in-10 | 17 | 1.7642 | 1.7587 | 0.82601 | 0.75694 | 0.015066 | 89.8233
| Low Income | Non-CARE | Monthly System Peak Day | November | SCE 1-in-10 | 18 | 2.0212 | 1.996 | 1.4861 | 1.4374 | 0.077618 | 88.0531
| Low Income | Non-CARE | Monthly System Peak Day | November | SCE 1-in-10 | 19 | 2.1684 | 2.1084 | 1.8988 | 1.7629 | 0.051385 | 85.0114
| Low Income | Non-CARE | Monthly System Peak Day | November | SCE 1-in-10 | 20 | 2.1092 | 2.0457 | 1.9197 | 1.8109 | 0.027296 | 81.2373
| Low Income | Non-CARE | Monthly System Peak Day | November | SCE 1-in-10 | 21 | 2.0228 | 1.9754 | 1.869 | 1.7762 | 0.035789 | 77.9025
| Low Income | Non-CARE | Monthly System Peak Day | November | SCE 1-in-10 | 22 | 1.8929 | 1.8519 | 2.2559 | 2.3058 | 0.044804 | 75.1924
| Low Income | Non-CARE | Monthly System Peak Day | November | SCE 1-in-10 | 23 | 1.7081 | 1.6834 | 1.7718 | 1.789 | 0.028112 | 73.03
| Low Income | Non-CARE | Monthly System Peak Day | November | SCE 1-in-10 | 24 | 1.428 | 1.4091 | 1.4641 | 1.453 | 0.024059 | 71.1562
| Low Income | Non-CARE | Monthly System Peak Day | November | SCE 1-in-2 | 1 | 0.8771 | 0.85632 | 0.8771 | 0.85632 | 0 | 63.9223
| Low Income | Non-CARE | Monthly System Peak Day | November | SCE 1-in-2 | 2 | 0.75917 | 0.74316 | 0.75917 | 0.74316 | 0 | 62.4092
| Low Income | Non-CARE | Monthly System Peak Day | November | SCE 1-in-2 | 3 | 0.68688 | 0.66971 | 0.68688 | 0.66971 | 0 | 61.357
| Low Income | Non-CARE | Monthly System Peak Day | November | SCE 1-in-2 | 4 | 0.63802 | 0.62136 | 0.63802 | 0.62136 | 0 | 60.4615
| Low Income | Non-CARE | Monthly System Peak Day | November | SCE 1-in-2 | 5 | 0.60971 | 0.59526 | 0.60971 | 0.59526 | 0 | 59.6499
| Low Income | Non-CARE | Monthly System Peak Day | November | SCE 1-in-2 | 6 | 0.60185 | 0.60108 | 0.60185 | 0.60108 | 0 | 58.6244
| Low Income | Non-CARE | Monthly System Peak Day | November | SCE 1-in-2 | 7 | 0.60759 | 0.64367 | 0.60759 | 0.64367 | 0 | 58.3988
| Low Income | Non-CARE | Monthly System Peak Day | November | SCE 1-in-2 | 8 | 0.57516 | 0.60816 | 0.57516 | 0.60816 | 0 | 58.2369
| Low Income | Non-CARE | Monthly System Peak Day | November | SCE 1-in-2 | 9 | 0.452 | 0.44054 | 0.452 | 0.44054 | 0 | 60.6721
| Low Income | Non-CARE | Monthly System Peak Day | November | SCE 1-in-2 | 10 | 0.31313 | 0.30399 | 0.31313 | 0.30399 | 0 | 65.8541
| Low Income | Non-CARE | Monthly System Peak Day | November | SCE 1-in-2 | 11 | 0.16857 | 0.1711 | 0.16857 | 0.1711 | 0 | 72.2936
| Low Income | Non-CARE | Monthly System Peak Day | November | SCE 1-in-2 | 12 | 0.078695 | 0.080091 | 0.078695 | 0.080091 | 0 | 78.0629
| Low Income | Non-CARE | Monthly System Peak Day | November | SCE 1-in-2 | 13 | 0.14556 | 0.13111 | 0.14556 | 0.13111 | 0 | 82.1474
| Low Income | Non-CARE | Monthly System Peak Day | November | SCE 1-in-2 | 14 | 0.29745 | 0.27883 | 0.29745 | 0.27883 | 0 | 84.6471
| Low Income | Non-CARE | Monthly System Peak Day | November | SCE 1-in-2 | 15 | 0.50946 | 0.49334 | 0.50946 | 0.49334 | 0 | 85.851
| Low Income | Non-CARE | Monthly System Peak Day | November | SCE 1-in-2 | 16 | 0.78787 | 0.77473 | 0.78787 | 0.77473 | 0 | 85.7827
| Low Income | Non-CARE | Monthly System Peak Day | November | SCE 1-in-2 | 17 | 1.0565 | 1.051 | 0.23058 | 0.16151 | 0.019884 | 84.5955
| Low Income | Non-CARE | Monthly System Peak Day | November | SCE 1-in-2 | 18 | 1.3249 | 1.2996 | 0.91938 | 0.87073 | 0.11736 | 81.6755
| Low Income | Non-CARE | Monthly System Peak Day | November | SCE 1-in-2 | 19 | 1.5191 | 1.4591 | 1.365 | 1.2291 | 0.081163 | 77.9568
| Low Income | Non-CARE | Monthly System Peak Day | November | SCE 1-in-2 | 20 | 1.5278 | 1.4643 | 1.4017 | 1.2929 | 0.042583 | 75.3145
| Low Income | Non-CARE | Monthly System Peak Day | November | SCE 1-in-2 | 21 | 1.498 | 1.4506 | 1.3982 | 1.3054 | 0.049121 | 72.858
| Low Income | Non-CARE | Monthly System Peak Day | November | SCE 1-in-2 | 22 | 1.4063 | 1.3653 | 1.7443 | 1.7942 | 0.062592 | 70.9153
| Low Income | Non-CARE | Monthly System Peak Day | November | SCE 1-in-2 | 23 | 1.2862 | 1.2615 | 1.3018 | 1.319 | 0.0077747 | 68.9574
| Low Income | Non-CARE | Monthly System Peak Day | November | SCE 1-in-2 | 24 | 1.0949 | 1.0761 | 1.103 | 1.0919 | 0.0040347 | 67.2654
| Low Income | Non-CARE | Monthly System Peak Day | October | CAISO 1-in-10 | 1 | 1.5436 | 1.5228 | 1.5436 | 1.5228 | 0 | 77.585
| Low Income | Non-CARE | Monthly System Peak Day | October | CAISO 1-in-10 | 2 | 1.3229 | 1.3069 | 1.3229 | 1.3069 | 0 | 76.6705
| Low Income | Non-CARE | Monthly System Peak Day | October | CAISO 1-in-10 | 3 | 1.1526 | 1.1354 | 1.1526 | 1.1354 | 0 | 75.762
| Low Income | Non-CARE | Monthly System Peak Day | October | CAISO 1-in-10 | 4 | 1.0121 | 0.99539 | 1.0121 | 0.99539 | 0 | 74.7527
| Low Income | Non-CARE | Monthly System Peak Day | October | CAISO 1-in-10 | 5 | 0.92702 | 0.91257 | 0.92702 | 0.91257 | 0 | 74.3013
| Low Income | Non-CARE | Monthly System Peak Day | October | CAISO 1-in-10 | 6 | 0.88037 | 0.8796 | 0.88037 | 0.8796 | 0 | 73.9836
| Low Income | Non-CARE | Monthly System Peak Day | October | CAISO 1-in-10 | 7 | 0.84571 | 0.88179 | 0.84571 | 0.88179 | 0 | 73.2945
| Low Income | Non-CARE | Monthly System Peak Day | October | CAISO 1-in-10 | 8 | 0.82653 | 0.85952 | 0.82653 | 0.85952 | 0 | 72.9006
| Low Income | Non-CARE | Monthly System Peak Day | October | CAISO 1-in-10 | 9 | 0.72992 | 0.71846 | 0.72992 | 0.71846 | 0 | 73.6049
| Low Income | Non-CARE | Monthly System Peak Day | October | CAISO 1-in-10 | 10 | 0.64332 | 0.63418 | 0.64332 | 0.63418 | 0 | 77.2931
| Low Income | Non-CARE | Monthly System Peak Day | October | CAISO 1-in-10 | 11 | 0.6469 | 0.64944 | 0.6469 | 0.64944 | 0 | 81.3122
| Low Income | Non-CARE | Monthly System Peak Day | October | CAISO 1-in-10 | 12 | 0.79289 | 0.79429 | 0.79289 | 0.79429 | 0 | 84.8015
| Low Income | Non-CARE | Monthly System Peak Day | October | CAISO 1-in-10 | 13 | 1.0419 | 1.0274 | 1.0419 | 1.0274 | 0 | 87.4293
| Low Income | Non-CARE | Monthly System Peak Day | October | CAISO 1-in-10 | 14 | 1.3345 | 1.3158 | 1.3345 | 1.3158 | 0 | 88.9875
| Low Income | Non-CARE | Monthly System Peak Day | October | CAISO 1-in-10 | 15 | 1.6251 | 1.609 | 1.6251 | 1.609 | 0 | 89.7133
| Low Income | Non-CARE | Monthly System Peak Day | October | CAISO 1-in-10 | 16 | 1.9487 | 1.9356 | 1.9487 | 1.9356 | 0 | 90.4213
| Low Income | Non-CARE | Monthly System Peak Day | October | CAISO 1-in-10 | 17 | 2.229 | 2.2236 | 1.2898 | 1.2207 | 0.015046 | 89.8748
| Low Income | Non-CARE | Monthly System Peak Day | October | CAISO 1-in-10 | 18 | 2.5065 | 2.4813 | 1.9593 | 1.9107 | 0.074222 | 88.647
| Low Income | Non-CARE | Monthly System Peak Day | October | CAISO 1-in-10 | 19 | 2.6325 | 2.5726 | 2.3541 | 2.2182 | 0.049174 | 85.5544
| Low Income | Non-CARE | Monthly System Peak Day | October | CAISO 1-in-10 | 20 | 2.4878 | 2.4244 | 2.2893 | 2.1805 | 0.025223 | 82.0821
| Low Income | Non-CARE | Monthly System Peak Day | October | CAISO 1-in-10 | 21 | 2.3612 | 2.3138 | 2.1952 | 2.1025 | 0.032849 | 79.0402
| Low Income | Non-CARE | Monthly System Peak Day | October | CAISO 1-in-10 | 22 | 2.2215 | 2.1804 | 2.5953 | 2.6452 | 0.037675 | 77.0597
| Low Income | Non-CARE | Monthly System Peak Day | October | CAISO 1-in-10 | 23 | 1.9911 | 1.9664 | 2.0876 | 2.1048 | 0.021537 | 75.8043
| Low Income | Non-CARE | Monthly System Peak Day | October | CAISO 1-in-10 | 24 | 1.6559 | 1.637 | 1.7179 | 1.7068 | 0.017027 | 74.7513
| Low Income | Non-CARE | Monthly System Peak Day | October | CAISO 1-in-2 | 1 | 1.3218 | 1.301 | 1.3218 | 1.301 | 0 | 73.4997
| Low Income | Non-CARE | Monthly System Peak Day | October | CAISO 1-in-2 | 2 | 1.1086 | 1.0926 | 1.1086 | 1.0926 | 0 | 72.2061
| Low Income | Non-CARE | Monthly System Peak Day | October | CAISO 1-in-2 | 3 | 0.95463 | 0.93746 | 0.95463 | 0.93746 | 0 | 71.1422
| Low Income | Non-CARE | Monthly System Peak Day | October | CAISO 1-in-2 | 4 | 0.82541 | 0.80874 | 0.82541 | 0.80874 | 0 | 69.8133
| Low Income | Non-CARE | Monthly System Peak Day | October | CAISO 1-in-2 | 5 | 0.74644 | 0.732 | 0.74644 | 0.732 | 0 | 68.8808
| Low Income | Non-CARE | Monthly System Peak Day | October | CAISO 1-in-2 | 6 | 0.70463 | 0.70386 | 0.70463 | 0.70386 | 0 | 68.1382
| Low Income | Non-CARE | Monthly System Peak Day | October | CAISO 1-in-2 | 7 | 0.68884 | 0.72492 | 0.68884 | 0.72492 | 0 | 67.5927
| Low Income | Non-CARE | Monthly System Peak Day | October | CAISO 1-in-2 | 8 | 0.64952 | 0.68252 | 0.64952 | 0.68252 | 0 | 67.0936
| Low Income | Non-CARE | Monthly System Peak Day | October | CAISO 1-in-2 | 9 | 0.53559 | 0.52413 | 0.53559 | 0.52413 | 0 | 67.932
| Low Income | Non-CARE | Monthly System Peak Day | October | CAISO 1-in-2 | 10 | 0.47127 | 0.46213 | 0.47127 | 0.46213 | 0 | 71.5602
| Low Income | Non-CARE | Monthly System Peak Day | October | CAISO 1-in-2 | 11 | 0.46979 | 0.47232 | 0.46979 | 0.47232 | 0 | 76.3358
| Low Income | Non-CARE | Monthly System Peak Day | October | CAISO 1-in-2 | 12 | 0.51539 | 0.51678 | 0.51539 | 0.51678 | 0 | 81.0782
| Low Income | Non-CARE | Monthly System Peak Day | October | CAISO 1-in-2 | 13 | 0.67763 | 0.66318 | 0.67763 | 0.66318 | 0 | 84.6216
| Low Income | Non-CARE | Monthly System Peak Day | October | CAISO 1-in-2 | 14 | 0.90865 | 0.89003 | 0.90865 | 0.89003 | 0 | 86.7905
| Low Income | Non-CARE | Monthly System Peak Day | October | CAISO 1-in-2 | 15 | 1.1679 | 1.1518 | 1.1679 | 1.1518 | 0 | 87.3379
| Low Income | Non-CARE | Monthly System Peak Day | October | CAISO 1-in-2 | 16 | 1.4729 | 1.4598 | 1.4729 | 1.4598 | 0 | 87.3787
| Low Income | Non-CARE | Monthly System Peak Day | October | CAISO 1-in-2 | 17 | 1.7548 | 1.7493 | 0.88212 | 0.81304 | 0.017325 | 86.7711
| Low Income | Non-CARE | Monthly System Peak Day | October | CAISO 1-in-2 | 18 | 2.0371 | 2.0118 | 1.5475 | 1.4988 | 0.091034 | 85.8117
| Low Income | Non-CARE | Monthly System Peak Day | October | CAISO 1-in-2 | 19 | 2.1825 | 2.1225 | 1.9326 | 1.7967 | 0.056339 | 83.8094
| Low Income | Non-CARE | Monthly System Peak Day | October | CAISO 1-in-2 | 20 | 2.1083 | 2.0448 | 1.9234 | 1.8146 | 0.028388 | 80.7988
| Low Income | Non-CARE | Monthly System Peak Day | October | CAISO 1-in-2 | 21 | 2.0234 | 1.976 | 1.8679 | 1.7752 | 0.035382 | 78.0594
| Low Income | Non-CARE | Monthly System Peak Day | October | CAISO 1-in-2 | 22 | 1.8924 | 1.8514 | 2.2605 | 2.3104 | 0.041384 | 76.0694
| Low Income | Non-CARE | Monthly System Peak Day | October | CAISO 1-in-2 | 23 | 1.7037 | 1.679 | 1.7838 | 1.801 | 0.024679 | 74.4202
| Low Income | Non-CARE | Monthly System Peak Day | October | CAISO 1-in-2 | 24 | 1.4361 | 1.4172 | 1.4858 | 1.4747 | 0.020134 | 73.0381
| Low Income | Non-CARE | Monthly System Peak Day | October | SCE 1-in-10 | 1 | 1.5959 | 1.5751 | 1.5959 | 1.5751 | 0 | 78.8289
| Low Income | Non-CARE | Monthly System Peak Day | October | SCE 1-in-10 | 2 | 1.3936 | 1.3776 | 1.3936 | 1.3776 | 0 | 78.6564
| Low Income | Non-CARE | Monthly System Peak Day | October | SCE 1-in-10 | 3 | 1.2204 | 1.2033 | 1.2204 | 1.2033 | 0 | 77.7871
| Low Income | Non-CARE | Monthly System Peak Day | October | SCE 1-in-10 | 4 | 1.1219 | 1.1052 | 1.1219 | 1.1052 | 0 | 77.7361
| Low Income | Non-CARE | Monthly System Peak Day | October | SCE 1-in-10 | 5 | 1.0419 | 1.0275 | 1.0419 | 1.0275 | 0 | 77.4858
| Low Income | Non-CARE | Monthly System Peak Day | October | SCE 1-in-10 | 6 | 1.0131 | 1.0123 | 1.0131 | 1.0123 | 0 | 77.9428
| Low Income | Non-CARE | Monthly System Peak Day | October | SCE 1-in-10 | 7 | 0.98484 | 1.0209 | 0.98484 | 1.0209 | 0 | 77.7382
| Low Income | Non-CARE | Monthly System Peak Day | October | SCE 1-in-10 | 8 | 0.99145 | 1.0244 | 0.99145 | 1.0244 | 0 | 77.6925
| Low Income | Non-CARE | Monthly System Peak Day | October | SCE 1-in-10 | 9 | 0.86926 | 0.8578 | 0.86926 | 0.8578 | 0 | 77.746
| Low Income | Non-CARE | Monthly System Peak Day | October | SCE 1-in-10 | 10 | 0.82978 | 0.82064 | 0.82978 | 0.82064 | 0 | 81.1014
| Low Income | Non-CARE | Monthly System Peak Day | October | SCE 1-in-10 | 11 | 1.0413 | 1.0439 | 1.0413 | 1.0439 | 0 | 85.2368
| Low Income | Non-CARE | Monthly System Peak Day | October | SCE 1-in-10 | 12 | 1.3072 | 1.3085 | 1.3072 | 1.3085 | 0 | 90.2902
| Low Income | Non-CARE | Monthly System Peak Day | October | SCE 1-in-10 | 13 | 1.6645 | 1.65 | 1.6645 | 1.65 | 0 | 94.5953
| Low Income | Non-CARE | Monthly System Peak Day | October | SCE 1-in-10 | 14 | 2.0702 | 2.0516 | 2.0702 | 2.0516 | 0 | 96.7694
| Low Income | Non-CARE | Monthly System Peak Day | October | SCE 1-in-10 | 15 | 2.4349 | 2.4188 | 2.4349 | 2.4188 | 0 | 98.2198
| Low Income | Non-CARE | Monthly System Peak Day | October | SCE 1-in-10 | 16 | 2.8015 | 2.7883 | 2.8015 | 2.7883 | 0 | 98.9162
| Low Income | Non-CARE | Monthly System Peak Day | October | SCE 1-in-10 | 17 | 3.0763 | 3.0708 | 1.949 | 1.8799 | 0.020289 | 98.6296
| Low Income | Non-CARE | Monthly System Peak Day | October | SCE 1-in-10 | 18 | 3.311 | 3.2858 | 2.5682 | 2.5195 | 0.045147 | 98.2662
| Low Income | Non-CARE | Monthly System Peak Day | October | SCE 1-in-10 | 19 | 3.3724 | 3.3124 | 2.9164 | 2.7805 | 0.020356 | 96.4023
| Low Income | Non-CARE | Monthly System Peak Day | October | SCE 1-in-10 | 20 | 3.188 | 3.1245 | 2.8787 | 2.7699 | 0.013542 | 92.424
| Low Income | Non-CARE | Monthly System Peak Day | October | SCE 1-in-10 | 21 | 3.0048 | 2.9574 | 2.7375 | 2.6447 | 0.012787 | 88.5047
| Low Income | Non-CARE | Monthly System Peak Day | October | SCE 1-in-10 | 22 | 2.783 | 2.742 | 3.2109 | 3.2608 | 0.026722 | 86.3267
| Low Income | Non-CARE | Monthly System Peak Day | October | SCE 1-in-10 | 23 | 2.4689 | 2.4441 | 2.6664 | 2.6836 | 0.018642 | 84.3543
| Low Income | Non-CARE | Monthly System Peak Day | October | SCE 1-in-10 | 24 | 2.0695 | 2.0506 | 2.1909 | 2.1798 | 0.017333 | 83.0025
| Low Income | Non-CARE | Monthly System Peak Day | October | SCE 1-in-2 | 1 | 1.2703 | 1.2495 | 1.2703 | 1.2495 | 0 | 72.584
| Low Income | Non-CARE | Monthly System Peak Day | October | SCE 1-in-2 | 2 | 1.0523 | 1.0363 | 1.0523 | 1.0363 | 0 | 71.0766
| Low Income | Non-CARE | Monthly System Peak Day | October | SCE 1-in-2 | 3 | 0.85329 | 0.83612 | 0.85329 | 0.83612 | 0 | 68.6653
| Low Income | Non-CARE | Monthly System Peak Day | October | SCE 1-in-2 | 4 | 0.7665 | 0.74983 | 0.7665 | 0.74983 | 0 | 67.7044
| Low Income | Non-CARE | Monthly System Peak Day | October | SCE 1-in-2 | 5 | 0.71381 | 0.69937 | 0.71381 | 0.69937 | 0 | 67.0589
| Low Income | Non-CARE | Monthly System Peak Day | October | SCE 1-in-2 | 6 | 0.69004 | 0.68927 | 0.69004 | 0.68927 | 0 | 66.492
| Low Income | Non-CARE | Monthly System Peak Day | October | SCE 1-in-2 | 7 | 0.6746 | 0.71068 | 0.6746 | 0.71068 | 0 | 65.7942
| Low Income | Non-CARE | Monthly System Peak Day | October | SCE 1-in-2 | 8 | 0.63436 | 0.66735 | 0.63436 | 0.66735 | 0 | 65.6009
| Low Income | Non-CARE | Monthly System Peak Day | October | SCE 1-in-2 | 9 | 0.51228 | 0.50083 | 0.51228 | 0.50083 | 0 | 66.489
| Low Income | Non-CARE | Monthly System Peak Day | October | SCE 1-in-2 | 10 | 0.48514 | 0.476 | 0.48514 | 0.476 | 0 | 70.7786
| Low Income | Non-CARE | Monthly System Peak Day | October | SCE 1-in-2 | 11 | 0.55116 | 0.55369 | 0.55116 | 0.55369 | 0 | 77.1829
| Low Income | Non-CARE | Monthly System Peak Day | October | SCE 1-in-2 | 12 | 0.60559 | 0.60698 | 0.60559 | 0.60698 | 0 | 83.1113
| Low Income | Non-CARE | Monthly System Peak Day | October | SCE 1-in-2 | 13 | 0.79534 | 0.78088 | 0.79534 | 0.78088 | 0 | 87.1632
| Low Income | Non-CARE | Monthly System Peak Day | October | SCE 1-in-2 | 14 | 1.0558 | 1.0372 | 1.0558 | 1.0372 | 0 | 89.653
| Low Income | Non-CARE | Monthly System Peak Day | October | SCE 1-in-2 | 15 | 1.3373 | 1.3212 | 1.3373 | 1.3212 | 0 | 90.9229
| Low Income | Non-CARE | Monthly System Peak Day | October | SCE 1-in-2 | 16 | 1.6604 | 1.6473 | 1.6604 | 1.6473 | 0 | 91.3689
| Low Income | Non-CARE | Monthly System Peak Day | October | SCE 1-in-2 | 17 | 1.941 | 1.9355 | 0.97842 | 0.90934 | 0.014758 | 90.9577
| Low Income | Non-CARE | Monthly System Peak Day | October | SCE 1-in-2 | 18 | 2.1952 | 2.1699 | 1.6176 | 1.569 | 0.066096 | 90.1377
| Low Income | Non-CARE | Monthly System Peak Day | October | SCE 1-in-2 | 19 | 2.3199 | 2.26 | 1.9901 | 1.8542 | 0.036886 | 88.6936
| Low Income | Non-CARE | Monthly System Peak Day | October | SCE 1-in-2 | 20 | 2.2628 | 2.1994 | 2.0322 | 1.9234 | 0.018374 | 85.0783
| Low Income | Non-CARE | Monthly System Peak Day | October | SCE 1-in-2 | 21 | 2.1696 | 2.1222 | 1.9725 | 1.8798 | 0.025567 | 81.9407
| Low Income | Non-CARE | Monthly System Peak Day | October | SCE 1-in-2 | 22 | 2.0054 | 1.9644 | 2.3948 | 2.4447 | 0.028992 | 79.7169
| Low Income | Non-CARE | Monthly System Peak Day | October | SCE 1-in-2 | 23 | 1.7993 | 1.7746 | 1.9107 | 1.928 | 0.019023 | 77.0707
| Low Income | Non-CARE | Monthly System Peak Day | October | SCE 1-in-2 | 24 | 1.5254 | 1.5065 | 1.5917 | 1.5806 | 0.016103 | 75.3461
| Low Income | Non-CARE | Monthly System Peak Day | September | CAISO 1-in-10 | 1 | 1.6403 | 1.6195 | 1.6403 | 1.6195 | 0 | 79.5847
| Low Income | Non-CARE | Monthly System Peak Day | September | CAISO 1-in-10 | 2 | 1.3791 | 1.3631 | 1.3791 | 1.3631 | 0 | 78.381
| Low Income | Non-CARE | Monthly System Peak Day | September | CAISO 1-in-10 | 3 | 1.2 | 1.1829 | 1.2 | 1.1829 | 0 | 77.3921
| Low Income | Non-CARE | Monthly System Peak Day | September | CAISO 1-in-10 | 4 | 1.0905 | 1.0738 | 1.0905 | 1.0738 | 0 | 77.059
| Low Income | Non-CARE | Monthly System Peak Day | September | CAISO 1-in-10 | 5 | 1.0047 | 0.9903 | 1.0047 | 0.9903 | 0 | 76.5925
| Low Income | Non-CARE | Monthly System Peak Day | September | CAISO 1-in-10 | 6 | 0.95701 | 0.95623 | 0.95701 | 0.95623 | 0 | 76.3233
| Low Income | Non-CARE | Monthly System Peak Day | September | CAISO 1-in-10 | 7 | 0.92907 | 0.96516 | 0.92907 | 0.96516 | 0 | 76.1048
| Low Income | Non-CARE | Monthly System Peak Day | September | CAISO 1-in-10 | 8 | 0.94194 | 0.97494 | 0.94194 | 0.97494 | 0 | 76.5616
| Low Income | Non-CARE | Monthly System Peak Day | September | CAISO 1-in-10 | 9 | 0.8695 | 0.85804 | 0.8695 | 0.85804 | 0 | 77.9657
| Low Income | Non-CARE | Monthly System Peak Day | September | CAISO 1-in-10 | 10 | 0.82093 | 0.81178 | 0.82093 | 0.81178 | 0 | 81.3053
| Low Income | Non-CARE | Monthly System Peak Day | September | CAISO 1-in-10 | 11 | 0.98334 | 0.98587 | 0.98334 | 0.98587 | 0 | 86.1534
| Low Income | Non-CARE | Monthly System Peak Day | September | CAISO 1-in-10 | 12 | 1.2502 | 1.2516 | 1.2502 | 1.2516 | 0 | 90.2282
| Low Income | Non-CARE | Monthly System Peak Day | September | CAISO 1-in-10 | 13 | 1.6109 | 1.5964 | 1.6109 | 1.5964 | 0 | 93.4695
| Low Income | Non-CARE | Monthly System Peak Day | September | CAISO 1-in-10 | 14 | 2.0039 | 1.9853 | 2.0039 | 1.9853 | 0 | 95.4733
| Low Income | Non-CARE | Monthly System Peak Day | September | CAISO 1-in-10 | 15 | 2.3589 | 2.3428 | 2.3589 | 2.3428 | 0 | 96.6646
| Low Income | Non-CARE | Monthly System Peak Day | September | CAISO 1-in-10 | 16 | 2.7164 | 2.7032 | 2.7164 | 2.7032 | 0 | 96.7568
| Low Income | Non-CARE | Monthly System Peak Day | September | CAISO 1-in-10 | 17 | 2.9946 | 2.9891 | 1.9026 | 1.8335 | 0.018236 | 96.9851
| Low Income | Non-CARE | Monthly System Peak Day | September | CAISO 1-in-10 | 18 | 3.2433 | 3.218 | 2.5487 | 2.5001 | 0.045164 | 95.8926
| Low Income | Non-CARE | Monthly System Peak Day | September | CAISO 1-in-10 | 19 | 3.3106 | 3.2507 | 2.8875 | 2.7516 | 0.020851 | 94.3974
| Low Income | Non-CARE | Monthly System Peak Day | September | CAISO 1-in-10 | 20 | 3.1254 | 3.0619 | 2.8196 | 2.7109 | 0.013141 | 92.0931
| Low Income | Non-CARE | Monthly System Peak Day | September | CAISO 1-in-10 | 21 | 2.9524 | 2.9049 | 2.6815 | 2.5887 | 0.012497 | 88.8348
| Low Income | Non-CARE | Monthly System Peak Day | September | CAISO 1-in-10 | 22 | 2.7266 | 2.6856 | 3.16 | 3.2099 | 0.029082 | 87.2511
| Low Income | Non-CARE | Monthly System Peak Day | September | CAISO 1-in-10 | 23 | 2.4139 | 2.3892 | 2.6293 | 2.6465 | 0.021591 | 85.8603
| Low Income | Non-CARE | Monthly System Peak Day | September | CAISO 1-in-10 | 24 | 2.0397 | 2.0209 | 2.1687 | 2.1576 | 0.019189 | 84.0403
| Low Income | Non-CARE | Monthly System Peak Day | September | CAISO 1-in-2 | 1 | 1.5928 | 1.572 | 1.5928 | 1.572 | 0 | 78.6667
| Low Income | Non-CARE | Monthly System Peak Day | September | CAISO 1-in-2 | 2 | 1.3324 | 1.3164 | 1.3324 | 1.3164 | 0 | 77.322
| Low Income | Non-CARE | Monthly System Peak Day | September | CAISO 1-in-2 | 3 | 1.1524 | 1.1352 | 1.1524 | 1.1352 | 0 | 76.2061
| Low Income | Non-CARE | Monthly System Peak Day | September | CAISO 1-in-2 | 4 | 1.0116 | 0.99497 | 1.0116 | 0.99497 | 0 | 74.9828
| Low Income | Non-CARE | Monthly System Peak Day | September | CAISO 1-in-2 | 5 | 0.92243 | 0.90799 | 0.92243 | 0.90799 | 0 | 74.1518
| Low Income | Non-CARE | Monthly System Peak Day | September | CAISO 1-in-2 | 6 | 0.86364 | 0.86287 | 0.86364 | 0.86287 | 0 | 73.2524
| Low Income | Non-CARE | Monthly System Peak Day | September | CAISO 1-in-2 | 7 | 0.84654 | 0.88262 | 0.84654 | 0.88262 | 0 | 73.2343
| Low Income | Non-CARE | Monthly System Peak Day | September | CAISO 1-in-2 | 8 | 0.83848 | 0.87147 | 0.83848 | 0.87147 | 0 | 73.4058
| Low Income | Non-CARE | Monthly System Peak Day | September | CAISO 1-in-2 | 9 | 0.76301 | 0.75155 | 0.76301 | 0.75155 | 0 | 75.0325
| Low Income | Non-CARE | Monthly System Peak Day | September | CAISO 1-in-2 | 10 | 0.76326 | 0.75412 | 0.76326 | 0.75412 | 0 | 79.7673
| Low Income | Non-CARE | Monthly System Peak Day | September | CAISO 1-in-2 | 11 | 0.86807 | 0.8706 | 0.86807 | 0.8706 | 0 | 86.1176
| Low Income | Non-CARE | Monthly System Peak Day | September | CAISO 1-in-2 | 12 | 1.078 | 1.0794 | 1.078 | 1.0794 | 0 | 91.0814
| Low Income | Non-CARE | Monthly System Peak Day | September | CAISO 1-in-2 | 13 | 1.4273 | 1.4128 | 1.4273 | 1.4128 | 0 | 93.9469
| Low Income | Non-CARE | Monthly System Peak Day | September | CAISO 1-in-2 | 14 | 1.806 | 1.7874 | 1.806 | 1.7874 | 0 | 95.7837
| Low Income | Non-CARE | Monthly System Peak Day | September | CAISO 1-in-2 | 15 | 2.1541 | 2.138 | 2.1541 | 2.138 | 0 | 96.4028
| Low Income | Non-CARE | Monthly System Peak Day | September | CAISO 1-in-2 | 16 | 2.5043 | 2.4912 | 2.5043 | 2.4912 | 0 | 95.5534
| Low Income | Non-CARE | Monthly System Peak Day | September | CAISO 1-in-2 | 17 | 2.78 | 2.7745 | 1.7358 | 1.6667 | 0.016066 | 94.7593
| Low Income | Non-CARE | Monthly System Peak Day | September | CAISO 1-in-2 | 18 | 3.0399 | 3.0146 | 2.3969 | 2.3483 | 0.051582 | 93.3554
| Low Income | Non-CARE | Monthly System Peak Day | September | CAISO 1-in-2 | 19 | 3.118 | 3.058 | 2.727 | 2.5911 | 0.024676 | 92.431
| Low Income | Non-CARE | Monthly System Peak Day | September | CAISO 1-in-2 | 20 | 2.9527 | 2.8893 | 2.662 | 2.5532 | 0.012073 | 90.6898
| Low Income | Non-CARE | Monthly System Peak Day | September | CAISO 1-in-2 | 21 | 2.7962 | 2.7488 | 2.5391 | 2.4464 | 0.013935 | 87.5473
| Low Income | Non-CARE | Monthly System Peak Day | September | CAISO 1-in-2 | 22 | 2.5833 | 2.5423 | 3.0054 | 3.0553 | 0.024747 | 85.3206
| Low Income | Non-CARE | Monthly System Peak Day | September | CAISO 1-in-2 | 23 | 2.2952 | 2.2705 | 2.4789 | 2.4962 | 0.016861 | 83.1889
| Low Income | Non-CARE | Monthly System Peak Day | September | CAISO 1-in-2 | 24 | 1.9316 | 1.9128 | 2.0405 | 2.0294 | 0.014828 | 81.2545
| Low Income | Non-CARE | Monthly System Peak Day | September | SCE 1-in-10 | 1 | 1.5549 | 1.5341 | 1.5549 | 1.5341 | 0 | 78.0921
| Low Income | Non-CARE | Monthly System Peak Day | September | SCE 1-in-10 | 2 | 1.3067 | 1.2906 | 1.3067 | 1.2906 | 0 | 77.0103
| Low Income | Non-CARE | Monthly System Peak Day | September | SCE 1-in-10 | 3 | 1.1312 | 1.1141 | 1.1312 | 1.1141 | 0 | 75.9165
| Low Income | Non-CARE | Monthly System Peak Day | September | SCE 1-in-10 | 4 | 1.0355 | 1.0188 | 1.0355 | 1.0188 | 0 | 75.6641
| Low Income | Non-CARE | Monthly System Peak Day | September | SCE 1-in-10 | 5 | 0.95847 | 0.94402 | 0.95847 | 0.94402 | 0 | 75.2082
| Low Income | Non-CARE | Monthly System Peak Day | September | SCE 1-in-10 | 6 | 0.91768 | 0.91691 | 0.91768 | 0.91691 | 0 | 75.0007
| Low Income | Non-CARE | Monthly System Peak Day | September | SCE 1-in-10 | 7 | 0.89188 | 0.92797 | 0.89188 | 0.92797 | 0 | 74.8002
| Low Income | Non-CARE | Monthly System Peak Day | September | SCE 1-in-10 | 8 | 0.88337 | 0.91637 | 0.88337 | 0.91637 | 0 | 74.8335
| Low Income | Non-CARE | Monthly System Peak Day | September | SCE 1-in-10 | 9 | 0.82388 | 0.81242 | 0.82388 | 0.81242 | 0 | 76.7896
| Low Income | Non-CARE | Monthly System Peak Day | September | SCE 1-in-10 | 10 | 0.81143 | 0.80229 | 0.81143 | 0.80229 | 0 | 80.8634
| Low Income | Non-CARE | Monthly System Peak Day | September | SCE 1-in-10 | 11 | 0.98132 | 0.98385 | 0.98132 | 0.98385 | 0 | 85.9829
| Low Income | Non-CARE | Monthly System Peak Day | September | SCE 1-in-10 | 12 | 1.2421 | 1.2435 | 1.2421 | 1.2435 | 0 | 90.3119
| Low Income | Non-CARE | Monthly System Peak Day | September | SCE 1-in-10 | 13 | 1.5966 | 1.5821 | 1.5966 | 1.5821 | 0 | 94.0771
| Low Income | Non-CARE | Monthly System Peak Day | September | SCE 1-in-10 | 14 | 1.9895 | 1.9709 | 1.9895 | 1.9709 | 0 | 96.6907
| Low Income | Non-CARE | Monthly System Peak Day | September | SCE 1-in-10 | 15 | 2.3506 | 2.3344 | 2.3506 | 2.3344 | 0 | 98.1599
| Low Income | Non-CARE | Monthly System Peak Day | September | SCE 1-in-10 | 16 | 2.7155 | 2.7024 | 2.7155 | 2.7024 | 0 | 98.662
| Low Income | Non-CARE | Monthly System Peak Day | September | SCE 1-in-10 | 17 | 2.9934 | 2.9879 | 1.8586 | 1.7896 | 0.020757 | 98.9746
| Low Income | Non-CARE | Monthly System Peak Day | September | SCE 1-in-10 | 18 | 3.2255 | 3.2003 | 2.4907 | 2.442 | 0.04472 | 97.8744
| Low Income | Non-CARE | Monthly System Peak Day | September | SCE 1-in-10 | 19 | 3.2948 | 3.2348 | 2.8535 | 2.7176 | 0.020097 | 95.5042
| Low Income | Non-CARE | Monthly System Peak Day | September | SCE 1-in-10 | 20 | 3.1201 | 3.0566 | 2.8098 | 2.7011 | 0.013656 | 92.5111
| Low Income | Non-CARE | Monthly System Peak Day | September | SCE 1-in-10 | 21 | 2.9467 | 2.8993 | 2.6749 | 2.5822 | 0.012432 | 88.9198
| Low Income | Non-CARE | Monthly System Peak Day | September | SCE 1-in-10 | 22 | 2.7201 | 2.6791 | 3.1543 | 3.2042 | 0.029512 | 87.4034
| Low Income | Non-CARE | Monthly System Peak Day | September | SCE 1-in-10 | 23 | 2.4076 | 2.3829 | 2.6251 | 2.6423 | 0.021971 | 86.0358
| Low Income | Non-CARE | Monthly System Peak Day | September | SCE 1-in-10 | 24 | 2.0377 | 2.0189 | 2.1695 | 2.1584 | 0.019942 | 84.4325
| Low Income | Non-CARE | Monthly System Peak Day | September | SCE 1-in-2 | 1 | 1.4357 | 1.4149 | 1.4357 | 1.4149 | 0 | 75.8721
| Low Income | Non-CARE | Monthly System Peak Day | September | SCE 1-in-2 | 2 | 1.2039 | 1.1878 | 1.2039 | 1.1878 | 0 | 74.7564
| Low Income | Non-CARE | Monthly System Peak Day | September | SCE 1-in-2 | 3 | 1.0492 | 1.032 | 1.0492 | 1.032 | 0 | 73.86
| Low Income | Non-CARE | Monthly System Peak Day | September | SCE 1-in-2 | 4 | 0.94052 | 0.92385 | 0.94052 | 0.92385 | 0 | 73.0972
| Low Income | Non-CARE | Monthly System Peak Day | September | SCE 1-in-2 | 5 | 0.85554 | 0.8411 | 0.85554 | 0.8411 | 0 | 72.1286
| Low Income | Non-CARE | Monthly System Peak Day | September | SCE 1-in-2 | 6 | 0.80887 | 0.80809 | 0.80887 | 0.80809 | 0 | 71.4164
| Low Income | Non-CARE | Monthly System Peak Day | September | SCE 1-in-2 | 7 | 0.78834 | 0.82442 | 0.78834 | 0.82442 | 0 | 71.1786
| Low Income | Non-CARE | Monthly System Peak Day | September | SCE 1-in-2 | 8 | 0.75827 | 0.79126 | 0.75827 | 0.79126 | 0 | 70.9757
| Low Income | Non-CARE | Monthly System Peak Day | September | SCE 1-in-2 | 9 | 0.68829 | 0.67683 | 0.68829 | 0.67683 | 0 | 72.9227
| Low Income | Non-CARE | Monthly System Peak Day | September | SCE 1-in-2 | 10 | 0.69345 | 0.68431 | 0.69345 | 0.68431 | 0 | 77.4784
| Low Income | Non-CARE | Monthly System Peak Day | September | SCE 1-in-2 | 11 | 0.81433 | 0.81686 | 0.81433 | 0.81686 | 0 | 82.8218
| Low Income | Non-CARE | Monthly System Peak Day | September | SCE 1-in-2 | 12 | 0.99899 | 1.0004 | 0.99899 | 1.0004 | 0 | 87.6029
| Low Income | Non-CARE | Monthly System Peak Day | September | SCE 1-in-2 | 13 | 1.2904 | 1.276 | 1.2904 | 1.276 | 0 | 91.5117
| Low Income | Non-CARE | Monthly System Peak Day | September | SCE 1-in-2 | 14 | 1.6329 | 1.6143 | 1.6329 | 1.6143 | 0 | 94.1396
| Low Income | Non-CARE | Monthly System Peak Day | September | SCE 1-in-2 | 15 | 1.9642 | 1.9481 | 1.9642 | 1.9481 | 0 | 95.2597
| Low Income | Non-CARE | Monthly System Peak Day | September | SCE 1-in-2 | 16 | 2.3091 | 2.2959 | 2.3091 | 2.2959 | 0 | 94.8552
| Low Income | Non-CARE | Monthly System Peak Day | September | SCE 1-in-2 | 17 | 2.5881 | 2.5826 | 1.5428 | 1.4737 | 0.016105 | 94.8093
| Low Income | Non-CARE | Monthly System Peak Day | September | SCE 1-in-2 | 18 | 2.8361 | 2.8109 | 2.1756 | 2.1269 | 0.048757 | 94.2199
| Low Income | Non-CARE | Monthly System Peak Day | September | SCE 1-in-2 | 19 | 2.9215 | 2.8616 | 2.5178 | 2.3819 | 0.022844 | 93.208
| Low Income | Non-CARE | Monthly System Peak Day | September | SCE 1-in-2 | 20 | 2.798 | 2.7345 | 2.5055 | 2.3967 | 0.012142 | 90.8584
| Low Income | Non-CARE | Monthly System Peak Day | September | SCE 1-in-2 | 21 | 2.6568 | 2.6094 | 2.4027 | 2.31 | 0.014341 | 87.2701
| Low Income | Non-CARE | Monthly System Peak Day | September | SCE 1-in-2 | 22 | 2.4473 | 2.4062 | 2.8661 | 2.916 | 0.023986 | 84.7729
| Low Income | Non-CARE | Monthly System Peak Day | September | SCE 1-in-2 | 23 | 2.1756 | 2.1509 | 2.3538 | 2.371 | 0.016308 | 82.7211
| Low Income | Non-CARE | Monthly System Peak Day | September | SCE 1-in-2 | 24 | 1.84 | 1.8211 | 1.9431 | 1.932 | 0.014037 | 80.4541
| Low Income | Non-CARE | Typical Event Day | Typical Event | CAISO 1-in-10 | 1 | 1.5066 | 1.4858 | 1.5066 | 1.4858 | 0 | 77.1335
| Low Income | Non-CARE | Typical Event Day | Typical Event | CAISO 1-in-10 | 2 | 1.2708 | 1.2548 | 1.2708 | 1.2548 | 0 | 76.0781
| Low Income | Non-CARE | Typical Event Day | Typical Event | CAISO 1-in-10 | 3 | 1.1038 | 1.0866 | 1.1038 | 1.0866 | 0 | 75.09
| Low Income | Non-CARE | Typical Event Day | Typical Event | CAISO 1-in-10 | 4 | 0.98935 | 0.97268 | 0.98935 | 0.97268 | 0 | 74.3843
| Low Income | Non-CARE | Typical Event Day | Typical Event | CAISO 1-in-10 | 5 | 0.9041 | 0.88966 | 0.9041 | 0.88966 | 0 | 73.623
| Low Income | Non-CARE | Typical Event Day | Typical Event | CAISO 1-in-10 | 6 | 0.85821 | 0.85743 | 0.85821 | 0.85743 | 0 | 73.1204
| Low Income | Non-CARE | Typical Event Day | Typical Event | CAISO 1-in-10 | 7 | 0.82987 | 0.86595 | 0.82987 | 0.86595 | 0 | 72.6997
| Low Income | Non-CARE | Typical Event Day | Typical Event | CAISO 1-in-10 | 8 | 0.82647 | 0.85947 | 0.82647 | 0.85947 | 0 | 73.0722
| Low Income | Non-CARE | Typical Event Day | Typical Event | CAISO 1-in-10 | 9 | 0.79092 | 0.77947 | 0.79092 | 0.77947 | 0 | 75.6348
| Low Income | Non-CARE | Typical Event Day | Typical Event | CAISO 1-in-10 | 10 | 0.75084 | 0.7417 | 0.75084 | 0.7417 | 0 | 79.9306
| Low Income | Non-CARE | Typical Event Day | Typical Event | CAISO 1-in-10 | 11 | 0.82819 | 0.83072 | 0.82819 | 0.83072 | 0 | 84.6643
| Low Income | Non-CARE | Typical Event Day | Typical Event | CAISO 1-in-10 | 12 | 1.0353 | 1.0367 | 1.0353 | 1.0367 | 0 | 88.8073
| Low Income | Non-CARE | Typical Event Day | Typical Event | CAISO 1-in-10 | 13 | 1.3577 | 1.3433 | 1.3577 | 1.3433 | 0 | 91.5012
| Low Income | Non-CARE | Typical Event Day | Typical Event | CAISO 1-in-10 | 14 | 1.7102 | 1.6916 | 1.7102 | 1.6916 | 0 | 93.5523
| Low Income | Non-CARE | Typical Event Day | Typical Event | CAISO 1-in-10 | 15 | 2.0421 | 2.0259 | 2.0421 | 2.0259 | 0 | 94.839
| Low Income | Non-CARE | Typical Event Day | Typical Event | CAISO 1-in-10 | 16 | 2.3904 | 2.3772 | 2.3904 | 2.3772 | 0 | 95.3705
| Low Income | Non-CARE | Typical Event Day | Typical Event | CAISO 1-in-10 | 17 | 2.669 | 2.6636 | 1.6146 | 1.5455 | 0.016459 | 95.2366
| Low Income | Non-CARE | Typical Event Day | Typical Event | CAISO 1-in-10 | 18 | 2.9175 | 2.8922 | 2.2501 | 2.2014 | 0.04782 | 94.5575
| Low Income | Non-CARE | Typical Event Day | Typical Event | CAISO 1-in-10 | 19 | 3.0022 | 2.9423 | 2.602 | 2.4661 | 0.023304 | 92.9975
| Low Income | Non-CARE | Typical Event Day | Typical Event | CAISO 1-in-10 | 20 | 2.8593 | 2.7958 | 2.5748 | 2.466 | 0.011975 | 90.1059
| Low Income | Non-CARE | Typical Event Day | Typical Event | CAISO 1-in-10 | 21 | 2.7082 | 2.6608 | 2.4636 | 2.3708 | 0.015816 | 86.385
| Low Income | Non-CARE | Typical Event Day | Typical Event | CAISO 1-in-10 | 22 | 2.5075 | 2.4665 | 2.918 | 2.9679 | 0.023219 | 83.3412
| Low Income | Non-CARE | Typical Event Day | Typical Event | CAISO 1-in-10 | 23 | 2.2326 | 2.2079 | 2.3938 | 2.4111 | 0.01532 | 81.2803
| Low Income | Non-CARE | Typical Event Day | Typical Event | CAISO 1-in-10 | 24 | 1.8718 | 1.8529 | 1.9684 | 1.9574 | 0.01349 | 79.5617
| Low Income | Non-CARE | Typical Event Day | Typical Event | CAISO 1-in-2 | 1 | 1.3463 | 1.3255 | 1.3463 | 1.3255 | 0 | 74.1595
| Low Income | Non-CARE | Typical Event Day | Typical Event | CAISO 1-in-2 | 2 | 1.1348 | 1.1188 | 1.1348 | 1.1188 | 0 | 73.1142
| Low Income | Non-CARE | Typical Event Day | Typical Event | CAISO 1-in-2 | 3 | 0.9895 | 0.97232 | 0.9895 | 0.97232 | 0 | 72.262
| Low Income | Non-CARE | Typical Event Day | Typical Event | CAISO 1-in-2 | 4 | 0.87686 | 0.86019 | 0.87686 | 0.86019 | 0 | 71.3315
| Low Income | Non-CARE | Typical Event Day | Typical Event | CAISO 1-in-2 | 5 | 0.80164 | 0.78719 | 0.80164 | 0.78719 | 0 | 70.5685
| Low Income | Non-CARE | Typical Event Day | Typical Event | CAISO 1-in-2 | 6 | 0.75691 | 0.75614 | 0.75691 | 0.75614 | 0 | 69.8314
| Low Income | Non-CARE | Typical Event Day | Typical Event | CAISO 1-in-2 | 7 | 0.73622 | 0.7723 | 0.73622 | 0.7723 | 0 | 69.4465
| Low Income | Non-CARE | Typical Event Day | Typical Event | CAISO 1-in-2 | 8 | 0.72055 | 0.75355 | 0.72055 | 0.75355 | 0 | 69.7501
| Low Income | Non-CARE | Typical Event Day | Typical Event | CAISO 1-in-2 | 9 | 0.6715 | 0.66005 | 0.6715 | 0.66005 | 0 | 72.0867
| Low Income | Non-CARE | Typical Event Day | Typical Event | CAISO 1-in-2 | 10 | 0.61327 | 0.60413 | 0.61327 | 0.60413 | 0 | 76.1431
| Low Income | Non-CARE | Typical Event Day | Typical Event | CAISO 1-in-2 | 11 | 0.62292 | 0.62546 | 0.62292 | 0.62546 | 0 | 80.7502
| Low Income | Non-CARE | Typical Event Day | Typical Event | CAISO 1-in-2 | 12 | 0.74738 | 0.74878 | 0.74738 | 0.74878 | 0 | 84.854
| Low Income | Non-CARE | Typical Event Day | Typical Event | CAISO 1-in-2 | 13 | 0.98761 | 0.97316 | 0.98761 | 0.97316 | 0 | 87.7329
| Low Income | Non-CARE | Typical Event Day | Typical Event | CAISO 1-in-2 | 14 | 1.2742 | 1.2556 | 1.2742 | 1.2556 | 0 | 89.7425
| Low Income | Non-CARE | Typical Event Day | Typical Event | CAISO 1-in-2 | 15 | 1.5657 | 1.5496 | 1.5657 | 1.5496 | 0 | 90.9734
| Low Income | Non-CARE | Typical Event Day | Typical Event | CAISO 1-in-2 | 16 | 1.8904 | 1.8773 | 1.8904 | 1.8773 | 0 | 91.0658
| Low Income | Non-CARE | Typical Event Day | Typical Event | CAISO 1-in-2 | 17 | 2.1708 | 2.1653 | 1.2136 | 1.1445 | 0.014798 | 90.709
| Low Income | Non-CARE | Typical Event Day | Typical Event | CAISO 1-in-2 | 18 | 2.4391 | 2.4138 | 1.8768 | 1.8281 | 0.070094 | 89.3898
| Low Income | Non-CARE | Typical Event Day | Typical Event | CAISO 1-in-2 | 19 | 2.5556 | 2.4956 | 2.2382 | 2.1024 | 0.039779 | 87.929
| Low Income | Non-CARE | Typical Event Day | Typical Event | CAISO 1-in-2 | 20 | 2.4527 | 2.3892 | 2.2146 | 2.1058 | 0.01697 | 85.771
| Low Income | Non-CARE | Typical Event Day | Typical Event | CAISO 1-in-2 | 21 | 2.3399 | 2.2925 | 2.1351 | 2.0423 | 0.023813 | 82.6681
| Low Income | Non-CARE | Typical Event Day | Typical Event | CAISO 1-in-2 | 22 | 2.171 | 2.13 | 2.5613 | 2.6112 | 0.028552 | 79.8776
| Low Income | Non-CARE | Typical Event Day | Typical Event | CAISO 1-in-2 | 23 | 1.943 | 1.9183 | 2.0634 | 2.0806 | 0.017747 | 77.8282
| Low Income | Non-CARE | Typical Event Day | Typical Event | CAISO 1-in-2 | 24 | 1.6355 | 1.6166 | 1.7084 | 1.6973 | 0.014888 | 76.2626
| Low Income | Non-CARE | Typical Event Day | Typical Event | SCE 1-in-10 | 1 | 1.5353 | 1.5145 | 1.5353 | 1.5145 | 0 | 77.7063
| Low Income | Non-CARE | Typical Event Day | Typical Event | SCE 1-in-10 | 2 | 1.2695 | 1.2535 | 1.2695 | 1.2535 | 0 | 76.213
| Low Income | Non-CARE | Typical Event Day | Typical Event | SCE 1-in-10 | 3 | 1.0897 | 1.0725 | 1.0897 | 1.0725 | 0 | 74.9414
| Low Income | Non-CARE | Typical Event Day | Typical Event | SCE 1-in-10 | 4 | 0.97768 | 0.96101 | 0.97768 | 0.96101 | 0 | 74.1693
| Low Income | Non-CARE | Typical Event Day | Typical Event | SCE 1-in-10 | 5 | 0.89491 | 0.88047 | 0.89491 | 0.88047 | 0 | 73.3427
| Low Income | Non-CARE | Typical Event Day | Typical Event | SCE 1-in-10 | 6 | 0.84779 | 0.84702 | 0.84779 | 0.84702 | 0 | 72.7083
| Low Income | Non-CARE | Typical Event Day | Typical Event | SCE 1-in-10 | 7 | 0.81555 | 0.85164 | 0.81555 | 0.85164 | 0 | 72.1631
| Low Income | Non-CARE | Typical Event Day | Typical Event | SCE 1-in-10 | 8 | 0.81038 | 0.84338 | 0.81038 | 0.84338 | 0 | 72.6567
| Low Income | Non-CARE | Typical Event Day | Typical Event | SCE 1-in-10 | 9 | 0.78669 | 0.77523 | 0.78669 | 0.77523 | 0 | 75.7228
| Low Income | Non-CARE | Typical Event Day | Typical Event | SCE 1-in-10 | 10 | 0.79259 | 0.78345 | 0.79259 | 0.78345 | 0 | 80.8017
| Low Income | Non-CARE | Typical Event Day | Typical Event | SCE 1-in-10 | 11 | 0.90459 | 0.90712 | 0.90459 | 0.90712 | 0 | 86.2966
| Low Income | Non-CARE | Typical Event Day | Typical Event | SCE 1-in-10 | 12 | 1.1429 | 1.1443 | 1.1429 | 1.1443 | 0 | 90.4613
| Low Income | Non-CARE | Typical Event Day | Typical Event | SCE 1-in-10 | 13 | 1.4975 | 1.4831 | 1.4975 | 1.4831 | 0 | 93.1043
| Low Income | Non-CARE | Typical Event Day | Typical Event | SCE 1-in-10 | 14 | 1.8753 | 1.8567 | 1.8753 | 1.8567 | 0 | 95.3072
| Low Income | Non-CARE | Typical Event Day | Typical Event | SCE 1-in-10 | 15 | 2.2239 | 2.2077 | 2.2239 | 2.2077 | 0 | 97.1365
| Low Income | Non-CARE | Typical Event Day | Typical Event | SCE 1-in-10 | 16 | 2.5862 | 2.5731 | 2.5862 | 2.5731 | 0 | 98.3746
| Low Income | Non-CARE | Typical Event Day | Typical Event | SCE 1-in-10 | 17 | 2.8647 | 2.8593 | 1.7358 | 1.6667 | 0.020393 | 98.707
| Low Income | Non-CARE | Typical Event Day | Typical Event | SCE 1-in-10 | 18 | 3.0924 | 3.0672 | 2.3553 | 2.3067 | 0.044822 | 97.9829
| Low Income | Non-CARE | Typical Event Day | Typical Event | SCE 1-in-10 | 19 | 3.1635 | 3.1035 | 2.7113 | 2.5754 | 0.020215 | 96.1716
| Low Income | Non-CARE | Typical Event Day | Typical Event | SCE 1-in-10 | 20 | 3.0186 | 2.9551 | 2.7034 | 2.5946 | 0.014323 | 92.9805
| Low Income | Non-CARE | Typical Event Day | Typical Event | SCE 1-in-10 | 21 | 2.8576 | 2.8102 | 2.5816 | 2.4889 | 0.012188 | 89.3087
| Low Income | Non-CARE | Typical Event Day | Typical Event | SCE 1-in-10 | 22 | 2.6323 | 2.5913 | 3.058 | 3.1079 | 0.025906 | 85.9516
| Low Income | Non-CARE | Typical Event Day | Typical Event | SCE 1-in-10 | 23 | 2.3404 | 2.3157 | 2.523 | 2.5403 | 0.016744 | 83.0963
| Low Income | Non-CARE | Typical Event Day | Typical Event | SCE 1-in-10 | 24 | 1.9635 | 1.9446 | 2.0718 | 2.0607 | 0.014745 | 81.1808
| Low Income | Non-CARE | Typical Event Day | Typical Event | SCE 1-in-2 | 1 | 1.3011 | 1.2803 | 1.3011 | 1.2803 | 0 | 73.3739
| Low Income | Non-CARE | Typical Event Day | Typical Event | SCE 1-in-2 | 2 | 1.0951 | 1.0791 | 1.0951 | 1.0791 | 0 | 72.3295
| Low Income | Non-CARE | Typical Event Day | Typical Event | SCE 1-in-2 | 3 | 0.95447 | 0.9373 | 0.95447 | 0.9373 | 0 | 71.4584
| Low Income | Non-CARE | Typical Event Day | Typical Event | SCE 1-in-2 | 4 | 0.8515 | 0.83484 | 0.8515 | 0.83484 | 0 | 70.635
| Low Income | Non-CARE | Typical Event Day | Typical Event | SCE 1-in-2 | 5 | 0.7819 | 0.76746 | 0.7819 | 0.76746 | 0 | 69.9318
| Low Income | Non-CARE | Typical Event Day | Typical Event | SCE 1-in-2 | 6 | 0.74236 | 0.74158 | 0.74236 | 0.74158 | 0 | 69.3012
| Low Income | Non-CARE | Typical Event Day | Typical Event | SCE 1-in-2 | 7 | 0.72022 | 0.75631 | 0.72022 | 0.75631 | 0 | 68.8256
| Low Income | Non-CARE | Typical Event Day | Typical Event | SCE 1-in-2 | 8 | 0.70234 | 0.73534 | 0.70234 | 0.73534 | 0 | 69.1392
| Low Income | Non-CARE | Typical Event Day | Typical Event | SCE 1-in-2 | 9 | 0.65516 | 0.6437 | 0.65516 | 0.6437 | 0 | 71.608
| Low Income | Non-CARE | Typical Event Day | Typical Event | SCE 1-in-2 | 10 | 0.60162 | 0.59248 | 0.60162 | 0.59248 | 0 | 75.839
| Low Income | Non-CARE | Typical Event Day | Typical Event | SCE 1-in-2 | 11 | 0.60557 | 0.6081 | 0.60557 | 0.6081 | 0 | 80.1984
| Low Income | Non-CARE | Typical Event Day | Typical Event | SCE 1-in-2 | 12 | 0.7264 | 0.72779 | 0.7264 | 0.72779 | 0 | 84.0774
| Low Income | Non-CARE | Typical Event Day | Typical Event | SCE 1-in-2 | 13 | 0.9574 | 0.94294 | 0.9574 | 0.94294 | 0 | 86.8276
| Low Income | Non-CARE | Typical Event Day | Typical Event | SCE 1-in-2 | 14 | 1.2337 | 1.2151 | 1.2337 | 1.2151 | 0 | 88.7986
| Low Income | Non-CARE | Typical Event Day | Typical Event | SCE 1-in-2 | 15 | 1.5173 | 1.5012 | 1.5173 | 1.5012 | 0 | 90.3628
| Low Income | Non-CARE | Typical Event Day | Typical Event | SCE 1-in-2 | 16 | 1.8387 | 1.8256 | 1.8387 | 1.8256 | 0 | 90.7377
| Low Income | Non-CARE | Typical Event Day | Typical Event | SCE 1-in-2 | 17 | 2.12 | 2.1145 | 1.1582 | 1.0891 | 0.014763 | 90.921
| Low Income | Non-CARE | Typical Event Day | Typical Event | SCE 1-in-2 | 18 | 2.3818 | 2.3565 | 1.8069 | 1.7582 | 0.066777 | 90.0079
| Low Income | Non-CARE | Typical Event Day | Typical Event | SCE 1-in-2 | 19 | 2.5006 | 2.4407 | 2.1766 | 2.0407 | 0.038218 | 88.3387
| Low Income | Non-CARE | Typical Event Day | Typical Event | SCE 1-in-2 | 20 | 2.4122 | 2.3487 | 2.1714 | 2.0626 | 0.016488 | 86.0214
| Low Income | Non-CARE | Typical Event Day | Typical Event | SCE 1-in-2 | 21 | 2.3035 | 2.2561 | 2.0986 | 2.0059 | 0.023811 | 82.6688
| Low Income | Non-CARE | Typical Event Day | Typical Event | SCE 1-in-2 | 22 | 2.135 | 2.094 | 2.5235 | 2.5734 | 0.029406 | 79.5693
| Low Income | Non-CARE | Typical Event Day | Typical Event | SCE 1-in-2 | 23 | 1.9121 | 1.8874 | 2.0284 | 2.0456 | 0.018314 | 77.4772
| Low Income | Non-CARE | Typical Event Day | Typical Event | SCE 1-in-2 | 24 | 1.6094 | 1.5905 | 1.6782 | 1.6671 | 0.015611 | 75.6924
| NEM | NEM Customer | Average Weekday | April | CAISO 1-in-10 | 1 | 1.0651 | 1.0531 | 1.0651 | 1.0531 | 0 | 59.8403
| NEM | NEM Customer | Average Weekday | April | CAISO 1-in-10 | 2 | 0.9473 | 0.93566 | 0.9473 | 0.93566 | 0 | 58.6131
| NEM | NEM Customer | Average Weekday | April | CAISO 1-in-10 | 3 | 0.85916 | 0.83827 | 0.85916 | 0.83827 | 0 | 57.4737
| NEM | NEM Customer | Average Weekday | April | CAISO 1-in-10 | 4 | 0.79406 | 0.77143 | 0.79406 | 0.77143 | 0 | 56.4668
| NEM | NEM Customer | Average Weekday | April | CAISO 1-in-10 | 5 | 0.75894 | 0.73613 | 0.75894 | 0.73613 | 0 | 55.6424
| NEM | NEM Customer | Average Weekday | April | CAISO 1-in-10 | 6 | 0.7561 | 0.74939 | 0.7561 | 0.74939 | 0 | 54.9644
| NEM | NEM Customer | Average Weekday | April | CAISO 1-in-10 | 7 | 0.73433 | 0.79248 | 0.73433 | 0.79248 | 0 | 54.4199
| NEM | NEM Customer | Average Weekday | April | CAISO 1-in-10 | 8 | 0.43862 | 0.53449 | 0.43862 | 0.53449 | 0 | 54.2666
| NEM | NEM Customer | Average Weekday | April | CAISO 1-in-10 | 9 | -0.16036 | -0.062907 | -0.16036 | -0.062907 | 0 | 56.5114
| NEM | NEM Customer | Average Weekday | April | CAISO 1-in-10 | 10 | -0.86111 | -0.68141 | -0.86111 | -0.68141 | 0 | 60.1832
| NEM | NEM Customer | Average Weekday | April | CAISO 1-in-10 | 11 | -1.4377 | -1.1703 | -1.4377 | -1.1703 | 0 | 64.2471
| NEM | NEM Customer | Average Weekday | April | CAISO 1-in-10 | 12 | -1.8634 | -1.5254 | -1.8634 | -1.5254 | 0 | 67.9606
| NEM | NEM Customer | Average Weekday | April | CAISO 1-in-10 | 13 | -2.0443 | -1.6654 | -2.0443 | -1.6654 | 0 | 70.5372
| NEM | NEM Customer | Average Weekday | April | CAISO 1-in-10 | 14 | -2.0104 | -1.5882 | -2.0104 | -1.5882 | 0 | 72.4806
| NEM | NEM Customer | Average Weekday | April | CAISO 1-in-10 | 15 | -1.7475 | -1.2793 | -1.7475 | -1.2793 | 0 | 73.9097
| NEM | NEM Customer | Average Weekday | April | CAISO 1-in-10 | 16 | -1.2065 | -0.72526 | -1.2065 | -0.72526 | 0 | 74.7073
| NEM | NEM Customer | Average Weekday | April | CAISO 1-in-10 | 17 | -0.49196 | -0.043765 | -0.51018 | -0.061986 | 0.0091108 | 74.8328
| NEM | NEM Customer | Average Weekday | April | CAISO 1-in-10 | 18 | 0.32972 | 0.60511 | 0.32972 | 0.60511 | 0 | 74.0881
| NEM | NEM Customer | Average Weekday | April | CAISO 1-in-10 | 19 | 1.0127 | 1.0501 | 1.0127 | 1.0501 | 0 | 72.6611
| NEM | NEM Customer | Average Weekday | April | CAISO 1-in-10 | 20 | 1.3657 | 1.3011 | 1.2618 | 1.1973 | 0.099995 | 70.3127
| NEM | NEM Customer | Average Weekday | April | CAISO 1-in-10 | 21 | 1.4103 | 1.3569 | 1.2784 | 1.2418 | 0.11332 | 67.1578
| NEM | NEM Customer | Average Weekday | April | CAISO 1-in-10 | 22 | 1.3411 | 1.2907 | 1.585 | 1.5346 | 0.09812 | 64.6974
| NEM | NEM Customer | Average Weekday | April | CAISO 1-in-10 | 23 | 1.3 | 1.2755 | 1.3 | 1.3412 | 0 | 62.8432
| NEM | NEM Customer | Average Weekday | April | CAISO 1-in-10 | 24 | 1.1574 | 1.1412 | 1.1574 | 1.2028 | 0 | 61.2837
| NEM | NEM Customer | Average Weekday | April | CAISO 1-in-2 | 1 | 1.0426 | 1.0306 | 1.0426 | 1.0306 | 0 | 57.3607
| NEM | NEM Customer | Average Weekday | April | CAISO 1-in-2 | 2 | 0.93434 | 0.9227 | 0.93434 | 0.9227 | 0 | 56.3067
| NEM | NEM Customer | Average Weekday | April | CAISO 1-in-2 | 3 | 0.85347 | 0.83259 | 0.85347 | 0.83259 | 0 | 55.3484
| NEM | NEM Customer | Average Weekday | April | CAISO 1-in-2 | 4 | 0.79453 | 0.7719 | 0.79453 | 0.7719 | 0 | 54.5482
| NEM | NEM Customer | Average Weekday | April | CAISO 1-in-2 | 5 | 0.76588 | 0.74307 | 0.76588 | 0.74307 | 0 | 53.87
| NEM | NEM Customer | Average Weekday | April | CAISO 1-in-2 | 6 | 0.77046 | 0.76375 | 0.77046 | 0.76375 | 0 | 53.3135
| NEM | NEM Customer | Average Weekday | April | CAISO 1-in-2 | 7 | 0.77496 | 0.83312 | 0.77496 | 0.83312 | 0 | 52.7905
| NEM | NEM Customer | Average Weekday | April | CAISO 1-in-2 | 8 | 0.51853 | 0.61441 | 0.51853 | 0.61441 | 0 | 52.6139
| NEM | NEM Customer | Average Weekday | April | CAISO 1-in-2 | 9 | -0.068727 | 0.028722 | -0.068727 | 0.028722 | 0 | 54.336
| NEM | NEM Customer | Average Weekday | April | CAISO 1-in-2 | 10 | -0.74247 | -0.56277 | -0.74247 | -0.56277 | 0 | 57.5104
| NEM | NEM Customer | Average Weekday | April | CAISO 1-in-2 | 11 | -1.2932 | -1.0258 | -1.2932 | -1.0258 | 0 | 60.8234
| NEM | NEM Customer | Average Weekday | April | CAISO 1-in-2 | 12 | -1.6372 | -1.2992 | -1.6372 | -1.2992 | 0 | 63.9747
| NEM | NEM Customer | Average Weekday | April | CAISO 1-in-2 | 13 | -1.8107 | -1.4318 | -1.8107 | -1.4318 | 0 | 66.6077
| NEM | NEM Customer | Average Weekday | April | CAISO 1-in-2 | 14 | -1.7722 | -1.3499 | -1.7722 | -1.3499 | 0 | 68.66
| NEM | NEM Customer | Average Weekday | April | CAISO 1-in-2 | 15 | -1.507 | -1.0388 | -1.507 | -1.0388 | 0 | 70.1167
| NEM | NEM Customer | Average Weekday | April | CAISO 1-in-2 | 16 | -0.97472 | -0.49352 | -0.97472 | -0.49352 | 0 | 70.964
| NEM | NEM Customer | Average Weekday | April | CAISO 1-in-2 | 17 | -0.30373 | 0.14447 | -0.38286 | 0.06534 | 0.07006 | 71.2221
| NEM | NEM Customer | Average Weekday | April | CAISO 1-in-2 | 18 | 0.42792 | 0.70331 | 0.40664 | 0.68203 | 0.010639 | 70.701
| NEM | NEM Customer | Average Weekday | April | CAISO 1-in-2 | 19 | 1.0307 | 1.068 | 1.0307 | 1.068 | 0 | 69.3568
| NEM | NEM Customer | Average Weekday | April | CAISO 1-in-2 | 20 | 1.3445 | 1.2799 | 1.2847 | 1.2201 | 0.029904 | 66.9591
| NEM | NEM Customer | Average Weekday | April | CAISO 1-in-2 | 21 | 1.366 | 1.3125 | 1.2889 | 1.2355 | 0.038518 | 63.6883
| NEM | NEM Customer | Average Weekday | April | CAISO 1-in-2 | 22 | 1.2979 | 1.2475 | 1.4122 | 1.3618 | 0.11316 | 61.238
| NEM | NEM Customer | Average Weekday | April | CAISO 1-in-2 | 23 | 1.2632 | 1.2387 | 1.2632 | 1.2654 | 0 | 59.52
| NEM | NEM Customer | Average Weekday | April | CAISO 1-in-2 | 24 | 1.1291 | 1.1129 | 1.1291 | 1.1546 | 0 | 58.2032
| NEM | NEM Customer | Average Weekday | April | SCE 1-in-10 | 1 | 1.0623 | 1.0502 | 1.0623 | 1.0502 | 0 | 59.3808
| NEM | NEM Customer | Average Weekday | April | SCE 1-in-10 | 2 | 0.94541 | 0.93377 | 0.94541 | 0.93377 | 0 | 58.1771
| NEM | NEM Customer | Average Weekday | April | SCE 1-in-10 | 3 | 0.85781 | 0.83693 | 0.85781 | 0.83693 | 0 | 57.1118
| NEM | NEM Customer | Average Weekday | April | SCE 1-in-10 | 4 | 0.79324 | 0.77062 | 0.79324 | 0.77062 | 0 | 56.0886
| NEM | NEM Customer | Average Weekday | April | SCE 1-in-10 | 5 | 0.75867 | 0.73586 | 0.75867 | 0.73586 | 0 | 55.3253
| NEM | NEM Customer | Average Weekday | April | SCE 1-in-10 | 6 | 0.75671 | 0.75 | 0.75671 | 0.75 | 0 | 54.7332
| NEM | NEM Customer | Average Weekday | April | SCE 1-in-10 | 7 | 0.73703 | 0.79519 | 0.73703 | 0.79519 | 0 | 54.167
| NEM | NEM Customer | Average Weekday | April | SCE 1-in-10 | 8 | 0.44435 | 0.54022 | 0.44435 | 0.54022 | 0 | 53.9992
| NEM | NEM Customer | Average Weekday | April | SCE 1-in-10 | 9 | -0.15414 | -0.05669 | -0.15414 | -0.05669 | 0 | 56.1224
| NEM | NEM Customer | Average Weekday | April | SCE 1-in-10 | 10 | -0.85245 | -0.67275 | -0.85245 | -0.67275 | 0 | 59.9412
| NEM | NEM Customer | Average Weekday | April | SCE 1-in-10 | 11 | -1.42 | -1.1526 | -1.42 | -1.1526 | 0 | 63.7773
| NEM | NEM Customer | Average Weekday | April | SCE 1-in-10 | 12 | -1.8232 | -1.4852 | -1.8232 | -1.4852 | 0 | 67.2827
| NEM | NEM Customer | Average Weekday | April | SCE 1-in-10 | 13 | -2.0246 | -1.6456 | -2.0246 | -1.6456 | 0 | 70.0899
| NEM | NEM Customer | Average Weekday | April | SCE 1-in-10 | 14 | -1.9938 | -1.5715 | -1.9938 | -1.5715 | 0 | 72.1238
| NEM | NEM Customer | Average Weekday | April | SCE 1-in-10 | 15 | -1.7326 | -1.2644 | -1.7326 | -1.2644 | 0 | 73.5234
| NEM | NEM Customer | Average Weekday | April | SCE 1-in-10 | 16 | -1.1889 | -0.70766 | -1.1889 | -0.70766 | 0 | 74.4797
| NEM | NEM Customer | Average Weekday | April | SCE 1-in-10 | 17 | -0.47355 | -0.025352 | -0.49586 | -0.047657 | 0.011152 | 74.7732
| NEM | NEM Customer | Average Weekday | April | SCE 1-in-10 | 18 | 0.33386 | 0.60925 | 0.33386 | 0.60925 | 0 | 74.1119
| NEM | NEM Customer | Average Weekday | April | SCE 1-in-10 | 19 | 1.0062 | 1.0435 | 1.0062 | 1.0435 | 0 | 72.6989
| NEM | NEM Customer | Average Weekday | April | SCE 1-in-10 | 20 | 1.3614 | 1.2968 | 1.266 | 1.2014 | 0.047681 | 70.4728
| NEM | NEM Customer | Average Weekday | April | SCE 1-in-10 | 21 | 1.4061 | 1.3527 | 1.2735 | 1.2369 | 0.11294 | 67.2473
| NEM | NEM Customer | Average Weekday | April | SCE 1-in-10 | 22 | 1.3356 | 1.2852 | 1.563 | 1.5126 | 0.097709 | 64.7922
| NEM | NEM Customer | Average Weekday | April | SCE 1-in-10 | 23 | 1.2953 | 1.2708 | 1.2953 | 1.3372 | 0 | 62.8995
| NEM | NEM Customer | Average Weekday | April | SCE 1-in-10 | 24 | 1.1536 | 1.1374 | 1.1536 | 1.1989 | 0 | 61.2656
| NEM | NEM Customer | Average Weekday | April | SCE 1-in-2 | 1 | 1.0395 | 1.0274 | 1.0395 | 1.0274 | 0 | 57.3545
| NEM | NEM Customer | Average Weekday | April | SCE 1-in-2 | 2 | 0.93172 | 0.92008 | 0.93172 | 0.92008 | 0 | 56.2988
| NEM | NEM Customer | Average Weekday | April | SCE 1-in-2 | 3 | 0.85132 | 0.83044 | 0.85132 | 0.83044 | 0 | 55.3756
| NEM | NEM Customer | Average Weekday | April | SCE 1-in-2 | 4 | 0.79464 | 0.77201 | 0.79464 | 0.77201 | 0 | 54.6086
| NEM | NEM Customer | Average Weekday | April | SCE 1-in-2 | 5 | 0.76616 | 0.74335 | 0.76616 | 0.74335 | 0 | 53.8869
| NEM | NEM Customer | Average Weekday | April | SCE 1-in-2 | 6 | 0.77102 | 0.76431 | 0.77102 | 0.76431 | 0 | 53.3179
| NEM | NEM Customer | Average Weekday | April | SCE 1-in-2 | 7 | 0.77684 | 0.835 | 0.77684 | 0.835 | 0 | 52.8213
| NEM | NEM Customer | Average Weekday | April | SCE 1-in-2 | 8 | 0.52265 | 0.61852 | 0.52265 | 0.61852 | 0 | 52.6595
| NEM | NEM Customer | Average Weekday | April | SCE 1-in-2 | 9 | -0.063869 | 0.033581 | -0.063869 | 0.033581 | 0 | 54.3823
| NEM | NEM Customer | Average Weekday | April | SCE 1-in-2 | 10 | -0.73772 | -0.55802 | -0.73772 | -0.55802 | 0 | 57.5297
| NEM | NEM Customer | Average Weekday | April | SCE 1-in-2 | 11 | -1.29 | -1.0226 | -1.29 | -1.0226 | 0 | 60.7804
| NEM | NEM Customer | Average Weekday | April | SCE 1-in-2 | 12 | -1.6399 | -1.302 | -1.6399 | -1.302 | 0 | 63.8789
| NEM | NEM Customer | Average Weekday | April | SCE 1-in-2 | 13 | -1.8036 | -1.4247 | -1.8036 | -1.4247 | 0 | 66.4236
| NEM | NEM Customer | Average Weekday | April | SCE 1-in-2 | 14 | -1.7637 | -1.3415 | -1.7637 | -1.3415 | 0 | 68.3981
| NEM | NEM Customer | Average Weekday | April | SCE 1-in-2 | 15 | -1.5005 | -1.0324 | -1.5005 | -1.0324 | 0 | 69.8115
| NEM | NEM Customer | Average Weekday | April | SCE 1-in-2 | 16 | -0.97196 | -0.49075 | -0.97196 | -0.49075 | 0 | 70.6035
| NEM | NEM Customer | Average Weekday | April | SCE 1-in-2 | 17 | -0.30448 | 0.14372 | -0.37842 | 0.069775 | 0.071226 | 70.8035
| NEM | NEM Customer | Average Weekday | April | SCE 1-in-2 | 18 | 0.43027 | 0.70566 | 0.41108 | 0.68648 | 0.0095922 | 70.2547
| NEM | NEM Customer | Average Weekday | April | SCE 1-in-2 | 19 | 1.0332 | 1.0706 | 1.0332 | 1.0706 | 0 | 68.9476
| NEM | NEM Customer | Average Weekday | April | SCE 1-in-2 | 20 | 1.3414 | 1.2768 | 1.2881 | 1.2235 | 0.026658 | 66.5922
| NEM | NEM Customer | Average Weekday | April | SCE 1-in-2 | 21 | 1.3614 | 1.308 | 1.2935 | 1.24 | 0.033978 | 63.3783
| NEM | NEM Customer | Average Weekday | April | SCE 1-in-2 | 22 | 1.2939 | 1.2435 | 1.3962 | 1.3459 | 0.051172 | 60.9814
| NEM | NEM Customer | Average Weekday | April | SCE 1-in-2 | 23 | 1.2598 | 1.2354 | 1.2598 | 1.2597 | 0 | 59.3202
| NEM | NEM Customer | Average Weekday | April | SCE 1-in-2 | 24 | 1.1263 | 1.1101 | 1.1263 | 1.1506 | 0 | 58.0067
| NEM | NEM Customer | Average Weekday | August | CAISO 1-in-10 | 1 | 1.7277 | 1.7156 | 1.7277 | 1.7156 | 0 | 73.2689
| NEM | NEM Customer | Average Weekday | August | CAISO 1-in-10 | 2 | 1.4899 | 1.4783 | 1.4899 | 1.4783 | 0 | 72.3022
| NEM | NEM Customer | Average Weekday | August | CAISO 1-in-10 | 3 | 1.3072 | 1.2864 | 1.3072 | 1.2864 | 0 | 71.4397
| NEM | NEM Customer | Average Weekday | August | CAISO 1-in-10 | 4 | 1.168 | 1.1454 | 1.168 | 1.1454 | 0 | 70.753
| NEM | NEM Customer | Average Weekday | August | CAISO 1-in-10 | 5 | 1.063 | 1.0402 | 1.063 | 1.0402 | 0 | 70.0763
| NEM | NEM Customer | Average Weekday | August | CAISO 1-in-10 | 6 | 1.0021 | 0.9954 | 1.0021 | 0.9954 | 0 | 69.545
| NEM | NEM Customer | Average Weekday | August | CAISO 1-in-10 | 7 | 0.90597 | 0.96412 | 0.90597 | 0.96412 | 0 | 69.0772
| NEM | NEM Customer | Average Weekday | August | CAISO 1-in-10 | 8 | 0.61251 | 0.70839 | 0.61251 | 0.70839 | 0 | 69.0141
| NEM | NEM Customer | Average Weekday | August | CAISO 1-in-10 | 9 | 0.079374 | 0.17682 | 0.079374 | 0.17682 | 0 | 70.9091
| NEM | NEM Customer | Average Weekday | August | CAISO 1-in-10 | 10 | -0.60354 | -0.42383 | -0.60354 | -0.42383 | 0 | 74.1358
| NEM | NEM Customer | Average Weekday | August | CAISO 1-in-10 | 11 | -1.0401 | -0.7727 | -1.0401 | -0.7727 | 0 | 77.7942
| NEM | NEM Customer | Average Weekday | August | CAISO 1-in-10 | 12 | -1.2819 | -0.94394 | -1.2819 | -0.94394 | 0 | 81.3325
| NEM | NEM Customer | Average Weekday | August | CAISO 1-in-10 | 13 | -1.3057 | -0.92677 | -1.3057 | -0.92677 | 0 | 84.3878
| NEM | NEM Customer | Average Weekday | August | CAISO 1-in-10 | 14 | -1.0881 | -0.66586 | -1.0881 | -0.66586 | 0 | 86.8329
| NEM | NEM Customer | Average Weekday | August | CAISO 1-in-10 | 15 | -0.67766 | -0.20951 | -0.67766 | -0.20951 | 0 | 88.5273
| NEM | NEM Customer | Average Weekday | August | CAISO 1-in-10 | 16 | -0.013845 | 0.46736 | -0.013845 | 0.46736 | 0 | 89.3363
| NEM | NEM Customer | Average Weekday | August | CAISO 1-in-10 | 17 | 0.78614 | 1.2343 | -0.32648 | -0.033302 | 0.025362 | 89.3614
| NEM | NEM Customer | Average Weekday | August | CAISO 1-in-10 | 18 | 1.7621 | 2.0375 | 1.1279 | 1.356 | 0.11893 | 88.4834
| NEM | NEM Customer | Average Weekday | August | CAISO 1-in-10 | 19 | 2.5331 | 2.5705 | 2.2064 | 2.1463 | 0.11119 | 86.9447
| NEM | NEM Customer | Average Weekday | August | CAISO 1-in-10 | 20 | 2.7493 | 2.6847 | 2.4709 | 2.4231 | 0.04235 | 84.4098
| NEM | NEM Customer | Average Weekday | August | CAISO 1-in-10 | 21 | 2.6752 | 2.6218 | 2.4279 | 2.3913 | 0.056755 | 80.7427
| NEM | NEM Customer | Average Weekday | August | CAISO 1-in-10 | 22 | 2.4987 | 2.4484 | 2.9851 | 3.1093 | 0.04321 | 77.8886
| NEM | NEM Customer | Average Weekday | August | CAISO 1-in-10 | 23 | 2.3055 | 2.2811 | 2.3986 | 2.5018 | 0.037223 | 76.052
| NEM | NEM Customer | Average Weekday | August | CAISO 1-in-10 | 24 | 1.9758 | 1.9596 | 2.0205 | 2.1077 | 0.032804 | 74.6635
| NEM | NEM Customer | Average Weekday | August | CAISO 1-in-2 | 1 | 1.5447 | 1.5326 | 1.5447 | 1.5326 | 0 | 70.4191
| NEM | NEM Customer | Average Weekday | August | CAISO 1-in-2 | 2 | 1.3096 | 1.298 | 1.3096 | 1.298 | 0 | 69.2118
| NEM | NEM Customer | Average Weekday | August | CAISO 1-in-2 | 3 | 1.1355 | 1.1146 | 1.1355 | 1.1146 | 0 | 68.1172
| NEM | NEM Customer | Average Weekday | August | CAISO 1-in-2 | 4 | 1.0151 | 0.99246 | 1.0151 | 0.99246 | 0 | 67.1211
| NEM | NEM Customer | Average Weekday | August | CAISO 1-in-2 | 5 | 0.93682 | 0.91401 | 0.93682 | 0.91401 | 0 | 66.2313
| NEM | NEM Customer | Average Weekday | August | CAISO 1-in-2 | 6 | 0.89087 | 0.88416 | 0.89087 | 0.88416 | 0 | 65.5103
| NEM | NEM Customer | Average Weekday | August | CAISO 1-in-2 | 7 | 0.80447 | 0.86262 | 0.80447 | 0.86262 | 0 | 64.9623
| NEM | NEM Customer | Average Weekday | August | CAISO 1-in-2 | 8 | 0.49857 | 0.59444 | 0.49857 | 0.59444 | 0 | 64.8365
| NEM | NEM Customer | Average Weekday | August | CAISO 1-in-2 | 9 | -0.060759 | 0.03669 | -0.060759 | 0.03669 | 0 | 67.1644
| NEM | NEM Customer | Average Weekday | August | CAISO 1-in-2 | 10 | -0.68866 | -0.50896 | -0.68866 | -0.50896 | 0 | 71.0035
| NEM | NEM Customer | Average Weekday | August | CAISO 1-in-2 | 11 | -1.2265 | -0.95909 | -1.2265 | -0.95909 | 0 | 75.3849
| NEM | NEM Customer | Average Weekday | August | CAISO 1-in-2 | 12 | -1.5754 | -1.2374 | -1.5754 | -1.2374 | 0 | 79.6209
| NEM | NEM Customer | Average Weekday | August | CAISO 1-in-2 | 13 | -1.6298 | -1.2508 | -1.6298 | -1.2508 | 0 | 82.9574
| NEM | NEM Customer | Average Weekday | August | CAISO 1-in-2 | 14 | -1.4345 | -1.0123 | -1.4345 | -1.0123 | 0 | 85.5326
| NEM | NEM Customer | Average Weekday | August | CAISO 1-in-2 | 15 | -1.0313 | -0.56317 | -1.0313 | -0.56317 | 0 | 87.1836
| NEM | NEM Customer | Average Weekday | August | CAISO 1-in-2 | 16 | -0.35928 | 0.12193 | -0.35928 | 0.12193 | 0 | 88.0408
| NEM | NEM Customer | Average Weekday | August | CAISO 1-in-2 | 17 | 0.45496 | 0.90316 | -0.6327 | -0.33952 | 0.027212 | 88.2785
| NEM | NEM Customer | Average Weekday | August | CAISO 1-in-2 | 18 | 1.3981 | 1.6735 | 0.78715 | 1.0153 | 0.12735 | 87.4821
| NEM | NEM Customer | Average Weekday | August | CAISO 1-in-2 | 19 | 2.1673 | 2.2047 | 1.8633 | 1.8031 | 0.12149 | 85.7574
| NEM | NEM Customer | Average Weekday | August | CAISO 1-in-2 | 20 | 2.4393 | 2.3747 | 2.1726 | 2.1248 | 0.047693 | 83.024
| NEM | NEM Customer | Average Weekday | August | CAISO 1-in-2 | 21 | 2.4013 | 2.3479 | 2.1688 | 2.1322 | 0.063831 | 78.9988
| NEM | NEM Customer | Average Weekday | August | CAISO 1-in-2 | 22 | 2.2461 | 2.1957 | 2.7286 | 2.8528 | 0.052058 | 75.6197
| NEM | NEM Customer | Average Weekday | August | CAISO 1-in-2 | 23 | 2.088 | 2.0635 | 2.15 | 2.2532 | 0.046911 | 73.4043
| NEM | NEM Customer | Average Weekday | August | CAISO 1-in-2 | 24 | 1.7924 | 1.7762 | 1.8186 | 1.9059 | 0.013082 | 71.8084
| NEM | NEM Customer | Average Weekday | August | SCE 1-in-10 | 1 | 1.802 | 1.79 | 1.802 | 1.79 | 0 | 74.421
| NEM | NEM Customer | Average Weekday | August | SCE 1-in-10 | 2 | 1.552 | 1.5404 | 1.552 | 1.5404 | 0 | 73.3652
| NEM | NEM Customer | Average Weekday | August | SCE 1-in-10 | 3 | 1.3594 | 1.3385 | 1.3594 | 1.3385 | 0 | 72.4206
| NEM | NEM Customer | Average Weekday | August | SCE 1-in-10 | 4 | 1.2095 | 1.1869 | 1.2095 | 1.1869 | 0 | 71.6046
| NEM | NEM Customer | Average Weekday | August | SCE 1-in-10 | 5 | 1.0999 | 1.0771 | 1.0999 | 1.0771 | 0 | 70.8906
| NEM | NEM Customer | Average Weekday | August | SCE 1-in-10 | 6 | 1.0318 | 1.0251 | 1.0318 | 1.0251 | 0 | 70.2184
| NEM | NEM Customer | Average Weekday | August | SCE 1-in-10 | 7 | 0.93252 | 0.99068 | 0.93252 | 0.99068 | 0 | 69.7004
| NEM | NEM Customer | Average Weekday | August | SCE 1-in-10 | 8 | 0.63545 | 0.73132 | 0.63545 | 0.73132 | 0 | 69.5829
| NEM | NEM Customer | Average Weekday | August | SCE 1-in-10 | 9 | 0.10802 | 0.20547 | 0.10802 | 0.20547 | 0 | 71.6793
| NEM | NEM Customer | Average Weekday | August | SCE 1-in-10 | 10 | -0.55903 | -0.37932 | -0.55903 | -0.37932 | 0 | 75.2632
| NEM | NEM Customer | Average Weekday | August | SCE 1-in-10 | 11 | -0.99807 | -0.73064 | -0.99807 | -0.73064 | 0 | 79.2962
| NEM | NEM Customer | Average Weekday | August | SCE 1-in-10 | 12 | -1.2154 | -0.87743 | -1.2154 | -0.87743 | 0 | 83.1921
| NEM | NEM Customer | Average Weekday | August | SCE 1-in-10 | 13 | -1.183 | -0.80404 | -1.183 | -0.80404 | 0 | 86.1888
| NEM | NEM Customer | Average Weekday | August | SCE 1-in-10 | 14 | -0.92753 | -0.5053 | -0.92753 | -0.5053 | 0 | 88.4888
| NEM | NEM Customer | Average Weekday | August | SCE 1-in-10 | 15 | -0.49836 | -0.030215 | -0.49836 | -0.030215 | 0 | 90.0537
| NEM | NEM Customer | Average Weekday | August | SCE 1-in-10 | 16 | 0.16478 | 0.64599 | 0.16478 | 0.64599 | 0 | 90.5766
| NEM | NEM Customer | Average Weekday | August | SCE 1-in-10 | 17 | 0.9504 | 1.3986 | -0.18536 | 0.10782 | 0.023893 | 90.365
| NEM | NEM Customer | Average Weekday | August | SCE 1-in-10 | 18 | 1.9199 | 2.1953 | 1.2629 | 1.491 | 0.11081 | 89.4672
| NEM | NEM Customer | Average Weekday | August | SCE 1-in-10 | 19 | 2.6835 | 2.7208 | 2.3399 | 2.2798 | 0.1036 | 87.8291
| NEM | NEM Customer | Average Weekday | August | SCE 1-in-10 | 20 | 2.8823 | 2.8177 | 2.5972 | 2.5494 | 0.039392 | 85.1974
| NEM | NEM Customer | Average Weekday | August | SCE 1-in-10 | 21 | 2.7932 | 2.7398 | 2.5392 | 2.5025 | 0.053548 | 81.5426
| NEM | NEM Customer | Average Weekday | August | SCE 1-in-10 | 22 | 2.6065 | 2.5562 | 3.0941 | 3.2183 | 0.040642 | 78.5768
| NEM | NEM Customer | Average Weekday | August | SCE 1-in-10 | 23 | 2.3989 | 2.3745 | 2.5008 | 2.6039 | 0.03468 | 76.7951
| NEM | NEM Customer | Average Weekday | August | SCE 1-in-10 | 24 | 2.052 | 2.0358 | 2.1018 | 2.1891 | 0.030285 | 75.4681
| NEM | NEM Customer | Average Weekday | August | SCE 1-in-2 | 1 | 1.5447 | 1.5326 | 1.5447 | 1.5326 | 0 | 70.4191
| NEM | NEM Customer | Average Weekday | August | SCE 1-in-2 | 2 | 1.3096 | 1.298 | 1.3096 | 1.298 | 0 | 69.2118
| NEM | NEM Customer | Average Weekday | August | SCE 1-in-2 | 3 | 1.1355 | 1.1146 | 1.1355 | 1.1146 | 0 | 68.1172
| NEM | NEM Customer | Average Weekday | August | SCE 1-in-2 | 4 | 1.0151 | 0.99246 | 1.0151 | 0.99246 | 0 | 67.1211
| NEM | NEM Customer | Average Weekday | August | SCE 1-in-2 | 5 | 0.93682 | 0.91401 | 0.93682 | 0.91401 | 0 | 66.2313
| NEM | NEM Customer | Average Weekday | August | SCE 1-in-2 | 6 | 0.89087 | 0.88416 | 0.89087 | 0.88416 | 0 | 65.5103
| NEM | NEM Customer | Average Weekday | August | SCE 1-in-2 | 7 | 0.80447 | 0.86262 | 0.80447 | 0.86262 | 0 | 64.9623
| NEM | NEM Customer | Average Weekday | August | SCE 1-in-2 | 8 | 0.49857 | 0.59444 | 0.49857 | 0.59444 | 0 | 64.8365
| NEM | NEM Customer | Average Weekday | August | SCE 1-in-2 | 9 | -0.060759 | 0.03669 | -0.060759 | 0.03669 | 0 | 67.1644
| NEM | NEM Customer | Average Weekday | August | SCE 1-in-2 | 10 | -0.68866 | -0.50896 | -0.68866 | -0.50896 | 0 | 71.0035
| NEM | NEM Customer | Average Weekday | August | SCE 1-in-2 | 11 | -1.2265 | -0.95909 | -1.2265 | -0.95909 | 0 | 75.3849
| NEM | NEM Customer | Average Weekday | August | SCE 1-in-2 | 12 | -1.5754 | -1.2374 | -1.5754 | -1.2374 | 0 | 79.6209
| NEM | NEM Customer | Average Weekday | August | SCE 1-in-2 | 13 | -1.6298 | -1.2508 | -1.6298 | -1.2508 | 0 | 82.9574
| NEM | NEM Customer | Average Weekday | August | SCE 1-in-2 | 14 | -1.4345 | -1.0123 | -1.4345 | -1.0123 | 0 | 85.5326
| NEM | NEM Customer | Average Weekday | August | SCE 1-in-2 | 15 | -1.0313 | -0.56317 | -1.0313 | -0.56317 | 0 | 87.1836
| NEM | NEM Customer | Average Weekday | August | SCE 1-in-2 | 16 | -0.35928 | 0.12193 | -0.35928 | 0.12193 | 0 | 88.0408
| NEM | NEM Customer | Average Weekday | August | SCE 1-in-2 | 17 | 0.45496 | 0.90316 | -0.6327 | -0.33952 | 0.027212 | 88.2785
| NEM | NEM Customer | Average Weekday | August | SCE 1-in-2 | 18 | 1.3981 | 1.6735 | 0.78715 | 1.0153 | 0.12735 | 87.4821
| NEM | NEM Customer | Average Weekday | August | SCE 1-in-2 | 19 | 2.1673 | 2.2047 | 1.8633 | 1.8031 | 0.12149 | 85.7574
| NEM | NEM Customer | Average Weekday | August | SCE 1-in-2 | 20 | 2.4393 | 2.3747 | 2.1726 | 2.1248 | 0.047693 | 83.024
| NEM | NEM Customer | Average Weekday | August | SCE 1-in-2 | 21 | 2.4013 | 2.3479 | 2.1688 | 2.1322 | 0.063831 | 78.9988
| NEM | NEM Customer | Average Weekday | August | SCE 1-in-2 | 22 | 2.2461 | 2.1957 | 2.7286 | 2.8528 | 0.052058 | 75.6197
| NEM | NEM Customer | Average Weekday | August | SCE 1-in-2 | 23 | 2.088 | 2.0635 | 2.15 | 2.2532 | 0.046911 | 73.4043
| NEM | NEM Customer | Average Weekday | August | SCE 1-in-2 | 24 | 1.7924 | 1.7762 | 1.8186 | 1.9059 | 0.013082 | 71.8084
| NEM | NEM Customer | Average Weekday | December | CAISO 1-in-10 | 1 | 1.1038 | 1.0918 | 1.1038 | 1.0918 | 0 | 50.4996
| NEM | NEM Customer | Average Weekday | December | CAISO 1-in-10 | 2 | 1.0045 | 0.99289 | 1.0045 | 0.99289 | 0 | 49.6888
| NEM | NEM Customer | Average Weekday | December | CAISO 1-in-10 | 3 | 0.93212 | 0.91123 | 0.93212 | 0.91123 | 0 | 48.9282
| NEM | NEM Customer | Average Weekday | December | CAISO 1-in-10 | 4 | 0.88076 | 0.85813 | 0.88076 | 0.85813 | 0 | 48.2301
| NEM | NEM Customer | Average Weekday | December | CAISO 1-in-10 | 5 | 0.86098 | 0.83817 | 0.86098 | 0.83817 | 0 | 47.6216
| NEM | NEM Customer | Average Weekday | December | CAISO 1-in-10 | 6 | 0.87549 | 0.86878 | 0.87549 | 0.86878 | 0 | 47.1656
| NEM | NEM Customer | Average Weekday | December | CAISO 1-in-10 | 7 | 0.90649 | 0.96465 | 0.90649 | 0.96465 | 0 | 46.7072
| NEM | NEM Customer | Average Weekday | December | CAISO 1-in-10 | 8 | 0.6633 | 0.75918 | 0.6633 | 0.75918 | 0 | 46.5667
| NEM | NEM Customer | Average Weekday | December | CAISO 1-in-10 | 9 | 0.053757 | 0.15121 | 0.053757 | 0.15121 | 0 | 47.4417
| NEM | NEM Customer | Average Weekday | December | CAISO 1-in-10 | 10 | -0.62996 | -0.45026 | -0.62996 | -0.45026 | 0 | 50.5718
| NEM | NEM Customer | Average Weekday | December | CAISO 1-in-10 | 11 | -1.1581 | -0.8907 | -1.1581 | -0.8907 | 0 | 54.4773
| NEM | NEM Customer | Average Weekday | December | CAISO 1-in-10 | 12 | -1.4898 | -1.1518 | -1.4898 | -1.1518 | 0 | 57.9326
| NEM | NEM Customer | Average Weekday | December | CAISO 1-in-10 | 13 | -1.5869 | -1.208 | -1.5869 | -1.208 | 0 | 60.3185
| NEM | NEM Customer | Average Weekday | December | CAISO 1-in-10 | 14 | -1.488 | -1.0658 | -1.488 | -1.0658 | 0 | 61.9115
| NEM | NEM Customer | Average Weekday | December | CAISO 1-in-10 | 15 | -1.2039 | -0.73575 | -1.2039 | -0.73575 | 0 | 62.8102
| NEM | NEM Customer | Average Weekday | December | CAISO 1-in-10 | 16 | -0.68233 | -0.20113 | -0.68233 | -0.20113 | 0 | 62.9755
| NEM | NEM Customer | Average Weekday | December | CAISO 1-in-10 | 17 | -0.019195 | 0.429 | -0.019195 | 0.429 | 0 | 62.3047
| NEM | NEM Customer | Average Weekday | December | CAISO 1-in-10 | 18 | 0.71425 | 0.98964 | 0.71425 | 0.98964 | 0 | 60.2181
| NEM | NEM Customer | Average Weekday | December | CAISO 1-in-10 | 19 | 1.222 | 1.2594 | 1.222 | 1.2594 | 0 | 57.7732
| NEM | NEM Customer | Average Weekday | December | CAISO 1-in-10 | 20 | 1.4152 | 1.3506 | 1.4152 | 1.3506 | 0 | 55.962
| NEM | NEM Customer | Average Weekday | December | CAISO 1-in-10 | 21 | 1.4137 | 1.3602 | 1.4137 | 1.3602 | 0 | 54.54
| NEM | NEM Customer | Average Weekday | December | CAISO 1-in-10 | 22 | 1.3477 | 1.2974 | 1.3477 | 1.2974 | 0 | 53.2437
| NEM | NEM Customer | Average Weekday | December | CAISO 1-in-10 | 23 | 1.3256 | 1.3012 | 1.3256 | 1.3012 | 0 | 52.1468
| NEM | NEM Customer | Average Weekday | December | CAISO 1-in-10 | 24 | 1.197 | 1.1808 | 1.197 | 1.1808 | 0 | 51.189
| NEM | NEM Customer | Average Weekday | December | CAISO 1-in-2 | 1 | 1.1344 | 1.1223 | 1.1344 | 1.1223 | 0 | 47.8643
| NEM | NEM Customer | Average Weekday | December | CAISO 1-in-2 | 2 | 1.0349 | 1.0233 | 1.0349 | 1.0233 | 0 | 47.1144
| NEM | NEM Customer | Average Weekday | December | CAISO 1-in-2 | 3 | 0.9629 | 0.94202 | 0.9629 | 0.94202 | 0 | 46.5526
| NEM | NEM Customer | Average Weekday | December | CAISO 1-in-2 | 4 | 0.9124 | 0.88977 | 0.9124 | 0.88977 | 0 | 46.0414
| NEM | NEM Customer | Average Weekday | December | CAISO 1-in-2 | 5 | 0.89503 | 0.87223 | 0.89503 | 0.87223 | 0 | 45.5024
| NEM | NEM Customer | Average Weekday | December | CAISO 1-in-2 | 6 | 0.91187 | 0.90516 | 0.91187 | 0.90516 | 0 | 44.9912
| NEM | NEM Customer | Average Weekday | December | CAISO 1-in-2 | 7 | 0.94749 | 1.0056 | 0.94749 | 1.0056 | 0 | 44.6416
| NEM | NEM Customer | Average Weekday | December | CAISO 1-in-2 | 8 | 0.70154 | 0.79741 | 0.70154 | 0.79741 | 0 | 44.3645
| NEM | NEM Customer | Average Weekday | December | CAISO 1-in-2 | 9 | 0.081307 | 0.17876 | 0.081307 | 0.17876 | 0 | 45.1497
| NEM | NEM Customer | Average Weekday | December | CAISO 1-in-2 | 10 | -0.60982 | -0.43012 | -0.60982 | -0.43012 | 0 | 48.3654
| NEM | NEM Customer | Average Weekday | December | CAISO 1-in-2 | 11 | -1.1324 | -0.86494 | -1.1324 | -0.86494 | 0 | 52.2318
| NEM | NEM Customer | Average Weekday | December | CAISO 1-in-2 | 12 | -1.4538 | -1.1158 | -1.4538 | -1.1158 | 0 | 55.6296
| NEM | NEM Customer | Average Weekday | December | CAISO 1-in-2 | 13 | -1.5432 | -1.1643 | -1.5432 | -1.1643 | 0 | 58.1894
| NEM | NEM Customer | Average Weekday | December | CAISO 1-in-2 | 14 | -1.4232 | -1.001 | -1.4232 | -1.001 | 0 | 59.9033
| NEM | NEM Customer | Average Weekday | December | CAISO 1-in-2 | 15 | -1.1167 | -0.6486 | -1.1167 | -0.6486 | 0 | 60.9503
| NEM | NEM Customer | Average Weekday | December | CAISO 1-in-2 | 16 | -0.57507 | -0.093871 | -0.57507 | -0.093871 | 0 | 61.2431
| NEM | NEM Customer | Average Weekday | December | CAISO 1-in-2 | 17 | 0.1031 | 0.5513 | 0.1031 | 0.5513 | 0 | 60.5342
| NEM | NEM Customer | Average Weekday | December | CAISO 1-in-2 | 18 | 0.8047 | 1.0801 | 0.8047 | 1.0801 | 0 | 58.4019
| NEM | NEM Customer | Average Weekday | December | CAISO 1-in-2 | 19 | 1.2778 | 1.3152 | 1.2778 | 1.3152 | 0 | 55.8491
| NEM | NEM Customer | Average Weekday | December | CAISO 1-in-2 | 20 | 1.45 | 1.3854 | 1.45 | 1.3854 | 0 | 53.9563
| NEM | NEM Customer | Average Weekday | December | CAISO 1-in-2 | 21 | 1.4437 | 1.3903 | 1.4437 | 1.3903 | 0 | 52.3734
| NEM | NEM Customer | Average Weekday | December | CAISO 1-in-2 | 22 | 1.3783 | 1.328 | 1.3783 | 1.328 | 0 | 51.0423
| NEM | NEM Customer | Average Weekday | December | CAISO 1-in-2 | 23 | 1.359 | 1.3346 | 1.359 | 1.3346 | 0 | 49.8373
| NEM | NEM Customer | Average Weekday | December | CAISO 1-in-2 | 24 | 1.2304 | 1.2142 | 1.2304 | 1.2142 | 0 | 48.7303
| NEM | NEM Customer | Average Weekday | December | SCE 1-in-10 | 1 | 1.126 | 1.1139 | 1.126 | 1.1139 | 0 | 48.4697
| NEM | NEM Customer | Average Weekday | December | SCE 1-in-10 | 2 | 1.0266 | 1.015 | 1.0266 | 1.015 | 0 | 47.6667
| NEM | NEM Customer | Average Weekday | December | SCE 1-in-10 | 3 | 0.95447 | 0.93359 | 0.95447 | 0.93359 | 0 | 46.9117
| NEM | NEM Customer | Average Weekday | December | SCE 1-in-10 | 4 | 0.90374 | 0.88111 | 0.90374 | 0.88111 | 0 | 46.2216
| NEM | NEM Customer | Average Weekday | December | SCE 1-in-10 | 5 | 0.88571 | 0.8629 | 0.88571 | 0.8629 | 0 | 45.6844
| NEM | NEM Customer | Average Weekday | December | SCE 1-in-10 | 6 | 0.90191 | 0.8952 | 0.90191 | 0.8952 | 0 | 45.1846
| NEM | NEM Customer | Average Weekday | December | SCE 1-in-10 | 7 | 0.93627 | 0.99442 | 0.93627 | 0.99442 | 0 | 44.8028
| NEM | NEM Customer | Average Weekday | December | SCE 1-in-10 | 8 | 0.69107 | 0.78694 | 0.69107 | 0.78694 | 0 | 44.811
| NEM | NEM Customer | Average Weekday | December | SCE 1-in-10 | 9 | 0.073765 | 0.17121 | 0.073765 | 0.17121 | 0 | 45.7143
| NEM | NEM Customer | Average Weekday | December | SCE 1-in-10 | 10 | -0.61534 | -0.43563 | -0.61534 | -0.43563 | 0 | 49.0118
| NEM | NEM Customer | Average Weekday | December | SCE 1-in-10 | 11 | -1.1394 | -0.872 | -1.1394 | -0.872 | 0 | 53.024
| NEM | NEM Customer | Average Weekday | December | SCE 1-in-10 | 12 | -1.4637 | -1.1257 | -1.4637 | -1.1257 | 0 | 56.4477
| NEM | NEM Customer | Average Weekday | December | SCE 1-in-10 | 13 | -1.5552 | -1.1763 | -1.5552 | -1.1763 | 0 | 58.9082
| NEM | NEM Customer | Average Weekday | December | SCE 1-in-10 | 14 | -1.441 | -1.0187 | -1.441 | -1.0187 | 0 | 60.5731
| NEM | NEM Customer | Average Weekday | December | SCE 1-in-10 | 15 | -1.1423 | -0.67415 | -1.1423 | -0.67415 | 0 | 61.5955
| NEM | NEM Customer | Average Weekday | December | SCE 1-in-10 | 16 | -0.60723 | -0.12603 | -0.60723 | -0.12603 | 0 | 61.9367
| NEM | NEM Customer | Average Weekday | December | SCE 1-in-10 | 17 | 0.06898 | 0.51718 | 0.06898 | 0.51718 | 0 | 61.2348
| NEM | NEM Customer | Average Weekday | December | SCE 1-in-10 | 18 | 0.77994 | 1.0553 | 0.77994 | 1.0553 | 0 | 59.0351
| NEM | NEM Customer | Average Weekday | December | SCE 1-in-10 | 19 | 1.2626 | 1.2999 | 1.2626 | 1.2999 | 0 | 56.5119
| NEM | NEM Customer | Average Weekday | December | SCE 1-in-10 | 20 | 1.4404 | 1.3759 | 1.4404 | 1.3759 | 0 | 54.6969
| NEM | NEM Customer | Average Weekday | December | SCE 1-in-10 | 21 | 1.4355 | 1.382 | 1.4355 | 1.382 | 0 | 53.1736
| NEM | NEM Customer | Average Weekday | December | SCE 1-in-10 | 22 | 1.3699 | 1.3196 | 1.3699 | 1.3196 | 0 | 51.7914
| NEM | NEM Customer | Average Weekday | December | SCE 1-in-10 | 23 | 1.3499 | 1.3255 | 1.3499 | 1.3255 | 0 | 50.6036
| NEM | NEM Customer | Average Weekday | December | SCE 1-in-10 | 24 | 1.2213 | 1.2051 | 1.2213 | 1.2051 | 0 | 49.6196
| NEM | NEM Customer | Average Weekday | December | SCE 1-in-2 | 1 | 1.116 | 1.1039 | 1.116 | 1.1039 | 0 | 50.0206
| NEM | NEM Customer | Average Weekday | December | SCE 1-in-2 | 2 | 1.0166 | 1.005 | 1.0166 | 1.005 | 0 | 49.2751
| NEM | NEM Customer | Average Weekday | December | SCE 1-in-2 | 3 | 0.94434 | 0.92346 | 0.94434 | 0.92346 | 0 | 48.7117
| NEM | NEM Customer | Average Weekday | December | SCE 1-in-2 | 4 | 0.89333 | 0.8707 | 0.89333 | 0.8707 | 0 | 48.1501
| NEM | NEM Customer | Average Weekday | December | SCE 1-in-2 | 5 | 0.8745 | 0.8517 | 0.8745 | 0.8517 | 0 | 47.6113
| NEM | NEM Customer | Average Weekday | December | SCE 1-in-2 | 6 | 0.88994 | 0.88323 | 0.88994 | 0.88323 | 0 | 47.0761
| NEM | NEM Customer | Average Weekday | December | SCE 1-in-2 | 7 | 0.92278 | 0.98093 | 0.92278 | 0.98093 | 0 | 46.707
| NEM | NEM Customer | Average Weekday | December | SCE 1-in-2 | 8 | 0.67849 | 0.77436 | 0.67849 | 0.77436 | 0 | 46.3961
| NEM | NEM Customer | Average Weekday | December | SCE 1-in-2 | 9 | 0.0647 | 0.16215 | 0.0647 | 0.16215 | 0 | 47.0491
| NEM | NEM Customer | Average Weekday | December | SCE 1-in-2 | 10 | -0.62196 | -0.44226 | -0.62196 | -0.44226 | 0 | 49.7885
| NEM | NEM Customer | Average Weekday | December | SCE 1-in-2 | 11 | -1.1479 | -0.88047 | -1.1479 | -0.88047 | 0 | 53.2163
| NEM | NEM Customer | Average Weekday | December | SCE 1-in-2 | 12 | -1.4755 | -1.1375 | -1.4755 | -1.1375 | 0 | 56.3629
| NEM | NEM Customer | Average Weekday | December | SCE 1-in-2 | 13 | -1.5696 | -1.1906 | -1.5696 | -1.1906 | 0 | 58.708
| NEM | NEM Customer | Average Weekday | December | SCE 1-in-2 | 14 | -1.4623 | -1.04 | -1.4623 | -1.04 | 0 | 60.3368
| NEM | NEM Customer | Average Weekday | December | SCE 1-in-2 | 15 | -1.1716 | -0.70348 | -1.1716 | -0.70348 | 0 | 61.3105
| NEM | NEM Customer | Average Weekday | December | SCE 1-in-2 | 16 | -0.64358 | -0.16238 | -0.64358 | -0.16238 | 0 | 61.5444
| NEM | NEM Customer | Average Weekday | December | SCE 1-in-2 | 17 | 0.029773 | 0.47797 | 0.029773 | 0.47797 | 0 | 60.8737
| NEM | NEM Customer | Average Weekday | December | SCE 1-in-2 | 18 | 0.75018 | 1.0256 | 0.75018 | 1.0256 | 0 | 58.847
| NEM | NEM Customer | Average Weekday | December | SCE 1-in-2 | 19 | 1.2442 | 1.2815 | 1.2442 | 1.2815 | 0 | 56.4894
| NEM | NEM Customer | Average Weekday | December | SCE 1-in-2 | 20 | 1.429 | 1.3644 | 1.429 | 1.3644 | 0 | 54.8129
| NEM | NEM Customer | Average Weekday | December | SCE 1-in-2 | 21 | 1.4256 | 1.3722 | 1.4256 | 1.3722 | 0 | 53.5019
| NEM | NEM Customer | Average Weekday | December | SCE 1-in-2 | 22 | 1.3598 | 1.3095 | 1.3598 | 1.3095 | 0 | 52.3072
| NEM | NEM Customer | Average Weekday | December | SCE 1-in-2 | 23 | 1.3389 | 1.3145 | 1.3389 | 1.3145 | 0 | 51.2671
| NEM | NEM Customer | Average Weekday | December | SCE 1-in-2 | 24 | 1.2103 | 1.1941 | 1.2103 | 1.1941 | 0 | 50.3
| NEM | NEM Customer | Average Weekday | February | CAISO 1-in-10 | 1 | 1.129 | 1.117 | 1.129 | 1.117 | 0 | 48.1349
| NEM | NEM Customer | Average Weekday | February | CAISO 1-in-10 | 2 | 1.0296 | 1.018 | 1.0296 | 1.018 | 0 | 47.1024
| NEM | NEM Customer | Average Weekday | February | CAISO 1-in-10 | 3 | 0.95753 | 0.93665 | 0.95753 | 0.93665 | 0 | 46.1717
| NEM | NEM Customer | Average Weekday | February | CAISO 1-in-10 | 4 | 0.90688 | 0.88425 | 0.90688 | 0.88425 | 0 | 45.3735
| NEM | NEM Customer | Average Weekday | February | CAISO 1-in-10 | 5 | 0.8891 | 0.86629 | 0.8891 | 0.86629 | 0 | 44.7994
| NEM | NEM Customer | Average Weekday | February | CAISO 1-in-10 | 6 | 0.90553 | 0.89882 | 0.90553 | 0.89882 | 0 | 44.2306
| NEM | NEM Customer | Average Weekday | February | CAISO 1-in-10 | 7 | 0.94034 | 0.99849 | 0.94034 | 0.99849 | 0 | 43.8577
| NEM | NEM Customer | Average Weekday | February | CAISO 1-in-10 | 8 | 0.69487 | 0.79074 | 0.69487 | 0.79074 | 0 | 43.6898
| NEM | NEM Customer | Average Weekday | February | CAISO 1-in-10 | 9 | 0.076504 | 0.17395 | 0.076504 | 0.17395 | 0 | 45.3505
| NEM | NEM Customer | Average Weekday | February | CAISO 1-in-10 | 10 | -0.61334 | -0.43363 | -0.61334 | -0.43363 | 0 | 48.9706
| NEM | NEM Customer | Average Weekday | February | CAISO 1-in-10 | 11 | -1.1369 | -0.86943 | -1.1369 | -0.86943 | 0 | 52.9115
| NEM | NEM Customer | Average Weekday | February | CAISO 1-in-10 | 12 | -1.4601 | -1.1221 | -1.4601 | -1.1221 | 0 | 56.1485
| NEM | NEM Customer | Average Weekday | February | CAISO 1-in-10 | 13 | -1.5509 | -1.1719 | -1.5509 | -1.1719 | 0 | 58.4245
| NEM | NEM Customer | Average Weekday | February | CAISO 1-in-10 | 14 | -1.4345 | -1.0122 | -1.4345 | -1.0122 | 0 | 59.9554
| NEM | NEM Customer | Average Weekday | February | CAISO 1-in-10 | 15 | -1.132 | -0.66386 | -1.132 | -0.66386 | 0 | 61.0827
| NEM | NEM Customer | Average Weekday | February | CAISO 1-in-10 | 16 | -0.59351 | -0.11231 | -0.59351 | -0.11231 | 0 | 61.5814
| NEM | NEM Customer | Average Weekday | February | CAISO 1-in-10 | 17 | 0.083846 | 0.53204 | 0.083846 | 0.53204 | 0 | 61.2904
| NEM | NEM Customer | Average Weekday | February | CAISO 1-in-10 | 18 | 0.78886 | 1.0643 | 0.78886 | 1.0643 | 0 | 60.0693
| NEM | NEM Customer | Average Weekday | February | CAISO 1-in-10 | 19 | 1.2681 | 1.3054 | 1.2681 | 1.3054 | 0 | 57.7203
| NEM | NEM Customer | Average Weekday | February | CAISO 1-in-10 | 20 | 1.4439 | 1.3793 | 1.4439 | 1.3793 | 0 | 55.4289
| NEM | NEM Customer | Average Weekday | February | CAISO 1-in-10 | 21 | 1.4385 | 1.385 | 1.4385 | 1.385 | 0 | 53.5919
| NEM | NEM Customer | Average Weekday | February | CAISO 1-in-10 | 22 | 1.373 | 1.3226 | 1.373 | 1.3226 | 0 | 52.1842
| NEM | NEM Customer | Average Weekday | February | CAISO 1-in-10 | 23 | 1.3532 | 1.3288 | 1.3532 | 1.3288 | 0 | 50.8537
| NEM | NEM Customer | Average Weekday | February | CAISO 1-in-10 | 24 | 1.2246 | 1.2084 | 1.2246 | 1.2084 | 0 | 49.5614
| NEM | NEM Customer | Average Weekday | February | CAISO 1-in-2 | 1 | 1.0646 | 1.0526 | 1.0646 | 1.0526 | 0 | 52.6169
| NEM | NEM Customer | Average Weekday | February | CAISO 1-in-2 | 2 | 0.96531 | 0.95367 | 0.96531 | 0.95367 | 0 | 51.6512
| NEM | NEM Customer | Average Weekday | February | CAISO 1-in-2 | 3 | 0.89223 | 0.87135 | 0.89223 | 0.87135 | 0 | 50.828
| NEM | NEM Customer | Average Weekday | February | CAISO 1-in-2 | 4 | 0.83967 | 0.81704 | 0.83967 | 0.81704 | 0 | 49.965
| NEM | NEM Customer | Average Weekday | February | CAISO 1-in-2 | 5 | 0.81669 | 0.79388 | 0.81669 | 0.79388 | 0 | 49.2012
| NEM | NEM Customer | Average Weekday | February | CAISO 1-in-2 | 6 | 0.82807 | 0.82136 | 0.82807 | 0.82136 | 0 | 48.6018
| NEM | NEM Customer | Average Weekday | February | CAISO 1-in-2 | 7 | 0.85255 | 0.91071 | 0.85255 | 0.91071 | 0 | 48.1769
| NEM | NEM Customer | Average Weekday | February | CAISO 1-in-2 | 8 | 0.61199 | 0.70786 | 0.61199 | 0.70786 | 0 | 47.9371
| NEM | NEM Customer | Average Weekday | February | CAISO 1-in-2 | 9 | 0.015956 | 0.11341 | 0.015956 | 0.11341 | 0 | 49.4357
| NEM | NEM Customer | Average Weekday | February | CAISO 1-in-2 | 10 | -0.65871 | -0.479 | -0.65871 | -0.479 | 0 | 53.3115
| NEM | NEM Customer | Average Weekday | February | CAISO 1-in-2 | 11 | -1.1944 | -0.92694 | -1.1944 | -0.92694 | 0 | 57.54
| NEM | NEM Customer | Average Weekday | February | CAISO 1-in-2 | 12 | -1.5436 | -1.2056 | -1.5436 | -1.2056 | 0 | 61.1201
| NEM | NEM Customer | Average Weekday | February | CAISO 1-in-2 | 13 | -1.6564 | -1.2774 | -1.6564 | -1.2774 | 0 | 63.7462
| NEM | NEM Customer | Average Weekday | February | CAISO 1-in-2 | 14 | -1.5746 | -1.1524 | -1.5746 | -1.1524 | 0 | 65.4378
| NEM | NEM Customer | Average Weekday | February | CAISO 1-in-2 | 15 | -1.2934 | -0.8253 | -1.2934 | -0.8253 | 0 | 66.4009
| NEM | NEM Customer | Average Weekday | February | CAISO 1-in-2 | 16 | -0.77104 | -0.28983 | -0.77104 | -0.28983 | 0 | 66.7079
| NEM | NEM Customer | Average Weekday | February | CAISO 1-in-2 | 17 | -0.12731 | 0.32089 | -0.12731 | 0.32089 | 0 | 66.3404
| NEM | NEM Customer | Average Weekday | February | CAISO 1-in-2 | 18 | 0.59369 | 0.86908 | 0.59369 | 0.86908 | 0 | 65.0214
| NEM | NEM Customer | Average Weekday | February | CAISO 1-in-2 | 19 | 1.1479 | 1.1853 | 1.1479 | 1.1853 | 0 | 62.3593
| NEM | NEM Customer | Average Weekday | February | CAISO 1-in-2 | 20 | 1.3702 | 1.3056 | 1.3702 | 1.3056 | 0 | 59.8186
| NEM | NEM Customer | Average Weekday | February | CAISO 1-in-2 | 21 | 1.3751 | 1.3217 | 1.3751 | 1.3217 | 0 | 58.0015
| NEM | NEM Customer | Average Weekday | February | CAISO 1-in-2 | 22 | 1.3086 | 1.2583 | 1.3086 | 1.2583 | 0 | 56.4691
| NEM | NEM Customer | Average Weekday | February | CAISO 1-in-2 | 23 | 1.2828 | 1.2584 | 1.2828 | 1.2584 | 0 | 55.0558
| NEM | NEM Customer | Average Weekday | February | CAISO 1-in-2 | 24 | 1.1541 | 1.1379 | 1.1541 | 1.1379 | 0 | 53.7859
| NEM | NEM Customer | Average Weekday | February | SCE 1-in-10 | 1 | 1.0528 | 1.0408 | 1.0528 | 1.0408 | 0 | 54.3664
| NEM | NEM Customer | Average Weekday | February | SCE 1-in-10 | 2 | 0.95046 | 0.93882 | 0.95046 | 0.93882 | 0 | 53.1281
| NEM | NEM Customer | Average Weekday | February | SCE 1-in-10 | 3 | 0.87477 | 0.85389 | 0.87477 | 0.85389 | 0 | 52.1048
| NEM | NEM Customer | Average Weekday | February | SCE 1-in-10 | 4 | 0.82003 | 0.79741 | 0.82003 | 0.79741 | 0 | 51.051
| NEM | NEM Customer | Average Weekday | February | SCE 1-in-10 | 5 | 0.79464 | 0.77184 | 0.79464 | 0.77184 | 0 | 50.1884
| NEM | NEM Customer | Average Weekday | February | SCE 1-in-10 | 6 | 0.80286 | 0.79615 | 0.80286 | 0.79615 | 0 | 49.5498
| NEM | NEM Customer | Average Weekday | February | SCE 1-in-10 | 7 | 0.81615 | 0.87431 | 0.81615 | 0.87431 | 0 | 49.0797
| NEM | NEM Customer | Average Weekday | February | SCE 1-in-10 | 8 | 0.56192 | 0.6578 | 0.56192 | 0.6578 | 0 | 48.81
| NEM | NEM Customer | Average Weekday | February | SCE 1-in-10 | 9 | -0.033249 | 0.0642 | -0.033249 | 0.0642 | 0 | 50.5874
| NEM | NEM Customer | Average Weekday | February | SCE 1-in-10 | 10 | -0.71244 | -0.53274 | -0.71244 | -0.53274 | 0 | 54.9984
| NEM | NEM Customer | Average Weekday | February | SCE 1-in-10 | 11 | -1.2652 | -0.99778 | -1.2652 | -0.99778 | 0 | 59.8499
| NEM | NEM Customer | Average Weekday | February | SCE 1-in-10 | 12 | -1.6433 | -1.3053 | -1.6433 | -1.3053 | 0 | 63.8703
| NEM | NEM Customer | Average Weekday | February | SCE 1-in-10 | 13 | -1.7783 | -1.3993 | -1.7783 | -1.3993 | 0 | 66.7192
| NEM | NEM Customer | Average Weekday | February | SCE 1-in-10 | 14 | -1.6898 | -1.2676 | -1.6898 | -1.2676 | 0 | 68.5675
| NEM | NEM Customer | Average Weekday | February | SCE 1-in-10 | 15 | -1.396 | -0.9278 | -1.396 | -0.9278 | 0 | 69.5762
| NEM | NEM Customer | Average Weekday | February | SCE 1-in-10 | 16 | -0.85603 | -0.37482 | -0.85603 | -0.37482 | 0 | 70.064
| NEM | NEM Customer | Average Weekday | February | SCE 1-in-10 | 17 | -0.20765 | 0.24054 | -0.20765 | 0.24054 | 0 | 69.6772
| NEM | NEM Customer | Average Weekday | February | SCE 1-in-10 | 18 | 0.5008 | 0.77619 | 0.5008 | 0.77619 | 0 | 68.2317
| NEM | NEM Customer | Average Weekday | February | SCE 1-in-10 | 19 | 1.1034 | 1.1407 | 1.1034 | 1.1407 | 0 | 65.1892
| NEM | NEM Customer | Average Weekday | February | SCE 1-in-10 | 20 | 1.3502 | 1.2856 | 1.3502 | 1.2856 | 0 | 62.2586
| NEM | NEM Customer | Average Weekday | February | SCE 1-in-10 | 21 | 1.3637 | 1.3102 | 1.3637 | 1.3102 | 0 | 60.2185
| NEM | NEM Customer | Average Weekday | February | SCE 1-in-10 | 22 | 1.2999 | 1.2496 | 1.2999 | 1.2496 | 0 | 58.4484
| NEM | NEM Customer | Average Weekday | February | SCE 1-in-10 | 23 | 1.2714 | 1.2469 | 1.2714 | 1.2469 | 0 | 56.7902
| NEM | NEM Customer | Average Weekday | February | SCE 1-in-10 | 24 | 1.1413 | 1.1251 | 1.1413 | 1.1251 | 0 | 55.355
| NEM | NEM Customer | Average Weekday | February | SCE 1-in-2 | 1 | 1.0789 | 1.0669 | 1.0789 | 1.0669 | 0 | 51.3643
| NEM | NEM Customer | Average Weekday | February | SCE 1-in-2 | 2 | 0.97963 | 0.96799 | 0.97963 | 0.96799 | 0 | 50.4638
| NEM | NEM Customer | Average Weekday | February | SCE 1-in-2 | 3 | 0.90681 | 0.88593 | 0.90681 | 0.88593 | 0 | 49.6011
| NEM | NEM Customer | Average Weekday | February | SCE 1-in-2 | 4 | 0.8547 | 0.83208 | 0.8547 | 0.83208 | 0 | 48.8073
| NEM | NEM Customer | Average Weekday | February | SCE 1-in-2 | 5 | 0.8329 | 0.81009 | 0.8329 | 0.81009 | 0 | 48.1861
| NEM | NEM Customer | Average Weekday | February | SCE 1-in-2 | 6 | 0.84543 | 0.83873 | 0.84543 | 0.83873 | 0 | 47.6221
| NEM | NEM Customer | Average Weekday | February | SCE 1-in-2 | 7 | 0.87236 | 0.93052 | 0.87236 | 0.93052 | 0 | 47.184
| NEM | NEM Customer | Average Weekday | February | SCE 1-in-2 | 8 | 0.63094 | 0.72682 | 0.63094 | 0.72682 | 0 | 46.9765
| NEM | NEM Customer | Average Weekday | February | SCE 1-in-2 | 9 | 0.03001 | 0.12746 | 0.03001 | 0.12746 | 0 | 48.5428
| NEM | NEM Customer | Average Weekday | February | SCE 1-in-2 | 10 | -0.6479 | -0.4682 | -0.6479 | -0.4682 | 0 | 52.3151
| NEM | NEM Customer | Average Weekday | February | SCE 1-in-2 | 11 | -1.1808 | -0.91337 | -1.1808 | -0.91337 | 0 | 56.4411
| NEM | NEM Customer | Average Weekday | February | SCE 1-in-2 | 12 | -1.5242 | -1.1862 | -1.5242 | -1.1862 | 0 | 60.063
| NEM | NEM Customer | Average Weekday | February | SCE 1-in-2 | 13 | -1.6276 | -1.2487 | -1.6276 | -1.2487 | 0 | 62.7628
| NEM | NEM Customer | Average Weekday | February | SCE 1-in-2 | 14 | -1.5428 | -1.1206 | -1.5428 | -1.1206 | 0 | 64.5557
| NEM | NEM Customer | Average Weekday | February | SCE 1-in-2 | 15 | -1.263 | -0.79483 | -1.263 | -0.79483 | 0 | 65.6054
| NEM | NEM Customer | Average Weekday | February | SCE 1-in-2 | 16 | -0.7392 | -0.25799 | -0.7392 | -0.25799 | 0 | 65.9034
| NEM | NEM Customer | Average Weekday | February | SCE 1-in-2 | 17 | -0.091955 | 0.35624 | -0.091955 | 0.35624 | 0 | 65.422
| NEM | NEM Customer | Average Weekday | February | SCE 1-in-2 | 18 | 0.6382 | 0.9136 | 0.6382 | 0.9136 | 0 | 63.9959
| NEM | NEM Customer | Average Weekday | February | SCE 1-in-2 | 19 | 1.1748 | 1.2122 | 1.1748 | 1.2122 | 0 | 61.1915
| NEM | NEM Customer | Average Weekday | February | SCE 1-in-2 | 20 | 1.3866 | 1.3221 | 1.3866 | 1.3221 | 0 | 58.6241
| NEM | NEM Customer | Average Weekday | February | SCE 1-in-2 | 21 | 1.3892 | 1.3358 | 1.3892 | 1.3358 | 0 | 56.7704
| NEM | NEM Customer | Average Weekday | February | SCE 1-in-2 | 22 | 1.3228 | 1.2725 | 1.3228 | 1.2725 | 0 | 55.3444
| NEM | NEM Customer | Average Weekday | February | SCE 1-in-2 | 23 | 1.2984 | 1.274 | 1.2984 | 1.274 | 0 | 53.98
| NEM | NEM Customer | Average Weekday | February | SCE 1-in-2 | 24 | 1.1697 | 1.1535 | 1.1697 | 1.1535 | 0 | 52.6997
| NEM | NEM Customer | Average Weekday | January | CAISO 1-in-10 | 1 | 1.1314 | 1.1193 | 1.1314 | 1.1193 | 0 | 48.729
| NEM | NEM Customer | Average Weekday | January | CAISO 1-in-10 | 2 | 1.032 | 1.0204 | 1.032 | 1.0204 | 0 | 47.8961
| NEM | NEM Customer | Average Weekday | January | CAISO 1-in-10 | 3 | 0.95993 | 0.93905 | 0.95993 | 0.93905 | 0 | 47.2744
| NEM | NEM Customer | Average Weekday | January | CAISO 1-in-10 | 4 | 0.90935 | 0.88672 | 0.90935 | 0.88672 | 0 | 46.6205
| NEM | NEM Customer | Average Weekday | January | CAISO 1-in-10 | 5 | 0.89175 | 0.86894 | 0.89175 | 0.86894 | 0 | 45.9612
| NEM | NEM Customer | Average Weekday | January | CAISO 1-in-10 | 6 | 0.90836 | 0.90166 | 0.90836 | 0.90166 | 0 | 45.3985
| NEM | NEM Customer | Average Weekday | January | CAISO 1-in-10 | 7 | 0.94354 | 1.0017 | 0.94354 | 1.0017 | 0 | 44.9255
| NEM | NEM Customer | Average Weekday | January | CAISO 1-in-10 | 8 | 0.69785 | 0.79372 | 0.69785 | 0.79372 | 0 | 44.6891
| NEM | NEM Customer | Average Weekday | January | CAISO 1-in-10 | 9 | 0.078651 | 0.1761 | 0.078651 | 0.1761 | 0 | 45.2829
| NEM | NEM Customer | Average Weekday | January | CAISO 1-in-10 | 10 | -0.61177 | -0.43206 | -0.61177 | -0.43206 | 0 | 48.182
| NEM | NEM Customer | Average Weekday | January | CAISO 1-in-10 | 11 | -1.1349 | -0.86743 | -1.1349 | -0.86743 | 0 | 51.8154
| NEM | NEM Customer | Average Weekday | January | CAISO 1-in-10 | 12 | -1.4573 | -1.1193 | -1.4573 | -1.1193 | 0 | 55.0768
| NEM | NEM Customer | Average Weekday | January | CAISO 1-in-10 | 13 | -1.5475 | -1.1685 | -1.5475 | -1.1685 | 0 | 57.4226
| NEM | NEM Customer | Average Weekday | January | CAISO 1-in-10 | 14 | -1.4295 | -1.0072 | -1.4295 | -1.0072 | 0 | 59.0035
| NEM | NEM Customer | Average Weekday | January | CAISO 1-in-10 | 15 | -1.1261 | -0.65798 | -1.1261 | -0.65798 | 0 | 60.0276
| NEM | NEM Customer | Average Weekday | January | CAISO 1-in-10 | 16 | -0.58744 | -0.10624 | -0.58744 | -0.10624 | 0 | 60.4765
| NEM | NEM Customer | Average Weekday | January | CAISO 1-in-10 | 17 | 0.09064 | 0.53884 | 0.09064 | 0.53884 | 0 | 60.1347
| NEM | NEM Customer | Average Weekday | January | CAISO 1-in-10 | 18 | 0.79598 | 1.0714 | 0.79598 | 1.0714 | 0 | 58.7123
| NEM | NEM Customer | Average Weekday | January | CAISO 1-in-10 | 19 | 1.2724 | 1.3098 | 1.2724 | 1.3098 | 0 | 56.4069
| NEM | NEM Customer | Average Weekday | January | CAISO 1-in-10 | 20 | 1.4466 | 1.382 | 1.4466 | 1.382 | 0 | 54.626
| NEM | NEM Customer | Average Weekday | January | CAISO 1-in-10 | 21 | 1.4408 | 1.3874 | 1.4408 | 1.3874 | 0 | 53.2353
| NEM | NEM Customer | Average Weekday | January | CAISO 1-in-10 | 22 | 1.3753 | 1.325 | 1.3753 | 1.325 | 0 | 51.9913
| NEM | NEM Customer | Average Weekday | January | CAISO 1-in-10 | 23 | 1.3558 | 1.3314 | 1.3558 | 1.3314 | 0 | 50.782
| NEM | NEM Customer | Average Weekday | January | CAISO 1-in-10 | 24 | 1.2272 | 1.211 | 1.2272 | 1.211 | 0 | 49.7808
| NEM | NEM Customer | Average Weekday | January | CAISO 1-in-2 | 1 | 1.0744 | 1.0623 | 1.0744 | 1.0623 | 0 | 51.6558
| NEM | NEM Customer | Average Weekday | January | CAISO 1-in-2 | 2 | 0.97518 | 0.96354 | 0.97518 | 0.96354 | 0 | 50.7414
| NEM | NEM Customer | Average Weekday | January | CAISO 1-in-2 | 3 | 0.90238 | 0.8815 | 0.90238 | 0.8815 | 0 | 50.0449
| NEM | NEM Customer | Average Weekday | January | CAISO 1-in-2 | 4 | 0.85021 | 0.82758 | 0.85021 | 0.82758 | 0 | 49.4653
| NEM | NEM Customer | Average Weekday | January | CAISO 1-in-2 | 5 | 0.82809 | 0.80528 | 0.82809 | 0.80528 | 0 | 48.7445
| NEM | NEM Customer | Average Weekday | January | CAISO 1-in-2 | 6 | 0.84035 | 0.83364 | 0.84035 | 0.83364 | 0 | 48.1925
| NEM | NEM Customer | Average Weekday | January | CAISO 1-in-2 | 7 | 0.8669 | 0.92505 | 0.8669 | 0.92505 | 0 | 47.847
| NEM | NEM Customer | Average Weekday | January | CAISO 1-in-2 | 8 | 0.62637 | 0.72225 | 0.62637 | 0.72225 | 0 | 47.6361
| NEM | NEM Customer | Average Weekday | January | CAISO 1-in-2 | 9 | 0.027148 | 0.1246 | 0.027148 | 0.1246 | 0 | 48.3129
| NEM | NEM Customer | Average Weekday | January | CAISO 1-in-2 | 10 | -0.64941 | -0.46971 | -0.64941 | -0.46971 | 0 | 51.5251
| NEM | NEM Customer | Average Weekday | January | CAISO 1-in-2 | 11 | -1.183 | -0.91558 | -1.183 | -0.91558 | 0 | 55.8791
| NEM | NEM Customer | Average Weekday | January | CAISO 1-in-2 | 12 | -1.5251 | -1.1872 | -1.5251 | -1.1872 | 0 | 59.7449
| NEM | NEM Customer | Average Weekday | January | CAISO 1-in-2 | 13 | -1.6328 | -1.2539 | -1.6328 | -1.2539 | 0 | 62.8214
| NEM | NEM Customer | Average Weekday | January | CAISO 1-in-2 | 14 | -1.5486 | -1.1264 | -1.5486 | -1.1264 | 0 | 64.8452
| NEM | NEM Customer | Average Weekday | January | CAISO 1-in-2 | 15 | -1.2589 | -0.79072 | -1.2589 | -0.79072 | 0 | 66.072
| NEM | NEM Customer | Average Weekday | January | CAISO 1-in-2 | 16 | -0.7244 | -0.24319 | -0.7244 | -0.24319 | 0 | 66.5563
| NEM | NEM Customer | Average Weekday | January | CAISO 1-in-2 | 17 | -0.082733 | 0.36547 | -0.082733 | 0.36547 | 0 | 66.054
| NEM | NEM Customer | Average Weekday | January | CAISO 1-in-2 | 18 | 0.62633 | 0.90173 | 0.62633 | 0.90173 | 0 | 64.2404
| NEM | NEM Customer | Average Weekday | January | CAISO 1-in-2 | 19 | 1.1682 | 1.2055 | 1.1682 | 1.2055 | 0 | 61.256
| NEM | NEM Customer | Average Weekday | January | CAISO 1-in-2 | 20 | 1.3816 | 1.3171 | 1.3816 | 1.3171 | 0 | 59.046
| NEM | NEM Customer | Average Weekday | January | CAISO 1-in-2 | 21 | 1.3847 | 1.3313 | 1.3847 | 1.3313 | 0 | 57.3382
| NEM | NEM Customer | Average Weekday | January | CAISO 1-in-2 | 22 | 1.3181 | 1.2678 | 1.3181 | 1.2678 | 0 | 55.7901
| NEM | NEM Customer | Average Weekday | January | CAISO 1-in-2 | 23 | 1.2934 | 1.2689 | 1.2934 | 1.2689 | 0 | 54.3045
| NEM | NEM Customer | Average Weekday | January | CAISO 1-in-2 | 24 | 1.1647 | 1.1485 | 1.1647 | 1.1485 | 0 | 53.1064
| NEM | NEM Customer | Average Weekday | January | SCE 1-in-10 | 1 | 1.1314 | 1.1193 | 1.1314 | 1.1193 | 0 | 48.729
| NEM | NEM Customer | Average Weekday | January | SCE 1-in-10 | 2 | 1.032 | 1.0204 | 1.032 | 1.0204 | 0 | 47.8961
| NEM | NEM Customer | Average Weekday | January | SCE 1-in-10 | 3 | 0.95993 | 0.93905 | 0.95993 | 0.93905 | 0 | 47.2744
| NEM | NEM Customer | Average Weekday | January | SCE 1-in-10 | 4 | 0.90935 | 0.88672 | 0.90935 | 0.88672 | 0 | 46.6205
| NEM | NEM Customer | Average Weekday | January | SCE 1-in-10 | 5 | 0.89175 | 0.86894 | 0.89175 | 0.86894 | 0 | 45.9612
| NEM | NEM Customer | Average Weekday | January | SCE 1-in-10 | 6 | 0.90836 | 0.90166 | 0.90836 | 0.90166 | 0 | 45.3985
| NEM | NEM Customer | Average Weekday | January | SCE 1-in-10 | 7 | 0.94354 | 1.0017 | 0.94354 | 1.0017 | 0 | 44.9255
| NEM | NEM Customer | Average Weekday | January | SCE 1-in-10 | 8 | 0.69785 | 0.79372 | 0.69785 | 0.79372 | 0 | 44.6891
| NEM | NEM Customer | Average Weekday | January | SCE 1-in-10 | 9 | 0.078651 | 0.1761 | 0.078651 | 0.1761 | 0 | 45.2829
| NEM | NEM Customer | Average Weekday | January | SCE 1-in-10 | 10 | -0.61177 | -0.43206 | -0.61177 | -0.43206 | 0 | 48.182
| NEM | NEM Customer | Average Weekday | January | SCE 1-in-10 | 11 | -1.1349 | -0.86743 | -1.1349 | -0.86743 | 0 | 51.8154
| NEM | NEM Customer | Average Weekday | January | SCE 1-in-10 | 12 | -1.4573 | -1.1193 | -1.4573 | -1.1193 | 0 | 55.0768
| NEM | NEM Customer | Average Weekday | January | SCE 1-in-10 | 13 | -1.5475 | -1.1685 | -1.5475 | -1.1685 | 0 | 57.4226
| NEM | NEM Customer | Average Weekday | January | SCE 1-in-10 | 14 | -1.4295 | -1.0072 | -1.4295 | -1.0072 | 0 | 59.0035
| NEM | NEM Customer | Average Weekday | January | SCE 1-in-10 | 15 | -1.1261 | -0.65798 | -1.1261 | -0.65798 | 0 | 60.0276
| NEM | NEM Customer | Average Weekday | January | SCE 1-in-10 | 16 | -0.58744 | -0.10624 | -0.58744 | -0.10624 | 0 | 60.4765
| NEM | NEM Customer | Average Weekday | January | SCE 1-in-10 | 17 | 0.09064 | 0.53884 | 0.09064 | 0.53884 | 0 | 60.1347
| NEM | NEM Customer | Average Weekday | January | SCE 1-in-10 | 18 | 0.79598 | 1.0714 | 0.79598 | 1.0714 | 0 | 58.7123
| NEM | NEM Customer | Average Weekday | January | SCE 1-in-10 | 19 | 1.2724 | 1.3098 | 1.2724 | 1.3098 | 0 | 56.4069
| NEM | NEM Customer | Average Weekday | January | SCE 1-in-10 | 20 | 1.4466 | 1.382 | 1.4466 | 1.382 | 0 | 54.626
| NEM | NEM Customer | Average Weekday | January | SCE 1-in-10 | 21 | 1.4408 | 1.3874 | 1.4408 | 1.3874 | 0 | 53.2353
| NEM | NEM Customer | Average Weekday | January | SCE 1-in-10 | 22 | 1.3753 | 1.325 | 1.3753 | 1.325 | 0 | 51.9913
| NEM | NEM Customer | Average Weekday | January | SCE 1-in-10 | 23 | 1.3558 | 1.3314 | 1.3558 | 1.3314 | 0 | 50.782
| NEM | NEM Customer | Average Weekday | January | SCE 1-in-10 | 24 | 1.2272 | 1.211 | 1.2272 | 1.211 | 0 | 49.7808
| NEM | NEM Customer | Average Weekday | January | SCE 1-in-2 | 1 | 1.0718 | 1.0598 | 1.0718 | 1.0598 | 0 | 51.5037
| NEM | NEM Customer | Average Weekday | January | SCE 1-in-2 | 2 | 0.97266 | 0.96102 | 0.97266 | 0.96102 | 0 | 50.5061
| NEM | NEM Customer | Average Weekday | January | SCE 1-in-2 | 3 | 0.89983 | 0.87895 | 0.89983 | 0.87895 | 0 | 49.713
| NEM | NEM Customer | Average Weekday | January | SCE 1-in-2 | 4 | 0.84758 | 0.82496 | 0.84758 | 0.82496 | 0 | 49.0844
| NEM | NEM Customer | Average Weekday | January | SCE 1-in-2 | 5 | 0.82526 | 0.80246 | 0.82526 | 0.80246 | 0 | 48.3766
| NEM | NEM Customer | Average Weekday | January | SCE 1-in-2 | 6 | 0.83733 | 0.83062 | 0.83733 | 0.83062 | 0 | 47.7724
| NEM | NEM Customer | Average Weekday | January | SCE 1-in-2 | 7 | 0.8635 | 0.92165 | 0.8635 | 0.92165 | 0 | 47.5026
| NEM | NEM Customer | Average Weekday | January | SCE 1-in-2 | 8 | 0.6232 | 0.71907 | 0.6232 | 0.71907 | 0 | 47.2325
| NEM | NEM Customer | Average Weekday | January | SCE 1-in-2 | 9 | 0.024863 | 0.12231 | 0.024863 | 0.12231 | 0 | 47.9706
| NEM | NEM Customer | Average Weekday | January | SCE 1-in-2 | 10 | -0.65108 | -0.47138 | -0.65108 | -0.47138 | 0 | 51.4894
| NEM | NEM Customer | Average Weekday | January | SCE 1-in-2 | 11 | -1.1851 | -0.91772 | -1.1851 | -0.91772 | 0 | 56.1675
| NEM | NEM Customer | Average Weekday | January | SCE 1-in-2 | 12 | -1.5304 | -1.1925 | -1.5304 | -1.1925 | 0 | 60.3627
| NEM | NEM Customer | Average Weekday | January | SCE 1-in-2 | 13 | -1.642 | -1.2631 | -1.642 | -1.2631 | 0 | 63.5006
| NEM | NEM Customer | Average Weekday | January | SCE 1-in-2 | 14 | -1.5524 | -1.1301 | -1.5524 | -1.1301 | 0 | 65.6232
| NEM | NEM Customer | Average Weekday | January | SCE 1-in-2 | 15 | -1.2479 | -0.77976 | -1.2479 | -0.77976 | 0 | 66.9652
| NEM | NEM Customer | Average Weekday | January | SCE 1-in-2 | 16 | -0.70207 | -0.22087 | -0.70207 | -0.22087 | 0 | 67.4609
| NEM | NEM Customer | Average Weekday | January | SCE 1-in-2 | 17 | -0.064205 | 0.38399 | -0.064205 | 0.38399 | 0 | 66.9483
| NEM | NEM Customer | Average Weekday | January | SCE 1-in-2 | 18 | 0.61811 | 0.8935 | 0.61811 | 0.8935 | 0 | 64.9846
| NEM | NEM Customer | Average Weekday | January | SCE 1-in-2 | 19 | 1.1635 | 1.2009 | 1.1635 | 1.2009 | 0 | 61.7707
| NEM | NEM Customer | Average Weekday | January | SCE 1-in-2 | 20 | 1.3788 | 1.3142 | 1.3788 | 1.3142 | 0 | 59.3813
| NEM | NEM Customer | Average Weekday | January | SCE 1-in-2 | 21 | 1.3822 | 1.3288 | 1.3822 | 1.3288 | 0 | 57.5814
| NEM | NEM Customer | Average Weekday | January | SCE 1-in-2 | 22 | 1.3156 | 1.2653 | 1.3156 | 1.2653 | 0 | 55.9645
| NEM | NEM Customer | Average Weekday | January | SCE 1-in-2 | 23 | 1.2906 | 1.2662 | 1.2906 | 1.2662 | 0 | 54.4483
| NEM | NEM Customer | Average Weekday | January | SCE 1-in-2 | 24 | 1.1619 | 1.1457 | 1.1619 | 1.1457 | 0 | 53.2037
| NEM | NEM Customer | Average Weekday | July | CAISO 1-in-10 | 1 | 1.7857 | 1.7737 | 1.7857 | 1.7737 | 0 | 74.2506
| NEM | NEM Customer | Average Weekday | July | CAISO 1-in-10 | 2 | 1.5347 | 1.5231 | 1.5347 | 1.5231 | 0 | 73.2049
| NEM | NEM Customer | Average Weekday | July | CAISO 1-in-10 | 3 | 1.3474 | 1.3265 | 1.3474 | 1.3265 | 0 | 72.2945
| NEM | NEM Customer | Average Weekday | July | CAISO 1-in-10 | 4 | 1.2062 | 1.1836 | 1.2062 | 1.1836 | 0 | 71.5702
| NEM | NEM Customer | Average Weekday | July | CAISO 1-in-10 | 5 | 1.1023 | 1.0794 | 1.1023 | 1.0794 | 0 | 70.9247
| NEM | NEM Customer | Average Weekday | July | CAISO 1-in-10 | 6 | 1.0388 | 1.032 | 1.0388 | 1.032 | 0 | 70.3573
| NEM | NEM Customer | Average Weekday | July | CAISO 1-in-10 | 7 | 0.94338 | 1.0015 | 0.94338 | 1.0015 | 0 | 70.0068
| NEM | NEM Customer | Average Weekday | July | CAISO 1-in-10 | 8 | 0.67316 | 0.76903 | 0.67316 | 0.76903 | 0 | 70.4927
| NEM | NEM Customer | Average Weekday | July | CAISO 1-in-10 | 9 | 0.16852 | 0.26597 | 0.16852 | 0.26597 | 0 | 73.0925
| NEM | NEM Customer | Average Weekday | July | CAISO 1-in-10 | 10 | -0.5424 | -0.3627 | -0.5424 | -0.3627 | 0 | 76.6968
| NEM | NEM Customer | Average Weekday | July | CAISO 1-in-10 | 11 | -0.99293 | -0.7255 | -0.99293 | -0.7255 | 0 | 80.6202
| NEM | NEM Customer | Average Weekday | July | CAISO 1-in-10 | 12 | -1.1525 | -0.81454 | -1.1525 | -0.81454 | 0 | 84.2237
| NEM | NEM Customer | Average Weekday | July | CAISO 1-in-10 | 13 | -1.0891 | -0.71018 | -1.0891 | -0.71018 | 0 | 87.0935
| NEM | NEM Customer | Average Weekday | July | CAISO 1-in-10 | 14 | -0.81558 | -0.39335 | -0.81558 | -0.39335 | 0 | 89.2529
| NEM | NEM Customer | Average Weekday | July | CAISO 1-in-10 | 15 | -0.38062 | 0.087528 | -0.38062 | 0.087528 | 0 | 90.6946
| NEM | NEM Customer | Average Weekday | July | CAISO 1-in-10 | 16 | 0.29117 | 0.77237 | 0.29117 | 0.77237 | 0 | 91.4765
| NEM | NEM Customer | Average Weekday | July | CAISO 1-in-10 | 17 | 1.0766 | 1.5248 | -0.083784 | 0.2094 | 0.022642 | 91.4353
| NEM | NEM Customer | Average Weekday | July | CAISO 1-in-10 | 18 | 2.0302 | 2.3056 | 1.3467 | 1.5748 | 0.10162 | 90.612
| NEM | NEM Customer | Average Weekday | July | CAISO 1-in-10 | 19 | 2.7805 | 2.8179 | 2.415 | 2.3549 | 0.093895 | 88.978
| NEM | NEM Customer | Average Weekday | July | CAISO 1-in-10 | 20 | 2.9756 | 2.911 | 2.6798 | 2.6321 | 0.034844 | 86.4515
| NEM | NEM Customer | Average Weekday | July | CAISO 1-in-10 | 21 | 2.8825 | 2.829 | 2.6158 | 2.5791 | 0.047667 | 83.0307
| NEM | NEM Customer | Average Weekday | July | CAISO 1-in-10 | 22 | 2.683 | 2.6327 | 3.1723 | 3.2965 | 0.037158 | 79.545
| NEM | NEM Customer | Average Weekday | July | CAISO 1-in-10 | 23 | 2.4645 | 2.44 | 2.5737 | 2.6769 | 0.032601 | 77.4278
| NEM | NEM Customer | Average Weekday | July | CAISO 1-in-10 | 24 | 2.105 | 2.0888 | 2.158 | 2.2453 | 0.02883 | 75.959
| NEM | NEM Customer | Average Weekday | July | CAISO 1-in-2 | 1 | 1.525 | 1.5129 | 1.525 | 1.5129 | 0 | 70.1532
| NEM | NEM Customer | Average Weekday | July | CAISO 1-in-2 | 2 | 1.3069 | 1.2953 | 1.3069 | 1.2953 | 0 | 69.1738
| NEM | NEM Customer | Average Weekday | July | CAISO 1-in-2 | 3 | 1.1432 | 1.1223 | 1.1432 | 1.1223 | 0 | 68.3024
| NEM | NEM Customer | Average Weekday | July | CAISO 1-in-2 | 4 | 1.0221 | 0.99949 | 1.0221 | 0.99949 | 0 | 67.533
| NEM | NEM Customer | Average Weekday | July | CAISO 1-in-2 | 5 | 0.93796 | 0.91515 | 0.93796 | 0.91515 | 0 | 66.8633
| NEM | NEM Customer | Average Weekday | July | CAISO 1-in-2 | 6 | 0.88813 | 0.88143 | 0.88813 | 0.88143 | 0 | 66.2362
| NEM | NEM Customer | Average Weekday | July | CAISO 1-in-2 | 7 | 0.80281 | 0.86096 | 0.80281 | 0.86096 | 0 | 65.7587
| NEM | NEM Customer | Average Weekday | July | CAISO 1-in-2 | 8 | 0.50738 | 0.60326 | 0.50738 | 0.60326 | 0 | 66.1726
| NEM | NEM Customer | Average Weekday | July | CAISO 1-in-2 | 9 | -0.011785 | 0.085665 | -0.011785 | 0.085665 | 0 | 68.4906
| NEM | NEM Customer | Average Weekday | July | CAISO 1-in-2 | 10 | -0.72651 | -0.54681 | -0.72651 | -0.54681 | 0 | 71.6964
| NEM | NEM Customer | Average Weekday | July | CAISO 1-in-2 | 11 | -1.2707 | -1.0033 | -1.2707 | -1.0033 | 0 | 75.225
| NEM | NEM Customer | Average Weekday | July | CAISO 1-in-2 | 12 | -1.5823 | -1.2443 | -1.5823 | -1.2443 | 0 | 78.779
| NEM | NEM Customer | Average Weekday | July | CAISO 1-in-2 | 13 | -1.6533 | -1.2744 | -1.6533 | -1.2744 | 0 | 81.7162
| NEM | NEM Customer | Average Weekday | July | CAISO 1-in-2 | 14 | -1.4858 | -1.0636 | -1.4858 | -1.0636 | 0 | 83.978
| NEM | NEM Customer | Average Weekday | July | CAISO 1-in-2 | 15 | -1.1065 | -0.63835 | -1.1065 | -0.63835 | 0 | 85.6396
| NEM | NEM Customer | Average Weekday | July | CAISO 1-in-2 | 16 | -0.4526 | 0.0286 | -0.4526 | 0.0286 | 0 | 86.4677
| NEM | NEM Customer | Average Weekday | July | CAISO 1-in-2 | 17 | 0.36376 | 0.81196 | -0.68619 | -0.39301 | 0.03042 | 86.6425
| NEM | NEM Customer | Average Weekday | July | CAISO 1-in-2 | 18 | 1.3466 | 1.622 | 0.7723 | 1.0005 | 0.14091 | 85.9007
| NEM | NEM Customer | Average Weekday | July | CAISO 1-in-2 | 19 | 2.1344 | 2.1717 | 1.8585 | 1.7984 | 0.13446 | 84.2788
| NEM | NEM Customer | Average Weekday | July | CAISO 1-in-2 | 20 | 2.3936 | 2.329 | 2.1364 | 2.0886 | 0.05209 | 81.9085
| NEM | NEM Customer | Average Weekday | July | CAISO 1-in-2 | 21 | 2.3598 | 2.3064 | 2.1307 | 2.0941 | 0.065466 | 78.5993
| NEM | NEM Customer | Average Weekday | July | CAISO 1-in-2 | 22 | 2.2083 | 2.1579 | 2.6899 | 2.8141 | 0.054184 | 75.0908
| NEM | NEM Customer | Average Weekday | July | CAISO 1-in-2 | 23 | 2.0559 | 2.0315 | 2.1108 | 2.2139 | 0.049236 | 72.7952
| NEM | NEM Customer | Average Weekday | July | CAISO 1-in-2 | 24 | 1.7643 | 1.748 | 1.7868 | 1.8741 | 0.011271 | 71.2481
| NEM | NEM Customer | Average Weekday | July | SCE 1-in-10 | 1 | 1.7857 | 1.7737 | 1.7857 | 1.7737 | 0 | 74.2506
| NEM | NEM Customer | Average Weekday | July | SCE 1-in-10 | 2 | 1.5347 | 1.5231 | 1.5347 | 1.5231 | 0 | 73.2049
| NEM | NEM Customer | Average Weekday | July | SCE 1-in-10 | 3 | 1.3474 | 1.3265 | 1.3474 | 1.3265 | 0 | 72.2945
| NEM | NEM Customer | Average Weekday | July | SCE 1-in-10 | 4 | 1.2062 | 1.1836 | 1.2062 | 1.1836 | 0 | 71.5702
| NEM | NEM Customer | Average Weekday | July | SCE 1-in-10 | 5 | 1.1023 | 1.0794 | 1.1023 | 1.0794 | 0 | 70.9247
| NEM | NEM Customer | Average Weekday | July | SCE 1-in-10 | 6 | 1.0388 | 1.032 | 1.0388 | 1.032 | 0 | 70.3573
| NEM | NEM Customer | Average Weekday | July | SCE 1-in-10 | 7 | 0.94338 | 1.0015 | 0.94338 | 1.0015 | 0 | 70.0068
| NEM | NEM Customer | Average Weekday | July | SCE 1-in-10 | 8 | 0.67316 | 0.76903 | 0.67316 | 0.76903 | 0 | 70.4927
| NEM | NEM Customer | Average Weekday | July | SCE 1-in-10 | 9 | 0.16852 | 0.26597 | 0.16852 | 0.26597 | 0 | 73.0925
| NEM | NEM Customer | Average Weekday | July | SCE 1-in-10 | 10 | -0.5424 | -0.3627 | -0.5424 | -0.3627 | 0 | 76.6968
| NEM | NEM Customer | Average Weekday | July | SCE 1-in-10 | 11 | -0.99293 | -0.7255 | -0.99293 | -0.7255 | 0 | 80.6202
| NEM | NEM Customer | Average Weekday | July | SCE 1-in-10 | 12 | -1.1525 | -0.81454 | -1.1525 | -0.81454 | 0 | 84.2237
| NEM | NEM Customer | Average Weekday | July | SCE 1-in-10 | 13 | -1.0891 | -0.71018 | -1.0891 | -0.71018 | 0 | 87.0935
| NEM | NEM Customer | Average Weekday | July | SCE 1-in-10 | 14 | -0.81558 | -0.39335 | -0.81558 | -0.39335 | 0 | 89.2529
| NEM | NEM Customer | Average Weekday | July | SCE 1-in-10 | 15 | -0.38062 | 0.087528 | -0.38062 | 0.087528 | 0 | 90.6946
| NEM | NEM Customer | Average Weekday | July | SCE 1-in-10 | 16 | 0.29117 | 0.77237 | 0.29117 | 0.77237 | 0 | 91.4765
| NEM | NEM Customer | Average Weekday | July | SCE 1-in-10 | 17 | 1.0766 | 1.5248 | -0.083784 | 0.2094 | 0.022642 | 91.4353
| NEM | NEM Customer | Average Weekday | July | SCE 1-in-10 | 18 | 2.0302 | 2.3056 | 1.3467 | 1.5748 | 0.10162 | 90.612
| NEM | NEM Customer | Average Weekday | July | SCE 1-in-10 | 19 | 2.7805 | 2.8179 | 2.415 | 2.3549 | 0.093895 | 88.978
| NEM | NEM Customer | Average Weekday | July | SCE 1-in-10 | 20 | 2.9756 | 2.911 | 2.6798 | 2.6321 | 0.034844 | 86.4515
| NEM | NEM Customer | Average Weekday | July | SCE 1-in-10 | 21 | 2.8825 | 2.829 | 2.6158 | 2.5791 | 0.047667 | 83.0307
| NEM | NEM Customer | Average Weekday | July | SCE 1-in-10 | 22 | 2.683 | 2.6327 | 3.1723 | 3.2965 | 0.037158 | 79.545
| NEM | NEM Customer | Average Weekday | July | SCE 1-in-10 | 23 | 2.4645 | 2.44 | 2.5737 | 2.6769 | 0.032601 | 77.4278
| NEM | NEM Customer | Average Weekday | July | SCE 1-in-10 | 24 | 2.105 | 2.0888 | 2.158 | 2.2453 | 0.02883 | 75.959
| NEM | NEM Customer | Average Weekday | July | SCE 1-in-2 | 1 | 1.525 | 1.5129 | 1.525 | 1.5129 | 0 | 70.1532
| NEM | NEM Customer | Average Weekday | July | SCE 1-in-2 | 2 | 1.3069 | 1.2953 | 1.3069 | 1.2953 | 0 | 69.1738
| NEM | NEM Customer | Average Weekday | July | SCE 1-in-2 | 3 | 1.1432 | 1.1223 | 1.1432 | 1.1223 | 0 | 68.3024
| NEM | NEM Customer | Average Weekday | July | SCE 1-in-2 | 4 | 1.0221 | 0.99949 | 1.0221 | 0.99949 | 0 | 67.533
| NEM | NEM Customer | Average Weekday | July | SCE 1-in-2 | 5 | 0.93796 | 0.91515 | 0.93796 | 0.91515 | 0 | 66.8633
| NEM | NEM Customer | Average Weekday | July | SCE 1-in-2 | 6 | 0.88813 | 0.88143 | 0.88813 | 0.88143 | 0 | 66.2362
| NEM | NEM Customer | Average Weekday | July | SCE 1-in-2 | 7 | 0.80281 | 0.86096 | 0.80281 | 0.86096 | 0 | 65.7587
| NEM | NEM Customer | Average Weekday | July | SCE 1-in-2 | 8 | 0.50738 | 0.60326 | 0.50738 | 0.60326 | 0 | 66.1726
| NEM | NEM Customer | Average Weekday | July | SCE 1-in-2 | 9 | -0.011785 | 0.085665 | -0.011785 | 0.085665 | 0 | 68.4906
| NEM | NEM Customer | Average Weekday | July | SCE 1-in-2 | 10 | -0.72651 | -0.54681 | -0.72651 | -0.54681 | 0 | 71.6964
| NEM | NEM Customer | Average Weekday | July | SCE 1-in-2 | 11 | -1.2707 | -1.0033 | -1.2707 | -1.0033 | 0 | 75.225
| NEM | NEM Customer | Average Weekday | July | SCE 1-in-2 | 12 | -1.5823 | -1.2443 | -1.5823 | -1.2443 | 0 | 78.779
| NEM | NEM Customer | Average Weekday | July | SCE 1-in-2 | 13 | -1.6533 | -1.2744 | -1.6533 | -1.2744 | 0 | 81.7162
| NEM | NEM Customer | Average Weekday | July | SCE 1-in-2 | 14 | -1.4858 | -1.0636 | -1.4858 | -1.0636 | 0 | 83.978
| NEM | NEM Customer | Average Weekday | July | SCE 1-in-2 | 15 | -1.1065 | -0.63835 | -1.1065 | -0.63835 | 0 | 85.6396
| NEM | NEM Customer | Average Weekday | July | SCE 1-in-2 | 16 | -0.4526 | 0.0286 | -0.4526 | 0.0286 | 0 | 86.4677
| NEM | NEM Customer | Average Weekday | July | SCE 1-in-2 | 17 | 0.36376 | 0.81196 | -0.68619 | -0.39301 | 0.03042 | 86.6425
| NEM | NEM Customer | Average Weekday | July | SCE 1-in-2 | 18 | 1.3466 | 1.622 | 0.7723 | 1.0005 | 0.14091 | 85.9007
| NEM | NEM Customer | Average Weekday | July | SCE 1-in-2 | 19 | 2.1344 | 2.1717 | 1.8585 | 1.7984 | 0.13446 | 84.2788
| NEM | NEM Customer | Average Weekday | July | SCE 1-in-2 | 20 | 2.3936 | 2.329 | 2.1364 | 2.0886 | 0.05209 | 81.9085
| NEM | NEM Customer | Average Weekday | July | SCE 1-in-2 | 21 | 2.3598 | 2.3064 | 2.1307 | 2.0941 | 0.065466 | 78.5993
| NEM | NEM Customer | Average Weekday | July | SCE 1-in-2 | 22 | 2.2083 | 2.1579 | 2.6899 | 2.8141 | 0.054184 | 75.0908
| NEM | NEM Customer | Average Weekday | July | SCE 1-in-2 | 23 | 2.0559 | 2.0315 | 2.1108 | 2.2139 | 0.049236 | 72.7952
| NEM | NEM Customer | Average Weekday | July | SCE 1-in-2 | 24 | 1.7643 | 1.748 | 1.7868 | 1.8741 | 0.011271 | 71.2481
| NEM | NEM Customer | Average Weekday | June | CAISO 1-in-10 | 1 | 1.4248 | 1.4128 | 1.4248 | 1.4128 | 0 | 68.606
| NEM | NEM Customer | Average Weekday | June | CAISO 1-in-10 | 2 | 1.2203 | 1.2087 | 1.2203 | 1.2087 | 0 | 67.6425
| NEM | NEM Customer | Average Weekday | June | CAISO 1-in-10 | 3 | 1.0695 | 1.0486 | 1.0695 | 1.0486 | 0 | 66.7536
| NEM | NEM Customer | Average Weekday | June | CAISO 1-in-10 | 4 | 0.96607 | 0.94345 | 0.96607 | 0.94345 | 0 | 65.9493
| NEM | NEM Customer | Average Weekday | June | CAISO 1-in-10 | 5 | 0.89655 | 0.87375 | 0.89655 | 0.87375 | 0 | 65.2609
| NEM | NEM Customer | Average Weekday | June | CAISO 1-in-10 | 6 | 0.85917 | 0.85247 | 0.85917 | 0.85247 | 0 | 64.696
| NEM | NEM Customer | Average Weekday | June | CAISO 1-in-10 | 7 | 0.78168 | 0.83983 | 0.78168 | 0.83983 | 0 | 64.2424
| NEM | NEM Customer | Average Weekday | June | CAISO 1-in-10 | 8 | 0.49409 | 0.58996 | 0.49409 | 0.58996 | 0 | 64.9209
| NEM | NEM Customer | Average Weekday | June | CAISO 1-in-10 | 9 | -0.057715 | 0.039734 | -0.057715 | 0.039734 | 0 | 67.2683
| NEM | NEM Customer | Average Weekday | June | CAISO 1-in-10 | 10 | -0.75859 | -0.57889 | -0.75859 | -0.57889 | 0 | 70.6879
| NEM | NEM Customer | Average Weekday | June | CAISO 1-in-10 | 11 | -1.3568 | -1.0894 | -1.3568 | -1.0894 | 0 | 74.366
| NEM | NEM Customer | Average Weekday | June | CAISO 1-in-10 | 12 | -1.6791 | -1.3411 | -1.6791 | -1.3411 | 0 | 77.9154
| NEM | NEM Customer | Average Weekday | June | CAISO 1-in-10 | 13 | -1.7502 | -1.3713 | -1.7502 | -1.3713 | 0 | 80.7684
| NEM | NEM Customer | Average Weekday | June | CAISO 1-in-10 | 14 | -1.5947 | -1.1724 | -1.5947 | -1.1724 | 0 | 82.8859
| NEM | NEM Customer | Average Weekday | June | CAISO 1-in-10 | 15 | -1.2303 | -0.76212 | -1.2303 | -0.76212 | 0 | 84.3203
| NEM | NEM Customer | Average Weekday | June | CAISO 1-in-10 | 16 | -0.58924 | -0.10803 | -0.58924 | -0.10803 | 0 | 85.0933
| NEM | NEM Customer | Average Weekday | June | CAISO 1-in-10 | 17 | 0.21521 | 0.66341 | -0.79841 | -0.50523 | 0.033861 | 85.0664
| NEM | NEM Customer | Average Weekday | June | CAISO 1-in-10 | 18 | 1.1947 | 1.4701 | 0.65846 | 0.88661 | 0.15524 | 84.2603
| NEM | NEM Customer | Average Weekday | June | CAISO 1-in-10 | 19 | 1.9801 | 2.0174 | 1.7328 | 1.6727 | 0.1477 | 82.7839
| NEM | NEM Customer | Average Weekday | June | CAISO 1-in-10 | 20 | 2.2522 | 2.1876 | 2.0065 | 1.9587 | 0.057503 | 80.5572
| NEM | NEM Customer | Average Weekday | June | CAISO 1-in-10 | 21 | 2.2322 | 2.1787 | 2.0136 | 1.9769 | 0.07053 | 77.3673
| NEM | NEM Customer | Average Weekday | June | CAISO 1-in-10 | 22 | 2.0912 | 2.0409 | 2.5709 | 2.6951 | 0.058836 | 73.9486
| NEM | NEM Customer | Average Weekday | June | CAISO 1-in-10 | 23 | 1.9542 | 1.9297 | 1.9952 | 2.0983 | 0.020501 | 71.6115
| NEM | NEM Customer | Average Weekday | June | CAISO 1-in-10 | 24 | 1.6802 | 1.664 | 1.6946 | 1.7819 | 0.0072146 | 69.9931
| NEM | NEM Customer | Average Weekday | June | CAISO 1-in-2 | 1 | 1.2499 | 1.2378 | 1.2499 | 1.2378 | 0 | 64.4414
| NEM | NEM Customer | Average Weekday | June | CAISO 1-in-2 | 2 | 1.0943 | 1.0826 | 1.0943 | 1.0826 | 0 | 63.1881
| NEM | NEM Customer | Average Weekday | June | CAISO 1-in-2 | 3 | 0.98109 | 0.96021 | 0.98109 | 0.96021 | 0 | 62.0946
| NEM | NEM Customer | Average Weekday | June | CAISO 1-in-2 | 4 | 0.89295 | 0.87032 | 0.89295 | 0.87032 | 0 | 61.1514
| NEM | NEM Customer | Average Weekday | June | CAISO 1-in-2 | 5 | 0.83287 | 0.81006 | 0.83287 | 0.81006 | 0 | 60.355
| NEM | NEM Customer | Average Weekday | June | CAISO 1-in-2 | 6 | 0.80673 | 0.80002 | 0.80673 | 0.80002 | 0 | 59.585
| NEM | NEM Customer | Average Weekday | June | CAISO 1-in-2 | 7 | 0.7478 | 0.80595 | 0.7478 | 0.80595 | 0 | 58.9632
| NEM | NEM Customer | Average Weekday | June | CAISO 1-in-2 | 8 | 0.45411 | 0.54999 | 0.45411 | 0.54999 | 0 | 59.7716
| NEM | NEM Customer | Average Weekday | June | CAISO 1-in-2 | 9 | -0.13171 | -0.034265 | -0.13171 | -0.034265 | 0 | 62.5018
| NEM | NEM Customer | Average Weekday | June | CAISO 1-in-2 | 10 | -0.86585 | -0.68614 | -0.86585 | -0.68614 | 0 | 66.018
| NEM | NEM Customer | Average Weekday | June | CAISO 1-in-2 | 11 | -1.5056 | -1.2382 | -1.5056 | -1.2382 | 0 | 69.6964
| NEM | NEM Customer | Average Weekday | June | CAISO 1-in-2 | 12 | -1.9376 | -1.5996 | -1.9376 | -1.5996 | 0 | 73.288
| NEM | NEM Customer | Average Weekday | June | CAISO 1-in-2 | 13 | -2.0998 | -1.7208 | -2.0998 | -1.7208 | 0 | 76.3
| NEM | NEM Customer | Average Weekday | June | CAISO 1-in-2 | 14 | -2.0218 | -1.5995 | -2.0218 | -1.5995 | 0 | 78.7512
| NEM | NEM Customer | Average Weekday | June | CAISO 1-in-2 | 15 | -1.6962 | -1.2281 | -1.6962 | -1.2281 | 0 | 80.5947
| NEM | NEM Customer | Average Weekday | June | CAISO 1-in-2 | 16 | -1.0719 | -0.59067 | -1.0719 | -0.59067 | 0 | 81.6079
| NEM | NEM Customer | Average Weekday | June | CAISO 1-in-2 | 17 | -0.26845 | 0.17975 | -0.89858 | -0.45038 | 0.041518 | 81.8771
| NEM | NEM Customer | Average Weekday | June | CAISO 1-in-2 | 18 | 0.66204 | 0.93743 | 0.19843 | 0.42657 | 0.18314 | 81.1261
| NEM | NEM Customer | Average Weekday | June | CAISO 1-in-2 | 19 | 1.4322 | 1.4695 | 1.2463 | 1.1862 | 0.17645 | 79.5697
| NEM | NEM Customer | Average Weekday | June | CAISO 1-in-2 | 20 | 1.7739 | 1.7094 | 1.5567 | 1.5089 | 0.071177 | 77.2106
| NEM | NEM Customer | Average Weekday | June | CAISO 1-in-2 | 21 | 1.8051 | 1.7516 | 1.6163 | 1.5797 | 0.085116 | 73.857
| NEM | NEM Customer | Average Weekday | June | CAISO 1-in-2 | 22 | 1.6983 | 1.648 | 2.1717 | 2.2959 | 0.074131 | 70.2877
| NEM | NEM Customer | Average Weekday | June | CAISO 1-in-2 | 23 | 1.6131 | 1.5886 | 1.6131 | 1.7143 | 0 | 67.9537
| NEM | NEM Customer | Average Weekday | June | CAISO 1-in-2 | 24 | 1.4033 | 1.3871 | 1.4033 | 1.4803 | 0 | 66.174
| NEM | NEM Customer | Average Weekday | June | SCE 1-in-10 | 1 | 1.4248 | 1.4128 | 1.4248 | 1.4128 | 0 | 68.606
| NEM | NEM Customer | Average Weekday | June | SCE 1-in-10 | 2 | 1.2203 | 1.2087 | 1.2203 | 1.2087 | 0 | 67.6425
| NEM | NEM Customer | Average Weekday | June | SCE 1-in-10 | 3 | 1.0695 | 1.0486 | 1.0695 | 1.0486 | 0 | 66.7536
| NEM | NEM Customer | Average Weekday | June | SCE 1-in-10 | 4 | 0.96607 | 0.94345 | 0.96607 | 0.94345 | 0 | 65.9493
| NEM | NEM Customer | Average Weekday | June | SCE 1-in-10 | 5 | 0.89655 | 0.87375 | 0.89655 | 0.87375 | 0 | 65.2609
| NEM | NEM Customer | Average Weekday | June | SCE 1-in-10 | 6 | 0.85917 | 0.85247 | 0.85917 | 0.85247 | 0 | 64.696
| NEM | NEM Customer | Average Weekday | June | SCE 1-in-10 | 7 | 0.78168 | 0.83983 | 0.78168 | 0.83983 | 0 | 64.2424
| NEM | NEM Customer | Average Weekday | June | SCE 1-in-10 | 8 | 0.49409 | 0.58996 | 0.49409 | 0.58996 | 0 | 64.9209
| NEM | NEM Customer | Average Weekday | June | SCE 1-in-10 | 9 | -0.057715 | 0.039734 | -0.057715 | 0.039734 | 0 | 67.2683
| NEM | NEM Customer | Average Weekday | June | SCE 1-in-10 | 10 | -0.75859 | -0.57889 | -0.75859 | -0.57889 | 0 | 70.6879
| NEM | NEM Customer | Average Weekday | June | SCE 1-in-10 | 11 | -1.3568 | -1.0894 | -1.3568 | -1.0894 | 0 | 74.366
| NEM | NEM Customer | Average Weekday | June | SCE 1-in-10 | 12 | -1.6791 | -1.3411 | -1.6791 | -1.3411 | 0 | 77.9154
| NEM | NEM Customer | Average Weekday | June | SCE 1-in-10 | 13 | -1.7502 | -1.3713 | -1.7502 | -1.3713 | 0 | 80.7684
| NEM | NEM Customer | Average Weekday | June | SCE 1-in-10 | 14 | -1.5947 | -1.1724 | -1.5947 | -1.1724 | 0 | 82.8859
| NEM | NEM Customer | Average Weekday | June | SCE 1-in-10 | 15 | -1.2303 | -0.76212 | -1.2303 | -0.76212 | 0 | 84.3203
| NEM | NEM Customer | Average Weekday | June | SCE 1-in-10 | 16 | -0.58924 | -0.10803 | -0.58924 | -0.10803 | 0 | 85.0933
| NEM | NEM Customer | Average Weekday | June | SCE 1-in-10 | 17 | 0.21521 | 0.66341 | -0.79841 | -0.50523 | 0.033861 | 85.0664
| NEM | NEM Customer | Average Weekday | June | SCE 1-in-10 | 18 | 1.1947 | 1.4701 | 0.65846 | 0.88661 | 0.15524 | 84.2603
| NEM | NEM Customer | Average Weekday | June | SCE 1-in-10 | 19 | 1.9801 | 2.0174 | 1.7328 | 1.6727 | 0.1477 | 82.7839
| NEM | NEM Customer | Average Weekday | June | SCE 1-in-10 | 20 | 2.2522 | 2.1876 | 2.0065 | 1.9587 | 0.057503 | 80.5572
| NEM | NEM Customer | Average Weekday | June | SCE 1-in-10 | 21 | 2.2322 | 2.1787 | 2.0136 | 1.9769 | 0.07053 | 77.3673
| NEM | NEM Customer | Average Weekday | June | SCE 1-in-10 | 22 | 2.0912 | 2.0409 | 2.5709 | 2.6951 | 0.058836 | 73.9486
| NEM | NEM Customer | Average Weekday | June | SCE 1-in-10 | 23 | 1.9542 | 1.9297 | 1.9952 | 2.0983 | 0.020501 | 71.6115
| NEM | NEM Customer | Average Weekday | June | SCE 1-in-10 | 24 | 1.6802 | 1.664 | 1.6946 | 1.7819 | 0.0072146 | 69.9931
| NEM | NEM Customer | Average Weekday | June | SCE 1-in-2 | 1 | 1.2499 | 1.2378 | 1.2499 | 1.2378 | 0 | 64.4414
| NEM | NEM Customer | Average Weekday | June | SCE 1-in-2 | 2 | 1.0943 | 1.0826 | 1.0943 | 1.0826 | 0 | 63.1881
| NEM | NEM Customer | Average Weekday | June | SCE 1-in-2 | 3 | 0.98109 | 0.96021 | 0.98109 | 0.96021 | 0 | 62.0946
| NEM | NEM Customer | Average Weekday | June | SCE 1-in-2 | 4 | 0.89295 | 0.87032 | 0.89295 | 0.87032 | 0 | 61.1514
| NEM | NEM Customer | Average Weekday | June | SCE 1-in-2 | 5 | 0.83287 | 0.81006 | 0.83287 | 0.81006 | 0 | 60.355
| NEM | NEM Customer | Average Weekday | June | SCE 1-in-2 | 6 | 0.80673 | 0.80002 | 0.80673 | 0.80002 | 0 | 59.585
| NEM | NEM Customer | Average Weekday | June | SCE 1-in-2 | 7 | 0.7478 | 0.80595 | 0.7478 | 0.80595 | 0 | 58.9632
| NEM | NEM Customer | Average Weekday | June | SCE 1-in-2 | 8 | 0.45411 | 0.54999 | 0.45411 | 0.54999 | 0 | 59.7716
| NEM | NEM Customer | Average Weekday | June | SCE 1-in-2 | 9 | -0.13171 | -0.034265 | -0.13171 | -0.034265 | 0 | 62.5018
| NEM | NEM Customer | Average Weekday | June | SCE 1-in-2 | 10 | -0.86585 | -0.68614 | -0.86585 | -0.68614 | 0 | 66.018
| NEM | NEM Customer | Average Weekday | June | SCE 1-in-2 | 11 | -1.5056 | -1.2382 | -1.5056 | -1.2382 | 0 | 69.6964
| NEM | NEM Customer | Average Weekday | June | SCE 1-in-2 | 12 | -1.9376 | -1.5996 | -1.9376 | -1.5996 | 0 | 73.288
| NEM | NEM Customer | Average Weekday | June | SCE 1-in-2 | 13 | -2.0998 | -1.7208 | -2.0998 | -1.7208 | 0 | 76.3
| NEM | NEM Customer | Average Weekday | June | SCE 1-in-2 | 14 | -2.0218 | -1.5995 | -2.0218 | -1.5995 | 0 | 78.7512
| NEM | NEM Customer | Average Weekday | June | SCE 1-in-2 | 15 | -1.6962 | -1.2281 | -1.6962 | -1.2281 | 0 | 80.5947
| NEM | NEM Customer | Average Weekday | June | SCE 1-in-2 | 16 | -1.0719 | -0.59067 | -1.0719 | -0.59067 | 0 | 81.6079
| NEM | NEM Customer | Average Weekday | June | SCE 1-in-2 | 17 | -0.26845 | 0.17975 | -0.89858 | -0.45038 | 0.041518 | 81.8771
| NEM | NEM Customer | Average Weekday | June | SCE 1-in-2 | 18 | 0.66204 | 0.93743 | 0.19843 | 0.42657 | 0.18314 | 81.1261
| NEM | NEM Customer | Average Weekday | June | SCE 1-in-2 | 19 | 1.4322 | 1.4695 | 1.2463 | 1.1862 | 0.17645 | 79.5697
| NEM | NEM Customer | Average Weekday | June | SCE 1-in-2 | 20 | 1.7739 | 1.7094 | 1.5567 | 1.5089 | 0.071177 | 77.2106
| NEM | NEM Customer | Average Weekday | June | SCE 1-in-2 | 21 | 1.8051 | 1.7516 | 1.6163 | 1.5797 | 0.085116 | 73.857
| NEM | NEM Customer | Average Weekday | June | SCE 1-in-2 | 22 | 1.6983 | 1.648 | 2.1717 | 2.2959 | 0.074131 | 70.2877
| NEM | NEM Customer | Average Weekday | June | SCE 1-in-2 | 23 | 1.6131 | 1.5886 | 1.6131 | 1.7143 | 0 | 67.9537
| NEM | NEM Customer | Average Weekday | June | SCE 1-in-2 | 24 | 1.4033 | 1.3871 | 1.4033 | 1.4803 | 0 | 66.174
| NEM | NEM Customer | Average Weekday | March | CAISO 1-in-10 | 1 | 1.0572 | 1.0451 | 1.0572 | 1.0451 | 0 | 58.3336
| NEM | NEM Customer | Average Weekday | March | CAISO 1-in-10 | 2 | 0.94449 | 0.93285 | 0.94449 | 0.93285 | 0 | 57.1633
| NEM | NEM Customer | Average Weekday | March | CAISO 1-in-10 | 3 | 0.86155 | 0.84067 | 0.86155 | 0.84067 | 0 | 56.0129
| NEM | NEM Customer | Average Weekday | March | CAISO 1-in-10 | 4 | 0.80014 | 0.77751 | 0.80014 | 0.77751 | 0 | 54.995
| NEM | NEM Customer | Average Weekday | March | CAISO 1-in-10 | 5 | 0.76676 | 0.74396 | 0.76676 | 0.74396 | 0 | 54.1763
| NEM | NEM Customer | Average Weekday | March | CAISO 1-in-10 | 6 | 0.76542 | 0.75871 | 0.76542 | 0.75871 | 0 | 53.4381
| NEM | NEM Customer | Average Weekday | March | CAISO 1-in-10 | 7 | 0.75231 | 0.81046 | 0.75231 | 0.81046 | 0 | 53.0126
| NEM | NEM Customer | Average Weekday | March | CAISO 1-in-10 | 8 | 0.47564 | 0.57152 | 0.47564 | 0.57152 | 0 | 52.8835
| NEM | NEM Customer | Average Weekday | March | CAISO 1-in-10 | 9 | -0.11851 | -0.021057 | -0.11851 | -0.021057 | 0 | 54.3734
| NEM | NEM Customer | Average Weekday | March | CAISO 1-in-10 | 10 | -0.81981 | -0.64011 | -0.81981 | -0.64011 | 0 | 58.263
| NEM | NEM Customer | Average Weekday | March | CAISO 1-in-10 | 11 | -1.4198 | -1.1524 | -1.4198 | -1.1524 | 0 | 62.9132
| NEM | NEM Customer | Average Weekday | March | CAISO 1-in-10 | 12 | -1.8184 | -1.4804 | -1.8184 | -1.4804 | 0 | 67.1022
| NEM | NEM Customer | Average Weekday | March | CAISO 1-in-10 | 13 | -2.0039 | -1.625 | -2.0039 | -1.625 | 0 | 70.3327
| NEM | NEM Customer | Average Weekday | March | CAISO 1-in-10 | 14 | -1.94 | -1.5178 | -1.94 | -1.5178 | 0 | 72.5029
| NEM | NEM Customer | Average Weekday | March | CAISO 1-in-10 | 15 | -1.6513 | -1.1832 | -1.6513 | -1.1832 | 0 | 73.9262
| NEM | NEM Customer | Average Weekday | March | CAISO 1-in-10 | 16 | -1.0936 | -0.61239 | -1.0936 | -0.61239 | 0 | 74.6468
| NEM | NEM Customer | Average Weekday | March | CAISO 1-in-10 | 17 | -0.3939 | 0.054294 | -0.46185 | -0.013651 | 0.060431 | 74.7133
| NEM | NEM Customer | Average Weekday | March | CAISO 1-in-10 | 18 | 0.37184 | 0.64723 | 0.36837 | 0.64376 | 0.0017356 | 73.8355
| NEM | NEM Customer | Average Weekday | March | CAISO 1-in-10 | 19 | 1.0281 | 1.0655 | 1.0281 | 1.0655 | 0 | 71.9252
| NEM | NEM Customer | Average Weekday | March | CAISO 1-in-10 | 20 | 1.3691 | 1.3045 | 1.259 | 1.1944 | 0.10523 | 69.0721
| NEM | NEM Customer | Average Weekday | March | CAISO 1-in-10 | 21 | 1.4012 | 1.3478 | 1.2782 | 1.2416 | 0.11773 | 66.1165
| NEM | NEM Customer | Average Weekday | March | CAISO 1-in-10 | 22 | 1.3347 | 1.2843 | 1.5593 | 1.509 | 0.10091 | 64.0542
| NEM | NEM Customer | Average Weekday | March | CAISO 1-in-10 | 23 | 1.2956 | 1.2711 | 1.2956 | 1.3318 | 0 | 62.4131
| NEM | NEM Customer | Average Weekday | March | CAISO 1-in-10 | 24 | 1.1529 | 1.1367 | 1.1529 | 1.1952 | 0 | 60.8064
| NEM | NEM Customer | Average Weekday | March | CAISO 1-in-2 | 1 | 1.053 | 1.0409 | 1.053 | 1.0409 | 0 | 54.2609
| NEM | NEM Customer | Average Weekday | March | CAISO 1-in-2 | 2 | 0.95326 | 0.94162 | 0.95326 | 0.94162 | 0 | 53.1271
| NEM | NEM Customer | Average Weekday | March | CAISO 1-in-2 | 3 | 0.87957 | 0.85869 | 0.87957 | 0.85869 | 0 | 52.0937
| NEM | NEM Customer | Average Weekday | March | CAISO 1-in-2 | 4 | 0.82619 | 0.80356 | 0.82619 | 0.80356 | 0 | 51.2279
| NEM | NEM Customer | Average Weekday | March | CAISO 1-in-2 | 5 | 0.80166 | 0.77885 | 0.80166 | 0.77885 | 0 | 50.435
| NEM | NEM Customer | Average Weekday | March | CAISO 1-in-2 | 6 | 0.81143 | 0.80473 | 0.81143 | 0.80473 | 0 | 49.7572
| NEM | NEM Customer | Average Weekday | March | CAISO 1-in-2 | 7 | 0.83236 | 0.89052 | 0.83236 | 0.89052 | 0 | 49.2747
| NEM | NEM Customer | Average Weekday | March | CAISO 1-in-2 | 8 | 0.59167 | 0.68754 | 0.59167 | 0.68754 | 0 | 48.9979
| NEM | NEM Customer | Average Weekday | March | CAISO 1-in-2 | 9 | -1.1473e-05 | 0.097438 | -1.1473e-05 | 0.097438 | 0 | 50.1153
| NEM | NEM Customer | Average Weekday | March | CAISO 1-in-2 | 10 | -0.67352 | -0.49382 | -0.67352 | -0.49382 | 0 | 53.3207
| NEM | NEM Customer | Average Weekday | March | CAISO 1-in-2 | 11 | -1.2141 | -0.9467 | -1.2141 | -0.9467 | 0 | 57.1416
| NEM | NEM Customer | Average Weekday | March | CAISO 1-in-2 | 12 | -1.5681 | -1.2302 | -1.5681 | -1.2302 | 0 | 60.6531
| NEM | NEM Customer | Average Weekday | March | CAISO 1-in-2 | 13 | -1.681 | -1.3021 | -1.681 | -1.3021 | 0 | 63.4283
| NEM | NEM Customer | Average Weekday | March | CAISO 1-in-2 | 14 | -1.6181 | -1.1958 | -1.6181 | -1.1958 | 0 | 65.4072
| NEM | NEM Customer | Average Weekday | March | CAISO 1-in-2 | 15 | -1.3512 | -0.88302 | -1.3512 | -0.88302 | 0 | 66.7672
| NEM | NEM Customer | Average Weekday | March | CAISO 1-in-2 | 16 | -0.82495 | -0.34375 | -0.82495 | -0.34375 | 0 | 67.5709
| NEM | NEM Customer | Average Weekday | March | CAISO 1-in-2 | 17 | -0.16432 | 0.28387 | -0.16432 | 0.28387 | 0 | 67.8016
| NEM | NEM Customer | Average Weekday | March | CAISO 1-in-2 | 18 | 0.54859 | 0.82398 | 0.54859 | 0.82398 | 0 | 67.1642
| NEM | NEM Customer | Average Weekday | March | CAISO 1-in-2 | 19 | 1.1103 | 1.1477 | 1.1103 | 1.1477 | 0 | 65.5344
| NEM | NEM Customer | Average Weekday | March | CAISO 1-in-2 | 20 | 1.3583 | 1.2938 | 1.3583 | 1.2938 | 0 | 62.8462
| NEM | NEM Customer | Average Weekday | March | CAISO 1-in-2 | 21 | 1.367 | 1.3135 | 1.367 | 1.3135 | 0 | 60.0356
| NEM | NEM Customer | Average Weekday | March | CAISO 1-in-2 | 22 | 1.2994 | 1.2491 | 1.2994 | 1.2491 | 0 | 58.1394
| NEM | NEM Customer | Average Weekday | March | CAISO 1-in-2 | 23 | 1.2717 | 1.2472 | 1.2717 | 1.2472 | 0 | 56.6745
| NEM | NEM Customer | Average Weekday | March | CAISO 1-in-2 | 24 | 1.1419 | 1.1257 | 1.1419 | 1.1257 | 0 | 55.3668
| NEM | NEM Customer | Average Weekday | March | SCE 1-in-10 | 1 | 1.0572 | 1.0451 | 1.0572 | 1.0451 | 0 | 58.3336
| NEM | NEM Customer | Average Weekday | March | SCE 1-in-10 | 2 | 0.94449 | 0.93285 | 0.94449 | 0.93285 | 0 | 57.1633
| NEM | NEM Customer | Average Weekday | March | SCE 1-in-10 | 3 | 0.86155 | 0.84067 | 0.86155 | 0.84067 | 0 | 56.0129
| NEM | NEM Customer | Average Weekday | March | SCE 1-in-10 | 4 | 0.80014 | 0.77751 | 0.80014 | 0.77751 | 0 | 54.995
| NEM | NEM Customer | Average Weekday | March | SCE 1-in-10 | 5 | 0.76676 | 0.74396 | 0.76676 | 0.74396 | 0 | 54.1763
| NEM | NEM Customer | Average Weekday | March | SCE 1-in-10 | 6 | 0.76542 | 0.75871 | 0.76542 | 0.75871 | 0 | 53.4381
| NEM | NEM Customer | Average Weekday | March | SCE 1-in-10 | 7 | 0.75231 | 0.81046 | 0.75231 | 0.81046 | 0 | 53.0126
| NEM | NEM Customer | Average Weekday | March | SCE 1-in-10 | 8 | 0.47564 | 0.57152 | 0.47564 | 0.57152 | 0 | 52.8835
| NEM | NEM Customer | Average Weekday | March | SCE 1-in-10 | 9 | -0.11851 | -0.021057 | -0.11851 | -0.021057 | 0 | 54.3734
| NEM | NEM Customer | Average Weekday | March | SCE 1-in-10 | 10 | -0.81981 | -0.64011 | -0.81981 | -0.64011 | 0 | 58.263
| NEM | NEM Customer | Average Weekday | March | SCE 1-in-10 | 11 | -1.4198 | -1.1524 | -1.4198 | -1.1524 | 0 | 62.9132
| NEM | NEM Customer | Average Weekday | March | SCE 1-in-10 | 12 | -1.8184 | -1.4804 | -1.8184 | -1.4804 | 0 | 67.1022
| NEM | NEM Customer | Average Weekday | March | SCE 1-in-10 | 13 | -2.0039 | -1.625 | -2.0039 | -1.625 | 0 | 70.3327
| NEM | NEM Customer | Average Weekday | March | SCE 1-in-10 | 14 | -1.94 | -1.5178 | -1.94 | -1.5178 | 0 | 72.5029
| NEM | NEM Customer | Average Weekday | March | SCE 1-in-10 | 15 | -1.6513 | -1.1832 | -1.6513 | -1.1832 | 0 | 73.9262
| NEM | NEM Customer | Average Weekday | March | SCE 1-in-10 | 16 | -1.0936 | -0.61239 | -1.0936 | -0.61239 | 0 | 74.6468
| NEM | NEM Customer | Average Weekday | March | SCE 1-in-10 | 17 | -0.3939 | 0.054294 | -0.46185 | -0.013651 | 0.060431 | 74.7133
| NEM | NEM Customer | Average Weekday | March | SCE 1-in-10 | 18 | 0.37184 | 0.64723 | 0.36837 | 0.64376 | 0.0017356 | 73.8355
| NEM | NEM Customer | Average Weekday | March | SCE 1-in-10 | 19 | 1.0281 | 1.0655 | 1.0281 | 1.0655 | 0 | 71.9252
| NEM | NEM Customer | Average Weekday | March | SCE 1-in-10 | 20 | 1.3691 | 1.3045 | 1.259 | 1.1944 | 0.10523 | 69.0721
| NEM | NEM Customer | Average Weekday | March | SCE 1-in-10 | 21 | 1.4012 | 1.3478 | 1.2782 | 1.2416 | 0.11773 | 66.1165
| NEM | NEM Customer | Average Weekday | March | SCE 1-in-10 | 22 | 1.3347 | 1.2843 | 1.5593 | 1.509 | 0.10091 | 64.0542
| NEM | NEM Customer | Average Weekday | March | SCE 1-in-10 | 23 | 1.2956 | 1.2711 | 1.2956 | 1.3318 | 0 | 62.4131
| NEM | NEM Customer | Average Weekday | March | SCE 1-in-10 | 24 | 1.1529 | 1.1367 | 1.1529 | 1.1952 | 0 | 60.8064
| NEM | NEM Customer | Average Weekday | March | SCE 1-in-2 | 1 | 1.048 | 1.0359 | 1.048 | 1.0359 | 0 | 54.468
| NEM | NEM Customer | Average Weekday | March | SCE 1-in-2 | 2 | 0.94804 | 0.9364 | 0.94804 | 0.9364 | 0 | 53.4657
| NEM | NEM Customer | Average Weekday | March | SCE 1-in-2 | 3 | 0.87405 | 0.85317 | 0.87405 | 0.85317 | 0 | 52.5863
| NEM | NEM Customer | Average Weekday | March | SCE 1-in-2 | 4 | 0.82029 | 0.79767 | 0.82029 | 0.79767 | 0 | 51.8299
| NEM | NEM Customer | Average Weekday | March | SCE 1-in-2 | 5 | 0.7951 | 0.7723 | 0.7951 | 0.7723 | 0 | 51.1075
| NEM | NEM Customer | Average Weekday | March | SCE 1-in-2 | 6 | 0.80417 | 0.79746 | 0.80417 | 0.79746 | 0 | 50.5905
| NEM | NEM Customer | Average Weekday | March | SCE 1-in-2 | 7 | 0.82341 | 0.88157 | 0.82341 | 0.88157 | 0 | 50.141
| NEM | NEM Customer | Average Weekday | March | SCE 1-in-2 | 8 | 0.58229 | 0.67816 | 0.58229 | 0.67816 | 0 | 49.8727
| NEM | NEM Customer | Average Weekday | March | SCE 1-in-2 | 9 | -0.0076497 | 0.0898 | -0.0076497 | 0.0898 | 0 | 51.1452
| NEM | NEM Customer | Average Weekday | March | SCE 1-in-2 | 10 | -0.68078 | -0.50108 | -0.68078 | -0.50108 | 0 | 54.2923
| NEM | NEM Customer | Average Weekday | March | SCE 1-in-2 | 11 | -1.2249 | -0.95747 | -1.2249 | -0.95747 | 0 | 57.9663
| NEM | NEM Customer | Average Weekday | March | SCE 1-in-2 | 12 | -1.5781 | -1.2401 | -1.5781 | -1.2401 | 0 | 61.3164
| NEM | NEM Customer | Average Weekday | March | SCE 1-in-2 | 13 | -1.6979 | -1.3189 | -1.6979 | -1.3189 | 0 | 63.9673
| NEM | NEM Customer | Average Weekday | March | SCE 1-in-2 | 14 | -1.6373 | -1.215 | -1.6373 | -1.215 | 0 | 65.8022
| NEM | NEM Customer | Average Weekday | March | SCE 1-in-2 | 15 | -1.373 | -0.90481 | -1.373 | -0.90481 | 0 | 67.0522
| NEM | NEM Customer | Average Weekday | March | SCE 1-in-2 | 16 | -0.84947 | -0.36827 | -0.84947 | -0.36827 | 0 | 67.7943
| NEM | NEM Customer | Average Weekday | March | SCE 1-in-2 | 17 | -0.19146 | 0.25673 | -0.19146 | 0.25673 | 0 | 67.9295
| NEM | NEM Customer | Average Weekday | March | SCE 1-in-2 | 18 | 0.52907 | 0.80446 | 0.52907 | 0.80446 | 0 | 67.1521
| NEM | NEM Customer | Average Weekday | March | SCE 1-in-2 | 19 | 1.1016 | 1.1389 | 1.1016 | 1.1389 | 0 | 65.4966
| NEM | NEM Customer | Average Weekday | March | SCE 1-in-2 | 20 | 1.353 | 1.2884 | 1.353 | 1.2884 | 0 | 62.9751
| NEM | NEM Customer | Average Weekday | March | SCE 1-in-2 | 21 | 1.3629 | 1.3094 | 1.3629 | 1.3094 | 0 | 60.4286
| NEM | NEM Customer | Average Weekday | March | SCE 1-in-2 | 22 | 1.2954 | 1.245 | 1.2954 | 1.245 | 0 | 58.6314
| NEM | NEM Customer | Average Weekday | March | SCE 1-in-2 | 23 | 1.2668 | 1.2424 | 1.2668 | 1.2424 | 0 | 57.2438
| NEM | NEM Customer | Average Weekday | March | SCE 1-in-2 | 24 | 1.1368 | 1.1206 | 1.1368 | 1.1206 | 0 | 56.0409
| NEM | NEM Customer | Average Weekday | May | CAISO 1-in-10 | 1 | 1.1578 | 1.1457 | 1.1578 | 1.1457 | 0 | 62.8789
| NEM | NEM Customer | Average Weekday | May | CAISO 1-in-10 | 2 | 1.025 | 1.0134 | 1.025 | 1.0134 | 0 | 61.678
| NEM | NEM Customer | Average Weekday | May | CAISO 1-in-10 | 3 | 0.92595 | 0.90507 | 0.92595 | 0.90507 | 0 | 60.5814
| NEM | NEM Customer | Average Weekday | May | CAISO 1-in-10 | 4 | 0.84851 | 0.82588 | 0.84851 | 0.82588 | 0 | 59.5808
| NEM | NEM Customer | Average Weekday | May | CAISO 1-in-10 | 5 | 0.79858 | 0.77577 | 0.79858 | 0.77577 | 0 | 58.8592
| NEM | NEM Customer | Average Weekday | May | CAISO 1-in-10 | 6 | 0.77967 | 0.77296 | 0.77967 | 0.77296 | 0 | 58.2533
| NEM | NEM Customer | Average Weekday | May | CAISO 1-in-10 | 7 | 0.72919 | 0.78734 | 0.72919 | 0.78734 | 0 | 57.9897
| NEM | NEM Customer | Average Weekday | May | CAISO 1-in-10 | 8 | 0.43296 | 0.52883 | 0.43296 | 0.52883 | 0 | 58.866
| NEM | NEM Customer | Average Weekday | May | CAISO 1-in-10 | 9 | -0.16433 | -0.066879 | -0.16433 | -0.066879 | 0 | 61.6375
| NEM | NEM Customer | Average Weekday | May | CAISO 1-in-10 | 10 | -0.93459 | -0.75488 | -0.93459 | -0.75488 | 0 | 65.2618
| NEM | NEM Customer | Average Weekday | May | CAISO 1-in-10 | 11 | -1.6473 | -1.3799 | -1.6473 | -1.3799 | 0 | 68.6339
| NEM | NEM Customer | Average Weekday | May | CAISO 1-in-10 | 12 | -2.0474 | -1.7094 | -2.0474 | -1.7094 | 0 | 71.5613
| NEM | NEM Customer | Average Weekday | May | CAISO 1-in-10 | 13 | -2.2218 | -1.8429 | -2.2218 | -1.8429 | 0 | 74.1802
| NEM | NEM Customer | Average Weekday | May | CAISO 1-in-10 | 14 | -2.1816 | -1.7594 | -2.1816 | -1.7594 | 0 | 76.2926
| NEM | NEM Customer | Average Weekday | May | CAISO 1-in-10 | 15 | -1.8965 | -1.4284 | -1.8965 | -1.4284 | 0 | 77.7483
| NEM | NEM Customer | Average Weekday | May | CAISO 1-in-10 | 16 | -1.3114 | -0.83023 | -1.3114 | -0.83023 | 0 | 78.5298
| NEM | NEM Customer | Average Weekday | May | CAISO 1-in-10 | 17 | -0.51681 | -0.068611 | -0.75868 | -0.31048 | 0.049591 | 78.7448
| NEM | NEM Customer | Average Weekday | May | CAISO 1-in-10 | 18 | 0.43552 | 0.71092 | 0.15398 | 0.42937 | 0.21026 | 78.1264
| NEM | NEM Customer | Average Weekday | May | CAISO 1-in-10 | 19 | 1.2122 | 1.2495 | 1.0796 | 1.0195 | 0.066275 | 76.776
| NEM | NEM Customer | Average Weekday | May | CAISO 1-in-10 | 20 | 1.5639 | 1.4994 | 1.369 | 1.3212 | 0.082098 | 74.5798
| NEM | NEM Customer | Average Weekday | May | CAISO 1-in-10 | 21 | 1.6115 | 1.558 | 1.444 | 1.4074 | 0.095647 | 71.3457
| NEM | NEM Customer | Average Weekday | May | CAISO 1-in-10 | 22 | 1.5246 | 1.4743 | 1.9945 | 2.1186 | 0.082894 | 68.2311
| NEM | NEM Customer | Average Weekday | May | CAISO 1-in-10 | 23 | 1.4623 | 1.4379 | 1.4623 | 1.541 | 0 | 66.0293
| NEM | NEM Customer | Average Weekday | May | CAISO 1-in-10 | 24 | 1.282 | 1.2658 | 1.282 | 1.3471 | 0 | 64.3327
| NEM | NEM Customer | Average Weekday | May | CAISO 1-in-2 | 1 | 1.1039 | 1.0918 | 1.1039 | 1.0918 | 0 | 60.9415
| NEM | NEM Customer | Average Weekday | May | CAISO 1-in-2 | 2 | 0.9761 | 0.96446 | 0.9761 | 0.96446 | 0 | 60.1167
| NEM | NEM Customer | Average Weekday | May | CAISO 1-in-2 | 3 | 0.88179 | 0.86091 | 0.88179 | 0.86091 | 0 | 59.4049
| NEM | NEM Customer | Average Weekday | May | CAISO 1-in-2 | 4 | 0.81311 | 0.79048 | 0.81311 | 0.79048 | 0 | 58.7472
| NEM | NEM Customer | Average Weekday | May | CAISO 1-in-2 | 5 | 0.77347 | 0.75066 | 0.77347 | 0.75066 | 0 | 58.1653
| NEM | NEM Customer | Average Weekday | May | CAISO 1-in-2 | 6 | 0.76593 | 0.75922 | 0.76593 | 0.75922 | 0 | 57.6038
| NEM | NEM Customer | Average Weekday | May | CAISO 1-in-2 | 7 | 0.73701 | 0.79516 | 0.73701 | 0.79516 | 0 | 57.092
| NEM | NEM Customer | Average Weekday | May | CAISO 1-in-2 | 8 | 0.44294 | 0.53881 | 0.44294 | 0.53881 | 0 | 57.4226
| NEM | NEM Customer | Average Weekday | May | CAISO 1-in-2 | 9 | -0.15117 | -0.05372 | -0.15117 | -0.05372 | 0 | 59.3869
| NEM | NEM Customer | Average Weekday | May | CAISO 1-in-2 | 10 | -0.86343 | -0.68373 | -0.86343 | -0.68373 | 0 | 62.0805
| NEM | NEM Customer | Average Weekday | May | CAISO 1-in-2 | 11 | -1.4478 | -1.1804 | -1.4478 | -1.1804 | 0 | 65.1371
| NEM | NEM Customer | Average Weekday | May | CAISO 1-in-2 | 12 | -1.8306 | -1.4926 | -1.8306 | -1.4926 | 0 | 67.939
| NEM | NEM Customer | Average Weekday | May | CAISO 1-in-2 | 13 | -2.0343 | -1.6553 | -2.0343 | -1.6553 | 0 | 70.4217
| NEM | NEM Customer | Average Weekday | May | CAISO 1-in-2 | 14 | -2.0178 | -1.5955 | -2.0178 | -1.5955 | 0 | 72.3561
| NEM | NEM Customer | Average Weekday | May | CAISO 1-in-2 | 15 | -1.7652 | -1.2971 | -1.7652 | -1.2971 | 0 | 73.7882
| NEM | NEM Customer | Average Weekday | May | CAISO 1-in-2 | 16 | -1.2272 | -0.74599 | -1.2272 | -0.74599 | 0 | 74.5885
| NEM | NEM Customer | Average Weekday | May | CAISO 1-in-2 | 17 | -0.49615 | -0.047948 | -0.59265 | -0.14446 | 0.060565 | 74.6642
| NEM | NEM Customer | Average Weekday | May | CAISO 1-in-2 | 18 | 0.386 | 0.66139 | 0.30513 | 0.58052 | 0.040436 | 73.9969
| NEM | NEM Customer | Average Weekday | May | CAISO 1-in-2 | 19 | 1.1038 | 1.1411 | 1.0525 | 0.99235 | 0.025659 | 72.5223
| NEM | NEM Customer | Average Weekday | May | CAISO 1-in-2 | 20 | 1.434 | 1.3694 | 1.2762 | 1.2285 | 0.10046 | 70.2012
| NEM | NEM Customer | Average Weekday | May | CAISO 1-in-2 | 21 | 1.4715 | 1.4181 | 1.3397 | 1.3031 | 0.11336 | 67.1491
| NEM | NEM Customer | Average Weekday | May | CAISO 1-in-2 | 22 | 1.4003 | 1.3499 | 1.8217 | 1.7713 | 0.098654 | 64.5742
| NEM | NEM Customer | Average Weekday | May | CAISO 1-in-2 | 23 | 1.352 | 1.3276 | 1.352 | 1.3948 | 0 | 62.9718
| NEM | NEM Customer | Average Weekday | May | CAISO 1-in-2 | 24 | 1.1989 | 1.1827 | 1.1989 | 1.2473 | 0 | 61.7349
| NEM | NEM Customer | Average Weekday | May | SCE 1-in-10 | 1 | 1.1578 | 1.1457 | 1.1578 | 1.1457 | 0 | 62.8789
| NEM | NEM Customer | Average Weekday | May | SCE 1-in-10 | 2 | 1.025 | 1.0134 | 1.025 | 1.0134 | 0 | 61.678
| NEM | NEM Customer | Average Weekday | May | SCE 1-in-10 | 3 | 0.92595 | 0.90507 | 0.92595 | 0.90507 | 0 | 60.5814
| NEM | NEM Customer | Average Weekday | May | SCE 1-in-10 | 4 | 0.84851 | 0.82588 | 0.84851 | 0.82588 | 0 | 59.5808
| NEM | NEM Customer | Average Weekday | May | SCE 1-in-10 | 5 | 0.79858 | 0.77577 | 0.79858 | 0.77577 | 0 | 58.8592
| NEM | NEM Customer | Average Weekday | May | SCE 1-in-10 | 6 | 0.77967 | 0.77296 | 0.77967 | 0.77296 | 0 | 58.2533
| NEM | NEM Customer | Average Weekday | May | SCE 1-in-10 | 7 | 0.72919 | 0.78734 | 0.72919 | 0.78734 | 0 | 57.9897
| NEM | NEM Customer | Average Weekday | May | SCE 1-in-10 | 8 | 0.43296 | 0.52883 | 0.43296 | 0.52883 | 0 | 58.866
| NEM | NEM Customer | Average Weekday | May | SCE 1-in-10 | 9 | -0.16433 | -0.066879 | -0.16433 | -0.066879 | 0 | 61.6375
| NEM | NEM Customer | Average Weekday | May | SCE 1-in-10 | 10 | -0.93459 | -0.75488 | -0.93459 | -0.75488 | 0 | 65.2618
| NEM | NEM Customer | Average Weekday | May | SCE 1-in-10 | 11 | -1.6473 | -1.3799 | -1.6473 | -1.3799 | 0 | 68.6339
| NEM | NEM Customer | Average Weekday | May | SCE 1-in-10 | 12 | -2.0474 | -1.7094 | -2.0474 | -1.7094 | 0 | 71.5613
| NEM | NEM Customer | Average Weekday | May | SCE 1-in-10 | 13 | -2.2218 | -1.8429 | -2.2218 | -1.8429 | 0 | 74.1802
| NEM | NEM Customer | Average Weekday | May | SCE 1-in-10 | 14 | -2.1816 | -1.7594 | -2.1816 | -1.7594 | 0 | 76.2926
| NEM | NEM Customer | Average Weekday | May | SCE 1-in-10 | 15 | -1.8965 | -1.4284 | -1.8965 | -1.4284 | 0 | 77.7483
| NEM | NEM Customer | Average Weekday | May | SCE 1-in-10 | 16 | -1.3114 | -0.83023 | -1.3114 | -0.83023 | 0 | 78.5298
| NEM | NEM Customer | Average Weekday | May | SCE 1-in-10 | 17 | -0.51681 | -0.068611 | -0.75868 | -0.31048 | 0.049591 | 78.7448
| NEM | NEM Customer | Average Weekday | May | SCE 1-in-10 | 18 | 0.43552 | 0.71092 | 0.15398 | 0.42937 | 0.21026 | 78.1264
| NEM | NEM Customer | Average Weekday | May | SCE 1-in-10 | 19 | 1.2122 | 1.2495 | 1.0796 | 1.0195 | 0.066275 | 76.776
| NEM | NEM Customer | Average Weekday | May | SCE 1-in-10 | 20 | 1.5639 | 1.4994 | 1.369 | 1.3212 | 0.082098 | 74.5798
| NEM | NEM Customer | Average Weekday | May | SCE 1-in-10 | 21 | 1.6115 | 1.558 | 1.444 | 1.4074 | 0.095647 | 71.3457
| NEM | NEM Customer | Average Weekday | May | SCE 1-in-10 | 22 | 1.5246 | 1.4743 | 1.9945 | 2.1186 | 0.082894 | 68.2311
| NEM | NEM Customer | Average Weekday | May | SCE 1-in-10 | 23 | 1.4623 | 1.4379 | 1.4623 | 1.541 | 0 | 66.0293
| NEM | NEM Customer | Average Weekday | May | SCE 1-in-10 | 24 | 1.282 | 1.2658 | 1.282 | 1.3471 | 0 | 64.3327
| NEM | NEM Customer | Average Weekday | May | SCE 1-in-2 | 1 | 1.1039 | 1.0918 | 1.1039 | 1.0918 | 0 | 60.9415
| NEM | NEM Customer | Average Weekday | May | SCE 1-in-2 | 2 | 0.9761 | 0.96446 | 0.9761 | 0.96446 | 0 | 60.1167
| NEM | NEM Customer | Average Weekday | May | SCE 1-in-2 | 3 | 0.88179 | 0.86091 | 0.88179 | 0.86091 | 0 | 59.4049
| NEM | NEM Customer | Average Weekday | May | SCE 1-in-2 | 4 | 0.81311 | 0.79048 | 0.81311 | 0.79048 | 0 | 58.7472
| NEM | NEM Customer | Average Weekday | May | SCE 1-in-2 | 5 | 0.77347 | 0.75066 | 0.77347 | 0.75066 | 0 | 58.1653
| NEM | NEM Customer | Average Weekday | May | SCE 1-in-2 | 6 | 0.76593 | 0.75922 | 0.76593 | 0.75922 | 0 | 57.6038
| NEM | NEM Customer | Average Weekday | May | SCE 1-in-2 | 7 | 0.73701 | 0.79516 | 0.73701 | 0.79516 | 0 | 57.092
| NEM | NEM Customer | Average Weekday | May | SCE 1-in-2 | 8 | 0.44294 | 0.53881 | 0.44294 | 0.53881 | 0 | 57.4226
| NEM | NEM Customer | Average Weekday | May | SCE 1-in-2 | 9 | -0.15117 | -0.05372 | -0.15117 | -0.05372 | 0 | 59.3869
| NEM | NEM Customer | Average Weekday | May | SCE 1-in-2 | 10 | -0.86343 | -0.68373 | -0.86343 | -0.68373 | 0 | 62.0805
| NEM | NEM Customer | Average Weekday | May | SCE 1-in-2 | 11 | -1.4478 | -1.1804 | -1.4478 | -1.1804 | 0 | 65.1371
| NEM | NEM Customer | Average Weekday | May | SCE 1-in-2 | 12 | -1.8306 | -1.4926 | -1.8306 | -1.4926 | 0 | 67.939
| NEM | NEM Customer | Average Weekday | May | SCE 1-in-2 | 13 | -2.0343 | -1.6553 | -2.0343 | -1.6553 | 0 | 70.4217
| NEM | NEM Customer | Average Weekday | May | SCE 1-in-2 | 14 | -2.0178 | -1.5955 | -2.0178 | -1.5955 | 0 | 72.3561
| NEM | NEM Customer | Average Weekday | May | SCE 1-in-2 | 15 | -1.7652 | -1.2971 | -1.7652 | -1.2971 | 0 | 73.7882
| NEM | NEM Customer | Average Weekday | May | SCE 1-in-2 | 16 | -1.2272 | -0.74599 | -1.2272 | -0.74599 | 0 | 74.5885
| NEM | NEM Customer | Average Weekday | May | SCE 1-in-2 | 17 | -0.49615 | -0.047948 | -0.59265 | -0.14446 | 0.060565 | 74.6642
| NEM | NEM Customer | Average Weekday | May | SCE 1-in-2 | 18 | 0.386 | 0.66139 | 0.30513 | 0.58052 | 0.040436 | 73.9969
| NEM | NEM Customer | Average Weekday | May | SCE 1-in-2 | 19 | 1.1038 | 1.1411 | 1.0525 | 0.99235 | 0.025659 | 72.5223
| NEM | NEM Customer | Average Weekday | May | SCE 1-in-2 | 20 | 1.434 | 1.3694 | 1.2762 | 1.2285 | 0.10046 | 70.2012
| NEM | NEM Customer | Average Weekday | May | SCE 1-in-2 | 21 | 1.4715 | 1.4181 | 1.3397 | 1.3031 | 0.11336 | 67.1491
| NEM | NEM Customer | Average Weekday | May | SCE 1-in-2 | 22 | 1.4003 | 1.3499 | 1.8217 | 1.7713 | 0.098654 | 64.5742
| NEM | NEM Customer | Average Weekday | May | SCE 1-in-2 | 23 | 1.352 | 1.3276 | 1.352 | 1.3948 | 0 | 62.9718
| NEM | NEM Customer | Average Weekday | May | SCE 1-in-2 | 24 | 1.1989 | 1.1827 | 1.1989 | 1.2473 | 0 | 61.7349
| NEM | NEM Customer | Average Weekday | November | CAISO 1-in-10 | 1 | 1.0424 | 1.0303 | 1.0424 | 1.0303 | 0 | 56.2097
| NEM | NEM Customer | Average Weekday | November | CAISO 1-in-10 | 2 | 0.93719 | 0.92555 | 0.93719 | 0.92555 | 0 | 55.1117
| NEM | NEM Customer | Average Weekday | November | CAISO 1-in-10 | 3 | 0.85905 | 0.83817 | 0.85905 | 0.83817 | 0 | 54.127
| NEM | NEM Customer | Average Weekday | November | CAISO 1-in-10 | 4 | 0.80226 | 0.77964 | 0.80226 | 0.77964 | 0 | 53.2216
| NEM | NEM Customer | Average Weekday | November | CAISO 1-in-10 | 5 | 0.77463 | 0.75182 | 0.77463 | 0.75182 | 0 | 52.4051
| NEM | NEM Customer | Average Weekday | November | CAISO 1-in-10 | 6 | 0.77989 | 0.77318 | 0.77989 | 0.77318 | 0 | 51.8305
| NEM | NEM Customer | Average Weekday | November | CAISO 1-in-10 | 7 | 0.78274 | 0.8409 | 0.78274 | 0.8409 | 0 | 51.377
| NEM | NEM Customer | Average Weekday | November | CAISO 1-in-10 | 8 | 0.51572 | 0.6116 | 0.51572 | 0.6116 | 0 | 51.1608
| NEM | NEM Customer | Average Weekday | November | CAISO 1-in-10 | 9 | -0.078809 | 0.01864 | -0.078809 | 0.01864 | 0 | 52.8703
| NEM | NEM Customer | Average Weekday | November | CAISO 1-in-10 | 10 | -0.76247 | -0.58277 | -0.76247 | -0.58277 | 0 | 57.0907
| NEM | NEM Customer | Average Weekday | November | CAISO 1-in-10 | 11 | -1.3313 | -1.0638 | -1.3313 | -1.0638 | 0 | 61.9172
| NEM | NEM Customer | Average Weekday | November | CAISO 1-in-10 | 12 | -1.7422 | -1.4043 | -1.7422 | -1.4043 | 0 | 65.8602
| NEM | NEM Customer | Average Weekday | November | CAISO 1-in-10 | 13 | -1.8869 | -1.5079 | -1.8869 | -1.5079 | 0 | 68.6937
| NEM | NEM Customer | Average Weekday | November | CAISO 1-in-10 | 14 | -1.7989 | -1.3767 | -1.7989 | -1.3767 | 0 | 70.472
| NEM | NEM Customer | Average Weekday | November | CAISO 1-in-10 | 15 | -1.5121 | -1.0439 | -1.5121 | -1.0439 | 0 | 71.4537
| NEM | NEM Customer | Average Weekday | November | CAISO 1-in-10 | 16 | -0.98001 | -0.49881 | -0.98001 | -0.49881 | 0 | 71.7578
| NEM | NEM Customer | Average Weekday | November | CAISO 1-in-10 | 17 | -0.32798 | 0.12021 | -0.37279 | 0.075413 | 0.022401 | 71.1189
| NEM | NEM Customer | Average Weekday | November | CAISO 1-in-10 | 18 | 0.41792 | 0.69331 | 0.41792 | 0.69331 | 0 | 69.1207
| NEM | NEM Customer | Average Weekday | November | CAISO 1-in-10 | 19 | 1.0641 | 1.1014 | 1.0641 | 1.0797 | 0 | 66.3156
| NEM | NEM Customer | Average Weekday | November | CAISO 1-in-10 | 20 | 1.3324 | 1.2678 | 1.2984 | 1.2338 | 0.016991 | 63.9296
| NEM | NEM Customer | Average Weekday | November | CAISO 1-in-10 | 21 | 1.3538 | 1.3003 | 1.3011 | 1.2477 | 0.026329 | 61.9901
| NEM | NEM Customer | Average Weekday | November | CAISO 1-in-10 | 22 | 1.2926 | 1.2423 | 1.3911 | 1.3407 | 0.049236 | 60.1479
| NEM | NEM Customer | Average Weekday | November | CAISO 1-in-10 | 23 | 1.2615 | 1.2371 | 1.2615 | 1.2529 | 0 | 58.5958
| NEM | NEM Customer | Average Weekday | November | CAISO 1-in-10 | 24 | 1.1302 | 1.114 | 1.1302 | 1.1494 | 0 | 57.2307
| NEM | NEM Customer | Average Weekday | November | CAISO 1-in-2 | 1 | 1.0481 | 1.036 | 1.0481 | 1.036 | 0 | 54.8731
| NEM | NEM Customer | Average Weekday | November | CAISO 1-in-2 | 2 | 0.94581 | 0.93417 | 0.94581 | 0.93417 | 0 | 53.9035
| NEM | NEM Customer | Average Weekday | November | CAISO 1-in-2 | 3 | 0.8701 | 0.84922 | 0.8701 | 0.84922 | 0 | 53.1168
| NEM | NEM Customer | Average Weekday | November | CAISO 1-in-2 | 4 | 0.81526 | 0.79263 | 0.81526 | 0.79263 | 0 | 52.3366
| NEM | NEM Customer | Average Weekday | November | CAISO 1-in-2 | 5 | 0.78951 | 0.76671 | 0.78951 | 0.76671 | 0 | 51.683
| NEM | NEM Customer | Average Weekday | November | CAISO 1-in-2 | 6 | 0.7974 | 0.79069 | 0.7974 | 0.79069 | 0 | 51.1097
| NEM | NEM Customer | Average Weekday | November | CAISO 1-in-2 | 7 | 0.81013 | 0.86829 | 0.81013 | 0.86829 | 0 | 50.8261
| NEM | NEM Customer | Average Weekday | November | CAISO 1-in-2 | 8 | 0.55656 | 0.65243 | 0.55656 | 0.65243 | 0 | 50.5827
| NEM | NEM Customer | Average Weekday | November | CAISO 1-in-2 | 9 | -0.036914 | 0.060536 | -0.036914 | 0.060536 | 0 | 52.2692
| NEM | NEM Customer | Average Weekday | November | CAISO 1-in-2 | 10 | -0.71485 | -0.53514 | -0.71485 | -0.53514 | 0 | 55.919
| NEM | NEM Customer | Average Weekday | November | CAISO 1-in-2 | 11 | -1.2632 | -0.99579 | -1.2632 | -0.99579 | 0 | 60.1842
| NEM | NEM Customer | Average Weekday | November | CAISO 1-in-2 | 12 | -1.6227 | -1.2848 | -1.6227 | -1.2848 | 0 | 63.9469
| NEM | NEM Customer | Average Weekday | November | CAISO 1-in-2 | 13 | -1.7778 | -1.3989 | -1.7778 | -1.3989 | 0 | 66.7446
| NEM | NEM Customer | Average Weekday | November | CAISO 1-in-2 | 14 | -1.6991 | -1.2768 | -1.6991 | -1.2768 | 0 | 68.5151
| NEM | NEM Customer | Average Weekday | November | CAISO 1-in-2 | 15 | -1.415 | -0.94686 | -1.415 | -0.94686 | 0 | 69.4925
| NEM | NEM Customer | Average Weekday | November | CAISO 1-in-2 | 16 | -0.89311 | -0.41191 | -0.89311 | -0.41191 | 0 | 69.617
| NEM | NEM Customer | Average Weekday | November | CAISO 1-in-2 | 17 | -0.25824 | 0.18996 | -0.25824 | 0.18996 | 0 | 68.7029
| NEM | NEM Customer | Average Weekday | November | CAISO 1-in-2 | 18 | 0.48994 | 0.76534 | 0.48994 | 0.76534 | 0 | 66.4347
| NEM | NEM Customer | Average Weekday | November | CAISO 1-in-2 | 19 | 1.1077 | 1.145 | 1.1077 | 1.145 | 0 | 63.7369
| NEM | NEM Customer | Average Weekday | November | CAISO 1-in-2 | 20 | 1.3449 | 1.2804 | 1.3449 | 1.2804 | 0 | 61.5155
| NEM | NEM Customer | Average Weekday | November | CAISO 1-in-2 | 21 | 1.3589 | 1.3055 | 1.3589 | 1.3055 | 0 | 59.7628
| NEM | NEM Customer | Average Weekday | November | CAISO 1-in-2 | 22 | 1.2951 | 1.2448 | 1.2951 | 1.2448 | 0 | 58.2019
| NEM | NEM Customer | Average Weekday | November | CAISO 1-in-2 | 23 | 1.2662 | 1.2418 | 1.2662 | 1.2418 | 0 | 56.9074
| NEM | NEM Customer | Average Weekday | November | CAISO 1-in-2 | 24 | 1.1362 | 1.12 | 1.1362 | 1.12 | 0 | 55.8518
| NEM | NEM Customer | Average Weekday | November | SCE 1-in-10 | 1 | 1.0424 | 1.0303 | 1.0424 | 1.0303 | 0 | 56.2097
| NEM | NEM Customer | Average Weekday | November | SCE 1-in-10 | 2 | 0.93719 | 0.92555 | 0.93719 | 0.92555 | 0 | 55.1117
| NEM | NEM Customer | Average Weekday | November | SCE 1-in-10 | 3 | 0.85905 | 0.83817 | 0.85905 | 0.83817 | 0 | 54.127
| NEM | NEM Customer | Average Weekday | November | SCE 1-in-10 | 4 | 0.80226 | 0.77964 | 0.80226 | 0.77964 | 0 | 53.2216
| NEM | NEM Customer | Average Weekday | November | SCE 1-in-10 | 5 | 0.77463 | 0.75182 | 0.77463 | 0.75182 | 0 | 52.4051
| NEM | NEM Customer | Average Weekday | November | SCE 1-in-10 | 6 | 0.77989 | 0.77318 | 0.77989 | 0.77318 | 0 | 51.8305
| NEM | NEM Customer | Average Weekday | November | SCE 1-in-10 | 7 | 0.78274 | 0.8409 | 0.78274 | 0.8409 | 0 | 51.377
| NEM | NEM Customer | Average Weekday | November | SCE 1-in-10 | 8 | 0.51572 | 0.6116 | 0.51572 | 0.6116 | 0 | 51.1608
| NEM | NEM Customer | Average Weekday | November | SCE 1-in-10 | 9 | -0.078809 | 0.01864 | -0.078809 | 0.01864 | 0 | 52.8703
| NEM | NEM Customer | Average Weekday | November | SCE 1-in-10 | 10 | -0.76247 | -0.58277 | -0.76247 | -0.58277 | 0 | 57.0907
| NEM | NEM Customer | Average Weekday | November | SCE 1-in-10 | 11 | -1.3313 | -1.0638 | -1.3313 | -1.0638 | 0 | 61.9172
| NEM | NEM Customer | Average Weekday | November | SCE 1-in-10 | 12 | -1.7422 | -1.4043 | -1.7422 | -1.4043 | 0 | 65.8602
| NEM | NEM Customer | Average Weekday | November | SCE 1-in-10 | 13 | -1.8869 | -1.5079 | -1.8869 | -1.5079 | 0 | 68.6937
| NEM | NEM Customer | Average Weekday | November | SCE 1-in-10 | 14 | -1.7989 | -1.3767 | -1.7989 | -1.3767 | 0 | 70.472
| NEM | NEM Customer | Average Weekday | November | SCE 1-in-10 | 15 | -1.5121 | -1.0439 | -1.5121 | -1.0439 | 0 | 71.4537
| NEM | NEM Customer | Average Weekday | November | SCE 1-in-10 | 16 | -0.98001 | -0.49881 | -0.98001 | -0.49881 | 0 | 71.7578
| NEM | NEM Customer | Average Weekday | November | SCE 1-in-10 | 17 | -0.32798 | 0.12021 | -0.37279 | 0.075413 | 0.022401 | 71.1189
| NEM | NEM Customer | Average Weekday | November | SCE 1-in-10 | 18 | 0.41792 | 0.69331 | 0.41792 | 0.69331 | 0 | 69.1207
| NEM | NEM Customer | Average Weekday | November | SCE 1-in-10 | 19 | 1.0641 | 1.1014 | 1.0641 | 1.0797 | 0 | 66.3156
| NEM | NEM Customer | Average Weekday | November | SCE 1-in-10 | 20 | 1.3324 | 1.2678 | 1.2984 | 1.2338 | 0.016991 | 63.9296
| NEM | NEM Customer | Average Weekday | November | SCE 1-in-10 | 21 | 1.3538 | 1.3003 | 1.3011 | 1.2477 | 0.026329 | 61.9901
| NEM | NEM Customer | Average Weekday | November | SCE 1-in-10 | 22 | 1.2926 | 1.2423 | 1.3911 | 1.3407 | 0.049236 | 60.1479
| NEM | NEM Customer | Average Weekday | November | SCE 1-in-10 | 23 | 1.2615 | 1.2371 | 1.2615 | 1.2529 | 0 | 58.5958
| NEM | NEM Customer | Average Weekday | November | SCE 1-in-10 | 24 | 1.1302 | 1.114 | 1.1302 | 1.1494 | 0 | 57.2307
| NEM | NEM Customer | Average Weekday | November | SCE 1-in-2 | 1 | 1.0451 | 1.0331 | 1.0451 | 1.0331 | 0 | 56.0583
| NEM | NEM Customer | Average Weekday | November | SCE 1-in-2 | 2 | 0.9401 | 0.92846 | 0.9401 | 0.92846 | 0 | 55.0871
| NEM | NEM Customer | Average Weekday | November | SCE 1-in-2 | 3 | 0.86216 | 0.84127 | 0.86216 | 0.84127 | 0 | 54.3059
| NEM | NEM Customer | Average Weekday | November | SCE 1-in-2 | 4 | 0.80558 | 0.78295 | 0.80558 | 0.78295 | 0 | 53.6254
| NEM | NEM Customer | Average Weekday | November | SCE 1-in-2 | 5 | 0.77829 | 0.75549 | 0.77829 | 0.75549 | 0 | 53.0323
| NEM | NEM Customer | Average Weekday | November | SCE 1-in-2 | 6 | 0.78394 | 0.77723 | 0.78394 | 0.77723 | 0 | 52.4486
| NEM | NEM Customer | Average Weekday | November | SCE 1-in-2 | 7 | 0.78784 | 0.846 | 0.78784 | 0.846 | 0 | 52.1944
| NEM | NEM Customer | Average Weekday | November | SCE 1-in-2 | 8 | 0.52142 | 0.61729 | 0.52142 | 0.61729 | 0 | 51.9967
| NEM | NEM Customer | Average Weekday | November | SCE 1-in-2 | 9 | -0.073927 | 0.023522 | -0.073927 | 0.023522 | 0 | 53.8346
| NEM | NEM Customer | Average Weekday | November | SCE 1-in-2 | 10 | -0.75773 | -0.57802 | -0.75773 | -0.57802 | 0 | 57.6771
| NEM | NEM Customer | Average Weekday | November | SCE 1-in-2 | 11 | -1.3138 | -1.0464 | -1.3138 | -1.0464 | 0 | 61.8565
| NEM | NEM Customer | Average Weekday | November | SCE 1-in-2 | 12 | -1.7076 | -1.3696 | -1.7076 | -1.3696 | 0 | 65.359
| NEM | NEM Customer | Average Weekday | November | SCE 1-in-2 | 13 | -1.8576 | -1.4787 | -1.8576 | -1.4787 | 0 | 67.8942
| NEM | NEM Customer | Average Weekday | November | SCE 1-in-2 | 14 | -1.7889 | -1.3667 | -1.7889 | -1.3667 | 0 | 69.54
| NEM | NEM Customer | Average Weekday | November | SCE 1-in-2 | 15 | -1.515 | -1.0469 | -1.515 | -1.0469 | 0 | 70.536
| NEM | NEM Customer | Average Weekday | November | SCE 1-in-2 | 16 | -0.99656 | -0.51536 | -0.99656 | -0.51536 | 0 | 70.6879
| NEM | NEM Customer | Average Weekday | November | SCE 1-in-2 | 17 | -0.34875 | 0.09945 | -0.38282 | 0.065374 | 0.017038 | 69.8221
| NEM | NEM Customer | Average Weekday | November | SCE 1-in-2 | 18 | 0.4314 | 0.70679 | 0.42612 | 0.70151 | 0.0026434 | 67.6269
| NEM | NEM Customer | Average Weekday | November | SCE 1-in-2 | 19 | 1.0868 | 1.1241 | 1.0868 | 1.1199 | 0 | 64.9539
| NEM | NEM Customer | Average Weekday | November | SCE 1-in-2 | 20 | 1.3358 | 1.2712 | 1.2953 | 1.2307 | 0.020243 | 62.8955
| NEM | NEM Customer | Average Weekday | November | SCE 1-in-2 | 21 | 1.3563 | 1.3028 | 1.2986 | 1.2452 | 0.028816 | 61.1305
| NEM | NEM Customer | Average Weekday | November | SCE 1-in-2 | 22 | 1.2949 | 1.2446 | 1.4005 | 1.3502 | 0.052774 | 59.5158
| NEM | NEM Customer | Average Weekday | November | SCE 1-in-2 | 23 | 1.2643 | 1.2398 | 1.2643 | 1.2499 | 0 | 58.102
| NEM | NEM Customer | Average Weekday | November | SCE 1-in-2 | 24 | 1.1331 | 1.1169 | 1.1331 | 1.1511 | 0 | 57.036
| NEM | NEM Customer | Average Weekday | October | CAISO 1-in-10 | 1 | 1.3737 | 1.3616 | 1.3737 | 1.3616 | 0 | 67.6208
| NEM | NEM Customer | Average Weekday | October | CAISO 1-in-10 | 2 | 1.2051 | 1.1935 | 1.2051 | 1.1935 | 0 | 66.6071
| NEM | NEM Customer | Average Weekday | October | CAISO 1-in-10 | 3 | 1.0713 | 1.0504 | 1.0713 | 1.0504 | 0 | 65.7642
| NEM | NEM Customer | Average Weekday | October | CAISO 1-in-10 | 4 | 0.96399 | 0.94136 | 0.96399 | 0.94136 | 0 | 64.9493
| NEM | NEM Customer | Average Weekday | October | CAISO 1-in-10 | 5 | 0.8857 | 0.8629 | 0.8857 | 0.8629 | 0 | 64.2717
| NEM | NEM Customer | Average Weekday | October | CAISO 1-in-10 | 6 | 0.84596 | 0.83925 | 0.84596 | 0.83925 | 0 | 63.7317
| NEM | NEM Customer | Average Weekday | October | CAISO 1-in-10 | 7 | 0.77346 | 0.83162 | 0.77346 | 0.83162 | 0 | 63.2227
| NEM | NEM Customer | Average Weekday | October | CAISO 1-in-10 | 8 | 0.48675 | 0.58262 | 0.48675 | 0.58262 | 0 | 62.8283
| NEM | NEM Customer | Average Weekday | October | CAISO 1-in-10 | 9 | -0.10282 | -0.005368 | -0.10282 | -0.005368 | 0 | 63.2673
| NEM | NEM Customer | Average Weekday | October | CAISO 1-in-10 | 10 | -0.86783 | -0.68813 | -0.86783 | -0.68813 | 0 | 66.4023
| NEM | NEM Customer | Average Weekday | October | CAISO 1-in-10 | 11 | -1.458 | -1.1906 | -1.458 | -1.1906 | 0 | 70.5448
| NEM | NEM Customer | Average Weekday | October | CAISO 1-in-10 | 12 | -1.9204 | -1.5824 | -1.9204 | -1.5824 | 0 | 74.5885
| NEM | NEM Customer | Average Weekday | October | CAISO 1-in-10 | 13 | -2.0946 | -1.7156 | -2.0946 | -1.7156 | 0 | 77.8406
| NEM | NEM Customer | Average Weekday | October | CAISO 1-in-10 | 14 | -2.0003 | -1.5781 | -2.0003 | -1.5781 | 0 | 80.0644
| NEM | NEM Customer | Average Weekday | October | CAISO 1-in-10 | 15 | -1.669 | -1.2009 | -1.669 | -1.2009 | 0 | 81.4292
| NEM | NEM Customer | Average Weekday | October | CAISO 1-in-10 | 16 | -1.0372 | -0.55596 | -1.0372 | -0.55596 | 0 | 82.1719
| NEM | NEM Customer | Average Weekday | October | CAISO 1-in-10 | 17 | -0.20829 | 0.23991 | -1.057 | -0.60876 | 0.040703 | 82.2033
| NEM | NEM Customer | Average Weekday | October | CAISO 1-in-10 | 18 | 0.81072 | 1.0861 | 0.33833 | 0.56647 | 0.17974 | 81.505
| NEM | NEM Customer | Average Weekday | October | CAISO 1-in-10 | 19 | 1.6392 | 1.6766 | 1.4543 | 1.3942 | 0.1769 | 79.519
| NEM | NEM Customer | Average Weekday | October | CAISO 1-in-10 | 20 | 1.9337 | 1.8691 | 1.7254 | 1.6776 | 0.075548 | 76.1544
| NEM | NEM Customer | Average Weekday | October | CAISO 1-in-10 | 21 | 1.9365 | 1.883 | 1.7498 | 1.7132 | 0.08615 | 73.6097
| NEM | NEM Customer | Average Weekday | October | CAISO 1-in-10 | 22 | 1.8325 | 1.7821 | 2.3084 | 2.4326 | 0.067925 | 71.7596
| NEM | NEM Customer | Average Weekday | October | CAISO 1-in-10 | 23 | 1.7309 | 1.7064 | 1.7554 | 1.8585 | 0.012263 | 70.2076
| NEM | NEM Customer | Average Weekday | October | CAISO 1-in-10 | 24 | 1.5028 | 1.4866 | 1.5098 | 1.5971 | 0.0035354 | 68.8547
| NEM | NEM Customer | Average Weekday | October | CAISO 1-in-2 | 1 | 1.1246 | 1.1125 | 1.1246 | 1.1125 | 0 | 63.2207
| NEM | NEM Customer | Average Weekday | October | CAISO 1-in-2 | 2 | 0.99273 | 0.98109 | 0.99273 | 0.98109 | 0 | 62.1868
| NEM | NEM Customer | Average Weekday | October | CAISO 1-in-2 | 3 | 0.8983 | 0.87742 | 0.8983 | 0.87742 | 0 | 61.1811
| NEM | NEM Customer | Average Weekday | October | CAISO 1-in-2 | 4 | 0.82564 | 0.80301 | 0.82564 | 0.80301 | 0 | 60.4233
| NEM | NEM Customer | Average Weekday | October | CAISO 1-in-2 | 5 | 0.78131 | 0.7585 | 0.78131 | 0.7585 | 0 | 59.6624
| NEM | NEM Customer | Average Weekday | October | CAISO 1-in-2 | 6 | 0.7671 | 0.76039 | 0.7671 | 0.76039 | 0 | 59.072
| NEM | NEM Customer | Average Weekday | October | CAISO 1-in-2 | 7 | 0.72292 | 0.78107 | 0.72292 | 0.78107 | 0 | 58.6177
| NEM | NEM Customer | Average Weekday | October | CAISO 1-in-2 | 8 | 0.418 | 0.51388 | 0.418 | 0.51388 | 0 | 58.3255
| NEM | NEM Customer | Average Weekday | October | CAISO 1-in-2 | 9 | -0.18521 | -0.08776 | -0.18521 | -0.08776 | 0 | 58.8147
| NEM | NEM Customer | Average Weekday | October | CAISO 1-in-2 | 10 | -0.92506 | -0.74536 | -0.92506 | -0.74536 | 0 | 61.7062
| NEM | NEM Customer | Average Weekday | October | CAISO 1-in-2 | 11 | -1.5105 | -1.2431 | -1.5105 | -1.2431 | 0 | 65.5821
| NEM | NEM Customer | Average Weekday | October | CAISO 1-in-2 | 12 | -1.959 | -1.6211 | -1.959 | -1.6211 | 0 | 69.4637
| NEM | NEM Customer | Average Weekday | October | CAISO 1-in-2 | 13 | -2.1886 | -1.8097 | -2.1886 | -1.8097 | 0 | 72.6412
| NEM | NEM Customer | Average Weekday | October | CAISO 1-in-2 | 14 | -2.1706 | -1.7483 | -2.1706 | -1.7483 | 0 | 74.9779
| NEM | NEM Customer | Average Weekday | October | CAISO 1-in-2 | 15 | -1.901 | -1.4329 | -1.901 | -1.4329 | 0 | 76.5361
| NEM | NEM Customer | Average Weekday | October | CAISO 1-in-2 | 16 | -1.3314 | -0.85016 | -1.3314 | -0.85016 | 0 | 77.4785
| NEM | NEM Customer | Average Weekday | October | CAISO 1-in-2 | 17 | -0.56407 | -0.11587 | -0.68116 | -0.23296 | 0.052964 | 77.4743
| NEM | NEM Customer | Average Weekday | October | CAISO 1-in-2 | 18 | 0.3643 | 0.6397 | 0.24539 | 0.52078 | 0.059457 | 76.5589
| NEM | NEM Customer | Average Weekday | October | CAISO 1-in-2 | 19 | 1.1374 | 1.1747 | 1.0474 | 0.98731 | 0.044991 | 74.547
| NEM | NEM Customer | Average Weekday | October | CAISO 1-in-2 | 20 | 1.4797 | 1.4151 | 1.312 | 1.2642 | 0.095519 | 71.3761
| NEM | NEM Customer | Average Weekday | October | CAISO 1-in-2 | 21 | 1.5241 | 1.4707 | 1.3774 | 1.3407 | 0.10591 | 68.911
| NEM | NEM Customer | Average Weekday | October | CAISO 1-in-2 | 22 | 1.4515 | 1.4012 | 1.9193 | 1.9763 | 0.088117 | 67.0142
| NEM | NEM Customer | Average Weekday | October | CAISO 1-in-2 | 23 | 1.398 | 1.3735 | 1.398 | 1.47 | 0 | 65.4645
| NEM | NEM Customer | Average Weekday | October | CAISO 1-in-2 | 24 | 1.2327 | 1.2165 | 1.2327 | 1.2965 | 0 | 64.1279
| NEM | NEM Customer | Average Weekday | October | SCE 1-in-10 | 1 | 1.3737 | 1.3616 | 1.3737 | 1.3616 | 0 | 67.6208
| NEM | NEM Customer | Average Weekday | October | SCE 1-in-10 | 2 | 1.2051 | 1.1935 | 1.2051 | 1.1935 | 0 | 66.6071
| NEM | NEM Customer | Average Weekday | October | SCE 1-in-10 | 3 | 1.0713 | 1.0504 | 1.0713 | 1.0504 | 0 | 65.7642
| NEM | NEM Customer | Average Weekday | October | SCE 1-in-10 | 4 | 0.96399 | 0.94136 | 0.96399 | 0.94136 | 0 | 64.9493
| NEM | NEM Customer | Average Weekday | October | SCE 1-in-10 | 5 | 0.8857 | 0.8629 | 0.8857 | 0.8629 | 0 | 64.2717
| NEM | NEM Customer | Average Weekday | October | SCE 1-in-10 | 6 | 0.84596 | 0.83925 | 0.84596 | 0.83925 | 0 | 63.7317
| NEM | NEM Customer | Average Weekday | October | SCE 1-in-10 | 7 | 0.77346 | 0.83162 | 0.77346 | 0.83162 | 0 | 63.2227
| NEM | NEM Customer | Average Weekday | October | SCE 1-in-10 | 8 | 0.48675 | 0.58262 | 0.48675 | 0.58262 | 0 | 62.8283
| NEM | NEM Customer | Average Weekday | October | SCE 1-in-10 | 9 | -0.10282 | -0.005368 | -0.10282 | -0.005368 | 0 | 63.2673
| NEM | NEM Customer | Average Weekday | October | SCE 1-in-10 | 10 | -0.86783 | -0.68813 | -0.86783 | -0.68813 | 0 | 66.4023
| NEM | NEM Customer | Average Weekday | October | SCE 1-in-10 | 11 | -1.458 | -1.1906 | -1.458 | -1.1906 | 0 | 70.5448
| NEM | NEM Customer | Average Weekday | October | SCE 1-in-10 | 12 | -1.9204 | -1.5824 | -1.9204 | -1.5824 | 0 | 74.5885
| NEM | NEM Customer | Average Weekday | October | SCE 1-in-10 | 13 | -2.0946 | -1.7156 | -2.0946 | -1.7156 | 0 | 77.8406
| NEM | NEM Customer | Average Weekday | October | SCE 1-in-10 | 14 | -2.0003 | -1.5781 | -2.0003 | -1.5781 | 0 | 80.0644
| NEM | NEM Customer | Average Weekday | October | SCE 1-in-10 | 15 | -1.669 | -1.2009 | -1.669 | -1.2009 | 0 | 81.4292
| NEM | NEM Customer | Average Weekday | October | SCE 1-in-10 | 16 | -1.0372 | -0.55596 | -1.0372 | -0.55596 | 0 | 82.1719
| NEM | NEM Customer | Average Weekday | October | SCE 1-in-10 | 17 | -0.20829 | 0.23991 | -1.057 | -0.60876 | 0.040703 | 82.2033
| NEM | NEM Customer | Average Weekday | October | SCE 1-in-10 | 18 | 0.81072 | 1.0861 | 0.33833 | 0.56647 | 0.17974 | 81.505
| NEM | NEM Customer | Average Weekday | October | SCE 1-in-10 | 19 | 1.6392 | 1.6766 | 1.4543 | 1.3942 | 0.1769 | 79.519
| NEM | NEM Customer | Average Weekday | October | SCE 1-in-10 | 20 | 1.9337 | 1.8691 | 1.7254 | 1.6776 | 0.075548 | 76.1544
| NEM | NEM Customer | Average Weekday | October | SCE 1-in-10 | 21 | 1.9365 | 1.883 | 1.7498 | 1.7132 | 0.08615 | 73.6097
| NEM | NEM Customer | Average Weekday | October | SCE 1-in-10 | 22 | 1.8325 | 1.7821 | 2.3084 | 2.4326 | 0.067925 | 71.7596
| NEM | NEM Customer | Average Weekday | October | SCE 1-in-10 | 23 | 1.7309 | 1.7064 | 1.7554 | 1.8585 | 0.012263 | 70.2076
| NEM | NEM Customer | Average Weekday | October | SCE 1-in-10 | 24 | 1.5028 | 1.4866 | 1.5098 | 1.5971 | 0.0035354 | 68.8547
| NEM | NEM Customer | Average Weekday | October | SCE 1-in-2 | 1 | 1.1246 | 1.1125 | 1.1246 | 1.1125 | 0 | 63.2207
| NEM | NEM Customer | Average Weekday | October | SCE 1-in-2 | 2 | 0.99273 | 0.98109 | 0.99273 | 0.98109 | 0 | 62.1868
| NEM | NEM Customer | Average Weekday | October | SCE 1-in-2 | 3 | 0.8983 | 0.87742 | 0.8983 | 0.87742 | 0 | 61.1811
| NEM | NEM Customer | Average Weekday | October | SCE 1-in-2 | 4 | 0.82564 | 0.80301 | 0.82564 | 0.80301 | 0 | 60.4233
| NEM | NEM Customer | Average Weekday | October | SCE 1-in-2 | 5 | 0.78131 | 0.7585 | 0.78131 | 0.7585 | 0 | 59.6624
| NEM | NEM Customer | Average Weekday | October | SCE 1-in-2 | 6 | 0.7671 | 0.76039 | 0.7671 | 0.76039 | 0 | 59.072
| NEM | NEM Customer | Average Weekday | October | SCE 1-in-2 | 7 | 0.72292 | 0.78107 | 0.72292 | 0.78107 | 0 | 58.6177
| NEM | NEM Customer | Average Weekday | October | SCE 1-in-2 | 8 | 0.418 | 0.51388 | 0.418 | 0.51388 | 0 | 58.3255
| NEM | NEM Customer | Average Weekday | October | SCE 1-in-2 | 9 | -0.18521 | -0.08776 | -0.18521 | -0.08776 | 0 | 58.8147
| NEM | NEM Customer | Average Weekday | October | SCE 1-in-2 | 10 | -0.92506 | -0.74536 | -0.92506 | -0.74536 | 0 | 61.7062
| NEM | NEM Customer | Average Weekday | October | SCE 1-in-2 | 11 | -1.5105 | -1.2431 | -1.5105 | -1.2431 | 0 | 65.5821
| NEM | NEM Customer | Average Weekday | October | SCE 1-in-2 | 12 | -1.959 | -1.6211 | -1.959 | -1.6211 | 0 | 69.4637
| NEM | NEM Customer | Average Weekday | October | SCE 1-in-2 | 13 | -2.1886 | -1.8097 | -2.1886 | -1.8097 | 0 | 72.6412
| NEM | NEM Customer | Average Weekday | October | SCE 1-in-2 | 14 | -2.1706 | -1.7483 | -2.1706 | -1.7483 | 0 | 74.9779
| NEM | NEM Customer | Average Weekday | October | SCE 1-in-2 | 15 | -1.901 | -1.4329 | -1.901 | -1.4329 | 0 | 76.5361
| NEM | NEM Customer | Average Weekday | October | SCE 1-in-2 | 16 | -1.3314 | -0.85016 | -1.3314 | -0.85016 | 0 | 77.4785
| NEM | NEM Customer | Average Weekday | October | SCE 1-in-2 | 17 | -0.56407 | -0.11587 | -0.68116 | -0.23296 | 0.052964 | 77.4743
| NEM | NEM Customer | Average Weekday | October | SCE 1-in-2 | 18 | 0.3643 | 0.6397 | 0.24539 | 0.52078 | 0.059457 | 76.5589
| NEM | NEM Customer | Average Weekday | October | SCE 1-in-2 | 19 | 1.1374 | 1.1747 | 1.0474 | 0.98731 | 0.044991 | 74.547
| NEM | NEM Customer | Average Weekday | October | SCE 1-in-2 | 20 | 1.4797 | 1.4151 | 1.312 | 1.2642 | 0.095519 | 71.3761
| NEM | NEM Customer | Average Weekday | October | SCE 1-in-2 | 21 | 1.5241 | 1.4707 | 1.3774 | 1.3407 | 0.10591 | 68.911
| NEM | NEM Customer | Average Weekday | October | SCE 1-in-2 | 22 | 1.4515 | 1.4012 | 1.9193 | 1.9763 | 0.088117 | 67.0142
| NEM | NEM Customer | Average Weekday | October | SCE 1-in-2 | 23 | 1.398 | 1.3735 | 1.398 | 1.47 | 0 | 65.4645
| NEM | NEM Customer | Average Weekday | October | SCE 1-in-2 | 24 | 1.2327 | 1.2165 | 1.2327 | 1.2965 | 0 | 64.1279
| NEM | NEM Customer | Average Weekday | September | CAISO 1-in-10 | 1 | 1.6865 | 1.6745 | 1.6865 | 1.6745 | 0 | 72.5551
| NEM | NEM Customer | Average Weekday | September | CAISO 1-in-10 | 2 | 1.4466 | 1.435 | 1.4466 | 1.435 | 0 | 71.4519
| NEM | NEM Customer | Average Weekday | September | CAISO 1-in-10 | 3 | 1.2586 | 1.2377 | 1.2586 | 1.2377 | 0 | 70.4609
| NEM | NEM Customer | Average Weekday | September | CAISO 1-in-10 | 4 | 1.1137 | 1.0911 | 1.1137 | 1.0911 | 0 | 69.6115
| NEM | NEM Customer | Average Weekday | September | CAISO 1-in-10 | 5 | 1.0099 | 0.98707 | 1.0099 | 0.98707 | 0 | 68.8553
| NEM | NEM Customer | Average Weekday | September | CAISO 1-in-10 | 6 | 0.95121 | 0.9445 | 0.95121 | 0.9445 | 0 | 68.1873
| NEM | NEM Customer | Average Weekday | September | CAISO 1-in-10 | 7 | 0.86035 | 0.91851 | 0.86035 | 0.91851 | 0 | 67.6658
| NEM | NEM Customer | Average Weekday | September | CAISO 1-in-10 | 8 | 0.56188 | 0.65775 | 0.56188 | 0.65775 | 0 | 67.2743
| NEM | NEM Customer | Average Weekday | September | CAISO 1-in-10 | 9 | -0.0055947 | 0.091855 | -0.0055947 | 0.091855 | 0 | 68.7334
| NEM | NEM Customer | Average Weekday | September | CAISO 1-in-10 | 10 | -0.66435 | -0.48464 | -0.66435 | -0.48464 | 0 | 72.1788
| NEM | NEM Customer | Average Weekday | September | CAISO 1-in-10 | 11 | -1.1622 | -0.89475 | -1.1622 | -0.89475 | 0 | 76.175
| NEM | NEM Customer | Average Weekday | September | CAISO 1-in-10 | 12 | -1.4635 | -1.1255 | -1.4635 | -1.1255 | 0 | 79.9207
| NEM | NEM Customer | Average Weekday | September | CAISO 1-in-10 | 13 | -1.5173 | -1.1383 | -1.5173 | -1.1383 | 0 | 82.9893
| NEM | NEM Customer | Average Weekday | September | CAISO 1-in-10 | 14 | -1.3265 | -0.90426 | -1.3265 | -0.90426 | 0 | 85.2599
| NEM | NEM Customer | Average Weekday | September | CAISO 1-in-10 | 15 | -0.93479 | -0.46664 | -0.93479 | -0.46664 | 0 | 86.8262
| NEM | NEM Customer | Average Weekday | September | CAISO 1-in-10 | 16 | -0.28047 | 0.20074 | -0.28047 | 0.20074 | 0 | 87.5015
| NEM | NEM Customer | Average Weekday | September | CAISO 1-in-10 | 17 | 0.53017 | 0.97837 | -0.54043 | -0.24725 | 0.02861 | 87.5383
| NEM | NEM Customer | Average Weekday | September | CAISO 1-in-10 | 18 | 1.5239 | 1.7993 | 0.93035 | 1.1585 | 0.13375 | 86.7319
| NEM | NEM Customer | Average Weekday | September | CAISO 1-in-10 | 19 | 2.3165 | 2.3538 | 2.0286 | 1.9685 | 0.12893 | 84.9074
| NEM | NEM Customer | Average Weekday | September | CAISO 1-in-10 | 20 | 2.5481 | 2.4835 | 2.2916 | 2.2438 | 0.052439 | 81.8209
| NEM | NEM Customer | Average Weekday | September | CAISO 1-in-10 | 21 | 2.4889 | 2.4355 | 2.2613 | 2.2247 | 0.066175 | 78.4262
| NEM | NEM Customer | Average Weekday | September | CAISO 1-in-10 | 22 | 2.3344 | 2.2841 | 2.8181 | 2.9423 | 0.049334 | 76.3053
| NEM | NEM Customer | Average Weekday | September | CAISO 1-in-10 | 23 | 2.1641 | 2.1397 | 2.2408 | 2.344 | 0.042243 | 74.6529
| NEM | NEM Customer | Average Weekday | September | CAISO 1-in-10 | 24 | 1.8593 | 1.8431 | 1.8949 | 1.9822 | 0.017793 | 73.2662
| NEM | NEM Customer | Average Weekday | September | CAISO 1-in-2 | 1 | 1.4918 | 1.4797 | 1.4918 | 1.4797 | 0 | 69.5315
| NEM | NEM Customer | Average Weekday | September | CAISO 1-in-2 | 2 | 1.2743 | 1.2627 | 1.2743 | 1.2627 | 0 | 68.4808
| NEM | NEM Customer | Average Weekday | September | CAISO 1-in-2 | 3 | 1.1099 | 1.089 | 1.1099 | 1.089 | 0 | 67.5583
| NEM | NEM Customer | Average Weekday | September | CAISO 1-in-2 | 4 | 0.98708 | 0.96445 | 0.98708 | 0.96445 | 0 | 66.771
| NEM | NEM Customer | Average Weekday | September | CAISO 1-in-2 | 5 | 0.90933 | 0.88653 | 0.90933 | 0.88653 | 0 | 66.0663
| NEM | NEM Customer | Average Weekday | September | CAISO 1-in-2 | 6 | 0.86611 | 0.8594 | 0.86611 | 0.8594 | 0 | 65.3801
| NEM | NEM Customer | Average Weekday | September | CAISO 1-in-2 | 7 | 0.78633 | 0.84448 | 0.78633 | 0.84448 | 0 | 64.9194
| NEM | NEM Customer | Average Weekday | September | CAISO 1-in-2 | 8 | 0.4877 | 0.58358 | 0.4877 | 0.58358 | 0 | 64.6395
| NEM | NEM Customer | Average Weekday | September | CAISO 1-in-2 | 9 | -0.091426 | 0.0060238 | -0.091426 | 0.0060238 | 0 | 65.9023
| NEM | NEM Customer | Average Weekday | September | CAISO 1-in-2 | 10 | -0.75552 | -0.57582 | -0.75552 | -0.57582 | 0 | 69.2741
| NEM | NEM Customer | Average Weekday | September | CAISO 1-in-2 | 11 | -1.3232 | -1.0557 | -1.3232 | -1.0557 | 0 | 73.4727
| NEM | NEM Customer | Average Weekday | September | CAISO 1-in-2 | 12 | -1.7235 | -1.3855 | -1.7235 | -1.3855 | 0 | 77.6229
| NEM | NEM Customer | Average Weekday | September | CAISO 1-in-2 | 13 | -1.8318 | -1.4528 | -1.8318 | -1.4528 | 0 | 81.0962
| NEM | NEM Customer | Average Weekday | September | CAISO 1-in-2 | 14 | -1.6735 | -1.2513 | -1.6735 | -1.2513 | 0 | 83.5741
| NEM | NEM Customer | Average Weekday | September | CAISO 1-in-2 | 15 | -1.2974 | -0.82923 | -1.2974 | -0.82923 | 0 | 84.986
| NEM | NEM Customer | Average Weekday | September | CAISO 1-in-2 | 16 | -0.64437 | -0.16317 | -0.64437 | -0.16317 | 0 | 85.6149
| NEM | NEM Customer | Average Weekday | September | CAISO 1-in-2 | 17 | 0.17042 | 0.61862 | -0.85298 | -0.5598 | 0.032907 | 85.4907
| NEM | NEM Customer | Average Weekday | September | CAISO 1-in-2 | 18 | 1.1601 | 1.4355 | 0.61942 | 0.84757 | 0.15356 | 84.4509
| NEM | NEM Customer | Average Weekday | September | CAISO 1-in-2 | 19 | 1.9676 | 2.0049 | 1.7247 | 1.6646 | 0.14978 | 82.5495
| NEM | NEM Customer | Average Weekday | September | CAISO 1-in-2 | 20 | 2.2365 | 2.1719 | 2.0006 | 1.9529 | 0.062181 | 79.4033
| NEM | NEM Customer | Average Weekday | September | CAISO 1-in-2 | 21 | 2.2087 | 2.1552 | 2.002 | 1.9653 | 0.076338 | 75.9639
| NEM | NEM Customer | Average Weekday | September | CAISO 1-in-2 | 22 | 2.0797 | 2.0294 | 2.559 | 2.6832 | 0.059837 | 73.705
| NEM | NEM Customer | Average Weekday | September | CAISO 1-in-2 | 23 | 1.9452 | 1.9207 | 1.9908 | 2.0939 | 0.022798 | 72.0029
| NEM | NEM Customer | Average Weekday | September | CAISO 1-in-2 | 24 | 1.6761 | 1.6599 | 1.6945 | 1.7818 | 0.0091722 | 70.5987
| NEM | NEM Customer | Average Weekday | September | SCE 1-in-10 | 1 | 1.6865 | 1.6745 | 1.6865 | 1.6745 | 0 | 72.5551
| NEM | NEM Customer | Average Weekday | September | SCE 1-in-10 | 2 | 1.4466 | 1.435 | 1.4466 | 1.435 | 0 | 71.4519
| NEM | NEM Customer | Average Weekday | September | SCE 1-in-10 | 3 | 1.2586 | 1.2377 | 1.2586 | 1.2377 | 0 | 70.4609
| NEM | NEM Customer | Average Weekday | September | SCE 1-in-10 | 4 | 1.1137 | 1.0911 | 1.1137 | 1.0911 | 0 | 69.6115
| NEM | NEM Customer | Average Weekday | September | SCE 1-in-10 | 5 | 1.0099 | 0.98707 | 1.0099 | 0.98707 | 0 | 68.8553
| NEM | NEM Customer | Average Weekday | September | SCE 1-in-10 | 6 | 0.95121 | 0.9445 | 0.95121 | 0.9445 | 0 | 68.1873
| NEM | NEM Customer | Average Weekday | September | SCE 1-in-10 | 7 | 0.86035 | 0.91851 | 0.86035 | 0.91851 | 0 | 67.6658
| NEM | NEM Customer | Average Weekday | September | SCE 1-in-10 | 8 | 0.56188 | 0.65775 | 0.56188 | 0.65775 | 0 | 67.2743
| NEM | NEM Customer | Average Weekday | September | SCE 1-in-10 | 9 | -0.0055947 | 0.091855 | -0.0055947 | 0.091855 | 0 | 68.7334
| NEM | NEM Customer | Average Weekday | September | SCE 1-in-10 | 10 | -0.66435 | -0.48464 | -0.66435 | -0.48464 | 0 | 72.1788
| NEM | NEM Customer | Average Weekday | September | SCE 1-in-10 | 11 | -1.1622 | -0.89475 | -1.1622 | -0.89475 | 0 | 76.175
| NEM | NEM Customer | Average Weekday | September | SCE 1-in-10 | 12 | -1.4635 | -1.1255 | -1.4635 | -1.1255 | 0 | 79.9207
| NEM | NEM Customer | Average Weekday | September | SCE 1-in-10 | 13 | -1.5173 | -1.1383 | -1.5173 | -1.1383 | 0 | 82.9893
| NEM | NEM Customer | Average Weekday | September | SCE 1-in-10 | 14 | -1.3265 | -0.90426 | -1.3265 | -0.90426 | 0 | 85.2599
| NEM | NEM Customer | Average Weekday | September | SCE 1-in-10 | 15 | -0.93479 | -0.46664 | -0.93479 | -0.46664 | 0 | 86.8262
| NEM | NEM Customer | Average Weekday | September | SCE 1-in-10 | 16 | -0.28047 | 0.20074 | -0.28047 | 0.20074 | 0 | 87.5015
| NEM | NEM Customer | Average Weekday | September | SCE 1-in-10 | 17 | 0.53017 | 0.97837 | -0.54043 | -0.24725 | 0.02861 | 87.5383
| NEM | NEM Customer | Average Weekday | September | SCE 1-in-10 | 18 | 1.5239 | 1.7993 | 0.93035 | 1.1585 | 0.13375 | 86.7319
| NEM | NEM Customer | Average Weekday | September | SCE 1-in-10 | 19 | 2.3165 | 2.3538 | 2.0286 | 1.9685 | 0.12893 | 84.9074
| NEM | NEM Customer | Average Weekday | September | SCE 1-in-10 | 20 | 2.5481 | 2.4835 | 2.2916 | 2.2438 | 0.052439 | 81.8209
| NEM | NEM Customer | Average Weekday | September | SCE 1-in-10 | 21 | 2.4889 | 2.4355 | 2.2613 | 2.2247 | 0.066175 | 78.4262
| NEM | NEM Customer | Average Weekday | September | SCE 1-in-10 | 22 | 2.3344 | 2.2841 | 2.8181 | 2.9423 | 0.049334 | 76.3053
| NEM | NEM Customer | Average Weekday | September | SCE 1-in-10 | 23 | 2.1641 | 2.1397 | 2.2408 | 2.344 | 0.042243 | 74.6529
| NEM | NEM Customer | Average Weekday | September | SCE 1-in-10 | 24 | 1.8593 | 1.8431 | 1.8949 | 1.9822 | 0.017793 | 73.2662
| NEM | NEM Customer | Average Weekday | September | SCE 1-in-2 | 1 | 1.459 | 1.447 | 1.459 | 1.447 | 0 | 69.0278
| NEM | NEM Customer | Average Weekday | September | SCE 1-in-2 | 2 | 1.2445 | 1.2329 | 1.2445 | 1.2329 | 0 | 67.9443
| NEM | NEM Customer | Average Weekday | September | SCE 1-in-2 | 3 | 1.0895 | 1.0686 | 1.0895 | 1.0686 | 0 | 67.0297
| NEM | NEM Customer | Average Weekday | September | SCE 1-in-2 | 4 | 0.97856 | 0.95593 | 0.97856 | 0.95593 | 0 | 66.2287
| NEM | NEM Customer | Average Weekday | September | SCE 1-in-2 | 5 | 0.90109 | 0.87828 | 0.90109 | 0.87828 | 0 | 65.5309
| NEM | NEM Customer | Average Weekday | September | SCE 1-in-2 | 6 | 0.85969 | 0.85298 | 0.85969 | 0.85298 | 0 | 64.8912
| NEM | NEM Customer | Average Weekday | September | SCE 1-in-2 | 7 | 0.7816 | 0.83975 | 0.7816 | 0.83975 | 0 | 64.3971
| NEM | NEM Customer | Average Weekday | September | SCE 1-in-2 | 8 | 0.48935 | 0.58523 | 0.48935 | 0.58523 | 0 | 64.0925
| NEM | NEM Customer | Average Weekday | September | SCE 1-in-2 | 9 | -0.079467 | 0.017982 | -0.079467 | 0.017982 | 0 | 65.4702
| NEM | NEM Customer | Average Weekday | September | SCE 1-in-2 | 10 | -0.79691 | -0.6172 | -0.79691 | -0.6172 | 0 | 68.8383
| NEM | NEM Customer | Average Weekday | September | SCE 1-in-2 | 11 | -1.4003 | -1.1329 | -1.4003 | -1.1329 | 0 | 72.9097
| NEM | NEM Customer | Average Weekday | September | SCE 1-in-2 | 12 | -1.8068 | -1.4688 | -1.8068 | -1.4688 | 0 | 76.8722
| NEM | NEM Customer | Average Weekday | September | SCE 1-in-2 | 13 | -1.9289 | -1.5499 | -1.9289 | -1.5499 | 0 | 80.1126
| NEM | NEM Customer | Average Weekday | September | SCE 1-in-2 | 14 | -1.7915 | -1.3693 | -1.7915 | -1.3693 | 0 | 82.4484
| NEM | NEM Customer | Average Weekday | September | SCE 1-in-2 | 15 | -1.4293 | -0.96113 | -1.4293 | -0.96113 | 0 | 83.8786
| NEM | NEM Customer | Average Weekday | September | SCE 1-in-2 | 16 | -0.77888 | -0.29768 | -0.77888 | -0.29768 | 0 | 84.6092
| NEM | NEM Customer | Average Weekday | September | SCE 1-in-2 | 17 | 0.043598 | 0.4918 | -0.95745 | -0.66427 | 0.035115 | 84.5208
| NEM | NEM Customer | Average Weekday | September | SCE 1-in-2 | 18 | 1.0479 | 1.3233 | 0.52785 | 0.756 | 0.16143 | 83.5592
| NEM | NEM Customer | Average Weekday | September | SCE 1-in-2 | 19 | 1.8654 | 1.9027 | 1.6387 | 1.5786 | 0.15731 | 81.7053
| NEM | NEM Customer | Average Weekday | September | SCE 1-in-2 | 20 | 2.1428 | 2.0782 | 1.9144 | 1.8667 | 0.065813 | 78.5146
| NEM | NEM Customer | Average Weekday | September | SCE 1-in-2 | 21 | 2.1234 | 2.0699 | 1.9239 | 1.8873 | 0.079885 | 75.1107
| NEM | NEM Customer | Average Weekday | September | SCE 1-in-2 | 22 | 2.0033 | 1.953 | 2.4813 | 2.6054 | 0.063074 | 72.9219
| NEM | NEM Customer | Average Weekday | September | SCE 1-in-2 | 23 | 1.8797 | 1.8553 | 1.9171 | 2.0202 | 0.018676 | 71.3005
| NEM | NEM Customer | Average Weekday | September | SCE 1-in-2 | 24 | 1.6217 | 1.6055 | 1.6358 | 1.7231 | 0.0070385 | 69.9386
| NEM | NEM Customer | Monthly System Peak Day | April | CAISO 1-in-10 | 1 | 1.5592 | 1.5471 | 1.5592 | 1.5471 | 0 | 70.6132
| NEM | NEM Customer | Monthly System Peak Day | April | CAISO 1-in-10 | 2 | 1.2673 | 1.2557 | 1.2673 | 1.2557 | 0 | 68.117
| NEM | NEM Customer | Monthly System Peak Day | April | CAISO 1-in-10 | 3 | 1.1031 | 1.0822 | 1.1031 | 1.0822 | 0 | 66.3085
| NEM | NEM Customer | Monthly System Peak Day | April | CAISO 1-in-10 | 4 | 0.99002 | 0.96739 | 0.99002 | 0.96739 | 0 | 64.9273
| NEM | NEM Customer | Monthly System Peak Day | April | CAISO 1-in-10 | 5 | 0.92726 | 0.90446 | 0.92726 | 0.90446 | 0 | 65.6018
| NEM | NEM Customer | Monthly System Peak Day | April | CAISO 1-in-10 | 6 | 0.90792 | 0.90121 | 0.90792 | 0.90121 | 0 | 65.3812
| NEM | NEM Customer | Monthly System Peak Day | April | CAISO 1-in-10 | 7 | 0.84286 | 0.90101 | 0.84286 | 0.90101 | 0 | 65.3783
| NEM | NEM Customer | Monthly System Peak Day | April | CAISO 1-in-10 | 8 | 0.55361 | 0.64948 | 0.55361 | 0.64948 | 0 | 65.7605
| NEM | NEM Customer | Monthly System Peak Day | April | CAISO 1-in-10 | 9 | 0.0094873 | 0.10694 | 0.0094873 | 0.10694 | 0 | 68.7638
| NEM | NEM Customer | Monthly System Peak Day | April | CAISO 1-in-10 | 10 | -0.62621 | -0.44651 | -0.62621 | -0.44651 | 0 | 73.4074
| NEM | NEM Customer | Monthly System Peak Day | April | CAISO 1-in-10 | 11 | -1.1362 | -0.86873 | -1.1362 | -0.86873 | 0 | 77.7633
| NEM | NEM Customer | Monthly System Peak Day | April | CAISO 1-in-10 | 12 | -1.4 | -1.062 | -1.4 | -1.062 | 0 | 81.7311
| NEM | NEM Customer | Monthly System Peak Day | April | CAISO 1-in-10 | 13 | -1.3971 | -1.0182 | -1.3971 | -1.0182 | 0 | 84.7865
| NEM | NEM Customer | Monthly System Peak Day | April | CAISO 1-in-10 | 14 | -1.1674 | -0.74514 | -1.1674 | -0.74514 | 0 | 86.8038
| NEM | NEM Customer | Monthly System Peak Day | April | CAISO 1-in-10 | 15 | -0.75779 | -0.28964 | -0.75779 | -0.28964 | 0 | 88.2564
| NEM | NEM Customer | Monthly System Peak Day | April | CAISO 1-in-10 | 16 | -0.072315 | 0.40889 | -0.072315 | 0.40889 | 0 | 89.667
| NEM | NEM Customer | Monthly System Peak Day | April | CAISO 1-in-10 | 17 | 0.74973 | 1.1979 | -0.38826 | -0.095081 | 0.023766 | 90.4621
| NEM | NEM Customer | Monthly System Peak Day | April | CAISO 1-in-10 | 18 | 1.6714 | 1.9468 | 0.98693 | 1.2151 | 0.10132 | 90.651
| NEM | NEM Customer | Monthly System Peak Day | April | CAISO 1-in-10 | 19 | 2.3896 | 2.4269 | 2.0061 | 1.9459 | 0.086118 | 89.9168
| NEM | NEM Customer | Monthly System Peak Day | April | CAISO 1-in-10 | 20 | 2.672 | 2.6074 | 2.3629 | 2.3151 | 0.02953 | 88.0286
| NEM | NEM Customer | Monthly System Peak Day | April | CAISO 1-in-10 | 21 | 2.6371 | 2.5836 | 2.3569 | 2.3202 | 0.041557 | 84.6193
| NEM | NEM Customer | Monthly System Peak Day | April | CAISO 1-in-10 | 22 | 2.4424 | 2.3921 | 2.9349 | 3.0591 | 0.031015 | 81.4182
| NEM | NEM Customer | Monthly System Peak Day | April | CAISO 1-in-10 | 23 | 2.2487 | 2.2242 | 2.3686 | 2.4718 | 0.029777 | 78.3407
| NEM | NEM Customer | Monthly System Peak Day | April | CAISO 1-in-10 | 24 | 1.9388 | 1.9226 | 1.9871 | 2.0744 | 0.03098 | 75.2412
| NEM | NEM Customer | Monthly System Peak Day | April | CAISO 1-in-2 | 1 | 1.1968 | 1.1848 | 1.1968 | 1.1848 | 0 | 63.5569
| NEM | NEM Customer | Monthly System Peak Day | April | CAISO 1-in-2 | 2 | 1.0509 | 1.0392 | 1.0509 | 1.0392 | 0 | 61.9534
| NEM | NEM Customer | Monthly System Peak Day | April | CAISO 1-in-2 | 3 | 0.95151 | 0.93062 | 0.95151 | 0.93062 | 0 | 60.8584
| NEM | NEM Customer | Monthly System Peak Day | April | CAISO 1-in-2 | 4 | 0.87173 | 0.8491 | 0.87173 | 0.8491 | 0 | 59.7025
| NEM | NEM Customer | Monthly System Peak Day | April | CAISO 1-in-2 | 5 | 0.82029 | 0.79748 | 0.82029 | 0.79748 | 0 | 58.5213
| NEM | NEM Customer | Monthly System Peak Day | April | CAISO 1-in-2 | 6 | 0.79813 | 0.79142 | 0.79813 | 0.79142 | 0 | 57.705
| NEM | NEM Customer | Monthly System Peak Day | April | CAISO 1-in-2 | 7 | 0.73797 | 0.79613 | 0.73797 | 0.79613 | 0 | 56.8449
| NEM | NEM Customer | Monthly System Peak Day | April | CAISO 1-in-2 | 8 | 0.44303 | 0.5389 | 0.44303 | 0.5389 | 0 | 56.5793
| NEM | NEM Customer | Monthly System Peak Day | April | CAISO 1-in-2 | 9 | -0.15496 | -0.057514 | -0.15496 | -0.057514 | 0 | 58.4192
| NEM | NEM Customer | Monthly System Peak Day | April | CAISO 1-in-2 | 10 | -0.88166 | -0.70196 | -0.88166 | -0.70196 | 0 | 63.2545
| NEM | NEM Customer | Monthly System Peak Day | April | CAISO 1-in-2 | 11 | -1.5109 | -1.2435 | -1.5109 | -1.2435 | 0 | 69.1991
| NEM | NEM Customer | Monthly System Peak Day | April | CAISO 1-in-2 | 12 | -2.0604 | -1.7224 | -2.0604 | -1.7224 | 0 | 74.4428
| NEM | NEM Customer | Monthly System Peak Day | April | CAISO 1-in-2 | 13 | -2.2101 | -1.8312 | -2.2101 | -1.8312 | 0 | 78.6308
| NEM | NEM Customer | Monthly System Peak Day | April | CAISO 1-in-2 | 14 | -2.0792 | -1.657 | -2.0792 | -1.657 | 0 | 81.4591
| NEM | NEM Customer | Monthly System Peak Day | April | CAISO 1-in-2 | 15 | -1.7041 | -1.2359 | -1.7041 | -1.2359 | 0 | 83.4133
| NEM | NEM Customer | Monthly System Peak Day | April | CAISO 1-in-2 | 16 | -1.0414 | -0.56018 | -1.0414 | -0.56018 | 0 | 84.2608
| NEM | NEM Customer | Monthly System Peak Day | April | CAISO 1-in-2 | 17 | -0.24789 | 0.20031 | -0.86043 | -0.41223 | 0.036066 | 84.1145
| NEM | NEM Customer | Monthly System Peak Day | April | CAISO 1-in-2 | 18 | 0.62278 | 0.89817 | 0.10516 | 0.33331 | 0.16235 | 83.4558
| NEM | NEM Customer | Monthly System Peak Day | April | CAISO 1-in-2 | 19 | 1.3652 | 1.4026 | 1.1329 | 1.0728 | 0.15468 | 81.9998
| NEM | NEM Customer | Monthly System Peak Day | April | CAISO 1-in-2 | 20 | 1.7501 | 1.6855 | 1.5162 | 1.4684 | 0.063151 | 79.1655
| NEM | NEM Customer | Monthly System Peak Day | April | CAISO 1-in-2 | 21 | 1.7904 | 1.737 | 1.595 | 1.5583 | 0.081831 | 74.6437
| NEM | NEM Customer | Monthly System Peak Day | April | CAISO 1-in-2 | 22 | 1.6809 | 1.6305 | 2.1546 | 2.2787 | 0.073434 | 70.4525
| NEM | NEM Customer | Monthly System Peak Day | April | CAISO 1-in-2 | 23 | 1.5984 | 1.574 | 1.5984 | 1.691 | 0 | 67.2199
| NEM | NEM Customer | Monthly System Peak Day | April | CAISO 1-in-2 | 24 | 1.3876 | 1.3714 | 1.3876 | 1.456 | 0 | 64.8435
| NEM | NEM Customer | Monthly System Peak Day | April | SCE 1-in-10 | 1 | 1.6439 | 1.6318 | 1.6439 | 1.6318 | 0 | 71.9138
| NEM | NEM Customer | Monthly System Peak Day | April | SCE 1-in-10 | 2 | 1.3308 | 1.3191 | 1.3308 | 1.3191 | 0 | 69.6487
| NEM | NEM Customer | Monthly System Peak Day | April | SCE 1-in-10 | 3 | 1.1574 | 1.1366 | 1.1574 | 1.1366 | 0 | 68.5717
| NEM | NEM Customer | Monthly System Peak Day | April | SCE 1-in-10 | 4 | 0.99981 | 0.97718 | 0.99981 | 0.97718 | 0 | 66.6762
| NEM | NEM Customer | Monthly System Peak Day | April | SCE 1-in-10 | 5 | 0.91931 | 0.89651 | 0.91931 | 0.89651 | 0 | 65.3349
| NEM | NEM Customer | Monthly System Peak Day | April | SCE 1-in-10 | 6 | 0.88014 | 0.87343 | 0.88014 | 0.87343 | 0 | 64.1589
| NEM | NEM Customer | Monthly System Peak Day | April | SCE 1-in-10 | 7 | 0.78703 | 0.84518 | 0.78703 | 0.84518 | 0 | 63.3496
| NEM | NEM Customer | Monthly System Peak Day | April | SCE 1-in-10 | 8 | 0.47104 | 0.56691 | 0.47104 | 0.56691 | 0 | 63.1926
| NEM | NEM Customer | Monthly System Peak Day | April | SCE 1-in-10 | 9 | -0.065751 | 0.031698 | -0.065751 | 0.031698 | 0 | 66.4167
| NEM | NEM Customer | Monthly System Peak Day | April | SCE 1-in-10 | 10 | -0.67743 | -0.49773 | -0.67743 | -0.49773 | 0 | 72.6217
| NEM | NEM Customer | Monthly System Peak Day | April | SCE 1-in-10 | 11 | -1.3651 | -1.0977 | -1.3651 | -1.0977 | 0 | 78.2661
| NEM | NEM Customer | Monthly System Peak Day | April | SCE 1-in-10 | 12 | -1.6716 | -1.3336 | -1.6716 | -1.3336 | 0 | 83.2856
| NEM | NEM Customer | Monthly System Peak Day | April | SCE 1-in-10 | 13 | -1.5993 | -1.2204 | -1.5993 | -1.2204 | 0 | 86.6356
| NEM | NEM Customer | Monthly System Peak Day | April | SCE 1-in-10 | 14 | -1.3228 | -0.90058 | -1.3228 | -0.90058 | 0 | 88.4669
| NEM | NEM Customer | Monthly System Peak Day | April | SCE 1-in-10 | 15 | -0.88696 | -0.41881 | -0.88696 | -0.41881 | 0 | 89.4603
| NEM | NEM Customer | Monthly System Peak Day | April | SCE 1-in-10 | 16 | -0.19775 | 0.28345 | -0.19775 | 0.28345 | 0 | 90.1527
| NEM | NEM Customer | Monthly System Peak Day | April | SCE 1-in-10 | 17 | 0.60788 | 1.0561 | -0.52736 | -0.23418 | 0.023923 | 90.3425
| NEM | NEM Customer | Monthly System Peak Day | April | SCE 1-in-10 | 18 | 1.5057 | 1.7811 | 0.83817 | 1.0663 | 0.10713 | 89.9213
| NEM | NEM Customer | Monthly System Peak Day | April | SCE 1-in-10 | 19 | 2.2455 | 2.2829 | 1.898 | 1.8379 | 0.10187 | 88.0324
| NEM | NEM Customer | Monthly System Peak Day | April | SCE 1-in-10 | 20 | 2.5326 | 2.468 | 2.2608 | 2.213 | 0.045314 | 83.6362
| NEM | NEM Customer | Monthly System Peak Day | April | SCE 1-in-10 | 21 | 2.474 | 2.4206 | 2.2503 | 2.2136 | 0.068028 | 77.9749
| NEM | NEM Customer | Monthly System Peak Day | April | SCE 1-in-10 | 22 | 2.3198 | 2.2694 | 2.8005 | 2.9247 | 0.056314 | 74.5656
| NEM | NEM Customer | Monthly System Peak Day | April | SCE 1-in-10 | 23 | 2.1553 | 2.1308 | 2.2046 | 2.3077 | 0.024647 | 72.318
| NEM | NEM Customer | Monthly System Peak Day | April | SCE 1-in-10 | 24 | 1.8355 | 1.8193 | 1.8532 | 1.9405 | 0.0088519 | 70.4996
| NEM | NEM Customer | Monthly System Peak Day | April | SCE 1-in-2 | 1 | 1.265 | 1.253 | 1.265 | 1.253 | 0 | 65.5433
| NEM | NEM Customer | Monthly System Peak Day | April | SCE 1-in-2 | 2 | 1.1082 | 1.0966 | 1.1082 | 1.0966 | 0 | 64.0736
| NEM | NEM Customer | Monthly System Peak Day | April | SCE 1-in-2 | 3 | 0.99453 | 0.97364 | 0.99453 | 0.97364 | 0 | 62.9173
| NEM | NEM Customer | Monthly System Peak Day | April | SCE 1-in-2 | 4 | 0.90613 | 0.8835 | 0.90613 | 0.8835 | 0 | 61.5499
| NEM | NEM Customer | Monthly System Peak Day | April | SCE 1-in-2 | 5 | 0.84328 | 0.82047 | 0.84328 | 0.82047 | 0 | 60.4925
| NEM | NEM Customer | Monthly System Peak Day | April | SCE 1-in-2 | 6 | 0.81308 | 0.80637 | 0.81308 | 0.80637 | 0 | 59.5716
| NEM | NEM Customer | Monthly System Peak Day | April | SCE 1-in-2 | 7 | 0.74418 | 0.80233 | 0.74418 | 0.80233 | 0 | 58.8992
| NEM | NEM Customer | Monthly System Peak Day | April | SCE 1-in-2 | 8 | 0.44515 | 0.54102 | 0.44515 | 0.54102 | 0 | 58.7213
| NEM | NEM Customer | Monthly System Peak Day | April | SCE 1-in-2 | 9 | -0.12753 | -0.030082 | -0.12753 | -0.030082 | 0 | 60.8246
| NEM | NEM Customer | Monthly System Peak Day | April | SCE 1-in-2 | 10 | -0.82117 | -0.64146 | -0.82117 | -0.64146 | 0 | 65.6708
| NEM | NEM Customer | Monthly System Peak Day | April | SCE 1-in-2 | 11 | -1.4754 | -1.208 | -1.4754 | -1.208 | 0 | 71.6532
| NEM | NEM Customer | Monthly System Peak Day | April | SCE 1-in-2 | 12 | -1.9776 | -1.6397 | -1.9776 | -1.6397 | 0 | 76.9395
| NEM | NEM Customer | Monthly System Peak Day | April | SCE 1-in-2 | 13 | -2.09 | -1.7111 | -2.09 | -1.7111 | 0 | 81.1922
| NEM | NEM Customer | Monthly System Peak Day | April | SCE 1-in-2 | 14 | -1.9175 | -1.4953 | -1.9175 | -1.4953 | 0 | 83.9305
| NEM | NEM Customer | Monthly System Peak Day | April | SCE 1-in-2 | 15 | -1.5202 | -1.052 | -1.5202 | -1.052 | 0 | 85.4711
| NEM | NEM Customer | Monthly System Peak Day | April | SCE 1-in-2 | 16 | -0.84076 | -0.35956 | -0.84076 | -0.35956 | 0 | 86.1977
| NEM | NEM Customer | Monthly System Peak Day | April | SCE 1-in-2 | 17 | -0.040477 | 0.40772 | -1.0527 | -0.60452 | 0.032387 | 85.7258
| NEM | NEM Customer | Monthly System Peak Day | April | SCE 1-in-2 | 18 | 0.87631 | 1.1517 | 0.31335 | 0.5415 | 0.14516 | 85.4111
| NEM | NEM Customer | Monthly System Peak Day | April | SCE 1-in-2 | 19 | 1.6387 | 1.676 | 1.3707 | 1.3106 | 0.1381 | 83.8662
| NEM | NEM Customer | Monthly System Peak Day | April | SCE 1-in-2 | 20 | 1.9896 | 1.9251 | 1.7401 | 1.6923 | 0.05569 | 81.0075
| NEM | NEM Customer | Monthly System Peak Day | April | SCE 1-in-2 | 21 | 2.0052 | 1.9518 | 1.7933 | 1.7567 | 0.073774 | 76.5824
| NEM | NEM Customer | Monthly System Peak Day | April | SCE 1-in-2 | 22 | 1.8806 | 1.8302 | 2.3592 | 2.4834 | 0.061351 | 73.3378
| NEM | NEM Customer | Monthly System Peak Day | April | SCE 1-in-2 | 23 | 1.7698 | 1.7454 | 1.8051 | 1.9082 | 0.017622 | 71.1208
| NEM | NEM Customer | Monthly System Peak Day | April | SCE 1-in-2 | 24 | 1.5319 | 1.5157 | 1.5368 | 1.624 | 0.0024467 | 68.5179
| NEM | NEM Customer | Monthly System Peak Day | August | CAISO 1-in-10 | 1 | 1.99 | 1.9779 | 1.99 | 1.9779 | 0 | 77.5428
| NEM | NEM Customer | Monthly System Peak Day | August | CAISO 1-in-10 | 2 | 1.7086 | 1.697 | 1.7086 | 1.697 | 0 | 76.4355
| NEM | NEM Customer | Monthly System Peak Day | August | CAISO 1-in-10 | 3 | 1.514 | 1.4931 | 1.514 | 1.4931 | 0 | 75.624
| NEM | NEM Customer | Monthly System Peak Day | August | CAISO 1-in-10 | 4 | 1.3607 | 1.3381 | 1.3607 | 1.3381 | 0 | 74.8623
| NEM | NEM Customer | Monthly System Peak Day | August | CAISO 1-in-10 | 5 | 1.2357 | 1.2129 | 1.2357 | 1.2129 | 0 | 73.9257
| NEM | NEM Customer | Monthly System Peak Day | August | CAISO 1-in-10 | 6 | 1.1598 | 1.1531 | 1.1598 | 1.1531 | 0 | 73.2079
| NEM | NEM Customer | Monthly System Peak Day | August | CAISO 1-in-10 | 7 | 1.0503 | 1.1085 | 1.0503 | 1.1085 | 0 | 72.7263
| NEM | NEM Customer | Monthly System Peak Day | August | CAISO 1-in-10 | 8 | 0.7297 | 0.82557 | 0.7297 | 0.82557 | 0 | 72.3607
| NEM | NEM Customer | Monthly System Peak Day | August | CAISO 1-in-10 | 9 | 0.20549 | 0.30294 | 0.20549 | 0.30294 | 0 | 74.8484
| NEM | NEM Customer | Monthly System Peak Day | August | CAISO 1-in-10 | 10 | -0.28568 | -0.10598 | -0.28568 | -0.10598 | 0 | 79.4974
| NEM | NEM Customer | Monthly System Peak Day | August | CAISO 1-in-10 | 11 | -0.56693 | -0.29951 | -0.56693 | -0.29951 | 0 | 84.9617
| NEM | NEM Customer | Monthly System Peak Day | August | CAISO 1-in-10 | 12 | -0.69687 | -0.35889 | -0.69687 | -0.35889 | 0 | 90.1632
| NEM | NEM Customer | Monthly System Peak Day | August | CAISO 1-in-10 | 13 | -0.50377 | -0.12484 | -0.50377 | -0.12484 | 0 | 94.0192
| NEM | NEM Customer | Monthly System Peak Day | August | CAISO 1-in-10 | 14 | -0.086153 | 0.33608 | -0.086153 | 0.33608 | 0 | 97.0249
| NEM | NEM Customer | Monthly System Peak Day | August | CAISO 1-in-10 | 15 | 0.4432 | 0.91135 | 0.4432 | 0.91135 | 0 | 98.1643
| NEM | NEM Customer | Monthly System Peak Day | August | CAISO 1-in-10 | 16 | 1.1371 | 1.6183 | 1.1371 | 1.6183 | 0 | 98.1807
| NEM | NEM Customer | Monthly System Peak Day | August | CAISO 1-in-10 | 17 | 1.8842 | 2.3324 | 0.57346 | 0.86664 | 0.024074 | 97.9555
| NEM | NEM Customer | Monthly System Peak Day | August | CAISO 1-in-10 | 18 | 2.7561 | 3.0315 | 1.9231 | 2.1513 | 0.060693 | 97.0565
| NEM | NEM Customer | Monthly System Peak Day | August | CAISO 1-in-10 | 19 | 3.4374 | 3.4748 | 2.9457 | 2.8856 | 0.046374 | 95.5853
| NEM | NEM Customer | Monthly System Peak Day | August | CAISO 1-in-10 | 20 | 3.5916 | 3.527 | 3.2397 | 3.1919 | 0.019878 | 93.0605
| NEM | NEM Customer | Monthly System Peak Day | August | CAISO 1-in-10 | 21 | 3.4423 | 3.3888 | 3.1281 | 3.0915 | 0.027717 | 88.6151
| NEM | NEM Customer | Monthly System Peak Day | August | CAISO 1-in-10 | 22 | 3.1869 | 3.1366 | 3.6859 | 3.8101 | 0.023242 | 85.2166
| NEM | NEM Customer | Monthly System Peak Day | August | CAISO 1-in-10 | 23 | 2.8955 | 2.8711 | 3.0737 | 3.1769 | 0.02144 | 83.3014
| NEM | NEM Customer | Monthly System Peak Day | August | CAISO 1-in-10 | 24 | 2.4722 | 2.456 | 2.5636 | 2.6509 | 0.021048 | 81.8999
| NEM | NEM Customer | Monthly System Peak Day | August | CAISO 1-in-2 | 1 | 2.1401 | 2.128 | 2.1401 | 2.128 | 0 | 79.6202
| NEM | NEM Customer | Monthly System Peak Day | August | CAISO 1-in-2 | 2 | 1.8454 | 1.8337 | 1.8454 | 1.8337 | 0 | 78.4059
| NEM | NEM Customer | Monthly System Peak Day | August | CAISO 1-in-2 | 3 | 1.6219 | 1.601 | 1.6219 | 1.601 | 0 | 77.4286
| NEM | NEM Customer | Monthly System Peak Day | August | CAISO 1-in-2 | 4 | 1.4416 | 1.4189 | 1.4416 | 1.4189 | 0 | 76.5375
| NEM | NEM Customer | Monthly System Peak Day | August | CAISO 1-in-2 | 5 | 1.3032 | 1.2804 | 1.3032 | 1.2804 | 0 | 75.6904
| NEM | NEM Customer | Monthly System Peak Day | August | CAISO 1-in-2 | 6 | 1.2193 | 1.2125 | 1.2193 | 1.2125 | 0 | 75.0187
| NEM | NEM Customer | Monthly System Peak Day | August | CAISO 1-in-2 | 7 | 1.1105 | 1.1687 | 1.1105 | 1.1687 | 0 | 74.3488
| NEM | NEM Customer | Monthly System Peak Day | August | CAISO 1-in-2 | 8 | 0.833 | 0.92887 | 0.833 | 0.92887 | 0 | 74.2351
| NEM | NEM Customer | Monthly System Peak Day | August | CAISO 1-in-2 | 9 | 0.29728 | 0.39473 | 0.29728 | 0.39473 | 0 | 76.4531
| NEM | NEM Customer | Monthly System Peak Day | August | CAISO 1-in-2 | 10 | -0.38083 | -0.20112 | -0.38083 | -0.20112 | 0 | 80.628
| NEM | NEM Customer | Monthly System Peak Day | August | CAISO 1-in-2 | 11 | -0.74935 | -0.48192 | -0.74935 | -0.48192 | 0 | 85.0216
| NEM | NEM Customer | Monthly System Peak Day | August | CAISO 1-in-2 | 12 | -0.8166 | -0.47862 | -0.8166 | -0.47862 | 0 | 89.2407
| NEM | NEM Customer | Monthly System Peak Day | August | CAISO 1-in-2 | 13 | -0.62078 | -0.24185 | -0.62078 | -0.24185 | 0 | 92.0624
| NEM | NEM Customer | Monthly System Peak Day | August | CAISO 1-in-2 | 14 | -0.24706 | 0.17517 | -0.24706 | 0.17517 | 0 | 93.9297
| NEM | NEM Customer | Monthly System Peak Day | August | CAISO 1-in-2 | 15 | 0.23258 | 0.70073 | 0.23258 | 0.70073 | 0 | 94.854
| NEM | NEM Customer | Monthly System Peak Day | August | CAISO 1-in-2 | 16 | 0.89432 | 1.3755 | 0.89432 | 1.3755 | 0 | 94.883
| NEM | NEM Customer | Monthly System Peak Day | August | CAISO 1-in-2 | 17 | 1.6399 | 2.0881 | 0.41567 | 0.70885 | 0.021274 | 94.2024
| NEM | NEM Customer | Monthly System Peak Day | August | CAISO 1-in-2 | 18 | 2.6046 | 2.88 | 1.896 | 2.1242 | 0.093275 | 91.6911
| NEM | NEM Customer | Monthly System Peak Day | August | CAISO 1-in-2 | 19 | 3.3726 | 3.41 | 2.997 | 2.9369 | 0.089522 | 89.5034
| NEM | NEM Customer | Monthly System Peak Day | August | CAISO 1-in-2 | 20 | 3.4601 | 3.3955 | 3.1519 | 3.1041 | 0.029882 | 87.9184
| NEM | NEM Customer | Monthly System Peak Day | August | CAISO 1-in-2 | 21 | 3.3057 | 3.2522 | 3.022 | 2.9854 | 0.040039 | 85.0236
| NEM | NEM Customer | Monthly System Peak Day | August | CAISO 1-in-2 | 22 | 3.0769 | 3.0265 | 3.5718 | 3.6959 | 0.02716 | 82.8348
| NEM | NEM Customer | Monthly System Peak Day | August | CAISO 1-in-2 | 23 | 2.8034 | 2.779 | 2.9603 | 3.0634 | 0.022632 | 81.4828
| NEM | NEM Customer | Monthly System Peak Day | August | CAISO 1-in-2 | 24 | 2.3907 | 2.3745 | 2.4713 | 2.5586 | 0.020742 | 80.2284
| NEM | NEM Customer | Monthly System Peak Day | August | SCE 1-in-10 | 1 | 2.2117 | 2.1997 | 2.2117 | 2.1997 | 0 | 80.8335
| NEM | NEM Customer | Monthly System Peak Day | August | SCE 1-in-10 | 2 | 1.8835 | 1.8719 | 1.8835 | 1.8719 | 0 | 79.2763
| NEM | NEM Customer | Monthly System Peak Day | August | SCE 1-in-10 | 3 | 1.6499 | 1.6291 | 1.6499 | 1.6291 | 0 | 78.1243
| NEM | NEM Customer | Monthly System Peak Day | August | SCE 1-in-10 | 4 | 1.4578 | 1.4352 | 1.4578 | 1.4352 | 0 | 76.9059
| NEM | NEM Customer | Monthly System Peak Day | August | SCE 1-in-10 | 5 | 1.3192 | 1.2964 | 1.3192 | 1.2964 | 0 | 75.9066
| NEM | NEM Customer | Monthly System Peak Day | August | SCE 1-in-10 | 6 | 1.2253 | 1.2186 | 1.2253 | 1.2186 | 0 | 74.8885
| NEM | NEM Customer | Monthly System Peak Day | August | SCE 1-in-10 | 7 | 1.0921 | 1.1502 | 1.0921 | 1.1502 | 0 | 73.7782
| NEM | NEM Customer | Monthly System Peak Day | August | SCE 1-in-10 | 8 | 0.78586 | 0.88173 | 0.78586 | 0.88173 | 0 | 73.6704
| NEM | NEM Customer | Monthly System Peak Day | August | SCE 1-in-10 | 9 | 0.26672 | 0.36417 | 0.26672 | 0.36417 | 0 | 76.3706
| NEM | NEM Customer | Monthly System Peak Day | August | SCE 1-in-10 | 10 | -0.24352 | -0.063815 | -0.24352 | -0.063815 | 0 | 81.7531
| NEM | NEM Customer | Monthly System Peak Day | August | SCE 1-in-10 | 11 | -0.57345 | -0.30603 | -0.57345 | -0.30603 | 0 | 87.6665
| NEM | NEM Customer | Monthly System Peak Day | August | SCE 1-in-10 | 12 | -0.56997 | -0.23199 | -0.56997 | -0.23199 | 0 | 91.9999
| NEM | NEM Customer | Monthly System Peak Day | August | SCE 1-in-10 | 13 | -0.29746 | 0.081471 | -0.29746 | 0.081471 | 0 | 94.3904
| NEM | NEM Customer | Monthly System Peak Day | August | SCE 1-in-10 | 14 | 0.12103 | 0.54326 | 0.12103 | 0.54326 | 0 | 96.2456
| NEM | NEM Customer | Monthly System Peak Day | August | SCE 1-in-10 | 15 | 0.63778 | 1.1059 | 0.63778 | 1.1059 | 0 | 97.9007
| NEM | NEM Customer | Monthly System Peak Day | August | SCE 1-in-10 | 16 | 1.3493 | 1.8305 | 1.3493 | 1.8305 | 0 | 99.0517
| NEM | NEM Customer | Monthly System Peak Day | August | SCE 1-in-10 | 17 | 2.0725 | 2.5207 | 0.75474 | 1.0479 | 0.024507 | 98.2628
| NEM | NEM Customer | Monthly System Peak Day | August | SCE 1-in-10 | 18 | 2.9687 | 3.244 | 2.1147 | 2.3429 | 0.05781 | 97.9616
| NEM | NEM Customer | Monthly System Peak Day | August | SCE 1-in-10 | 19 | 3.6387 | 3.6761 | 3.1224 | 3.0622 | 0.041428 | 96.8755
| NEM | NEM Customer | Monthly System Peak Day | August | SCE 1-in-10 | 20 | 3.771 | 3.7064 | 3.4112 | 3.3634 | 0.020231 | 93.9854
| NEM | NEM Customer | Monthly System Peak Day | August | SCE 1-in-10 | 21 | 3.6045 | 3.5511 | 3.2773 | 3.2407 | 0.023581 | 90.1572
| NEM | NEM Customer | Monthly System Peak Day | August | SCE 1-in-10 | 22 | 3.3336 | 3.2832 | 3.8355 | 3.9596 | 0.023182 | 86.931
| NEM | NEM Customer | Monthly System Peak Day | August | SCE 1-in-10 | 23 | 3.0216 | 2.9971 | 3.2117 | 3.3148 | 0.021968 | 84.3148
| NEM | NEM Customer | Monthly System Peak Day | August | SCE 1-in-10 | 24 | 2.5737 | 2.5575 | 2.6708 | 2.7581 | 0.022105 | 82.7873
| NEM | NEM Customer | Monthly System Peak Day | August | SCE 1-in-2 | 1 | 2.1299 | 2.1178 | 2.1299 | 2.1178 | 0 | 79.4783
| NEM | NEM Customer | Monthly System Peak Day | August | SCE 1-in-2 | 2 | 1.8304 | 1.8188 | 1.8304 | 1.8188 | 0 | 78.1708
| NEM | NEM Customer | Monthly System Peak Day | August | SCE 1-in-2 | 3 | 1.6101 | 1.5892 | 1.6101 | 1.5892 | 0 | 77.2118
| NEM | NEM Customer | Monthly System Peak Day | August | SCE 1-in-2 | 4 | 1.423 | 1.4004 | 1.423 | 1.4004 | 0 | 76.1206
| NEM | NEM Customer | Monthly System Peak Day | August | SCE 1-in-2 | 5 | 1.2859 | 1.263 | 1.2859 | 1.263 | 0 | 75.2252
| NEM | NEM Customer | Monthly System Peak Day | August | SCE 1-in-2 | 6 | 1.2082 | 1.2014 | 1.2082 | 1.2014 | 0 | 74.6783
| NEM | NEM Customer | Monthly System Peak Day | August | SCE 1-in-2 | 7 | 1.0983 | 1.1564 | 1.0983 | 1.1564 | 0 | 73.9984
| NEM | NEM Customer | Monthly System Peak Day | August | SCE 1-in-2 | 8 | 0.81644 | 0.91231 | 0.81644 | 0.91231 | 0 | 73.8766
| NEM | NEM Customer | Monthly System Peak Day | August | SCE 1-in-2 | 9 | 0.27844 | 0.37589 | 0.27844 | 0.37589 | 0 | 76.0693
| NEM | NEM Customer | Monthly System Peak Day | August | SCE 1-in-2 | 10 | -0.37769 | -0.19799 | -0.37769 | -0.19799 | 0 | 80.4336
| NEM | NEM Customer | Monthly System Peak Day | August | SCE 1-in-2 | 11 | -0.73822 | -0.47079 | -0.73822 | -0.47079 | 0 | 84.851
| NEM | NEM Customer | Monthly System Peak Day | August | SCE 1-in-2 | 12 | -0.78316 | -0.44518 | -0.78316 | -0.44518 | 0 | 88.6115
| NEM | NEM Customer | Monthly System Peak Day | August | SCE 1-in-2 | 13 | -0.60365 | -0.22472 | -0.60365 | -0.22472 | 0 | 91.1404
| NEM | NEM Customer | Monthly System Peak Day | August | SCE 1-in-2 | 14 | -0.25038 | 0.17185 | -0.25038 | 0.17185 | 0 | 93.3579
| NEM | NEM Customer | Monthly System Peak Day | August | SCE 1-in-2 | 15 | 0.23285 | 0.70099 | 0.23285 | 0.70099 | 0 | 94.9728
| NEM | NEM Customer | Monthly System Peak Day | August | SCE 1-in-2 | 16 | 0.90049 | 1.3817 | 0.90049 | 1.3817 | 0 | 95.1354
| NEM | NEM Customer | Monthly System Peak Day | August | SCE 1-in-2 | 17 | 1.6534 | 2.1016 | 0.41677 | 0.70995 | 0.021356 | 94.7407
| NEM | NEM Customer | Monthly System Peak Day | August | SCE 1-in-2 | 18 | 2.5987 | 2.8741 | 1.8635 | 2.0917 | 0.084815 | 92.8415
| NEM | NEM Customer | Monthly System Peak Day | August | SCE 1-in-2 | 19 | 3.342 | 3.3793 | 2.937 | 2.8769 | 0.07705 | 91.0413
| NEM | NEM Customer | Monthly System Peak Day | August | SCE 1-in-2 | 20 | 3.4554 | 3.3908 | 3.1335 | 3.0857 | 0.025131 | 89.5314
| NEM | NEM Customer | Monthly System Peak Day | August | SCE 1-in-2 | 21 | 3.3094 | 3.256 | 3.0166 | 2.98 | 0.036079 | 86.1045
| NEM | NEM Customer | Monthly System Peak Day | August | SCE 1-in-2 | 22 | 3.0734 | 3.0231 | 3.5684 | 3.6925 | 0.027085 | 82.8663
| NEM | NEM Customer | Monthly System Peak Day | August | SCE 1-in-2 | 23 | 2.8011 | 2.7767 | 2.9489 | 3.0521 | 0.023895 | 80.7103
| NEM | NEM Customer | Monthly System Peak Day | August | SCE 1-in-2 | 24 | 2.3811 | 2.3649 | 2.4542 | 2.5415 | 0.021846 | 79.0729
| NEM | NEM Customer | Monthly System Peak Day | December | CAISO 1-in-10 | 1 | 1.2373 | 1.2252 | 1.2373 | 1.2252 | 0 | 41.6561
| NEM | NEM Customer | Monthly System Peak Day | December | CAISO 1-in-10 | 2 | 1.1374 | 1.1257 | 1.1374 | 1.1257 | 0 | 40.8591
| NEM | NEM Customer | Monthly System Peak Day | December | CAISO 1-in-10 | 3 | 1.0667 | 1.0458 | 1.0667 | 1.0458 | 0 | 39.6952
| NEM | NEM Customer | Monthly System Peak Day | December | CAISO 1-in-10 | 4 | 1.0191 | 0.99643 | 1.0191 | 0.99643 | 0 | 39.0566
| NEM | NEM Customer | Monthly System Peak Day | December | CAISO 1-in-10 | 5 | 1.0098 | 0.98704 | 1.0098 | 0.98704 | 0 | 38.2545
| NEM | NEM Customer | Monthly System Peak Day | December | CAISO 1-in-10 | 6 | 1.0345 | 1.0278 | 1.0345 | 1.0278 | 0 | 37.4124
| NEM | NEM Customer | Monthly System Peak Day | December | CAISO 1-in-10 | 7 | 1.0857 | 1.1439 | 1.0857 | 1.1439 | 0 | 36.5311
| NEM | NEM Customer | Monthly System Peak Day | December | CAISO 1-in-10 | 8 | 0.83045 | 0.92633 | 0.83045 | 0.92633 | 0 | 36.5621
| NEM | NEM Customer | Monthly System Peak Day | December | CAISO 1-in-10 | 9 | 0.1742 | 0.27165 | 0.1742 | 0.27165 | 0 | 37.7355
| NEM | NEM Customer | Monthly System Peak Day | December | CAISO 1-in-10 | 10 | -0.54193 | -0.36223 | -0.54193 | -0.36223 | 0 | 41.5409
| NEM | NEM Customer | Monthly System Peak Day | December | CAISO 1-in-10 | 11 | -1.0455 | -0.77809 | -1.0455 | -0.77809 | 0 | 46.093
| NEM | NEM Customer | Monthly System Peak Day | December | CAISO 1-in-10 | 12 | -1.3326 | -0.9946 | -1.3326 | -0.9946 | 0 | 48.9345
| NEM | NEM Customer | Monthly System Peak Day | December | CAISO 1-in-10 | 13 | -1.3959 | -1.017 | -1.3959 | -1.017 | 0 | 50.2353
| NEM | NEM Customer | Monthly System Peak Day | December | CAISO 1-in-10 | 14 | -1.2047 | -0.78243 | -1.2047 | -0.78243 | 0 | 51.5066
| NEM | NEM Customer | Monthly System Peak Day | December | CAISO 1-in-10 | 15 | -0.8099 | -0.34175 | -0.8099 | -0.34175 | 0 | 52.4177
| NEM | NEM Customer | Monthly System Peak Day | December | CAISO 1-in-10 | 16 | -0.19234 | 0.28887 | -0.19234 | 0.28887 | 0 | 52.8425
| NEM | NEM Customer | Monthly System Peak Day | December | CAISO 1-in-10 | 17 | 0.51424 | 0.96244 | 0.51424 | 0.96244 | 0 | 52.4786
| NEM | NEM Customer | Monthly System Peak Day | December | CAISO 1-in-10 | 18 | 1.1097 | 1.3851 | 1.1097 | 1.3851 | 0 | 50.6797
| NEM | NEM Customer | Monthly System Peak Day | December | CAISO 1-in-10 | 19 | 1.4659 | 1.5032 | 1.4659 | 1.5032 | 0 | 48.4086
| NEM | NEM Customer | Monthly System Peak Day | December | CAISO 1-in-10 | 20 | 1.5671 | 1.5026 | 1.5671 | 1.5026 | 0 | 46.9844
| NEM | NEM Customer | Monthly System Peak Day | December | CAISO 1-in-10 | 21 | 1.5449 | 1.4914 | 1.5449 | 1.4914 | 0 | 45.5404
| NEM | NEM Customer | Monthly System Peak Day | December | CAISO 1-in-10 | 22 | 1.4815 | 1.4311 | 1.4815 | 1.4311 | 0 | 43.9596
| NEM | NEM Customer | Monthly System Peak Day | December | CAISO 1-in-10 | 23 | 1.4717 | 1.4472 | 1.4717 | 1.4472 | 0 | 43.0664
| NEM | NEM Customer | Monthly System Peak Day | December | CAISO 1-in-10 | 24 | 1.3432 | 1.327 | 1.3432 | 1.327 | 0 | 42.4767
| NEM | NEM Customer | Monthly System Peak Day | December | CAISO 1-in-2 | 1 | 1.1168 | 1.1047 | 1.1168 | 1.1047 | 0 | 48.5029
| NEM | NEM Customer | Monthly System Peak Day | December | CAISO 1-in-2 | 2 | 1.0174 | 1.0058 | 1.0174 | 1.0058 | 0 | 47.2047
| NEM | NEM Customer | Monthly System Peak Day | December | CAISO 1-in-2 | 3 | 0.94518 | 0.92429 | 0.94518 | 0.92429 | 0 | 46.5295
| NEM | NEM Customer | Monthly System Peak Day | December | CAISO 1-in-2 | 4 | 0.89419 | 0.87156 | 0.89419 | 0.87156 | 0 | 45.9613
| NEM | NEM Customer | Monthly System Peak Day | December | CAISO 1-in-2 | 5 | 0.87543 | 0.85262 | 0.87543 | 0.85262 | 0 | 45.3214
| NEM | NEM Customer | Monthly System Peak Day | December | CAISO 1-in-2 | 6 | 0.89093 | 0.88422 | 0.89093 | 0.88422 | 0 | 44.9922
| NEM | NEM Customer | Monthly System Peak Day | December | CAISO 1-in-2 | 7 | 0.92389 | 0.98204 | 0.92389 | 0.98204 | 0 | 44.7538
| NEM | NEM Customer | Monthly System Peak Day | December | CAISO 1-in-2 | 8 | 0.67953 | 0.7754 | 0.67953 | 0.7754 | 0 | 44.5294
| NEM | NEM Customer | Monthly System Peak Day | December | CAISO 1-in-2 | 9 | 0.065447 | 0.1629 | 0.065447 | 0.1629 | 0 | 45.3079
| NEM | NEM Customer | Monthly System Peak Day | December | CAISO 1-in-2 | 10 | -0.62142 | -0.44171 | -0.62142 | -0.44171 | 0 | 49.184
| NEM | NEM Customer | Monthly System Peak Day | December | CAISO 1-in-2 | 11 | -1.1472 | -0.87977 | -1.1472 | -0.87977 | 0 | 53.8115
| NEM | NEM Customer | Monthly System Peak Day | December | CAISO 1-in-2 | 12 | -1.4745 | -1.1365 | -1.4745 | -1.1365 | 0 | 58.1028
| NEM | NEM Customer | Monthly System Peak Day | December | CAISO 1-in-2 | 13 | -1.5684 | -1.1895 | -1.5684 | -1.1895 | 0 | 61.3016
| NEM | NEM Customer | Monthly System Peak Day | December | CAISO 1-in-2 | 14 | -1.4594 | -1.0372 | -1.4594 | -1.0372 | 0 | 63.0604
| NEM | NEM Customer | Monthly System Peak Day | December | CAISO 1-in-2 | 15 | -1.1593 | -0.69119 | -1.1593 | -0.69119 | 0 | 63.5075
| NEM | NEM Customer | Monthly System Peak Day | December | CAISO 1-in-2 | 16 | -0.62753 | -0.14633 | -0.62753 | -0.14633 | 0 | 63.4888
| NEM | NEM Customer | Monthly System Peak Day | December | CAISO 1-in-2 | 17 | 0.039571 | 0.48777 | 0.039571 | 0.48777 | 0 | 62.6661
| NEM | NEM Customer | Monthly System Peak Day | December | CAISO 1-in-2 | 18 | 0.75263 | 1.028 | 0.75263 | 1.028 | 0 | 60.1738
| NEM | NEM Customer | Monthly System Peak Day | December | CAISO 1-in-2 | 19 | 1.2457 | 1.283 | 1.2457 | 1.283 | 0 | 57.7132
| NEM | NEM Customer | Monthly System Peak Day | December | CAISO 1-in-2 | 20 | 1.43 | 1.3654 | 1.43 | 1.3654 | 0 | 55.7217
| NEM | NEM Customer | Monthly System Peak Day | December | CAISO 1-in-2 | 21 | 1.4264 | 1.373 | 1.4264 | 1.373 | 0 | 54.1152
| NEM | NEM Customer | Monthly System Peak Day | December | CAISO 1-in-2 | 22 | 1.3607 | 1.3103 | 1.3607 | 1.3103 | 0 | 52.359
| NEM | NEM Customer | Monthly System Peak Day | December | CAISO 1-in-2 | 23 | 1.3398 | 1.3154 | 1.3398 | 1.3154 | 0 | 51.15
| NEM | NEM Customer | Monthly System Peak Day | December | CAISO 1-in-2 | 24 | 1.2112 | 1.195 | 1.2112 | 1.195 | 0 | 49.8002
| NEM | NEM Customer | Monthly System Peak Day | December | SCE 1-in-10 | 1 | 1.2373 | 1.2252 | 1.2373 | 1.2252 | 0 | 41.6561
| NEM | NEM Customer | Monthly System Peak Day | December | SCE 1-in-10 | 2 | 1.1374 | 1.1257 | 1.1374 | 1.1257 | 0 | 40.8591
| NEM | NEM Customer | Monthly System Peak Day | December | SCE 1-in-10 | 3 | 1.0667 | 1.0458 | 1.0667 | 1.0458 | 0 | 39.6952
| NEM | NEM Customer | Monthly System Peak Day | December | SCE 1-in-10 | 4 | 1.0191 | 0.99643 | 1.0191 | 0.99643 | 0 | 39.0566
| NEM | NEM Customer | Monthly System Peak Day | December | SCE 1-in-10 | 5 | 1.0098 | 0.98704 | 1.0098 | 0.98704 | 0 | 38.2545
| NEM | NEM Customer | Monthly System Peak Day | December | SCE 1-in-10 | 6 | 1.0345 | 1.0278 | 1.0345 | 1.0278 | 0 | 37.4124
| NEM | NEM Customer | Monthly System Peak Day | December | SCE 1-in-10 | 7 | 1.0857 | 1.1439 | 1.0857 | 1.1439 | 0 | 36.5311
| NEM | NEM Customer | Monthly System Peak Day | December | SCE 1-in-10 | 8 | 0.83045 | 0.92633 | 0.83045 | 0.92633 | 0 | 36.5621
| NEM | NEM Customer | Monthly System Peak Day | December | SCE 1-in-10 | 9 | 0.1742 | 0.27165 | 0.1742 | 0.27165 | 0 | 37.7355
| NEM | NEM Customer | Monthly System Peak Day | December | SCE 1-in-10 | 10 | -0.54193 | -0.36223 | -0.54193 | -0.36223 | 0 | 41.5409
| NEM | NEM Customer | Monthly System Peak Day | December | SCE 1-in-10 | 11 | -1.0455 | -0.77809 | -1.0455 | -0.77809 | 0 | 46.093
| NEM | NEM Customer | Monthly System Peak Day | December | SCE 1-in-10 | 12 | -1.3326 | -0.9946 | -1.3326 | -0.9946 | 0 | 48.9345
| NEM | NEM Customer | Monthly System Peak Day | December | SCE 1-in-10 | 13 | -1.3959 | -1.017 | -1.3959 | -1.017 | 0 | 50.2353
| NEM | NEM Customer | Monthly System Peak Day | December | SCE 1-in-10 | 14 | -1.2047 | -0.78243 | -1.2047 | -0.78243 | 0 | 51.5066
| NEM | NEM Customer | Monthly System Peak Day | December | SCE 1-in-10 | 15 | -0.8099 | -0.34175 | -0.8099 | -0.34175 | 0 | 52.4177
| NEM | NEM Customer | Monthly System Peak Day | December | SCE 1-in-10 | 16 | -0.19234 | 0.28887 | -0.19234 | 0.28887 | 0 | 52.8425
| NEM | NEM Customer | Monthly System Peak Day | December | SCE 1-in-10 | 17 | 0.51424 | 0.96244 | 0.51424 | 0.96244 | 0 | 52.4786
| NEM | NEM Customer | Monthly System Peak Day | December | SCE 1-in-10 | 18 | 1.1097 | 1.3851 | 1.1097 | 1.3851 | 0 | 50.6797
| NEM | NEM Customer | Monthly System Peak Day | December | SCE 1-in-10 | 19 | 1.4659 | 1.5032 | 1.4659 | 1.5032 | 0 | 48.4086
| NEM | NEM Customer | Monthly System Peak Day | December | SCE 1-in-10 | 20 | 1.5671 | 1.5026 | 1.5671 | 1.5026 | 0 | 46.9844
| NEM | NEM Customer | Monthly System Peak Day | December | SCE 1-in-10 | 21 | 1.5449 | 1.4914 | 1.5449 | 1.4914 | 0 | 45.5404
| NEM | NEM Customer | Monthly System Peak Day | December | SCE 1-in-10 | 22 | 1.4815 | 1.4311 | 1.4815 | 1.4311 | 0 | 43.9596
| NEM | NEM Customer | Monthly System Peak Day | December | SCE 1-in-10 | 23 | 1.4717 | 1.4472 | 1.4717 | 1.4472 | 0 | 43.0664
| NEM | NEM Customer | Monthly System Peak Day | December | SCE 1-in-10 | 24 | 1.3432 | 1.327 | 1.3432 | 1.327 | 0 | 42.4767
| NEM | NEM Customer | Monthly System Peak Day | December | SCE 1-in-2 | 1 | 1.1929 | 1.1808 | 1.1929 | 1.1808 | 0 | 42.5347
| NEM | NEM Customer | Monthly System Peak Day | December | SCE 1-in-2 | 2 | 1.0932 | 1.0816 | 1.0932 | 1.0816 | 0 | 41.9954
| NEM | NEM Customer | Monthly System Peak Day | December | SCE 1-in-2 | 3 | 1.022 | 1.0011 | 1.022 | 1.0011 | 0 | 41.5349
| NEM | NEM Customer | Monthly System Peak Day | December | SCE 1-in-2 | 4 | 0.9731 | 0.95047 | 0.9731 | 0.95047 | 0 | 41.3597
| NEM | NEM Customer | Monthly System Peak Day | December | SCE 1-in-2 | 5 | 0.96038 | 0.93757 | 0.96038 | 0.93757 | 0 | 40.9347
| NEM | NEM Customer | Monthly System Peak Day | December | SCE 1-in-2 | 6 | 0.98168 | 0.97498 | 0.98168 | 0.97498 | 0 | 40.7809
| NEM | NEM Customer | Monthly System Peak Day | December | SCE 1-in-2 | 7 | 1.0262 | 1.0843 | 1.0262 | 1.0843 | 0 | 40.3854
| NEM | NEM Customer | Monthly System Peak Day | December | SCE 1-in-2 | 8 | 0.7749 | 0.87078 | 0.7749 | 0.87078 | 0 | 39.826
| NEM | NEM Customer | Monthly System Peak Day | December | SCE 1-in-2 | 9 | 0.13417 | 0.23162 | 0.13417 | 0.23162 | 0 | 40.5501
| NEM | NEM Customer | Monthly System Peak Day | December | SCE 1-in-2 | 10 | -0.57118 | -0.39148 | -0.57118 | -0.39148 | 0 | 44.4617
| NEM | NEM Customer | Monthly System Peak Day | December | SCE 1-in-2 | 11 | -1.0829 | -0.81552 | -1.0829 | -0.81552 | 0 | 48.3241
| NEM | NEM Customer | Monthly System Peak Day | December | SCE 1-in-2 | 12 | -1.3848 | -1.0468 | -1.3848 | -1.0468 | 0 | 52.4413
| NEM | NEM Customer | Monthly System Peak Day | December | SCE 1-in-2 | 13 | -1.4594 | -1.0805 | -1.4594 | -1.0805 | 0 | 54.6272
| NEM | NEM Customer | Monthly System Peak Day | December | SCE 1-in-2 | 14 | -1.2988 | -0.8766 | -1.2988 | -0.8766 | 0 | 56.1181
| NEM | NEM Customer | Monthly System Peak Day | December | SCE 1-in-2 | 15 | -0.94237 | -0.47422 | -0.94237 | -0.47422 | 0 | 57.1149
| NEM | NEM Customer | Monthly System Peak Day | December | SCE 1-in-2 | 16 | -0.35785 | 0.12335 | -0.35785 | 0.12335 | 0 | 57.4906
| NEM | NEM Customer | Monthly System Peak Day | December | SCE 1-in-2 | 17 | 0.33679 | 0.78498 | 0.33679 | 0.78498 | 0 | 57.1934
| NEM | NEM Customer | Monthly System Peak Day | December | SCE 1-in-2 | 18 | 0.97827 | 1.2537 | 0.97827 | 1.2537 | 0 | 55.2165
| NEM | NEM Customer | Monthly System Peak Day | December | SCE 1-in-2 | 19 | 1.3849 | 1.4222 | 1.3849 | 1.4222 | 0 | 52.4444
| NEM | NEM Customer | Monthly System Peak Day | December | SCE 1-in-2 | 20 | 1.5166 | 1.4521 | 1.5166 | 1.4521 | 0 | 50.4569
| NEM | NEM Customer | Monthly System Peak Day | December | SCE 1-in-2 | 21 | 1.5013 | 1.4478 | 1.5013 | 1.4478 | 0 | 48.7381
| NEM | NEM Customer | Monthly System Peak Day | December | SCE 1-in-2 | 22 | 1.437 | 1.3867 | 1.437 | 1.3867 | 0 | 46.8102
| NEM | NEM Customer | Monthly System Peak Day | December | SCE 1-in-2 | 23 | 1.4231 | 1.3987 | 1.4231 | 1.3987 | 0 | 45.0347
| NEM | NEM Customer | Monthly System Peak Day | December | SCE 1-in-2 | 24 | 1.2946 | 1.2784 | 1.2946 | 1.2784 | 0 | 43.7585
| NEM | NEM Customer | Monthly System Peak Day | February | CAISO 1-in-10 | 1 | 1.1427 | 1.1307 | 1.1427 | 1.1307 | 0 | 49.3076
| NEM | NEM Customer | Monthly System Peak Day | February | CAISO 1-in-10 | 2 | 1.0433 | 1.0316 | 1.0433 | 1.0316 | 0 | 49.021
| NEM | NEM Customer | Monthly System Peak Day | February | CAISO 1-in-10 | 3 | 0.97134 | 0.95046 | 0.97134 | 0.95046 | 0 | 48.9863
| NEM | NEM Customer | Monthly System Peak Day | February | CAISO 1-in-10 | 4 | 0.92107 | 0.89845 | 0.92107 | 0.89845 | 0 | 48.8447
| NEM | NEM Customer | Monthly System Peak Day | February | CAISO 1-in-10 | 5 | 0.90437 | 0.88157 | 0.90437 | 0.88157 | 0 | 48.3734
| NEM | NEM Customer | Monthly System Peak Day | February | CAISO 1-in-10 | 6 | 0.92185 | 0.91514 | 0.92185 | 0.91514 | 0 | 47.6606
| NEM | NEM Customer | Monthly System Peak Day | February | CAISO 1-in-10 | 7 | 0.95873 | 1.0169 | 0.95873 | 1.0169 | 0 | 47.2021
| NEM | NEM Customer | Monthly System Peak Day | February | CAISO 1-in-10 | 8 | 0.71203 | 0.8079 | 0.71203 | 0.8079 | 0 | 47.1162
| NEM | NEM Customer | Monthly System Peak Day | February | CAISO 1-in-10 | 9 | 0.088864 | 0.18631 | 0.088864 | 0.18631 | 0 | 47.3399
| NEM | NEM Customer | Monthly System Peak Day | February | CAISO 1-in-10 | 10 | -0.6043 | -0.4246 | -0.6043 | -0.4246 | 0 | 48.9248
| NEM | NEM Customer | Monthly System Peak Day | February | CAISO 1-in-10 | 11 | -1.1253 | -0.85788 | -1.1253 | -0.85788 | 0 | 50.1802
| NEM | NEM Customer | Monthly System Peak Day | February | CAISO 1-in-10 | 12 | -1.444 | -1.106 | -1.444 | -1.106 | 0 | 51.4696
| NEM | NEM Customer | Monthly System Peak Day | February | CAISO 1-in-10 | 13 | -1.5313 | -1.1523 | -1.5313 | -1.1523 | 0 | 52.5176
| NEM | NEM Customer | Monthly System Peak Day | February | CAISO 1-in-10 | 14 | -1.4054 | -0.9832 | -1.4054 | -0.9832 | 0 | 53.7482
| NEM | NEM Customer | Monthly System Peak Day | February | CAISO 1-in-10 | 15 | -1.0923 | -0.62418 | -1.0923 | -0.62418 | 0 | 54.5565
| NEM | NEM Customer | Monthly System Peak Day | February | CAISO 1-in-10 | 16 | -0.54521 | -0.064003 | -0.54521 | -0.064003 | 0 | 54.9035
| NEM | NEM Customer | Monthly System Peak Day | February | CAISO 1-in-10 | 17 | 0.13592 | 0.58412 | 0.13592 | 0.58412 | 0 | 55.9729
| NEM | NEM Customer | Monthly System Peak Day | February | CAISO 1-in-10 | 18 | 0.82952 | 1.1049 | 0.82952 | 1.1049 | 0 | 55.4032
| NEM | NEM Customer | Monthly System Peak Day | February | CAISO 1-in-10 | 19 | 1.2931 | 1.3305 | 1.2931 | 1.3305 | 0 | 54.2931
| NEM | NEM Customer | Monthly System Peak Day | February | CAISO 1-in-10 | 20 | 1.4595 | 1.3949 | 1.4595 | 1.3949 | 0 | 53.0989
| NEM | NEM Customer | Monthly System Peak Day | February | CAISO 1-in-10 | 21 | 1.4519 | 1.3985 | 1.4519 | 1.3985 | 0 | 52.582
| NEM | NEM Customer | Monthly System Peak Day | February | CAISO 1-in-10 | 22 | 1.3867 | 1.3364 | 1.3867 | 1.3364 | 0 | 51.9314
| NEM | NEM Customer | Monthly System Peak Day | February | CAISO 1-in-10 | 23 | 1.3682 | 1.3438 | 1.3682 | 1.3438 | 0 | 51.2727
| NEM | NEM Customer | Monthly System Peak Day | February | CAISO 1-in-10 | 24 | 1.2396 | 1.2234 | 1.2396 | 1.2234 | 0 | 50.5535
| NEM | NEM Customer | Monthly System Peak Day | February | CAISO 1-in-2 | 1 | 1.2019 | 1.1898 | 1.2019 | 1.1898 | 0 | 42.5604
| NEM | NEM Customer | Monthly System Peak Day | February | CAISO 1-in-2 | 2 | 1.1021 | 1.0905 | 1.1021 | 1.0905 | 0 | 41.7841
| NEM | NEM Customer | Monthly System Peak Day | February | CAISO 1-in-2 | 3 | 1.031 | 1.0101 | 1.031 | 1.0101 | 0 | 40.9367
| NEM | NEM Customer | Monthly System Peak Day | February | CAISO 1-in-2 | 4 | 0.98237 | 0.95974 | 0.98237 | 0.95974 | 0 | 40.4057
| NEM | NEM Customer | Monthly System Peak Day | February | CAISO 1-in-2 | 5 | 0.97035 | 0.94755 | 0.97035 | 0.94755 | 0 | 39.7256
| NEM | NEM Customer | Monthly System Peak Day | February | CAISO 1-in-2 | 6 | 0.99234 | 0.98564 | 0.99234 | 0.98564 | 0 | 38.9594
| NEM | NEM Customer | Monthly System Peak Day | February | CAISO 1-in-2 | 7 | 1.0382 | 1.0963 | 1.0382 | 1.0963 | 0 | 38.3891
| NEM | NEM Customer | Monthly System Peak Day | February | CAISO 1-in-2 | 8 | 0.78611 | 0.88198 | 0.78611 | 0.88198 | 0 | 38.0571
| NEM | NEM Customer | Monthly System Peak Day | February | CAISO 1-in-2 | 9 | 0.14224 | 0.23969 | 0.14224 | 0.23969 | 0 | 39.9535
| NEM | NEM Customer | Monthly System Peak Day | February | CAISO 1-in-2 | 10 | -0.56528 | -0.38558 | -0.56528 | -0.38558 | 0 | 43.5165
| NEM | NEM Customer | Monthly System Peak Day | February | CAISO 1-in-2 | 11 | -1.0754 | -0.80797 | -1.0754 | -0.80797 | 0 | 46.89
| NEM | NEM Customer | Monthly System Peak Day | February | CAISO 1-in-2 | 12 | -1.3743 | -1.0363 | -1.3743 | -1.0363 | 0 | 50.0448
| NEM | NEM Customer | Monthly System Peak Day | February | CAISO 1-in-2 | 13 | -1.4466 | -1.0677 | -1.4466 | -1.0677 | 0 | 52.5919
| NEM | NEM Customer | Monthly System Peak Day | February | CAISO 1-in-2 | 14 | -1.2798 | -0.85761 | -1.2798 | -0.85761 | 0 | 54.3535
| NEM | NEM Customer | Monthly System Peak Day | February | CAISO 1-in-2 | 15 | -0.91566 | -0.44751 | -0.91566 | -0.44751 | 0 | 55.6185
| NEM | NEM Customer | Monthly System Peak Day | February | CAISO 1-in-2 | 16 | -0.32447 | 0.15673 | -0.32447 | 0.15673 | 0 | 56.3906
| NEM | NEM Customer | Monthly System Peak Day | February | CAISO 1-in-2 | 17 | 0.37257 | 0.82077 | 0.37257 | 0.82077 | 0 | 56.5235
| NEM | NEM Customer | Monthly System Peak Day | February | CAISO 1-in-2 | 18 | 1.0048 | 1.2802 | 1.0048 | 1.2802 | 0 | 55.6596
| NEM | NEM Customer | Monthly System Peak Day | February | CAISO 1-in-2 | 19 | 1.4012 | 1.4385 | 1.4012 | 1.4385 | 0 | 53.4776
| NEM | NEM Customer | Monthly System Peak Day | February | CAISO 1-in-2 | 20 | 1.5268 | 1.4622 | 1.5268 | 1.4622 | 0 | 50.9454
| NEM | NEM Customer | Monthly System Peak Day | February | CAISO 1-in-2 | 21 | 1.5101 | 1.4566 | 1.5101 | 1.4566 | 0 | 49.3045
| NEM | NEM Customer | Monthly System Peak Day | February | CAISO 1-in-2 | 22 | 1.446 | 1.3956 | 1.446 | 1.3956 | 0 | 47.7486
| NEM | NEM Customer | Monthly System Peak Day | February | CAISO 1-in-2 | 23 | 1.4329 | 1.4085 | 1.4329 | 1.4085 | 0 | 46.2962
| NEM | NEM Customer | Monthly System Peak Day | February | CAISO 1-in-2 | 24 | 1.3044 | 1.2882 | 1.3044 | 1.2882 | 0 | 44.8325
| NEM | NEM Customer | Monthly System Peak Day | February | SCE 1-in-10 | 1 | 1.3602 | 1.3481 | 1.3602 | 1.3481 | 0 | 64.6164
| NEM | NEM Customer | Monthly System Peak Day | February | SCE 1-in-10 | 2 | 1.1681 | 1.1565 | 1.1681 | 1.1565 | 0 | 62.9005
| NEM | NEM Customer | Monthly System Peak Day | February | SCE 1-in-10 | 3 | 1.0116 | 0.99068 | 1.0116 | 0.99068 | 0 | 61.7046
| NEM | NEM Customer | Monthly System Peak Day | February | SCE 1-in-10 | 4 | 0.898 | 0.87537 | 0.898 | 0.87537 | 0 | 60.2604
| NEM | NEM Customer | Monthly System Peak Day | February | SCE 1-in-10 | 5 | 0.84008 | 0.81727 | 0.84008 | 0.81727 | 0 | 59.3724
| NEM | NEM Customer | Monthly System Peak Day | February | SCE 1-in-10 | 6 | 0.80966 | 0.80295 | 0.80966 | 0.80295 | 0 | 57.5118
| NEM | NEM Customer | Monthly System Peak Day | February | SCE 1-in-10 | 7 | 0.7601 | 0.81825 | 0.7601 | 0.81825 | 0 | 57.7134
| NEM | NEM Customer | Monthly System Peak Day | February | SCE 1-in-10 | 8 | 0.47299 | 0.56886 | 0.47299 | 0.56886 | 0 | 56.6782
| NEM | NEM Customer | Monthly System Peak Day | February | SCE 1-in-10 | 9 | -0.12279 | -0.025345 | -0.12279 | -0.025345 | 0 | 58.8831
| NEM | NEM Customer | Monthly System Peak Day | February | SCE 1-in-10 | 10 | -0.85742 | -0.67772 | -0.85742 | -0.67772 | 0 | 65.2015
| NEM | NEM Customer | Monthly System Peak Day | February | SCE 1-in-10 | 11 | -1.6418 | -1.3744 | -1.6418 | -1.3744 | 0 | 71.157
| NEM | NEM Customer | Monthly System Peak Day | February | SCE 1-in-10 | 12 | -2.0474 | -1.7094 | -2.0474 | -1.7094 | 0 | 76.0156
| NEM | NEM Customer | Monthly System Peak Day | February | SCE 1-in-10 | 13 | -2.0807 | -1.7017 | -2.0807 | -1.7017 | 0 | 79.3771
| NEM | NEM Customer | Monthly System Peak Day | February | SCE 1-in-10 | 14 | -1.906 | -1.4838 | -1.906 | -1.4838 | 0 | 81.6132
| NEM | NEM Customer | Monthly System Peak Day | February | SCE 1-in-10 | 15 | -1.5252 | -1.057 | -1.5252 | -1.057 | 0 | 82.9438
| NEM | NEM Customer | Monthly System Peak Day | February | SCE 1-in-10 | 16 | -0.87916 | -0.39796 | -0.87916 | -0.39796 | 0 | 83.4429
| NEM | NEM Customer | Monthly System Peak Day | February | SCE 1-in-10 | 17 | -0.12619 | 0.32201 | -0.85461 | -0.40641 | 0.039323 | 82.7616
| NEM | NEM Customer | Monthly System Peak Day | February | SCE 1-in-10 | 18 | 0.724 | 0.99939 | 0.26041 | 0.48856 | 0.18314 | 81.1251
| NEM | NEM Customer | Monthly System Peak Day | February | SCE 1-in-10 | 19 | 1.4976 | 1.5349 | 1.3607 | 1.3006 | 0.068412 | 76.9999
| NEM | NEM Customer | Monthly System Peak Day | February | SCE 1-in-10 | 20 | 1.7954 | 1.7308 | 1.6162 | 1.5684 | 0.089869 | 72.7217
| NEM | NEM Customer | Monthly System Peak Day | February | SCE 1-in-10 | 21 | 1.7916 | 1.7382 | 1.6409 | 1.6043 | 0.10396 | 69.3729
| NEM | NEM Customer | Monthly System Peak Day | February | SCE 1-in-10 | 22 | 1.7052 | 1.6548 | 2.1732 | 2.2974 | 0.087594 | 67.1357
| NEM | NEM Customer | Monthly System Peak Day | February | SCE 1-in-10 | 23 | 1.6245 | 1.6 | 1.6245 | 1.6898 | 0 | 64.897
| NEM | NEM Customer | Monthly System Peak Day | February | SCE 1-in-10 | 24 | 1.4013 | 1.3851 | 1.4013 | 1.4557 | 0 | 62.6696
| NEM | NEM Customer | Monthly System Peak Day | February | SCE 1-in-2 | 1 | 1.1984 | 1.1863 | 1.1984 | 1.1863 | 0 | 42.6584
| NEM | NEM Customer | Monthly System Peak Day | February | SCE 1-in-2 | 2 | 1.0987 | 1.0871 | 1.0987 | 1.0871 | 0 | 42.3305
| NEM | NEM Customer | Monthly System Peak Day | February | SCE 1-in-2 | 3 | 1.0275 | 1.0066 | 1.0275 | 1.0066 | 0 | 41.9948
| NEM | NEM Customer | Monthly System Peak Day | February | SCE 1-in-2 | 4 | 0.97879 | 0.95617 | 0.97879 | 0.95617 | 0 | 41.63
| NEM | NEM Customer | Monthly System Peak Day | February | SCE 1-in-2 | 5 | 0.96651 | 0.9437 | 0.96651 | 0.9437 | 0 | 41.0212
| NEM | NEM Customer | Monthly System Peak Day | February | SCE 1-in-2 | 6 | 0.98824 | 0.98153 | 0.98824 | 0.98153 | 0 | 40.3649
| NEM | NEM Customer | Monthly System Peak Day | February | SCE 1-in-2 | 7 | 1.0335 | 1.0917 | 1.0335 | 1.0917 | 0 | 40.3213
| NEM | NEM Customer | Monthly System Peak Day | February | SCE 1-in-2 | 8 | 0.78179 | 0.87766 | 0.78179 | 0.87766 | 0 | 40.2881
| NEM | NEM Customer | Monthly System Peak Day | February | SCE 1-in-2 | 9 | 0.13913 | 0.23658 | 0.13913 | 0.23658 | 0 | 41.7219
| NEM | NEM Customer | Monthly System Peak Day | February | SCE 1-in-2 | 10 | -0.56756 | -0.38786 | -0.56756 | -0.38786 | 0 | 44.2302
| NEM | NEM Customer | Monthly System Peak Day | February | SCE 1-in-2 | 11 | -1.0783 | -0.81088 | -1.0783 | -0.81088 | 0 | 46.959
| NEM | NEM Customer | Monthly System Peak Day | February | SCE 1-in-2 | 12 | -1.3784 | -1.0404 | -1.3784 | -1.0404 | 0 | 49.3351
| NEM | NEM Customer | Monthly System Peak Day | February | SCE 1-in-2 | 13 | -1.4515 | -1.0726 | -1.4515 | -1.0726 | 0 | 51.278
| NEM | NEM Customer | Monthly System Peak Day | February | SCE 1-in-2 | 14 | -1.2872 | -0.86493 | -1.2872 | -0.86493 | 0 | 52.8747
| NEM | NEM Customer | Monthly System Peak Day | February | SCE 1-in-2 | 15 | -0.92596 | -0.45781 | -0.92596 | -0.45781 | 0 | 54.2943
| NEM | NEM Customer | Monthly System Peak Day | February | SCE 1-in-2 | 16 | -0.33734 | 0.14386 | -0.33734 | 0.14386 | 0 | 55.2413
| NEM | NEM Customer | Monthly System Peak Day | February | SCE 1-in-2 | 17 | 0.35878 | 0.80698 | 0.35878 | 0.80698 | 0 | 55.4878
| NEM | NEM Customer | Monthly System Peak Day | February | SCE 1-in-2 | 18 | 0.99456 | 1.27 | 0.99456 | 1.27 | 0 | 54.8289
| NEM | NEM Customer | Monthly System Peak Day | February | SCE 1-in-2 | 19 | 1.3949 | 1.4322 | 1.3949 | 1.4322 | 0 | 52.9407
| NEM | NEM Customer | Monthly System Peak Day | February | SCE 1-in-2 | 20 | 1.5229 | 1.4583 | 1.5229 | 1.4583 | 0 | 51.0269
| NEM | NEM Customer | Monthly System Peak Day | February | SCE 1-in-2 | 21 | 1.5067 | 1.4532 | 1.5067 | 1.4532 | 0 | 49.3956
| NEM | NEM Customer | Monthly System Peak Day | February | SCE 1-in-2 | 22 | 1.4425 | 1.3922 | 1.4425 | 1.3922 | 0 | 48.0059
| NEM | NEM Customer | Monthly System Peak Day | February | SCE 1-in-2 | 23 | 1.4292 | 1.4047 | 1.4292 | 1.4047 | 0 | 46.8773
| NEM | NEM Customer | Monthly System Peak Day | February | SCE 1-in-2 | 24 | 1.3006 | 1.2844 | 1.3006 | 1.2844 | 0 | 45.7056
| NEM | NEM Customer | Monthly System Peak Day | January | CAISO 1-in-10 | 1 | 1.2312 | 1.2191 | 1.2312 | 1.2191 | 0 | 45.1145
| NEM | NEM Customer | Monthly System Peak Day | January | CAISO 1-in-10 | 2 | 1.1313 | 1.1197 | 1.1313 | 1.1197 | 0 | 44.2572
| NEM | NEM Customer | Monthly System Peak Day | January | CAISO 1-in-10 | 3 | 1.0605 | 1.0397 | 1.0605 | 1.0397 | 0 | 43.8574
| NEM | NEM Customer | Monthly System Peak Day | January | CAISO 1-in-10 | 4 | 1.0127 | 0.9901 | 1.0127 | 0.9901 | 0 | 43.4531
| NEM | NEM Customer | Monthly System Peak Day | January | CAISO 1-in-10 | 5 | 1.003 | 0.98023 | 1.003 | 0.98023 | 0 | 43.0839
| NEM | NEM Customer | Monthly System Peak Day | January | CAISO 1-in-10 | 6 | 1.0273 | 1.0206 | 1.0273 | 1.0206 | 0 | 42.4182
| NEM | NEM Customer | Monthly System Peak Day | January | CAISO 1-in-10 | 7 | 1.0775 | 1.1357 | 1.0775 | 1.1357 | 0 | 41.9964
| NEM | NEM Customer | Monthly System Peak Day | January | CAISO 1-in-10 | 8 | 0.82281 | 0.91868 | 0.82281 | 0.91868 | 0 | 40.9599
| NEM | NEM Customer | Monthly System Peak Day | January | CAISO 1-in-10 | 9 | 0.16869 | 0.26614 | 0.16869 | 0.26614 | 0 | 40.7993
| NEM | NEM Customer | Monthly System Peak Day | January | CAISO 1-in-10 | 10 | -0.54596 | -0.36625 | -0.54596 | -0.36625 | 0 | 43.0044
| NEM | NEM Customer | Monthly System Peak Day | January | CAISO 1-in-10 | 11 | -1.0507 | -0.78324 | -1.0507 | -0.78324 | 0 | 44.2805
| NEM | NEM Customer | Monthly System Peak Day | January | CAISO 1-in-10 | 12 | -1.3398 | -1.0018 | -1.3398 | -1.0018 | 0 | 46.1917
| NEM | NEM Customer | Monthly System Peak Day | January | CAISO 1-in-10 | 13 | -1.4047 | -1.0257 | -1.4047 | -1.0257 | 0 | 47.3632
| NEM | NEM Customer | Monthly System Peak Day | January | CAISO 1-in-10 | 14 | -1.2176 | -0.79539 | -1.2176 | -0.79539 | 0 | 47.7667
| NEM | NEM Customer | Monthly System Peak Day | January | CAISO 1-in-10 | 15 | -0.82814 | -0.35999 | -0.82814 | -0.35999 | 0 | 48.337
| NEM | NEM Customer | Monthly System Peak Day | January | CAISO 1-in-10 | 16 | -0.21513 | 0.26608 | -0.21513 | 0.26608 | 0 | 49.2144
| NEM | NEM Customer | Monthly System Peak Day | January | CAISO 1-in-10 | 17 | 0.4898 | 0.938 | 0.4898 | 0.938 | 0 | 49.2866
| NEM | NEM Customer | Monthly System Peak Day | January | CAISO 1-in-10 | 18 | 1.0916 | 1.367 | 1.0916 | 1.367 | 0 | 48.2931
| NEM | NEM Customer | Monthly System Peak Day | January | CAISO 1-in-10 | 19 | 1.4547 | 1.4921 | 1.4547 | 1.4921 | 0 | 46.6556
| NEM | NEM Customer | Monthly System Peak Day | January | CAISO 1-in-10 | 20 | 1.5602 | 1.4956 | 1.5602 | 1.4956 | 0 | 45.6768
| NEM | NEM Customer | Monthly System Peak Day | January | CAISO 1-in-10 | 21 | 1.5389 | 1.4854 | 1.5389 | 1.4854 | 0 | 44.5324
| NEM | NEM Customer | Monthly System Peak Day | January | CAISO 1-in-10 | 22 | 1.4753 | 1.425 | 1.4753 | 1.425 | 0 | 43.9191
| NEM | NEM Customer | Monthly System Peak Day | January | CAISO 1-in-10 | 23 | 1.465 | 1.4405 | 1.465 | 1.4405 | 0 | 42.9132
| NEM | NEM Customer | Monthly System Peak Day | January | CAISO 1-in-10 | 24 | 1.3365 | 1.3203 | 1.3365 | 1.3203 | 0 | 41.9076
| NEM | NEM Customer | Monthly System Peak Day | January | CAISO 1-in-2 | 1 | 1.1583 | 1.1462 | 1.1583 | 1.1462 | 0 | 47.7959
| NEM | NEM Customer | Monthly System Peak Day | January | CAISO 1-in-2 | 2 | 1.0587 | 1.0471 | 1.0587 | 1.0471 | 0 | 46.9529
| NEM | NEM Customer | Monthly System Peak Day | January | CAISO 1-in-2 | 3 | 0.987 | 0.96612 | 0.987 | 0.96612 | 0 | 46.0724
| NEM | NEM Customer | Monthly System Peak Day | January | CAISO 1-in-2 | 4 | 0.93716 | 0.91454 | 0.93716 | 0.91454 | 0 | 45.3713
| NEM | NEM Customer | Monthly System Peak Day | January | CAISO 1-in-2 | 5 | 0.92169 | 0.89889 | 0.92169 | 0.89889 | 0 | 44.7724
| NEM | NEM Customer | Monthly System Peak Day | January | CAISO 1-in-2 | 6 | 0.94036 | 0.93365 | 0.94036 | 0.93365 | 0 | 44.5938
| NEM | NEM Customer | Monthly System Peak Day | January | CAISO 1-in-2 | 7 | 0.97959 | 1.0377 | 0.97959 | 1.0377 | 0 | 43.8828
| NEM | NEM Customer | Monthly System Peak Day | January | CAISO 1-in-2 | 8 | 0.73147 | 0.82735 | 0.73147 | 0.82735 | 0 | 43.5113
| NEM | NEM Customer | Monthly System Peak Day | January | CAISO 1-in-2 | 9 | 0.10288 | 0.20033 | 0.10288 | 0.20033 | 0 | 44.1784
| NEM | NEM Customer | Monthly System Peak Day | January | CAISO 1-in-2 | 10 | -0.59406 | -0.41436 | -0.59406 | -0.41436 | 0 | 46.9679
| NEM | NEM Customer | Monthly System Peak Day | January | CAISO 1-in-2 | 11 | -1.1122 | -0.84478 | -1.1122 | -0.84478 | 0 | 50.2272
| NEM | NEM Customer | Monthly System Peak Day | January | CAISO 1-in-2 | 12 | -1.4257 | -1.0877 | -1.4257 | -1.0877 | 0 | 53.0451
| NEM | NEM Customer | Monthly System Peak Day | January | CAISO 1-in-2 | 13 | -1.509 | -1.1301 | -1.509 | -1.1301 | 0 | 54.7771
| NEM | NEM Customer | Monthly System Peak Day | January | CAISO 1-in-2 | 14 | -1.3725 | -0.95023 | -1.3725 | -0.95023 | 0 | 55.8555
| NEM | NEM Customer | Monthly System Peak Day | January | CAISO 1-in-2 | 15 | -1.0459 | -0.5778 | -1.0459 | -0.5778 | 0 | 56.8111
| NEM | NEM Customer | Monthly System Peak Day | January | CAISO 1-in-2 | 16 | -0.48726 | -0.0060582 | -0.48726 | -0.0060582 | 0 | 56.9868
| NEM | NEM Customer | Monthly System Peak Day | January | CAISO 1-in-2 | 17 | 0.19972 | 0.64791 | 0.19972 | 0.64791 | 0 | 56.5037
| NEM | NEM Customer | Monthly System Peak Day | January | CAISO 1-in-2 | 18 | 0.87535 | 1.1507 | 0.87535 | 1.1507 | 0 | 55.2052
| NEM | NEM Customer | Monthly System Peak Day | January | CAISO 1-in-2 | 19 | 1.3196 | 1.3569 | 1.3196 | 1.3569 | 0 | 53.7878
| NEM | NEM Customer | Monthly System Peak Day | January | CAISO 1-in-2 | 20 | 1.4771 | 1.4125 | 1.4771 | 1.4125 | 0 | 52.5832
| NEM | NEM Customer | Monthly System Peak Day | January | CAISO 1-in-2 | 21 | 1.4679 | 1.4144 | 1.4679 | 1.4144 | 0 | 51.2918
| NEM | NEM Customer | Monthly System Peak Day | January | CAISO 1-in-2 | 22 | 1.4022 | 1.3519 | 1.4022 | 1.3519 | 0 | 50.2355
| NEM | NEM Customer | Monthly System Peak Day | January | CAISO 1-in-2 | 23 | 1.3852 | 1.3608 | 1.3852 | 1.3608 | 0 | 49.2133
| NEM | NEM Customer | Monthly System Peak Day | January | CAISO 1-in-2 | 24 | 1.2566 | 1.2404 | 1.2566 | 1.2404 | 0 | 48.3094
| NEM | NEM Customer | Monthly System Peak Day | January | SCE 1-in-10 | 1 | 1.2171 | 1.205 | 1.2171 | 1.205 | 0 | 44.9051
| NEM | NEM Customer | Monthly System Peak Day | January | SCE 1-in-10 | 2 | 1.1173 | 1.1056 | 1.1173 | 1.1056 | 0 | 44.35
| NEM | NEM Customer | Monthly System Peak Day | January | SCE 1-in-10 | 3 | 1.0463 | 1.0254 | 1.0463 | 1.0254 | 0 | 43.5433
| NEM | NEM Customer | Monthly System Peak Day | January | SCE 1-in-10 | 4 | 0.99811 | 0.97548 | 0.99811 | 0.97548 | 0 | 43.1201
| NEM | NEM Customer | Monthly System Peak Day | January | SCE 1-in-10 | 5 | 0.9873 | 0.96449 | 0.9873 | 0.96449 | 0 | 43.0393
| NEM | NEM Customer | Monthly System Peak Day | January | SCE 1-in-10 | 6 | 1.0122 | 1.0055 | 1.0122 | 1.0055 | 0 | 42.7716
| NEM | NEM Customer | Monthly System Peak Day | January | SCE 1-in-10 | 7 | 1.0586 | 1.1167 | 1.0586 | 1.1167 | 0 | 41.7296
| NEM | NEM Customer | Monthly System Peak Day | January | SCE 1-in-10 | 8 | 0.80513 | 0.901 | 0.80513 | 0.901 | 0 | 40.9727
| NEM | NEM Customer | Monthly System Peak Day | January | SCE 1-in-10 | 9 | 0.15595 | 0.2534 | 0.15595 | 0.2534 | 0 | 41.4039
| NEM | NEM Customer | Monthly System Peak Day | January | SCE 1-in-10 | 10 | -0.55527 | -0.37556 | -0.55527 | -0.37556 | 0 | 43.8436
| NEM | NEM Customer | Monthly System Peak Day | January | SCE 1-in-10 | 11 | -1.0626 | -0.79515 | -1.0626 | -0.79515 | 0 | 46.1032
| NEM | NEM Customer | Monthly System Peak Day | January | SCE 1-in-10 | 12 | -1.3564 | -1.0184 | -1.3564 | -1.0184 | 0 | 47.9156
| NEM | NEM Customer | Monthly System Peak Day | January | SCE 1-in-10 | 13 | -1.4249 | -1.0459 | -1.4249 | -1.0459 | 0 | 48.6582
| NEM | NEM Customer | Monthly System Peak Day | January | SCE 1-in-10 | 14 | -1.2476 | -0.82536 | -1.2476 | -0.82536 | 0 | 49.2803
| NEM | NEM Customer | Monthly System Peak Day | January | SCE 1-in-10 | 15 | -0.87029 | -0.40214 | -0.87029 | -0.40214 | 0 | 49.8286
| NEM | NEM Customer | Monthly System Peak Day | January | SCE 1-in-10 | 16 | -0.26779 | 0.21341 | -0.26779 | 0.21341 | 0 | 50.3293
| NEM | NEM Customer | Monthly System Peak Day | January | SCE 1-in-10 | 17 | 0.43334 | 0.88154 | 0.43334 | 0.88154 | 0 | 50.3533
| NEM | NEM Customer | Monthly System Peak Day | January | SCE 1-in-10 | 18 | 1.0496 | 1.325 | 1.0496 | 1.325 | 0 | 49.4055
| NEM | NEM Customer | Monthly System Peak Day | January | SCE 1-in-10 | 19 | 1.4269 | 1.4642 | 1.4269 | 1.4642 | 0 | 48.0132
| NEM | NEM Customer | Monthly System Peak Day | January | SCE 1-in-10 | 20 | 1.544 | 1.4794 | 1.544 | 1.4794 | 0 | 47.4017
| NEM | NEM Customer | Monthly System Peak Day | January | SCE 1-in-10 | 21 | 1.5265 | 1.473 | 1.5265 | 1.473 | 0 | 46.6181
| NEM | NEM Customer | Monthly System Peak Day | January | SCE 1-in-10 | 22 | 1.4613 | 1.4109 | 1.4613 | 1.4109 | 0 | 45.8573
| NEM | NEM Customer | Monthly System Peak Day | January | SCE 1-in-10 | 23 | 1.4495 | 1.425 | 1.4495 | 1.425 | 0 | 45.1732
| NEM | NEM Customer | Monthly System Peak Day | January | SCE 1-in-10 | 24 | 1.3217 | 1.3055 | 1.3217 | 1.3055 | 0 | 44.5944
| NEM | NEM Customer | Monthly System Peak Day | January | SCE 1-in-2 | 1 | 1.2021 | 1.19 | 1.2021 | 1.19 | 0 | 45.1043
| NEM | NEM Customer | Monthly System Peak Day | January | SCE 1-in-2 | 2 | 1.1023 | 1.0907 | 1.1023 | 1.0907 | 0 | 43.9436
| NEM | NEM Customer | Monthly System Peak Day | January | SCE 1-in-2 | 3 | 1.0312 | 1.0103 | 1.0312 | 1.0103 | 0 | 42.3665
| NEM | NEM Customer | Monthly System Peak Day | January | SCE 1-in-2 | 4 | 0.98257 | 0.95994 | 0.98257 | 0.95994 | 0 | 41.4145
| NEM | NEM Customer | Monthly System Peak Day | January | SCE 1-in-2 | 5 | 0.97057 | 0.94776 | 0.97057 | 0.94776 | 0 | 40.4752
| NEM | NEM Customer | Monthly System Peak Day | January | SCE 1-in-2 | 6 | 0.99257 | 0.98586 | 0.99257 | 0.98586 | 0 | 39.8946
| NEM | NEM Customer | Monthly System Peak Day | January | SCE 1-in-2 | 7 | 1.0384 | 1.0966 | 1.0384 | 1.0966 | 0 | 39.6693
| NEM | NEM Customer | Monthly System Peak Day | January | SCE 1-in-2 | 8 | 0.78635 | 0.88222 | 0.78635 | 0.88222 | 0 | 39.9446
| NEM | NEM Customer | Monthly System Peak Day | January | SCE 1-in-2 | 9 | 0.14242 | 0.23987 | 0.14242 | 0.23987 | 0 | 40.6913
| NEM | NEM Customer | Monthly System Peak Day | January | SCE 1-in-2 | 10 | -0.56516 | -0.38545 | -0.56516 | -0.38545 | 0 | 43.5591
| NEM | NEM Customer | Monthly System Peak Day | January | SCE 1-in-2 | 11 | -1.0752 | -0.80781 | -1.0752 | -0.80781 | 0 | 47.3619
| NEM | NEM Customer | Monthly System Peak Day | January | SCE 1-in-2 | 12 | -1.3741 | -1.0361 | -1.3741 | -1.0361 | 0 | 50.5769
| NEM | NEM Customer | Monthly System Peak Day | January | SCE 1-in-2 | 13 | -1.4463 | -1.0674 | -1.4463 | -1.0674 | 0 | 52.4442
| NEM | NEM Customer | Monthly System Peak Day | January | SCE 1-in-2 | 14 | -1.2794 | -0.8572 | -1.2794 | -0.8572 | 0 | 52.7742
| NEM | NEM Customer | Monthly System Peak Day | January | SCE 1-in-2 | 15 | -0.91509 | -0.44694 | -0.91509 | -0.44694 | 0 | 52.9163
| NEM | NEM Customer | Monthly System Peak Day | January | SCE 1-in-2 | 16 | -0.32376 | 0.15745 | -0.32376 | 0.15745 | 0 | 53.9268
| NEM | NEM Customer | Monthly System Peak Day | January | SCE 1-in-2 | 17 | 0.37334 | 0.82154 | 0.37334 | 0.82154 | 0 | 54.2861
| NEM | NEM Customer | Monthly System Peak Day | January | SCE 1-in-2 | 18 | 1.0053 | 1.2807 | 1.0053 | 1.2807 | 0 | 53.2987
| NEM | NEM Customer | Monthly System Peak Day | January | SCE 1-in-2 | 19 | 1.4016 | 1.4389 | 1.4016 | 1.4389 | 0 | 51.3547
| NEM | NEM Customer | Monthly System Peak Day | January | SCE 1-in-2 | 20 | 1.527 | 1.4625 | 1.527 | 1.4625 | 0 | 49.8574
| NEM | NEM Customer | Monthly System Peak Day | January | SCE 1-in-2 | 21 | 1.5103 | 1.4568 | 1.5103 | 1.4568 | 0 | 48.8128
| NEM | NEM Customer | Monthly System Peak Day | January | SCE 1-in-2 | 22 | 1.4462 | 1.3958 | 1.4462 | 1.3958 | 0 | 47.7651
| NEM | NEM Customer | Monthly System Peak Day | January | SCE 1-in-2 | 23 | 1.4331 | 1.4087 | 1.4331 | 1.4087 | 0 | 46.4421
| NEM | NEM Customer | Monthly System Peak Day | January | SCE 1-in-2 | 24 | 1.3046 | 1.2884 | 1.3046 | 1.2884 | 0 | 45.7611
| NEM | NEM Customer | Monthly System Peak Day | July | CAISO 1-in-10 | 1 | 2.1139 | 2.1019 | 2.1139 | 2.1019 | 0 | 79.299
| NEM | NEM Customer | Monthly System Peak Day | July | CAISO 1-in-10 | 2 | 1.846 | 1.8344 | 1.846 | 1.8344 | 0 | 78.5021
| NEM | NEM Customer | Monthly System Peak Day | July | CAISO 1-in-10 | 3 | 1.6058 | 1.5849 | 1.6058 | 1.5849 | 0 | 77.2128
| NEM | NEM Customer | Monthly System Peak Day | July | CAISO 1-in-10 | 4 | 1.4145 | 1.3919 | 1.4145 | 1.3919 | 0 | 75.9915
| NEM | NEM Customer | Monthly System Peak Day | July | CAISO 1-in-10 | 5 | 1.2795 | 1.2567 | 1.2795 | 1.2567 | 0 | 75.0442
| NEM | NEM Customer | Monthly System Peak Day | July | CAISO 1-in-10 | 6 | 1.2037 | 1.197 | 1.2037 | 1.197 | 0 | 74.4795
| NEM | NEM Customer | Monthly System Peak Day | July | CAISO 1-in-10 | 7 | 1.0962 | 1.1543 | 1.0962 | 1.1543 | 0 | 73.9359
| NEM | NEM Customer | Monthly System Peak Day | July | CAISO 1-in-10 | 8 | 0.82424 | 0.92011 | 0.82424 | 0.92011 | 0 | 74.1716
| NEM | NEM Customer | Monthly System Peak Day | July | CAISO 1-in-10 | 9 | 0.31963 | 0.41708 | 0.31963 | 0.41708 | 0 | 77.0578
| NEM | NEM Customer | Monthly System Peak Day | July | CAISO 1-in-10 | 10 | -0.34534 | -0.16563 | -0.34534 | -0.16563 | 0 | 81.142
| NEM | NEM Customer | Monthly System Peak Day | July | CAISO 1-in-10 | 11 | -0.67284 | -0.40541 | -0.67284 | -0.40541 | 0 | 85.505
| NEM | NEM Customer | Monthly System Peak Day | July | CAISO 1-in-10 | 12 | -0.70674 | -0.36876 | -0.70674 | -0.36876 | 0 | 89.3872
| NEM | NEM Customer | Monthly System Peak Day | July | CAISO 1-in-10 | 13 | -0.5155 | -0.13657 | -0.5155 | -0.13657 | 0 | 92.1948
| NEM | NEM Customer | Monthly System Peak Day | July | CAISO 1-in-10 | 14 | -0.14095 | 0.28128 | -0.14095 | 0.28128 | 0 | 94.2879
| NEM | NEM Customer | Monthly System Peak Day | July | CAISO 1-in-10 | 15 | 0.34882 | 0.81697 | 0.34882 | 0.81697 | 0 | 95.6701
| NEM | NEM Customer | Monthly System Peak Day | July | CAISO 1-in-10 | 16 | 1.035 | 1.5162 | 1.035 | 1.5162 | 0 | 96.3632
| NEM | NEM Customer | Monthly System Peak Day | July | CAISO 1-in-10 | 17 | 1.7823 | 2.2305 | 0.51773 | 0.81091 | 0.021953 | 95.9518
| NEM | NEM Customer | Monthly System Peak Day | July | CAISO 1-in-10 | 18 | 2.7077 | 2.9831 | 1.9161 | 2.1442 | 0.069156 | 95.2741
| NEM | NEM Customer | Monthly System Peak Day | July | CAISO 1-in-10 | 19 | 3.4196 | 3.4569 | 2.9685 | 2.9084 | 0.059044 | 93.457
| NEM | NEM Customer | Monthly System Peak Day | July | CAISO 1-in-10 | 20 | 3.5496 | 3.485 | 3.216 | 3.1682 | 0.022012 | 90.9086
| NEM | NEM Customer | Monthly System Peak Day | July | CAISO 1-in-10 | 21 | 3.3985 | 3.3451 | 3.0941 | 3.0575 | 0.03135 | 87.4693
| NEM | NEM Customer | Monthly System Peak Day | July | CAISO 1-in-10 | 22 | 3.1502 | 3.0999 | 3.6462 | 3.7704 | 0.025741 | 83.4737
| NEM | NEM Customer | Monthly System Peak Day | July | CAISO 1-in-10 | 23 | 2.8673 | 2.8428 | 3.0249 | 3.128 | 0.022543 | 81.5488
| NEM | NEM Customer | Monthly System Peak Day | July | CAISO 1-in-10 | 24 | 2.4367 | 2.4205 | 2.515 | 2.6023 | 0.020968 | 79.8779
| NEM | NEM Customer | Monthly System Peak Day | July | CAISO 1-in-2 | 1 | 1.8613 | 1.8493 | 1.8613 | 1.8493 | 0 | 75.481
| NEM | NEM Customer | Monthly System Peak Day | July | CAISO 1-in-2 | 2 | 1.5956 | 1.5839 | 1.5956 | 1.5839 | 0 | 74.3636
| NEM | NEM Customer | Monthly System Peak Day | July | CAISO 1-in-2 | 3 | 1.4002 | 1.3793 | 1.4002 | 1.3793 | 0 | 73.3684
| NEM | NEM Customer | Monthly System Peak Day | July | CAISO 1-in-2 | 4 | 1.2524 | 1.2297 | 1.2524 | 1.2297 | 0 | 72.5496
| NEM | NEM Customer | Monthly System Peak Day | July | CAISO 1-in-2 | 5 | 1.1412 | 1.1184 | 1.1412 | 1.1184 | 0 | 71.75
| NEM | NEM Customer | Monthly System Peak Day | July | CAISO 1-in-2 | 6 | 1.0711 | 1.0644 | 1.0711 | 1.0644 | 0 | 71.034
| NEM | NEM Customer | Monthly System Peak Day | July | CAISO 1-in-2 | 7 | 0.96523 | 1.0234 | 0.96523 | 1.0234 | 0 | 70.5076
| NEM | NEM Customer | Monthly System Peak Day | July | CAISO 1-in-2 | 8 | 0.67755 | 0.77343 | 0.67755 | 0.77343 | 0 | 70.8557
| NEM | NEM Customer | Monthly System Peak Day | July | CAISO 1-in-2 | 9 | 0.18608 | 0.28353 | 0.18608 | 0.28353 | 0 | 73.838
| NEM | NEM Customer | Monthly System Peak Day | July | CAISO 1-in-2 | 10 | -0.4511 | -0.2714 | -0.4511 | -0.2714 | 0 | 78.0707
| NEM | NEM Customer | Monthly System Peak Day | July | CAISO 1-in-2 | 11 | -0.8676 | -0.60018 | -0.8676 | -0.60018 | 0 | 82.6903
| NEM | NEM Customer | Monthly System Peak Day | July | CAISO 1-in-2 | 12 | -0.98805 | -0.65007 | -0.98805 | -0.65007 | 0 | 86.66
| NEM | NEM Customer | Monthly System Peak Day | July | CAISO 1-in-2 | 13 | -0.86775 | -0.48882 | -0.86775 | -0.48882 | 0 | 89.8726
| NEM | NEM Customer | Monthly System Peak Day | July | CAISO 1-in-2 | 14 | -0.53646 | -0.11423 | -0.53646 | -0.11423 | 0 | 92.109
| NEM | NEM Customer | Monthly System Peak Day | July | CAISO 1-in-2 | 15 | -0.06173 | 0.40642 | -0.06173 | 0.40642 | 0 | 93.7312
| NEM | NEM Customer | Monthly System Peak Day | July | CAISO 1-in-2 | 16 | 0.61765 | 1.0989 | 0.61765 | 1.0989 | 0 | 94.1229
| NEM | NEM Customer | Monthly System Peak Day | July | CAISO 1-in-2 | 17 | 1.3954 | 1.8436 | 0.16986 | 0.46303 | 0.021278 | 94.262
| NEM | NEM Customer | Monthly System Peak Day | July | CAISO 1-in-2 | 18 | 2.3077 | 2.5831 | 1.5759 | 1.8041 | 0.08587 | 92.6939
| NEM | NEM Customer | Monthly System Peak Day | July | CAISO 1-in-2 | 19 | 3.0399 | 3.0772 | 2.6367 | 2.5765 | 0.077772 | 90.9503
| NEM | NEM Customer | Monthly System Peak Day | July | CAISO 1-in-2 | 20 | 3.2106 | 3.1461 | 2.8993 | 2.8515 | 0.02873 | 88.2832
| NEM | NEM Customer | Monthly System Peak Day | July | CAISO 1-in-2 | 21 | 3.097 | 3.0436 | 2.8108 | 2.7742 | 0.038919 | 85.3252
| NEM | NEM Customer | Monthly System Peak Day | July | CAISO 1-in-2 | 22 | 2.8762 | 2.8259 | 3.3705 | 3.4946 | 0.028108 | 82.4544
| NEM | NEM Customer | Monthly System Peak Day | July | CAISO 1-in-2 | 23 | 2.628 | 2.6036 | 2.7716 | 2.8748 | 0.024606 | 80.3532
| NEM | NEM Customer | Monthly System Peak Day | July | CAISO 1-in-2 | 24 | 2.2481 | 2.2319 | 2.3188 | 2.4061 | 0.022393 | 78.7093
| NEM | NEM Customer | Monthly System Peak Day | July | SCE 1-in-10 | 1 | 2.0709 | 2.0588 | 2.0709 | 2.0588 | 0 | 78.9907
| NEM | NEM Customer | Monthly System Peak Day | July | SCE 1-in-10 | 2 | 1.6988 | 1.6871 | 1.6988 | 1.6871 | 0 | 76.7238
| NEM | NEM Customer | Monthly System Peak Day | July | SCE 1-in-10 | 3 | 1.4568 | 1.4359 | 1.4568 | 1.4359 | 0 | 74.9162
| NEM | NEM Customer | Monthly System Peak Day | July | SCE 1-in-10 | 4 | 1.316 | 1.2934 | 1.316 | 1.2934 | 0 | 73.936
| NEM | NEM Customer | Monthly System Peak Day | July | SCE 1-in-10 | 5 | 1.2064 | 1.1836 | 1.2064 | 1.1836 | 0 | 72.8625
| NEM | NEM Customer | Monthly System Peak Day | July | SCE 1-in-10 | 6 | 1.1386 | 1.1318 | 1.1386 | 1.1318 | 0 | 72.082
| NEM | NEM Customer | Monthly System Peak Day | July | SCE 1-in-10 | 7 | 1.0142 | 1.0724 | 1.0142 | 1.0724 | 0 | 71.6003
| NEM | NEM Customer | Monthly System Peak Day | July | SCE 1-in-10 | 8 | 0.70299 | 0.79886 | 0.70299 | 0.79886 | 0 | 72.4131
| NEM | NEM Customer | Monthly System Peak Day | July | SCE 1-in-10 | 9 | 0.25128 | 0.34873 | 0.25128 | 0.34873 | 0 | 76.5686
| NEM | NEM Customer | Monthly System Peak Day | July | SCE 1-in-10 | 10 | -0.10748 | 0.072227 | -0.10748 | 0.072227 | 0 | 82.6655
| NEM | NEM Customer | Monthly System Peak Day | July | SCE 1-in-10 | 11 | -0.31239 | -0.044961 | -0.31239 | -0.044961 | 0 | 89.1988
| NEM | NEM Customer | Monthly System Peak Day | July | SCE 1-in-10 | 12 | -0.32089 | 0.017097 | -0.32089 | 0.017097 | 0 | 94.4553
| NEM | NEM Customer | Monthly System Peak Day | July | SCE 1-in-10 | 13 | -0.024046 | 0.35489 | -0.024046 | 0.35489 | 0 | 98.4089
| NEM | NEM Customer | Monthly System Peak Day | July | SCE 1-in-10 | 14 | 0.48121 | 0.90344 | 0.48121 | 0.90344 | 0 | 101.3283
| NEM | NEM Customer | Monthly System Peak Day | July | SCE 1-in-10 | 15 | 1.0865 | 1.5547 | 1.0865 | 1.5547 | 0 | 103.923
| NEM | NEM Customer | Monthly System Peak Day | July | SCE 1-in-10 | 16 | 1.8527 | 2.3339 | 1.8527 | 2.3339 | 0 | 105.0897
| NEM | NEM Customer | Monthly System Peak Day | July | SCE 1-in-10 | 17 | 2.5851 | 3.0333 | 1.1027 | 1.3958 | 0.039274 | 105.4046
| NEM | NEM Customer | Monthly System Peak Day | July | SCE 1-in-10 | 18 | 3.3178 | 3.5932 | 2.307 | 2.5351 | 0.073504 | 104.7298
| NEM | NEM Customer | Monthly System Peak Day | July | SCE 1-in-10 | 19 | 3.907 | 3.9444 | 3.2699 | 3.2098 | 0.060714 | 103.1989
| NEM | NEM Customer | Monthly System Peak Day | July | SCE 1-in-10 | 20 | 4.0695 | 4.0049 | 3.6519 | 3.6041 | 0.038576 | 100.7987
| NEM | NEM Customer | Monthly System Peak Day | July | SCE 1-in-10 | 21 | 3.9084 | 3.8549 | 3.5184 | 3.4818 | 0.027533 | 97.54
| NEM | NEM Customer | Monthly System Peak Day | July | SCE 1-in-10 | 22 | 3.5837 | 3.5333 | 4.0963 | 4.2205 | 0.038915 | 93.1779
| NEM | NEM Customer | Monthly System Peak Day | July | SCE 1-in-10 | 23 | 3.2286 | 3.2042 | 3.479 | 3.5822 | 0.03427 | 89.4542
| NEM | NEM Customer | Monthly System Peak Day | July | SCE 1-in-10 | 24 | 2.7609 | 2.7447 | 2.8856 | 2.9729 | 0.032911 | 87.0505
| NEM | NEM Customer | Monthly System Peak Day | July | SCE 1-in-2 | 1 | 1.8189 | 1.8069 | 1.8189 | 1.8069 | 0 | 74.8633
| NEM | NEM Customer | Monthly System Peak Day | July | SCE 1-in-2 | 2 | 1.5611 | 1.5495 | 1.5611 | 1.5495 | 0 | 73.8104
| NEM | NEM Customer | Monthly System Peak Day | July | SCE 1-in-2 | 3 | 1.3661 | 1.3452 | 1.3661 | 1.3452 | 0 | 72.7392
| NEM | NEM Customer | Monthly System Peak Day | July | SCE 1-in-2 | 4 | 1.2213 | 1.1987 | 1.2213 | 1.1987 | 0 | 71.8733
| NEM | NEM Customer | Monthly System Peak Day | July | SCE 1-in-2 | 5 | 1.1228 | 1.1 | 1.1228 | 1.1 | 0 | 71.2673
| NEM | NEM Customer | Monthly System Peak Day | July | SCE 1-in-2 | 6 | 1.0576 | 1.0509 | 1.0576 | 1.0509 | 0 | 70.6345
| NEM | NEM Customer | Monthly System Peak Day | July | SCE 1-in-2 | 7 | 0.95115 | 1.0093 | 0.95115 | 1.0093 | 0 | 70.0092
| NEM | NEM Customer | Monthly System Peak Day | July | SCE 1-in-2 | 8 | 0.65829 | 0.75417 | 0.65829 | 0.75417 | 0 | 70.4409
| NEM | NEM Customer | Monthly System Peak Day | July | SCE 1-in-2 | 9 | 0.16734 | 0.26479 | 0.16734 | 0.26479 | 0 | 73.4393
| NEM | NEM Customer | Monthly System Peak Day | July | SCE 1-in-2 | 10 | -0.4511 | -0.2714 | -0.4511 | -0.2714 | 0 | 77.6937
| NEM | NEM Customer | Monthly System Peak Day | July | SCE 1-in-2 | 11 | -0.83827 | -0.57084 | -0.83827 | -0.57084 | 0 | 82.121
| NEM | NEM Customer | Monthly System Peak Day | July | SCE 1-in-2 | 12 | -0.99064 | -0.65265 | -0.99064 | -0.65265 | 0 | 86.3349
| NEM | NEM Customer | Monthly System Peak Day | July | SCE 1-in-2 | 13 | -0.8839 | -0.50496 | -0.8839 | -0.50496 | 0 | 89.7154
| NEM | NEM Customer | Monthly System Peak Day | July | SCE 1-in-2 | 14 | -0.55672 | -0.13449 | -0.55672 | -0.13449 | 0 | 91.4299
| NEM | NEM Customer | Monthly System Peak Day | July | SCE 1-in-2 | 15 | -0.086568 | 0.38158 | -0.086568 | 0.38158 | 0 | 93.372
| NEM | NEM Customer | Monthly System Peak Day | July | SCE 1-in-2 | 16 | 0.60182 | 1.083 | 0.60182 | 1.083 | 0 | 94.1494
| NEM | NEM Customer | Monthly System Peak Day | July | SCE 1-in-2 | 17 | 1.3973 | 1.8455 | 0.1575 | 0.45068 | 0.021395 | 94.8773
| NEM | NEM Customer | Monthly System Peak Day | July | SCE 1-in-2 | 18 | 2.2858 | 2.5612 | 1.5212 | 1.7494 | 0.076203 | 94.1082
| NEM | NEM Customer | Monthly System Peak Day | July | SCE 1-in-2 | 19 | 2.9982 | 3.0355 | 2.5712 | 2.5111 | 0.068157 | 92.1921
| NEM | NEM Customer | Monthly System Peak Day | July | SCE 1-in-2 | 20 | 3.193 | 3.1284 | 2.869 | 2.8212 | 0.024482 | 89.7841
| NEM | NEM Customer | Monthly System Peak Day | July | SCE 1-in-2 | 21 | 3.0892 | 3.0358 | 2.7946 | 2.758 | 0.035311 | 86.3197
| NEM | NEM Customer | Monthly System Peak Day | July | SCE 1-in-2 | 22 | 2.8622 | 2.8119 | 3.3562 | 3.4804 | 0.028489 | 82.309
| NEM | NEM Customer | Monthly System Peak Day | July | SCE 1-in-2 | 23 | 2.6166 | 2.5922 | 2.7512 | 2.8543 | 0.026376 | 79.5827
| NEM | NEM Customer | Monthly System Peak Day | July | SCE 1-in-2 | 24 | 2.2322 | 2.216 | 2.2962 | 2.3835 | 0.02443 | 77.6594
| NEM | NEM Customer | Monthly System Peak Day | June | CAISO 1-in-10 | 1 | 1.9924 | 1.9803 | 1.9924 | 1.9803 | 0 | 77.6366
| NEM | NEM Customer | Monthly System Peak Day | June | CAISO 1-in-10 | 2 | 1.6778 | 1.6662 | 1.6778 | 1.6662 | 0 | 76.021
| NEM | NEM Customer | Monthly System Peak Day | June | CAISO 1-in-10 | 3 | 1.4623 | 1.4414 | 1.4623 | 1.4414 | 0 | 74.714
| NEM | NEM Customer | Monthly System Peak Day | June | CAISO 1-in-10 | 4 | 1.301 | 1.2783 | 1.301 | 1.2783 | 0 | 73.5658
| NEM | NEM Customer | Monthly System Peak Day | June | CAISO 1-in-10 | 5 | 1.1747 | 1.1519 | 1.1747 | 1.1519 | 0 | 72.2626
| NEM | NEM Customer | Monthly System Peak Day | June | CAISO 1-in-10 | 6 | 1.0997 | 1.093 | 1.0997 | 1.093 | 0 | 71.2998
| NEM | NEM Customer | Monthly System Peak Day | June | CAISO 1-in-10 | 7 | 0.97871 | 1.0369 | 0.97871 | 1.0369 | 0 | 70.6421
| NEM | NEM Customer | Monthly System Peak Day | June | CAISO 1-in-10 | 8 | 0.7059 | 0.80177 | 0.7059 | 0.80177 | 0 | 71.9141
| NEM | NEM Customer | Monthly System Peak Day | June | CAISO 1-in-10 | 9 | 0.27822 | 0.37567 | 0.27822 | 0.37567 | 0 | 76.4413
| NEM | NEM Customer | Monthly System Peak Day | June | CAISO 1-in-10 | 10 | -0.32278 | -0.14308 | -0.32278 | -0.14308 | 0 | 82.8507
| NEM | NEM Customer | Monthly System Peak Day | June | CAISO 1-in-10 | 11 | -0.76902 | -0.5016 | -0.76902 | -0.5016 | 0 | 88.257
| NEM | NEM Customer | Monthly System Peak Day | June | CAISO 1-in-10 | 12 | -0.75722 | -0.41924 | -0.75722 | -0.41924 | 0 | 92.8377
| NEM | NEM Customer | Monthly System Peak Day | June | CAISO 1-in-10 | 13 | -0.436 | -0.05707 | -0.436 | -0.05707 | 0 | 95.1455
| NEM | NEM Customer | Monthly System Peak Day | June | CAISO 1-in-10 | 14 | 0.004363 | 0.42659 | 0.004363 | 0.42659 | 0 | 97.1085
| NEM | NEM Customer | Monthly System Peak Day | June | CAISO 1-in-10 | 15 | 0.54159 | 1.0097 | 0.54159 | 1.0097 | 0 | 98.7834
| NEM | NEM Customer | Monthly System Peak Day | June | CAISO 1-in-10 | 16 | 1.2778 | 1.759 | 1.2778 | 1.759 | 0 | 100.0793
| NEM | NEM Customer | Monthly System Peak Day | June | CAISO 1-in-10 | 17 | 2.0249 | 2.4731 | 0.66356 | 0.95674 | 0.02766 | 100.1505
| NEM | NEM Customer | Monthly System Peak Day | June | CAISO 1-in-10 | 18 | 2.8381 | 3.1135 | 1.9468 | 2.175 | 0.055624 | 99.5714
| NEM | NEM Customer | Monthly System Peak Day | June | CAISO 1-in-10 | 19 | 3.4841 | 3.5214 | 2.9468 | 2.8867 | 0.039625 | 97.9696
| NEM | NEM Customer | Monthly System Peak Day | June | CAISO 1-in-10 | 20 | 3.6609 | 3.5964 | 3.2998 | 3.252 | 0.020371 | 94.1458
| NEM | NEM Customer | Monthly System Peak Day | June | CAISO 1-in-10 | 21 | 3.5126 | 3.4592 | 3.1842 | 3.1476 | 0.023276 | 90.2914
| NEM | NEM Customer | Monthly System Peak Day | June | CAISO 1-in-10 | 22 | 3.2442 | 3.1939 | 3.7451 | 3.8692 | 0.02291 | 86.3007
| NEM | NEM Customer | Monthly System Peak Day | June | CAISO 1-in-10 | 23 | 2.9461 | 2.9217 | 3.1066 | 3.2097 | 0.022244 | 81.792
| NEM | NEM Customer | Monthly System Peak Day | June | CAISO 1-in-10 | 24 | 2.4902 | 2.474 | 2.5622 | 2.6495 | 0.022097 | 78.8989
| NEM | NEM Customer | Monthly System Peak Day | June | CAISO 1-in-2 | 1 | 1.3948 | 1.3828 | 1.3948 | 1.3828 | 0 | 67.4958
| NEM | NEM Customer | Monthly System Peak Day | June | CAISO 1-in-2 | 2 | 1.1941 | 1.1825 | 1.1941 | 1.1825 | 0 | 66.4975
| NEM | NEM Customer | Monthly System Peak Day | June | CAISO 1-in-2 | 3 | 1.0553 | 1.0345 | 1.0553 | 1.0345 | 0 | 65.6109
| NEM | NEM Customer | Monthly System Peak Day | June | CAISO 1-in-2 | 4 | 0.95977 | 0.93714 | 0.95977 | 0.93714 | 0 | 64.4549
| NEM | NEM Customer | Monthly System Peak Day | June | CAISO 1-in-2 | 5 | 0.8914 | 0.86859 | 0.8914 | 0.86859 | 0 | 63.2936
| NEM | NEM Customer | Monthly System Peak Day | June | CAISO 1-in-2 | 6 | 0.85963 | 0.85292 | 0.85963 | 0.85292 | 0 | 61.8608
| NEM | NEM Customer | Monthly System Peak Day | June | CAISO 1-in-2 | 7 | 0.78272 | 0.84088 | 0.78272 | 0.84088 | 0 | 60.965
| NEM | NEM Customer | Monthly System Peak Day | June | CAISO 1-in-2 | 8 | 0.47238 | 0.56825 | 0.47238 | 0.56825 | 0 | 61.7908
| NEM | NEM Customer | Monthly System Peak Day | June | CAISO 1-in-2 | 9 | -0.098216 | -0.00076634 | -0.098216 | -0.00076634 | 0 | 65.5632
| NEM | NEM Customer | Monthly System Peak Day | June | CAISO 1-in-2 | 10 | -0.67948 | -0.49978 | -0.67948 | -0.49978 | 0 | 69.8995
| NEM | NEM Customer | Monthly System Peak Day | June | CAISO 1-in-2 | 11 | -1.1906 | -0.92322 | -1.1906 | -0.92322 | 0 | 73.9766
| NEM | NEM Customer | Monthly System Peak Day | June | CAISO 1-in-2 | 12 | -1.5406 | -1.2026 | -1.5406 | -1.2026 | 0 | 78.0791
| NEM | NEM Customer | Monthly System Peak Day | June | CAISO 1-in-2 | 13 | -1.6144 | -1.2355 | -1.6144 | -1.2355 | 0 | 81.7637
| NEM | NEM Customer | Monthly System Peak Day | June | CAISO 1-in-2 | 14 | -1.4295 | -1.0073 | -1.4295 | -1.0073 | 0 | 84.7146
| NEM | NEM Customer | Monthly System Peak Day | June | CAISO 1-in-2 | 15 | -1.0167 | -0.54852 | -1.0167 | -0.54852 | 0 | 87.2613
| NEM | NEM Customer | Monthly System Peak Day | June | CAISO 1-in-2 | 16 | -0.33387 | 0.14733 | -0.33387 | 0.14733 | 0 | 88.5541
| NEM | NEM Customer | Monthly System Peak Day | June | CAISO 1-in-2 | 17 | 0.4501 | 0.89829 | -0.64873 | -0.35555 | 0.026354 | 88.7627
| NEM | NEM Customer | Monthly System Peak Day | June | CAISO 1-in-2 | 18 | 1.2994 | 1.5748 | 0.6711 | 0.89925 | 0.12106 | 88.2278
| NEM | NEM Customer | Monthly System Peak Day | June | CAISO 1-in-2 | 19 | 2.0089 | 2.0463 | 1.6887 | 1.6286 | 0.11413 | 86.6039
| NEM | NEM Customer | Monthly System Peak Day | June | CAISO 1-in-2 | 20 | 2.3283 | 2.2637 | 2.0559 | 2.0081 | 0.045059 | 83.7021
| NEM | NEM Customer | Monthly System Peak Day | June | CAISO 1-in-2 | 21 | 2.3126 | 2.2591 | 2.0759 | 2.0393 | 0.061832 | 79.4892
| NEM | NEM Customer | Monthly System Peak Day | June | CAISO 1-in-2 | 22 | 2.1525 | 2.1022 | 2.6338 | 2.758 | 0.0551 | 74.8646
| NEM | NEM Customer | Monthly System Peak Day | June | CAISO 1-in-2 | 23 | 2.0046 | 1.9801 | 2.0495 | 2.1527 | 0.022484 | 71.9494
| NEM | NEM Customer | Monthly System Peak Day | June | CAISO 1-in-2 | 24 | 1.7276 | 1.7114 | 1.7434 | 1.8307 | 0.0079079 | 70.2076
| NEM | NEM Customer | Monthly System Peak Day | June | SCE 1-in-10 | 1 | 2.0734 | 2.0614 | 2.0734 | 2.0614 | 0 | 78.7673
| NEM | NEM Customer | Monthly System Peak Day | June | SCE 1-in-10 | 2 | 1.7457 | 1.734 | 1.7457 | 1.734 | 0 | 77.023
| NEM | NEM Customer | Monthly System Peak Day | June | SCE 1-in-10 | 3 | 1.5031 | 1.4822 | 1.5031 | 1.4822 | 0 | 75.4174
| NEM | NEM Customer | Monthly System Peak Day | June | SCE 1-in-10 | 4 | 1.3235 | 1.3008 | 1.3235 | 1.3008 | 0 | 74.0676
| NEM | NEM Customer | Monthly System Peak Day | June | SCE 1-in-10 | 5 | 1.1873 | 1.1645 | 1.1873 | 1.1645 | 0 | 72.6618
| NEM | NEM Customer | Monthly System Peak Day | June | SCE 1-in-10 | 6 | 1.103 | 1.0963 | 1.103 | 1.0963 | 0 | 71.4954
| NEM | NEM Customer | Monthly System Peak Day | June | SCE 1-in-10 | 7 | 0.97807 | 1.0362 | 0.97807 | 1.0362 | 0 | 70.6658
| NEM | NEM Customer | Monthly System Peak Day | June | SCE 1-in-10 | 8 | 0.71752 | 0.8134 | 0.71752 | 0.8134 | 0 | 72.1049
| NEM | NEM Customer | Monthly System Peak Day | June | SCE 1-in-10 | 9 | 0.2898 | 0.38725 | 0.2898 | 0.38725 | 0 | 76.5609
| NEM | NEM Customer | Monthly System Peak Day | June | SCE 1-in-10 | 10 | -0.35694 | -0.17724 | -0.35694 | -0.17724 | 0 | 82.8231
| NEM | NEM Customer | Monthly System Peak Day | June | SCE 1-in-10 | 11 | -0.86021 | -0.59279 | -0.86021 | -0.59279 | 0 | 88.2909
| NEM | NEM Customer | Monthly System Peak Day | June | SCE 1-in-10 | 12 | -0.82879 | -0.4908 | -0.82879 | -0.4908 | 0 | 92.5742
| NEM | NEM Customer | Monthly System Peak Day | June | SCE 1-in-10 | 13 | -0.50805 | -0.12911 | -0.50805 | -0.12911 | 0 | 94.7759
| NEM | NEM Customer | Monthly System Peak Day | June | SCE 1-in-10 | 14 | -0.074621 | 0.34761 | -0.074621 | 0.34761 | 0 | 96.6543
| NEM | NEM Customer | Monthly System Peak Day | June | SCE 1-in-10 | 15 | 0.45022 | 0.91837 | 0.45022 | 0.91837 | 0 | 97.9036
| NEM | NEM Customer | Monthly System Peak Day | June | SCE 1-in-10 | 16 | 1.1732 | 1.6544 | 1.1732 | 1.6544 | 0 | 98.971
| NEM | NEM Customer | Monthly System Peak Day | June | SCE 1-in-10 | 17 | 1.9327 | 2.3809 | 0.59122 | 0.8844 | 0.026126 | 99.2899
| NEM | NEM Customer | Monthly System Peak Day | June | SCE 1-in-10 | 18 | 2.7608 | 3.0362 | 1.8905 | 2.1187 | 0.056363 | 98.6663
| NEM | NEM Customer | Monthly System Peak Day | June | SCE 1-in-10 | 19 | 3.424 | 3.4613 | 2.9111 | 2.851 | 0.041962 | 96.6919
| NEM | NEM Customer | Monthly System Peak Day | June | SCE 1-in-10 | 20 | 3.5958 | 3.5313 | 3.248 | 3.2003 | 0.020007 | 92.5791
| NEM | NEM Customer | Monthly System Peak Day | June | SCE 1-in-10 | 21 | 3.4431 | 3.3896 | 3.1324 | 3.0958 | 0.028989 | 88.1999
| NEM | NEM Customer | Monthly System Peak Day | June | SCE 1-in-10 | 22 | 3.1883 | 3.138 | 3.6852 | 3.8094 | 0.024771 | 83.992
| NEM | NEM Customer | Monthly System Peak Day | June | SCE 1-in-10 | 23 | 2.9022 | 2.8778 | 3.0364 | 3.1396 | 0.026449 | 79.5536
| NEM | NEM Customer | Monthly System Peak Day | June | SCE 1-in-10 | 24 | 2.4418 | 2.4256 | 2.5 | 2.5872 | 0.026635 | 76.7532
| NEM | NEM Customer | Monthly System Peak Day | June | SCE 1-in-2 | 1 | 1.5036 | 1.4915 | 1.5036 | 1.4915 | 0 | 69.163
| NEM | NEM Customer | Monthly System Peak Day | June | SCE 1-in-2 | 2 | 1.2762 | 1.2646 | 1.2762 | 1.2646 | 0 | 67.9186
| NEM | NEM Customer | Monthly System Peak Day | June | SCE 1-in-2 | 3 | 1.1162 | 1.0954 | 1.1162 | 1.0954 | 0 | 66.8353
| NEM | NEM Customer | Monthly System Peak Day | June | SCE 1-in-2 | 4 | 0.99249 | 0.96986 | 0.99249 | 0.96986 | 0 | 65.7122
| NEM | NEM Customer | Monthly System Peak Day | June | SCE 1-in-2 | 5 | 0.91099 | 0.88819 | 0.91099 | 0.88819 | 0 | 64.8432
| NEM | NEM Customer | Monthly System Peak Day | June | SCE 1-in-2 | 6 | 0.8701 | 0.86339 | 0.8701 | 0.86339 | 0 | 63.8001
| NEM | NEM Customer | Monthly System Peak Day | June | SCE 1-in-2 | 7 | 0.7892 | 0.84735 | 0.7892 | 0.84735 | 0 | 63.018
| NEM | NEM Customer | Monthly System Peak Day | June | SCE 1-in-2 | 8 | 0.49258 | 0.58846 | 0.49258 | 0.58846 | 0 | 64.0244
| NEM | NEM Customer | Monthly System Peak Day | June | SCE 1-in-2 | 9 | -0.025937 | 0.071512 | -0.025937 | 0.071512 | 0 | 67.5812
| NEM | NEM Customer | Monthly System Peak Day | June | SCE 1-in-2 | 10 | -0.70615 | -0.52645 | -0.70615 | -0.52645 | 0 | 72.4675
| NEM | NEM Customer | Monthly System Peak Day | June | SCE 1-in-2 | 11 | -1.3682 | -1.1008 | -1.3682 | -1.1008 | 0 | 76.9513
| NEM | NEM Customer | Monthly System Peak Day | June | SCE 1-in-2 | 12 | -1.6277 | -1.2898 | -1.6277 | -1.2898 | 0 | 80.9141
| NEM | NEM Customer | Monthly System Peak Day | June | SCE 1-in-2 | 13 | -1.5798 | -1.2009 | -1.5798 | -1.2009 | 0 | 83.0963
| NEM | NEM Customer | Monthly System Peak Day | June | SCE 1-in-2 | 14 | -1.371 | -0.94879 | -1.371 | -0.94879 | 0 | 84.8044
| NEM | NEM Customer | Monthly System Peak Day | June | SCE 1-in-2 | 15 | -0.97458 | -0.50643 | -0.97458 | -0.50643 | 0 | 86.5935
| NEM | NEM Customer | Monthly System Peak Day | June | SCE 1-in-2 | 16 | -0.31669 | 0.16452 | -0.31669 | 0.16452 | 0 | 87.4767
| NEM | NEM Customer | Monthly System Peak Day | June | SCE 1-in-2 | 17 | 0.47406 | 0.92226 | -0.5983 | -0.30512 | 0.028461 | 87.6144
| NEM | NEM Customer | Monthly System Peak Day | June | SCE 1-in-2 | 18 | 1.3886 | 1.664 | 0.79703 | 1.0252 | 0.13448 | 86.6464
| NEM | NEM Customer | Monthly System Peak Day | June | SCE 1-in-2 | 19 | 2.1413 | 2.1786 | 1.8571 | 1.797 | 0.13062 | 84.7148
| NEM | NEM Customer | Monthly System Peak Day | June | SCE 1-in-2 | 20 | 2.4092 | 2.3446 | 2.1541 | 2.1063 | 0.053041 | 81.6696
| NEM | NEM Customer | Monthly System Peak Day | June | SCE 1-in-2 | 21 | 2.3705 | 2.3171 | 2.1458 | 2.1092 | 0.067581 | 78.0837
| NEM | NEM Customer | Monthly System Peak Day | June | SCE 1-in-2 | 22 | 2.2178 | 2.1674 | 2.6991 | 2.8233 | 0.054916 | 74.9099
| NEM | NEM Customer | Monthly System Peak Day | June | SCE 1-in-2 | 23 | 2.0623 | 2.0378 | 2.1199 | 2.2231 | 0.048336 | 73.0302
| NEM | NEM Customer | Monthly System Peak Day | June | SCE 1-in-2 | 24 | 1.7718 | 1.7556 | 1.7947 | 1.882 | 0.011445 | 71.302
| NEM | NEM Customer | Monthly System Peak Day | March | CAISO 1-in-10 | 1 | 1.3039 | 1.2918 | 1.3039 | 1.2918 | 0 | 65.6318
| NEM | NEM Customer | Monthly System Peak Day | March | CAISO 1-in-10 | 2 | 1.1193 | 1.1077 | 1.1193 | 1.1077 | 0 | 63.4529
| NEM | NEM Customer | Monthly System Peak Day | March | CAISO 1-in-10 | 3 | 0.97502 | 0.95414 | 0.97502 | 0.95414 | 0 | 61.6575
| NEM | NEM Customer | Monthly System Peak Day | March | CAISO 1-in-10 | 4 | 0.89531 | 0.87268 | 0.89531 | 0.87268 | 0 | 60.6027
| NEM | NEM Customer | Monthly System Peak Day | March | CAISO 1-in-10 | 5 | 0.84838 | 0.82557 | 0.84838 | 0.82557 | 0 | 59.7115
| NEM | NEM Customer | Monthly System Peak Day | March | CAISO 1-in-10 | 6 | 0.82066 | 0.81395 | 0.82066 | 0.81395 | 0 | 58.6982
| NEM | NEM Customer | Monthly System Peak Day | March | CAISO 1-in-10 | 7 | 0.76658 | 0.82474 | 0.76658 | 0.82474 | 0 | 58.4131
| NEM | NEM Customer | Monthly System Peak Day | March | CAISO 1-in-10 | 8 | 0.47893 | 0.57481 | 0.47893 | 0.57481 | 0 | 58.0565
| NEM | NEM Customer | Monthly System Peak Day | March | CAISO 1-in-10 | 9 | -0.10845 | -0.011003 | -0.10845 | -0.011003 | 0 | 59.6375
| NEM | NEM Customer | Monthly System Peak Day | March | CAISO 1-in-10 | 10 | -0.81625 | -0.63655 | -0.81625 | -0.63655 | 0 | 64.9073
| NEM | NEM Customer | Monthly System Peak Day | March | CAISO 1-in-10 | 11 | -1.3675 | -1.1001 | -1.3675 | -1.1001 | 0 | 70.9006
| NEM | NEM Customer | Monthly System Peak Day | March | CAISO 1-in-10 | 12 | -1.9165 | -1.5785 | -1.9165 | -1.5785 | 0 | 76.555
| NEM | NEM Customer | Monthly System Peak Day | March | CAISO 1-in-10 | 13 | -2.0628 | -1.6838 | -2.0628 | -1.6838 | 0 | 81.4454
| NEM | NEM Customer | Monthly System Peak Day | March | CAISO 1-in-10 | 14 | -1.8869 | -1.4646 | -1.8869 | -1.4646 | 0 | 84.0804
| NEM | NEM Customer | Monthly System Peak Day | March | CAISO 1-in-10 | 15 | -1.4985 | -1.0304 | -1.4985 | -1.0304 | 0 | 85.1224
| NEM | NEM Customer | Monthly System Peak Day | March | CAISO 1-in-10 | 16 | -0.81445 | -0.33324 | -0.81445 | -0.33324 | 0 | 86.211
| NEM | NEM Customer | Monthly System Peak Day | March | CAISO 1-in-10 | 17 | 0.026027 | 0.47422 | -1.0334 | -0.61601 | 0.029573 | 87.0544
| NEM | NEM Customer | Monthly System Peak Day | March | CAISO 1-in-10 | 18 | 0.91211 | 1.1875 | 0.31098 | 0.53913 | 0.13096 | 87.0572
| NEM | NEM Customer | Monthly System Peak Day | March | CAISO 1-in-10 | 19 | 1.6491 | 1.6865 | 1.3439 | 1.2838 | 0.12096 | 85.8183
| NEM | NEM Customer | Monthly System Peak Day | March | CAISO 1-in-10 | 20 | 2.0229 | 1.9583 | 1.7533 | 1.7056 | 0.046351 | 83.3685
| NEM | NEM Customer | Monthly System Peak Day | March | CAISO 1-in-10 | 21 | 2.0516 | 1.9981 | 1.8171 | 1.7804 | 0.062843 | 79.241
| NEM | NEM Customer | Monthly System Peak Day | March | CAISO 1-in-10 | 22 | 1.9119 | 1.8615 | 2.395 | 2.5192 | 0.050581 | 75.9904
| NEM | NEM Customer | Monthly System Peak Day | March | CAISO 1-in-10 | 23 | 1.7925 | 1.768 | 1.8493 | 1.9524 | 0.048604 | 72.9601
| NEM | NEM Customer | Monthly System Peak Day | March | CAISO 1-in-10 | 24 | 1.5589 | 1.5427 | 1.5733 | 1.6606 | 0.0072187 | 69.9943
| NEM | NEM Customer | Monthly System Peak Day | March | CAISO 1-in-2 | 1 | 1.0426 | 1.0306 | 1.0426 | 1.0306 | 0 | 56.5706
| NEM | NEM Customer | Monthly System Peak Day | March | CAISO 1-in-2 | 2 | 0.93944 | 0.9278 | 0.93944 | 0.9278 | 0 | 55.2505
| NEM | NEM Customer | Monthly System Peak Day | March | CAISO 1-in-2 | 3 | 0.86289 | 0.84201 | 0.86289 | 0.84201 | 0 | 53.7903
| NEM | NEM Customer | Monthly System Peak Day | March | CAISO 1-in-2 | 4 | 0.80728 | 0.78466 | 0.80728 | 0.78466 | 0 | 52.5343
| NEM | NEM Customer | Monthly System Peak Day | March | CAISO 1-in-2 | 5 | 0.78055 | 0.75775 | 0.78055 | 0.75775 | 0 | 51.7968
| NEM | NEM Customer | Monthly System Peak Day | March | CAISO 1-in-2 | 6 | 0.78725 | 0.78054 | 0.78725 | 0.78054 | 0 | 50.676
| NEM | NEM Customer | Monthly System Peak Day | March | CAISO 1-in-2 | 7 | 0.79622 | 0.85438 | 0.79622 | 0.85438 | 0 | 50.2046
| NEM | NEM Customer | Monthly System Peak Day | March | CAISO 1-in-2 | 8 | 0.539 | 0.63487 | 0.539 | 0.63487 | 0 | 49.5209
| NEM | NEM Customer | Monthly System Peak Day | March | CAISO 1-in-2 | 9 | -0.053328 | 0.044121 | -0.053328 | 0.044121 | 0 | 49.8247
| NEM | NEM Customer | Monthly System Peak Day | March | CAISO 1-in-2 | 10 | -0.73231 | -0.5526 | -0.73231 | -0.5526 | 0 | 53.1341
| NEM | NEM Customer | Monthly System Peak Day | March | CAISO 1-in-2 | 11 | -1.277 | -1.0096 | -1.277 | -1.0096 | 0 | 58.0589
| NEM | NEM Customer | Monthly System Peak Day | March | CAISO 1-in-2 | 12 | -1.6466 | -1.3086 | -1.6466 | -1.3086 | 0 | 62.6643
| NEM | NEM Customer | Monthly System Peak Day | March | CAISO 1-in-2 | 13 | -1.7997 | -1.4208 | -1.7997 | -1.4208 | 0 | 66.124
| NEM | NEM Customer | Monthly System Peak Day | March | CAISO 1-in-2 | 14 | -1.7407 | -1.3185 | -1.7407 | -1.3185 | 0 | 68.0715
| NEM | NEM Customer | Monthly System Peak Day | March | CAISO 1-in-2 | 15 | -1.4678 | -0.99961 | -1.4678 | -0.99961 | 0 | 69.3701
| NEM | NEM Customer | Monthly System Peak Day | March | CAISO 1-in-2 | 16 | -0.92765 | -0.44644 | -0.92765 | -0.44644 | 0 | 70.4372
| NEM | NEM Customer | Monthly System Peak Day | March | CAISO 1-in-2 | 17 | -0.25087 | 0.19733 | -0.25087 | 0.19733 | 0 | 70.9959
| NEM | NEM Customer | Monthly System Peak Day | March | CAISO 1-in-2 | 18 | 0.45248 | 0.72787 | 0.45248 | 0.72787 | 0 | 70.5587
| NEM | NEM Customer | Monthly System Peak Day | March | CAISO 1-in-2 | 19 | 1.0306 | 1.0679 | 1.0306 | 1.0679 | 0 | 69.0952
| NEM | NEM Customer | Monthly System Peak Day | March | CAISO 1-in-2 | 20 | 1.337 | 1.2724 | 1.337 | 1.2724 | 0 | 66.1281
| NEM | NEM Customer | Monthly System Peak Day | March | CAISO 1-in-2 | 21 | 1.3558 | 1.3024 | 1.3558 | 1.3024 | 0 | 62.98
| NEM | NEM Customer | Monthly System Peak Day | March | CAISO 1-in-2 | 22 | 1.2913 | 1.241 | 1.2913 | 1.241 | 0 | 60.7232
| NEM | NEM Customer | Monthly System Peak Day | March | CAISO 1-in-2 | 23 | 1.261 | 1.2365 | 1.261 | 1.2365 | 0 | 59.1116
| NEM | NEM Customer | Monthly System Peak Day | March | CAISO 1-in-2 | 24 | 1.1304 | 1.1142 | 1.1304 | 1.1142 | 0 | 57.5754
| NEM | NEM Customer | Monthly System Peak Day | March | SCE 1-in-10 | 1 | 1.3451 | 1.333 | 1.3451 | 1.333 | 0 | 66.935
| NEM | NEM Customer | Monthly System Peak Day | March | SCE 1-in-10 | 2 | 1.1542 | 1.1426 | 1.1542 | 1.1426 | 0 | 65.0929
| NEM | NEM Customer | Monthly System Peak Day | March | SCE 1-in-10 | 3 | 1.0006 | 0.97972 | 1.0006 | 0.97972 | 0 | 63.366
| NEM | NEM Customer | Monthly System Peak Day | March | SCE 1-in-10 | 4 | 0.91084 | 0.88821 | 0.91084 | 0.88821 | 0 | 61.9459
| NEM | NEM Customer | Monthly System Peak Day | March | SCE 1-in-10 | 5 | 0.85876 | 0.83596 | 0.85876 | 0.83596 | 0 | 60.9106
| NEM | NEM Customer | Monthly System Peak Day | March | SCE 1-in-10 | 6 | 0.83115 | 0.82444 | 0.83115 | 0.82444 | 0 | 60.2353
| NEM | NEM Customer | Monthly System Peak Day | March | SCE 1-in-10 | 7 | 0.77661 | 0.83477 | 0.77661 | 0.83477 | 0 | 59.7271
| NEM | NEM Customer | Monthly System Peak Day | March | SCE 1-in-10 | 8 | 0.48854 | 0.58441 | 0.48854 | 0.58441 | 0 | 59.4535
| NEM | NEM Customer | Monthly System Peak Day | March | SCE 1-in-10 | 9 | -0.10105 | -0.0036005 | -0.10105 | -0.0036005 | 0 | 60.8903
| NEM | NEM Customer | Monthly System Peak Day | March | SCE 1-in-10 | 10 | -0.81048 | -0.63078 | -0.81048 | -0.63078 | 0 | 66.1768
| NEM | NEM Customer | Monthly System Peak Day | March | SCE 1-in-10 | 11 | -1.4287 | -1.1613 | -1.4287 | -1.1613 | 0 | 71.8653
| NEM | NEM Customer | Monthly System Peak Day | March | SCE 1-in-10 | 12 | -1.915 | -1.577 | -1.915 | -1.577 | 0 | 77.0711
| NEM | NEM Customer | Monthly System Peak Day | March | SCE 1-in-10 | 13 | -2.0286 | -1.6497 | -2.0286 | -1.6497 | 0 | 81.1873
| NEM | NEM Customer | Monthly System Peak Day | March | SCE 1-in-10 | 14 | -1.86 | -1.4378 | -1.86 | -1.4378 | 0 | 83.6006
| NEM | NEM Customer | Monthly System Peak Day | March | SCE 1-in-10 | 15 | -1.4624 | -0.99421 | -1.4624 | -0.99421 | 0 | 85.6367
| NEM | NEM Customer | Monthly System Peak Day | March | SCE 1-in-10 | 16 | -0.77927 | -0.29806 | -0.77927 | -0.29806 | 0 | 86.5508
| NEM | NEM Customer | Monthly System Peak Day | March | SCE 1-in-10 | 17 | 0.03619 | 0.48439 | -1.0129 | -0.64035 | 0.030502 | 86.6032
| NEM | NEM Customer | Monthly System Peak Day | March | SCE 1-in-10 | 18 | 0.94206 | 1.2175 | 0.37022 | 0.59837 | 0.14183 | 85.7943
| NEM | NEM Customer | Monthly System Peak Day | March | SCE 1-in-10 | 19 | 1.7022 | 1.7395 | 1.4242 | 1.3641 | 0.13345 | 84.3941
| NEM | NEM Customer | Monthly System Peak Day | March | SCE 1-in-10 | 20 | 2.0474 | 1.9828 | 1.7918 | 1.744 | 0.052837 | 81.7209
| NEM | NEM Customer | Monthly System Peak Day | March | SCE 1-in-10 | 21 | 2.0619 | 2.0085 | 1.8401 | 1.8034 | 0.068946 | 77.7517
| NEM | NEM Customer | Monthly System Peak Day | March | SCE 1-in-10 | 22 | 1.9286 | 1.8783 | 2.4087 | 2.5329 | 0.057836 | 74.1926
| NEM | NEM Customer | Monthly System Peak Day | March | SCE 1-in-10 | 23 | 1.811 | 1.7866 | 1.85 | 1.9531 | 0.019483 | 71.4381
| NEM | NEM Customer | Monthly System Peak Day | March | SCE 1-in-10 | 24 | 1.5635 | 1.5473 | 1.5693 | 1.6566 | 0.0028856 | 68.6537
| NEM | NEM Customer | Monthly System Peak Day | March | SCE 1-in-2 | 1 | 1.0422 | 1.0301 | 1.0422 | 1.0301 | 0 | 56.3317
| NEM | NEM Customer | Monthly System Peak Day | March | SCE 1-in-2 | 2 | 0.93914 | 0.9275 | 0.93914 | 0.9275 | 0 | 55.0776
| NEM | NEM Customer | Monthly System Peak Day | March | SCE 1-in-2 | 3 | 0.86273 | 0.84184 | 0.86273 | 0.84184 | 0 | 53.4027
| NEM | NEM Customer | Monthly System Peak Day | March | SCE 1-in-2 | 4 | 0.80724 | 0.78462 | 0.80724 | 0.78462 | 0 | 52.4414
| NEM | NEM Customer | Monthly System Peak Day | March | SCE 1-in-2 | 5 | 0.78066 | 0.75785 | 0.78066 | 0.75785 | 0 | 51.3853
| NEM | NEM Customer | Monthly System Peak Day | March | SCE 1-in-2 | 6 | 0.78752 | 0.78081 | 0.78752 | 0.78081 | 0 | 50.5839
| NEM | NEM Customer | Monthly System Peak Day | March | SCE 1-in-2 | 7 | 0.79695 | 0.8551 | 0.79695 | 0.8551 | 0 | 49.9844
| NEM | NEM Customer | Monthly System Peak Day | March | SCE 1-in-2 | 8 | 0.54014 | 0.63602 | 0.54014 | 0.63602 | 0 | 49.4852
| NEM | NEM Customer | Monthly System Peak Day | March | SCE 1-in-2 | 9 | -0.052096 | 0.045353 | -0.052096 | 0.045353 | 0 | 50.1461
| NEM | NEM Customer | Monthly System Peak Day | March | SCE 1-in-2 | 10 | -0.73049 | -0.55078 | -0.73049 | -0.55078 | 0 | 53.5443
| NEM | NEM Customer | Monthly System Peak Day | March | SCE 1-in-2 | 11 | -1.2757 | -1.0082 | -1.2757 | -1.0082 | 0 | 58.4955
| NEM | NEM Customer | Monthly System Peak Day | March | SCE 1-in-2 | 12 | -1.6533 | -1.3153 | -1.6533 | -1.3153 | 0 | 63.085
| NEM | NEM Customer | Monthly System Peak Day | March | SCE 1-in-2 | 13 | -1.796 | -1.4171 | -1.796 | -1.4171 | 0 | 66.2093
| NEM | NEM Customer | Monthly System Peak Day | March | SCE 1-in-2 | 14 | -1.7366 | -1.3144 | -1.7366 | -1.3144 | 0 | 68.064
| NEM | NEM Customer | Monthly System Peak Day | March | SCE 1-in-2 | 15 | -1.465 | -0.99686 | -1.465 | -0.99686 | 0 | 69.3032
| NEM | NEM Customer | Monthly System Peak Day | March | SCE 1-in-2 | 16 | -0.92952 | -0.44832 | -0.92952 | -0.44832 | 0 | 70.2377
| NEM | NEM Customer | Monthly System Peak Day | March | SCE 1-in-2 | 17 | -0.25793 | 0.19027 | -0.25793 | 0.19027 | 0 | 70.5961
| NEM | NEM Customer | Monthly System Peak Day | March | SCE 1-in-2 | 18 | 0.45413 | 0.72952 | 0.45413 | 0.72952 | 0 | 70.2246
| NEM | NEM Customer | Monthly System Peak Day | March | SCE 1-in-2 | 19 | 1.0329 | 1.0702 | 1.0329 | 1.0702 | 0 | 68.8746
| NEM | NEM Customer | Monthly System Peak Day | March | SCE 1-in-2 | 20 | 1.3361 | 1.2715 | 1.3361 | 1.2715 | 0 | 66.2183
| NEM | NEM Customer | Monthly System Peak Day | March | SCE 1-in-2 | 21 | 1.3545 | 1.3011 | 1.3545 | 1.3011 | 0 | 63.0439
| NEM | NEM Customer | Monthly System Peak Day | March | SCE 1-in-2 | 22 | 1.2902 | 1.2399 | 1.2902 | 1.2399 | 0 | 60.5751
| NEM | NEM Customer | Monthly System Peak Day | March | SCE 1-in-2 | 23 | 1.2601 | 1.2356 | 1.2601 | 1.2356 | 0 | 58.9031
| NEM | NEM Customer | Monthly System Peak Day | March | SCE 1-in-2 | 24 | 1.1298 | 1.1136 | 1.1298 | 1.1136 | 0 | 57.48
| NEM | NEM Customer | Monthly System Peak Day | May | CAISO 1-in-10 | 1 | 1.8257 | 1.8137 | 1.8257 | 1.8137 | 0 | 74.9678
| NEM | NEM Customer | Monthly System Peak Day | May | CAISO 1-in-10 | 2 | 1.525 | 1.5133 | 1.525 | 1.5133 | 0 | 73.2963
| NEM | NEM Customer | Monthly System Peak Day | May | CAISO 1-in-10 | 3 | 1.2755 | 1.2547 | 1.2755 | 1.2547 | 0 | 71.2054
| NEM | NEM Customer | Monthly System Peak Day | May | CAISO 1-in-10 | 4 | 1.1056 | 1.083 | 1.1056 | 1.083 | 0 | 69.468
| NEM | NEM Customer | Monthly System Peak Day | May | CAISO 1-in-10 | 5 | 1.0109 | 0.9881 | 1.0109 | 0.9881 | 0 | 68.3694
| NEM | NEM Customer | Monthly System Peak Day | May | CAISO 1-in-10 | 6 | 0.95176 | 0.94505 | 0.95176 | 0.94505 | 0 | 67.1529
| NEM | NEM Customer | Monthly System Peak Day | May | CAISO 1-in-10 | 7 | 0.85236 | 0.91052 | 0.85236 | 0.91052 | 0 | 66.7301
| NEM | NEM Customer | Monthly System Peak Day | May | CAISO 1-in-10 | 8 | 0.52895 | 0.62482 | 0.52895 | 0.62482 | 0 | 67.213
| NEM | NEM Customer | Monthly System Peak Day | May | CAISO 1-in-10 | 9 | 0.072044 | 0.16949 | 0.072044 | 0.16949 | 0 | 71.5904
| NEM | NEM Customer | Monthly System Peak Day | May | CAISO 1-in-10 | 10 | -0.44353 | -0.26383 | -0.44353 | -0.26383 | 0 | 78.3734
| NEM | NEM Customer | Monthly System Peak Day | May | CAISO 1-in-10 | 11 | -1.0291 | -0.76171 | -1.0291 | -0.76171 | 0 | 84.8968
| NEM | NEM Customer | Monthly System Peak Day | May | CAISO 1-in-10 | 12 | -1.1091 | -0.77109 | -1.1091 | -0.77109 | 0 | 89.3422
| NEM | NEM Customer | Monthly System Peak Day | May | CAISO 1-in-10 | 13 | -0.89317 | -0.51424 | -0.89317 | -0.51424 | 0 | 92.582
| NEM | NEM Customer | Monthly System Peak Day | May | CAISO 1-in-10 | 14 | -0.5008 | -0.078568 | -0.5008 | -0.078568 | 0 | 94.429
| NEM | NEM Customer | Monthly System Peak Day | May | CAISO 1-in-10 | 15 | 0.0067403 | 0.47489 | 0.0067403 | 0.47489 | 0 | 95.7881
| NEM | NEM Customer | Monthly System Peak Day | May | CAISO 1-in-10 | 16 | 0.71322 | 1.1944 | 0.71322 | 1.1944 | 0 | 96.2366
| NEM | NEM Customer | Monthly System Peak Day | May | CAISO 1-in-10 | 17 | 1.4767 | 1.9249 | 0.20961 | 0.50279 | 0.022035 | 96.0626
| NEM | NEM Customer | Monthly System Peak Day | May | CAISO 1-in-10 | 18 | 2.34 | 2.6154 | 1.5453 | 1.7735 | 0.06843 | 95.405
| NEM | NEM Customer | Monthly System Peak Day | May | CAISO 1-in-10 | 19 | 3.0226 | 3.06 | 2.5545 | 2.4944 | 0.053212 | 94.3505
| NEM | NEM Customer | Monthly System Peak Day | May | CAISO 1-in-10 | 20 | 3.2406 | 3.176 | 2.8996 | 2.8519 | 0.020696 | 91.7676
| NEM | NEM Customer | Monthly System Peak Day | May | CAISO 1-in-10 | 21 | 3.14 | 3.0865 | 2.8326 | 2.7959 | 0.030184 | 87.8247
| NEM | NEM Customer | Monthly System Peak Day | May | CAISO 1-in-10 | 22 | 2.9031 | 2.8528 | 3.3998 | 3.524 | 0.025025 | 83.8467
| NEM | NEM Customer | Monthly System Peak Day | May | CAISO 1-in-10 | 23 | 2.6492 | 2.6248 | 2.8018 | 2.905 | 0.023175 | 81.1201
| NEM | NEM Customer | Monthly System Peak Day | May | CAISO 1-in-10 | 24 | 2.2616 | 2.2454 | 2.3289 | 2.4162 | 0.023339 | 78.1812
| NEM | NEM Customer | Monthly System Peak Day | May | CAISO 1-in-2 | 1 | 1.4147 | 1.4026 | 1.4147 | 1.4026 | 0 | 67.946
| NEM | NEM Customer | Monthly System Peak Day | May | CAISO 1-in-2 | 2 | 1.1981 | 1.1864 | 1.1981 | 1.1864 | 0 | 66.3703
| NEM | NEM Customer | Monthly System Peak Day | May | CAISO 1-in-2 | 3 | 1.0197 | 0.99881 | 1.0197 | 0.99881 | 0 | 64.6304
| NEM | NEM Customer | Monthly System Peak Day | May | CAISO 1-in-2 | 4 | 0.91535 | 0.89272 | 0.91535 | 0.89272 | 0 | 62.9023
| NEM | NEM Customer | Monthly System Peak Day | May | CAISO 1-in-2 | 5 | 0.85331 | 0.8305 | 0.85331 | 0.8305 | 0 | 61.4685
| NEM | NEM Customer | Monthly System Peak Day | May | CAISO 1-in-2 | 6 | 0.82764 | 0.82093 | 0.82764 | 0.82093 | 0 | 60.6004
| NEM | NEM Customer | Monthly System Peak Day | May | CAISO 1-in-2 | 7 | 0.75577 | 0.81393 | 0.75577 | 0.81393 | 0 | 60.2908
| NEM | NEM Customer | Monthly System Peak Day | May | CAISO 1-in-2 | 8 | 0.44646 | 0.54234 | 0.44646 | 0.54234 | 0 | 60.6135
| NEM | NEM Customer | Monthly System Peak Day | May | CAISO 1-in-2 | 9 | -0.12396 | -0.026516 | -0.12396 | -0.026516 | 0 | 63.4096
| NEM | NEM Customer | Monthly System Peak Day | May | CAISO 1-in-2 | 10 | -0.76133 | -0.58162 | -0.76133 | -0.58162 | 0 | 68.7649
| NEM | NEM Customer | Monthly System Peak Day | May | CAISO 1-in-2 | 11 | -1.5194 | -1.2519 | -1.5194 | -1.2519 | 0 | 74.842
| NEM | NEM Customer | Monthly System Peak Day | May | CAISO 1-in-2 | 12 | -1.8974 | -1.5594 | -1.8974 | -1.5594 | 0 | 79.7355
| NEM | NEM Customer | Monthly System Peak Day | May | CAISO 1-in-2 | 13 | -1.8928 | -1.5139 | -1.8928 | -1.5139 | 0 | 83.1133
| NEM | NEM Customer | Monthly System Peak Day | May | CAISO 1-in-2 | 14 | -1.6752 | -1.253 | -1.6752 | -1.253 | 0 | 85.4063
| NEM | NEM Customer | Monthly System Peak Day | May | CAISO 1-in-2 | 15 | -1.2651 | -0.79695 | -1.2651 | -0.79695 | 0 | 86.6703
| NEM | NEM Customer | Monthly System Peak Day | May | CAISO 1-in-2 | 16 | -0.58613 | -0.10493 | -0.58613 | -0.10493 | 0 | 87.4444
| NEM | NEM Customer | Monthly System Peak Day | May | CAISO 1-in-2 | 17 | 0.20254 | 0.65074 | -0.85984 | -0.56666 | 0.029316 | 87.1815
| NEM | NEM Customer | Monthly System Peak Day | May | CAISO 1-in-2 | 18 | 1.0878 | 1.3632 | 0.51773 | 0.74588 | 0.1425 | 85.7173
| NEM | NEM Customer | Monthly System Peak Day | May | CAISO 1-in-2 | 19 | 1.8514 | 1.8888 | 1.5917 | 1.5316 | 0.1419 | 83.437
| NEM | NEM Customer | Monthly System Peak Day | May | CAISO 1-in-2 | 20 | 2.1581 | 2.0935 | 1.9124 | 1.8646 | 0.057485 | 80.5615
| NEM | NEM Customer | Monthly System Peak Day | May | CAISO 1-in-2 | 21 | 2.1432 | 2.0898 | 1.9369 | 1.9003 | 0.076522 | 75.9195
| NEM | NEM Customer | Monthly System Peak Day | May | CAISO 1-in-2 | 22 | 2.0124 | 1.962 | 2.4889 | 2.613 | 0.066552 | 72.0873
| NEM | NEM Customer | Monthly System Peak Day | May | CAISO 1-in-2 | 23 | 1.8881 | 1.8637 | 1.9085 | 2.0117 | 0.010209 | 69.8576
| NEM | NEM Customer | Monthly System Peak Day | May | CAISO 1-in-2 | 24 | 1.6198 | 1.6036 | 1.6198 | 1.7067 | 0 | 67.7097
| NEM | NEM Customer | Monthly System Peak Day | May | SCE 1-in-10 | 1 | 1.8257 | 1.8137 | 1.8257 | 1.8137 | 0 | 74.9678
| NEM | NEM Customer | Monthly System Peak Day | May | SCE 1-in-10 | 2 | 1.525 | 1.5133 | 1.525 | 1.5133 | 0 | 73.2963
| NEM | NEM Customer | Monthly System Peak Day | May | SCE 1-in-10 | 3 | 1.2755 | 1.2547 | 1.2755 | 1.2547 | 0 | 71.2054
| NEM | NEM Customer | Monthly System Peak Day | May | SCE 1-in-10 | 4 | 1.1056 | 1.083 | 1.1056 | 1.083 | 0 | 69.468
| NEM | NEM Customer | Monthly System Peak Day | May | SCE 1-in-10 | 5 | 1.0109 | 0.9881 | 1.0109 | 0.9881 | 0 | 68.3694
| NEM | NEM Customer | Monthly System Peak Day | May | SCE 1-in-10 | 6 | 0.95176 | 0.94505 | 0.95176 | 0.94505 | 0 | 67.1529
| NEM | NEM Customer | Monthly System Peak Day | May | SCE 1-in-10 | 7 | 0.85236 | 0.91052 | 0.85236 | 0.91052 | 0 | 66.7301
| NEM | NEM Customer | Monthly System Peak Day | May | SCE 1-in-10 | 8 | 0.52895 | 0.62482 | 0.52895 | 0.62482 | 0 | 67.213
| NEM | NEM Customer | Monthly System Peak Day | May | SCE 1-in-10 | 9 | 0.072044 | 0.16949 | 0.072044 | 0.16949 | 0 | 71.5904
| NEM | NEM Customer | Monthly System Peak Day | May | SCE 1-in-10 | 10 | -0.44353 | -0.26383 | -0.44353 | -0.26383 | 0 | 78.3734
| NEM | NEM Customer | Monthly System Peak Day | May | SCE 1-in-10 | 11 | -1.0291 | -0.76171 | -1.0291 | -0.76171 | 0 | 84.8968
| NEM | NEM Customer | Monthly System Peak Day | May | SCE 1-in-10 | 12 | -1.1091 | -0.77109 | -1.1091 | -0.77109 | 0 | 89.3422
| NEM | NEM Customer | Monthly System Peak Day | May | SCE 1-in-10 | 13 | -0.89317 | -0.51424 | -0.89317 | -0.51424 | 0 | 92.582
| NEM | NEM Customer | Monthly System Peak Day | May | SCE 1-in-10 | 14 | -0.5008 | -0.078568 | -0.5008 | -0.078568 | 0 | 94.429
| NEM | NEM Customer | Monthly System Peak Day | May | SCE 1-in-10 | 15 | 0.0067403 | 0.47489 | 0.0067403 | 0.47489 | 0 | 95.7881
| NEM | NEM Customer | Monthly System Peak Day | May | SCE 1-in-10 | 16 | 0.71322 | 1.1944 | 0.71322 | 1.1944 | 0 | 96.2366
| NEM | NEM Customer | Monthly System Peak Day | May | SCE 1-in-10 | 17 | 1.4767 | 1.9249 | 0.20961 | 0.50279 | 0.022035 | 96.0626
| NEM | NEM Customer | Monthly System Peak Day | May | SCE 1-in-10 | 18 | 2.34 | 2.6154 | 1.5453 | 1.7735 | 0.06843 | 95.405
| NEM | NEM Customer | Monthly System Peak Day | May | SCE 1-in-10 | 19 | 3.0226 | 3.06 | 2.5545 | 2.4944 | 0.053212 | 94.3505
| NEM | NEM Customer | Monthly System Peak Day | May | SCE 1-in-10 | 20 | 3.2406 | 3.176 | 2.8996 | 2.8519 | 0.020696 | 91.7676
| NEM | NEM Customer | Monthly System Peak Day | May | SCE 1-in-10 | 21 | 3.14 | 3.0865 | 2.8326 | 2.7959 | 0.030184 | 87.8247
| NEM | NEM Customer | Monthly System Peak Day | May | SCE 1-in-10 | 22 | 2.9031 | 2.8528 | 3.3998 | 3.524 | 0.025025 | 83.8467
| NEM | NEM Customer | Monthly System Peak Day | May | SCE 1-in-10 | 23 | 2.6492 | 2.6248 | 2.8018 | 2.905 | 0.023175 | 81.1201
| NEM | NEM Customer | Monthly System Peak Day | May | SCE 1-in-10 | 24 | 2.2616 | 2.2454 | 2.3289 | 2.4162 | 0.023339 | 78.1812
| NEM | NEM Customer | Monthly System Peak Day | May | SCE 1-in-2 | 1 | 1.2871 | 1.275 | 1.2871 | 1.275 | 0 | 66.122
| NEM | NEM Customer | Monthly System Peak Day | May | SCE 1-in-2 | 2 | 1.1069 | 1.0953 | 1.1069 | 1.0953 | 0 | 64.5409
| NEM | NEM Customer | Monthly System Peak Day | May | SCE 1-in-2 | 3 | 0.98601 | 0.96513 | 0.98601 | 0.96513 | 0 | 63.3178
| NEM | NEM Customer | Monthly System Peak Day | May | SCE 1-in-2 | 4 | 0.90331 | 0.88068 | 0.90331 | 0.88068 | 0 | 62.1374
| NEM | NEM Customer | Monthly System Peak Day | May | SCE 1-in-2 | 5 | 0.8505 | 0.82769 | 0.8505 | 0.82769 | 0 | 60.9257
| NEM | NEM Customer | Monthly System Peak Day | May | SCE 1-in-2 | 6 | 0.82162 | 0.81491 | 0.82162 | 0.81491 | 0 | 59.6965
| NEM | NEM Customer | Monthly System Peak Day | May | SCE 1-in-2 | 7 | 0.74703 | 0.80518 | 0.74703 | 0.80518 | 0 | 58.9226
| NEM | NEM Customer | Monthly System Peak Day | May | SCE 1-in-2 | 8 | 0.44949 | 0.54536 | 0.44949 | 0.54536 | 0 | 59.7288
| NEM | NEM Customer | Monthly System Peak Day | May | SCE 1-in-2 | 9 | -0.14258 | -0.045126 | -0.14258 | -0.045126 | 0 | 63.4661
| NEM | NEM Customer | Monthly System Peak Day | May | SCE 1-in-2 | 10 | -0.80851 | -0.6288 | -0.80851 | -0.6288 | 0 | 68.782
| NEM | NEM Customer | Monthly System Peak Day | May | SCE 1-in-2 | 11 | -1.5696 | -1.3021 | -1.5696 | -1.3021 | 0 | 74.373
| NEM | NEM Customer | Monthly System Peak Day | May | SCE 1-in-2 | 12 | -1.9682 | -1.6302 | -1.9682 | -1.6302 | 0 | 79.0548
| NEM | NEM Customer | Monthly System Peak Day | May | SCE 1-in-2 | 13 | -2.0045 | -1.6255 | -2.0045 | -1.6255 | 0 | 82.4006
| NEM | NEM Customer | Monthly System Peak Day | May | SCE 1-in-2 | 14 | -1.8106 | -1.3884 | -1.8106 | -1.3884 | 0 | 85.0168
| NEM | NEM Customer | Monthly System Peak Day | May | SCE 1-in-2 | 15 | -1.4059 | -0.93773 | -1.4059 | -0.93773 | 0 | 86.2913
| NEM | NEM Customer | Monthly System Peak Day | May | SCE 1-in-2 | 16 | -0.71688 | -0.23568 | -0.71688 | -0.23568 | 0 | 87.1615
| NEM | NEM Customer | Monthly System Peak Day | May | SCE 1-in-2 | 17 | 0.10997 | 0.55817 | -0.95975 | -0.66657 | 0.028684 | 87.5003
| NEM | NEM Customer | Monthly System Peak Day | May | SCE 1-in-2 | 18 | 1.0102 | 1.2856 | 0.41554 | 0.64369 | 0.13334 | 86.7796
| NEM | NEM Customer | Monthly System Peak Day | May | SCE 1-in-2 | 19 | 1.7749 | 1.8122 | 1.4883 | 1.4282 | 0.12949 | 84.8436
| NEM | NEM Customer | Monthly System Peak Day | May | SCE 1-in-2 | 20 | 2.1109 | 2.0463 | 1.8537 | 1.8059 | 0.052092 | 81.908
| NEM | NEM Customer | Monthly System Peak Day | May | SCE 1-in-2 | 21 | 2.1138 | 2.0603 | 1.8939 | 1.8572 | 0.069889 | 77.5227
| NEM | NEM Customer | Monthly System Peak Day | May | SCE 1-in-2 | 22 | 1.9792 | 1.9288 | 2.4582 | 2.5824 | 0.060343 | 73.5821
| NEM | NEM Customer | Monthly System Peak Day | May | SCE 1-in-2 | 23 | 1.8572 | 1.8327 | 1.8946 | 1.9977 | 0.018693 | 71.3035
| NEM | NEM Customer | Monthly System Peak Day | May | SCE 1-in-2 | 24 | 1.6034 | 1.5872 | 1.615 | 1.7023 | 0.0057987 | 69.555
| NEM | NEM Customer | Monthly System Peak Day | November | CAISO 1-in-10 | 1 | 1.491 | 1.4789 | 1.491 | 1.4789 | 0 | 69.3057
| NEM | NEM Customer | Monthly System Peak Day | November | CAISO 1-in-10 | 2 | 1.2549 | 1.2433 | 1.2549 | 1.2433 | 0 | 67.6123
| NEM | NEM Customer | Monthly System Peak Day | November | CAISO 1-in-10 | 3 | 1.1242 | 1.1033 | 1.1242 | 1.1033 | 0 | 66.712
| NEM | NEM Customer | Monthly System Peak Day | November | CAISO 1-in-10 | 4 | 0.99845 | 0.97582 | 0.99845 | 0.97582 | 0 | 65.1382
| NEM | NEM Customer | Monthly System Peak Day | November | CAISO 1-in-10 | 5 | 0.92434 | 0.90153 | 0.92434 | 0.90153 | 0 | 64.126
| NEM | NEM Customer | Monthly System Peak Day | November | CAISO 1-in-10 | 6 | 0.88569 | 0.87898 | 0.88569 | 0.87898 | 0 | 63.3779
| NEM | NEM Customer | Monthly System Peak Day | November | CAISO 1-in-10 | 7 | 0.8111 | 0.86925 | 0.8111 | 0.86925 | 0 | 63.045
| NEM | NEM Customer | Monthly System Peak Day | November | CAISO 1-in-10 | 8 | 0.53302 | 0.62889 | 0.53302 | 0.62889 | 0 | 63.3666
| NEM | NEM Customer | Monthly System Peak Day | November | CAISO 1-in-10 | 9 | -0.038537 | 0.058913 | -0.038537 | 0.058913 | 0 | 64.9477
| NEM | NEM Customer | Monthly System Peak Day | November | CAISO 1-in-10 | 10 | -0.68561 | -0.50591 | -0.68561 | -0.50591 | 0 | 69.9406
| NEM | NEM Customer | Monthly System Peak Day | November | CAISO 1-in-10 | 11 | -1.4431 | -1.1757 | -1.4431 | -1.1757 | 0 | 77.3025
| NEM | NEM Customer | Monthly System Peak Day | November | CAISO 1-in-10 | 12 | -1.8037 | -1.4657 | -1.8037 | -1.4657 | 0 | 83.3062
| NEM | NEM Customer | Monthly System Peak Day | November | CAISO 1-in-10 | 13 | -1.7073 | -1.3284 | -1.7073 | -1.3284 | 0 | 86.7868
| NEM | NEM Customer | Monthly System Peak Day | November | CAISO 1-in-10 | 14 | -1.4174 | -0.99519 | -1.4174 | -0.99519 | 0 | 88.6522
| NEM | NEM Customer | Monthly System Peak Day | November | CAISO 1-in-10 | 15 | -0.97427 | -0.50612 | -0.97427 | -0.50612 | 0 | 89.4699
| NEM | NEM Customer | Monthly System Peak Day | November | CAISO 1-in-10 | 16 | -0.2904 | 0.19081 | -0.2904 | 0.19081 | 0 | 89.7902
| NEM | NEM Customer | Monthly System Peak Day | November | CAISO 1-in-10 | 17 | 0.48494 | 0.93314 | -0.6242 | -0.33102 | 0.025604 | 89.2106
| NEM | NEM Customer | Monthly System Peak Day | November | CAISO 1-in-10 | 18 | 1.3722 | 1.6476 | 0.76099 | 0.98914 | 0.12725 | 87.4933
| NEM | NEM Customer | Monthly System Peak Day | November | CAISO 1-in-10 | 19 | 2.1479 | 2.1853 | 1.8715 | 1.8114 | 0.1342 | 84.3089
| NEM | NEM Customer | Monthly System Peak Day | November | CAISO 1-in-10 | 20 | 2.4073 | 2.3427 | 2.1625 | 2.1147 | 0.057953 | 80.4456
| NEM | NEM Customer | Monthly System Peak Day | November | CAISO 1-in-10 | 21 | 2.3602 | 2.3068 | 2.145 | 2.1083 | 0.072151 | 76.9748
| NEM | NEM Customer | Monthly System Peak Day | November | CAISO 1-in-10 | 22 | 2.2158 | 2.1655 | 2.6956 | 2.8198 | 0.05862 | 74.0011
| NEM | NEM Customer | Monthly System Peak Day | November | CAISO 1-in-10 | 23 | 2.0642 | 2.0398 | 2.1058 | 2.2089 | 0.020781 | 71.6592
| NEM | NEM Customer | Monthly System Peak Day | November | CAISO 1-in-10 | 24 | 1.7632 | 1.747 | 1.7764 | 1.8637 | 0.006579 | 69.7964
| NEM | NEM Customer | Monthly System Peak Day | November | CAISO 1-in-2 | 1 | 1.0726 | 1.0605 | 1.0726 | 1.0605 | 0 | 56.3825
| NEM | NEM Customer | Monthly System Peak Day | November | CAISO 1-in-2 | 2 | 0.96188 | 0.95024 | 0.96188 | 0.95024 | 0 | 54.9688
| NEM | NEM Customer | Monthly System Peak Day | November | CAISO 1-in-2 | 3 | 0.87787 | 0.85698 | 0.87787 | 0.85698 | 0 | 53.8172
| NEM | NEM Customer | Monthly System Peak Day | November | CAISO 1-in-2 | 4 | 0.81461 | 0.79198 | 0.81461 | 0.79198 | 0 | 52.9165
| NEM | NEM Customer | Monthly System Peak Day | November | CAISO 1-in-2 | 5 | 0.77971 | 0.75691 | 0.77971 | 0.75691 | 0 | 52.0647
| NEM | NEM Customer | Monthly System Peak Day | November | CAISO 1-in-2 | 6 | 0.77665 | 0.76995 | 0.77665 | 0.76995 | 0 | 51.1733
| NEM | NEM Customer | Monthly System Peak Day | November | CAISO 1-in-2 | 7 | 0.75987 | 0.81802 | 0.75987 | 0.81802 | 0 | 50.7595
| NEM | NEM Customer | Monthly System Peak Day | November | CAISO 1-in-2 | 8 | 0.47868 | 0.57455 | 0.47868 | 0.57455 | 0 | 50.3674
| NEM | NEM Customer | Monthly System Peak Day | November | CAISO 1-in-2 | 9 | -0.11923 | -0.021781 | -0.11923 | -0.021781 | 0 | 53.4628
| NEM | NEM Customer | Monthly System Peak Day | November | CAISO 1-in-2 | 10 | -0.84235 | -0.66265 | -0.84235 | -0.66265 | 0 | 59.7297
| NEM | NEM Customer | Monthly System Peak Day | November | CAISO 1-in-2 | 11 | -1.6218 | -1.3544 | -1.6218 | -1.3544 | 0 | 66.3995
| NEM | NEM Customer | Monthly System Peak Day | November | CAISO 1-in-2 | 12 | -2.109 | -1.771 | -2.109 | -1.771 | 0 | 71.5313
| NEM | NEM Customer | Monthly System Peak Day | November | CAISO 1-in-2 | 13 | -2.1366 | -1.7577 | -2.1366 | -1.7577 | 0 | 74.9783
| NEM | NEM Customer | Monthly System Peak Day | November | CAISO 1-in-2 | 14 | -1.9678 | -1.5456 | -1.9678 | -1.5456 | 0 | 76.8439
| NEM | NEM Customer | Monthly System Peak Day | November | CAISO 1-in-2 | 15 | -1.6162 | -1.148 | -1.6162 | -1.148 | 0 | 77.8061
| NEM | NEM Customer | Monthly System Peak Day | November | CAISO 1-in-2 | 16 | -1.0217 | -0.54054 | -1.0217 | -0.54054 | 0 | 78.077
| NEM | NEM Customer | Monthly System Peak Day | November | CAISO 1-in-2 | 17 | -0.34312 | 0.10508 | -0.46496 | -0.016762 | 0.053972 | 77.0981
| NEM | NEM Customer | Monthly System Peak Day | November | CAISO 1-in-2 | 18 | 0.39011 | 0.6655 | 0.34097 | 0.61636 | 0.024568 | 74.0815
| NEM | NEM Customer | Monthly System Peak Day | November | CAISO 1-in-2 | 19 | 1.094 | 1.1313 | 1.0908 | 1.0307 | 0.0015833 | 70.0009
| NEM | NEM Customer | Monthly System Peak Day | November | CAISO 1-in-2 | 20 | 1.3951 | 1.3305 | 1.2617 | 1.2139 | 0.1126 | 67.3288
| NEM | NEM Customer | Monthly System Peak Day | November | CAISO 1-in-2 | 21 | 1.4264 | 1.3729 | 1.3151 | 1.2785 | 0.05562 | 64.727
| NEM | NEM Customer | Monthly System Peak Day | November | CAISO 1-in-2 | 22 | 1.3611 | 1.3108 | 1.6651 | 1.6148 | 0.10632 | 62.8094
| NEM | NEM Customer | Monthly System Peak Day | November | CAISO 1-in-2 | 23 | 1.3215 | 1.2971 | 1.3215 | 1.3383 | 0 | 60.7588
| NEM | NEM Customer | Monthly System Peak Day | November | CAISO 1-in-2 | 24 | 1.1738 | 1.1576 | 1.1738 | 1.2044 | 0 | 58.9999
| NEM | NEM Customer | Monthly System Peak Day | November | SCE 1-in-10 | 1 | 1.491 | 1.4789 | 1.491 | 1.4789 | 0 | 69.3057
| NEM | NEM Customer | Monthly System Peak Day | November | SCE 1-in-10 | 2 | 1.2549 | 1.2433 | 1.2549 | 1.2433 | 0 | 67.6123
| NEM | NEM Customer | Monthly System Peak Day | November | SCE 1-in-10 | 3 | 1.1242 | 1.1033 | 1.1242 | 1.1033 | 0 | 66.712
| NEM | NEM Customer | Monthly System Peak Day | November | SCE 1-in-10 | 4 | 0.99845 | 0.97582 | 0.99845 | 0.97582 | 0 | 65.1382
| NEM | NEM Customer | Monthly System Peak Day | November | SCE 1-in-10 | 5 | 0.92434 | 0.90153 | 0.92434 | 0.90153 | 0 | 64.126
| NEM | NEM Customer | Monthly System Peak Day | November | SCE 1-in-10 | 6 | 0.88569 | 0.87898 | 0.88569 | 0.87898 | 0 | 63.3779
| NEM | NEM Customer | Monthly System Peak Day | November | SCE 1-in-10 | 7 | 0.8111 | 0.86925 | 0.8111 | 0.86925 | 0 | 63.045
| NEM | NEM Customer | Monthly System Peak Day | November | SCE 1-in-10 | 8 | 0.53302 | 0.62889 | 0.53302 | 0.62889 | 0 | 63.3666
| NEM | NEM Customer | Monthly System Peak Day | November | SCE 1-in-10 | 9 | -0.038537 | 0.058913 | -0.038537 | 0.058913 | 0 | 64.9477
| NEM | NEM Customer | Monthly System Peak Day | November | SCE 1-in-10 | 10 | -0.68561 | -0.50591 | -0.68561 | -0.50591 | 0 | 69.9406
| NEM | NEM Customer | Monthly System Peak Day | November | SCE 1-in-10 | 11 | -1.4431 | -1.1757 | -1.4431 | -1.1757 | 0 | 77.3025
| NEM | NEM Customer | Monthly System Peak Day | November | SCE 1-in-10 | 12 | -1.8037 | -1.4657 | -1.8037 | -1.4657 | 0 | 83.3062
| NEM | NEM Customer | Monthly System Peak Day | November | SCE 1-in-10 | 13 | -1.7073 | -1.3284 | -1.7073 | -1.3284 | 0 | 86.7868
| NEM | NEM Customer | Monthly System Peak Day | November | SCE 1-in-10 | 14 | -1.4174 | -0.99519 | -1.4174 | -0.99519 | 0 | 88.6522
| NEM | NEM Customer | Monthly System Peak Day | November | SCE 1-in-10 | 15 | -0.97427 | -0.50612 | -0.97427 | -0.50612 | 0 | 89.4699
| NEM | NEM Customer | Monthly System Peak Day | November | SCE 1-in-10 | 16 | -0.2904 | 0.19081 | -0.2904 | 0.19081 | 0 | 89.7902
| NEM | NEM Customer | Monthly System Peak Day | November | SCE 1-in-10 | 17 | 0.48494 | 0.93314 | -0.6242 | -0.33102 | 0.025604 | 89.2106
| NEM | NEM Customer | Monthly System Peak Day | November | SCE 1-in-10 | 18 | 1.3722 | 1.6476 | 0.76099 | 0.98914 | 0.12725 | 87.4933
| NEM | NEM Customer | Monthly System Peak Day | November | SCE 1-in-10 | 19 | 2.1479 | 2.1853 | 1.8715 | 1.8114 | 0.1342 | 84.3089
| NEM | NEM Customer | Monthly System Peak Day | November | SCE 1-in-10 | 20 | 2.4073 | 2.3427 | 2.1625 | 2.1147 | 0.057953 | 80.4456
| NEM | NEM Customer | Monthly System Peak Day | November | SCE 1-in-10 | 21 | 2.3602 | 2.3068 | 2.145 | 2.1083 | 0.072151 | 76.9748
| NEM | NEM Customer | Monthly System Peak Day | November | SCE 1-in-10 | 22 | 2.2158 | 2.1655 | 2.6956 | 2.8198 | 0.05862 | 74.0011
| NEM | NEM Customer | Monthly System Peak Day | November | SCE 1-in-10 | 23 | 2.0642 | 2.0398 | 2.1058 | 2.2089 | 0.020781 | 71.6592
| NEM | NEM Customer | Monthly System Peak Day | November | SCE 1-in-10 | 24 | 1.7632 | 1.747 | 1.7764 | 1.8637 | 0.006579 | 69.7964
| NEM | NEM Customer | Monthly System Peak Day | November | SCE 1-in-2 | 1 | 1.2044 | 1.1923 | 1.2044 | 1.1923 | 0 | 63.0558
| NEM | NEM Customer | Monthly System Peak Day | November | SCE 1-in-2 | 2 | 1.0544 | 1.0427 | 1.0544 | 1.0427 | 0 | 61.3807
| NEM | NEM Customer | Monthly System Peak Day | November | SCE 1-in-2 | 3 | 0.95099 | 0.9301 | 0.95099 | 0.9301 | 0 | 60.2599
| NEM | NEM Customer | Monthly System Peak Day | November | SCE 1-in-2 | 4 | 0.87449 | 0.85187 | 0.87449 | 0.85187 | 0 | 59.3017
| NEM | NEM Customer | Monthly System Peak Day | November | SCE 1-in-2 | 5 | 0.82513 | 0.80233 | 0.82513 | 0.80233 | 0 | 58.5361
| NEM | NEM Customer | Monthly System Peak Day | November | SCE 1-in-2 | 6 | 0.80293 | 0.79622 | 0.80293 | 0.79622 | 0 | 57.3033
| NEM | NEM Customer | Monthly System Peak Day | November | SCE 1-in-2 | 7 | 0.74582 | 0.80397 | 0.74582 | 0.80397 | 0 | 57.12
| NEM | NEM Customer | Monthly System Peak Day | November | SCE 1-in-2 | 8 | 0.45768 | 0.55355 | 0.45768 | 0.55355 | 0 | 56.809
| NEM | NEM Customer | Monthly System Peak Day | November | SCE 1-in-2 | 9 | -0.13432 | -0.036873 | -0.13432 | -0.036873 | 0 | 59.1962
| NEM | NEM Customer | Monthly System Peak Day | November | SCE 1-in-2 | 10 | -0.86134 | -0.68163 | -0.86134 | -0.68163 | 0 | 64.5644
| NEM | NEM Customer | Monthly System Peak Day | November | SCE 1-in-2 | 11 | -1.6637 | -1.3963 | -1.6637 | -1.3963 | 0 | 71.4224
| NEM | NEM Customer | Monthly System Peak Day | November | SCE 1-in-2 | 12 | -2.1607 | -1.8227 | -2.1607 | -1.8227 | 0 | 77.3607
| NEM | NEM Customer | Monthly System Peak Day | November | SCE 1-in-2 | 13 | -2.1976 | -1.8187 | -2.1976 | -1.8187 | 0 | 81.5276
| NEM | NEM Customer | Monthly System Peak Day | November | SCE 1-in-2 | 14 | -1.9914 | -1.5692 | -1.9914 | -1.5692 | 0 | 83.9146
| NEM | NEM Customer | Monthly System Peak Day | November | SCE 1-in-2 | 15 | -1.5804 | -1.1122 | -1.5804 | -1.1122 | 0 | 85.22
| NEM | NEM Customer | Monthly System Peak Day | November | SCE 1-in-2 | 16 | -0.90635 | -0.42515 | -0.90635 | -0.42515 | 0 | 85.5364
| NEM | NEM Customer | Monthly System Peak Day | November | SCE 1-in-2 | 17 | -0.13982 | 0.30837 | -0.89168 | -0.44348 | 0.034839 | 84.64
| NEM | NEM Customer | Monthly System Peak Day | November | SCE 1-in-2 | 18 | 0.71659 | 0.99199 | 0.23183 | 0.45997 | 0.17496 | 82.0387
| NEM | NEM Customer | Monthly System Peak Day | November | SCE 1-in-2 | 19 | 1.5157 | 1.553 | 1.357 | 1.2969 | 0.079345 | 78.1448
| NEM | NEM Customer | Monthly System Peak Day | November | SCE 1-in-2 | 20 | 1.8207 | 1.7561 | 1.621 | 1.5732 | 0.079752 | 75.1427
| NEM | NEM Customer | Monthly System Peak Day | November | SCE 1-in-2 | 21 | 1.8324 | 1.779 | 1.6562 | 1.6196 | 0.091308 | 72.3786
| NEM | NEM Customer | Monthly System Peak Day | November | SCE 1-in-2 | 22 | 1.734 | 1.6837 | 2.2075 | 2.3317 | 0.073929 | 70.3356
| NEM | NEM Customer | Monthly System Peak Day | November | SCE 1-in-2 | 23 | 1.6452 | 1.6208 | 1.6463 | 1.7495 | 0.00054235 | 68.2103
| NEM | NEM Customer | Monthly System Peak Day | November | SCE 1-in-2 | 24 | 1.4285 | 1.4123 | 1.4285 | 1.5068 | 0 | 66.3708
| NEM | NEM Customer | Monthly System Peak Day | October | CAISO 1-in-10 | 1 | 2.023 | 2.0109 | 2.023 | 2.0109 | 0 | 77.7035
| NEM | NEM Customer | Monthly System Peak Day | October | CAISO 1-in-10 | 2 | 1.7536 | 1.742 | 1.7536 | 1.742 | 0 | 76.6463
| NEM | NEM Customer | Monthly System Peak Day | October | CAISO 1-in-10 | 3 | 1.5409 | 1.5201 | 1.5409 | 1.5201 | 0 | 75.7698
| NEM | NEM Customer | Monthly System Peak Day | October | CAISO 1-in-10 | 4 | 1.3548 | 1.3322 | 1.3548 | 1.3322 | 0 | 74.7165
| NEM | NEM Customer | Monthly System Peak Day | October | CAISO 1-in-10 | 5 | 1.228 | 1.2052 | 1.228 | 1.2052 | 0 | 74.0634
| NEM | NEM Customer | Monthly System Peak Day | October | CAISO 1-in-10 | 6 | 1.1572 | 1.1505 | 1.1572 | 1.1505 | 0 | 73.6715
| NEM | NEM Customer | Monthly System Peak Day | October | CAISO 1-in-10 | 7 | 1.0472 | 1.1053 | 1.0472 | 1.1053 | 0 | 72.8086
| NEM | NEM Customer | Monthly System Peak Day | October | CAISO 1-in-10 | 8 | 0.75721 | 0.85308 | 0.75721 | 0.85308 | 0 | 72.3142
| NEM | NEM Customer | Monthly System Peak Day | October | CAISO 1-in-10 | 9 | 0.15764 | 0.25508 | 0.15764 | 0.25508 | 0 | 73.0186
| NEM | NEM Customer | Monthly System Peak Day | October | CAISO 1-in-10 | 10 | -0.49573 | -0.31602 | -0.49573 | -0.31602 | 0 | 76.9148
| NEM | NEM Customer | Monthly System Peak Day | October | CAISO 1-in-10 | 11 | -0.92117 | -0.65374 | -0.92117 | -0.65374 | 0 | 81.3077
| NEM | NEM Customer | Monthly System Peak Day | October | CAISO 1-in-10 | 12 | -1.0842 | -0.74623 | -1.0842 | -0.74623 | 0 | 85.2795
| NEM | NEM Customer | Monthly System Peak Day | October | CAISO 1-in-10 | 13 | -0.99883 | -0.6199 | -0.99883 | -0.6199 | 0 | 88.3607
| NEM | NEM Customer | Monthly System Peak Day | October | CAISO 1-in-10 | 14 | -0.69956 | -0.27733 | -0.69956 | -0.27733 | 0 | 90.3944
| NEM | NEM Customer | Monthly System Peak Day | October | CAISO 1-in-10 | 15 | -0.25936 | 0.20879 | -0.25936 | 0.20879 | 0 | 91.364
| NEM | NEM Customer | Monthly System Peak Day | October | CAISO 1-in-10 | 16 | 0.41845 | 0.89966 | 0.41845 | 0.89966 | 0 | 92.3076
| NEM | NEM Customer | Monthly System Peak Day | October | CAISO 1-in-10 | 17 | 1.1896 | 1.6378 | 0.018355 | 0.31153 | 0.02221 | 91.9052
| NEM | NEM Customer | Monthly System Peak Day | October | CAISO 1-in-10 | 18 | 2.1513 | 2.4266 | 1.468 | 1.6962 | 0.10173 | 90.5985
| NEM | NEM Customer | Monthly System Peak Day | October | CAISO 1-in-10 | 19 | 2.9357 | 2.973 | 2.602 | 2.5419 | 0.10808 | 87.3066
| NEM | NEM Customer | Monthly System Peak Day | October | CAISO 1-in-10 | 20 | 3.0794 | 3.0148 | 2.8089 | 2.7611 | 0.045933 | 83.476
| NEM | NEM Customer | Monthly System Peak Day | October | CAISO 1-in-10 | 21 | 2.9491 | 2.8956 | 2.7078 | 2.6712 | 0.059632 | 80.0306
| NEM | NEM Customer | Monthly System Peak Day | October | CAISO 1-in-10 | 22 | 2.7632 | 2.7129 | 3.2496 | 3.3737 | 0.043315 | 77.8608
| NEM | NEM Customer | Monthly System Peak Day | October | CAISO 1-in-10 | 23 | 2.5386 | 2.5141 | 2.6362 | 2.7393 | 0.035912 | 76.4313
| NEM | NEM Customer | Monthly System Peak Day | October | CAISO 1-in-10 | 24 | 2.1552 | 2.139 | 2.2032 | 2.2905 | 0.031109 | 75.1997
| NEM | NEM Customer | Monthly System Peak Day | October | CAISO 1-in-2 | 1 | 1.7635 | 1.7514 | 1.7635 | 1.7514 | 0 | 73.6605
| NEM | NEM Customer | Monthly System Peak Day | October | CAISO 1-in-2 | 2 | 1.4847 | 1.473 | 1.4847 | 1.473 | 0 | 72.0564
| NEM | NEM Customer | Monthly System Peak Day | October | CAISO 1-in-2 | 3 | 1.2953 | 1.2744 | 1.2953 | 1.2744 | 0 | 71.1251
| NEM | NEM Customer | Monthly System Peak Day | October | CAISO 1-in-2 | 4 | 1.1077 | 1.0851 | 1.1077 | 1.0851 | 0 | 69.473
| NEM | NEM Customer | Monthly System Peak Day | October | CAISO 1-in-2 | 5 | 1.0074 | 0.98461 | 1.0074 | 0.98461 | 0 | 68.7365
| NEM | NEM Customer | Monthly System Peak Day | October | CAISO 1-in-2 | 6 | 0.93923 | 0.93253 | 0.93923 | 0.93253 | 0 | 67.8543
| NEM | NEM Customer | Monthly System Peak Day | October | CAISO 1-in-2 | 7 | 0.84741 | 0.90557 | 0.84741 | 0.90557 | 0 | 67.1455
| NEM | NEM Customer | Monthly System Peak Day | October | CAISO 1-in-2 | 8 | 0.53052 | 0.62639 | 0.53052 | 0.62639 | 0 | 66.5498
| NEM | NEM Customer | Monthly System Peak Day | October | CAISO 1-in-2 | 9 | -0.064489 | 0.03296 | -0.064489 | 0.03296 | 0 | 67.4195
| NEM | NEM Customer | Monthly System Peak Day | October | CAISO 1-in-2 | 10 | -0.61805 | -0.43835 | -0.61805 | -0.43835 | 0 | 71.4353
| NEM | NEM Customer | Monthly System Peak Day | October | CAISO 1-in-2 | 11 | -1.1271 | -0.85963 | -1.1271 | -0.85963 | 0 | 76.6058
| NEM | NEM Customer | Monthly System Peak Day | October | CAISO 1-in-2 | 12 | -1.4883 | -1.1503 | -1.4883 | -1.1503 | 0 | 81.5888
| NEM | NEM Customer | Monthly System Peak Day | October | CAISO 1-in-2 | 13 | -1.4987 | -1.1198 | -1.4987 | -1.1198 | 0 | 85.2897
| NEM | NEM Customer | Monthly System Peak Day | October | CAISO 1-in-2 | 14 | -1.2555 | -0.83322 | -1.2555 | -0.83322 | 0 | 87.7411
| NEM | NEM Customer | Monthly System Peak Day | October | CAISO 1-in-2 | 15 | -0.83911 | -0.37096 | -0.83911 | -0.37096 | 0 | 88.5401
| NEM | NEM Customer | Monthly System Peak Day | October | CAISO 1-in-2 | 16 | -0.19655 | 0.28465 | -0.19655 | 0.28465 | 0 | 88.299
| NEM | NEM Customer | Monthly System Peak Day | October | CAISO 1-in-2 | 17 | 0.58937 | 1.0376 | -0.48356 | -0.19038 | 0.028413 | 87.6392
| NEM | NEM Customer | Monthly System Peak Day | October | CAISO 1-in-2 | 18 | 1.5895 | 1.8649 | 0.98999 | 1.2181 | 0.13155 | 86.9881
| NEM | NEM Customer | Monthly System Peak Day | October | CAISO 1-in-2 | 19 | 2.38 | 2.4173 | 2.0869 | 2.0268 | 0.12653 | 85.1804
| NEM | NEM Customer | Monthly System Peak Day | October | CAISO 1-in-2 | 20 | 2.603 | 2.5384 | 2.3449 | 2.2971 | 0.051661 | 82.0166
| NEM | NEM Customer | Monthly System Peak Day | October | CAISO 1-in-2 | 21 | 2.5394 | 2.4859 | 2.3067 | 2.2701 | 0.063749 | 79.019
| NEM | NEM Customer | Monthly System Peak Day | October | CAISO 1-in-2 | 22 | 2.3792 | 2.3289 | 2.8639 | 2.988 | 0.047274 | 76.8303
| NEM | NEM Customer | Monthly System Peak Day | October | CAISO 1-in-2 | 23 | 2.2026 | 2.1782 | 2.2827 | 2.3858 | 0.041197 | 74.9386
| NEM | NEM Customer | Monthly System Peak Day | October | CAISO 1-in-2 | 24 | 1.8893 | 1.8731 | 1.9255 | 2.0128 | 0.018103 | 73.362
| NEM | NEM Customer | Monthly System Peak Day | October | SCE 1-in-10 | 1 | 2.0332 | 2.0211 | 2.0332 | 2.0211 | 0 | 78.1925
| NEM | NEM Customer | Monthly System Peak Day | October | SCE 1-in-10 | 2 | 1.7727 | 1.761 | 1.7727 | 1.761 | 0 | 77.3763
| NEM | NEM Customer | Monthly System Peak Day | October | SCE 1-in-10 | 3 | 1.5708 | 1.5499 | 1.5708 | 1.5499 | 0 | 76.4994
| NEM | NEM Customer | Monthly System Peak Day | October | SCE 1-in-10 | 4 | 1.4327 | 1.4101 | 1.4327 | 1.4101 | 0 | 76.1428
| NEM | NEM Customer | Monthly System Peak Day | October | SCE 1-in-10 | 5 | 1.3214 | 1.2986 | 1.3214 | 1.2986 | 0 | 75.7156
| NEM | NEM Customer | Monthly System Peak Day | October | SCE 1-in-10 | 6 | 1.2818 | 1.2751 | 1.2818 | 1.2751 | 0 | 76.2468
| NEM | NEM Customer | Monthly System Peak Day | October | SCE 1-in-10 | 7 | 1.1937 | 1.2518 | 1.1937 | 1.2518 | 0 | 76.0761
| NEM | NEM Customer | Monthly System Peak Day | October | SCE 1-in-10 | 8 | 0.9367 | 1.0326 | 0.9367 | 1.0326 | 0 | 75.9975
| NEM | NEM Customer | Monthly System Peak Day | October | SCE 1-in-10 | 9 | 0.27469 | 0.37214 | 0.27469 | 0.37214 | 0 | 75.8775
| NEM | NEM Customer | Monthly System Peak Day | October | SCE 1-in-10 | 10 | -0.26204 | -0.082336 | -0.26204 | -0.082336 | 0 | 79.7692
| NEM | NEM Customer | Monthly System Peak Day | October | SCE 1-in-10 | 11 | -0.42028 | -0.15285 | -0.42028 | -0.15285 | 0 | 84.2726
| NEM | NEM Customer | Monthly System Peak Day | October | SCE 1-in-10 | 12 | -0.57704 | -0.23905 | -0.57704 | -0.23905 | 0 | 89.5373
| NEM | NEM Customer | Monthly System Peak Day | October | SCE 1-in-10 | 13 | -0.42003 | -0.0411 | -0.42003 | -0.0411 | 0 | 93.653
| NEM | NEM Customer | Monthly System Peak Day | October | SCE 1-in-10 | 14 | -0.014371 | 0.40786 | -0.014371 | 0.40786 | 0 | 95.8556
| NEM | NEM Customer | Monthly System Peak Day | October | SCE 1-in-10 | 15 | 0.49836 | 0.96651 | 0.49836 | 0.96651 | 0 | 97.3311
| NEM | NEM Customer | Monthly System Peak Day | October | SCE 1-in-10 | 16 | 1.2023 | 1.6835 | 1.2023 | 1.6835 | 0 | 98.1736
| NEM | NEM Customer | Monthly System Peak Day | October | SCE 1-in-10 | 17 | 1.9504 | 2.3986 | 0.63756 | 0.93074 | 0.0242 | 98.0467
| NEM | NEM Customer | Monthly System Peak Day | October | SCE 1-in-10 | 18 | 2.8305 | 3.1059 | 1.9856 | 2.2137 | 0.058911 | 97.5738
| NEM | NEM Customer | Monthly System Peak Day | October | SCE 1-in-10 | 19 | 3.5141 | 3.5514 | 3.021 | 2.9608 | 0.046033 | 95.6568
| NEM | NEM Customer | Monthly System Peak Day | October | SCE 1-in-10 | 20 | 3.6548 | 3.5903 | 3.3146 | 3.2668 | 0.020794 | 91.6878
| NEM | NEM Customer | Monthly System Peak Day | October | SCE 1-in-10 | 21 | 3.4917 | 3.4383 | 3.1822 | 3.1456 | 0.029403 | 88.0685
| NEM | NEM Customer | Monthly System Peak Day | October | SCE 1-in-10 | 22 | 3.2378 | 3.1875 | 3.7374 | 3.8616 | 0.023032 | 85.5509
| NEM | NEM Customer | Monthly System Peak Day | October | SCE 1-in-10 | 23 | 2.9402 | 2.9157 | 3.1162 | 3.2193 | 0.021436 | 83.1125
| NEM | NEM Customer | Monthly System Peak Day | October | SCE 1-in-10 | 24 | 2.5035 | 2.4873 | 2.5925 | 2.6798 | 0.020785 | 81.5327
| NEM | NEM Customer | Monthly System Peak Day | October | SCE 1-in-2 | 1 | 1.6268 | 1.6147 | 1.6268 | 1.6147 | 0 | 71.6292
| NEM | NEM Customer | Monthly System Peak Day | October | SCE 1-in-2 | 2 | 1.379 | 1.3674 | 1.379 | 1.3674 | 0 | 70.1698
| NEM | NEM Customer | Monthly System Peak Day | October | SCE 1-in-2 | 3 | 1.1501 | 1.1293 | 1.1501 | 1.1293 | 0 | 67.873
| NEM | NEM Customer | Monthly System Peak Day | October | SCE 1-in-2 | 4 | 1.0391 | 1.0165 | 1.0391 | 1.0165 | 0 | 66.8824
| NEM | NEM Customer | Monthly System Peak Day | October | SCE 1-in-2 | 5 | 0.96304 | 0.94023 | 0.96304 | 0.94023 | 0 | 66.1815
| NEM | NEM Customer | Monthly System Peak Day | October | SCE 1-in-2 | 6 | 0.92059 | 0.91388 | 0.92059 | 0.91388 | 0 | 65.4958
| NEM | NEM Customer | Monthly System Peak Day | October | SCE 1-in-2 | 7 | 0.82971 | 0.88786 | 0.82971 | 0.88786 | 0 | 64.6159
| NEM | NEM Customer | Monthly System Peak Day | October | SCE 1-in-2 | 8 | 0.51063 | 0.6065 | 0.51063 | 0.6065 | 0 | 64.4669
| NEM | NEM Customer | Monthly System Peak Day | October | SCE 1-in-2 | 9 | -0.083639 | 0.01381 | -0.083639 | 0.01381 | 0 | 65.3796
| NEM | NEM Customer | Monthly System Peak Day | October | SCE 1-in-2 | 10 | -0.56616 | -0.38645 | -0.56616 | -0.38645 | 0 | 69.8244
| NEM | NEM Customer | Monthly System Peak Day | October | SCE 1-in-2 | 11 | -1.0616 | -0.79422 | -1.0616 | -0.79422 | 0 | 76.5346
| NEM | NEM Customer | Monthly System Peak Day | October | SCE 1-in-2 | 12 | -1.4806 | -1.1426 | -1.4806 | -1.1426 | 0 | 82.4581
| NEM | NEM Customer | Monthly System Peak Day | October | SCE 1-in-2 | 13 | -1.4692 | -1.0903 | -1.4692 | -1.0903 | 0 | 86.4563
| NEM | NEM Customer | Monthly System Peak Day | October | SCE 1-in-2 | 14 | -1.1994 | -0.77713 | -1.1994 | -0.77713 | 0 | 89.0201
| NEM | NEM Customer | Monthly System Peak Day | October | SCE 1-in-2 | 15 | -0.75212 | -0.28397 | -0.75212 | -0.28397 | 0 | 90.4102
| NEM | NEM Customer | Monthly System Peak Day | October | SCE 1-in-2 | 16 | -0.058453 | 0.42275 | -0.058453 | 0.42275 | 0 | 91.0994
| NEM | NEM Customer | Monthly System Peak Day | October | SCE 1-in-2 | 17 | 0.73495 | 1.1832 | -0.41502 | -0.12184 | 0.023129 | 90.982
| NEM | NEM Customer | Monthly System Peak Day | October | SCE 1-in-2 | 18 | 1.639 | 1.9144 | 0.96279 | 1.1909 | 0.10412 | 90.297
| NEM | NEM Customer | Monthly System Peak Day | October | SCE 1-in-2 | 19 | 2.3725 | 2.4099 | 2.0068 | 1.9467 | 0.093825 | 88.9864
| NEM | NEM Customer | Monthly System Peak Day | October | SCE 1-in-2 | 20 | 2.6465 | 2.5819 | 2.3599 | 2.3121 | 0.03873 | 85.3764
| NEM | NEM Customer | Monthly System Peak Day | October | SCE 1-in-2 | 21 | 2.5969 | 2.5434 | 2.3392 | 2.3025 | 0.051847 | 81.9697
| NEM | NEM Customer | Monthly System Peak Day | October | SCE 1-in-2 | 22 | 2.4188 | 2.3685 | 2.9081 | 3.0323 | 0.03703 | 79.5815
| NEM | NEM Customer | Monthly System Peak Day | October | SCE 1-in-2 | 23 | 2.2319 | 2.2075 | 2.3342 | 2.4373 | 0.034568 | 76.8284
| NEM | NEM Customer | Monthly System Peak Day | October | SCE 1-in-2 | 24 | 1.9233 | 1.9071 | 1.97 | 2.0573 | 0.031777 | 74.9857
| NEM | NEM Customer | Monthly System Peak Day | September | CAISO 1-in-10 | 1 | 2.1704 | 2.1583 | 2.1704 | 2.1583 | 0 | 80.2633
| NEM | NEM Customer | Monthly System Peak Day | September | CAISO 1-in-10 | 2 | 1.8607 | 1.8491 | 1.8607 | 1.8491 | 0 | 78.9641
| NEM | NEM Customer | Monthly System Peak Day | September | CAISO 1-in-10 | 3 | 1.6332 | 1.6123 | 1.6332 | 1.6123 | 0 | 77.8544
| NEM | NEM Customer | Monthly System Peak Day | September | CAISO 1-in-10 | 4 | 1.4806 | 1.458 | 1.4806 | 1.458 | 0 | 77.3842
| NEM | NEM Customer | Monthly System Peak Day | September | CAISO 1-in-10 | 5 | 1.3568 | 1.334 | 1.3568 | 1.334 | 0 | 76.8345
| NEM | NEM Customer | Monthly System Peak Day | September | CAISO 1-in-10 | 6 | 1.2869 | 1.2802 | 1.2869 | 1.2802 | 0 | 76.6049
| NEM | NEM Customer | Monthly System Peak Day | September | CAISO 1-in-10 | 7 | 1.1792 | 1.2374 | 1.1792 | 1.2374 | 0 | 76.1132
| NEM | NEM Customer | Monthly System Peak Day | September | CAISO 1-in-10 | 8 | 0.92145 | 1.0173 | 0.92145 | 1.0173 | 0 | 76.4273
| NEM | NEM Customer | Monthly System Peak Day | September | CAISO 1-in-10 | 9 | 0.33332 | 0.43077 | 0.33332 | 0.43077 | 0 | 77.7667
| NEM | NEM Customer | Monthly System Peak Day | September | CAISO 1-in-10 | 10 | -0.21085 | -0.031146 | -0.21085 | -0.031146 | 0 | 81.2575
| NEM | NEM Customer | Monthly System Peak Day | September | CAISO 1-in-10 | 11 | -0.38052 | -0.11309 | -0.38052 | -0.11309 | 0 | 86.1418
| NEM | NEM Customer | Monthly System Peak Day | September | CAISO 1-in-10 | 12 | -0.42162 | -0.083633 | -0.42162 | -0.083633 | 0 | 90.3912
| NEM | NEM Customer | Monthly System Peak Day | September | CAISO 1-in-10 | 13 | -0.24223 | 0.13671 | -0.24223 | 0.13671 | 0 | 94.0921
| NEM | NEM Customer | Monthly System Peak Day | September | CAISO 1-in-10 | 14 | 0.169 | 0.59123 | 0.169 | 0.59123 | 0 | 96.4007
| NEM | NEM Customer | Monthly System Peak Day | September | CAISO 1-in-10 | 15 | 0.68114 | 1.1493 | 0.68114 | 1.1493 | 0 | 97.7842
| NEM | NEM Customer | Monthly System Peak Day | September | CAISO 1-in-10 | 16 | 1.3606 | 1.8419 | 1.3606 | 1.8419 | 0 | 98.0983
| NEM | NEM Customer | Monthly System Peak Day | September | CAISO 1-in-10 | 17 | 2.1238 | 2.572 | 0.79796 | 1.0911 | 0.025028 | 98.6113
| NEM | NEM Customer | Monthly System Peak Day | September | CAISO 1-in-10 | 18 | 3.0178 | 3.2932 | 2.173 | 2.4011 | 0.058925 | 97.5695
| NEM | NEM Customer | Monthly System Peak Day | September | CAISO 1-in-10 | 19 | 3.7018 | 3.7392 | 3.2 | 3.1399 | 0.04402 | 96.1156
| NEM | NEM Customer | Monthly System Peak Day | September | CAISO 1-in-10 | 20 | 3.812 | 3.7474 | 3.4554 | 3.4076 | 0.019996 | 93.6159
| NEM | NEM Customer | Monthly System Peak Day | September | CAISO 1-in-10 | 21 | 3.6386 | 3.5852 | 3.312 | 3.2753 | 0.023745 | 90.0871
| NEM | NEM Customer | Monthly System Peak Day | September | CAISO 1-in-10 | 22 | 3.3681 | 3.3177 | 3.872 | 3.9962 | 0.024555 | 88.1066
| NEM | NEM Customer | Monthly System Peak Day | September | CAISO 1-in-10 | 23 | 3.0481 | 3.0237 | 3.2641 | 3.3673 | 0.025732 | 86.5235
| NEM | NEM Customer | Monthly System Peak Day | September | CAISO 1-in-10 | 24 | 2.6077 | 2.5915 | 2.7173 | 2.8045 | 0.026078 | 84.712
| NEM | NEM Customer | Monthly System Peak Day | September | CAISO 1-in-2 | 1 | 2.1441 | 2.132 | 2.1441 | 2.132 | 0 | 79.7377
| NEM | NEM Customer | Monthly System Peak Day | September | CAISO 1-in-2 | 2 | 1.8296 | 1.8179 | 1.8296 | 1.8179 | 0 | 78.2606
| NEM | NEM Customer | Monthly System Peak Day | September | CAISO 1-in-2 | 3 | 1.5897 | 1.5688 | 1.5897 | 1.5688 | 0 | 76.9346
| NEM | NEM Customer | Monthly System Peak Day | September | CAISO 1-in-2 | 4 | 1.3882 | 1.3656 | 1.3882 | 1.3656 | 0 | 75.4337
| NEM | NEM Customer | Monthly System Peak Day | September | CAISO 1-in-2 | 5 | 1.2525 | 1.2297 | 1.2525 | 1.2297 | 0 | 74.3633
| NEM | NEM Customer | Monthly System Peak Day | September | CAISO 1-in-2 | 6 | 1.1592 | 1.1525 | 1.1592 | 1.1525 | 0 | 73.2241
| NEM | NEM Customer | Monthly System Peak Day | September | CAISO 1-in-2 | 7 | 1.0577 | 1.1158 | 1.0577 | 1.1158 | 0 | 72.911
| NEM | NEM Customer | Monthly System Peak Day | September | CAISO 1-in-2 | 8 | 0.76511 | 0.86098 | 0.76511 | 0.86098 | 0 | 72.9724
| NEM | NEM Customer | Monthly System Peak Day | September | CAISO 1-in-2 | 9 | 0.20104 | 0.29849 | 0.20104 | 0.29849 | 0 | 74.711
| NEM | NEM Customer | Monthly System Peak Day | September | CAISO 1-in-2 | 10 | -0.30415 | -0.12445 | -0.30415 | -0.12445 | 0 | 79.7281
| NEM | NEM Customer | Monthly System Peak Day | September | CAISO 1-in-2 | 11 | -0.7147 | -0.44727 | -0.7147 | -0.44727 | 0 | 86.2198
| NEM | NEM Customer | Monthly System Peak Day | September | CAISO 1-in-2 | 12 | -0.79926 | -0.46128 | -0.79926 | -0.46128 | 0 | 91.3392
| NEM | NEM Customer | Monthly System Peak Day | September | CAISO 1-in-2 | 13 | -0.54029 | -0.16135 | -0.54029 | -0.16135 | 0 | 94.3092
| NEM | NEM Customer | Monthly System Peak Day | September | CAISO 1-in-2 | 14 | -0.11725 | 0.30498 | -0.11725 | 0.30498 | 0 | 96.2829
| NEM | NEM Customer | Monthly System Peak Day | September | CAISO 1-in-2 | 15 | 0.39214 | 0.86029 | 0.39214 | 0.86029 | 0 | 96.9638
| NEM | NEM Customer | Monthly System Peak Day | September | CAISO 1-in-2 | 16 | 1.0381 | 1.5193 | 1.0381 | 1.5193 | 0 | 95.9205
| NEM | NEM Customer | Monthly System Peak Day | September | CAISO 1-in-2 | 17 | 1.7724 | 2.2206 | 0.52876 | 0.82194 | 0.021452 | 95.0444
| NEM | NEM Customer | Monthly System Peak Day | September | CAISO 1-in-2 | 18 | 2.7303 | 3.0057 | 1.9734 | 2.2015 | 0.078374 | 93.7764
| NEM | NEM Customer | Monthly System Peak Day | September | CAISO 1-in-2 | 19 | 3.446 | 3.4834 | 3.0003 | 2.9402 | 0.061003 | 93.1746
| NEM | NEM Customer | Monthly System Peak Day | September | CAISO 1-in-2 | 20 | 3.567 | 3.5024 | 3.2292 | 3.1814 | 0.021183 | 91.4049
| NEM | NEM Customer | Monthly System Peak Day | September | CAISO 1-in-2 | 21 | 3.4167 | 3.3633 | 3.1081 | 3.0715 | 0.029739 | 87.9629
| NEM | NEM Customer | Monthly System Peak Day | September | CAISO 1-in-2 | 22 | 3.1675 | 3.1172 | 3.6673 | 3.7914 | 0.022986 | 85.6558
| NEM | NEM Customer | Monthly System Peak Day | September | CAISO 1-in-2 | 23 | 2.8776 | 2.8531 | 3.0586 | 3.1617 | 0.021486 | 83.537
| NEM | NEM Customer | Monthly System Peak Day | September | CAISO 1-in-2 | 24 | 2.4576 | 2.4414 | 2.5476 | 2.6349 | 0.020886 | 81.6919
| NEM | NEM Customer | Monthly System Peak Day | September | SCE 1-in-10 | 1 | 2.0852 | 2.0731 | 2.0852 | 2.0731 | 0 | 79.0471
| NEM | NEM Customer | Monthly System Peak Day | September | SCE 1-in-10 | 2 | 1.7795 | 1.7679 | 1.7795 | 1.7679 | 0 | 77.7323
| NEM | NEM Customer | Monthly System Peak Day | September | SCE 1-in-10 | 3 | 1.5602 | 1.5393 | 1.5602 | 1.5393 | 0 | 76.5772
| NEM | NEM Customer | Monthly System Peak Day | September | SCE 1-in-10 | 4 | 1.4205 | 1.3979 | 1.4205 | 1.3979 | 0 | 76.1202
| NEM | NEM Customer | Monthly System Peak Day | September | SCE 1-in-10 | 5 | 1.3066 | 1.2838 | 1.3066 | 1.2838 | 0 | 75.5586
| NEM | NEM Customer | Monthly System Peak Day | September | SCE 1-in-10 | 6 | 1.2443 | 1.2376 | 1.2443 | 1.2376 | 0 | 75.3795
| NEM | NEM Customer | Monthly System Peak Day | September | SCE 1-in-10 | 7 | 1.1373 | 1.1954 | 1.1373 | 1.1954 | 0 | 74.988
| NEM | NEM Customer | Monthly System Peak Day | September | SCE 1-in-10 | 8 | 0.84374 | 0.93962 | 0.84374 | 0.93962 | 0 | 74.9066
| NEM | NEM Customer | Monthly System Peak Day | September | SCE 1-in-10 | 9 | 0.28712 | 0.38457 | 0.28712 | 0.38457 | 0 | 76.8645
| NEM | NEM Customer | Monthly System Peak Day | September | SCE 1-in-10 | 10 | -0.20253 | -0.022825 | -0.20253 | -0.022825 | 0 | 81.1968
| NEM | NEM Customer | Monthly System Peak Day | September | SCE 1-in-10 | 11 | -0.39467 | -0.12724 | -0.39467 | -0.12724 | 0 | 86.4925
| NEM | NEM Customer | Monthly System Peak Day | September | SCE 1-in-10 | 12 | -0.43992 | -0.10194 | -0.43992 | -0.10194 | 0 | 90.9975
| NEM | NEM Customer | Monthly System Peak Day | September | SCE 1-in-10 | 13 | -0.24566 | 0.13328 | -0.24566 | 0.13328 | 0 | 94.9991
| NEM | NEM Customer | Monthly System Peak Day | September | SCE 1-in-10 | 14 | 0.18758 | 0.60981 | 0.18758 | 0.60981 | 0 | 97.9258
| NEM | NEM Customer | Monthly System Peak Day | September | SCE 1-in-10 | 15 | 0.73059 | 1.1987 | 0.73059 | 1.1987 | 0 | 99.6105
| NEM | NEM Customer | Monthly System Peak Day | September | SCE 1-in-10 | 16 | 1.4453 | 1.9265 | 1.4453 | 1.9265 | 0 | 100.2997
| NEM | NEM Customer | Monthly System Peak Day | September | SCE 1-in-10 | 17 | 2.2025 | 2.6507 | 0.82597 | 1.1191 | 0.028931 | 100.8116
| NEM | NEM Customer | Monthly System Peak Day | September | SCE 1-in-10 | 18 | 3.0312 | 3.3066 | 2.1401 | 2.3683 | 0.055625 | 99.5627
| NEM | NEM Customer | Monthly System Peak Day | September | SCE 1-in-10 | 19 | 3.7095 | 3.7469 | 3.1975 | 3.1373 | 0.042095 | 96.6493
| NEM | NEM Customer | Monthly System Peak Day | September | SCE 1-in-10 | 20 | 3.8252 | 3.7606 | 3.4683 | 3.4206 | 0.020012 | 93.6487
| NEM | NEM Customer | Monthly System Peak Day | September | SCE 1-in-10 | 21 | 3.651 | 3.5976 | 3.3229 | 3.2863 | 0.023348 | 90.2593
| NEM | NEM Customer | Monthly System Peak Day | September | SCE 1-in-10 | 22 | 3.3793 | 3.329 | 3.884 | 4.0081 | 0.025279 | 88.5198
| NEM | NEM Customer | Monthly System Peak Day | September | SCE 1-in-10 | 23 | 3.0572 | 3.0327 | 3.277 | 3.3801 | 0.026527 | 86.8498
| NEM | NEM Customer | Monthly System Peak Day | September | SCE 1-in-10 | 24 | 2.6179 | 2.6017 | 2.7307 | 2.818 | 0.027384 | 85.2078
| NEM | NEM Customer | Monthly System Peak Day | September | SCE 1-in-2 | 1 | 1.9639 | 1.9518 | 1.9639 | 1.9518 | 0 | 77.0864
| NEM | NEM Customer | Monthly System Peak Day | September | SCE 1-in-2 | 2 | 1.6766 | 1.665 | 1.6766 | 1.665 | 0 | 75.8192
| NEM | NEM Customer | Monthly System Peak Day | September | SCE 1-in-2 | 3 | 1.4691 | 1.4482 | 1.4691 | 1.4482 | 0 | 74.742
| NEM | NEM Customer | Monthly System Peak Day | September | SCE 1-in-2 | 4 | 1.3118 | 1.2892 | 1.3118 | 1.2892 | 0 | 73.8048
| NEM | NEM Customer | Monthly System Peak Day | September | SCE 1-in-2 | 5 | 1.1831 | 1.1603 | 1.1831 | 1.1603 | 0 | 72.6347
| NEM | NEM Customer | Monthly System Peak Day | September | SCE 1-in-2 | 6 | 1.1076 | 1.1009 | 1.1076 | 1.1009 | 0 | 71.7972
| NEM | NEM Customer | Monthly System Peak Day | September | SCE 1-in-2 | 7 | 1.0011 | 1.0592 | 1.0011 | 1.0592 | 0 | 71.3773
| NEM | NEM Customer | Monthly System Peak Day | September | SCE 1-in-2 | 8 | 0.68199 | 0.77786 | 0.68199 | 0.77786 | 0 | 71.21
| NEM | NEM Customer | Monthly System Peak Day | September | SCE 1-in-2 | 9 | 0.13664 | 0.23409 | 0.13664 | 0.23409 | 0 | 73.2278
| NEM | NEM Customer | Monthly System Peak Day | September | SCE 1-in-2 | 10 | -0.32421 | -0.14451 | -0.32421 | -0.14451 | 0 | 78.0313
| NEM | NEM Customer | Monthly System Peak Day | September | SCE 1-in-2 | 11 | -0.64288 | -0.37545 | -0.64288 | -0.37545 | 0 | 83.7721
| NEM | NEM Customer | Monthly System Peak Day | September | SCE 1-in-2 | 12 | -0.79145 | -0.45347 | -0.79145 | -0.45347 | 0 | 88.6998
| NEM | NEM Customer | Monthly System Peak Day | September | SCE 1-in-2 | 13 | -0.63815 | -0.25922 | -0.63815 | -0.25922 | 0 | 92.5997
| NEM | NEM Customer | Monthly System Peak Day | September | SCE 1-in-2 | 14 | -0.25023 | 0.172 | -0.25023 | 0.172 | 0 | 95.1886
| NEM | NEM Customer | Monthly System Peak Day | September | SCE 1-in-2 | 15 | 0.254 | 0.72215 | 0.254 | 0.72215 | 0 | 96.2704
| NEM | NEM Customer | Monthly System Peak Day | September | SCE 1-in-2 | 16 | 0.92417 | 1.4054 | 0.92417 | 1.4054 | 0 | 95.9657
| NEM | NEM Customer | Monthly System Peak Day | September | SCE 1-in-2 | 17 | 1.6952 | 2.1434 | 0.42419 | 0.71737 | 0.022171 | 96.2345
| NEM | NEM Customer | Monthly System Peak Day | September | SCE 1-in-2 | 18 | 2.5932 | 2.8686 | 1.7902 | 2.0183 | 0.06651 | 95.7648
| NEM | NEM Customer | Monthly System Peak Day | September | SCE 1-in-2 | 19 | 3.2791 | 3.3165 | 2.8026 | 2.7425 | 0.05061 | 94.7866
| NEM | NEM Customer | Monthly System Peak Day | September | SCE 1-in-2 | 20 | 3.4534 | 3.3888 | 3.1078 | 3.06 | 0.020166 | 92.3177
| NEM | NEM Customer | Monthly System Peak Day | September | SCE 1-in-2 | 21 | 3.3239 | 3.2705 | 3.0115 | 2.9749 | 0.02834 | 88.4097
| NEM | NEM Customer | Monthly System Peak Day | September | SCE 1-in-2 | 22 | 3.0766 | 3.0263 | 3.5764 | 3.7006 | 0.022971 | 85.6968
| NEM | NEM Customer | Monthly System Peak Day | September | SCE 1-in-2 | 23 | 2.7973 | 2.7729 | 2.9779 | 3.081 | 0.021477 | 83.5028
| NEM | NEM Customer | Monthly System Peak Day | September | SCE 1-in-2 | 24 | 2.3941 | 2.3779 | 2.4811 | 2.5684 | 0.020647 | 81.2226
| NEM | NEM Customer | Typical Event Day | Typical Event | CAISO 1-in-10 | 1 | 2.0672 | 2.0551 | 2.0672 | 2.0551 | 0 | 78.6854
| NEM | NEM Customer | Typical Event Day | Typical Event | CAISO 1-in-10 | 2 | 1.7734 | 1.7618 | 1.7734 | 1.7618 | 0 | 77.4807
| NEM | NEM Customer | Typical Event Day | Typical Event | CAISO 1-in-10 | 3 | 1.5533 | 1.5324 | 1.5533 | 1.5324 | 0 | 76.3513
| NEM | NEM Customer | Typical Event Day | Typical Event | CAISO 1-in-10 | 4 | 1.3887 | 1.3661 | 1.3887 | 1.3661 | 0 | 75.451
| NEM | NEM Customer | Typical Event Day | Typical Event | CAISO 1-in-10 | 5 | 1.2606 | 1.2378 | 1.2606 | 1.2378 | 0 | 74.5168
| NEM | NEM Customer | Typical Event Day | Typical Event | CAISO 1-in-10 | 6 | 1.1858 | 1.1791 | 1.1858 | 1.1791 | 0 | 73.898
| NEM | NEM Customer | Typical Event Day | Typical Event | CAISO 1-in-10 | 7 | 1.074 | 1.1321 | 1.074 | 1.1321 | 0 | 73.3544
| NEM | NEM Customer | Typical Event Day | Typical Event | CAISO 1-in-10 | 8 | 0.79361 | 0.88949 | 0.79361 | 0.88949 | 0 | 73.7184
| NEM | NEM Customer | Typical Event Day | Typical Event | CAISO 1-in-10 | 9 | 0.28463 | 0.38208 | 0.28463 | 0.38208 | 0 | 76.5286
| NEM | NEM Customer | Typical Event Day | Typical Event | CAISO 1-in-10 | 10 | -0.29267 | -0.11296 | -0.29267 | -0.11296 | 0 | 81.1869
| NEM | NEM Customer | Typical Event Day | Typical Event | CAISO 1-in-10 | 11 | -0.6001 | -0.33268 | -0.6001 | -0.33268 | 0 | 86.2164
| NEM | NEM Customer | Typical Event Day | Typical Event | CAISO 1-in-10 | 12 | -0.64888 | -0.3109 | -0.64888 | -0.3109 | 0 | 90.6948
| NEM | NEM Customer | Typical Event Day | Typical Event | CAISO 1-in-10 | 13 | -0.4283 | -0.049361 | -0.4283 | -0.049361 | 0 | 93.8629
| NEM | NEM Customer | Typical Event Day | Typical Event | CAISO 1-in-10 | 14 | -0.017541 | 0.40469 | -0.017541 | 0.40469 | 0 | 96.2055
| NEM | NEM Customer | Typical Event Day | Typical Event | CAISO 1-in-10 | 15 | 0.49968 | 0.96783 | 0.49968 | 0.96783 | 0 | 97.6005
| NEM | NEM Customer | Typical Event Day | Typical Event | CAISO 1-in-10 | 16 | 1.1991 | 1.6803 | 1.1991 | 1.6803 | 0 | 98.1804
| NEM | NEM Customer | Typical Event Day | Typical Event | CAISO 1-in-10 | 17 | 1.9509 | 2.3991 | 0.6353 | 0.92848 | 0.02437 | 98.1673
| NEM | NEM Customer | Typical Event Day | Typical Event | CAISO 1-in-10 | 18 | 2.828 | 3.1034 | 1.9878 | 2.2159 | 0.059579 | 97.3679
| NEM | NEM Customer | Typical Event Day | Typical Event | CAISO 1-in-10 | 19 | 3.5096 | 3.5469 | 3.0141 | 2.9539 | 0.045454 | 95.7819
| NEM | NEM Customer | Typical Event Day | Typical Event | CAISO 1-in-10 | 20 | 3.6524 | 3.5878 | 3.3016 | 3.2538 | 0.019891 | 92.9327
| NEM | NEM Customer | Typical Event Day | Typical Event | CAISO 1-in-10 | 21 | 3.4971 | 3.4436 | 3.1787 | 3.142 | 0.026263 | 89.1157
| NEM | NEM Customer | Typical Event Day | Typical Event | CAISO 1-in-10 | 22 | 3.2366 | 3.1862 | 3.7365 | 3.8607 | 0.022945 | 85.7744
| NEM | NEM Customer | Typical Event Day | Typical Event | CAISO 1-in-10 | 23 | 2.9386 | 2.9142 | 3.1167 | 3.2198 | 0.021439 | 83.2914
| NEM | NEM Customer | Typical Event Day | Typical Event | CAISO 1-in-10 | 24 | 2.5012 | 2.485 | 2.589 | 2.6763 | 0.020693 | 81.3472
| NEM | NEM Customer | Typical Event Day | Typical Event | CAISO 1-in-2 | 1 | 1.8727 | 1.8607 | 1.8727 | 1.8607 | 0 | 75.5836
| NEM | NEM Customer | Typical Event Day | Typical Event | CAISO 1-in-2 | 2 | 1.6026 | 1.5909 | 1.6026 | 1.5909 | 0 | 74.3819
| NEM | NEM Customer | Typical Event Day | Typical Event | CAISO 1-in-2 | 3 | 1.401 | 1.3802 | 1.401 | 1.3802 | 0 | 73.3356
| NEM | NEM Customer | Typical Event Day | Typical Event | CAISO 1-in-2 | 4 | 1.2379 | 1.2152 | 1.2379 | 1.2152 | 0 | 72.2439
| NEM | NEM Customer | Typical Event Day | Typical Event | CAISO 1-in-2 | 5 | 1.1198 | 1.097 | 1.1198 | 1.097 | 0 | 71.2743
| NEM | NEM Customer | Typical Event Day | Typical Event | CAISO 1-in-2 | 6 | 1.0415 | 1.0348 | 1.0415 | 1.0348 | 0 | 70.2844
| NEM | NEM Customer | Typical Event Day | Typical Event | CAISO 1-in-2 | 7 | 0.93292 | 0.99107 | 0.93292 | 0.99107 | 0 | 69.6831
| NEM | NEM Customer | Typical Event Day | Typical Event | CAISO 1-in-2 | 8 | 0.63754 | 0.73341 | 0.63754 | 0.73341 | 0 | 69.9635
| NEM | NEM Customer | Typical Event Day | Typical Event | CAISO 1-in-2 | 9 | 0.13409 | 0.23154 | 0.13409 | 0.23154 | 0 | 72.6413
| NEM | NEM Customer | Typical Event Day | Typical Event | CAISO 1-in-2 | 10 | -0.47396 | -0.29426 | -0.47396 | -0.29426 | 0 | 77.0816
| NEM | NEM Customer | Typical Event Day | Typical Event | CAISO 1-in-2 | 11 | -0.91791 | -0.65048 | -0.91791 | -0.65048 | 0 | 81.9771
| NEM | NEM Customer | Typical Event Day | Typical Event | CAISO 1-in-2 | 12 | -1.0823 | -0.74436 | -1.0823 | -0.74436 | 0 | 86.3298
| NEM | NEM Customer | Typical Event Day | Typical Event | CAISO 1-in-2 | 13 | -0.9642 | -0.58527 | -0.9642 | -0.58527 | 0 | 89.502
| NEM | NEM Customer | Typical Event Day | Typical Event | CAISO 1-in-2 | 14 | -0.63909 | -0.21686 | -0.63909 | -0.21686 | 0 | 91.7591
| NEM | NEM Customer | Typical Event Day | Typical Event | CAISO 1-in-2 | 15 | -0.16927 | 0.29888 | -0.16927 | 0.29888 | 0 | 93.2026
| NEM | NEM Customer | Typical Event Day | Typical Event | CAISO 1-in-2 | 16 | 0.50351 | 0.98471 | 0.50351 | 0.98471 | 0 | 93.3701
| NEM | NEM Customer | Typical Event Day | Typical Event | CAISO 1-in-2 | 17 | 1.273 | 1.7212 | 0.074932 | 0.36811 | 0.021481 | 93.0679
| NEM | NEM Customer | Typical Event Day | Typical Event | CAISO 1-in-2 | 18 | 2.2067 | 2.4821 | 1.5003 | 1.7285 | 0.093986 | 91.5973
| NEM | NEM Customer | Typical Event Day | Typical Event | CAISO 1-in-2 | 19 | 2.9487 | 2.986 | 2.5625 | 2.5024 | 0.084962 | 90.058
| NEM | NEM Customer | Typical Event Day | Typical Event | CAISO 1-in-2 | 20 | 3.1252 | 3.0606 | 2.8177 | 2.7699 | 0.030176 | 87.8272
| NEM | NEM Customer | Typical Event Day | Typical Event | CAISO 1-in-2 | 21 | 3.0188 | 2.9653 | 2.74 | 2.7034 | 0.042197 | 84.4502
| NEM | NEM Customer | Typical Event Day | Typical Event | CAISO 1-in-2 | 22 | 2.8061 | 2.7558 | 3.2987 | 3.4229 | 0.030912 | 81.4524
| NEM | NEM Customer | Typical Event Day | Typical Event | CAISO 1-in-2 | 23 | 2.5686 | 2.5442 | 2.7002 | 2.8034 | 0.027017 | 79.3306
| NEM | NEM Customer | Typical Event Day | Typical Event | CAISO 1-in-2 | 24 | 2.1961 | 2.1799 | 2.2604 | 2.3477 | 0.024319 | 77.7093
| NEM | NEM Customer | Typical Event Day | Typical Event | SCE 1-in-10 | 1 | 2.1108 | 2.0987 | 2.1108 | 2.0987 | 0 | 79.4097
| NEM | NEM Customer | Typical Event Day | Typical Event | SCE 1-in-10 | 2 | 1.7772 | 1.7656 | 1.7772 | 1.7656 | 0 | 77.6889
| NEM | NEM Customer | Typical Event Day | Typical Event | SCE 1-in-10 | 3 | 1.5423 | 1.5214 | 1.5423 | 1.5214 | 0 | 76.2588
| NEM | NEM Customer | Typical Event Day | Typical Event | SCE 1-in-10 | 4 | 1.3793 | 1.3567 | 1.3793 | 1.3567 | 0 | 75.2574
| NEM | NEM Customer | Typical Event Day | Typical Event | SCE 1-in-10 | 5 | 1.2541 | 1.2313 | 1.2541 | 1.2313 | 0 | 74.2474
| NEM | NEM Customer | Typical Event Day | Typical Event | SCE 1-in-10 | 6 | 1.1764 | 1.1697 | 1.1764 | 1.1697 | 0 | 73.4614
| NEM | NEM Customer | Typical Event Day | Typical Event | SCE 1-in-10 | 7 | 1.0538 | 1.1119 | 1.0538 | 1.1119 | 0 | 72.7581
| NEM | NEM Customer | Typical Event Day | Typical Event | SCE 1-in-10 | 8 | 0.76171 | 0.85758 | 0.76171 | 0.85758 | 0 | 73.2737
| NEM | NEM Customer | Typical Event Day | Typical Event | SCE 1-in-10 | 9 | 0.27405 | 0.3715 | 0.27405 | 0.3715 | 0 | 76.5911
| NEM | NEM Customer | Typical Event Day | Typical Event | SCE 1-in-10 | 10 | -0.22868 | -0.048982 | -0.22868 | -0.048982 | 0 | 82.1096
| NEM | NEM Customer | Typical Event Day | Typical Event | SCE 1-in-10 | 11 | -0.53716 | -0.26973 | -0.53716 | -0.26973 | 0 | 87.9122
| NEM | NEM Customer | Typical Event Day | Typical Event | SCE 1-in-10 | 12 | -0.54217 | -0.20419 | -0.54217 | -0.20419 | 0 | 92.5067
| NEM | NEM Customer | Typical Event Day | Typical Event | SCE 1-in-10 | 13 | -0.27158 | 0.10735 | -0.27158 | 0.10735 | 0 | 95.6436
| NEM | NEM Customer | Typical Event Day | Typical Event | SCE 1-in-10 | 14 | 0.17589 | 0.59812 | 0.17589 | 0.59812 | 0 | 98.0385
| NEM | NEM Customer | Typical Event Day | Typical Event | SCE 1-in-10 | 15 | 0.72342 | 1.1916 | 0.72342 | 1.1916 | 0 | 99.8345
| NEM | NEM Customer | Typical Event Day | Typical Event | SCE 1-in-10 | 16 | 1.4526 | 1.9338 | 1.4526 | 1.9338 | 0 | 100.853
| NEM | NEM Customer | Typical Event Day | Typical Event | SCE 1-in-10 | 17 | 2.1962 | 2.6444 | 0.81659 | 1.1098 | 0.029191 | 100.9423
| NEM | NEM Customer | Typical Event Day | Typical Event | SCE 1-in-10 | 18 | 3.0182 | 3.2936 | 2.1117 | 2.3398 | 0.055905 | 100.2301
| NEM | NEM Customer | Typical Event Day | Typical Event | SCE 1-in-10 | 19 | 3.669 | 3.7063 | 3.1243 | 3.0642 | 0.039587 | 98.3539
| NEM | NEM Customer | Typical Event Day | Typical Event | SCE 1-in-10 | 20 | 3.8146 | 3.75 | 3.4441 | 3.3963 | 0.021911 | 95.253
| NEM | NEM Customer | Typical Event Day | Typical Event | SCE 1-in-10 | 21 | 3.6511 | 3.5976 | 3.3121 | 3.2754 | 0.020991 | 91.5391
| NEM | NEM Customer | Typical Event Day | Typical Event | SCE 1-in-10 | 22 | 3.3706 | 3.3203 | 3.8747 | 3.9988 | 0.024634 | 88.1552
| NEM | NEM Customer | Typical Event Day | Typical Event | SCE 1-in-10 | 23 | 3.0519 | 3.0275 | 3.2506 | 3.3537 | 0.022851 | 85.0431
| NEM | NEM Customer | Typical Event Day | Typical Event | SCE 1-in-10 | 24 | 2.5982 | 2.582 | 2.6963 | 2.7836 | 0.022358 | 82.9497
| NEM | NEM Customer | Typical Event Day | Typical Event | SCE 1-in-2 | 1 | 1.8415 | 1.8294 | 1.8415 | 1.8294 | 0 | 75.1478
| NEM | NEM Customer | Typical Event Day | Typical Event | SCE 1-in-2 | 2 | 1.5735 | 1.5618 | 1.5735 | 1.5618 | 0 | 73.9298
| NEM | NEM Customer | Typical Event Day | Typical Event | SCE 1-in-2 | 3 | 1.3768 | 1.3559 | 1.3768 | 1.3559 | 0 | 72.8821
| NEM | NEM Customer | Typical Event Day | Typical Event | SCE 1-in-2 | 4 | 1.2225 | 1.1998 | 1.2225 | 1.1998 | 0 | 71.8777
| NEM | NEM Customer | Typical Event Day | Typical Event | SCE 1-in-2 | 5 | 1.1107 | 1.0879 | 1.1107 | 1.0879 | 0 | 70.9926
| NEM | NEM Customer | Typical Event Day | Typical Event | SCE 1-in-2 | 6 | 1.0413 | 1.0346 | 1.0413 | 1.0346 | 0 | 70.2275
| NEM | NEM Customer | Typical Event Day | Typical Event | SCE 1-in-2 | 7 | 0.93227 | 0.99042 | 0.93227 | 0.99042 | 0 | 69.6007
| NEM | NEM Customer | Typical Event Day | Typical Event | SCE 1-in-2 | 8 | 0.63664 | 0.73251 | 0.63664 | 0.73251 | 0 | 69.888
| NEM | NEM Customer | Typical Event Day | Typical Event | SCE 1-in-2 | 9 | 0.13192 | 0.22937 | 0.13192 | 0.22937 | 0 | 72.5794
| NEM | NEM Customer | Typical Event Day | Typical Event | SCE 1-in-2 | 10 | -0.47777 | -0.29806 | -0.47777 | -0.29806 | 0 | 77.1565
| NEM | NEM Customer | Typical Event Day | Typical Event | SCE 1-in-2 | 11 | -0.92094 | -0.65351 | -0.92094 | -0.65351 | 0 | 81.9238
| NEM | NEM Customer | Typical Event Day | Typical Event | SCE 1-in-2 | 12 | -1.0773 | -0.7393 | -1.0773 | -0.7393 | 0 | 86.1401
| NEM | NEM Customer | Typical Event Day | Typical Event | SCE 1-in-2 | 13 | -0.96013 | -0.58119 | -0.96013 | -0.58119 | 0 | 89.1379
| NEM | NEM Customer | Typical Event Day | Typical Event | SCE 1-in-2 | 14 | -0.64315 | -0.22092 | -0.64315 | -0.22092 | 0 | 91.1952
| NEM | NEM Customer | Typical Event Day | Typical Event | SCE 1-in-2 | 15 | -0.17946 | 0.28869 | -0.17946 | 0.28869 | 0 | 92.8022
| NEM | NEM Customer | Typical Event Day | Typical Event | SCE 1-in-2 | 16 | 0.49472 | 0.97593 | 0.49472 | 0.97593 | 0 | 93.1818
| NEM | NEM Customer | Typical Event Day | Typical Event | SCE 1-in-2 | 17 | 1.2778 | 1.726 | 0.072903 | 0.36608 | 0.021377 | 93.3667
| NEM | NEM Customer | Typical Event Day | Typical Event | SCE 1-in-2 | 18 | 2.1975 | 2.4729 | 1.4739 | 1.7021 | 0.088437 | 92.3402
| NEM | NEM Customer | Typical Event Day | Typical Event | SCE 1-in-2 | 19 | 2.9278 | 2.9651 | 2.5297 | 2.4695 | 0.079899 | 90.6837
| NEM | NEM Customer | Typical Event Day | Typical Event | SCE 1-in-2 | 20 | 3.1168 | 3.0522 | 2.8051 | 2.7573 | 0.028598 | 88.3257
| NEM | NEM Customer | Typical Event Day | Typical Event | SCE 1-in-2 | 21 | 3.0137 | 2.9603 | 2.7326 | 2.696 | 0.041142 | 84.7294
| NEM | NEM Customer | Typical Event Day | Typical Event | SCE 1-in-2 | 22 | 2.7994 | 2.749 | 3.2919 | 3.416 | 0.030933 | 81.4455
| NEM | NEM Customer | Typical Event Day | Typical Event | SCE 1-in-2 | 23 | 2.5627 | 2.5382 | 2.6928 | 2.7959 | 0.027342 | 79.2065
| NEM | NEM Customer | Typical Event Day | Typical Event | SCE 1-in-2 | 24 | 2.1891 | 2.1729 | 2.2509 | 2.3382 | 0.025227 | 77.3142
| NEM | Non-NEM Customer | Average Weekday | April | CAISO 1-in-10 | 1 | 0.65845 | 0.62856 | 0.65845 | 0.62856 | 0 | 60.2462
| NEM | Non-NEM Customer | Average Weekday | April | CAISO 1-in-10 | 2 | 0.58422 | 0.55985 | 0.58422 | 0.55985 | 0 | 59.1815
| NEM | Non-NEM Customer | Average Weekday | April | CAISO 1-in-10 | 3 | 0.53477 | 0.51287 | 0.53477 | 0.51287 | 0 | 58.187
| NEM | Non-NEM Customer | Average Weekday | April | CAISO 1-in-10 | 4 | 0.5033 | 0.48376 | 0.5033 | 0.48376 | 0 | 57.274
| NEM | Non-NEM Customer | Average Weekday | April | CAISO 1-in-10 | 5 | 0.49071 | 0.47502 | 0.49071 | 0.47502 | 0 | 56.5137
| NEM | Non-NEM Customer | Average Weekday | April | CAISO 1-in-10 | 6 | 0.50182 | 0.49918 | 0.50182 | 0.49918 | 0 | 55.9218
| NEM | Non-NEM Customer | Average Weekday | April | CAISO 1-in-10 | 7 | 0.54607 | 0.57032 | 0.54607 | 0.57032 | 0 | 55.496
| NEM | Non-NEM Customer | Average Weekday | April | CAISO 1-in-10 | 8 | 0.59824 | 0.60697 | 0.59824 | 0.60697 | 0 | 55.4773
| NEM | Non-NEM Customer | Average Weekday | April | CAISO 1-in-10 | 9 | 0.62618 | 0.57797 | 0.62618 | 0.57797 | 0 | 57.4914
| NEM | Non-NEM Customer | Average Weekday | April | CAISO 1-in-10 | 10 | 0.64565 | 0.57413 | 0.64565 | 0.57413 | 0 | 60.7077
| NEM | Non-NEM Customer | Average Weekday | April | CAISO 1-in-10 | 11 | 0.66036 | 0.57157 | 0.66036 | 0.57157 | 0 | 64.297
| NEM | Non-NEM Customer | Average Weekday | April | CAISO 1-in-10 | 12 | 0.69968 | 0.58165 | 0.69968 | 0.58165 | 0 | 67.6552
| NEM | Non-NEM Customer | Average Weekday | April | CAISO 1-in-10 | 13 | 0.74511 | 0.59005 | 0.74511 | 0.59005 | 0 | 70.0035
| NEM | Non-NEM Customer | Average Weekday | April | CAISO 1-in-10 | 14 | 0.7746 | 0.59641 | 0.7746 | 0.59641 | 0 | 71.7061
| NEM | Non-NEM Customer | Average Weekday | April | CAISO 1-in-10 | 15 | 0.80116 | 0.60805 | 0.80116 | 0.60805 | 0 | 72.9445
| NEM | Non-NEM Customer | Average Weekday | April | CAISO 1-in-10 | 16 | 0.83047 | 0.63644 | 0.83047 | 0.63644 | 0 | 73.5965
| NEM | Non-NEM Customer | Average Weekday | April | CAISO 1-in-10 | 17 | 0.86157 | 0.68764 | 0.73253 | 0.55861 | 0.036684 | 73.7381
| NEM | Non-NEM Customer | Average Weekday | April | CAISO 1-in-10 | 18 | 0.93279 | 0.79086 | 0.84416 | 0.70224 | 0.044311 | 73.0184
| NEM | Non-NEM Customer | Average Weekday | April | CAISO 1-in-10 | 19 | 0.98095 | 0.87625 | 0.98095 | 0.79852 | 0 | 71.6823
| NEM | Non-NEM Customer | Average Weekday | April | CAISO 1-in-10 | 20 | 1.0049 | 0.93253 | 0.96705 | 0.85428 | 0.018929 | 69.5047
| NEM | Non-NEM Customer | Average Weekday | April | CAISO 1-in-10 | 21 | 1.003 | 0.94918 | 0.99532 | 0.88541 | 0.0038191 | 66.6516
| NEM | Non-NEM Customer | Average Weekday | April | CAISO 1-in-10 | 22 | 0.94008 | 0.89624 | 1.0639 | 1.0201 | 0.092214 | 64.5094
| NEM | Non-NEM Customer | Average Weekday | April | CAISO 1-in-10 | 23 | 0.85068 | 0.82051 | 0.85068 | 0.82051 | 0 | 62.9539
| NEM | Non-NEM Customer | Average Weekday | April | CAISO 1-in-10 | 24 | 0.73084 | 0.70567 | 0.73084 | 0.70567 | 0 | 61.6426
| NEM | Non-NEM Customer | Average Weekday | April | CAISO 1-in-2 | 1 | 0.6479 | 0.61801 | 0.6479 | 0.61801 | 0 | 57.7628
| NEM | Non-NEM Customer | Average Weekday | April | CAISO 1-in-2 | 2 | 0.57897 | 0.5546 | 0.57897 | 0.5546 | 0 | 56.8882
| NEM | Non-NEM Customer | Average Weekday | April | CAISO 1-in-2 | 3 | 0.53394 | 0.51203 | 0.53394 | 0.51203 | 0 | 56.057
| NEM | Non-NEM Customer | Average Weekday | April | CAISO 1-in-2 | 4 | 0.50625 | 0.48671 | 0.50625 | 0.48671 | 0 | 55.3443
| NEM | Non-NEM Customer | Average Weekday | April | CAISO 1-in-2 | 5 | 0.49873 | 0.48305 | 0.49873 | 0.48305 | 0 | 54.744
| NEM | Non-NEM Customer | Average Weekday | April | CAISO 1-in-2 | 6 | 0.51567 | 0.51303 | 0.51567 | 0.51303 | 0 | 54.2918
| NEM | Non-NEM Customer | Average Weekday | April | CAISO 1-in-2 | 7 | 0.56645 | 0.5907 | 0.56645 | 0.5907 | 0 | 53.9037
| NEM | Non-NEM Customer | Average Weekday | April | CAISO 1-in-2 | 8 | 0.61914 | 0.62788 | 0.61914 | 0.62788 | 0 | 53.8089
| NEM | Non-NEM Customer | Average Weekday | April | CAISO 1-in-2 | 9 | 0.63943 | 0.59121 | 0.63943 | 0.59121 | 0 | 55.3353
| NEM | Non-NEM Customer | Average Weekday | April | CAISO 1-in-2 | 10 | 0.64844 | 0.57693 | 0.64844 | 0.57693 | 0 | 58.0715
| NEM | Non-NEM Customer | Average Weekday | April | CAISO 1-in-2 | 11 | 0.65952 | 0.57073 | 0.65952 | 0.57073 | 0 | 61.0042
| NEM | Non-NEM Customer | Average Weekday | April | CAISO 1-in-2 | 12 | 0.69267 | 0.57464 | 0.69267 | 0.57464 | 0 | 63.8746
| NEM | Non-NEM Customer | Average Weekday | April | CAISO 1-in-2 | 13 | 0.73367 | 0.57861 | 0.73367 | 0.57861 | 0 | 66.2085
| NEM | Non-NEM Customer | Average Weekday | April | CAISO 1-in-2 | 14 | 0.74977 | 0.57158 | 0.74977 | 0.57158 | 0 | 68.0154
| NEM | Non-NEM Customer | Average Weekday | April | CAISO 1-in-2 | 15 | 0.76389 | 0.57079 | 0.76389 | 0.57079 | 0 | 69.308
| NEM | Non-NEM Customer | Average Weekday | April | CAISO 1-in-2 | 16 | 0.78255 | 0.58852 | 0.78255 | 0.58852 | 0 | 69.9577
| NEM | Non-NEM Customer | Average Weekday | April | CAISO 1-in-2 | 17 | 0.81366 | 0.63973 | 0.78131 | 0.60739 | 0.016174 | 70.1334
| NEM | Non-NEM Customer | Average Weekday | April | CAISO 1-in-2 | 18 | 0.90342 | 0.76149 | 0.87399 | 0.73207 | 0.014713 | 69.5764
| NEM | Non-NEM Customer | Average Weekday | April | CAISO 1-in-2 | 19 | 0.96125 | 0.85655 | 0.96125 | 0.83063 | 0 | 68.3049
| NEM | Non-NEM Customer | Average Weekday | April | CAISO 1-in-2 | 20 | 0.98676 | 0.91439 | 0.98544 | 0.87243 | 0.00066045 | 66.0551
| NEM | Non-NEM Customer | Average Weekday | April | CAISO 1-in-2 | 21 | 0.98054 | 0.92676 | 0.98054 | 0.90038 | 0 | 63.1216
| NEM | Non-NEM Customer | Average Weekday | April | CAISO 1-in-2 | 22 | 0.91906 | 0.87522 | 0.97983 | 0.93598 | 0.030385 | 61.0085
| NEM | Non-NEM Customer | Average Weekday | April | CAISO 1-in-2 | 23 | 0.833 | 0.80283 | 0.833 | 0.80283 | 0 | 59.5736
| NEM | Non-NEM Customer | Average Weekday | April | CAISO 1-in-2 | 24 | 0.71815 | 0.69298 | 0.71815 | 0.69298 | 0 | 58.4746
| NEM | Non-NEM Customer | Average Weekday | April | SCE 1-in-10 | 1 | 0.65736 | 0.62747 | 0.65736 | 0.62747 | 0 | 59.7964
| NEM | Non-NEM Customer | Average Weekday | April | SCE 1-in-10 | 2 | 0.58346 | 0.5591 | 0.58346 | 0.5591 | 0 | 58.7433
| NEM | Non-NEM Customer | Average Weekday | April | SCE 1-in-10 | 3 | 0.53414 | 0.51223 | 0.53414 | 0.51223 | 0 | 57.7951
| NEM | Non-NEM Customer | Average Weekday | April | SCE 1-in-10 | 4 | 0.50283 | 0.48328 | 0.50283 | 0.48328 | 0 | 56.9036
| NEM | Non-NEM Customer | Average Weekday | April | SCE 1-in-10 | 5 | 0.49047 | 0.47479 | 0.49047 | 0.47479 | 0 | 56.2156
| NEM | Non-NEM Customer | Average Weekday | April | SCE 1-in-10 | 6 | 0.502 | 0.49936 | 0.502 | 0.49936 | 0 | 55.6807
| NEM | Non-NEM Customer | Average Weekday | April | SCE 1-in-10 | 7 | 0.54651 | 0.57076 | 0.54651 | 0.57076 | 0 | 55.2447
| NEM | Non-NEM Customer | Average Weekday | April | SCE 1-in-10 | 8 | 0.5987 | 0.60744 | 0.5987 | 0.60744 | 0 | 55.2143
| NEM | Non-NEM Customer | Average Weekday | April | SCE 1-in-10 | 9 | 0.62617 | 0.57795 | 0.62617 | 0.57795 | 0 | 57.1873
| NEM | Non-NEM Customer | Average Weekday | April | SCE 1-in-10 | 10 | 0.64539 | 0.57388 | 0.64539 | 0.57388 | 0 | 60.6106
| NEM | Non-NEM Customer | Average Weekday | April | SCE 1-in-10 | 11 | 0.65905 | 0.57026 | 0.65905 | 0.57026 | 0 | 64.0822
| NEM | Non-NEM Customer | Average Weekday | April | SCE 1-in-10 | 12 | 0.69993 | 0.5819 | 0.69993 | 0.5819 | 0 | 67.3142
| NEM | Non-NEM Customer | Average Weekday | April | SCE 1-in-10 | 13 | 0.74326 | 0.5882 | 0.74326 | 0.5882 | 0 | 69.8945
| NEM | Non-NEM Customer | Average Weekday | April | SCE 1-in-10 | 14 | 0.77083 | 0.59264 | 0.77083 | 0.59264 | 0 | 71.7088
| NEM | Non-NEM Customer | Average Weekday | April | SCE 1-in-10 | 15 | 0.79689 | 0.60378 | 0.79689 | 0.60378 | 0 | 72.9157
| NEM | Non-NEM Customer | Average Weekday | April | SCE 1-in-10 | 16 | 0.82461 | 0.63058 | 0.82461 | 0.63058 | 0 | 73.6812
| NEM | Non-NEM Customer | Average Weekday | April | SCE 1-in-10 | 17 | 0.85511 | 0.68118 | 0.73902 | 0.5651 | 0.036345 | 73.9318
| NEM | Non-NEM Customer | Average Weekday | April | SCE 1-in-10 | 18 | 0.92733 | 0.7854 | 0.84964 | 0.70771 | 0.038843 | 73.2231
| NEM | Non-NEM Customer | Average Weekday | April | SCE 1-in-10 | 19 | 0.9769 | 0.87219 | 0.9769 | 0.80257 | 0 | 71.8704
| NEM | Non-NEM Customer | Average Weekday | April | SCE 1-in-10 | 20 | 1.004 | 0.93158 | 0.96351 | 0.85523 | 0.020221 | 69.7487
| NEM | Non-NEM Customer | Average Weekday | April | SCE 1-in-10 | 21 | 1.0015 | 0.94772 | 0.99246 | 0.88254 | 0.0045215 | 66.7842
| NEM | Non-NEM Customer | Average Weekday | April | SCE 1-in-10 | 22 | 0.93758 | 0.89374 | 1.0539 | 1.0101 | 0.091739 | 64.6141
| NEM | Non-NEM Customer | Average Weekday | April | SCE 1-in-10 | 23 | 0.84867 | 0.81849 | 0.84867 | 0.81849 | 0 | 63.003
| NEM | Non-NEM Customer | Average Weekday | April | SCE 1-in-10 | 24 | 0.72924 | 0.70407 | 0.72924 | 0.70407 | 0 | 61.5938
| NEM | Non-NEM Customer | Average Weekday | April | SCE 1-in-2 | 1 | 0.64637 | 0.61648 | 0.64637 | 0.61648 | 0 | 57.7683
| NEM | Non-NEM Customer | Average Weekday | April | SCE 1-in-2 | 2 | 0.57776 | 0.55339 | 0.57776 | 0.55339 | 0 | 56.8616
| NEM | Non-NEM Customer | Average Weekday | April | SCE 1-in-2 | 3 | 0.53299 | 0.51109 | 0.53299 | 0.51109 | 0 | 56.017
| NEM | Non-NEM Customer | Average Weekday | April | SCE 1-in-2 | 4 | 0.50668 | 0.48713 | 0.50668 | 0.48713 | 0 | 55.3112
| NEM | Non-NEM Customer | Average Weekday | April | SCE 1-in-2 | 5 | 0.49931 | 0.48363 | 0.49931 | 0.48363 | 0 | 54.6678
| NEM | Non-NEM Customer | Average Weekday | April | SCE 1-in-2 | 6 | 0.51645 | 0.5138 | 0.51645 | 0.5138 | 0 | 54.1667
| NEM | Non-NEM Customer | Average Weekday | April | SCE 1-in-2 | 7 | 0.56746 | 0.59171 | 0.56746 | 0.59171 | 0 | 53.7896
| NEM | Non-NEM Customer | Average Weekday | April | SCE 1-in-2 | 8 | 0.62015 | 0.62889 | 0.62015 | 0.62889 | 0 | 53.7128
| NEM | Non-NEM Customer | Average Weekday | April | SCE 1-in-2 | 9 | 0.6402 | 0.59198 | 0.6402 | 0.59198 | 0 | 55.2724
| NEM | Non-NEM Customer | Average Weekday | April | SCE 1-in-2 | 10 | 0.64841 | 0.5769 | 0.64841 | 0.5769 | 0 | 58.0477
| NEM | Non-NEM Customer | Average Weekday | April | SCE 1-in-2 | 11 | 0.65901 | 0.57023 | 0.65901 | 0.57023 | 0 | 60.9645
| NEM | Non-NEM Customer | Average Weekday | April | SCE 1-in-2 | 12 | 0.69027 | 0.57224 | 0.69027 | 0.57224 | 0 | 63.7971
| NEM | Non-NEM Customer | Average Weekday | April | SCE 1-in-2 | 13 | 0.73132 | 0.57626 | 0.73132 | 0.57626 | 0 | 66.0661
| NEM | Non-NEM Customer | Average Weekday | April | SCE 1-in-2 | 14 | 0.74783 | 0.56964 | 0.74783 | 0.56964 | 0 | 67.8076
| NEM | Non-NEM Customer | Average Weekday | April | SCE 1-in-2 | 15 | 0.76146 | 0.56835 | 0.76146 | 0.56835 | 0 | 69.0796
| NEM | Non-NEM Customer | Average Weekday | April | SCE 1-in-2 | 16 | 0.7798 | 0.58577 | 0.7798 | 0.58577 | 0 | 69.7125
| NEM | Non-NEM Customer | Average Weekday | April | SCE 1-in-2 | 17 | 0.81128 | 0.63735 | 0.78372 | 0.6098 | 0.013778 | 69.8205
| NEM | Non-NEM Customer | Average Weekday | April | SCE 1-in-2 | 18 | 0.9018 | 0.75987 | 0.87563 | 0.7337 | 0.013085 | 69.2384
| NEM | Non-NEM Customer | Average Weekday | April | SCE 1-in-2 | 19 | 0.9596 | 0.8549 | 0.9596 | 0.83373 | 0 | 68.0261
| NEM | Non-NEM Customer | Average Weekday | April | SCE 1-in-2 | 20 | 0.9843 | 0.91193 | 0.9843 | 0.87489 | 0 | 65.8312
| NEM | Non-NEM Customer | Average Weekday | April | SCE 1-in-2 | 21 | 0.97833 | 0.92455 | 0.97833 | 0.90022 | 0 | 62.9279
| NEM | Non-NEM Customer | Average Weekday | April | SCE 1-in-2 | 22 | 0.91736 | 0.87352 | 0.97303 | 0.92919 | 0.027835 | 60.8055
| NEM | Non-NEM Customer | Average Weekday | April | SCE 1-in-2 | 23 | 0.83156 | 0.80139 | 0.83156 | 0.80139 | 0 | 59.4204
| NEM | Non-NEM Customer | Average Weekday | April | SCE 1-in-2 | 24 | 0.71695 | 0.69179 | 0.71695 | 0.69179 | 0 | 58.3186
| NEM | Non-NEM Customer | Average Weekday | August | CAISO 1-in-10 | 1 | 1.0992 | 1.0693 | 1.0992 | 1.0693 | 0 | 72.4888
| NEM | Non-NEM Customer | Average Weekday | August | CAISO 1-in-10 | 2 | 0.93592 | 0.91155 | 0.93592 | 0.91155 | 0 | 71.7031
| NEM | Non-NEM Customer | Average Weekday | August | CAISO 1-in-10 | 3 | 0.82172 | 0.79982 | 0.82172 | 0.79982 | 0 | 71.0053
| NEM | Non-NEM Customer | Average Weekday | August | CAISO 1-in-10 | 4 | 0.74117 | 0.72162 | 0.74117 | 0.72162 | 0 | 70.4573
| NEM | Non-NEM Customer | Average Weekday | August | CAISO 1-in-10 | 5 | 0.68478 | 0.66909 | 0.68478 | 0.66909 | 0 | 69.9232
| NEM | Non-NEM Customer | Average Weekday | August | CAISO 1-in-10 | 6 | 0.65693 | 0.65429 | 0.65693 | 0.65429 | 0 | 69.5165
| NEM | Non-NEM Customer | Average Weekday | August | CAISO 1-in-10 | 7 | 0.66111 | 0.68536 | 0.66111 | 0.68536 | 0 | 69.1582
| NEM | Non-NEM Customer | Average Weekday | August | CAISO 1-in-10 | 8 | 0.72474 | 0.73347 | 0.72474 | 0.73347 | 0 | 69.149
| NEM | Non-NEM Customer | Average Weekday | August | CAISO 1-in-10 | 9 | 0.8119 | 0.76368 | 0.8119 | 0.76368 | 0 | 70.7835
| NEM | Non-NEM Customer | Average Weekday | August | CAISO 1-in-10 | 10 | 0.88901 | 0.81749 | 0.88901 | 0.81749 | 0 | 73.5854
| NEM | Non-NEM Customer | Average Weekday | August | CAISO 1-in-10 | 11 | 1.0098 | 0.92105 | 1.0098 | 0.92105 | 0 | 76.8089
| NEM | Non-NEM Customer | Average Weekday | August | CAISO 1-in-10 | 12 | 1.2128 | 1.0948 | 1.2128 | 1.0948 | 0 | 79.9476
| NEM | Non-NEM Customer | Average Weekday | August | CAISO 1-in-10 | 13 | 1.4551 | 1.3 | 1.4551 | 1.3 | 0 | 82.5567
| NEM | Non-NEM Customer | Average Weekday | August | CAISO 1-in-10 | 14 | 1.6875 | 1.5093 | 1.6875 | 1.5093 | 0 | 84.6289
| NEM | Non-NEM Customer | Average Weekday | August | CAISO 1-in-10 | 15 | 1.8926 | 1.6995 | 1.8926 | 1.6995 | 0 | 86.1189
| NEM | Non-NEM Customer | Average Weekday | August | CAISO 1-in-10 | 16 | 2.078 | 1.884 | 2.078 | 1.884 | 0 | 86.8255
| NEM | Non-NEM Customer | Average Weekday | August | CAISO 1-in-10 | 17 | 2.1883 | 2.0144 | 1.384 | 1.1594 | 0.016804 | 86.8915
| NEM | Non-NEM Customer | Average Weekday | August | CAISO 1-in-10 | 18 | 2.2305 | 2.0886 | 1.7949 | 1.6221 | 0.085403 | 86.0723
| NEM | Non-NEM Customer | Average Weekday | August | CAISO 1-in-10 | 19 | 2.1501 | 2.0454 | 1.936 | 1.7428 | 0.040454 | 84.5771
| NEM | Non-NEM Customer | Average Weekday | August | CAISO 1-in-10 | 20 | 1.9756 | 1.9032 | 1.8027 | 1.6742 | 0.022751 | 82.25
| NEM | Non-NEM Customer | Average Weekday | August | CAISO 1-in-10 | 21 | 1.8732 | 1.8195 | 1.7353 | 1.6254 | 0.030331 | 78.9493
| NEM | Non-NEM Customer | Average Weekday | August | CAISO 1-in-10 | 22 | 1.7434 | 1.6996 | 2.0836 | 2.1175 | 0.040683 | 76.4308
| NEM | Non-NEM Customer | Average Weekday | August | CAISO 1-in-10 | 23 | 1.5389 | 1.5087 | 1.6204 | 1.6142 | 0.022699 | 74.8883
| NEM | Non-NEM Customer | Average Weekday | August | CAISO 1-in-10 | 24 | 1.2863 | 1.2611 | 1.3413 | 1.3012 | 0.016284 | 73.701
| NEM | Non-NEM Customer | Average Weekday | August | CAISO 1-in-2 | 1 | 0.95984 | 0.92995 | 0.95984 | 0.92995 | 0 | 69.7102
| NEM | Non-NEM Customer | Average Weekday | August | CAISO 1-in-2 | 2 | 0.80593 | 0.78156 | 0.80593 | 0.78156 | 0 | 68.7343
| NEM | Non-NEM Customer | Average Weekday | August | CAISO 1-in-2 | 3 | 0.70301 | 0.68111 | 0.70301 | 0.68111 | 0 | 67.878
| NEM | Non-NEM Customer | Average Weekday | August | CAISO 1-in-2 | 4 | 0.63585 | 0.6163 | 0.63585 | 0.6163 | 0 | 67.1105
| NEM | Non-NEM Customer | Average Weekday | August | CAISO 1-in-2 | 5 | 0.59511 | 0.57942 | 0.59511 | 0.57942 | 0 | 66.4232
| NEM | Non-NEM Customer | Average Weekday | August | CAISO 1-in-2 | 6 | 0.57652 | 0.57387 | 0.57652 | 0.57387 | 0 | 65.8443
| NEM | Non-NEM Customer | Average Weekday | August | CAISO 1-in-2 | 7 | 0.5915 | 0.61575 | 0.5915 | 0.61575 | 0 | 65.4507
| NEM | Non-NEM Customer | Average Weekday | August | CAISO 1-in-2 | 8 | 0.64871 | 0.65745 | 0.64871 | 0.65745 | 0 | 65.4355
| NEM | Non-NEM Customer | Average Weekday | August | CAISO 1-in-2 | 9 | 0.71532 | 0.6671 | 0.71532 | 0.6671 | 0 | 67.4396
| NEM | Non-NEM Customer | Average Weekday | August | CAISO 1-in-2 | 10 | 0.79361 | 0.72209 | 0.79361 | 0.72209 | 0 | 70.674
| NEM | Non-NEM Customer | Average Weekday | August | CAISO 1-in-2 | 11 | 0.90131 | 0.81252 | 0.90131 | 0.81252 | 0 | 74.4627
| NEM | Non-NEM Customer | Average Weekday | August | CAISO 1-in-2 | 12 | 1.0524 | 0.93433 | 1.0524 | 0.93433 | 0 | 78.1982
| NEM | Non-NEM Customer | Average Weekday | August | CAISO 1-in-2 | 13 | 1.2418 | 1.0867 | 1.2418 | 1.0867 | 0 | 81.0984
| NEM | Non-NEM Customer | Average Weekday | August | CAISO 1-in-2 | 14 | 1.4314 | 1.2532 | 1.4314 | 1.2532 | 0 | 83.3366
| NEM | Non-NEM Customer | Average Weekday | August | CAISO 1-in-2 | 15 | 1.6104 | 1.4173 | 1.6104 | 1.4173 | 0 | 84.7782
| NEM | Non-NEM Customer | Average Weekday | August | CAISO 1-in-2 | 16 | 1.7784 | 1.5843 | 1.7784 | 1.5843 | 0 | 85.4352
| NEM | Non-NEM Customer | Average Weekday | August | CAISO 1-in-2 | 17 | 1.8848 | 1.7108 | 1.1064 | 0.8818 | 0.018184 | 85.6202
| NEM | Non-NEM Customer | Average Weekday | August | CAISO 1-in-2 | 18 | 1.9335 | 1.7916 | 1.5222 | 1.3493 | 0.092529 | 84.8688
| NEM | Non-NEM Customer | Average Weekday | August | CAISO 1-in-2 | 19 | 1.8755 | 1.7708 | 1.6831 | 1.4899 | 0.044488 | 83.2964
| NEM | Non-NEM Customer | Average Weekday | August | CAISO 1-in-2 | 20 | 1.7415 | 1.6691 | 1.5842 | 1.4557 | 0.026061 | 80.7842
| NEM | Non-NEM Customer | Average Weekday | August | CAISO 1-in-2 | 21 | 1.6588 | 1.605 | 1.5407 | 1.4308 | 0.034767 | 77.0833
| NEM | Non-NEM Customer | Average Weekday | August | CAISO 1-in-2 | 22 | 1.5439 | 1.5001 | 1.871 | 1.905 | 0.050203 | 74.0583
| NEM | Non-NEM Customer | Average Weekday | August | CAISO 1-in-2 | 23 | 1.3685 | 1.3383 | 1.4202 | 1.414 | 0.029182 | 72.1705
| NEM | Non-NEM Customer | Average Weekday | August | CAISO 1-in-2 | 24 | 1.1426 | 1.1175 | 1.1773 | 1.1372 | 0.021327 | 70.8515
| NEM | Non-NEM Customer | Average Weekday | August | SCE 1-in-10 | 1 | 1.1517 | 1.1218 | 1.1517 | 1.1218 | 0 | 73.5245
| NEM | Non-NEM Customer | Average Weekday | August | SCE 1-in-10 | 2 | 0.97667 | 0.95231 | 0.97667 | 0.95231 | 0 | 72.6425
| NEM | Non-NEM Customer | Average Weekday | August | SCE 1-in-10 | 3 | 0.85484 | 0.83294 | 0.85484 | 0.83294 | 0 | 71.8733
| NEM | Non-NEM Customer | Average Weekday | August | SCE 1-in-10 | 4 | 0.76685 | 0.7473 | 0.76685 | 0.7473 | 0 | 71.2119
| NEM | Non-NEM Customer | Average Weekday | August | SCE 1-in-10 | 5 | 0.7072 | 0.69151 | 0.7072 | 0.69151 | 0 | 70.639
| NEM | Non-NEM Customer | Average Weekday | August | SCE 1-in-10 | 6 | 0.67504 | 0.67239 | 0.67504 | 0.67239 | 0 | 70.1313
| NEM | Non-NEM Customer | Average Weekday | August | SCE 1-in-10 | 7 | 0.67786 | 0.70211 | 0.67786 | 0.70211 | 0 | 69.7659
| NEM | Non-NEM Customer | Average Weekday | August | SCE 1-in-10 | 8 | 0.74331 | 0.75204 | 0.74331 | 0.75204 | 0 | 69.7467
| NEM | Non-NEM Customer | Average Weekday | August | SCE 1-in-10 | 9 | 0.83705 | 0.78883 | 0.83705 | 0.78883 | 0 | 71.588
| NEM | Non-NEM Customer | Average Weekday | August | SCE 1-in-10 | 10 | 0.92848 | 0.85697 | 0.92848 | 0.85697 | 0 | 74.7647
| NEM | Non-NEM Customer | Average Weekday | August | SCE 1-in-10 | 11 | 1.0639 | 0.97509 | 1.0639 | 0.97509 | 0 | 78.3409
| NEM | Non-NEM Customer | Average Weekday | August | SCE 1-in-10 | 12 | 1.2784 | 1.1604 | 1.2784 | 1.1604 | 0 | 81.8268
| NEM | Non-NEM Customer | Average Weekday | August | SCE 1-in-10 | 13 | 1.5403 | 1.3852 | 1.5403 | 1.3852 | 0 | 84.3889
| NEM | Non-NEM Customer | Average Weekday | August | SCE 1-in-10 | 14 | 1.7918 | 1.6136 | 1.7918 | 1.6136 | 0 | 86.3428
| NEM | Non-NEM Customer | Average Weekday | August | SCE 1-in-10 | 15 | 2.0103 | 1.8172 | 2.0103 | 1.8172 | 0 | 87.6715
| NEM | Non-NEM Customer | Average Weekday | August | SCE 1-in-10 | 16 | 2.2052 | 2.0111 | 2.2052 | 2.0111 | 0 | 88.0644
| NEM | Non-NEM Customer | Average Weekday | August | SCE 1-in-10 | 17 | 2.318 | 2.144 | 1.4928 | 1.2682 | 0.015875 | 87.9139
| NEM | Non-NEM Customer | Average Weekday | August | SCE 1-in-10 | 18 | 2.3579 | 2.216 | 1.9015 | 1.7286 | 0.079445 | 87.1034
| NEM | Non-NEM Customer | Average Weekday | August | SCE 1-in-10 | 19 | 2.2698 | 2.1651 | 2.039 | 1.8457 | 0.037409 | 85.5574
| NEM | Non-NEM Customer | Average Weekday | August | SCE 1-in-10 | 20 | 2.0805 | 2.0081 | 1.8986 | 1.7701 | 0.020889 | 83.1006
| NEM | Non-NEM Customer | Average Weekday | August | SCE 1-in-10 | 21 | 1.9686 | 1.9148 | 1.8221 | 1.7122 | 0.028432 | 79.7594
| NEM | Non-NEM Customer | Average Weekday | August | SCE 1-in-10 | 22 | 1.8324 | 1.7886 | 2.1763 | 2.2103 | 0.038068 | 77.1233
| NEM | Non-NEM Customer | Average Weekday | August | SCE 1-in-10 | 23 | 1.6161 | 1.586 | 1.7056 | 1.6994 | 0.021147 | 75.6047
| NEM | Non-NEM Customer | Average Weekday | August | SCE 1-in-10 | 24 | 1.3478 | 1.3227 | 1.4086 | 1.3685 | 0.015055 | 74.4998
| NEM | Non-NEM Customer | Average Weekday | August | SCE 1-in-2 | 1 | 0.95984 | 0.92995 | 0.95984 | 0.92995 | 0 | 69.7102
| NEM | Non-NEM Customer | Average Weekday | August | SCE 1-in-2 | 2 | 0.80593 | 0.78156 | 0.80593 | 0.78156 | 0 | 68.7343
| NEM | Non-NEM Customer | Average Weekday | August | SCE 1-in-2 | 3 | 0.70301 | 0.68111 | 0.70301 | 0.68111 | 0 | 67.878
| NEM | Non-NEM Customer | Average Weekday | August | SCE 1-in-2 | 4 | 0.63585 | 0.6163 | 0.63585 | 0.6163 | 0 | 67.1105
| NEM | Non-NEM Customer | Average Weekday | August | SCE 1-in-2 | 5 | 0.59511 | 0.57942 | 0.59511 | 0.57942 | 0 | 66.4232
| NEM | Non-NEM Customer | Average Weekday | August | SCE 1-in-2 | 6 | 0.57652 | 0.57387 | 0.57652 | 0.57387 | 0 | 65.8443
| NEM | Non-NEM Customer | Average Weekday | August | SCE 1-in-2 | 7 | 0.5915 | 0.61575 | 0.5915 | 0.61575 | 0 | 65.4507
| NEM | Non-NEM Customer | Average Weekday | August | SCE 1-in-2 | 8 | 0.64871 | 0.65745 | 0.64871 | 0.65745 | 0 | 65.4355
| NEM | Non-NEM Customer | Average Weekday | August | SCE 1-in-2 | 9 | 0.71532 | 0.6671 | 0.71532 | 0.6671 | 0 | 67.4396
| NEM | Non-NEM Customer | Average Weekday | August | SCE 1-in-2 | 10 | 0.79361 | 0.72209 | 0.79361 | 0.72209 | 0 | 70.674
| NEM | Non-NEM Customer | Average Weekday | August | SCE 1-in-2 | 11 | 0.90131 | 0.81252 | 0.90131 | 0.81252 | 0 | 74.4627
| NEM | Non-NEM Customer | Average Weekday | August | SCE 1-in-2 | 12 | 1.0524 | 0.93433 | 1.0524 | 0.93433 | 0 | 78.1982
| NEM | Non-NEM Customer | Average Weekday | August | SCE 1-in-2 | 13 | 1.2418 | 1.0867 | 1.2418 | 1.0867 | 0 | 81.0984
| NEM | Non-NEM Customer | Average Weekday | August | SCE 1-in-2 | 14 | 1.4314 | 1.2532 | 1.4314 | 1.2532 | 0 | 83.3366
| NEM | Non-NEM Customer | Average Weekday | August | SCE 1-in-2 | 15 | 1.6104 | 1.4173 | 1.6104 | 1.4173 | 0 | 84.7782
| NEM | Non-NEM Customer | Average Weekday | August | SCE 1-in-2 | 16 | 1.7784 | 1.5843 | 1.7784 | 1.5843 | 0 | 85.4352
| NEM | Non-NEM Customer | Average Weekday | August | SCE 1-in-2 | 17 | 1.8848 | 1.7108 | 1.1064 | 0.8818 | 0.018184 | 85.6202
| NEM | Non-NEM Customer | Average Weekday | August | SCE 1-in-2 | 18 | 1.9335 | 1.7916 | 1.5222 | 1.3493 | 0.092529 | 84.8688
| NEM | Non-NEM Customer | Average Weekday | August | SCE 1-in-2 | 19 | 1.8755 | 1.7708 | 1.6831 | 1.4899 | 0.044488 | 83.2964
| NEM | Non-NEM Customer | Average Weekday | August | SCE 1-in-2 | 20 | 1.7415 | 1.6691 | 1.5842 | 1.4557 | 0.026061 | 80.7842
| NEM | Non-NEM Customer | Average Weekday | August | SCE 1-in-2 | 21 | 1.6588 | 1.605 | 1.5407 | 1.4308 | 0.034767 | 77.0833
| NEM | Non-NEM Customer | Average Weekday | August | SCE 1-in-2 | 22 | 1.5439 | 1.5001 | 1.871 | 1.905 | 0.050203 | 74.0583
| NEM | Non-NEM Customer | Average Weekday | August | SCE 1-in-2 | 23 | 1.3685 | 1.3383 | 1.4202 | 1.414 | 0.029182 | 72.1705
| NEM | Non-NEM Customer | Average Weekday | August | SCE 1-in-2 | 24 | 1.1426 | 1.1175 | 1.1773 | 1.1372 | 0.021327 | 70.8515
| NEM | Non-NEM Customer | Average Weekday | December | CAISO 1-in-10 | 1 | 0.68162 | 0.65173 | 0.68162 | 0.65173 | 0 | 52.1826
| NEM | Non-NEM Customer | Average Weekday | December | CAISO 1-in-10 | 2 | 0.618 | 0.59363 | 0.618 | 0.59363 | 0 | 51.4255
| NEM | Non-NEM Customer | Average Weekday | December | CAISO 1-in-10 | 3 | 0.57802 | 0.55612 | 0.57802 | 0.55612 | 0 | 50.7031
| NEM | Non-NEM Customer | Average Weekday | December | CAISO 1-in-10 | 4 | 0.55536 | 0.53581 | 0.55536 | 0.53581 | 0 | 50.0758
| NEM | Non-NEM Customer | Average Weekday | December | CAISO 1-in-10 | 5 | 0.55311 | 0.53743 | 0.55311 | 0.53743 | 0 | 49.5267
| NEM | Non-NEM Customer | Average Weekday | December | CAISO 1-in-10 | 6 | 0.57617 | 0.57353 | 0.57617 | 0.57353 | 0 | 49.0459
| NEM | Non-NEM Customer | Average Weekday | December | CAISO 1-in-10 | 7 | 0.63385 | 0.6581 | 0.63385 | 0.6581 | 0 | 48.683
| NEM | Non-NEM Customer | Average Weekday | December | CAISO 1-in-10 | 8 | 0.68349 | 0.69223 | 0.68349 | 0.69223 | 0 | 48.659
| NEM | Non-NEM Customer | Average Weekday | December | CAISO 1-in-10 | 9 | 0.69456 | 0.64634 | 0.69456 | 0.64634 | 0 | 49.5323
| NEM | Non-NEM Customer | Average Weekday | December | CAISO 1-in-10 | 10 | 0.69207 | 0.62055 | 0.69207 | 0.62055 | 0 | 52.4085
| NEM | Non-NEM Customer | Average Weekday | December | CAISO 1-in-10 | 11 | 0.69568 | 0.60689 | 0.69568 | 0.60689 | 0 | 55.9709
| NEM | Non-NEM Customer | Average Weekday | December | CAISO 1-in-10 | 12 | 0.71364 | 0.59561 | 0.71364 | 0.59561 | 0 | 59.1272
| NEM | Non-NEM Customer | Average Weekday | December | CAISO 1-in-10 | 13 | 0.74511 | 0.59005 | 0.74511 | 0.59005 | 0 | 61.3195
| NEM | Non-NEM Customer | Average Weekday | December | CAISO 1-in-10 | 14 | 0.75955 | 0.58136 | 0.75955 | 0.58136 | 0 | 62.7615
| NEM | Non-NEM Customer | Average Weekday | December | CAISO 1-in-10 | 15 | 0.76735 | 0.57424 | 0.76735 | 0.57424 | 0 | 63.5126
| NEM | Non-NEM Customer | Average Weekday | December | CAISO 1-in-10 | 16 | 0.78196 | 0.58793 | 0.78196 | 0.58793 | 0 | 63.5901
| NEM | Non-NEM Customer | Average Weekday | December | CAISO 1-in-10 | 17 | 0.81956 | 0.64563 | 0.81956 | 0.64563 | 0 | 62.8399
| NEM | Non-NEM Customer | Average Weekday | December | CAISO 1-in-10 | 18 | 0.93593 | 0.79401 | 0.93593 | 0.79401 | 0 | 60.8896
| NEM | Non-NEM Customer | Average Weekday | December | CAISO 1-in-10 | 19 | 1.0105 | 0.9058 | 1.0105 | 0.9058 | 0 | 58.7532
| NEM | Non-NEM Customer | Average Weekday | December | CAISO 1-in-10 | 20 | 1.0278 | 0.95543 | 1.0278 | 0.95543 | 0 | 57.2458
| NEM | Non-NEM Customer | Average Weekday | December | CAISO 1-in-10 | 21 | 1.0156 | 0.9618 | 1.0156 | 0.9618 | 0 | 55.9729
| NEM | Non-NEM Customer | Average Weekday | December | CAISO 1-in-10 | 22 | 0.95422 | 0.91038 | 0.95422 | 0.91038 | 0 | 54.7759
| NEM | Non-NEM Customer | Average Weekday | December | CAISO 1-in-10 | 23 | 0.86986 | 0.83969 | 0.86986 | 0.83969 | 0 | 53.7762
| NEM | Non-NEM Customer | Average Weekday | December | CAISO 1-in-10 | 24 | 0.7563 | 0.73113 | 0.7563 | 0.73113 | 0 | 52.9149
| NEM | Non-NEM Customer | Average Weekday | December | CAISO 1-in-2 | 1 | 0.70622 | 0.67632 | 0.70622 | 0.67632 | 0 | 49.5069
| NEM | Non-NEM Customer | Average Weekday | December | CAISO 1-in-2 | 2 | 0.64238 | 0.61802 | 0.64238 | 0.61802 | 0 | 48.7713
| NEM | Non-NEM Customer | Average Weekday | December | CAISO 1-in-2 | 3 | 0.60263 | 0.58073 | 0.60263 | 0.58073 | 0 | 48.192
| NEM | Non-NEM Customer | Average Weekday | December | CAISO 1-in-2 | 4 | 0.58091 | 0.56136 | 0.58091 | 0.56136 | 0 | 47.7032
| NEM | Non-NEM Customer | Average Weekday | December | CAISO 1-in-2 | 5 | 0.58046 | 0.56477 | 0.58046 | 0.56477 | 0 | 47.2133
| NEM | Non-NEM Customer | Average Weekday | December | CAISO 1-in-2 | 6 | 0.6053 | 0.60266 | 0.6053 | 0.60266 | 0 | 46.7397
| NEM | Non-NEM Customer | Average Weekday | December | CAISO 1-in-2 | 7 | 0.66486 | 0.68911 | 0.66486 | 0.68911 | 0 | 46.4019
| NEM | Non-NEM Customer | Average Weekday | December | CAISO 1-in-2 | 8 | 0.7127 | 0.72143 | 0.7127 | 0.72143 | 0 | 46.2553
| NEM | Non-NEM Customer | Average Weekday | December | CAISO 1-in-2 | 9 | 0.72072 | 0.6725 | 0.72072 | 0.6725 | 0 | 47.0666
| NEM | Non-NEM Customer | Average Weekday | December | CAISO 1-in-2 | 10 | 0.7165 | 0.64498 | 0.7165 | 0.64498 | 0 | 49.985
| NEM | Non-NEM Customer | Average Weekday | December | CAISO 1-in-2 | 11 | 0.71724 | 0.62846 | 0.71724 | 0.62846 | 0 | 53.5059
| NEM | Non-NEM Customer | Average Weekday | December | CAISO 1-in-2 | 12 | 0.73359 | 0.61557 | 0.73359 | 0.61557 | 0 | 56.5865
| NEM | Non-NEM Customer | Average Weekday | December | CAISO 1-in-2 | 13 | 0.76033 | 0.60527 | 0.76033 | 0.60527 | 0 | 58.8691
| NEM | Non-NEM Customer | Average Weekday | December | CAISO 1-in-2 | 14 | 0.76951 | 0.59132 | 0.76951 | 0.59132 | 0 | 60.407
| NEM | Non-NEM Customer | Average Weekday | December | CAISO 1-in-2 | 15 | 0.77644 | 0.58333 | 0.77644 | 0.58333 | 0 | 61.2993
| NEM | Non-NEM Customer | Average Weekday | December | CAISO 1-in-2 | 16 | 0.7902 | 0.59616 | 0.7902 | 0.59616 | 0 | 61.4691
| NEM | Non-NEM Customer | Average Weekday | December | CAISO 1-in-2 | 17 | 0.83075 | 0.65683 | 0.83075 | 0.65683 | 0 | 60.7111
| NEM | Non-NEM Customer | Average Weekday | December | CAISO 1-in-2 | 18 | 0.95998 | 0.81805 | 0.95998 | 0.81805 | 0 | 58.6871
| NEM | Non-NEM Customer | Average Weekday | December | CAISO 1-in-2 | 19 | 1.0454 | 0.94066 | 1.0454 | 0.94066 | 0 | 56.3988
| NEM | Non-NEM Customer | Average Weekday | December | CAISO 1-in-2 | 20 | 1.0595 | 0.98709 | 1.0595 | 0.98709 | 0 | 54.7643
| NEM | Non-NEM Customer | Average Weekday | December | CAISO 1-in-2 | 21 | 1.0438 | 0.98998 | 1.0438 | 0.98998 | 0 | 53.3674
| NEM | Non-NEM Customer | Average Weekday | December | CAISO 1-in-2 | 22 | 0.98251 | 0.93867 | 0.98251 | 0.93867 | 0 | 52.1772
| NEM | Non-NEM Customer | Average Weekday | December | CAISO 1-in-2 | 23 | 0.89752 | 0.86735 | 0.89752 | 0.86735 | 0 | 51.1151
| NEM | Non-NEM Customer | Average Weekday | December | CAISO 1-in-2 | 24 | 0.78328 | 0.75811 | 0.78328 | 0.75811 | 0 | 50.1482
| NEM | Non-NEM Customer | Average Weekday | December | SCE 1-in-10 | 1 | 0.70169 | 0.6718 | 0.70169 | 0.6718 | 0 | 49.756
| NEM | Non-NEM Customer | Average Weekday | December | SCE 1-in-10 | 2 | 0.6379 | 0.61353 | 0.6379 | 0.61353 | 0 | 48.9332
| NEM | Non-NEM Customer | Average Weekday | December | SCE 1-in-10 | 3 | 0.59811 | 0.57621 | 0.59811 | 0.57621 | 0 | 48.1995
| NEM | Non-NEM Customer | Average Weekday | December | SCE 1-in-10 | 4 | 0.57621 | 0.55667 | 0.57621 | 0.55667 | 0 | 47.4735
| NEM | Non-NEM Customer | Average Weekday | December | SCE 1-in-10 | 5 | 0.57543 | 0.55975 | 0.57543 | 0.55975 | 0 | 46.9681
| NEM | Non-NEM Customer | Average Weekday | December | SCE 1-in-10 | 6 | 0.59995 | 0.5973 | 0.59995 | 0.5973 | 0 | 46.4919
| NEM | Non-NEM Customer | Average Weekday | December | SCE 1-in-10 | 7 | 0.65916 | 0.68341 | 0.65916 | 0.68341 | 0 | 46.2073
| NEM | Non-NEM Customer | Average Weekday | December | SCE 1-in-10 | 8 | 0.70733 | 0.71607 | 0.70733 | 0.71607 | 0 | 46.2743
| NEM | Non-NEM Customer | Average Weekday | December | SCE 1-in-10 | 9 | 0.71591 | 0.66769 | 0.71591 | 0.66769 | 0 | 47.2281
| NEM | Non-NEM Customer | Average Weekday | December | SCE 1-in-10 | 10 | 0.71201 | 0.64049 | 0.71201 | 0.64049 | 0 | 50.4399
| NEM | Non-NEM Customer | Average Weekday | December | SCE 1-in-10 | 11 | 0.71328 | 0.62449 | 0.71328 | 0.62449 | 0 | 54.2142
| NEM | Non-NEM Customer | Average Weekday | December | SCE 1-in-10 | 12 | 0.72993 | 0.6119 | 0.72993 | 0.6119 | 0 | 57.4204
| NEM | Non-NEM Customer | Average Weekday | December | SCE 1-in-10 | 13 | 0.75753 | 0.60247 | 0.75753 | 0.60247 | 0 | 59.6937
| NEM | Non-NEM Customer | Average Weekday | December | SCE 1-in-10 | 14 | 0.76769 | 0.5895 | 0.76769 | 0.5895 | 0 | 61.1983
| NEM | Non-NEM Customer | Average Weekday | December | SCE 1-in-10 | 15 | 0.77537 | 0.58226 | 0.77537 | 0.58226 | 0 | 62.0447
| NEM | Non-NEM Customer | Average Weekday | December | SCE 1-in-10 | 16 | 0.78919 | 0.59515 | 0.78919 | 0.59515 | 0 | 62.2617
| NEM | Non-NEM Customer | Average Weekday | December | SCE 1-in-10 | 17 | 0.82879 | 0.65487 | 0.82879 | 0.65487 | 0 | 61.4631
| NEM | Non-NEM Customer | Average Weekday | December | SCE 1-in-10 | 18 | 0.95556 | 0.81364 | 0.95556 | 0.81364 | 0 | 59.3714
| NEM | Non-NEM Customer | Average Weekday | December | SCE 1-in-10 | 19 | 1.039 | 0.93426 | 1.039 | 0.93426 | 0 | 57.0894
| NEM | Non-NEM Customer | Average Weekday | December | SCE 1-in-10 | 20 | 1.0536 | 0.98127 | 1.0536 | 0.98127 | 0 | 55.5381
| NEM | Non-NEM Customer | Average Weekday | December | SCE 1-in-10 | 21 | 1.0386 | 0.98481 | 1.0386 | 0.98481 | 0 | 54.2004
| NEM | Non-NEM Customer | Average Weekday | December | SCE 1-in-10 | 22 | 0.97731 | 0.93347 | 0.97731 | 0.93347 | 0 | 52.9309
| NEM | Non-NEM Customer | Average Weekday | December | SCE 1-in-10 | 23 | 0.89244 | 0.86227 | 0.89244 | 0.86227 | 0 | 51.7904
| NEM | Non-NEM Customer | Average Weekday | December | SCE 1-in-10 | 24 | 0.77832 | 0.75315 | 0.77832 | 0.75315 | 0 | 50.8764
| NEM | Non-NEM Customer | Average Weekday | December | SCE 1-in-2 | 1 | 0.69172 | 0.66183 | 0.69172 | 0.66183 | 0 | 51.6441
| NEM | Non-NEM Customer | Average Weekday | December | SCE 1-in-2 | 2 | 0.62801 | 0.60365 | 0.62801 | 0.60365 | 0 | 50.9533
| NEM | Non-NEM Customer | Average Weekday | December | SCE 1-in-2 | 3 | 0.58813 | 0.56623 | 0.58813 | 0.56623 | 0 | 50.4042
| NEM | Non-NEM Customer | Average Weekday | December | SCE 1-in-2 | 4 | 0.56585 | 0.54631 | 0.56585 | 0.54631 | 0 | 49.9034
| NEM | Non-NEM Customer | Average Weekday | December | SCE 1-in-2 | 5 | 0.56434 | 0.54866 | 0.56434 | 0.54866 | 0 | 49.4464
| NEM | Non-NEM Customer | Average Weekday | December | SCE 1-in-2 | 6 | 0.58814 | 0.5855 | 0.58814 | 0.5855 | 0 | 48.9382
| NEM | Non-NEM Customer | Average Weekday | December | SCE 1-in-2 | 7 | 0.64659 | 0.67084 | 0.64659 | 0.67084 | 0 | 48.5767
| NEM | Non-NEM Customer | Average Weekday | December | SCE 1-in-2 | 8 | 0.69549 | 0.70422 | 0.69549 | 0.70422 | 0 | 48.3861
| NEM | Non-NEM Customer | Average Weekday | December | SCE 1-in-2 | 9 | 0.7053 | 0.65709 | 0.7053 | 0.65709 | 0 | 49.0461
| NEM | Non-NEM Customer | Average Weekday | December | SCE 1-in-2 | 10 | 0.7021 | 0.63059 | 0.7021 | 0.63059 | 0 | 51.5088
| NEM | Non-NEM Customer | Average Weekday | December | SCE 1-in-2 | 11 | 0.70454 | 0.61575 | 0.70454 | 0.61575 | 0 | 54.6012
| NEM | Non-NEM Customer | Average Weekday | December | SCE 1-in-2 | 12 | 0.72184 | 0.60381 | 0.72184 | 0.60381 | 0 | 57.4424
| NEM | Non-NEM Customer | Average Weekday | December | SCE 1-in-2 | 13 | 0.75136 | 0.5963 | 0.75136 | 0.5963 | 0 | 59.5664
| NEM | Non-NEM Customer | Average Weekday | December | SCE 1-in-2 | 14 | 0.7636 | 0.58541 | 0.7636 | 0.58541 | 0 | 61.0411
| NEM | Non-NEM Customer | Average Weekday | December | SCE 1-in-2 | 15 | 0.77233 | 0.57922 | 0.77233 | 0.57922 | 0 | 61.8516
| NEM | Non-NEM Customer | Average Weekday | December | SCE 1-in-2 | 16 | 0.78638 | 0.59234 | 0.78638 | 0.59234 | 0 | 61.9673
| NEM | Non-NEM Customer | Average Weekday | December | SCE 1-in-2 | 17 | 0.8241 | 0.65018 | 0.8241 | 0.65018 | 0 | 61.2355
| NEM | Non-NEM Customer | Average Weekday | December | SCE 1-in-2 | 18 | 0.94581 | 0.80389 | 0.94581 | 0.80389 | 0 | 59.3206
| NEM | Non-NEM Customer | Average Weekday | December | SCE 1-in-2 | 19 | 1.0248 | 0.92013 | 1.0248 | 0.92013 | 0 | 57.2554
| NEM | Non-NEM Customer | Average Weekday | December | SCE 1-in-2 | 20 | 1.0408 | 0.96844 | 1.0408 | 0.96844 | 0 | 55.8382
| NEM | Non-NEM Customer | Average Weekday | December | SCE 1-in-2 | 21 | 1.0272 | 0.97338 | 1.0272 | 0.97338 | 0 | 54.6716
| NEM | Non-NEM Customer | Average Weekday | December | SCE 1-in-2 | 22 | 0.96584 | 0.922 | 0.96584 | 0.922 | 0 | 53.6024
| NEM | Non-NEM Customer | Average Weekday | December | SCE 1-in-2 | 23 | 0.88122 | 0.85105 | 0.88122 | 0.85105 | 0 | 52.6817
| NEM | Non-NEM Customer | Average Weekday | December | SCE 1-in-2 | 24 | 0.76738 | 0.74222 | 0.76738 | 0.74222 | 0 | 51.8384
| NEM | Non-NEM Customer | Average Weekday | February | CAISO 1-in-10 | 1 | 0.70425 | 0.67436 | 0.70425 | 0.67436 | 0 | 49.4331
| NEM | Non-NEM Customer | Average Weekday | February | CAISO 1-in-10 | 2 | 0.64043 | 0.61607 | 0.64043 | 0.61607 | 0 | 48.4825
| NEM | Non-NEM Customer | Average Weekday | February | CAISO 1-in-10 | 3 | 0.60067 | 0.57877 | 0.60067 | 0.57877 | 0 | 47.6331
| NEM | Non-NEM Customer | Average Weekday | February | CAISO 1-in-10 | 4 | 0.57887 | 0.55932 | 0.57887 | 0.55932 | 0 | 46.8957
| NEM | Non-NEM Customer | Average Weekday | February | CAISO 1-in-10 | 5 | 0.57827 | 0.56259 | 0.57827 | 0.56259 | 0 | 46.3098
| NEM | Non-NEM Customer | Average Weekday | February | CAISO 1-in-10 | 6 | 0.60297 | 0.60033 | 0.60297 | 0.60033 | 0 | 45.7648
| NEM | Non-NEM Customer | Average Weekday | February | CAISO 1-in-10 | 7 | 0.66238 | 0.68663 | 0.66238 | 0.68663 | 0 | 45.4486
| NEM | Non-NEM Customer | Average Weekday | February | CAISO 1-in-10 | 8 | 0.71036 | 0.7191 | 0.71036 | 0.7191 | 0 | 45.4208
| NEM | Non-NEM Customer | Average Weekday | February | CAISO 1-in-10 | 9 | 0.71863 | 0.67041 | 0.71863 | 0.67041 | 0 | 47.0185
| NEM | Non-NEM Customer | Average Weekday | February | CAISO 1-in-10 | 10 | 0.71454 | 0.64303 | 0.71454 | 0.64303 | 0 | 50.4909
| NEM | Non-NEM Customer | Average Weekday | February | CAISO 1-in-10 | 11 | 0.71552 | 0.62673 | 0.71552 | 0.62673 | 0 | 54.0826
| NEM | Non-NEM Customer | Average Weekday | February | CAISO 1-in-10 | 12 | 0.732 | 0.61397 | 0.732 | 0.61397 | 0 | 56.9773
| NEM | Non-NEM Customer | Average Weekday | February | CAISO 1-in-10 | 13 | 0.75911 | 0.60405 | 0.75911 | 0.60405 | 0 | 58.9909
| NEM | Non-NEM Customer | Average Weekday | February | CAISO 1-in-10 | 14 | 0.76849 | 0.5903 | 0.76849 | 0.5903 | 0 | 60.4211
| NEM | Non-NEM Customer | Average Weekday | February | CAISO 1-in-10 | 15 | 0.77567 | 0.58256 | 0.77567 | 0.58256 | 0 | 61.3535
| NEM | Non-NEM Customer | Average Weekday | February | CAISO 1-in-10 | 16 | 0.78943 | 0.59539 | 0.78943 | 0.59539 | 0 | 61.7572
| NEM | Non-NEM Customer | Average Weekday | February | CAISO 1-in-10 | 17 | 0.82955 | 0.65563 | 0.82955 | 0.65563 | 0 | 61.4038
| NEM | Non-NEM Customer | Average Weekday | February | CAISO 1-in-10 | 18 | 0.95788 | 0.81596 | 0.95788 | 0.81596 | 0 | 60.1516
| NEM | Non-NEM Customer | Average Weekday | February | CAISO 1-in-10 | 19 | 1.0426 | 0.93788 | 1.0426 | 0.93788 | 0 | 57.903
| NEM | Non-NEM Customer | Average Weekday | February | CAISO 1-in-10 | 20 | 1.0569 | 0.98456 | 1.0569 | 0.98456 | 0 | 55.8974
| NEM | Non-NEM Customer | Average Weekday | February | CAISO 1-in-10 | 21 | 1.0415 | 0.98773 | 1.0415 | 0.98773 | 0 | 54.3446
| NEM | Non-NEM Customer | Average Weekday | February | CAISO 1-in-10 | 22 | 0.98025 | 0.93641 | 0.98025 | 0.93641 | 0 | 53.1066
| NEM | Non-NEM Customer | Average Weekday | February | CAISO 1-in-10 | 23 | 0.89531 | 0.86514 | 0.89531 | 0.86514 | 0 | 51.9282
| NEM | Non-NEM Customer | Average Weekday | February | CAISO 1-in-10 | 24 | 0.78112 | 0.75596 | 0.78112 | 0.75596 | 0 | 50.7887
| NEM | Non-NEM Customer | Average Weekday | February | CAISO 1-in-2 | 1 | 0.65953 | 0.62964 | 0.65953 | 0.62964 | 0 | 53.8093
| NEM | Non-NEM Customer | Average Weekday | February | CAISO 1-in-2 | 2 | 0.59602 | 0.57165 | 0.59602 | 0.57165 | 0 | 52.9026
| NEM | Non-NEM Customer | Average Weekday | February | CAISO 1-in-2 | 3 | 0.55576 | 0.53386 | 0.55576 | 0.53386 | 0 | 52.112
| NEM | Non-NEM Customer | Average Weekday | February | CAISO 1-in-2 | 4 | 0.5322 | 0.51265 | 0.5322 | 0.51265 | 0 | 51.2877
| NEM | Non-NEM Customer | Average Weekday | February | CAISO 1-in-2 | 5 | 0.52827 | 0.51259 | 0.52827 | 0.51259 | 0 | 50.5985
| NEM | Non-NEM Customer | Average Weekday | February | CAISO 1-in-2 | 6 | 0.54964 | 0.547 | 0.54964 | 0.547 | 0 | 50.0053
| NEM | Non-NEM Customer | Average Weekday | February | CAISO 1-in-2 | 7 | 0.60553 | 0.62978 | 0.60553 | 0.62978 | 0 | 49.6465
| NEM | Non-NEM Customer | Average Weekday | February | CAISO 1-in-2 | 8 | 0.65679 | 0.66552 | 0.65679 | 0.66552 | 0 | 49.4791
| NEM | Non-NEM Customer | Average Weekday | February | CAISO 1-in-2 | 9 | 0.67073 | 0.62251 | 0.67073 | 0.62251 | 0 | 50.9531
| NEM | Non-NEM Customer | Average Weekday | February | CAISO 1-in-2 | 10 | 0.67002 | 0.59851 | 0.67002 | 0.59851 | 0 | 54.5778
| NEM | Non-NEM Customer | Average Weekday | February | CAISO 1-in-2 | 11 | 0.6762 | 0.58741 | 0.6762 | 0.58741 | 0 | 58.5252
| NEM | Non-NEM Customer | Average Weekday | February | CAISO 1-in-2 | 12 | 0.69547 | 0.57745 | 0.69547 | 0.57745 | 0 | 61.8054
| NEM | Non-NEM Customer | Average Weekday | February | CAISO 1-in-2 | 13 | 0.72733 | 0.57227 | 0.72733 | 0.57227 | 0 | 64.2482
| NEM | Non-NEM Customer | Average Weekday | February | CAISO 1-in-2 | 14 | 0.73671 | 0.55852 | 0.73671 | 0.55852 | 0 | 65.7951
| NEM | Non-NEM Customer | Average Weekday | February | CAISO 1-in-2 | 15 | 0.74602 | 0.55292 | 0.74602 | 0.55292 | 0 | 66.6066
| NEM | Non-NEM Customer | Average Weekday | February | CAISO 1-in-2 | 16 | 0.76202 | 0.56799 | 0.76202 | 0.56799 | 0 | 66.7559
| NEM | Non-NEM Customer | Average Weekday | February | CAISO 1-in-2 | 17 | 0.79985 | 0.62592 | 0.79985 | 0.62592 | 0 | 66.2631
| NEM | Non-NEM Customer | Average Weekday | February | CAISO 1-in-2 | 18 | 0.91156 | 0.76963 | 0.91156 | 0.76963 | 0 | 64.8908
| NEM | Non-NEM Customer | Average Weekday | February | CAISO 1-in-2 | 19 | 0.9789 | 0.8742 | 0.9789 | 0.8742 | 0 | 62.406
| NEM | Non-NEM Customer | Average Weekday | February | CAISO 1-in-2 | 20 | 0.99911 | 0.92674 | 0.99911 | 0.92674 | 0 | 60.1326
| NEM | Non-NEM Customer | Average Weekday | February | CAISO 1-in-2 | 21 | 0.99017 | 0.93639 | 0.99017 | 0.93639 | 0 | 58.5355
| NEM | Non-NEM Customer | Average Weekday | February | CAISO 1-in-2 | 22 | 0.92883 | 0.88499 | 0.92883 | 0.88499 | 0 | 57.2202
| NEM | Non-NEM Customer | Average Weekday | February | CAISO 1-in-2 | 23 | 0.845 | 0.81483 | 0.845 | 0.81483 | 0 | 55.9674
| NEM | Non-NEM Customer | Average Weekday | February | CAISO 1-in-2 | 24 | 0.73203 | 0.70687 | 0.73203 | 0.70687 | 0 | 54.8484
| NEM | Non-NEM Customer | Average Weekday | February | SCE 1-in-10 | 1 | 0.65069 | 0.6208 | 0.65069 | 0.6208 | 0 | 55.6645
| NEM | Non-NEM Customer | Average Weekday | February | SCE 1-in-10 | 2 | 0.58528 | 0.56091 | 0.58528 | 0.56091 | 0 | 54.5367
| NEM | Non-NEM Customer | Average Weekday | February | SCE 1-in-10 | 3 | 0.54312 | 0.52122 | 0.54312 | 0.52122 | 0 | 53.5796
| NEM | Non-NEM Customer | Average Weekday | February | SCE 1-in-10 | 4 | 0.51779 | 0.49824 | 0.51779 | 0.49824 | 0 | 52.5746
| NEM | Non-NEM Customer | Average Weekday | February | SCE 1-in-10 | 5 | 0.51168 | 0.496 | 0.51168 | 0.496 | 0 | 51.7778
| NEM | Non-NEM Customer | Average Weekday | February | SCE 1-in-10 | 6 | 0.53034 | 0.52769 | 0.53034 | 0.52769 | 0 | 51.181
| NEM | Non-NEM Customer | Average Weekday | February | SCE 1-in-10 | 7 | 0.58314 | 0.60739 | 0.58314 | 0.60739 | 0 | 50.8032
| NEM | Non-NEM Customer | Average Weekday | February | SCE 1-in-10 | 8 | 0.635 | 0.64374 | 0.635 | 0.64374 | 0 | 50.5904
| NEM | Non-NEM Customer | Average Weekday | February | SCE 1-in-10 | 9 | 0.65332 | 0.6051 | 0.65332 | 0.6051 | 0 | 52.327
| NEM | Non-NEM Customer | Average Weekday | February | SCE 1-in-10 | 10 | 0.65857 | 0.58706 | 0.65857 | 0.58706 | 0 | 56.4415
| NEM | Non-NEM Customer | Average Weekday | February | SCE 1-in-10 | 11 | 0.66668 | 0.5779 | 0.66668 | 0.5779 | 0 | 60.9202
| NEM | Non-NEM Customer | Average Weekday | February | SCE 1-in-10 | 12 | 0.68762 | 0.56959 | 0.68762 | 0.56959 | 0 | 64.5739
| NEM | Non-NEM Customer | Average Weekday | February | SCE 1-in-10 | 13 | 0.71212 | 0.55706 | 0.71212 | 0.55706 | 0 | 67.1954
| NEM | Non-NEM Customer | Average Weekday | February | SCE 1-in-10 | 14 | 0.72243 | 0.54424 | 0.72243 | 0.54424 | 0 | 68.9543
| NEM | Non-NEM Customer | Average Weekday | February | SCE 1-in-10 | 15 | 0.73711 | 0.54401 | 0.73711 | 0.54401 | 0 | 69.8087
| NEM | Non-NEM Customer | Average Weekday | February | SCE 1-in-10 | 16 | 0.75503 | 0.56099 | 0.75503 | 0.56099 | 0 | 70.1446
| NEM | Non-NEM Customer | Average Weekday | February | SCE 1-in-10 | 17 | 0.79223 | 0.6183 | 0.79223 | 0.6183 | 0 | 69.6018
| NEM | Non-NEM Customer | Average Weekday | February | SCE 1-in-10 | 18 | 0.8943 | 0.75237 | 0.8943 | 0.75237 | 0 | 68.0821
| NEM | Non-NEM Customer | Average Weekday | February | SCE 1-in-10 | 19 | 0.96135 | 0.85665 | 0.96135 | 0.85665 | 0 | 65.1955
| NEM | Non-NEM Customer | Average Weekday | February | SCE 1-in-10 | 20 | 0.97955 | 0.90718 | 0.97955 | 0.90718 | 0 | 62.5636
| NEM | Non-NEM Customer | Average Weekday | February | SCE 1-in-10 | 21 | 0.97741 | 0.92363 | 0.97741 | 0.92363 | 0 | 60.7324
| NEM | Non-NEM Customer | Average Weekday | February | SCE 1-in-10 | 22 | 0.91889 | 0.87505 | 0.91889 | 0.87505 | 0 | 59.22
| NEM | Non-NEM Customer | Average Weekday | February | SCE 1-in-10 | 23 | 0.83471 | 0.80453 | 0.83471 | 0.80453 | 0 | 57.731
| NEM | Non-NEM Customer | Average Weekday | February | SCE 1-in-10 | 24 | 0.72151 | 0.69635 | 0.72151 | 0.69635 | 0 | 56.4843
| NEM | Non-NEM Customer | Average Weekday | February | SCE 1-in-2 | 1 | 0.67007 | 0.64018 | 0.67007 | 0.64018 | 0 | 52.545
| NEM | Non-NEM Customer | Average Weekday | February | SCE 1-in-2 | 2 | 0.6065 | 0.58214 | 0.6065 | 0.58214 | 0 | 51.717
| NEM | Non-NEM Customer | Average Weekday | February | SCE 1-in-2 | 3 | 0.56638 | 0.54448 | 0.56638 | 0.54448 | 0 | 50.9225
| NEM | Non-NEM Customer | Average Weekday | February | SCE 1-in-2 | 4 | 0.54325 | 0.5237 | 0.54325 | 0.5237 | 0 | 50.1946
| NEM | Non-NEM Customer | Average Weekday | February | SCE 1-in-2 | 5 | 0.54012 | 0.52444 | 0.54012 | 0.52444 | 0 | 49.6109
| NEM | Non-NEM Customer | Average Weekday | February | SCE 1-in-2 | 6 | 0.5623 | 0.55966 | 0.5623 | 0.55966 | 0 | 49.0742
| NEM | Non-NEM Customer | Average Weekday | February | SCE 1-in-2 | 7 | 0.61904 | 0.64329 | 0.61904 | 0.64329 | 0 | 48.7069
| NEM | Non-NEM Customer | Average Weekday | February | SCE 1-in-2 | 8 | 0.66953 | 0.67826 | 0.66953 | 0.67826 | 0 | 48.6073
| NEM | Non-NEM Customer | Average Weekday | February | SCE 1-in-2 | 9 | 0.6821 | 0.63388 | 0.6821 | 0.63388 | 0 | 50.1129
| NEM | Non-NEM Customer | Average Weekday | February | SCE 1-in-2 | 10 | 0.68054 | 0.60903 | 0.68054 | 0.60903 | 0 | 53.5966
| NEM | Non-NEM Customer | Average Weekday | February | SCE 1-in-2 | 11 | 0.68549 | 0.5967 | 0.68549 | 0.5967 | 0 | 57.329
| NEM | Non-NEM Customer | Average Weekday | February | SCE 1-in-2 | 12 | 0.70404 | 0.58601 | 0.70404 | 0.58601 | 0 | 60.643
| NEM | Non-NEM Customer | Average Weekday | February | SCE 1-in-2 | 13 | 0.73718 | 0.58212 | 0.73718 | 0.58212 | 0 | 63.1349
| NEM | Non-NEM Customer | Average Weekday | February | SCE 1-in-2 | 14 | 0.74913 | 0.57094 | 0.74913 | 0.57094 | 0 | 64.7493
| NEM | Non-NEM Customer | Average Weekday | February | SCE 1-in-2 | 15 | 0.75654 | 0.56343 | 0.75654 | 0.56343 | 0 | 65.6077
| NEM | Non-NEM Customer | Average Weekday | February | SCE 1-in-2 | 16 | 0.77095 | 0.57692 | 0.77095 | 0.57692 | 0 | 65.7758
| NEM | Non-NEM Customer | Average Weekday | February | SCE 1-in-2 | 17 | 0.80931 | 0.63539 | 0.80931 | 0.63539 | 0 | 65.239
| NEM | Non-NEM Customer | Average Weekday | February | SCE 1-in-2 | 18 | 0.92342 | 0.7815 | 0.92342 | 0.7815 | 0 | 63.8073
| NEM | Non-NEM Customer | Average Weekday | February | SCE 1-in-2 | 19 | 0.99394 | 0.88924 | 0.99394 | 0.88924 | 0 | 61.1973
| NEM | Non-NEM Customer | Average Weekday | February | SCE 1-in-2 | 20 | 1.0127 | 0.94037 | 1.0127 | 0.94037 | 0 | 58.9395
| NEM | Non-NEM Customer | Average Weekday | February | SCE 1-in-2 | 21 | 1.0023 | 0.94851 | 1.0023 | 0.94851 | 0 | 57.361
| NEM | Non-NEM Customer | Average Weekday | February | SCE 1-in-2 | 22 | 0.94094 | 0.8971 | 0.94094 | 0.8971 | 0 | 56.1336
| NEM | Non-NEM Customer | Average Weekday | February | SCE 1-in-2 | 23 | 0.85686 | 0.82669 | 0.85686 | 0.82669 | 0 | 54.9405
| NEM | Non-NEM Customer | Average Weekday | February | SCE 1-in-2 | 24 | 0.74361 | 0.71844 | 0.74361 | 0.71844 | 0 | 53.8161
| NEM | Non-NEM Customer | Average Weekday | January | CAISO 1-in-10 | 1 | 0.70602 | 0.67613 | 0.70602 | 0.67613 | 0 | 49.9118
| NEM | Non-NEM Customer | Average Weekday | January | CAISO 1-in-10 | 2 | 0.64219 | 0.61783 | 0.64219 | 0.61783 | 0 | 49.0993
| NEM | Non-NEM Customer | Average Weekday | January | CAISO 1-in-10 | 3 | 0.60244 | 0.58054 | 0.60244 | 0.58054 | 0 | 48.4525
| NEM | Non-NEM Customer | Average Weekday | January | CAISO 1-in-10 | 4 | 0.58071 | 0.56116 | 0.58071 | 0.56116 | 0 | 47.7698
| NEM | Non-NEM Customer | Average Weekday | January | CAISO 1-in-10 | 5 | 0.58024 | 0.56456 | 0.58024 | 0.56456 | 0 | 47.1265
| NEM | Non-NEM Customer | Average Weekday | January | CAISO 1-in-10 | 6 | 0.60507 | 0.60243 | 0.60507 | 0.60243 | 0 | 46.5699
| NEM | Non-NEM Customer | Average Weekday | January | CAISO 1-in-10 | 7 | 0.66462 | 0.68887 | 0.66462 | 0.68887 | 0 | 46.1131
| NEM | Non-NEM Customer | Average Weekday | January | CAISO 1-in-10 | 8 | 0.71247 | 0.72121 | 0.71247 | 0.72121 | 0 | 45.9587
| NEM | Non-NEM Customer | Average Weekday | January | CAISO 1-in-10 | 9 | 0.72051 | 0.6723 | 0.72051 | 0.6723 | 0 | 46.5858
| NEM | Non-NEM Customer | Average Weekday | January | CAISO 1-in-10 | 10 | 0.71631 | 0.64479 | 0.71631 | 0.64479 | 0 | 49.4025
| NEM | Non-NEM Customer | Average Weekday | January | CAISO 1-in-10 | 11 | 0.71708 | 0.62829 | 0.71708 | 0.62829 | 0 | 52.9366
| NEM | Non-NEM Customer | Average Weekday | January | CAISO 1-in-10 | 12 | 0.73344 | 0.61541 | 0.73344 | 0.61541 | 0 | 56.0966
| NEM | Non-NEM Customer | Average Weekday | January | CAISO 1-in-10 | 13 | 0.76021 | 0.60515 | 0.76021 | 0.60515 | 0 | 58.3087
| NEM | Non-NEM Customer | Average Weekday | January | CAISO 1-in-10 | 14 | 0.76943 | 0.59124 | 0.76943 | 0.59124 | 0 | 59.8051
| NEM | Non-NEM Customer | Average Weekday | January | CAISO 1-in-10 | 15 | 0.77658 | 0.58348 | 0.77658 | 0.58348 | 0 | 60.7111
| NEM | Non-NEM Customer | Average Weekday | January | CAISO 1-in-10 | 16 | 0.7904 | 0.59636 | 0.7904 | 0.59636 | 0 | 61.0577
| NEM | Non-NEM Customer | Average Weekday | January | CAISO 1-in-10 | 17 | 0.83077 | 0.65684 | 0.83077 | 0.65684 | 0 | 60.651
| NEM | Non-NEM Customer | Average Weekday | January | CAISO 1-in-10 | 18 | 0.95979 | 0.81787 | 0.95979 | 0.81787 | 0 | 59.2012
| NEM | Non-NEM Customer | Average Weekday | January | CAISO 1-in-10 | 19 | 1.0451 | 0.94039 | 1.0451 | 0.94039 | 0 | 56.9829
| NEM | Non-NEM Customer | Average Weekday | January | CAISO 1-in-10 | 20 | 1.0592 | 0.98684 | 1.0592 | 0.98684 | 0 | 55.3404
| NEM | Non-NEM Customer | Average Weekday | January | CAISO 1-in-10 | 21 | 1.0435 | 0.98977 | 1.0435 | 0.98977 | 0 | 54.0847
| NEM | Non-NEM Customer | Average Weekday | January | CAISO 1-in-10 | 22 | 0.98229 | 0.93845 | 0.98229 | 0.93845 | 0 | 52.9518
| NEM | Non-NEM Customer | Average Weekday | January | CAISO 1-in-10 | 23 | 0.89731 | 0.86714 | 0.89731 | 0.86714 | 0 | 51.8072
| NEM | Non-NEM Customer | Average Weekday | January | CAISO 1-in-10 | 24 | 0.78307 | 0.7579 | 0.78307 | 0.7579 | 0 | 50.8708
| NEM | Non-NEM Customer | Average Weekday | January | CAISO 1-in-2 | 1 | 0.66511 | 0.63522 | 0.66511 | 0.63522 | 0 | 52.9228
| NEM | Non-NEM Customer | Average Weekday | January | CAISO 1-in-2 | 2 | 0.60163 | 0.57727 | 0.60163 | 0.57727 | 0 | 52.097
| NEM | Non-NEM Customer | Average Weekday | January | CAISO 1-in-2 | 3 | 0.5615 | 0.5396 | 0.5615 | 0.5396 | 0 | 51.3818
| NEM | Non-NEM Customer | Average Weekday | January | CAISO 1-in-2 | 4 | 0.53821 | 0.51866 | 0.53821 | 0.51866 | 0 | 50.8883
| NEM | Non-NEM Customer | Average Weekday | January | CAISO 1-in-2 | 5 | 0.53476 | 0.51908 | 0.53476 | 0.51908 | 0 | 50.1947
| NEM | Non-NEM Customer | Average Weekday | January | CAISO 1-in-2 | 6 | 0.55662 | 0.55398 | 0.55662 | 0.55398 | 0 | 49.704
| NEM | Non-NEM Customer | Average Weekday | January | CAISO 1-in-2 | 7 | 0.61303 | 0.63728 | 0.61303 | 0.63728 | 0 | 49.4284
| NEM | Non-NEM Customer | Average Weekday | January | CAISO 1-in-2 | 8 | 0.66389 | 0.67262 | 0.66389 | 0.67262 | 0 | 49.3247
| NEM | Non-NEM Customer | Average Weekday | January | CAISO 1-in-2 | 9 | 0.677 | 0.62878 | 0.677 | 0.62878 | 0 | 49.946
| NEM | Non-NEM Customer | Average Weekday | January | CAISO 1-in-2 | 10 | 0.67567 | 0.60416 | 0.67567 | 0.60416 | 0 | 53.0113
| NEM | Non-NEM Customer | Average Weekday | January | CAISO 1-in-2 | 11 | 0.6812 | 0.59242 | 0.6812 | 0.59242 | 0 | 57.0306
| NEM | Non-NEM Customer | Average Weekday | January | CAISO 1-in-2 | 12 | 0.70019 | 0.58217 | 0.70019 | 0.58217 | 0 | 60.6219
| NEM | Non-NEM Customer | Average Weekday | January | CAISO 1-in-2 | 13 | 0.73343 | 0.57837 | 0.73343 | 0.57837 | 0 | 63.4357
| NEM | Non-NEM Customer | Average Weekday | January | CAISO 1-in-2 | 14 | 0.74147 | 0.56327 | 0.74147 | 0.56327 | 0 | 65.3142
| NEM | Non-NEM Customer | Average Weekday | January | CAISO 1-in-2 | 15 | 0.74754 | 0.55443 | 0.74754 | 0.55443 | 0 | 66.4234
| NEM | Non-NEM Customer | Average Weekday | January | CAISO 1-in-2 | 16 | 0.76161 | 0.56757 | 0.76161 | 0.56757 | 0 | 66.8247
| NEM | Non-NEM Customer | Average Weekday | January | CAISO 1-in-2 | 17 | 0.8016 | 0.62768 | 0.8016 | 0.62768 | 0 | 66.2045
| NEM | Non-NEM Customer | Average Weekday | January | CAISO 1-in-2 | 18 | 0.91779 | 0.77586 | 0.91779 | 0.77586 | 0 | 64.419
| NEM | Non-NEM Customer | Average Weekday | January | CAISO 1-in-2 | 19 | 0.98711 | 0.88241 | 0.98711 | 0.88241 | 0 | 61.6217
| NEM | Non-NEM Customer | Average Weekday | January | CAISO 1-in-2 | 20 | 1.0066 | 0.93418 | 1.0066 | 0.93418 | 0 | 59.6114
| NEM | Non-NEM Customer | Average Weekday | January | CAISO 1-in-2 | 21 | 0.99667 | 0.94289 | 0.99667 | 0.94289 | 0 | 58.0812
| NEM | Non-NEM Customer | Average Weekday | January | CAISO 1-in-2 | 22 | 0.93523 | 0.89139 | 0.93523 | 0.89139 | 0 | 56.6832
| NEM | Non-NEM Customer | Average Weekday | January | CAISO 1-in-2 | 23 | 0.85129 | 0.82112 | 0.85129 | 0.82112 | 0 | 55.4101
| NEM | Non-NEM Customer | Average Weekday | January | CAISO 1-in-2 | 24 | 0.73819 | 0.71302 | 0.73819 | 0.71302 | 0 | 54.2748
| NEM | Non-NEM Customer | Average Weekday | January | SCE 1-in-10 | 1 | 0.70602 | 0.67613 | 0.70602 | 0.67613 | 0 | 49.9118
| NEM | Non-NEM Customer | Average Weekday | January | SCE 1-in-10 | 2 | 0.64219 | 0.61783 | 0.64219 | 0.61783 | 0 | 49.0993
| NEM | Non-NEM Customer | Average Weekday | January | SCE 1-in-10 | 3 | 0.60244 | 0.58054 | 0.60244 | 0.58054 | 0 | 48.4525
| NEM | Non-NEM Customer | Average Weekday | January | SCE 1-in-10 | 4 | 0.58071 | 0.56116 | 0.58071 | 0.56116 | 0 | 47.7698
| NEM | Non-NEM Customer | Average Weekday | January | SCE 1-in-10 | 5 | 0.58024 | 0.56456 | 0.58024 | 0.56456 | 0 | 47.1265
| NEM | Non-NEM Customer | Average Weekday | January | SCE 1-in-10 | 6 | 0.60507 | 0.60243 | 0.60507 | 0.60243 | 0 | 46.5699
| NEM | Non-NEM Customer | Average Weekday | January | SCE 1-in-10 | 7 | 0.66462 | 0.68887 | 0.66462 | 0.68887 | 0 | 46.1131
| NEM | Non-NEM Customer | Average Weekday | January | SCE 1-in-10 | 8 | 0.71247 | 0.72121 | 0.71247 | 0.72121 | 0 | 45.9587
| NEM | Non-NEM Customer | Average Weekday | January | SCE 1-in-10 | 9 | 0.72051 | 0.6723 | 0.72051 | 0.6723 | 0 | 46.5858
| NEM | Non-NEM Customer | Average Weekday | January | SCE 1-in-10 | 10 | 0.71631 | 0.64479 | 0.71631 | 0.64479 | 0 | 49.4025
| NEM | Non-NEM Customer | Average Weekday | January | SCE 1-in-10 | 11 | 0.71708 | 0.62829 | 0.71708 | 0.62829 | 0 | 52.9366
| NEM | Non-NEM Customer | Average Weekday | January | SCE 1-in-10 | 12 | 0.73344 | 0.61541 | 0.73344 | 0.61541 | 0 | 56.0966
| NEM | Non-NEM Customer | Average Weekday | January | SCE 1-in-10 | 13 | 0.76021 | 0.60515 | 0.76021 | 0.60515 | 0 | 58.3087
| NEM | Non-NEM Customer | Average Weekday | January | SCE 1-in-10 | 14 | 0.76943 | 0.59124 | 0.76943 | 0.59124 | 0 | 59.8051
| NEM | Non-NEM Customer | Average Weekday | January | SCE 1-in-10 | 15 | 0.77658 | 0.58348 | 0.77658 | 0.58348 | 0 | 60.7111
| NEM | Non-NEM Customer | Average Weekday | January | SCE 1-in-10 | 16 | 0.7904 | 0.59636 | 0.7904 | 0.59636 | 0 | 61.0577
| NEM | Non-NEM Customer | Average Weekday | January | SCE 1-in-10 | 17 | 0.83077 | 0.65684 | 0.83077 | 0.65684 | 0 | 60.651
| NEM | Non-NEM Customer | Average Weekday | January | SCE 1-in-10 | 18 | 0.95979 | 0.81787 | 0.95979 | 0.81787 | 0 | 59.2012
| NEM | Non-NEM Customer | Average Weekday | January | SCE 1-in-10 | 19 | 1.0451 | 0.94039 | 1.0451 | 0.94039 | 0 | 56.9829
| NEM | Non-NEM Customer | Average Weekday | January | SCE 1-in-10 | 20 | 1.0592 | 0.98684 | 1.0592 | 0.98684 | 0 | 55.3404
| NEM | Non-NEM Customer | Average Weekday | January | SCE 1-in-10 | 21 | 1.0435 | 0.98977 | 1.0435 | 0.98977 | 0 | 54.0847
| NEM | Non-NEM Customer | Average Weekday | January | SCE 1-in-10 | 22 | 0.98229 | 0.93845 | 0.98229 | 0.93845 | 0 | 52.9518
| NEM | Non-NEM Customer | Average Weekday | January | SCE 1-in-10 | 23 | 0.89731 | 0.86714 | 0.89731 | 0.86714 | 0 | 51.8072
| NEM | Non-NEM Customer | Average Weekday | January | SCE 1-in-10 | 24 | 0.78307 | 0.7579 | 0.78307 | 0.7579 | 0 | 50.8708
| NEM | Non-NEM Customer | Average Weekday | January | SCE 1-in-2 | 1 | 0.66259 | 0.6327 | 0.66259 | 0.6327 | 0 | 52.8604
| NEM | Non-NEM Customer | Average Weekday | January | SCE 1-in-2 | 2 | 0.59914 | 0.57477 | 0.59914 | 0.57477 | 0 | 51.8837
| NEM | Non-NEM Customer | Average Weekday | January | SCE 1-in-2 | 3 | 0.55899 | 0.53709 | 0.55899 | 0.53709 | 0 | 51.0907
| NEM | Non-NEM Customer | Average Weekday | January | SCE 1-in-2 | 4 | 0.5356 | 0.51605 | 0.5356 | 0.51605 | 0 | 50.5069
| NEM | Non-NEM Customer | Average Weekday | January | SCE 1-in-2 | 5 | 0.53196 | 0.51628 | 0.53196 | 0.51628 | 0 | 49.838
| NEM | Non-NEM Customer | Average Weekday | January | SCE 1-in-2 | 6 | 0.55364 | 0.551 | 0.55364 | 0.551 | 0 | 49.3293
| NEM | Non-NEM Customer | Average Weekday | January | SCE 1-in-2 | 7 | 0.60986 | 0.63411 | 0.60986 | 0.63411 | 0 | 49.1182
| NEM | Non-NEM Customer | Average Weekday | January | SCE 1-in-2 | 8 | 0.6609 | 0.66963 | 0.6609 | 0.66963 | 0 | 49.0016
| NEM | Non-NEM Customer | Average Weekday | January | SCE 1-in-2 | 9 | 0.67432 | 0.6261 | 0.67432 | 0.6261 | 0 | 49.6641
| NEM | Non-NEM Customer | Average Weekday | January | SCE 1-in-2 | 10 | 0.67317 | 0.60166 | 0.67317 | 0.60166 | 0 | 52.9962
| NEM | Non-NEM Customer | Average Weekday | January | SCE 1-in-2 | 11 | 0.679 | 0.59021 | 0.679 | 0.59021 | 0 | 57.3532
| NEM | Non-NEM Customer | Average Weekday | January | SCE 1-in-2 | 12 | 0.69794 | 0.57991 | 0.69794 | 0.57991 | 0 | 61.2547
| NEM | Non-NEM Customer | Average Weekday | January | SCE 1-in-2 | 13 | 0.72856 | 0.5735 | 0.72856 | 0.5735 | 0 | 64.1586
| NEM | Non-NEM Customer | Average Weekday | January | SCE 1-in-2 | 14 | 0.73275 | 0.55456 | 0.73275 | 0.55456 | 0 | 66.1442
| NEM | Non-NEM Customer | Average Weekday | January | SCE 1-in-2 | 15 | 0.73911 | 0.546 | 0.73911 | 0.546 | 0 | 67.3627
| NEM | Non-NEM Customer | Average Weekday | January | SCE 1-in-2 | 16 | 0.75393 | 0.55989 | 0.75393 | 0.55989 | 0 | 67.7764
| NEM | Non-NEM Customer | Average Weekday | January | SCE 1-in-2 | 17 | 0.79497 | 0.62105 | 0.79497 | 0.62105 | 0 | 67.1814
| NEM | Non-NEM Customer | Average Weekday | January | SCE 1-in-2 | 18 | 0.9126 | 0.77068 | 0.9126 | 0.77068 | 0 | 65.2704
| NEM | Non-NEM Customer | Average Weekday | January | SCE 1-in-2 | 19 | 0.98354 | 0.87884 | 0.98354 | 0.87884 | 0 | 62.2617
| NEM | Non-NEM Customer | Average Weekday | January | SCE 1-in-2 | 20 | 1.0033 | 0.93094 | 1.0033 | 0.93094 | 0 | 60.0639
| NEM | Non-NEM Customer | Average Weekday | January | SCE 1-in-2 | 21 | 0.99379 | 0.94001 | 0.99379 | 0.94001 | 0 | 58.4675
| NEM | Non-NEM Customer | Average Weekday | January | SCE 1-in-2 | 22 | 0.93234 | 0.8885 | 0.93234 | 0.8885 | 0 | 57.0179
| NEM | Non-NEM Customer | Average Weekday | January | SCE 1-in-2 | 23 | 0.84846 | 0.81829 | 0.84846 | 0.81829 | 0 | 55.7038
| NEM | Non-NEM Customer | Average Weekday | January | SCE 1-in-2 | 24 | 0.73542 | 0.71026 | 0.73542 | 0.71026 | 0 | 54.5207
| NEM | Non-NEM Customer | Average Weekday | July | CAISO 1-in-10 | 1 | 1.1312 | 1.1013 | 1.1312 | 1.1013 | 0 | 73.1668
| NEM | Non-NEM Customer | Average Weekday | July | CAISO 1-in-10 | 2 | 0.95796 | 0.93359 | 0.95796 | 0.93359 | 0 | 72.3235
| NEM | Non-NEM Customer | Average Weekday | July | CAISO 1-in-10 | 3 | 0.83926 | 0.81736 | 0.83926 | 0.81736 | 0 | 71.58
| NEM | Non-NEM Customer | Average Weekday | July | CAISO 1-in-10 | 4 | 0.75678 | 0.73723 | 0.75678 | 0.73723 | 0 | 70.9919
| NEM | Non-NEM Customer | Average Weekday | July | CAISO 1-in-10 | 5 | 0.70125 | 0.68556 | 0.70125 | 0.68556 | 0 | 70.4814
| NEM | Non-NEM Customer | Average Weekday | July | CAISO 1-in-10 | 6 | 0.67248 | 0.66984 | 0.67248 | 0.66984 | 0 | 70.0573
| NEM | Non-NEM Customer | Average Weekday | July | CAISO 1-in-10 | 7 | 0.67861 | 0.70286 | 0.67861 | 0.70286 | 0 | 69.8124
| NEM | Non-NEM Customer | Average Weekday | July | CAISO 1-in-10 | 8 | 0.75726 | 0.766 | 0.75726 | 0.766 | 0 | 70.2866
| NEM | Non-NEM Customer | Average Weekday | July | CAISO 1-in-10 | 9 | 0.86826 | 0.82005 | 0.86826 | 0.82005 | 0 | 72.5854
| NEM | Non-NEM Customer | Average Weekday | July | CAISO 1-in-10 | 10 | 0.96172 | 0.89021 | 0.96172 | 0.89021 | 0 | 75.7667
| NEM | Non-NEM Customer | Average Weekday | July | CAISO 1-in-10 | 11 | 1.0876 | 0.99882 | 1.0876 | 0.99882 | 0 | 79.2553
| NEM | Non-NEM Customer | Average Weekday | July | CAISO 1-in-10 | 12 | 1.3044 | 1.1863 | 1.3044 | 1.1863 | 0 | 82.4539
| NEM | Non-NEM Customer | Average Weekday | July | CAISO 1-in-10 | 13 | 1.5751 | 1.4201 | 1.5751 | 1.4201 | 0 | 84.8726
| NEM | Non-NEM Customer | Average Weekday | July | CAISO 1-in-10 | 14 | 1.835 | 1.6568 | 1.835 | 1.6568 | 0 | 86.6308
| NEM | Non-NEM Customer | Average Weekday | July | CAISO 1-in-10 | 15 | 2.0583 | 1.8652 | 2.0583 | 1.8652 | 0 | 87.8342
| NEM | Non-NEM Customer | Average Weekday | July | CAISO 1-in-10 | 16 | 2.2532 | 2.0592 | 2.2532 | 2.0592 | 0 | 88.4976
| NEM | Non-NEM Customer | Average Weekday | July | CAISO 1-in-10 | 17 | 2.3653 | 2.1914 | 1.528 | 1.3034 | 0.01542 | 88.5106
| NEM | Non-NEM Customer | Average Weekday | July | CAISO 1-in-10 | 18 | 2.4045 | 2.2626 | 1.935 | 1.7621 | 0.075764 | 87.7553
| NEM | Non-NEM Customer | Average Weekday | July | CAISO 1-in-10 | 19 | 2.3141 | 2.2094 | 2.0704 | 1.8771 | 0.035085 | 86.3164
| NEM | Non-NEM Customer | Average Weekday | July | CAISO 1-in-10 | 20 | 2.1234 | 2.0511 | 1.9318 | 1.8033 | 0.018935 | 84.0245
| NEM | Non-NEM Customer | Average Weekday | July | CAISO 1-in-10 | 21 | 2.0102 | 1.9564 | 1.8518 | 1.7419 | 0.025833 | 80.8839
| NEM | Non-NEM Customer | Average Weekday | July | CAISO 1-in-10 | 22 | 1.8656 | 1.8217 | 2.2131 | 2.247 | 0.035733 | 77.7658
| NEM | Non-NEM Customer | Average Weekday | July | CAISO 1-in-10 | 23 | 1.6454 | 1.6153 | 1.738 | 1.7318 | 0.020559 | 75.8882
| NEM | Non-NEM Customer | Average Weekday | July | CAISO 1-in-10 | 24 | 1.3702 | 1.345 | 1.4317 | 1.3917 | 0.01489 | 74.6134
| NEM | Non-NEM Customer | Average Weekday | July | CAISO 1-in-2 | 1 | 0.92406 | 0.89417 | 0.92406 | 0.89417 | 0 | 69.0554
| NEM | Non-NEM Customer | Average Weekday | July | CAISO 1-in-2 | 2 | 0.78296 | 0.75859 | 0.78296 | 0.75859 | 0 | 68.236
| NEM | Non-NEM Customer | Average Weekday | July | CAISO 1-in-2 | 3 | 0.68769 | 0.66579 | 0.68769 | 0.66579 | 0 | 67.5224
| NEM | Non-NEM Customer | Average Weekday | July | CAISO 1-in-2 | 4 | 0.62506 | 0.60552 | 0.62506 | 0.60552 | 0 | 66.8844
| NEM | Non-NEM Customer | Average Weekday | July | CAISO 1-in-2 | 5 | 0.58584 | 0.57016 | 0.58584 | 0.57016 | 0 | 66.3418
| NEM | Non-NEM Customer | Average Weekday | July | CAISO 1-in-2 | 6 | 0.56895 | 0.5663 | 0.56895 | 0.5663 | 0 | 65.845
| NEM | Non-NEM Customer | Average Weekday | July | CAISO 1-in-2 | 7 | 0.58487 | 0.60912 | 0.58487 | 0.60912 | 0 | 65.4829
| NEM | Non-NEM Customer | Average Weekday | July | CAISO 1-in-2 | 8 | 0.64455 | 0.65329 | 0.64455 | 0.65329 | 0 | 65.9504
| NEM | Non-NEM Customer | Average Weekday | July | CAISO 1-in-2 | 9 | 0.72871 | 0.68049 | 0.72871 | 0.68049 | 0 | 68.053
| NEM | Non-NEM Customer | Average Weekday | July | CAISO 1-in-2 | 10 | 0.79898 | 0.72747 | 0.79898 | 0.72747 | 0 | 70.8523
| NEM | Non-NEM Customer | Average Weekday | July | CAISO 1-in-2 | 11 | 0.86832 | 0.77953 | 0.86832 | 0.77953 | 0 | 73.974
| NEM | Non-NEM Customer | Average Weekday | July | CAISO 1-in-2 | 12 | 1.0037 | 0.88565 | 1.0037 | 0.88565 | 0 | 77.0979
| NEM | Non-NEM Customer | Average Weekday | July | CAISO 1-in-2 | 13 | 1.1818 | 1.0267 | 1.1818 | 1.0267 | 0 | 79.6138
| NEM | Non-NEM Customer | Average Weekday | July | CAISO 1-in-2 | 14 | 1.3606 | 1.1824 | 1.3606 | 1.1824 | 0 | 81.5162
| NEM | Non-NEM Customer | Average Weekday | July | CAISO 1-in-2 | 15 | 1.5291 | 1.336 | 1.5291 | 1.336 | 0 | 82.9254
| NEM | Non-NEM Customer | Average Weekday | July | CAISO 1-in-2 | 16 | 1.6901 | 1.496 | 1.6901 | 1.496 | 0 | 83.5655
| NEM | Non-NEM Customer | Average Weekday | July | CAISO 1-in-2 | 17 | 1.7929 | 1.619 | 1.0528 | 0.82824 | 0.020572 | 83.7444
| NEM | Non-NEM Customer | Average Weekday | July | CAISO 1-in-2 | 18 | 1.8413 | 1.6994 | 1.4662 | 1.2933 | 0.10343 | 83.0722
| NEM | Non-NEM Customer | Average Weekday | July | CAISO 1-in-2 | 19 | 1.7874 | 1.6827 | 1.624 | 1.4307 | 0.049913 | 81.5974
| NEM | Non-NEM Customer | Average Weekday | July | CAISO 1-in-2 | 20 | 1.6602 | 1.5878 | 1.5168 | 1.3883 | 0.029118 | 79.4659
| NEM | Non-NEM Customer | Average Weekday | July | CAISO 1-in-2 | 21 | 1.5884 | 1.5347 | 1.4769 | 1.367 | 0.036261 | 76.4614
| NEM | Non-NEM Customer | Average Weekday | July | CAISO 1-in-2 | 22 | 1.4786 | 1.4347 | 1.8013 | 1.8353 | 0.053473 | 73.2773
| NEM | Non-NEM Customer | Average Weekday | July | CAISO 1-in-2 | 23 | 1.3128 | 1.2826 | 1.3547 | 1.3485 | 0.031463 | 71.2723
| NEM | Non-NEM Customer | Average Weekday | July | CAISO 1-in-2 | 24 | 1.0957 | 1.0705 | 1.1242 | 1.0841 | 0.022995 | 69.9845
| NEM | Non-NEM Customer | Average Weekday | July | SCE 1-in-10 | 1 | 1.1312 | 1.1013 | 1.1312 | 1.1013 | 0 | 73.1668
| NEM | Non-NEM Customer | Average Weekday | July | SCE 1-in-10 | 2 | 0.95796 | 0.93359 | 0.95796 | 0.93359 | 0 | 72.3235
| NEM | Non-NEM Customer | Average Weekday | July | SCE 1-in-10 | 3 | 0.83926 | 0.81736 | 0.83926 | 0.81736 | 0 | 71.58
| NEM | Non-NEM Customer | Average Weekday | July | SCE 1-in-10 | 4 | 0.75678 | 0.73723 | 0.75678 | 0.73723 | 0 | 70.9919
| NEM | Non-NEM Customer | Average Weekday | July | SCE 1-in-10 | 5 | 0.70125 | 0.68556 | 0.70125 | 0.68556 | 0 | 70.4814
| NEM | Non-NEM Customer | Average Weekday | July | SCE 1-in-10 | 6 | 0.67248 | 0.66984 | 0.67248 | 0.66984 | 0 | 70.0573
| NEM | Non-NEM Customer | Average Weekday | July | SCE 1-in-10 | 7 | 0.67861 | 0.70286 | 0.67861 | 0.70286 | 0 | 69.8124
| NEM | Non-NEM Customer | Average Weekday | July | SCE 1-in-10 | 8 | 0.75726 | 0.766 | 0.75726 | 0.766 | 0 | 70.2866
| NEM | Non-NEM Customer | Average Weekday | July | SCE 1-in-10 | 9 | 0.86826 | 0.82005 | 0.86826 | 0.82005 | 0 | 72.5854
| NEM | Non-NEM Customer | Average Weekday | July | SCE 1-in-10 | 10 | 0.96172 | 0.89021 | 0.96172 | 0.89021 | 0 | 75.7667
| NEM | Non-NEM Customer | Average Weekday | July | SCE 1-in-10 | 11 | 1.0876 | 0.99882 | 1.0876 | 0.99882 | 0 | 79.2553
| NEM | Non-NEM Customer | Average Weekday | July | SCE 1-in-10 | 12 | 1.3044 | 1.1863 | 1.3044 | 1.1863 | 0 | 82.4539
| NEM | Non-NEM Customer | Average Weekday | July | SCE 1-in-10 | 13 | 1.5751 | 1.4201 | 1.5751 | 1.4201 | 0 | 84.8726
| NEM | Non-NEM Customer | Average Weekday | July | SCE 1-in-10 | 14 | 1.835 | 1.6568 | 1.835 | 1.6568 | 0 | 86.6308
| NEM | Non-NEM Customer | Average Weekday | July | SCE 1-in-10 | 15 | 2.0583 | 1.8652 | 2.0583 | 1.8652 | 0 | 87.8342
| NEM | Non-NEM Customer | Average Weekday | July | SCE 1-in-10 | 16 | 2.2532 | 2.0592 | 2.2532 | 2.0592 | 0 | 88.4976
| NEM | Non-NEM Customer | Average Weekday | July | SCE 1-in-10 | 17 | 2.3653 | 2.1914 | 1.528 | 1.3034 | 0.01542 | 88.5106
| NEM | Non-NEM Customer | Average Weekday | July | SCE 1-in-10 | 18 | 2.4045 | 2.2626 | 1.935 | 1.7621 | 0.075764 | 87.7553
| NEM | Non-NEM Customer | Average Weekday | July | SCE 1-in-10 | 19 | 2.3141 | 2.2094 | 2.0704 | 1.8771 | 0.035085 | 86.3164
| NEM | Non-NEM Customer | Average Weekday | July | SCE 1-in-10 | 20 | 2.1234 | 2.0511 | 1.9318 | 1.8033 | 0.018935 | 84.0245
| NEM | Non-NEM Customer | Average Weekday | July | SCE 1-in-10 | 21 | 2.0102 | 1.9564 | 1.8518 | 1.7419 | 0.025833 | 80.8839
| NEM | Non-NEM Customer | Average Weekday | July | SCE 1-in-10 | 22 | 1.8656 | 1.8217 | 2.2131 | 2.247 | 0.035733 | 77.7658
| NEM | Non-NEM Customer | Average Weekday | July | SCE 1-in-10 | 23 | 1.6454 | 1.6153 | 1.738 | 1.7318 | 0.020559 | 75.8882
| NEM | Non-NEM Customer | Average Weekday | July | SCE 1-in-10 | 24 | 1.3702 | 1.345 | 1.4317 | 1.3917 | 0.01489 | 74.6134
| NEM | Non-NEM Customer | Average Weekday | July | SCE 1-in-2 | 1 | 0.92406 | 0.89417 | 0.92406 | 0.89417 | 0 | 69.0554
| NEM | Non-NEM Customer | Average Weekday | July | SCE 1-in-2 | 2 | 0.78296 | 0.75859 | 0.78296 | 0.75859 | 0 | 68.236
| NEM | Non-NEM Customer | Average Weekday | July | SCE 1-in-2 | 3 | 0.68769 | 0.66579 | 0.68769 | 0.66579 | 0 | 67.5224
| NEM | Non-NEM Customer | Average Weekday | July | SCE 1-in-2 | 4 | 0.62506 | 0.60552 | 0.62506 | 0.60552 | 0 | 66.8844
| NEM | Non-NEM Customer | Average Weekday | July | SCE 1-in-2 | 5 | 0.58584 | 0.57016 | 0.58584 | 0.57016 | 0 | 66.3418
| NEM | Non-NEM Customer | Average Weekday | July | SCE 1-in-2 | 6 | 0.56895 | 0.5663 | 0.56895 | 0.5663 | 0 | 65.845
| NEM | Non-NEM Customer | Average Weekday | July | SCE 1-in-2 | 7 | 0.58487 | 0.60912 | 0.58487 | 0.60912 | 0 | 65.4829
| NEM | Non-NEM Customer | Average Weekday | July | SCE 1-in-2 | 8 | 0.64455 | 0.65329 | 0.64455 | 0.65329 | 0 | 65.9504
| NEM | Non-NEM Customer | Average Weekday | July | SCE 1-in-2 | 9 | 0.72871 | 0.68049 | 0.72871 | 0.68049 | 0 | 68.053
| NEM | Non-NEM Customer | Average Weekday | July | SCE 1-in-2 | 10 | 0.79898 | 0.72747 | 0.79898 | 0.72747 | 0 | 70.8523
| NEM | Non-NEM Customer | Average Weekday | July | SCE 1-in-2 | 11 | 0.86832 | 0.77953 | 0.86832 | 0.77953 | 0 | 73.974
| NEM | Non-NEM Customer | Average Weekday | July | SCE 1-in-2 | 12 | 1.0037 | 0.88565 | 1.0037 | 0.88565 | 0 | 77.0979
| NEM | Non-NEM Customer | Average Weekday | July | SCE 1-in-2 | 13 | 1.1818 | 1.0267 | 1.1818 | 1.0267 | 0 | 79.6138
| NEM | Non-NEM Customer | Average Weekday | July | SCE 1-in-2 | 14 | 1.3606 | 1.1824 | 1.3606 | 1.1824 | 0 | 81.5162
| NEM | Non-NEM Customer | Average Weekday | July | SCE 1-in-2 | 15 | 1.5291 | 1.336 | 1.5291 | 1.336 | 0 | 82.9254
| NEM | Non-NEM Customer | Average Weekday | July | SCE 1-in-2 | 16 | 1.6901 | 1.496 | 1.6901 | 1.496 | 0 | 83.5655
| NEM | Non-NEM Customer | Average Weekday | July | SCE 1-in-2 | 17 | 1.7929 | 1.619 | 1.0528 | 0.82824 | 0.020572 | 83.7444
| NEM | Non-NEM Customer | Average Weekday | July | SCE 1-in-2 | 18 | 1.8413 | 1.6994 | 1.4662 | 1.2933 | 0.10343 | 83.0722
| NEM | Non-NEM Customer | Average Weekday | July | SCE 1-in-2 | 19 | 1.7874 | 1.6827 | 1.624 | 1.4307 | 0.049913 | 81.5974
| NEM | Non-NEM Customer | Average Weekday | July | SCE 1-in-2 | 20 | 1.6602 | 1.5878 | 1.5168 | 1.3883 | 0.029118 | 79.4659
| NEM | Non-NEM Customer | Average Weekday | July | SCE 1-in-2 | 21 | 1.5884 | 1.5347 | 1.4769 | 1.367 | 0.036261 | 76.4614
| NEM | Non-NEM Customer | Average Weekday | July | SCE 1-in-2 | 22 | 1.4786 | 1.4347 | 1.8013 | 1.8353 | 0.053473 | 73.2773
| NEM | Non-NEM Customer | Average Weekday | July | SCE 1-in-2 | 23 | 1.3128 | 1.2826 | 1.3547 | 1.3485 | 0.031463 | 71.2723
| NEM | Non-NEM Customer | Average Weekday | July | SCE 1-in-2 | 24 | 1.0957 | 1.0705 | 1.1242 | 1.0841 | 0.022995 | 69.9845
| NEM | Non-NEM Customer | Average Weekday | June | CAISO 1-in-10 | 1 | 0.86198 | 0.83209 | 0.86198 | 0.83209 | 0 | 67.701
| NEM | Non-NEM Customer | Average Weekday | June | CAISO 1-in-10 | 2 | 0.73388 | 0.70952 | 0.73388 | 0.70952 | 0 | 66.9251
| NEM | Non-NEM Customer | Average Weekday | June | CAISO 1-in-10 | 3 | 0.6485 | 0.6266 | 0.6485 | 0.6266 | 0 | 66.2352
| NEM | Non-NEM Customer | Average Weekday | June | CAISO 1-in-10 | 4 | 0.5937 | 0.57415 | 0.5937 | 0.57415 | 0 | 65.5852
| NEM | Non-NEM Customer | Average Weekday | June | CAISO 1-in-10 | 5 | 0.56152 | 0.54584 | 0.56152 | 0.54584 | 0 | 65.0615
| NEM | Non-NEM Customer | Average Weekday | June | CAISO 1-in-10 | 6 | 0.55173 | 0.54908 | 0.55173 | 0.54908 | 0 | 64.6435
| NEM | Non-NEM Customer | Average Weekday | June | CAISO 1-in-10 | 7 | 0.57324 | 0.59749 | 0.57324 | 0.59749 | 0 | 64.3225
| NEM | Non-NEM Customer | Average Weekday | June | CAISO 1-in-10 | 8 | 0.63645 | 0.64518 | 0.63645 | 0.64518 | 0 | 64.9241
| NEM | Non-NEM Customer | Average Weekday | June | CAISO 1-in-10 | 9 | 0.69975 | 0.65154 | 0.69975 | 0.65154 | 0 | 66.8798
| NEM | Non-NEM Customer | Average Weekday | June | CAISO 1-in-10 | 10 | 0.77193 | 0.70042 | 0.77193 | 0.70042 | 0 | 69.8029
| NEM | Non-NEM Customer | Average Weekday | June | CAISO 1-in-10 | 11 | 0.84107 | 0.75228 | 0.84107 | 0.75228 | 0 | 73.002
| NEM | Non-NEM Customer | Average Weekday | June | CAISO 1-in-10 | 12 | 0.95903 | 0.841 | 0.95903 | 0.841 | 0 | 76.0967
| NEM | Non-NEM Customer | Average Weekday | June | CAISO 1-in-10 | 13 | 1.1191 | 0.96406 | 1.1191 | 0.96406 | 0 | 78.4837
| NEM | Non-NEM Customer | Average Weekday | June | CAISO 1-in-10 | 14 | 1.2782 | 1.1 | 1.2782 | 1.1 | 0 | 80.2285
| NEM | Non-NEM Customer | Average Weekday | June | CAISO 1-in-10 | 15 | 1.4278 | 1.2347 | 1.4278 | 1.2347 | 0 | 81.4533
| NEM | Non-NEM Customer | Average Weekday | June | CAISO 1-in-10 | 16 | 1.5691 | 1.375 | 1.5691 | 1.375 | 0 | 82.1905
| NEM | Non-NEM Customer | Average Weekday | June | CAISO 1-in-10 | 17 | 1.6621 | 1.4882 | 0.95381 | 0.72922 | 0.02279 | 82.1862
| NEM | Non-NEM Customer | Average Weekday | June | CAISO 1-in-10 | 18 | 1.7128 | 1.5708 | 1.3706 | 1.1977 | 0.11357 | 81.4356
| NEM | Non-NEM Customer | Average Weekday | June | CAISO 1-in-10 | 19 | 1.6723 | 1.5676 | 1.5343 | 1.3411 | 0.054748 | 80.0994
| NEM | Non-NEM Customer | Average Weekday | June | CAISO 1-in-10 | 20 | 1.5659 | 1.4936 | 1.4379 | 1.3094 | 0.032535 | 78.0183
| NEM | Non-NEM Customer | Average Weekday | June | CAISO 1-in-10 | 21 | 1.5056 | 1.4518 | 1.4078 | 1.2979 | 0.039416 | 75.1556
| NEM | Non-NEM Customer | Average Weekday | June | CAISO 1-in-10 | 22 | 1.402 | 1.3582 | 1.7184 | 1.7524 | 0.058382 | 72.1248
| NEM | Non-NEM Customer | Average Weekday | June | CAISO 1-in-10 | 23 | 1.2476 | 1.2174 | 1.2773 | 1.2711 | 0.014834 | 70.1588
| NEM | Non-NEM Customer | Average Weekday | June | CAISO 1-in-10 | 24 | 1.0423 | 1.0171 | 1.0626 | 1.0225 | 0.010132 | 68.8398
| NEM | Non-NEM Customer | Average Weekday | June | CAISO 1-in-2 | 1 | 0.74768 | 0.71779 | 0.74768 | 0.71779 | 0 | 64.3017
| NEM | Non-NEM Customer | Average Weekday | June | CAISO 1-in-2 | 2 | 0.65136 | 0.62699 | 0.65136 | 0.62699 | 0 | 63.3611
| NEM | Non-NEM Customer | Average Weekday | June | CAISO 1-in-2 | 3 | 0.5906 | 0.5687 | 0.5906 | 0.5687 | 0 | 62.5544
| NEM | Non-NEM Customer | Average Weekday | June | CAISO 1-in-2 | 4 | 0.54917 | 0.52962 | 0.54917 | 0.52962 | 0 | 61.8612
| NEM | Non-NEM Customer | Average Weekday | June | CAISO 1-in-2 | 5 | 0.52525 | 0.50956 | 0.52525 | 0.50956 | 0 | 61.2956
| NEM | Non-NEM Customer | Average Weekday | June | CAISO 1-in-2 | 6 | 0.52353 | 0.52089 | 0.52353 | 0.52089 | 0 | 60.763
| NEM | Non-NEM Customer | Average Weekday | June | CAISO 1-in-2 | 7 | 0.55303 | 0.57728 | 0.55303 | 0.57728 | 0 | 60.3444
| NEM | Non-NEM Customer | Average Weekday | June | CAISO 1-in-2 | 8 | 0.60605 | 0.61479 | 0.60605 | 0.61479 | 0 | 60.9259
| NEM | Non-NEM Customer | Average Weekday | June | CAISO 1-in-2 | 9 | 0.64572 | 0.5975 | 0.64572 | 0.5975 | 0 | 62.9788
| NEM | Non-NEM Customer | Average Weekday | June | CAISO 1-in-2 | 10 | 0.65862 | 0.58711 | 0.65862 | 0.58711 | 0 | 65.7547
| NEM | Non-NEM Customer | Average Weekday | June | CAISO 1-in-2 | 11 | 0.71984 | 0.63105 | 0.71984 | 0.63105 | 0 | 68.8446
| NEM | Non-NEM Customer | Average Weekday | June | CAISO 1-in-2 | 12 | 0.79638 | 0.67835 | 0.79638 | 0.67835 | 0 | 71.9361
| NEM | Non-NEM Customer | Average Weekday | June | CAISO 1-in-2 | 13 | 0.89618 | 0.74112 | 0.89618 | 0.74112 | 0 | 74.4293
| NEM | Non-NEM Customer | Average Weekday | June | CAISO 1-in-2 | 14 | 0.9904 | 0.81221 | 0.9904 | 0.81221 | 0 | 76.4473
| NEM | Non-NEM Customer | Average Weekday | June | CAISO 1-in-2 | 15 | 1.0844 | 0.89134 | 1.0844 | 0.89134 | 0 | 77.9867
| NEM | Non-NEM Customer | Average Weekday | June | CAISO 1-in-2 | 16 | 1.1806 | 0.98652 | 1.1806 | 0.98652 | 0 | 78.8287
| NEM | Non-NEM Customer | Average Weekday | June | CAISO 1-in-2 | 17 | 1.2499 | 1.076 | 0.60344 | 0.37886 | 0.027506 | 79.1554
| NEM | Non-NEM Customer | Average Weekday | June | CAISO 1-in-2 | 18 | 1.3074 | 1.1655 | 1.0242 | 0.8513 | 0.13201 | 78.5131
| NEM | Non-NEM Customer | Average Weekday | June | CAISO 1-in-2 | 19 | 1.3056 | 1.2009 | 1.2178 | 1.0246 | 0.064374 | 77.1474
| NEM | Non-NEM Customer | Average Weekday | June | CAISO 1-in-2 | 20 | 1.2627 | 1.1904 | 1.1664 | 1.0379 | 0.039728 | 75.027
| NEM | Non-NEM Customer | Average Weekday | June | CAISO 1-in-2 | 21 | 1.2341 | 1.1803 | 1.1695 | 1.0596 | 0.04706 | 72.0237
| NEM | Non-NEM Customer | Average Weekday | June | CAISO 1-in-2 | 22 | 1.1489 | 1.1051 | 1.4476 | 1.4816 | 0.072503 | 68.8972
| NEM | Non-NEM Customer | Average Weekday | June | CAISO 1-in-2 | 23 | 1.03 | 0.99981 | 1.03 | 1.0186 | 0 | 66.9814
| NEM | Non-NEM Customer | Average Weekday | June | CAISO 1-in-2 | 24 | 0.86831 | 0.84314 | 0.86831 | 0.84314 | 0 | 65.6179
| NEM | Non-NEM Customer | Average Weekday | June | SCE 1-in-10 | 1 | 0.86198 | 0.83209 | 0.86198 | 0.83209 | 0 | 67.701
| NEM | Non-NEM Customer | Average Weekday | June | SCE 1-in-10 | 2 | 0.73388 | 0.70952 | 0.73388 | 0.70952 | 0 | 66.9251
| NEM | Non-NEM Customer | Average Weekday | June | SCE 1-in-10 | 3 | 0.6485 | 0.6266 | 0.6485 | 0.6266 | 0 | 66.2352
| NEM | Non-NEM Customer | Average Weekday | June | SCE 1-in-10 | 4 | 0.5937 | 0.57415 | 0.5937 | 0.57415 | 0 | 65.5852
| NEM | Non-NEM Customer | Average Weekday | June | SCE 1-in-10 | 5 | 0.56152 | 0.54584 | 0.56152 | 0.54584 | 0 | 65.0615
| NEM | Non-NEM Customer | Average Weekday | June | SCE 1-in-10 | 6 | 0.55173 | 0.54908 | 0.55173 | 0.54908 | 0 | 64.6435
| NEM | Non-NEM Customer | Average Weekday | June | SCE 1-in-10 | 7 | 0.57324 | 0.59749 | 0.57324 | 0.59749 | 0 | 64.3225
| NEM | Non-NEM Customer | Average Weekday | June | SCE 1-in-10 | 8 | 0.63645 | 0.64518 | 0.63645 | 0.64518 | 0 | 64.9241
| NEM | Non-NEM Customer | Average Weekday | June | SCE 1-in-10 | 9 | 0.69975 | 0.65154 | 0.69975 | 0.65154 | 0 | 66.8798
| NEM | Non-NEM Customer | Average Weekday | June | SCE 1-in-10 | 10 | 0.77193 | 0.70042 | 0.77193 | 0.70042 | 0 | 69.8029
| NEM | Non-NEM Customer | Average Weekday | June | SCE 1-in-10 | 11 | 0.84107 | 0.75228 | 0.84107 | 0.75228 | 0 | 73.002
| NEM | Non-NEM Customer | Average Weekday | June | SCE 1-in-10 | 12 | 0.95903 | 0.841 | 0.95903 | 0.841 | 0 | 76.0967
| NEM | Non-NEM Customer | Average Weekday | June | SCE 1-in-10 | 13 | 1.1191 | 0.96406 | 1.1191 | 0.96406 | 0 | 78.4837
| NEM | Non-NEM Customer | Average Weekday | June | SCE 1-in-10 | 14 | 1.2782 | 1.1 | 1.2782 | 1.1 | 0 | 80.2285
| NEM | Non-NEM Customer | Average Weekday | June | SCE 1-in-10 | 15 | 1.4278 | 1.2347 | 1.4278 | 1.2347 | 0 | 81.4533
| NEM | Non-NEM Customer | Average Weekday | June | SCE 1-in-10 | 16 | 1.5691 | 1.375 | 1.5691 | 1.375 | 0 | 82.1905
| NEM | Non-NEM Customer | Average Weekday | June | SCE 1-in-10 | 17 | 1.6621 | 1.4882 | 0.95381 | 0.72922 | 0.02279 | 82.1862
| NEM | Non-NEM Customer | Average Weekday | June | SCE 1-in-10 | 18 | 1.7128 | 1.5708 | 1.3706 | 1.1977 | 0.11357 | 81.4356
| NEM | Non-NEM Customer | Average Weekday | June | SCE 1-in-10 | 19 | 1.6723 | 1.5676 | 1.5343 | 1.3411 | 0.054748 | 80.0994
| NEM | Non-NEM Customer | Average Weekday | June | SCE 1-in-10 | 20 | 1.5659 | 1.4936 | 1.4379 | 1.3094 | 0.032535 | 78.0183
| NEM | Non-NEM Customer | Average Weekday | June | SCE 1-in-10 | 21 | 1.5056 | 1.4518 | 1.4078 | 1.2979 | 0.039416 | 75.1556
| NEM | Non-NEM Customer | Average Weekday | June | SCE 1-in-10 | 22 | 1.402 | 1.3582 | 1.7184 | 1.7524 | 0.058382 | 72.1248
| NEM | Non-NEM Customer | Average Weekday | June | SCE 1-in-10 | 23 | 1.2476 | 1.2174 | 1.2773 | 1.2711 | 0.014834 | 70.1588
| NEM | Non-NEM Customer | Average Weekday | June | SCE 1-in-10 | 24 | 1.0423 | 1.0171 | 1.0626 | 1.0225 | 0.010132 | 68.8398
| NEM | Non-NEM Customer | Average Weekday | June | SCE 1-in-2 | 1 | 0.74768 | 0.71779 | 0.74768 | 0.71779 | 0 | 64.3017
| NEM | Non-NEM Customer | Average Weekday | June | SCE 1-in-2 | 2 | 0.65136 | 0.62699 | 0.65136 | 0.62699 | 0 | 63.3611
| NEM | Non-NEM Customer | Average Weekday | June | SCE 1-in-2 | 3 | 0.5906 | 0.5687 | 0.5906 | 0.5687 | 0 | 62.5544
| NEM | Non-NEM Customer | Average Weekday | June | SCE 1-in-2 | 4 | 0.54917 | 0.52962 | 0.54917 | 0.52962 | 0 | 61.8612
| NEM | Non-NEM Customer | Average Weekday | June | SCE 1-in-2 | 5 | 0.52525 | 0.50956 | 0.52525 | 0.50956 | 0 | 61.2956
| NEM | Non-NEM Customer | Average Weekday | June | SCE 1-in-2 | 6 | 0.52353 | 0.52089 | 0.52353 | 0.52089 | 0 | 60.763
| NEM | Non-NEM Customer | Average Weekday | June | SCE 1-in-2 | 7 | 0.55303 | 0.57728 | 0.55303 | 0.57728 | 0 | 60.3444
| NEM | Non-NEM Customer | Average Weekday | June | SCE 1-in-2 | 8 | 0.60605 | 0.61479 | 0.60605 | 0.61479 | 0 | 60.9259
| NEM | Non-NEM Customer | Average Weekday | June | SCE 1-in-2 | 9 | 0.64572 | 0.5975 | 0.64572 | 0.5975 | 0 | 62.9788
| NEM | Non-NEM Customer | Average Weekday | June | SCE 1-in-2 | 10 | 0.65862 | 0.58711 | 0.65862 | 0.58711 | 0 | 65.7547
| NEM | Non-NEM Customer | Average Weekday | June | SCE 1-in-2 | 11 | 0.71984 | 0.63105 | 0.71984 | 0.63105 | 0 | 68.8446
| NEM | Non-NEM Customer | Average Weekday | June | SCE 1-in-2 | 12 | 0.79638 | 0.67835 | 0.79638 | 0.67835 | 0 | 71.9361
| NEM | Non-NEM Customer | Average Weekday | June | SCE 1-in-2 | 13 | 0.89618 | 0.74112 | 0.89618 | 0.74112 | 0 | 74.4293
| NEM | Non-NEM Customer | Average Weekday | June | SCE 1-in-2 | 14 | 0.9904 | 0.81221 | 0.9904 | 0.81221 | 0 | 76.4473
| NEM | Non-NEM Customer | Average Weekday | June | SCE 1-in-2 | 15 | 1.0844 | 0.89134 | 1.0844 | 0.89134 | 0 | 77.9867
| NEM | Non-NEM Customer | Average Weekday | June | SCE 1-in-2 | 16 | 1.1806 | 0.98652 | 1.1806 | 0.98652 | 0 | 78.8287
| NEM | Non-NEM Customer | Average Weekday | June | SCE 1-in-2 | 17 | 1.2499 | 1.076 | 0.60344 | 0.37886 | 0.027506 | 79.1554
| NEM | Non-NEM Customer | Average Weekday | June | SCE 1-in-2 | 18 | 1.3074 | 1.1655 | 1.0242 | 0.8513 | 0.13201 | 78.5131
| NEM | Non-NEM Customer | Average Weekday | June | SCE 1-in-2 | 19 | 1.3056 | 1.2009 | 1.2178 | 1.0246 | 0.064374 | 77.1474
| NEM | Non-NEM Customer | Average Weekday | June | SCE 1-in-2 | 20 | 1.2627 | 1.1904 | 1.1664 | 1.0379 | 0.039728 | 75.027
| NEM | Non-NEM Customer | Average Weekday | June | SCE 1-in-2 | 21 | 1.2341 | 1.1803 | 1.1695 | 1.0596 | 0.04706 | 72.0237
| NEM | Non-NEM Customer | Average Weekday | June | SCE 1-in-2 | 22 | 1.1489 | 1.1051 | 1.4476 | 1.4816 | 0.072503 | 68.8972
| NEM | Non-NEM Customer | Average Weekday | June | SCE 1-in-2 | 23 | 1.03 | 0.99981 | 1.03 | 1.0186 | 0 | 66.9814
| NEM | Non-NEM Customer | Average Weekday | June | SCE 1-in-2 | 24 | 0.86831 | 0.84314 | 0.86831 | 0.84314 | 0 | 65.6179
| NEM | Non-NEM Customer | Average Weekday | March | CAISO 1-in-10 | 1 | 0.65444 | 0.62455 | 0.65444 | 0.62455 | 0 | 59.0181
| NEM | Non-NEM Customer | Average Weekday | March | CAISO 1-in-10 | 2 | 0.58282 | 0.55845 | 0.58282 | 0.55845 | 0 | 57.9304
| NEM | Non-NEM Customer | Average Weekday | March | CAISO 1-in-10 | 3 | 0.53634 | 0.51444 | 0.53634 | 0.51444 | 0 | 56.9162
| NEM | Non-NEM Customer | Average Weekday | March | CAISO 1-in-10 | 4 | 0.50706 | 0.48751 | 0.50706 | 0.48751 | 0 | 55.9873
| NEM | Non-NEM Customer | Average Weekday | March | CAISO 1-in-10 | 5 | 0.49581 | 0.48013 | 0.49581 | 0.48013 | 0 | 55.2286
| NEM | Non-NEM Customer | Average Weekday | March | CAISO 1-in-10 | 6 | 0.50768 | 0.50504 | 0.50768 | 0.50504 | 0 | 54.5703
| NEM | Non-NEM Customer | Average Weekday | March | CAISO 1-in-10 | 7 | 0.55242 | 0.57667 | 0.55242 | 0.57667 | 0 | 54.1913
| NEM | Non-NEM Customer | Average Weekday | March | CAISO 1-in-10 | 8 | 0.60451 | 0.61324 | 0.60451 | 0.61324 | 0 | 54.1709
| NEM | Non-NEM Customer | Average Weekday | March | CAISO 1-in-10 | 9 | 0.63073 | 0.58252 | 0.63073 | 0.58252 | 0 | 55.6647
| NEM | Non-NEM Customer | Average Weekday | March | CAISO 1-in-10 | 10 | 0.64187 | 0.57035 | 0.64187 | 0.57035 | 0 | 59.3124
| NEM | Non-NEM Customer | Average Weekday | March | CAISO 1-in-10 | 11 | 0.65911 | 0.57032 | 0.65911 | 0.57032 | 0 | 63.6317
| NEM | Non-NEM Customer | Average Weekday | March | CAISO 1-in-10 | 12 | 0.69103 | 0.573 | 0.69103 | 0.573 | 0 | 67.4921
| NEM | Non-NEM Customer | Average Weekday | March | CAISO 1-in-10 | 13 | 0.72857 | 0.57351 | 0.72857 | 0.57351 | 0 | 70.4421
| NEM | Non-NEM Customer | Average Weekday | March | CAISO 1-in-10 | 14 | 0.75607 | 0.57788 | 0.75607 | 0.57788 | 0 | 72.4564
| NEM | Non-NEM Customer | Average Weekday | March | CAISO 1-in-10 | 15 | 0.78667 | 0.59356 | 0.78667 | 0.59356 | 0 | 73.6744
| NEM | Non-NEM Customer | Average Weekday | March | CAISO 1-in-10 | 16 | 0.82089 | 0.62686 | 0.82089 | 0.62686 | 0 | 74.2379
| NEM | Non-NEM Customer | Average Weekday | March | CAISO 1-in-10 | 17 | 0.85982 | 0.6859 | 0.73436 | 0.56044 | 0.035997 | 74.1312
| NEM | Non-NEM Customer | Average Weekday | March | CAISO 1-in-10 | 18 | 0.93832 | 0.79639 | 0.83867 | 0.69675 | 0.049821 | 73.1954
| NEM | Non-NEM Customer | Average Weekday | March | CAISO 1-in-10 | 19 | 0.98806 | 0.88336 | 0.98806 | 0.80497 | 0 | 71.39
| NEM | Non-NEM Customer | Average Weekday | March | CAISO 1-in-10 | 20 | 1.0064 | 0.93402 | 0.97707 | 0.85279 | 0.014661 | 68.6989
| NEM | Non-NEM Customer | Average Weekday | March | CAISO 1-in-10 | 21 | 1.001 | 0.9472 | 1.0005 | 0.89061 | 0.00022832 | 65.9735
| NEM | Non-NEM Customer | Average Weekday | March | CAISO 1-in-10 | 22 | 0.94049 | 0.89665 | 1.0655 | 1.0217 | 0.093697 | 64.1825
| NEM | Non-NEM Customer | Average Weekday | March | CAISO 1-in-10 | 23 | 0.85086 | 0.82068 | 0.85086 | 0.82068 | 0 | 62.7906
| NEM | Non-NEM Customer | Average Weekday | March | CAISO 1-in-10 | 24 | 0.73045 | 0.70528 | 0.73045 | 0.70528 | 0 | 61.3695
| NEM | Non-NEM Customer | Average Weekday | March | CAISO 1-in-2 | 1 | 0.65351 | 0.62362 | 0.65351 | 0.62362 | 0 | 55.109
| NEM | Non-NEM Customer | Average Weekday | March | CAISO 1-in-2 | 2 | 0.58989 | 0.56552 | 0.58989 | 0.56552 | 0 | 54.0795
| NEM | Non-NEM Customer | Average Weekday | March | CAISO 1-in-2 | 3 | 0.5494 | 0.5275 | 0.5494 | 0.5275 | 0 | 53.1419
| NEM | Non-NEM Customer | Average Weekday | March | CAISO 1-in-2 | 4 | 0.5254 | 0.50585 | 0.5254 | 0.50585 | 0 | 52.3541
| NEM | Non-NEM Customer | Average Weekday | March | CAISO 1-in-2 | 5 | 0.52075 | 0.50506 | 0.52075 | 0.50506 | 0 | 51.622
| NEM | Non-NEM Customer | Average Weekday | March | CAISO 1-in-2 | 6 | 0.54131 | 0.53866 | 0.54131 | 0.53866 | 0 | 51.0019
| NEM | Non-NEM Customer | Average Weekday | March | CAISO 1-in-2 | 7 | 0.59629 | 0.62054 | 0.59629 | 0.62054 | 0 | 50.6188
| NEM | Non-NEM Customer | Average Weekday | March | CAISO 1-in-2 | 8 | 0.64801 | 0.65675 | 0.64801 | 0.65675 | 0 | 50.4594
| NEM | Non-NEM Customer | Average Weekday | March | CAISO 1-in-2 | 9 | 0.66309 | 0.61487 | 0.66309 | 0.61487 | 0 | 51.5265
| NEM | Non-NEM Customer | Average Weekday | March | CAISO 1-in-2 | 10 | 0.66282 | 0.59131 | 0.66282 | 0.59131 | 0 | 54.432
| NEM | Non-NEM Customer | Average Weekday | March | CAISO 1-in-2 | 11 | 0.67026 | 0.58147 | 0.67026 | 0.58147 | 0 | 57.8999
| NEM | Non-NEM Customer | Average Weekday | March | CAISO 1-in-2 | 12 | 0.6907 | 0.57267 | 0.6907 | 0.57267 | 0 | 61.0941
| NEM | Non-NEM Customer | Average Weekday | March | CAISO 1-in-2 | 13 | 0.72812 | 0.57306 | 0.72812 | 0.57306 | 0 | 63.5863
| NEM | Non-NEM Customer | Average Weekday | March | CAISO 1-in-2 | 14 | 0.7435 | 0.56531 | 0.7435 | 0.56531 | 0 | 65.3066
| NEM | Non-NEM Customer | Average Weekday | March | CAISO 1-in-2 | 15 | 0.75147 | 0.55837 | 0.75147 | 0.55837 | 0 | 66.4826
| NEM | Non-NEM Customer | Average Weekday | March | CAISO 1-in-2 | 16 | 0.76476 | 0.57073 | 0.76476 | 0.57073 | 0 | 67.1512
| NEM | Non-NEM Customer | Average Weekday | March | CAISO 1-in-2 | 17 | 0.79824 | 0.62432 | 0.79824 | 0.62432 | 0 | 67.2983
| NEM | Non-NEM Customer | Average Weekday | March | CAISO 1-in-2 | 18 | 0.90445 | 0.76252 | 0.90445 | 0.76252 | 0 | 66.5803
| NEM | Non-NEM Customer | Average Weekday | March | CAISO 1-in-2 | 19 | 0.97125 | 0.86655 | 0.97125 | 0.86655 | 0 | 64.9688
| NEM | Non-NEM Customer | Average Weekday | March | CAISO 1-in-2 | 20 | 0.99317 | 0.9208 | 0.99317 | 0.9208 | 0 | 62.4926
| NEM | Non-NEM Customer | Average Weekday | March | CAISO 1-in-2 | 21 | 0.98518 | 0.9314 | 0.98518 | 0.9314 | 0 | 60.0245
| NEM | Non-NEM Customer | Average Weekday | March | CAISO 1-in-2 | 22 | 0.92306 | 0.87921 | 0.92306 | 0.87921 | 0 | 58.4583
| NEM | Non-NEM Customer | Average Weekday | March | CAISO 1-in-2 | 23 | 0.83907 | 0.8089 | 0.83907 | 0.8089 | 0 | 57.1807
| NEM | Non-NEM Customer | Average Weekday | March | CAISO 1-in-2 | 24 | 0.72584 | 0.70067 | 0.72584 | 0.70067 | 0 | 56.0056
| NEM | Non-NEM Customer | Average Weekday | March | SCE 1-in-10 | 1 | 0.65444 | 0.62455 | 0.65444 | 0.62455 | 0 | 59.0181
| NEM | Non-NEM Customer | Average Weekday | March | SCE 1-in-10 | 2 | 0.58282 | 0.55845 | 0.58282 | 0.55845 | 0 | 57.9304
| NEM | Non-NEM Customer | Average Weekday | March | SCE 1-in-10 | 3 | 0.53634 | 0.51444 | 0.53634 | 0.51444 | 0 | 56.9162
| NEM | Non-NEM Customer | Average Weekday | March | SCE 1-in-10 | 4 | 0.50706 | 0.48751 | 0.50706 | 0.48751 | 0 | 55.9873
| NEM | Non-NEM Customer | Average Weekday | March | SCE 1-in-10 | 5 | 0.49581 | 0.48013 | 0.49581 | 0.48013 | 0 | 55.2286
| NEM | Non-NEM Customer | Average Weekday | March | SCE 1-in-10 | 6 | 0.50768 | 0.50504 | 0.50768 | 0.50504 | 0 | 54.5703
| NEM | Non-NEM Customer | Average Weekday | March | SCE 1-in-10 | 7 | 0.55242 | 0.57667 | 0.55242 | 0.57667 | 0 | 54.1913
| NEM | Non-NEM Customer | Average Weekday | March | SCE 1-in-10 | 8 | 0.60451 | 0.61324 | 0.60451 | 0.61324 | 0 | 54.1709
| NEM | Non-NEM Customer | Average Weekday | March | SCE 1-in-10 | 9 | 0.63073 | 0.58252 | 0.63073 | 0.58252 | 0 | 55.6647
| NEM | Non-NEM Customer | Average Weekday | March | SCE 1-in-10 | 10 | 0.64187 | 0.57035 | 0.64187 | 0.57035 | 0 | 59.3124
| NEM | Non-NEM Customer | Average Weekday | March | SCE 1-in-10 | 11 | 0.65911 | 0.57032 | 0.65911 | 0.57032 | 0 | 63.6317
| NEM | Non-NEM Customer | Average Weekday | March | SCE 1-in-10 | 12 | 0.69103 | 0.573 | 0.69103 | 0.573 | 0 | 67.4921
| NEM | Non-NEM Customer | Average Weekday | March | SCE 1-in-10 | 13 | 0.72857 | 0.57351 | 0.72857 | 0.57351 | 0 | 70.4421
| NEM | Non-NEM Customer | Average Weekday | March | SCE 1-in-10 | 14 | 0.75607 | 0.57788 | 0.75607 | 0.57788 | 0 | 72.4564
| NEM | Non-NEM Customer | Average Weekday | March | SCE 1-in-10 | 15 | 0.78667 | 0.59356 | 0.78667 | 0.59356 | 0 | 73.6744
| NEM | Non-NEM Customer | Average Weekday | March | SCE 1-in-10 | 16 | 0.82089 | 0.62686 | 0.82089 | 0.62686 | 0 | 74.2379
| NEM | Non-NEM Customer | Average Weekday | March | SCE 1-in-10 | 17 | 0.85982 | 0.6859 | 0.73436 | 0.56044 | 0.035997 | 74.1312
| NEM | Non-NEM Customer | Average Weekday | March | SCE 1-in-10 | 18 | 0.93832 | 0.79639 | 0.83867 | 0.69675 | 0.049821 | 73.1954
| NEM | Non-NEM Customer | Average Weekday | March | SCE 1-in-10 | 19 | 0.98806 | 0.88336 | 0.98806 | 0.80497 | 0 | 71.39
| NEM | Non-NEM Customer | Average Weekday | March | SCE 1-in-10 | 20 | 1.0064 | 0.93402 | 0.97707 | 0.85279 | 0.014661 | 68.6989
| NEM | Non-NEM Customer | Average Weekday | March | SCE 1-in-10 | 21 | 1.001 | 0.9472 | 1.0005 | 0.89061 | 0.00022832 | 65.9735
| NEM | Non-NEM Customer | Average Weekday | March | SCE 1-in-10 | 22 | 0.94049 | 0.89665 | 1.0655 | 1.0217 | 0.093697 | 64.1825
| NEM | Non-NEM Customer | Average Weekday | March | SCE 1-in-10 | 23 | 0.85086 | 0.82068 | 0.85086 | 0.82068 | 0 | 62.7906
| NEM | Non-NEM Customer | Average Weekday | March | SCE 1-in-10 | 24 | 0.73045 | 0.70528 | 0.73045 | 0.70528 | 0 | 61.3695
| NEM | Non-NEM Customer | Average Weekday | March | SCE 1-in-2 | 1 | 0.65004 | 0.62015 | 0.65004 | 0.62015 | 0 | 55.3132
| NEM | Non-NEM Customer | Average Weekday | March | SCE 1-in-2 | 2 | 0.58633 | 0.56196 | 0.58633 | 0.56196 | 0 | 54.3988
| NEM | Non-NEM Customer | Average Weekday | March | SCE 1-in-2 | 3 | 0.54568 | 0.52378 | 0.54568 | 0.52378 | 0 | 53.5929
| NEM | Non-NEM Customer | Average Weekday | March | SCE 1-in-2 | 4 | 0.52143 | 0.50188 | 0.52143 | 0.50188 | 0 | 52.9213
| NEM | Non-NEM Customer | Average Weekday | March | SCE 1-in-2 | 5 | 0.51637 | 0.50069 | 0.51637 | 0.50069 | 0 | 52.2935
| NEM | Non-NEM Customer | Average Weekday | March | SCE 1-in-2 | 6 | 0.53648 | 0.53384 | 0.53648 | 0.53384 | 0 | 51.8408
| NEM | Non-NEM Customer | Average Weekday | March | SCE 1-in-2 | 7 | 0.59096 | 0.61521 | 0.59096 | 0.61521 | 0 | 51.479
| NEM | Non-NEM Customer | Average Weekday | March | SCE 1-in-2 | 8 | 0.64294 | 0.65168 | 0.64294 | 0.65168 | 0 | 51.3133
| NEM | Non-NEM Customer | Average Weekday | March | SCE 1-in-2 | 9 | 0.6587 | 0.61048 | 0.6587 | 0.61048 | 0 | 52.4366
| NEM | Non-NEM Customer | Average Weekday | March | SCE 1-in-2 | 10 | 0.65885 | 0.58734 | 0.65885 | 0.58734 | 0 | 55.2735
| NEM | Non-NEM Customer | Average Weekday | March | SCE 1-in-2 | 11 | 0.66701 | 0.57822 | 0.66701 | 0.57822 | 0 | 58.5907
| NEM | Non-NEM Customer | Average Weekday | March | SCE 1-in-2 | 12 | 0.6882 | 0.57018 | 0.6882 | 0.57018 | 0 | 61.6871
| NEM | Non-NEM Customer | Average Weekday | March | SCE 1-in-2 | 13 | 0.72548 | 0.57041 | 0.72548 | 0.57041 | 0 | 64.0507
| NEM | Non-NEM Customer | Average Weekday | March | SCE 1-in-2 | 14 | 0.74056 | 0.56237 | 0.74056 | 0.56237 | 0 | 65.6238
| NEM | Non-NEM Customer | Average Weekday | March | SCE 1-in-2 | 15 | 0.75104 | 0.55793 | 0.75104 | 0.55793 | 0 | 66.6478
| NEM | Non-NEM Customer | Average Weekday | March | SCE 1-in-2 | 16 | 0.76505 | 0.57101 | 0.76505 | 0.57101 | 0 | 67.2939
| NEM | Non-NEM Customer | Average Weekday | March | SCE 1-in-2 | 17 | 0.79842 | 0.6245 | 0.79842 | 0.6245 | 0 | 67.3554
| NEM | Non-NEM Customer | Average Weekday | March | SCE 1-in-2 | 18 | 0.90263 | 0.7607 | 0.90263 | 0.7607 | 0 | 66.5166
| NEM | Non-NEM Customer | Average Weekday | March | SCE 1-in-2 | 19 | 0.96706 | 0.86236 | 0.96706 | 0.86236 | 0 | 64.9384
| NEM | Non-NEM Customer | Average Weekday | March | SCE 1-in-2 | 20 | 0.98898 | 0.91661 | 0.98898 | 0.91661 | 0 | 62.6358
| NEM | Non-NEM Customer | Average Weekday | March | SCE 1-in-2 | 21 | 0.98152 | 0.92774 | 0.98152 | 0.92774 | 0 | 60.3987
| NEM | Non-NEM Customer | Average Weekday | March | SCE 1-in-2 | 22 | 0.91953 | 0.87568 | 0.91953 | 0.87568 | 0 | 58.9115
| NEM | Non-NEM Customer | Average Weekday | March | SCE 1-in-2 | 23 | 0.83545 | 0.80528 | 0.83545 | 0.80528 | 0 | 57.7511
| NEM | Non-NEM Customer | Average Weekday | March | SCE 1-in-2 | 24 | 0.72225 | 0.69708 | 0.72225 | 0.69708 | 0 | 56.7127
| NEM | Non-NEM Customer | Average Weekday | May | CAISO 1-in-10 | 1 | 0.70691 | 0.67702 | 0.70691 | 0.67702 | 0 | 63.4586
| NEM | Non-NEM Customer | Average Weekday | May | CAISO 1-in-10 | 2 | 0.62655 | 0.60218 | 0.62655 | 0.60218 | 0 | 62.4372
| NEM | Non-NEM Customer | Average Weekday | May | CAISO 1-in-10 | 3 | 0.57315 | 0.55125 | 0.57315 | 0.55125 | 0 | 61.58
| NEM | Non-NEM Customer | Average Weekday | May | CAISO 1-in-10 | 4 | 0.53613 | 0.51659 | 0.53613 | 0.51659 | 0 | 60.8141
| NEM | Non-NEM Customer | Average Weekday | May | CAISO 1-in-10 | 5 | 0.51546 | 0.49977 | 0.51546 | 0.49977 | 0 | 60.2143
| NEM | Non-NEM Customer | Average Weekday | May | CAISO 1-in-10 | 6 | 0.51556 | 0.51291 | 0.51556 | 0.51291 | 0 | 59.743
| NEM | Non-NEM Customer | Average Weekday | May | CAISO 1-in-10 | 7 | 0.54623 | 0.57048 | 0.54623 | 0.57048 | 0 | 59.4851
| NEM | Non-NEM Customer | Average Weekday | May | CAISO 1-in-10 | 8 | 0.59787 | 0.60661 | 0.59787 | 0.60661 | 0 | 60.2217
| NEM | Non-NEM Customer | Average Weekday | May | CAISO 1-in-10 | 9 | 0.63331 | 0.58509 | 0.63331 | 0.58509 | 0 | 62.5698
| NEM | Non-NEM Customer | Average Weekday | May | CAISO 1-in-10 | 10 | 0.65912 | 0.5876 | 0.65912 | 0.5876 | 0 | 65.7272
| NEM | Non-NEM Customer | Average Weekday | May | CAISO 1-in-10 | 11 | 0.68337 | 0.59458 | 0.68337 | 0.59458 | 0 | 68.776
| NEM | Non-NEM Customer | Average Weekday | May | CAISO 1-in-10 | 12 | 0.72979 | 0.61176 | 0.72979 | 0.61176 | 0 | 71.4424
| NEM | Non-NEM Customer | Average Weekday | May | CAISO 1-in-10 | 13 | 0.81132 | 0.65626 | 0.81132 | 0.65626 | 0 | 73.6592
| NEM | Non-NEM Customer | Average Weekday | May | CAISO 1-in-10 | 14 | 0.89108 | 0.71289 | 0.89108 | 0.71289 | 0 | 75.4319
| NEM | Non-NEM Customer | Average Weekday | May | CAISO 1-in-10 | 15 | 0.97582 | 0.78272 | 0.97582 | 0.78272 | 0 | 76.724
| NEM | Non-NEM Customer | Average Weekday | May | CAISO 1-in-10 | 16 | 1.0656 | 0.87153 | 1.0656 | 0.87153 | 0 | 77.3993
| NEM | Non-NEM Customer | Average Weekday | May | CAISO 1-in-10 | 17 | 1.1333 | 0.95934 | 0.51957 | 0.29498 | 0.03015 | 77.5507
| NEM | Non-NEM Customer | Average Weekday | May | CAISO 1-in-10 | 18 | 1.1919 | 1.0499 | 0.94102 | 0.76813 | 0.1423 | 76.9048
| NEM | Non-NEM Customer | Average Weekday | May | CAISO 1-in-10 | 19 | 1.1965 | 1.0918 | 1.1348 | 0.94159 | 0.030818 | 75.6111
| NEM | Non-NEM Customer | Average Weekday | May | CAISO 1-in-10 | 20 | 1.1635 | 1.0911 | 1.0826 | 0.95406 | 0.04328 | 73.5675
| NEM | Non-NEM Customer | Average Weekday | May | CAISO 1-in-10 | 21 | 1.1432 | 1.0894 | 1.0938 | 0.9839 | 0.024696 | 70.5936
| NEM | Non-NEM Customer | Average Weekday | May | CAISO 1-in-10 | 22 | 1.0686 | 1.0247 | 1.3615 | 1.3955 | 0.077142 | 67.8556
| NEM | Non-NEM Customer | Average Weekday | May | CAISO 1-in-10 | 23 | 0.96091 | 0.93073 | 0.96091 | 0.939 | 0 | 66.0214
| NEM | Non-NEM Customer | Average Weekday | May | CAISO 1-in-10 | 24 | 0.81142 | 0.78626 | 0.81142 | 0.78626 | 0 | 64.5994
| NEM | Non-NEM Customer | Average Weekday | May | CAISO 1-in-2 | 1 | 0.67465 | 0.64476 | 0.67465 | 0.64476 | 0 | 60.9989
| NEM | Non-NEM Customer | Average Weekday | May | CAISO 1-in-2 | 2 | 0.59653 | 0.57217 | 0.59653 | 0.57217 | 0 | 60.3273
| NEM | Non-NEM Customer | Average Weekday | May | CAISO 1-in-2 | 3 | 0.54503 | 0.52313 | 0.54503 | 0.52313 | 0 | 59.7388
| NEM | Non-NEM Customer | Average Weekday | May | CAISO 1-in-2 | 4 | 0.51255 | 0.493 | 0.51255 | 0.493 | 0 | 59.1864
| NEM | Non-NEM Customer | Average Weekday | May | CAISO 1-in-2 | 5 | 0.49844 | 0.48276 | 0.49844 | 0.48276 | 0 | 58.7084
| NEM | Non-NEM Customer | Average Weekday | May | CAISO 1-in-2 | 6 | 0.50774 | 0.5051 | 0.50774 | 0.5051 | 0 | 58.2646
| NEM | Non-NEM Customer | Average Weekday | May | CAISO 1-in-2 | 7 | 0.54979 | 0.57404 | 0.54979 | 0.57404 | 0 | 57.8732
| NEM | Non-NEM Customer | Average Weekday | May | CAISO 1-in-2 | 8 | 0.60238 | 0.61112 | 0.60238 | 0.61112 | 0 | 58.1696
| NEM | Non-NEM Customer | Average Weekday | May | CAISO 1-in-2 | 9 | 0.63268 | 0.58446 | 0.63268 | 0.58446 | 0 | 59.7771
| NEM | Non-NEM Customer | Average Weekday | May | CAISO 1-in-2 | 10 | 0.64847 | 0.57696 | 0.64847 | 0.57696 | 0 | 62.0077
| NEM | Non-NEM Customer | Average Weekday | May | CAISO 1-in-2 | 11 | 0.66902 | 0.58024 | 0.66902 | 0.58024 | 0 | 64.6
| NEM | Non-NEM Customer | Average Weekday | May | CAISO 1-in-2 | 12 | 0.71904 | 0.60102 | 0.71904 | 0.60102 | 0 | 67.0168
| NEM | Non-NEM Customer | Average Weekday | May | CAISO 1-in-2 | 13 | 0.7769 | 0.62183 | 0.7769 | 0.62183 | 0 | 69.1451
| NEM | Non-NEM Customer | Average Weekday | May | CAISO 1-in-2 | 14 | 0.81578 | 0.63759 | 0.81578 | 0.63759 | 0 | 70.8241
| NEM | Non-NEM Customer | Average Weekday | May | CAISO 1-in-2 | 15 | 0.85109 | 0.65798 | 0.85109 | 0.65798 | 0 | 72.0364
| NEM | Non-NEM Customer | Average Weekday | May | CAISO 1-in-2 | 16 | 0.88938 | 0.69534 | 0.88938 | 0.69534 | 0 | 72.6789
| NEM | Non-NEM Customer | Average Weekday | May | CAISO 1-in-2 | 17 | 0.92543 | 0.75151 | 0.66865 | 0.49472 | 0.038441 | 72.7372
| NEM | Non-NEM Customer | Average Weekday | May | CAISO 1-in-2 | 18 | 0.99442 | 0.85249 | 0.83929 | 0.66639 | 0.077566 | 72.1557
| NEM | Non-NEM Customer | Average Weekday | May | CAISO 1-in-2 | 19 | 1.0325 | 0.92785 | 1.0325 | 0.85844 | 0 | 70.8624
| NEM | Non-NEM Customer | Average Weekday | May | CAISO 1-in-2 | 20 | 1.0377 | 0.96528 | 1.0071 | 0.87855 | 0.015298 | 68.819
| NEM | Non-NEM Customer | Average Weekday | May | CAISO 1-in-2 | 21 | 1.0333 | 0.97949 | 1.0312 | 0.9213 | 0.0010302 | 66.1249
| NEM | Non-NEM Customer | Average Weekday | May | CAISO 1-in-2 | 22 | 0.97034 | 0.9265 | 1.185 | 1.1411 | 0.09479 | 63.9419
| NEM | Non-NEM Customer | Average Weekday | May | CAISO 1-in-2 | 23 | 0.87649 | 0.84632 | 0.87649 | 0.84632 | 0 | 62.6461
| NEM | Non-NEM Customer | Average Weekday | May | CAISO 1-in-2 | 24 | 0.7509 | 0.72574 | 0.7509 | 0.72574 | 0 | 61.6743
| NEM | Non-NEM Customer | Average Weekday | May | SCE 1-in-10 | 1 | 0.70691 | 0.67702 | 0.70691 | 0.67702 | 0 | 63.4586
| NEM | Non-NEM Customer | Average Weekday | May | SCE 1-in-10 | 2 | 0.62655 | 0.60218 | 0.62655 | 0.60218 | 0 | 62.4372
| NEM | Non-NEM Customer | Average Weekday | May | SCE 1-in-10 | 3 | 0.57315 | 0.55125 | 0.57315 | 0.55125 | 0 | 61.58
| NEM | Non-NEM Customer | Average Weekday | May | SCE 1-in-10 | 4 | 0.53613 | 0.51659 | 0.53613 | 0.51659 | 0 | 60.8141
| NEM | Non-NEM Customer | Average Weekday | May | SCE 1-in-10 | 5 | 0.51546 | 0.49977 | 0.51546 | 0.49977 | 0 | 60.2143
| NEM | Non-NEM Customer | Average Weekday | May | SCE 1-in-10 | 6 | 0.51556 | 0.51291 | 0.51556 | 0.51291 | 0 | 59.743
| NEM | Non-NEM Customer | Average Weekday | May | SCE 1-in-10 | 7 | 0.54623 | 0.57048 | 0.54623 | 0.57048 | 0 | 59.4851
| NEM | Non-NEM Customer | Average Weekday | May | SCE 1-in-10 | 8 | 0.59787 | 0.60661 | 0.59787 | 0.60661 | 0 | 60.2217
| NEM | Non-NEM Customer | Average Weekday | May | SCE 1-in-10 | 9 | 0.63331 | 0.58509 | 0.63331 | 0.58509 | 0 | 62.5698
| NEM | Non-NEM Customer | Average Weekday | May | SCE 1-in-10 | 10 | 0.65912 | 0.5876 | 0.65912 | 0.5876 | 0 | 65.7272
| NEM | Non-NEM Customer | Average Weekday | May | SCE 1-in-10 | 11 | 0.68337 | 0.59458 | 0.68337 | 0.59458 | 0 | 68.776
| NEM | Non-NEM Customer | Average Weekday | May | SCE 1-in-10 | 12 | 0.72979 | 0.61176 | 0.72979 | 0.61176 | 0 | 71.4424
| NEM | Non-NEM Customer | Average Weekday | May | SCE 1-in-10 | 13 | 0.81132 | 0.65626 | 0.81132 | 0.65626 | 0 | 73.6592
| NEM | Non-NEM Customer | Average Weekday | May | SCE 1-in-10 | 14 | 0.89108 | 0.71289 | 0.89108 | 0.71289 | 0 | 75.4319
| NEM | Non-NEM Customer | Average Weekday | May | SCE 1-in-10 | 15 | 0.97582 | 0.78272 | 0.97582 | 0.78272 | 0 | 76.724
| NEM | Non-NEM Customer | Average Weekday | May | SCE 1-in-10 | 16 | 1.0656 | 0.87153 | 1.0656 | 0.87153 | 0 | 77.3993
| NEM | Non-NEM Customer | Average Weekday | May | SCE 1-in-10 | 17 | 1.1333 | 0.95934 | 0.51957 | 0.29498 | 0.03015 | 77.5507
| NEM | Non-NEM Customer | Average Weekday | May | SCE 1-in-10 | 18 | 1.1919 | 1.0499 | 0.94102 | 0.76813 | 0.1423 | 76.9048
| NEM | Non-NEM Customer | Average Weekday | May | SCE 1-in-10 | 19 | 1.1965 | 1.0918 | 1.1348 | 0.94159 | 0.030818 | 75.6111
| NEM | Non-NEM Customer | Average Weekday | May | SCE 1-in-10 | 20 | 1.1635 | 1.0911 | 1.0826 | 0.95406 | 0.04328 | 73.5675
| NEM | Non-NEM Customer | Average Weekday | May | SCE 1-in-10 | 21 | 1.1432 | 1.0894 | 1.0938 | 0.9839 | 0.024696 | 70.5936
| NEM | Non-NEM Customer | Average Weekday | May | SCE 1-in-10 | 22 | 1.0686 | 1.0247 | 1.3615 | 1.3955 | 0.077142 | 67.8556
| NEM | Non-NEM Customer | Average Weekday | May | SCE 1-in-10 | 23 | 0.96091 | 0.93073 | 0.96091 | 0.939 | 0 | 66.0214
| NEM | Non-NEM Customer | Average Weekday | May | SCE 1-in-10 | 24 | 0.81142 | 0.78626 | 0.81142 | 0.78626 | 0 | 64.5994
| NEM | Non-NEM Customer | Average Weekday | May | SCE 1-in-2 | 1 | 0.67465 | 0.64476 | 0.67465 | 0.64476 | 0 | 60.9989
| NEM | Non-NEM Customer | Average Weekday | May | SCE 1-in-2 | 2 | 0.59653 | 0.57217 | 0.59653 | 0.57217 | 0 | 60.3273
| NEM | Non-NEM Customer | Average Weekday | May | SCE 1-in-2 | 3 | 0.54503 | 0.52313 | 0.54503 | 0.52313 | 0 | 59.7388
| NEM | Non-NEM Customer | Average Weekday | May | SCE 1-in-2 | 4 | 0.51255 | 0.493 | 0.51255 | 0.493 | 0 | 59.1864
| NEM | Non-NEM Customer | Average Weekday | May | SCE 1-in-2 | 5 | 0.49844 | 0.48276 | 0.49844 | 0.48276 | 0 | 58.7084
| NEM | Non-NEM Customer | Average Weekday | May | SCE 1-in-2 | 6 | 0.50774 | 0.5051 | 0.50774 | 0.5051 | 0 | 58.2646
| NEM | Non-NEM Customer | Average Weekday | May | SCE 1-in-2 | 7 | 0.54979 | 0.57404 | 0.54979 | 0.57404 | 0 | 57.8732
| NEM | Non-NEM Customer | Average Weekday | May | SCE 1-in-2 | 8 | 0.60238 | 0.61112 | 0.60238 | 0.61112 | 0 | 58.1696
| NEM | Non-NEM Customer | Average Weekday | May | SCE 1-in-2 | 9 | 0.63268 | 0.58446 | 0.63268 | 0.58446 | 0 | 59.7771
| NEM | Non-NEM Customer | Average Weekday | May | SCE 1-in-2 | 10 | 0.64847 | 0.57696 | 0.64847 | 0.57696 | 0 | 62.0077
| NEM | Non-NEM Customer | Average Weekday | May | SCE 1-in-2 | 11 | 0.66902 | 0.58024 | 0.66902 | 0.58024 | 0 | 64.6
| NEM | Non-NEM Customer | Average Weekday | May | SCE 1-in-2 | 12 | 0.71904 | 0.60102 | 0.71904 | 0.60102 | 0 | 67.0168
| NEM | Non-NEM Customer | Average Weekday | May | SCE 1-in-2 | 13 | 0.7769 | 0.62183 | 0.7769 | 0.62183 | 0 | 69.1451
| NEM | Non-NEM Customer | Average Weekday | May | SCE 1-in-2 | 14 | 0.81578 | 0.63759 | 0.81578 | 0.63759 | 0 | 70.8241
| NEM | Non-NEM Customer | Average Weekday | May | SCE 1-in-2 | 15 | 0.85109 | 0.65798 | 0.85109 | 0.65798 | 0 | 72.0364
| NEM | Non-NEM Customer | Average Weekday | May | SCE 1-in-2 | 16 | 0.88938 | 0.69534 | 0.88938 | 0.69534 | 0 | 72.6789
| NEM | Non-NEM Customer | Average Weekday | May | SCE 1-in-2 | 17 | 0.92543 | 0.75151 | 0.66865 | 0.49472 | 0.038441 | 72.7372
| NEM | Non-NEM Customer | Average Weekday | May | SCE 1-in-2 | 18 | 0.99442 | 0.85249 | 0.83929 | 0.66639 | 0.077566 | 72.1557
| NEM | Non-NEM Customer | Average Weekday | May | SCE 1-in-2 | 19 | 1.0325 | 0.92785 | 1.0325 | 0.85844 | 0 | 70.8624
| NEM | Non-NEM Customer | Average Weekday | May | SCE 1-in-2 | 20 | 1.0377 | 0.96528 | 1.0071 | 0.87855 | 0.015298 | 68.819
| NEM | Non-NEM Customer | Average Weekday | May | SCE 1-in-2 | 21 | 1.0333 | 0.97949 | 1.0312 | 0.9213 | 0.0010302 | 66.1249
| NEM | Non-NEM Customer | Average Weekday | May | SCE 1-in-2 | 22 | 0.97034 | 0.9265 | 1.185 | 1.1411 | 0.09479 | 63.9419
| NEM | Non-NEM Customer | Average Weekday | May | SCE 1-in-2 | 23 | 0.87649 | 0.84632 | 0.87649 | 0.84632 | 0 | 62.6461
| NEM | Non-NEM Customer | Average Weekday | May | SCE 1-in-2 | 24 | 0.7509 | 0.72574 | 0.7509 | 0.72574 | 0 | 61.6743
| NEM | Non-NEM Customer | Average Weekday | November | CAISO 1-in-10 | 1 | 0.64681 | 0.61692 | 0.64681 | 0.61692 | 0 | 57.3077
| NEM | Non-NEM Customer | Average Weekday | November | CAISO 1-in-10 | 2 | 0.57929 | 0.55492 | 0.57929 | 0.55492 | 0 | 56.2855
| NEM | Non-NEM Customer | Average Weekday | November | CAISO 1-in-10 | 3 | 0.53514 | 0.51324 | 0.53514 | 0.51324 | 0 | 55.3969
| NEM | Non-NEM Customer | Average Weekday | November | CAISO 1-in-10 | 4 | 0.50812 | 0.48857 | 0.50812 | 0.48857 | 0 | 54.505
| NEM | Non-NEM Customer | Average Weekday | November | CAISO 1-in-10 | 5 | 0.50005 | 0.48436 | 0.50005 | 0.48436 | 0 | 53.7633
| NEM | Non-NEM Customer | Average Weekday | November | CAISO 1-in-10 | 6 | 0.51618 | 0.51353 | 0.51618 | 0.51353 | 0 | 53.1713
| NEM | Non-NEM Customer | Average Weekday | November | CAISO 1-in-10 | 7 | 0.56607 | 0.59032 | 0.56607 | 0.59032 | 0 | 52.7873
| NEM | Non-NEM Customer | Average Weekday | November | CAISO 1-in-10 | 8 | 0.61818 | 0.62691 | 0.61818 | 0.62691 | 0 | 52.628
| NEM | Non-NEM Customer | Average Weekday | November | CAISO 1-in-10 | 9 | 0.6405 | 0.59228 | 0.6405 | 0.59228 | 0 | 54.2991
| NEM | Non-NEM Customer | Average Weekday | November | CAISO 1-in-10 | 10 | 0.65175 | 0.58023 | 0.65175 | 0.58023 | 0 | 58.3045
| NEM | Non-NEM Customer | Average Weekday | November | CAISO 1-in-10 | 11 | 0.66099 | 0.5722 | 0.66099 | 0.5722 | 0 | 62.8336
| NEM | Non-NEM Customer | Average Weekday | November | CAISO 1-in-10 | 12 | 0.68244 | 0.56441 | 0.68244 | 0.56441 | 0 | 66.5044
| NEM | Non-NEM Customer | Average Weekday | November | CAISO 1-in-10 | 13 | 0.70851 | 0.55345 | 0.70851 | 0.55345 | 0 | 69.113
| NEM | Non-NEM Customer | Average Weekday | November | CAISO 1-in-10 | 14 | 0.72525 | 0.54706 | 0.72525 | 0.54706 | 0 | 70.7002
| NEM | Non-NEM Customer | Average Weekday | November | CAISO 1-in-10 | 15 | 0.74358 | 0.55048 | 0.74358 | 0.55048 | 0 | 71.5069
| NEM | Non-NEM Customer | Average Weekday | November | CAISO 1-in-10 | 16 | 0.76444 | 0.57041 | 0.76444 | 0.57041 | 0 | 71.6843
| NEM | Non-NEM Customer | Average Weekday | November | CAISO 1-in-10 | 17 | 0.79894 | 0.62502 | 0.79581 | 0.62188 | 0.0015658 | 70.9657
| NEM | Non-NEM Customer | Average Weekday | November | CAISO 1-in-10 | 18 | 0.89062 | 0.74869 | 0.88667 | 0.74474 | 0.0019746 | 69.0192
| NEM | Non-NEM Customer | Average Weekday | November | CAISO 1-in-10 | 19 | 0.95105 | 0.84635 | 0.95105 | 0.84635 | 0 | 66.4614
| NEM | Non-NEM Customer | Average Weekday | November | CAISO 1-in-10 | 20 | 0.96708 | 0.89471 | 0.96708 | 0.89212 | 0 | 64.2952
| NEM | Non-NEM Customer | Average Weekday | November | CAISO 1-in-10 | 21 | 0.97027 | 0.91649 | 0.97027 | 0.89671 | 0 | 62.5674
| NEM | Non-NEM Customer | Average Weekday | November | CAISO 1-in-10 | 22 | 0.91478 | 0.87094 | 0.96274 | 0.9189 | 0.023976 | 60.9061
| NEM | Non-NEM Customer | Average Weekday | November | CAISO 1-in-10 | 23 | 0.83005 | 0.79987 | 0.83005 | 0.79987 | 0 | 59.5155
| NEM | Non-NEM Customer | Average Weekday | November | CAISO 1-in-10 | 24 | 0.7164 | 0.69124 | 0.7164 | 0.69124 | 0 | 58.2994
| NEM | Non-NEM Customer | Average Weekday | November | CAISO 1-in-2 | 1 | 0.64786 | 0.61797 | 0.64786 | 0.61797 | 0 | 56.3226
| NEM | Non-NEM Customer | Average Weekday | November | CAISO 1-in-2 | 2 | 0.5823 | 0.55793 | 0.5823 | 0.55793 | 0 | 55.4889
| NEM | Non-NEM Customer | Average Weekday | November | CAISO 1-in-2 | 3 | 0.53996 | 0.51806 | 0.53996 | 0.51806 | 0 | 54.7659
| NEM | Non-NEM Customer | Average Weekday | November | CAISO 1-in-2 | 4 | 0.5144 | 0.49485 | 0.5144 | 0.49485 | 0 | 54.0781
| NEM | Non-NEM Customer | Average Weekday | November | CAISO 1-in-2 | 5 | 0.50795 | 0.49226 | 0.50795 | 0.49226 | 0 | 53.4936
| NEM | Non-NEM Customer | Average Weekday | November | CAISO 1-in-2 | 6 | 0.52622 | 0.52358 | 0.52622 | 0.52358 | 0 | 52.9912
| NEM | Non-NEM Customer | Average Weekday | November | CAISO 1-in-2 | 7 | 0.5786 | 0.60285 | 0.5786 | 0.60285 | 0 | 52.7672
| NEM | Non-NEM Customer | Average Weekday | November | CAISO 1-in-2 | 8 | 0.63067 | 0.6394 | 0.63067 | 0.6394 | 0 | 52.6671
| NEM | Non-NEM Customer | Average Weekday | November | CAISO 1-in-2 | 9 | 0.64961 | 0.60139 | 0.64961 | 0.60139 | 0 | 54.1468
| NEM | Non-NEM Customer | Average Weekday | November | CAISO 1-in-2 | 10 | 0.65553 | 0.58402 | 0.65553 | 0.58402 | 0 | 57.3562
| NEM | Non-NEM Customer | Average Weekday | November | CAISO 1-in-2 | 11 | 0.6634 | 0.57461 | 0.6634 | 0.57461 | 0 | 61.1809
| NEM | Non-NEM Customer | Average Weekday | November | CAISO 1-in-2 | 12 | 0.68889 | 0.57087 | 0.68889 | 0.57087 | 0 | 64.5488
| NEM | Non-NEM Customer | Average Weekday | November | CAISO 1-in-2 | 13 | 0.71577 | 0.56071 | 0.71577 | 0.56071 | 0 | 67.0492
| NEM | Non-NEM Customer | Average Weekday | November | CAISO 1-in-2 | 14 | 0.72874 | 0.55055 | 0.72874 | 0.55055 | 0 | 68.591
| NEM | Non-NEM Customer | Average Weekday | November | CAISO 1-in-2 | 15 | 0.74352 | 0.55042 | 0.74352 | 0.55042 | 0 | 69.3476
| NEM | Non-NEM Customer | Average Weekday | November | CAISO 1-in-2 | 16 | 0.76295 | 0.56891 | 0.76295 | 0.56891 | 0 | 69.3721
| NEM | Non-NEM Customer | Average Weekday | November | CAISO 1-in-2 | 17 | 0.7993 | 0.62538 | 0.79579 | 0.62186 | 0.0017594 | 68.4615
| NEM | Non-NEM Customer | Average Weekday | November | CAISO 1-in-2 | 18 | 0.89902 | 0.7571 | 0.87845 | 0.73652 | 0.010288 | 66.3407
| NEM | Non-NEM Customer | Average Weekday | November | CAISO 1-in-2 | 19 | 0.95861 | 0.85391 | 0.95861 | 0.85391 | 0 | 63.9191
| NEM | Non-NEM Customer | Average Weekday | November | CAISO 1-in-2 | 20 | 0.97457 | 0.9022 | 0.97457 | 0.88736 | 0 | 62.0314
| NEM | Non-NEM Customer | Average Weekday | November | CAISO 1-in-2 | 21 | 0.97386 | 0.92008 | 0.97386 | 0.92008 | 0 | 60.5502
| NEM | Non-NEM Customer | Average Weekday | November | CAISO 1-in-2 | 22 | 0.91566 | 0.87182 | 0.96623 | 0.92239 | 0.025285 | 59.2447
| NEM | Non-NEM Customer | Average Weekday | November | CAISO 1-in-2 | 23 | 0.83149 | 0.80132 | 0.83149 | 0.80132 | 0 | 58.1263
| NEM | Non-NEM Customer | Average Weekday | November | CAISO 1-in-2 | 24 | 0.71834 | 0.69317 | 0.71834 | 0.69317 | 0 | 57.1854
| NEM | Non-NEM Customer | Average Weekday | November | SCE 1-in-10 | 1 | 0.64681 | 0.61692 | 0.64681 | 0.61692 | 0 | 57.3077
| NEM | Non-NEM Customer | Average Weekday | November | SCE 1-in-10 | 2 | 0.57929 | 0.55492 | 0.57929 | 0.55492 | 0 | 56.2855
| NEM | Non-NEM Customer | Average Weekday | November | SCE 1-in-10 | 3 | 0.53514 | 0.51324 | 0.53514 | 0.51324 | 0 | 55.3969
| NEM | Non-NEM Customer | Average Weekday | November | SCE 1-in-10 | 4 | 0.50812 | 0.48857 | 0.50812 | 0.48857 | 0 | 54.505
| NEM | Non-NEM Customer | Average Weekday | November | SCE 1-in-10 | 5 | 0.50005 | 0.48436 | 0.50005 | 0.48436 | 0 | 53.7633
| NEM | Non-NEM Customer | Average Weekday | November | SCE 1-in-10 | 6 | 0.51618 | 0.51353 | 0.51618 | 0.51353 | 0 | 53.1713
| NEM | Non-NEM Customer | Average Weekday | November | SCE 1-in-10 | 7 | 0.56607 | 0.59032 | 0.56607 | 0.59032 | 0 | 52.7873
| NEM | Non-NEM Customer | Average Weekday | November | SCE 1-in-10 | 8 | 0.61818 | 0.62691 | 0.61818 | 0.62691 | 0 | 52.628
| NEM | Non-NEM Customer | Average Weekday | November | SCE 1-in-10 | 9 | 0.6405 | 0.59228 | 0.6405 | 0.59228 | 0 | 54.2991
| NEM | Non-NEM Customer | Average Weekday | November | SCE 1-in-10 | 10 | 0.65175 | 0.58023 | 0.65175 | 0.58023 | 0 | 58.3045
| NEM | Non-NEM Customer | Average Weekday | November | SCE 1-in-10 | 11 | 0.66099 | 0.5722 | 0.66099 | 0.5722 | 0 | 62.8336
| NEM | Non-NEM Customer | Average Weekday | November | SCE 1-in-10 | 12 | 0.68244 | 0.56441 | 0.68244 | 0.56441 | 0 | 66.5044
| NEM | Non-NEM Customer | Average Weekday | November | SCE 1-in-10 | 13 | 0.70851 | 0.55345 | 0.70851 | 0.55345 | 0 | 69.113
| NEM | Non-NEM Customer | Average Weekday | November | SCE 1-in-10 | 14 | 0.72525 | 0.54706 | 0.72525 | 0.54706 | 0 | 70.7002
| NEM | Non-NEM Customer | Average Weekday | November | SCE 1-in-10 | 15 | 0.74358 | 0.55048 | 0.74358 | 0.55048 | 0 | 71.5069
| NEM | Non-NEM Customer | Average Weekday | November | SCE 1-in-10 | 16 | 0.76444 | 0.57041 | 0.76444 | 0.57041 | 0 | 71.6843
| NEM | Non-NEM Customer | Average Weekday | November | SCE 1-in-10 | 17 | 0.79894 | 0.62502 | 0.79581 | 0.62188 | 0.0015658 | 70.9657
| NEM | Non-NEM Customer | Average Weekday | November | SCE 1-in-10 | 18 | 0.89062 | 0.74869 | 0.88667 | 0.74474 | 0.0019746 | 69.0192
| NEM | Non-NEM Customer | Average Weekday | November | SCE 1-in-10 | 19 | 0.95105 | 0.84635 | 0.95105 | 0.84635 | 0 | 66.4614
| NEM | Non-NEM Customer | Average Weekday | November | SCE 1-in-10 | 20 | 0.96708 | 0.89471 | 0.96708 | 0.89212 | 0 | 64.2952
| NEM | Non-NEM Customer | Average Weekday | November | SCE 1-in-10 | 21 | 0.97027 | 0.91649 | 0.97027 | 0.89671 | 0 | 62.5674
| NEM | Non-NEM Customer | Average Weekday | November | SCE 1-in-10 | 22 | 0.91478 | 0.87094 | 0.96274 | 0.9189 | 0.023976 | 60.9061
| NEM | Non-NEM Customer | Average Weekday | November | SCE 1-in-10 | 23 | 0.83005 | 0.79987 | 0.83005 | 0.79987 | 0 | 59.5155
| NEM | Non-NEM Customer | Average Weekday | November | SCE 1-in-10 | 24 | 0.7164 | 0.69124 | 0.7164 | 0.69124 | 0 | 58.2994
| NEM | Non-NEM Customer | Average Weekday | November | SCE 1-in-2 | 1 | 0.64729 | 0.61739 | 0.64729 | 0.61739 | 0 | 57.4807
| NEM | Non-NEM Customer | Average Weekday | November | SCE 1-in-2 | 2 | 0.57974 | 0.55537 | 0.57974 | 0.55537 | 0 | 56.6402
| NEM | Non-NEM Customer | Average Weekday | November | SCE 1-in-2 | 3 | 0.53558 | 0.51367 | 0.53558 | 0.51367 | 0 | 55.931
| NEM | Non-NEM Customer | Average Weekday | November | SCE 1-in-2 | 4 | 0.50857 | 0.48902 | 0.50857 | 0.48902 | 0 | 55.3377
| NEM | Non-NEM Customer | Average Weekday | November | SCE 1-in-2 | 5 | 0.50053 | 0.48485 | 0.50053 | 0.48485 | 0 | 54.8143
| NEM | Non-NEM Customer | Average Weekday | November | SCE 1-in-2 | 6 | 0.51669 | 0.51405 | 0.51669 | 0.51405 | 0 | 54.3123
| NEM | Non-NEM Customer | Average Weekday | November | SCE 1-in-2 | 7 | 0.56662 | 0.59087 | 0.56662 | 0.59087 | 0 | 54.1094
| NEM | Non-NEM Customer | Average Weekday | November | SCE 1-in-2 | 8 | 0.61869 | 0.62742 | 0.61869 | 0.62742 | 0 | 54.0717
| NEM | Non-NEM Customer | Average Weekday | November | SCE 1-in-2 | 9 | 0.64098 | 0.59276 | 0.64098 | 0.59276 | 0 | 55.7227
| NEM | Non-NEM Customer | Average Weekday | November | SCE 1-in-2 | 10 | 0.65229 | 0.58077 | 0.65229 | 0.58077 | 0 | 59.1539
| NEM | Non-NEM Customer | Average Weekday | November | SCE 1-in-2 | 11 | 0.66042 | 0.57163 | 0.66042 | 0.57163 | 0 | 62.87
| NEM | Non-NEM Customer | Average Weekday | November | SCE 1-in-2 | 12 | 0.68666 | 0.56863 | 0.68666 | 0.56863 | 0 | 65.9973
| NEM | Non-NEM Customer | Average Weekday | November | SCE 1-in-2 | 13 | 0.718 | 0.56293 | 0.718 | 0.56293 | 0 | 68.2933
| NEM | Non-NEM Customer | Average Weekday | November | SCE 1-in-2 | 14 | 0.73515 | 0.55696 | 0.73515 | 0.55696 | 0 | 69.7658
| NEM | Non-NEM Customer | Average Weekday | November | SCE 1-in-2 | 15 | 0.75152 | 0.55841 | 0.75152 | 0.55841 | 0 | 70.5902
| NEM | Non-NEM Customer | Average Weekday | November | SCE 1-in-2 | 16 | 0.77204 | 0.578 | 0.77204 | 0.578 | 0 | 70.6613
| NEM | Non-NEM Customer | Average Weekday | November | SCE 1-in-2 | 17 | 0.80574 | 0.63182 | 0.78901 | 0.61508 | 0.0083664 | 69.7593
| NEM | Non-NEM Customer | Average Weekday | November | SCE 1-in-2 | 18 | 0.89647 | 0.75455 | 0.88082 | 0.73889 | 0.0078279 | 67.6293
| NEM | Non-NEM Customer | Average Weekday | November | SCE 1-in-2 | 19 | 0.95345 | 0.84875 | 0.95345 | 0.84875 | 0 | 65.1966
| NEM | Non-NEM Customer | Average Weekday | November | SCE 1-in-2 | 20 | 0.96515 | 0.89278 | 0.96515 | 0.89278 | 0 | 63.4033
| NEM | Non-NEM Customer | Average Weekday | November | SCE 1-in-2 | 21 | 0.97068 | 0.9169 | 0.97068 | 0.90361 | 0 | 61.8847
| NEM | Non-NEM Customer | Average Weekday | November | SCE 1-in-2 | 22 | 0.91522 | 0.87138 | 0.96447 | 0.92063 | 0.024628 | 60.5083
| NEM | Non-NEM Customer | Average Weekday | November | SCE 1-in-2 | 23 | 0.83049 | 0.80031 | 0.83049 | 0.80031 | 0 | 59.2929
| NEM | Non-NEM Customer | Average Weekday | November | SCE 1-in-2 | 24 | 0.71688 | 0.69171 | 0.71688 | 0.69171 | 0 | 58.3399
| NEM | Non-NEM Customer | Average Weekday | October | CAISO 1-in-10 | 1 | 0.90132 | 0.87143 | 0.90132 | 0.87143 | 0 | 68.3575
| NEM | Non-NEM Customer | Average Weekday | October | CAISO 1-in-10 | 2 | 0.77736 | 0.753 | 0.77736 | 0.753 | 0 | 67.4623
| NEM | Non-NEM Customer | Average Weekday | October | CAISO 1-in-10 | 3 | 0.68964 | 0.66774 | 0.68964 | 0.66774 | 0 | 66.7079
| NEM | Non-NEM Customer | Average Weekday | October | CAISO 1-in-10 | 4 | 0.62581 | 0.60627 | 0.62581 | 0.60627 | 0 | 66.0126
| NEM | Non-NEM Customer | Average Weekday | October | CAISO 1-in-10 | 5 | 0.58185 | 0.56616 | 0.58185 | 0.56616 | 0 | 65.3696
| NEM | Non-NEM Customer | Average Weekday | October | CAISO 1-in-10 | 6 | 0.56486 | 0.56221 | 0.56486 | 0.56221 | 0 | 64.8797
| NEM | Non-NEM Customer | Average Weekday | October | CAISO 1-in-10 | 7 | 0.57948 | 0.60373 | 0.57948 | 0.60373 | 0 | 64.4219
| NEM | Non-NEM Customer | Average Weekday | October | CAISO 1-in-10 | 8 | 0.63 | 0.63873 | 0.63 | 0.63873 | 0 | 64.1203
| NEM | Non-NEM Customer | Average Weekday | October | CAISO 1-in-10 | 9 | 0.6718 | 0.62358 | 0.6718 | 0.62358 | 0 | 64.5939
| NEM | Non-NEM Customer | Average Weekday | October | CAISO 1-in-10 | 10 | 0.7189 | 0.64739 | 0.7189 | 0.64739 | 0 | 67.549
| NEM | Non-NEM Customer | Average Weekday | October | CAISO 1-in-10 | 11 | 0.78241 | 0.69362 | 0.78241 | 0.69362 | 0 | 71.3273
| NEM | Non-NEM Customer | Average Weekday | October | CAISO 1-in-10 | 12 | 0.89197 | 0.77395 | 0.89197 | 0.77395 | 0 | 74.9912
| NEM | Non-NEM Customer | Average Weekday | October | CAISO 1-in-10 | 13 | 1.032 | 0.87695 | 1.032 | 0.87695 | 0 | 77.9151
| NEM | Non-NEM Customer | Average Weekday | October | CAISO 1-in-10 | 14 | 1.1807 | 1.0025 | 1.1807 | 1.0025 | 0 | 79.8938
| NEM | Non-NEM Customer | Average Weekday | October | CAISO 1-in-10 | 15 | 1.3319 | 1.1388 | 1.3319 | 1.1388 | 0 | 81.0776
| NEM | Non-NEM Customer | Average Weekday | October | CAISO 1-in-10 | 16 | 1.4812 | 1.2872 | 1.4812 | 1.2872 | 0 | 81.6272
| NEM | Non-NEM Customer | Average Weekday | October | CAISO 1-in-10 | 17 | 1.5828 | 1.4089 | 0.88763 | 0.66305 | 0.023752 | 81.5434
| NEM | Non-NEM Customer | Average Weekday | October | CAISO 1-in-10 | 18 | 1.6351 | 1.4932 | 1.3059 | 1.133 | 0.11758 | 80.7946
| NEM | Non-NEM Customer | Average Weekday | October | CAISO 1-in-10 | 19 | 1.5945 | 1.4898 | 1.4773 | 1.284 | 0.05871 | 78.8802
| NEM | Non-NEM Customer | Average Weekday | October | CAISO 1-in-10 | 20 | 1.4789 | 1.4065 | 1.3745 | 1.246 | 0.037878 | 75.7907
| NEM | Non-NEM Customer | Average Weekday | October | CAISO 1-in-10 | 21 | 1.4246 | 1.3708 | 1.3441 | 1.2342 | 0.043371 | 73.5304
| NEM | Non-NEM Customer | Average Weekday | October | CAISO 1-in-10 | 22 | 1.3347 | 1.2908 | 1.6501 | 1.684 | 0.059175 | 71.9404
| NEM | Non-NEM Customer | Average Weekday | October | CAISO 1-in-10 | 23 | 1.1857 | 1.1556 | 1.2202 | 1.214 | 0.033213 | 70.5956
| NEM | Non-NEM Customer | Average Weekday | October | CAISO 1-in-10 | 24 | 1.0008 | 0.97564 | 1.0252 | 0.98514 | 0.024111 | 69.4161
| NEM | Non-NEM Customer | Average Weekday | October | CAISO 1-in-2 | 1 | 0.69389 | 0.664 | 0.69389 | 0.664 | 0 | 63.7568
| NEM | Non-NEM Customer | Average Weekday | October | CAISO 1-in-2 | 2 | 0.6104 | 0.58603 | 0.6104 | 0.58603 | 0 | 62.8573
| NEM | Non-NEM Customer | Average Weekday | October | CAISO 1-in-2 | 3 | 0.55872 | 0.53682 | 0.55872 | 0.53682 | 0 | 61.9553
| NEM | Non-NEM Customer | Average Weekday | October | CAISO 1-in-2 | 4 | 0.52375 | 0.50421 | 0.52375 | 0.50421 | 0 | 61.2649
| NEM | Non-NEM Customer | Average Weekday | October | CAISO 1-in-2 | 5 | 0.50568 | 0.49 | 0.50568 | 0.49 | 0 | 60.5855
| NEM | Non-NEM Customer | Average Weekday | October | CAISO 1-in-2 | 6 | 0.50855 | 0.50591 | 0.50855 | 0.50591 | 0 | 60.1149
| NEM | Non-NEM Customer | Average Weekday | October | CAISO 1-in-2 | 7 | 0.54282 | 0.56707 | 0.54282 | 0.56707 | 0 | 59.7446
| NEM | Non-NEM Customer | Average Weekday | October | CAISO 1-in-2 | 8 | 0.59383 | 0.60257 | 0.59383 | 0.60257 | 0 | 59.5348
| NEM | Non-NEM Customer | Average Weekday | October | CAISO 1-in-2 | 9 | 0.62593 | 0.57771 | 0.62593 | 0.57771 | 0 | 59.9779
| NEM | Non-NEM Customer | Average Weekday | October | CAISO 1-in-2 | 10 | 0.63673 | 0.56522 | 0.63673 | 0.56522 | 0 | 62.5686
| NEM | Non-NEM Customer | Average Weekday | October | CAISO 1-in-2 | 11 | 0.66383 | 0.57504 | 0.66383 | 0.57504 | 0 | 66.0143
| NEM | Non-NEM Customer | Average Weekday | October | CAISO 1-in-2 | 12 | 0.72427 | 0.60624 | 0.72427 | 0.60624 | 0 | 69.4222
| NEM | Non-NEM Customer | Average Weekday | October | CAISO 1-in-2 | 13 | 0.79142 | 0.63636 | 0.79142 | 0.63636 | 0 | 72.3048
| NEM | Non-NEM Customer | Average Weekday | October | CAISO 1-in-2 | 14 | 0.85161 | 0.67341 | 0.85161 | 0.67341 | 0 | 74.3934
| NEM | Non-NEM Customer | Average Weekday | October | CAISO 1-in-2 | 15 | 0.91626 | 0.72315 | 0.91626 | 0.72315 | 0 | 75.7923
| NEM | Non-NEM Customer | Average Weekday | October | CAISO 1-in-2 | 16 | 0.98536 | 0.79132 | 0.98536 | 0.79132 | 0 | 76.6071
| NEM | Non-NEM Customer | Average Weekday | October | CAISO 1-in-2 | 17 | 1.042 | 0.86804 | 0.55123 | 0.37731 | 0.031938 | 76.4896
| NEM | Non-NEM Customer | Average Weekday | October | CAISO 1-in-2 | 18 | 1.1031 | 0.96114 | 0.87963 | 0.70674 | 0.15106 | 75.5444
| NEM | Non-NEM Customer | Average Weekday | October | CAISO 1-in-2 | 19 | 1.1215 | 1.0168 | 1.0933 | 0.90003 | 0.014132 | 73.6489
| NEM | Non-NEM Customer | Average Weekday | October | CAISO 1-in-2 | 20 | 1.0968 | 1.0244 | 1.0457 | 0.91717 | 0.05018 | 70.7542
| NEM | Non-NEM Customer | Average Weekday | October | CAISO 1-in-2 | 21 | 1.0882 | 1.0344 | 1.0598 | 0.94986 | 0.014216 | 68.6147
| NEM | Non-NEM Customer | Average Weekday | October | CAISO 1-in-2 | 22 | 1.0233 | 0.97942 | 1.3117 | 1.3456 | 0.080824 | 67.0333
| NEM | Non-NEM Customer | Average Weekday | October | CAISO 1-in-2 | 23 | 0.92138 | 0.89121 | 0.92138 | 0.89611 | 0 | 65.7147
| NEM | Non-NEM Customer | Average Weekday | October | CAISO 1-in-2 | 24 | 0.78371 | 0.75854 | 0.78371 | 0.75854 | 0 | 64.5579
| NEM | Non-NEM Customer | Average Weekday | October | SCE 1-in-10 | 1 | 0.90132 | 0.87143 | 0.90132 | 0.87143 | 0 | 68.3575
| NEM | Non-NEM Customer | Average Weekday | October | SCE 1-in-10 | 2 | 0.77736 | 0.753 | 0.77736 | 0.753 | 0 | 67.4623
| NEM | Non-NEM Customer | Average Weekday | October | SCE 1-in-10 | 3 | 0.68964 | 0.66774 | 0.68964 | 0.66774 | 0 | 66.7079
| NEM | Non-NEM Customer | Average Weekday | October | SCE 1-in-10 | 4 | 0.62581 | 0.60627 | 0.62581 | 0.60627 | 0 | 66.0126
| NEM | Non-NEM Customer | Average Weekday | October | SCE 1-in-10 | 5 | 0.58185 | 0.56616 | 0.58185 | 0.56616 | 0 | 65.3696
| NEM | Non-NEM Customer | Average Weekday | October | SCE 1-in-10 | 6 | 0.56486 | 0.56221 | 0.56486 | 0.56221 | 0 | 64.8797
| NEM | Non-NEM Customer | Average Weekday | October | SCE 1-in-10 | 7 | 0.57948 | 0.60373 | 0.57948 | 0.60373 | 0 | 64.4219
| NEM | Non-NEM Customer | Average Weekday | October | SCE 1-in-10 | 8 | 0.63 | 0.63873 | 0.63 | 0.63873 | 0 | 64.1203
| NEM | Non-NEM Customer | Average Weekday | October | SCE 1-in-10 | 9 | 0.6718 | 0.62358 | 0.6718 | 0.62358 | 0 | 64.5939
| NEM | Non-NEM Customer | Average Weekday | October | SCE 1-in-10 | 10 | 0.7189 | 0.64739 | 0.7189 | 0.64739 | 0 | 67.549
| NEM | Non-NEM Customer | Average Weekday | October | SCE 1-in-10 | 11 | 0.78241 | 0.69362 | 0.78241 | 0.69362 | 0 | 71.3273
| NEM | Non-NEM Customer | Average Weekday | October | SCE 1-in-10 | 12 | 0.89197 | 0.77395 | 0.89197 | 0.77395 | 0 | 74.9912
| NEM | Non-NEM Customer | Average Weekday | October | SCE 1-in-10 | 13 | 1.032 | 0.87695 | 1.032 | 0.87695 | 0 | 77.9151
| NEM | Non-NEM Customer | Average Weekday | October | SCE 1-in-10 | 14 | 1.1807 | 1.0025 | 1.1807 | 1.0025 | 0 | 79.8938
| NEM | Non-NEM Customer | Average Weekday | October | SCE 1-in-10 | 15 | 1.3319 | 1.1388 | 1.3319 | 1.1388 | 0 | 81.0776
| NEM | Non-NEM Customer | Average Weekday | October | SCE 1-in-10 | 16 | 1.4812 | 1.2872 | 1.4812 | 1.2872 | 0 | 81.6272
| NEM | Non-NEM Customer | Average Weekday | October | SCE 1-in-10 | 17 | 1.5828 | 1.4089 | 0.88763 | 0.66305 | 0.023752 | 81.5434
| NEM | Non-NEM Customer | Average Weekday | October | SCE 1-in-10 | 18 | 1.6351 | 1.4932 | 1.3059 | 1.133 | 0.11758 | 80.7946
| NEM | Non-NEM Customer | Average Weekday | October | SCE 1-in-10 | 19 | 1.5945 | 1.4898 | 1.4773 | 1.284 | 0.05871 | 78.8802
| NEM | Non-NEM Customer | Average Weekday | October | SCE 1-in-10 | 20 | 1.4789 | 1.4065 | 1.3745 | 1.246 | 0.037878 | 75.7907
| NEM | Non-NEM Customer | Average Weekday | October | SCE 1-in-10 | 21 | 1.4246 | 1.3708 | 1.3441 | 1.2342 | 0.043371 | 73.5304
| NEM | Non-NEM Customer | Average Weekday | October | SCE 1-in-10 | 22 | 1.3347 | 1.2908 | 1.6501 | 1.684 | 0.059175 | 71.9404
| NEM | Non-NEM Customer | Average Weekday | October | SCE 1-in-10 | 23 | 1.1857 | 1.1556 | 1.2202 | 1.214 | 0.033213 | 70.5956
| NEM | Non-NEM Customer | Average Weekday | October | SCE 1-in-10 | 24 | 1.0008 | 0.97564 | 1.0252 | 0.98514 | 0.024111 | 69.4161
| NEM | Non-NEM Customer | Average Weekday | October | SCE 1-in-2 | 1 | 0.69389 | 0.664 | 0.69389 | 0.664 | 0 | 63.7568
| NEM | Non-NEM Customer | Average Weekday | October | SCE 1-in-2 | 2 | 0.6104 | 0.58603 | 0.6104 | 0.58603 | 0 | 62.8573
| NEM | Non-NEM Customer | Average Weekday | October | SCE 1-in-2 | 3 | 0.55872 | 0.53682 | 0.55872 | 0.53682 | 0 | 61.9553
| NEM | Non-NEM Customer | Average Weekday | October | SCE 1-in-2 | 4 | 0.52375 | 0.50421 | 0.52375 | 0.50421 | 0 | 61.2649
| NEM | Non-NEM Customer | Average Weekday | October | SCE 1-in-2 | 5 | 0.50568 | 0.49 | 0.50568 | 0.49 | 0 | 60.5855
| NEM | Non-NEM Customer | Average Weekday | October | SCE 1-in-2 | 6 | 0.50855 | 0.50591 | 0.50855 | 0.50591 | 0 | 60.1149
| NEM | Non-NEM Customer | Average Weekday | October | SCE 1-in-2 | 7 | 0.54282 | 0.56707 | 0.54282 | 0.56707 | 0 | 59.7446
| NEM | Non-NEM Customer | Average Weekday | October | SCE 1-in-2 | 8 | 0.59383 | 0.60257 | 0.59383 | 0.60257 | 0 | 59.5348
| NEM | Non-NEM Customer | Average Weekday | October | SCE 1-in-2 | 9 | 0.62593 | 0.57771 | 0.62593 | 0.57771 | 0 | 59.9779
| NEM | Non-NEM Customer | Average Weekday | October | SCE 1-in-2 | 10 | 0.63673 | 0.56522 | 0.63673 | 0.56522 | 0 | 62.5686
| NEM | Non-NEM Customer | Average Weekday | October | SCE 1-in-2 | 11 | 0.66383 | 0.57504 | 0.66383 | 0.57504 | 0 | 66.0143
| NEM | Non-NEM Customer | Average Weekday | October | SCE 1-in-2 | 12 | 0.72427 | 0.60624 | 0.72427 | 0.60624 | 0 | 69.4222
| NEM | Non-NEM Customer | Average Weekday | October | SCE 1-in-2 | 13 | 0.79142 | 0.63636 | 0.79142 | 0.63636 | 0 | 72.3048
| NEM | Non-NEM Customer | Average Weekday | October | SCE 1-in-2 | 14 | 0.85161 | 0.67341 | 0.85161 | 0.67341 | 0 | 74.3934
| NEM | Non-NEM Customer | Average Weekday | October | SCE 1-in-2 | 15 | 0.91626 | 0.72315 | 0.91626 | 0.72315 | 0 | 75.7923
| NEM | Non-NEM Customer | Average Weekday | October | SCE 1-in-2 | 16 | 0.98536 | 0.79132 | 0.98536 | 0.79132 | 0 | 76.6071
| NEM | Non-NEM Customer | Average Weekday | October | SCE 1-in-2 | 17 | 1.042 | 0.86804 | 0.55123 | 0.37731 | 0.031938 | 76.4896
| NEM | Non-NEM Customer | Average Weekday | October | SCE 1-in-2 | 18 | 1.1031 | 0.96114 | 0.87963 | 0.70674 | 0.15106 | 75.5444
| NEM | Non-NEM Customer | Average Weekday | October | SCE 1-in-2 | 19 | 1.1215 | 1.0168 | 1.0933 | 0.90003 | 0.014132 | 73.6489
| NEM | Non-NEM Customer | Average Weekday | October | SCE 1-in-2 | 20 | 1.0968 | 1.0244 | 1.0457 | 0.91717 | 0.05018 | 70.7542
| NEM | Non-NEM Customer | Average Weekday | October | SCE 1-in-2 | 21 | 1.0882 | 1.0344 | 1.0598 | 0.94986 | 0.014216 | 68.6147
| NEM | Non-NEM Customer | Average Weekday | October | SCE 1-in-2 | 22 | 1.0233 | 0.97942 | 1.3117 | 1.3456 | 0.080824 | 67.0333
| NEM | Non-NEM Customer | Average Weekday | October | SCE 1-in-2 | 23 | 0.92138 | 0.89121 | 0.92138 | 0.89611 | 0 | 65.7147
| NEM | Non-NEM Customer | Average Weekday | October | SCE 1-in-2 | 24 | 0.78371 | 0.75854 | 0.78371 | 0.75854 | 0 | 64.5579
| NEM | Non-NEM Customer | Average Weekday | September | CAISO 1-in-10 | 1 | 1.0992 | 1.0693 | 1.0992 | 1.0693 | 0 | 72.4336
| NEM | Non-NEM Customer | Average Weekday | September | CAISO 1-in-10 | 2 | 0.93071 | 0.90634 | 0.93071 | 0.90634 | 0 | 71.4958
| NEM | Non-NEM Customer | Average Weekday | September | CAISO 1-in-10 | 3 | 0.81125 | 0.78935 | 0.81125 | 0.78935 | 0 | 70.665
| NEM | Non-NEM Customer | Average Weekday | September | CAISO 1-in-10 | 4 | 0.72497 | 0.70542 | 0.72497 | 0.70542 | 0 | 69.9473
| NEM | Non-NEM Customer | Average Weekday | September | CAISO 1-in-10 | 5 | 0.66715 | 0.65147 | 0.66715 | 0.65147 | 0 | 69.316
| NEM | Non-NEM Customer | Average Weekday | September | CAISO 1-in-10 | 6 | 0.6385 | 0.63586 | 0.6385 | 0.63586 | 0 | 68.758
| NEM | Non-NEM Customer | Average Weekday | September | CAISO 1-in-10 | 7 | 0.64462 | 0.66887 | 0.64462 | 0.66887 | 0 | 68.3365
| NEM | Non-NEM Customer | Average Weekday | September | CAISO 1-in-10 | 8 | 0.70295 | 0.71168 | 0.70295 | 0.71168 | 0 | 68.0664
| NEM | Non-NEM Customer | Average Weekday | September | CAISO 1-in-10 | 9 | 0.77326 | 0.72504 | 0.77326 | 0.72504 | 0 | 69.4614
| NEM | Non-NEM Customer | Average Weekday | September | CAISO 1-in-10 | 10 | 0.85653 | 0.78502 | 0.85653 | 0.78502 | 0 | 72.5947
| NEM | Non-NEM Customer | Average Weekday | September | CAISO 1-in-10 | 11 | 0.97647 | 0.88768 | 0.97647 | 0.88768 | 0 | 76.2099
| NEM | Non-NEM Customer | Average Weekday | September | CAISO 1-in-10 | 12 | 1.1606 | 1.0426 | 1.1606 | 1.0426 | 0 | 79.6202
| NEM | Non-NEM Customer | Average Weekday | September | CAISO 1-in-10 | 13 | 1.386 | 1.2309 | 1.386 | 1.2309 | 0 | 82.3114
| NEM | Non-NEM Customer | Average Weekday | September | CAISO 1-in-10 | 14 | 1.6075 | 1.4293 | 1.6075 | 1.4293 | 0 | 84.2072
| NEM | Non-NEM Customer | Average Weekday | September | CAISO 1-in-10 | 15 | 1.8063 | 1.6132 | 1.8063 | 1.6132 | 0 | 85.5274
| NEM | Non-NEM Customer | Average Weekday | September | CAISO 1-in-10 | 16 | 1.9879 | 1.7939 | 1.9879 | 1.7939 | 0 | 86.0588
| NEM | Non-NEM Customer | Average Weekday | September | CAISO 1-in-10 | 17 | 2.0977 | 1.9238 | 1.311 | 1.0864 | 0.017716 | 86.0288
| NEM | Non-NEM Customer | Average Weekday | September | CAISO 1-in-10 | 18 | 2.1414 | 1.9995 | 1.7236 | 1.5507 | 0.090596 | 85.1925
| NEM | Non-NEM Customer | Average Weekday | September | CAISO 1-in-10 | 19 | 2.0669 | 1.9622 | 1.8721 | 1.6789 | 0.044031 | 83.4403
| NEM | Non-NEM Customer | Average Weekday | September | CAISO 1-in-10 | 20 | 1.8965 | 1.8241 | 1.7414 | 1.6129 | 0.026545 | 80.5738
| NEM | Non-NEM Customer | Average Weekday | September | CAISO 1-in-10 | 21 | 1.801 | 1.7472 | 1.6786 | 1.5687 | 0.033797 | 77.4889
| NEM | Non-NEM Customer | Average Weekday | September | CAISO 1-in-10 | 22 | 1.6816 | 1.6377 | 2.0174 | 2.0513 | 0.043771 | 75.6404
| NEM | Non-NEM Customer | Average Weekday | September | CAISO 1-in-10 | 23 | 1.4852 | 1.4551 | 1.5596 | 1.5535 | 0.024177 | 74.2376
| NEM | Non-NEM Customer | Average Weekday | September | CAISO 1-in-10 | 24 | 1.2429 | 1.2178 | 1.2933 | 1.2533 | 0.017359 | 73.0497
| NEM | Non-NEM Customer | Average Weekday | September | CAISO 1-in-2 | 1 | 0.93183 | 0.90194 | 0.93183 | 0.90194 | 0 | 69.1172
| NEM | Non-NEM Customer | Average Weekday | September | CAISO 1-in-2 | 2 | 0.78957 | 0.7652 | 0.78957 | 0.7652 | 0 | 68.2517
| NEM | Non-NEM Customer | Average Weekday | September | CAISO 1-in-2 | 3 | 0.69186 | 0.66996 | 0.69186 | 0.66996 | 0 | 67.507
| NEM | Non-NEM Customer | Average Weekday | September | CAISO 1-in-2 | 4 | 0.62424 | 0.60469 | 0.62424 | 0.60469 | 0 | 66.8696
| NEM | Non-NEM Customer | Average Weekday | September | CAISO 1-in-2 | 5 | 0.58398 | 0.5683 | 0.58398 | 0.5683 | 0 | 66.3191
| NEM | Non-NEM Customer | Average Weekday | September | CAISO 1-in-2 | 6 | 0.5666 | 0.56396 | 0.5666 | 0.56396 | 0 | 65.7798
| NEM | Non-NEM Customer | Average Weekday | September | CAISO 1-in-2 | 7 | 0.58287 | 0.60712 | 0.58287 | 0.60712 | 0 | 65.4462
| NEM | Non-NEM Customer | Average Weekday | September | CAISO 1-in-2 | 8 | 0.63703 | 0.64577 | 0.63703 | 0.64577 | 0 | 65.2842
| NEM | Non-NEM Customer | Average Weekday | September | CAISO 1-in-2 | 9 | 0.68901 | 0.64079 | 0.68901 | 0.64079 | 0 | 66.3773
| NEM | Non-NEM Customer | Average Weekday | September | CAISO 1-in-2 | 10 | 0.74676 | 0.67524 | 0.74676 | 0.67524 | 0 | 69.2441
| NEM | Non-NEM Customer | Average Weekday | September | CAISO 1-in-2 | 11 | 0.83684 | 0.74805 | 0.83684 | 0.74805 | 0 | 72.8491
| NEM | Non-NEM Customer | Average Weekday | September | CAISO 1-in-2 | 12 | 0.96658 | 0.84855 | 0.96658 | 0.84855 | 0 | 76.5132
| NEM | Non-NEM Customer | Average Weekday | September | CAISO 1-in-2 | 13 | 1.1286 | 0.97351 | 1.1286 | 0.97351 | 0 | 79.5909
| NEM | Non-NEM Customer | Average Weekday | September | CAISO 1-in-2 | 14 | 1.2964 | 1.1182 | 1.2964 | 1.1182 | 0 | 81.7773
| NEM | Non-NEM Customer | Average Weekday | September | CAISO 1-in-2 | 15 | 1.4626 | 1.2695 | 1.4626 | 1.2695 | 0 | 82.9947
| NEM | Non-NEM Customer | Average Weekday | September | CAISO 1-in-2 | 16 | 1.6226 | 1.4286 | 1.6226 | 1.4286 | 0 | 83.4958
| NEM | Non-NEM Customer | Average Weekday | September | CAISO 1-in-2 | 17 | 1.7285 | 1.5545 | 0.99696 | 0.77237 | 0.021154 | 83.3229
| NEM | Non-NEM Customer | Average Weekday | September | CAISO 1-in-2 | 18 | 1.7796 | 1.6377 | 1.4198 | 1.2469 | 0.10811 | 82.3133
| NEM | Non-NEM Customer | Average Weekday | September | CAISO 1-in-2 | 19 | 1.7291 | 1.6244 | 1.5846 | 1.3913 | 0.053493 | 80.4869
| NEM | Non-NEM Customer | Average Weekday | September | CAISO 1-in-2 | 20 | 1.5996 | 1.5273 | 1.4761 | 1.3476 | 0.033543 | 77.5951
| NEM | Non-NEM Customer | Average Weekday | September | CAISO 1-in-2 | 21 | 1.5304 | 1.4766 | 1.4393 | 1.3294 | 0.040935 | 74.5298
| NEM | Non-NEM Customer | Average Weekday | September | CAISO 1-in-2 | 22 | 1.434 | 1.3902 | 1.7532 | 1.7871 | 0.056269 | 72.6183
| NEM | Non-NEM Customer | Average Weekday | September | CAISO 1-in-2 | 23 | 1.2725 | 1.2423 | 1.3137 | 1.3075 | 0.031614 | 71.2137
| NEM | Non-NEM Customer | Average Weekday | September | CAISO 1-in-2 | 24 | 1.067 | 1.0419 | 1.0958 | 1.0557 | 0.022916 | 70.0251
| NEM | Non-NEM Customer | Average Weekday | September | SCE 1-in-10 | 1 | 1.0992 | 1.0693 | 1.0992 | 1.0693 | 0 | 72.4336
| NEM | Non-NEM Customer | Average Weekday | September | SCE 1-in-10 | 2 | 0.93071 | 0.90634 | 0.93071 | 0.90634 | 0 | 71.4958
| NEM | Non-NEM Customer | Average Weekday | September | SCE 1-in-10 | 3 | 0.81125 | 0.78935 | 0.81125 | 0.78935 | 0 | 70.665
| NEM | Non-NEM Customer | Average Weekday | September | SCE 1-in-10 | 4 | 0.72497 | 0.70542 | 0.72497 | 0.70542 | 0 | 69.9473
| NEM | Non-NEM Customer | Average Weekday | September | SCE 1-in-10 | 5 | 0.66715 | 0.65147 | 0.66715 | 0.65147 | 0 | 69.316
| NEM | Non-NEM Customer | Average Weekday | September | SCE 1-in-10 | 6 | 0.6385 | 0.63586 | 0.6385 | 0.63586 | 0 | 68.758
| NEM | Non-NEM Customer | Average Weekday | September | SCE 1-in-10 | 7 | 0.64462 | 0.66887 | 0.64462 | 0.66887 | 0 | 68.3365
| NEM | Non-NEM Customer | Average Weekday | September | SCE 1-in-10 | 8 | 0.70295 | 0.71168 | 0.70295 | 0.71168 | 0 | 68.0664
| NEM | Non-NEM Customer | Average Weekday | September | SCE 1-in-10 | 9 | 0.77326 | 0.72504 | 0.77326 | 0.72504 | 0 | 69.4614
| NEM | Non-NEM Customer | Average Weekday | September | SCE 1-in-10 | 10 | 0.85653 | 0.78502 | 0.85653 | 0.78502 | 0 | 72.5947
| NEM | Non-NEM Customer | Average Weekday | September | SCE 1-in-10 | 11 | 0.97647 | 0.88768 | 0.97647 | 0.88768 | 0 | 76.2099
| NEM | Non-NEM Customer | Average Weekday | September | SCE 1-in-10 | 12 | 1.1606 | 1.0426 | 1.1606 | 1.0426 | 0 | 79.6202
| NEM | Non-NEM Customer | Average Weekday | September | SCE 1-in-10 | 13 | 1.386 | 1.2309 | 1.386 | 1.2309 | 0 | 82.3114
| NEM | Non-NEM Customer | Average Weekday | September | SCE 1-in-10 | 14 | 1.6075 | 1.4293 | 1.6075 | 1.4293 | 0 | 84.2072
| NEM | Non-NEM Customer | Average Weekday | September | SCE 1-in-10 | 15 | 1.8063 | 1.6132 | 1.8063 | 1.6132 | 0 | 85.5274
| NEM | Non-NEM Customer | Average Weekday | September | SCE 1-in-10 | 16 | 1.9879 | 1.7939 | 1.9879 | 1.7939 | 0 | 86.0588
| NEM | Non-NEM Customer | Average Weekday | September | SCE 1-in-10 | 17 | 2.0977 | 1.9238 | 1.311 | 1.0864 | 0.017716 | 86.0288
| NEM | Non-NEM Customer | Average Weekday | September | SCE 1-in-10 | 18 | 2.1414 | 1.9995 | 1.7236 | 1.5507 | 0.090596 | 85.1925
| NEM | Non-NEM Customer | Average Weekday | September | SCE 1-in-10 | 19 | 2.0669 | 1.9622 | 1.8721 | 1.6789 | 0.044031 | 83.4403
| NEM | Non-NEM Customer | Average Weekday | September | SCE 1-in-10 | 20 | 1.8965 | 1.8241 | 1.7414 | 1.6129 | 0.026545 | 80.5738
| NEM | Non-NEM Customer | Average Weekday | September | SCE 1-in-10 | 21 | 1.801 | 1.7472 | 1.6786 | 1.5687 | 0.033797 | 77.4889
| NEM | Non-NEM Customer | Average Weekday | September | SCE 1-in-10 | 22 | 1.6816 | 1.6377 | 2.0174 | 2.0513 | 0.043771 | 75.6404
| NEM | Non-NEM Customer | Average Weekday | September | SCE 1-in-10 | 23 | 1.4852 | 1.4551 | 1.5596 | 1.5535 | 0.024177 | 74.2376
| NEM | Non-NEM Customer | Average Weekday | September | SCE 1-in-10 | 24 | 1.2429 | 1.2178 | 1.2933 | 1.2533 | 0.017359 | 73.0497
| NEM | Non-NEM Customer | Average Weekday | September | SCE 1-in-2 | 1 | 0.92282 | 0.89293 | 0.92282 | 0.89293 | 0 | 68.9296
| NEM | Non-NEM Customer | Average Weekday | September | SCE 1-in-2 | 2 | 0.78157 | 0.7572 | 0.78157 | 0.7572 | 0 | 68.027
| NEM | Non-NEM Customer | Average Weekday | September | SCE 1-in-2 | 3 | 0.687 | 0.6651 | 0.687 | 0.6651 | 0 | 67.2673
| NEM | Non-NEM Customer | Average Weekday | September | SCE 1-in-2 | 4 | 0.62221 | 0.60267 | 0.62221 | 0.60267 | 0 | 66.5931
| NEM | Non-NEM Customer | Average Weekday | September | SCE 1-in-2 | 5 | 0.58131 | 0.56563 | 0.58131 | 0.56563 | 0 | 66.0211
| NEM | Non-NEM Customer | Average Weekday | September | SCE 1-in-2 | 6 | 0.56469 | 0.56204 | 0.56469 | 0.56204 | 0 | 65.5007
| NEM | Non-NEM Customer | Average Weekday | September | SCE 1-in-2 | 7 | 0.58064 | 0.60489 | 0.58064 | 0.60489 | 0 | 65.1205
| NEM | Non-NEM Customer | Average Weekday | September | SCE 1-in-2 | 8 | 0.63421 | 0.64295 | 0.63421 | 0.64295 | 0 | 64.9341
| NEM | Non-NEM Customer | Average Weekday | September | SCE 1-in-2 | 9 | 0.69297 | 0.64475 | 0.69297 | 0.64475 | 0 | 66.1926
| NEM | Non-NEM Customer | Average Weekday | September | SCE 1-in-2 | 10 | 0.74285 | 0.67134 | 0.74285 | 0.67134 | 0 | 69.1188
| NEM | Non-NEM Customer | Average Weekday | September | SCE 1-in-2 | 11 | 0.81763 | 0.72885 | 0.81763 | 0.72885 | 0 | 72.6745
| NEM | Non-NEM Customer | Average Weekday | September | SCE 1-in-2 | 12 | 0.93589 | 0.81786 | 0.93589 | 0.81786 | 0 | 76.1605
| NEM | Non-NEM Customer | Average Weekday | September | SCE 1-in-2 | 13 | 1.0912 | 0.9361 | 1.0912 | 0.9361 | 0 | 79.0053
| NEM | Non-NEM Customer | Average Weekday | September | SCE 1-in-2 | 14 | 1.2536 | 1.0754 | 1.2536 | 1.0754 | 0 | 81.0226
| NEM | Non-NEM Customer | Average Weekday | September | SCE 1-in-2 | 15 | 1.4157 | 1.2226 | 1.4157 | 1.2226 | 0 | 82.2202
| NEM | Non-NEM Customer | Average Weekday | September | SCE 1-in-2 | 16 | 1.5732 | 1.3792 | 1.5732 | 1.3792 | 0 | 82.7538
| NEM | Non-NEM Customer | Average Weekday | September | SCE 1-in-2 | 17 | 1.6786 | 1.5047 | 0.96171 | 0.73713 | 0.02217 | 82.6094
| NEM | Non-NEM Customer | Average Weekday | September | SCE 1-in-2 | 18 | 1.7301 | 1.5882 | 1.3832 | 1.2103 | 0.1121 | 81.6704
| NEM | Non-NEM Customer | Average Weekday | September | SCE 1-in-2 | 19 | 1.6816 | 1.5769 | 1.5464 | 1.3532 | 0.055274 | 79.9371
| NEM | Non-NEM Customer | Average Weekday | September | SCE 1-in-2 | 20 | 1.5561 | 1.4837 | 1.4385 | 1.31 | 0.034884 | 77.0345
| NEM | Non-NEM Customer | Average Weekday | September | SCE 1-in-2 | 21 | 1.4903 | 1.4365 | 1.4047 | 1.2948 | 0.042201 | 74.0101
| NEM | Non-NEM Customer | Average Weekday | September | SCE 1-in-2 | 22 | 1.3981 | 1.3542 | 1.7148 | 1.7488 | 0.058154 | 72.1779
| NEM | Non-NEM Customer | Average Weekday | September | SCE 1-in-2 | 23 | 1.2413 | 1.2112 | 1.2786 | 1.2724 | 0.03256 | 70.8472
| NEM | Non-NEM Customer | Average Weekday | September | SCE 1-in-2 | 24 | 1.0419 | 1.0167 | 1.0682 | 1.0281 | 0.023578 | 69.6863
| NEM | Non-NEM Customer | Monthly System Peak Day | April | CAISO 1-in-10 | 1 | 1.0716 | 1.0417 | 1.0716 | 1.0417 | 0 | 71.8328
| NEM | Non-NEM Customer | Monthly System Peak Day | April | CAISO 1-in-10 | 2 | 0.84504 | 0.82067 | 0.84504 | 0.82067 | 0 | 69.4824
| NEM | Non-NEM Customer | Monthly System Peak Day | April | CAISO 1-in-10 | 3 | 0.71125 | 0.68935 | 0.71125 | 0.68935 | 0 | 67.6421
| NEM | Non-NEM Customer | Monthly System Peak Day | April | CAISO 1-in-10 | 4 | 0.63302 | 0.61347 | 0.63302 | 0.61347 | 0 | 66.292
| NEM | Non-NEM Customer | Monthly System Peak Day | April | CAISO 1-in-10 | 5 | 0.59739 | 0.58171 | 0.59739 | 0.58171 | 0 | 66.2396
| NEM | Non-NEM Customer | Monthly System Peak Day | April | CAISO 1-in-10 | 6 | 0.60892 | 0.60628 | 0.60892 | 0.60628 | 0 | 66.5653
| NEM | Non-NEM Customer | Monthly System Peak Day | April | CAISO 1-in-10 | 7 | 0.64485 | 0.6691 | 0.64485 | 0.6691 | 0 | 67.0652
| NEM | Non-NEM Customer | Monthly System Peak Day | April | CAISO 1-in-10 | 8 | 0.71993 | 0.72867 | 0.71993 | 0.72867 | 0 | 67.5271
| NEM | Non-NEM Customer | Monthly System Peak Day | April | CAISO 1-in-10 | 9 | 0.81155 | 0.76333 | 0.81155 | 0.76333 | 0 | 70.3558
| NEM | Non-NEM Customer | Monthly System Peak Day | April | CAISO 1-in-10 | 10 | 0.92596 | 0.85444 | 0.92596 | 0.85444 | 0 | 74.4941
| NEM | Non-NEM Customer | Monthly System Peak Day | April | CAISO 1-in-10 | 11 | 1.0891 | 1.0003 | 1.0891 | 1.0003 | 0 | 78.6028
| NEM | Non-NEM Customer | Monthly System Peak Day | April | CAISO 1-in-10 | 12 | 1.3146 | 1.1966 | 1.3146 | 1.1966 | 0 | 82.5395
| NEM | Non-NEM Customer | Monthly System Peak Day | April | CAISO 1-in-10 | 13 | 1.5832 | 1.4282 | 1.5832 | 1.4282 | 0 | 85.4598
| NEM | Non-NEM Customer | Monthly System Peak Day | April | CAISO 1-in-10 | 14 | 1.8435 | 1.6653 | 1.8435 | 1.6653 | 0 | 87.4083
| NEM | Non-NEM Customer | Monthly System Peak Day | April | CAISO 1-in-10 | 15 | 2.0672 | 1.8741 | 2.0672 | 1.8741 | 0 | 88.8019
| NEM | Non-NEM Customer | Monthly System Peak Day | April | CAISO 1-in-10 | 16 | 2.259 | 2.0649 | 2.259 | 2.0649 | 0 | 90.0467
| NEM | Non-NEM Customer | Monthly System Peak Day | April | CAISO 1-in-10 | 17 | 2.3695 | 2.1956 | 1.4864 | 1.2618 | 0.014395 | 90.7526
| NEM | Non-NEM Customer | Monthly System Peak Day | April | CAISO 1-in-10 | 18 | 2.4083 | 2.2664 | 1.8744 | 1.7016 | 0.059128 | 90.9484
| NEM | Non-NEM Customer | Monthly System Peak Day | April | CAISO 1-in-10 | 19 | 2.323 | 2.2183 | 2.0128 | 1.8196 | 0.023889 | 90.2248
| NEM | Non-NEM Customer | Monthly System Peak Day | April | CAISO 1-in-10 | 20 | 2.1603 | 2.088 | 1.9232 | 1.7947 | 0.0118 | 88.3227
| NEM | Non-NEM Customer | Monthly System Peak Day | April | CAISO 1-in-10 | 21 | 2.0503 | 1.9966 | 1.8467 | 1.7368 | 0.016679 | 85.1535
| NEM | Non-NEM Customer | Monthly System Peak Day | April | CAISO 1-in-10 | 22 | 1.871 | 1.8272 | 2.2433 | 2.2773 | 0.02405 | 82.2741
| NEM | Non-NEM Customer | Monthly System Peak Day | April | CAISO 1-in-10 | 23 | 1.6431 | 1.6129 | 1.7748 | 1.7686 | 0.015119 | 79.4585
| NEM | Non-NEM Customer | Monthly System Peak Day | April | CAISO 1-in-10 | 24 | 1.388 | 1.3629 | 1.4626 | 1.4225 | 0.012654 | 76.4275
| NEM | Non-NEM Customer | Monthly System Peak Day | April | CAISO 1-in-2 | 1 | 0.72077 | 0.69088 | 0.72077 | 0.69088 | 0 | 63.2411
| NEM | Non-NEM Customer | Monthly System Peak Day | April | CAISO 1-in-2 | 2 | 0.62795 | 0.60358 | 0.62795 | 0.60358 | 0 | 61.9242
| NEM | Non-NEM Customer | Monthly System Peak Day | April | CAISO 1-in-2 | 3 | 0.57457 | 0.55267 | 0.57457 | 0.55267 | 0 | 60.9814
| NEM | Non-NEM Customer | Monthly System Peak Day | April | CAISO 1-in-2 | 4 | 0.53787 | 0.51832 | 0.53787 | 0.51832 | 0 | 60.1621
| NEM | Non-NEM Customer | Monthly System Peak Day | April | CAISO 1-in-2 | 5 | 0.51902 | 0.50333 | 0.51902 | 0.50333 | 0 | 59.1814
| NEM | Non-NEM Customer | Monthly System Peak Day | April | CAISO 1-in-2 | 6 | 0.51975 | 0.51711 | 0.51975 | 0.51711 | 0 | 58.506
| NEM | Non-NEM Customer | Monthly System Peak Day | April | CAISO 1-in-2 | 7 | 0.54872 | 0.57297 | 0.54872 | 0.57297 | 0 | 57.9281
| NEM | Non-NEM Customer | Monthly System Peak Day | April | CAISO 1-in-2 | 8 | 0.59979 | 0.60853 | 0.59979 | 0.60853 | 0 | 57.8699
| NEM | Non-NEM Customer | Monthly System Peak Day | April | CAISO 1-in-2 | 9 | 0.63146 | 0.58324 | 0.63146 | 0.58324 | 0 | 59.509
| NEM | Non-NEM Customer | Monthly System Peak Day | April | CAISO 1-in-2 | 10 | 0.6536 | 0.58209 | 0.6536 | 0.58209 | 0 | 63.6306
| NEM | Non-NEM Customer | Monthly System Peak Day | April | CAISO 1-in-2 | 11 | 0.71477 | 0.62598 | 0.71477 | 0.62598 | 0 | 68.6313
| NEM | Non-NEM Customer | Monthly System Peak Day | April | CAISO 1-in-2 | 12 | 0.78524 | 0.66721 | 0.78524 | 0.66721 | 0 | 73.2916
| NEM | Non-NEM Customer | Monthly System Peak Day | April | CAISO 1-in-2 | 13 | 0.86985 | 0.71479 | 0.86985 | 0.71479 | 0 | 77.1442
| NEM | Non-NEM Customer | Monthly System Peak Day | April | CAISO 1-in-2 | 14 | 0.96117 | 0.78298 | 0.96117 | 0.78298 | 0 | 79.9296
| NEM | Non-NEM Customer | Monthly System Peak Day | April | CAISO 1-in-2 | 15 | 1.0619 | 0.86883 | 1.0619 | 0.86883 | 0 | 81.7822
| NEM | Non-NEM Customer | Monthly System Peak Day | April | CAISO 1-in-2 | 16 | 1.1689 | 0.97489 | 1.1689 | 0.97489 | 0 | 82.2946
| NEM | Non-NEM Customer | Monthly System Peak Day | April | CAISO 1-in-2 | 17 | 1.2519 | 1.078 | 0.55007 | 0.32549 | 0.023258 | 81.871
| NEM | Non-NEM Customer | Monthly System Peak Day | April | CAISO 1-in-2 | 18 | 1.3136 | 1.1716 | 0.97602 | 0.80313 | 0.115 | 81.2063
| NEM | Non-NEM Customer | Monthly System Peak Day | April | CAISO 1-in-2 | 19 | 1.3133 | 1.2086 | 1.1747 | 0.98148 | 0.054629 | 80.1362
| NEM | Non-NEM Customer | Monthly System Peak Day | April | CAISO 1-in-2 | 20 | 1.2835 | 1.2111 | 1.1596 | 1.0311 | 0.033467 | 77.6272
| NEM | Non-NEM Customer | Monthly System Peak Day | April | CAISO 1-in-2 | 21 | 1.2472 | 1.1934 | 1.1688 | 1.0589 | 0.043849 | 73.3348
| NEM | Non-NEM Customer | Monthly System Peak Day | April | CAISO 1-in-2 | 22 | 1.1542 | 1.1103 | 1.4546 | 1.4885 | 0.071122 | 69.2088
| NEM | Non-NEM Customer | Monthly System Peak Day | April | CAISO 1-in-2 | 23 | 1.0351 | 1.005 | 1.0351 | 1.0162 | 0 | 66.2925
| NEM | Non-NEM Customer | Monthly System Peak Day | April | CAISO 1-in-2 | 24 | 0.86961 | 0.84444 | 0.86961 | 0.84444 | 0 | 64.2831
| NEM | Non-NEM Customer | Monthly System Peak Day | April | SCE 1-in-10 | 1 | 1.0625 | 1.0326 | 1.0625 | 1.0326 | 0 | 71.7103
| NEM | Non-NEM Customer | Monthly System Peak Day | April | SCE 1-in-10 | 2 | 0.86801 | 0.84364 | 0.86801 | 0.84364 | 0 | 70.17
| NEM | Non-NEM Customer | Monthly System Peak Day | April | SCE 1-in-10 | 3 | 0.74667 | 0.72477 | 0.74667 | 0.72477 | 0 | 69.0626
| NEM | Non-NEM Customer | Monthly System Peak Day | April | SCE 1-in-10 | 4 | 0.64009 | 0.62055 | 0.64009 | 0.62055 | 0 | 67.2672
| NEM | Non-NEM Customer | Monthly System Peak Day | April | SCE 1-in-10 | 5 | 0.59131 | 0.57563 | 0.59131 | 0.57563 | 0 | 66.0691
| NEM | Non-NEM Customer | Monthly System Peak Day | April | SCE 1-in-10 | 6 | 0.5738 | 0.57115 | 0.5738 | 0.57115 | 0 | 65.1467
| NEM | Non-NEM Customer | Monthly System Peak Day | April | SCE 1-in-10 | 7 | 0.58367 | 0.60792 | 0.58367 | 0.60792 | 0 | 64.3618
| NEM | Non-NEM Customer | Monthly System Peak Day | April | SCE 1-in-10 | 8 | 0.64125 | 0.64999 | 0.64125 | 0.64999 | 0 | 64.2287
| NEM | Non-NEM Customer | Monthly System Peak Day | April | SCE 1-in-10 | 9 | 0.72459 | 0.67637 | 0.72459 | 0.67637 | 0 | 67.3218
| NEM | Non-NEM Customer | Monthly System Peak Day | April | SCE 1-in-10 | 10 | 0.86703 | 0.79551 | 0.86703 | 0.79551 | 0 | 72.8809
| NEM | Non-NEM Customer | Monthly System Peak Day | April | SCE 1-in-10 | 11 | 0.98065 | 0.89187 | 0.98065 | 0.89187 | 0 | 77.7803
| NEM | Non-NEM Customer | Monthly System Peak Day | April | SCE 1-in-10 | 12 | 1.122 | 1.004 | 1.122 | 1.004 | 0 | 82.3357
| NEM | Non-NEM Customer | Monthly System Peak Day | April | SCE 1-in-10 | 13 | 1.3309 | 1.1758 | 1.3309 | 1.1758 | 0 | 85.2094
| NEM | Non-NEM Customer | Monthly System Peak Day | April | SCE 1-in-10 | 14 | 1.5494 | 1.3712 | 1.5494 | 1.3712 | 0 | 86.8076
| NEM | Non-NEM Customer | Monthly System Peak Day | April | SCE 1-in-10 | 15 | 1.7488 | 1.5557 | 1.7488 | 1.5557 | 0 | 87.7769
| NEM | Non-NEM Customer | Monthly System Peak Day | April | SCE 1-in-10 | 16 | 1.9263 | 1.7323 | 1.9263 | 1.7323 | 0 | 88.4811
| NEM | Non-NEM Customer | Monthly System Peak Day | April | SCE 1-in-10 | 17 | 2.0365 | 1.8626 | 1.1948 | 0.9702 | 0.015273 | 88.7257
| NEM | Non-NEM Customer | Monthly System Peak Day | April | SCE 1-in-10 | 18 | 2.0833 | 1.9414 | 1.5996 | 1.4267 | 0.071855 | 88.4632
| NEM | Non-NEM Customer | Monthly System Peak Day | April | SCE 1-in-10 | 19 | 2.0217 | 1.917 | 1.7777 | 1.5845 | 0.035031 | 86.334
| NEM | Non-NEM Customer | Monthly System Peak Day | April | SCE 1-in-10 | 20 | 1.8716 | 1.7992 | 1.706 | 1.5775 | 0.024296 | 81.5599
| NEM | Non-NEM Customer | Monthly System Peak Day | April | SCE 1-in-10 | 21 | 1.7658 | 1.712 | 1.6586 | 1.5487 | 0.037258 | 76.0477
| NEM | Non-NEM Customer | Monthly System Peak Day | April | SCE 1-in-10 | 22 | 1.6577 | 1.6139 | 1.9789 | 2.0129 | 0.054654 | 72.9979
| NEM | Non-NEM Customer | Monthly System Peak Day | April | SCE 1-in-10 | 23 | 1.4713 | 1.4412 | 1.5108 | 1.5046 | 0.032037 | 71.0493
| NEM | Non-NEM Customer | Monthly System Peak Day | April | SCE 1-in-10 | 24 | 1.2087 | 1.1836 | 1.2337 | 1.1936 | 0.023964 | 69.4904
| NEM | Non-NEM Customer | Monthly System Peak Day | April | SCE 1-in-2 | 1 | 0.77795 | 0.74805 | 0.77795 | 0.74805 | 0 | 65.424
| NEM | Non-NEM Customer | Monthly System Peak Day | April | SCE 1-in-2 | 2 | 0.67301 | 0.64864 | 0.67301 | 0.64864 | 0 | 64.2591
| NEM | Non-NEM Customer | Monthly System Peak Day | April | SCE 1-in-2 | 3 | 0.60677 | 0.58487 | 0.60677 | 0.58487 | 0 | 63.1964
| NEM | Non-NEM Customer | Monthly System Peak Day | April | SCE 1-in-2 | 4 | 0.56236 | 0.54281 | 0.56236 | 0.54281 | 0 | 62.1757
| NEM | Non-NEM Customer | Monthly System Peak Day | April | SCE 1-in-2 | 5 | 0.53484 | 0.51915 | 0.53484 | 0.51915 | 0 | 61.1682
| NEM | Non-NEM Customer | Monthly System Peak Day | April | SCE 1-in-2 | 6 | 0.52908 | 0.52644 | 0.52908 | 0.52644 | 0 | 60.3578
| NEM | Non-NEM Customer | Monthly System Peak Day | April | SCE 1-in-2 | 7 | 0.55389 | 0.57814 | 0.55389 | 0.57814 | 0 | 59.7897
| NEM | Non-NEM Customer | Monthly System Peak Day | April | SCE 1-in-2 | 8 | 0.60485 | 0.61359 | 0.60485 | 0.61359 | 0 | 59.7183
| NEM | Non-NEM Customer | Monthly System Peak Day | April | SCE 1-in-2 | 9 | 0.65034 | 0.60212 | 0.65034 | 0.60212 | 0 | 61.7249
| NEM | Non-NEM Customer | Monthly System Peak Day | April | SCE 1-in-2 | 10 | 0.68239 | 0.61088 | 0.68239 | 0.61088 | 0 | 66.2547
| NEM | Non-NEM Customer | Monthly System Peak Day | April | SCE 1-in-2 | 11 | 0.78312 | 0.69433 | 0.78312 | 0.69433 | 0 | 71.6471
| NEM | Non-NEM Customer | Monthly System Peak Day | April | SCE 1-in-2 | 12 | 0.87338 | 0.75535 | 0.87338 | 0.75535 | 0 | 76.5114
| NEM | Non-NEM Customer | Monthly System Peak Day | April | SCE 1-in-2 | 13 | 0.99465 | 0.83959 | 0.99465 | 0.83959 | 0 | 80.4572
| NEM | Non-NEM Customer | Monthly System Peak Day | April | SCE 1-in-2 | 14 | 1.1333 | 0.95514 | 1.1333 | 0.95514 | 0 | 82.9906
| NEM | Non-NEM Customer | Monthly System Peak Day | April | SCE 1-in-2 | 15 | 1.2817 | 1.0886 | 1.2817 | 1.0886 | 0 | 84.31
| NEM | Non-NEM Customer | Monthly System Peak Day | April | SCE 1-in-2 | 16 | 1.4279 | 1.2339 | 1.4279 | 1.2339 | 0 | 84.7947
| NEM | Non-NEM Customer | Monthly System Peak Day | April | SCE 1-in-2 | 17 | 1.5355 | 1.3616 | 0.79121 | 0.56663 | 0.020295 | 83.9489
| NEM | Non-NEM Customer | Monthly System Peak Day | April | SCE 1-in-2 | 18 | 1.5904 | 1.4485 | 1.2022 | 1.0293 | 0.099462 | 83.721
| NEM | Non-NEM Customer | Monthly System Peak Day | April | SCE 1-in-2 | 19 | 1.5602 | 1.4555 | 1.3823 | 1.1891 | 0.047184 | 82.4493
| NEM | Non-NEM Customer | Monthly System Peak Day | April | SCE 1-in-2 | 20 | 1.4813 | 1.4089 | 1.3343 | 1.2058 | 0.028319 | 79.808
| NEM | Non-NEM Customer | Monthly System Peak Day | April | SCE 1-in-2 | 21 | 1.4231 | 1.3694 | 1.3192 | 1.2093 | 0.038003 | 75.739
| NEM | Non-NEM Customer | Monthly System Peak Day | April | SCE 1-in-2 | 22 | 1.3163 | 1.2725 | 1.6356 | 1.6695 | 0.056189 | 72.637
| NEM | Non-NEM Customer | Monthly System Peak Day | April | SCE 1-in-2 | 23 | 1.1709 | 1.1407 | 1.2032 | 1.197 | 0.016133 | 70.3955
| NEM | Non-NEM Customer | Monthly System Peak Day | April | SCE 1-in-2 | 24 | 0.98217 | 0.95701 | 0.99437 | 0.95701 | 0.0060984 | 67.712
| NEM | Non-NEM Customer | Monthly System Peak Day | August | CAISO 1-in-10 | 1 | 1.2717 | 1.2418 | 1.2717 | 1.2418 | 0 | 76.0119
| NEM | Non-NEM Customer | Monthly System Peak Day | August | CAISO 1-in-10 | 2 | 1.0688 | 1.0445 | 1.0688 | 1.0445 | 0 | 75.0919
| NEM | Non-NEM Customer | Monthly System Peak Day | August | CAISO 1-in-10 | 3 | 0.93944 | 0.91754 | 0.93944 | 0.91754 | 0 | 74.4092
| NEM | Non-NEM Customer | Monthly System Peak Day | August | CAISO 1-in-10 | 4 | 0.84568 | 0.82613 | 0.84568 | 0.82613 | 0 | 73.7461
| NEM | Non-NEM Customer | Monthly System Peak Day | August | CAISO 1-in-10 | 5 | 0.77784 | 0.76216 | 0.77784 | 0.76216 | 0 | 73.0299
| NEM | Non-NEM Customer | Monthly System Peak Day | August | CAISO 1-in-10 | 6 | 0.74019 | 0.73755 | 0.74019 | 0.73755 | 0 | 72.4512
| NEM | Non-NEM Customer | Monthly System Peak Day | August | CAISO 1-in-10 | 7 | 0.73804 | 0.76229 | 0.73804 | 0.76229 | 0 | 72.0727
| NEM | Non-NEM Customer | Monthly System Peak Day | August | CAISO 1-in-10 | 8 | 0.80515 | 0.81388 | 0.80515 | 0.81388 | 0 | 71.7984
| NEM | Non-NEM Customer | Monthly System Peak Day | August | CAISO 1-in-10 | 9 | 0.90698 | 0.85876 | 0.90698 | 0.85876 | 0 | 74.0288
| NEM | Non-NEM Customer | Monthly System Peak Day | August | CAISO 1-in-10 | 10 | 1.0453 | 0.97383 | 1.0453 | 0.97383 | 0 | 78.2129
| NEM | Non-NEM Customer | Monthly System Peak Day | August | CAISO 1-in-10 | 11 | 1.2966 | 1.2078 | 1.2966 | 1.2078 | 0 | 83.159
| NEM | Non-NEM Customer | Monthly System Peak Day | August | CAISO 1-in-10 | 12 | 1.6031 | 1.485 | 1.6031 | 1.485 | 0 | 87.9705
| NEM | Non-NEM Customer | Monthly System Peak Day | August | CAISO 1-in-10 | 13 | 1.9541 | 1.799 | 1.9541 | 1.799 | 0 | 91.3822
| NEM | Non-NEM Customer | Monthly System Peak Day | August | CAISO 1-in-10 | 14 | 2.2825 | 2.1043 | 2.2825 | 2.1043 | 0 | 94.1428
| NEM | Non-NEM Customer | Monthly System Peak Day | August | CAISO 1-in-10 | 15 | 2.5604 | 2.3672 | 2.5604 | 2.3672 | 0 | 95.2269
| NEM | Non-NEM Customer | Monthly System Peak Day | August | CAISO 1-in-10 | 16 | 2.7927 | 2.5987 | 2.7927 | 2.5987 | 0 | 95.2868
| NEM | Non-NEM Customer | Monthly System Peak Day | August | CAISO 1-in-10 | 17 | 2.9159 | 2.742 | 1.9464 | 1.7218 | 0.015762 | 94.9877
| NEM | Non-NEM Customer | Monthly System Peak Day | August | CAISO 1-in-10 | 18 | 2.9485 | 2.8066 | 2.3489 | 2.176 | 0.046415 | 94.2126
| NEM | Non-NEM Customer | Monthly System Peak Day | August | CAISO 1-in-10 | 19 | 2.8282 | 2.7235 | 2.4776 | 2.2844 | 0.018415 | 92.6017
| NEM | Non-NEM Customer | Monthly System Peak Day | August | CAISO 1-in-10 | 20 | 2.5893 | 2.517 | 2.3325 | 2.204 | 0.010825 | 90.1825
| NEM | Non-NEM Customer | Monthly System Peak Day | August | CAISO 1-in-10 | 21 | 2.4317 | 2.3779 | 2.2193 | 2.1094 | 0.015149 | 85.9828
| NEM | Non-NEM Customer | Monthly System Peak Day | August | CAISO 1-in-10 | 22 | 2.2465 | 2.2027 | 2.6218 | 2.6557 | 0.02355 | 82.8136
| NEM | Non-NEM Customer | Monthly System Peak Day | August | CAISO 1-in-10 | 23 | 1.9708 | 1.9407 | 2.1218 | 2.1156 | 0.014543 | 81.2191
| NEM | Non-NEM Customer | Monthly System Peak Day | August | CAISO 1-in-10 | 24 | 1.6457 | 1.6205 | 1.7453 | 1.7053 | 0.011618 | 79.9387
| NEM | Non-NEM Customer | Monthly System Peak Day | August | CAISO 1-in-2 | 1 | 1.3945 | 1.3646 | 1.3945 | 1.3646 | 0 | 78.3017
| NEM | Non-NEM Customer | Monthly System Peak Day | August | CAISO 1-in-2 | 2 | 1.179 | 1.1546 | 1.179 | 1.1546 | 0 | 77.3023
| NEM | Non-NEM Customer | Monthly System Peak Day | August | CAISO 1-in-2 | 3 | 1.033 | 1.0111 | 1.033 | 1.0111 | 0 | 76.5358
| NEM | Non-NEM Customer | Monthly System Peak Day | August | CAISO 1-in-2 | 4 | 0.91952 | 0.89997 | 0.91952 | 0.89997 | 0 | 75.7306
| NEM | Non-NEM Customer | Monthly System Peak Day | August | CAISO 1-in-2 | 5 | 0.84357 | 0.82789 | 0.84357 | 0.82789 | 0 | 75.1366
| NEM | Non-NEM Customer | Monthly System Peak Day | August | CAISO 1-in-2 | 6 | 0.79671 | 0.79407 | 0.79671 | 0.79407 | 0 | 74.5342
| NEM | Non-NEM Customer | Monthly System Peak Day | August | CAISO 1-in-2 | 7 | 0.78627 | 0.81052 | 0.78627 | 0.81052 | 0 | 74.0442
| NEM | Non-NEM Customer | Monthly System Peak Day | August | CAISO 1-in-2 | 8 | 0.8671 | 0.87583 | 0.8671 | 0.87583 | 0 | 74.1563
| NEM | Non-NEM Customer | Monthly System Peak Day | August | CAISO 1-in-2 | 9 | 0.97952 | 0.9313 | 0.97952 | 0.9313 | 0 | 76.1885
| NEM | Non-NEM Customer | Monthly System Peak Day | August | CAISO 1-in-2 | 10 | 1.1043 | 1.0328 | 1.1043 | 1.0328 | 0 | 80.0311
| NEM | Non-NEM Customer | Monthly System Peak Day | August | CAISO 1-in-2 | 11 | 1.2937 | 1.2049 | 1.2937 | 1.2049 | 0 | 84.164
| NEM | Non-NEM Customer | Monthly System Peak Day | August | CAISO 1-in-2 | 12 | 1.5809 | 1.4629 | 1.5809 | 1.4629 | 0 | 88.1263
| NEM | Non-NEM Customer | Monthly System Peak Day | August | CAISO 1-in-2 | 13 | 1.9332 | 1.7782 | 1.9332 | 1.7782 | 0 | 90.6888
| NEM | Non-NEM Customer | Monthly System Peak Day | August | CAISO 1-in-2 | 14 | 2.2684 | 2.0902 | 2.2684 | 2.0902 | 0 | 92.2097
| NEM | Non-NEM Customer | Monthly System Peak Day | August | CAISO 1-in-2 | 15 | 2.5455 | 2.3524 | 2.5455 | 2.3524 | 0 | 92.7462
| NEM | Non-NEM Customer | Monthly System Peak Day | August | CAISO 1-in-2 | 16 | 2.7754 | 2.5814 | 2.7754 | 2.5814 | 0 | 92.6553
| NEM | Non-NEM Customer | Monthly System Peak Day | August | CAISO 1-in-2 | 17 | 2.8969 | 2.723 | 1.9898 | 1.7653 | 0.014342 | 91.9272
| NEM | Non-NEM Customer | Monthly System Peak Day | August | CAISO 1-in-2 | 18 | 2.9306 | 2.7887 | 2.4168 | 2.2439 | 0.064004 | 89.9535
| NEM | Non-NEM Customer | Monthly System Peak Day | August | CAISO 1-in-2 | 19 | 2.8038 | 2.6991 | 2.529 | 2.3357 | 0.02963 | 88.1497
| NEM | Non-NEM Customer | Monthly System Peak Day | August | CAISO 1-in-2 | 20 | 2.542 | 2.4697 | 2.3258 | 2.1973 | 0.01453 | 86.3421
| NEM | Non-NEM Customer | Monthly System Peak Day | August | CAISO 1-in-2 | 21 | 2.3927 | 2.3389 | 2.2048 | 2.0949 | 0.019668 | 83.6737
| NEM | Non-NEM Customer | Monthly System Peak Day | August | CAISO 1-in-2 | 22 | 2.2244 | 2.1806 | 2.5926 | 2.6266 | 0.025139 | 81.532
| NEM | Non-NEM Customer | Monthly System Peak Day | August | CAISO 1-in-2 | 23 | 1.9532 | 1.923 | 2.0931 | 2.0869 | 0.014664 | 80.2036
| NEM | Non-NEM Customer | Monthly System Peak Day | August | CAISO 1-in-2 | 24 | 1.626 | 1.6008 | 1.7197 | 1.6797 | 0.01139 | 79.1105
| NEM | Non-NEM Customer | Monthly System Peak Day | August | SCE 1-in-10 | 1 | 1.4225 | 1.3926 | 1.4225 | 1.3926 | 0 | 78.903
| NEM | Non-NEM Customer | Monthly System Peak Day | August | SCE 1-in-10 | 2 | 1.1906 | 1.1662 | 1.1906 | 1.1662 | 0 | 77.7261
| NEM | Non-NEM Customer | Monthly System Peak Day | August | SCE 1-in-10 | 3 | 1.0328 | 1.0109 | 1.0328 | 1.0109 | 0 | 76.7196
| NEM | Non-NEM Customer | Monthly System Peak Day | August | SCE 1-in-10 | 4 | 0.91281 | 0.89326 | 0.91281 | 0.89326 | 0 | 75.6699
| NEM | Non-NEM Customer | Monthly System Peak Day | August | SCE 1-in-10 | 5 | 0.83058 | 0.81489 | 0.83058 | 0.81489 | 0 | 74.7414
| NEM | Non-NEM Customer | Monthly System Peak Day | August | SCE 1-in-10 | 6 | 0.78115 | 0.77851 | 0.78115 | 0.77851 | 0 | 73.9206
| NEM | Non-NEM Customer | Monthly System Peak Day | August | SCE 1-in-10 | 7 | 0.76542 | 0.78967 | 0.76542 | 0.78967 | 0 | 73.1187
| NEM | Non-NEM Customer | Monthly System Peak Day | August | SCE 1-in-10 | 8 | 0.8437 | 0.85243 | 0.8437 | 0.85243 | 0 | 73.1436
| NEM | Non-NEM Customer | Monthly System Peak Day | August | SCE 1-in-10 | 9 | 0.95854 | 0.91032 | 0.95854 | 0.91032 | 0 | 75.6624
| NEM | Non-NEM Customer | Monthly System Peak Day | August | SCE 1-in-10 | 10 | 1.1229 | 1.0514 | 1.1229 | 1.0514 | 0 | 80.5489
| NEM | Non-NEM Customer | Monthly System Peak Day | August | SCE 1-in-10 | 11 | 1.3768 | 1.288 | 1.3768 | 1.288 | 0 | 86.11
| NEM | Non-NEM Customer | Monthly System Peak Day | August | SCE 1-in-10 | 12 | 1.6973 | 1.5793 | 1.6973 | 1.5793 | 0 | 89.6857
| NEM | Non-NEM Customer | Monthly System Peak Day | August | SCE 1-in-10 | 13 | 2.0937 | 1.9387 | 2.0937 | 1.9387 | 0 | 91.3064
| NEM | Non-NEM Customer | Monthly System Peak Day | August | SCE 1-in-10 | 14 | 2.4566 | 2.2784 | 2.4566 | 2.2784 | 0 | 92.9061
| NEM | Non-NEM Customer | Monthly System Peak Day | August | SCE 1-in-10 | 15 | 2.742 | 2.5489 | 2.742 | 2.5489 | 0 | 94.5324
| NEM | Non-NEM Customer | Monthly System Peak Day | August | SCE 1-in-10 | 16 | 2.9714 | 2.7774 | 2.9714 | 2.7774 | 0 | 96.0778
| NEM | Non-NEM Customer | Monthly System Peak Day | August | SCE 1-in-10 | 17 | 3.0928 | 2.9189 | 2.0984 | 1.8738 | 0.016863 | 96.2081
| NEM | Non-NEM Customer | Monthly System Peak Day | August | SCE 1-in-10 | 18 | 3.1216 | 2.9797 | 2.4952 | 2.3223 | 0.043402 | 95.543
| NEM | Non-NEM Customer | Monthly System Peak Day | August | SCE 1-in-10 | 19 | 2.9901 | 2.8854 | 2.6127 | 2.4195 | 0.01602 | 94.1728
| NEM | Non-NEM Customer | Monthly System Peak Day | August | SCE 1-in-10 | 20 | 2.7315 | 2.6591 | 2.4623 | 2.3338 | 0.011211 | 91.3417
| NEM | Non-NEM Customer | Monthly System Peak Day | August | SCE 1-in-10 | 21 | 2.5657 | 2.5119 | 2.3337 | 2.2238 | 0.012349 | 87.8284
| NEM | Non-NEM Customer | Monthly System Peak Day | August | SCE 1-in-10 | 22 | 2.3658 | 2.322 | 2.7509 | 2.7849 | 0.023821 | 84.6058
| NEM | Non-NEM Customer | Monthly System Peak Day | August | SCE 1-in-10 | 23 | 2.0753 | 2.0451 | 2.2376 | 2.2314 | 0.015016 | 82.2461
| NEM | Non-NEM Customer | Monthly System Peak Day | August | SCE 1-in-10 | 24 | 1.7283 | 1.7031 | 1.8345 | 1.7944 | 0.012202 | 80.8583
| NEM | Non-NEM Customer | Monthly System Peak Day | August | SCE 1-in-2 | 1 | 1.3638 | 1.3339 | 1.3638 | 1.3339 | 0 | 77.7162
| NEM | Non-NEM Customer | Monthly System Peak Day | August | SCE 1-in-2 | 2 | 1.1489 | 1.1245 | 1.1489 | 1.1245 | 0 | 76.6466
| NEM | Non-NEM Customer | Monthly System Peak Day | August | SCE 1-in-2 | 3 | 1.0084 | 0.9865 | 1.0084 | 0.9865 | 0 | 75.9224
| NEM | Non-NEM Customer | Monthly System Peak Day | August | SCE 1-in-2 | 4 | 0.89551 | 0.87596 | 0.89551 | 0.87596 | 0 | 75.036
| NEM | Non-NEM Customer | Monthly System Peak Day | August | SCE 1-in-2 | 5 | 0.82068 | 0.805 | 0.82068 | 0.805 | 0 | 74.3778
| NEM | Non-NEM Customer | Monthly System Peak Day | August | SCE 1-in-2 | 6 | 0.78029 | 0.77765 | 0.78029 | 0.77765 | 0 | 73.9253
| NEM | Non-NEM Customer | Monthly System Peak Day | August | SCE 1-in-2 | 7 | 0.77038 | 0.79463 | 0.77038 | 0.79463 | 0 | 73.3956
| NEM | Non-NEM Customer | Monthly System Peak Day | August | SCE 1-in-2 | 8 | 0.84819 | 0.85693 | 0.84819 | 0.85693 | 0 | 73.4478
| NEM | Non-NEM Customer | Monthly System Peak Day | August | SCE 1-in-2 | 9 | 0.95456 | 0.90635 | 0.95456 | 0.90635 | 0 | 75.4102
| NEM | Non-NEM Customer | Monthly System Peak Day | August | SCE 1-in-2 | 10 | 1.0816 | 1.0101 | 1.0816 | 1.0101 | 0 | 79.3374
| NEM | Non-NEM Customer | Monthly System Peak Day | August | SCE 1-in-2 | 11 | 1.2727 | 1.1839 | 1.2727 | 1.1839 | 0 | 83.4016
| NEM | Non-NEM Customer | Monthly System Peak Day | August | SCE 1-in-2 | 12 | 1.5606 | 1.4426 | 1.5606 | 1.4426 | 0 | 86.907
| NEM | Non-NEM Customer | Monthly System Peak Day | August | SCE 1-in-2 | 13 | 1.9088 | 1.7538 | 1.9088 | 1.7538 | 0 | 89.2841
| NEM | Non-NEM Customer | Monthly System Peak Day | August | SCE 1-in-2 | 14 | 2.2317 | 2.0535 | 2.2317 | 2.0535 | 0 | 91.3397
| NEM | Non-NEM Customer | Monthly System Peak Day | August | SCE 1-in-2 | 15 | 2.4962 | 2.3031 | 2.4962 | 2.3031 | 0 | 92.7683
| NEM | Non-NEM Customer | Monthly System Peak Day | August | SCE 1-in-2 | 16 | 2.7226 | 2.5286 | 2.7226 | 2.5286 | 0 | 92.7634
| NEM | Non-NEM Customer | Monthly System Peak Day | August | SCE 1-in-2 | 17 | 2.8433 | 2.6693 | 1.9312 | 1.7066 | 0.014374 | 92.1711
| NEM | Non-NEM Customer | Monthly System Peak Day | August | SCE 1-in-2 | 18 | 2.8763 | 2.7343 | 2.3447 | 2.1719 | 0.059684 | 90.8312
| NEM | Non-NEM Customer | Monthly System Peak Day | August | SCE 1-in-2 | 19 | 2.7549 | 2.6502 | 2.4571 | 2.2639 | 0.025836 | 89.4954
| NEM | Non-NEM Customer | Monthly System Peak Day | August | SCE 1-in-2 | 20 | 2.5114 | 2.4391 | 2.2808 | 2.1523 | 0.0125 | 87.7067
| NEM | Non-NEM Customer | Monthly System Peak Day | August | SCE 1-in-2 | 21 | 2.3626 | 2.3088 | 2.1685 | 2.0586 | 0.018464 | 84.2535
| NEM | Non-NEM Customer | Monthly System Peak Day | August | SCE 1-in-2 | 22 | 2.1911 | 2.1473 | 2.5566 | 2.5906 | 0.026094 | 81.0398
| NEM | Non-NEM Customer | Monthly System Peak Day | August | SCE 1-in-2 | 23 | 1.9273 | 1.8972 | 2.0541 | 2.0479 | 0.015533 | 79.0091
| NEM | Non-NEM Customer | Monthly System Peak Day | August | SCE 1-in-2 | 24 | 1.5958 | 1.5707 | 1.678 | 1.638 | 0.011802 | 77.5001
| NEM | Non-NEM Customer | Monthly System Peak Day | December | CAISO 1-in-10 | 1 | 0.77867 | 0.74877 | 0.77867 | 0.74877 | 0 | 42.8895
| NEM | Non-NEM Customer | Monthly System Peak Day | December | CAISO 1-in-10 | 2 | 0.7142 | 0.68983 | 0.7142 | 0.68983 | 0 | 41.9113
| NEM | Non-NEM Customer | Monthly System Peak Day | December | CAISO 1-in-10 | 3 | 0.67512 | 0.65322 | 0.67512 | 0.65322 | 0 | 40.8789
| NEM | Non-NEM Customer | Monthly System Peak Day | December | CAISO 1-in-10 | 4 | 0.65616 | 0.63661 | 0.65616 | 0.63661 | 0 | 40.0634
| NEM | Non-NEM Customer | Monthly System Peak Day | December | CAISO 1-in-10 | 5 | 0.66099 | 0.6453 | 0.66099 | 0.6453 | 0 | 39.2174
| NEM | Non-NEM Customer | Monthly System Peak Day | December | CAISO 1-in-10 | 6 | 0.6911 | 0.68845 | 0.6911 | 0.68845 | 0 | 38.2732
| NEM | Non-NEM Customer | Monthly System Peak Day | December | CAISO 1-in-10 | 7 | 0.7562 | 0.78045 | 0.7562 | 0.78045 | 0 | 37.6832
| NEM | Non-NEM Customer | Monthly System Peak Day | December | CAISO 1-in-10 | 8 | 0.79872 | 0.80746 | 0.79872 | 0.80746 | 0 | 37.9517
| NEM | Non-NEM Customer | Monthly System Peak Day | December | CAISO 1-in-10 | 9 | 0.79777 | 0.74955 | 0.79777 | 0.74955 | 0 | 39.1945
| NEM | Non-NEM Customer | Monthly System Peak Day | December | CAISO 1-in-10 | 10 | 0.78844 | 0.71693 | 0.78844 | 0.71693 | 0 | 43.2954
| NEM | Non-NEM Customer | Monthly System Peak Day | December | CAISO 1-in-10 | 11 | 0.78076 | 0.69198 | 0.78076 | 0.69198 | 0 | 47.6994
| NEM | Non-NEM Customer | Monthly System Peak Day | December | CAISO 1-in-10 | 12 | 0.79235 | 0.67432 | 0.79235 | 0.67432 | 0 | 50.3329
| NEM | Non-NEM Customer | Monthly System Peak Day | December | CAISO 1-in-10 | 13 | 0.80515 | 0.65009 | 0.80515 | 0.65009 | 0 | 51.4588
| NEM | Non-NEM Customer | Monthly System Peak Day | December | CAISO 1-in-10 | 14 | 0.79873 | 0.62054 | 0.79873 | 0.62054 | 0 | 52.6268
| NEM | Non-NEM Customer | Monthly System Peak Day | December | CAISO 1-in-10 | 15 | 0.79705 | 0.60394 | 0.79705 | 0.60394 | 0 | 53.538
| NEM | Non-NEM Customer | Monthly System Peak Day | December | CAISO 1-in-10 | 16 | 0.80939 | 0.61536 | 0.80939 | 0.61536 | 0 | 53.8774
| NEM | Non-NEM Customer | Monthly System Peak Day | December | CAISO 1-in-10 | 17 | 0.86386 | 0.68994 | 0.86386 | 0.68994 | 0 | 53.536
| NEM | Non-NEM Customer | Monthly System Peak Day | December | CAISO 1-in-10 | 18 | 1.0308 | 0.88888 | 1.0308 | 0.88888 | 0 | 51.7454
| NEM | Non-NEM Customer | Monthly System Peak Day | December | CAISO 1-in-10 | 19 | 1.148 | 1.0433 | 1.148 | 1.0433 | 0 | 49.5831
| NEM | Non-NEM Customer | Monthly System Peak Day | December | CAISO 1-in-10 | 20 | 1.1527 | 1.0803 | 1.1527 | 1.0803 | 0 | 48.3427
| NEM | Non-NEM Customer | Monthly System Peak Day | December | CAISO 1-in-10 | 21 | 1.1268 | 1.073 | 1.1268 | 1.073 | 0 | 46.9614
| NEM | Non-NEM Customer | Monthly System Peak Day | December | CAISO 1-in-10 | 22 | 1.0658 | 1.022 | 1.0658 | 1.022 | 0 | 45.4355
| NEM | Non-NEM Customer | Monthly System Peak Day | December | CAISO 1-in-10 | 23 | 0.97901 | 0.94884 | 0.97901 | 0.94884 | 0 | 44.7256
| NEM | Non-NEM Customer | Monthly System Peak Day | December | CAISO 1-in-10 | 24 | 0.86275 | 0.83759 | 0.86275 | 0.83759 | 0 | 44.2609
| NEM | Non-NEM Customer | Monthly System Peak Day | December | CAISO 1-in-2 | 1 | 0.69408 | 0.66419 | 0.69408 | 0.66419 | 0 | 49.7367
| NEM | Non-NEM Customer | Monthly System Peak Day | December | CAISO 1-in-2 | 2 | 0.63035 | 0.60599 | 0.63035 | 0.60599 | 0 | 48.4787
| NEM | Non-NEM Customer | Monthly System Peak Day | December | CAISO 1-in-2 | 3 | 0.59049 | 0.56859 | 0.59049 | 0.56859 | 0 | 47.8773
| NEM | Non-NEM Customer | Monthly System Peak Day | December | CAISO 1-in-2 | 4 | 0.5683 | 0.54876 | 0.5683 | 0.54876 | 0 | 47.2943
| NEM | Non-NEM Customer | Monthly System Peak Day | December | CAISO 1-in-2 | 5 | 0.56697 | 0.55128 | 0.56697 | 0.55128 | 0 | 46.7937
| NEM | Non-NEM Customer | Monthly System Peak Day | December | CAISO 1-in-2 | 6 | 0.59093 | 0.58829 | 0.59093 | 0.58829 | 0 | 46.5167
| NEM | Non-NEM Customer | Monthly System Peak Day | December | CAISO 1-in-2 | 7 | 0.64956 | 0.67381 | 0.64956 | 0.67381 | 0 | 46.1796
| NEM | Non-NEM Customer | Monthly System Peak Day | December | CAISO 1-in-2 | 8 | 0.69829 | 0.70702 | 0.69829 | 0.70702 | 0 | 46.0187
| NEM | Non-NEM Customer | Monthly System Peak Day | December | CAISO 1-in-2 | 9 | 0.70781 | 0.65959 | 0.70781 | 0.65959 | 0 | 46.8361
| NEM | Non-NEM Customer | Monthly System Peak Day | December | CAISO 1-in-2 | 10 | 0.70444 | 0.63293 | 0.70444 | 0.63293 | 0 | 50.2945
| NEM | Non-NEM Customer | Monthly System Peak Day | December | CAISO 1-in-2 | 11 | 0.7066 | 0.61782 | 0.7066 | 0.61782 | 0 | 54.839
| NEM | Non-NEM Customer | Monthly System Peak Day | December | CAISO 1-in-2 | 12 | 0.72375 | 0.60572 | 0.72375 | 0.60572 | 0 | 59.0296
| NEM | Non-NEM Customer | Monthly System Peak Day | December | CAISO 1-in-2 | 13 | 0.75282 | 0.59776 | 0.75282 | 0.59776 | 0 | 62.1882
| NEM | Non-NEM Customer | Monthly System Peak Day | December | CAISO 1-in-2 | 14 | 0.75742 | 0.57923 | 0.75742 | 0.57923 | 0 | 63.8653
| NEM | Non-NEM Customer | Monthly System Peak Day | December | CAISO 1-in-2 | 15 | 0.76721 | 0.5741 | 0.76721 | 0.5741 | 0 | 64.1211
| NEM | Non-NEM Customer | Monthly System Peak Day | December | CAISO 1-in-2 | 16 | 0.78303 | 0.58899 | 0.78303 | 0.58899 | 0 | 63.9894
| NEM | Non-NEM Customer | Monthly System Peak Day | December | CAISO 1-in-2 | 17 | 0.82354 | 0.64962 | 0.82354 | 0.64962 | 0 | 63.2151
| NEM | Non-NEM Customer | Monthly System Peak Day | December | CAISO 1-in-2 | 18 | 0.94812 | 0.80619 | 0.94812 | 0.80619 | 0 | 60.7746
| NEM | Non-NEM Customer | Monthly System Peak Day | December | CAISO 1-in-2 | 19 | 1.0282 | 0.92347 | 1.0282 | 0.92347 | 0 | 58.5251
| NEM | Non-NEM Customer | Monthly System Peak Day | December | CAISO 1-in-2 | 20 | 1.0438 | 0.97147 | 1.0438 | 0.97147 | 0 | 56.7589
| NEM | Non-NEM Customer | Monthly System Peak Day | December | CAISO 1-in-2 | 21 | 1.0299 | 0.97608 | 1.0299 | 0.97608 | 0 | 55.2285
| NEM | Non-NEM Customer | Monthly System Peak Day | December | CAISO 1-in-2 | 22 | 0.96856 | 0.92471 | 0.96856 | 0.92471 | 0 | 53.6497
| NEM | Non-NEM Customer | Monthly System Peak Day | December | CAISO 1-in-2 | 23 | 0.88388 | 0.8537 | 0.88388 | 0.8537 | 0 | 52.5687
| NEM | Non-NEM Customer | Monthly System Peak Day | December | CAISO 1-in-2 | 24 | 0.76997 | 0.7448 | 0.76997 | 0.7448 | 0 | 51.3484
| NEM | Non-NEM Customer | Monthly System Peak Day | December | SCE 1-in-10 | 1 | 0.77867 | 0.74877 | 0.77867 | 0.74877 | 0 | 42.8895
| NEM | Non-NEM Customer | Monthly System Peak Day | December | SCE 1-in-10 | 2 | 0.7142 | 0.68983 | 0.7142 | 0.68983 | 0 | 41.9113
| NEM | Non-NEM Customer | Monthly System Peak Day | December | SCE 1-in-10 | 3 | 0.67512 | 0.65322 | 0.67512 | 0.65322 | 0 | 40.8789
| NEM | Non-NEM Customer | Monthly System Peak Day | December | SCE 1-in-10 | 4 | 0.65616 | 0.63661 | 0.65616 | 0.63661 | 0 | 40.0634
| NEM | Non-NEM Customer | Monthly System Peak Day | December | SCE 1-in-10 | 5 | 0.66099 | 0.6453 | 0.66099 | 0.6453 | 0 | 39.2174
| NEM | Non-NEM Customer | Monthly System Peak Day | December | SCE 1-in-10 | 6 | 0.6911 | 0.68845 | 0.6911 | 0.68845 | 0 | 38.2732
| NEM | Non-NEM Customer | Monthly System Peak Day | December | SCE 1-in-10 | 7 | 0.7562 | 0.78045 | 0.7562 | 0.78045 | 0 | 37.6832
| NEM | Non-NEM Customer | Monthly System Peak Day | December | SCE 1-in-10 | 8 | 0.79872 | 0.80746 | 0.79872 | 0.80746 | 0 | 37.9517
| NEM | Non-NEM Customer | Monthly System Peak Day | December | SCE 1-in-10 | 9 | 0.79777 | 0.74955 | 0.79777 | 0.74955 | 0 | 39.1945
| NEM | Non-NEM Customer | Monthly System Peak Day | December | SCE 1-in-10 | 10 | 0.78844 | 0.71693 | 0.78844 | 0.71693 | 0 | 43.2954
| NEM | Non-NEM Customer | Monthly System Peak Day | December | SCE 1-in-10 | 11 | 0.78076 | 0.69198 | 0.78076 | 0.69198 | 0 | 47.6994
| NEM | Non-NEM Customer | Monthly System Peak Day | December | SCE 1-in-10 | 12 | 0.79235 | 0.67432 | 0.79235 | 0.67432 | 0 | 50.3329
| NEM | Non-NEM Customer | Monthly System Peak Day | December | SCE 1-in-10 | 13 | 0.80515 | 0.65009 | 0.80515 | 0.65009 | 0 | 51.4588
| NEM | Non-NEM Customer | Monthly System Peak Day | December | SCE 1-in-10 | 14 | 0.79873 | 0.62054 | 0.79873 | 0.62054 | 0 | 52.6268
| NEM | Non-NEM Customer | Monthly System Peak Day | December | SCE 1-in-10 | 15 | 0.79705 | 0.60394 | 0.79705 | 0.60394 | 0 | 53.538
| NEM | Non-NEM Customer | Monthly System Peak Day | December | SCE 1-in-10 | 16 | 0.80939 | 0.61536 | 0.80939 | 0.61536 | 0 | 53.8774
| NEM | Non-NEM Customer | Monthly System Peak Day | December | SCE 1-in-10 | 17 | 0.86386 | 0.68994 | 0.86386 | 0.68994 | 0 | 53.536
| NEM | Non-NEM Customer | Monthly System Peak Day | December | SCE 1-in-10 | 18 | 1.0308 | 0.88888 | 1.0308 | 0.88888 | 0 | 51.7454
| NEM | Non-NEM Customer | Monthly System Peak Day | December | SCE 1-in-10 | 19 | 1.148 | 1.0433 | 1.148 | 1.0433 | 0 | 49.5831
| NEM | Non-NEM Customer | Monthly System Peak Day | December | SCE 1-in-10 | 20 | 1.1527 | 1.0803 | 1.1527 | 1.0803 | 0 | 48.3427
| NEM | Non-NEM Customer | Monthly System Peak Day | December | SCE 1-in-10 | 21 | 1.1268 | 1.073 | 1.1268 | 1.073 | 0 | 46.9614
| NEM | Non-NEM Customer | Monthly System Peak Day | December | SCE 1-in-10 | 22 | 1.0658 | 1.022 | 1.0658 | 1.022 | 0 | 45.4355
| NEM | Non-NEM Customer | Monthly System Peak Day | December | SCE 1-in-10 | 23 | 0.97901 | 0.94884 | 0.97901 | 0.94884 | 0 | 44.7256
| NEM | Non-NEM Customer | Monthly System Peak Day | December | SCE 1-in-10 | 24 | 0.86275 | 0.83759 | 0.86275 | 0.83759 | 0 | 44.2609
| NEM | Non-NEM Customer | Monthly System Peak Day | December | SCE 1-in-2 | 1 | 0.74005 | 0.71015 | 0.74005 | 0.71015 | 0 | 44.5346
| NEM | Non-NEM Customer | Monthly System Peak Day | December | SCE 1-in-2 | 2 | 0.67592 | 0.65155 | 0.67592 | 0.65155 | 0 | 43.9068
| NEM | Non-NEM Customer | Monthly System Peak Day | December | SCE 1-in-2 | 3 | 0.63648 | 0.61458 | 0.63648 | 0.61458 | 0 | 43.6109
| NEM | Non-NEM Customer | Monthly System Peak Day | December | SCE 1-in-2 | 4 | 0.61604 | 0.5965 | 0.61604 | 0.5965 | 0 | 43.5209
| NEM | Non-NEM Customer | Monthly System Peak Day | December | SCE 1-in-2 | 5 | 0.61806 | 0.60238 | 0.61806 | 0.60238 | 0 | 43.2805
| NEM | Non-NEM Customer | Monthly System Peak Day | December | SCE 1-in-2 | 6 | 0.64536 | 0.64272 | 0.64536 | 0.64272 | 0 | 43.0466
| NEM | Non-NEM Customer | Monthly System Peak Day | December | SCE 1-in-2 | 7 | 0.70751 | 0.73176 | 0.70751 | 0.73176 | 0 | 42.9369
| NEM | Non-NEM Customer | Monthly System Peak Day | December | SCE 1-in-2 | 8 | 0.75287 | 0.7616 | 0.75287 | 0.7616 | 0 | 42.6311
| NEM | Non-NEM Customer | Monthly System Peak Day | December | SCE 1-in-2 | 9 | 0.7567 | 0.70848 | 0.7567 | 0.70848 | 0 | 43.3725
| NEM | Non-NEM Customer | Monthly System Peak Day | December | SCE 1-in-2 | 10 | 0.75009 | 0.67858 | 0.75009 | 0.67858 | 0 | 46.8241
| NEM | Non-NEM Customer | Monthly System Peak Day | December | SCE 1-in-2 | 11 | 0.7469 | 0.65812 | 0.7469 | 0.65812 | 0 | 50.5242
| NEM | Non-NEM Customer | Monthly System Peak Day | December | SCE 1-in-2 | 12 | 0.76103 | 0.643 | 0.76103 | 0.643 | 0 | 54.1742
| NEM | Non-NEM Customer | Monthly System Peak Day | December | SCE 1-in-2 | 13 | 0.78126 | 0.6262 | 0.78126 | 0.6262 | 0 | 56.2383
| NEM | Non-NEM Customer | Monthly System Peak Day | December | SCE 1-in-2 | 14 | 0.78315 | 0.60496 | 0.78315 | 0.60496 | 0 | 57.5392
| NEM | Non-NEM Customer | Monthly System Peak Day | December | SCE 1-in-2 | 15 | 0.78617 | 0.59306 | 0.78617 | 0.59306 | 0 | 58.3753
| NEM | Non-NEM Customer | Monthly System Peak Day | December | SCE 1-in-2 | 16 | 0.79929 | 0.60526 | 0.79929 | 0.60526 | 0 | 58.7585
| NEM | Non-NEM Customer | Monthly System Peak Day | December | SCE 1-in-2 | 17 | 0.84627 | 0.67234 | 0.84627 | 0.67234 | 0 | 58.409
| NEM | Non-NEM Customer | Monthly System Peak Day | December | SCE 1-in-2 | 18 | 0.99305 | 0.85113 | 0.99305 | 0.85113 | 0 | 56.4991
| NEM | Non-NEM Customer | Monthly System Peak Day | December | SCE 1-in-2 | 19 | 1.0933 | 0.9886 | 1.0933 | 0.9886 | 0 | 53.9034
| NEM | Non-NEM Customer | Monthly System Peak Day | December | SCE 1-in-2 | 20 | 1.103 | 1.0306 | 1.103 | 1.0306 | 0 | 52.2322
| NEM | Non-NEM Customer | Monthly System Peak Day | December | SCE 1-in-2 | 21 | 1.0825 | 1.0287 | 1.0825 | 1.0287 | 0 | 50.6385
| NEM | Non-NEM Customer | Monthly System Peak Day | December | SCE 1-in-2 | 22 | 1.0214 | 0.97758 | 1.0214 | 0.97758 | 0 | 48.9101
| NEM | Non-NEM Customer | Monthly System Peak Day | December | SCE 1-in-2 | 23 | 0.93557 | 0.9054 | 0.93557 | 0.9054 | 0 | 47.2262
| NEM | Non-NEM Customer | Monthly System Peak Day | December | SCE 1-in-2 | 24 | 0.82039 | 0.79522 | 0.82039 | 0.79522 | 0 | 45.9995
| NEM | Non-NEM Customer | Monthly System Peak Day | February | CAISO 1-in-10 | 1 | 0.71645 | 0.68656 | 0.71645 | 0.68656 | 0 | 50.151
| NEM | Non-NEM Customer | Monthly System Peak Day | February | CAISO 1-in-10 | 2 | 0.65253 | 0.62816 | 0.65253 | 0.62816 | 0 | 49.9435
| NEM | Non-NEM Customer | Monthly System Peak Day | February | CAISO 1-in-10 | 3 | 0.61287 | 0.59097 | 0.61287 | 0.59097 | 0 | 49.9077
| NEM | Non-NEM Customer | Monthly System Peak Day | February | CAISO 1-in-10 | 4 | 0.59154 | 0.57199 | 0.59154 | 0.57199 | 0 | 49.7415
| NEM | Non-NEM Customer | Monthly System Peak Day | February | CAISO 1-in-10 | 5 | 0.59183 | 0.57615 | 0.59183 | 0.57615 | 0 | 49.1798
| NEM | Non-NEM Customer | Monthly System Peak Day | February | CAISO 1-in-10 | 6 | 0.61742 | 0.61478 | 0.61742 | 0.61478 | 0 | 48.3808
| NEM | Non-NEM Customer | Monthly System Peak Day | February | CAISO 1-in-10 | 7 | 0.67776 | 0.70201 | 0.67776 | 0.70201 | 0 | 48.0328
| NEM | Non-NEM Customer | Monthly System Peak Day | February | CAISO 1-in-10 | 8 | 0.72485 | 0.73359 | 0.72485 | 0.73359 | 0 | 47.8749
| NEM | Non-NEM Customer | Monthly System Peak Day | February | CAISO 1-in-10 | 9 | 0.7316 | 0.68338 | 0.7316 | 0.68338 | 0 | 48.2737
| NEM | Non-NEM Customer | Monthly System Peak Day | February | CAISO 1-in-10 | 10 | 0.72666 | 0.65515 | 0.72666 | 0.65515 | 0 | 49.7539
| NEM | Non-NEM Customer | Monthly System Peak Day | February | CAISO 1-in-10 | 11 | 0.72622 | 0.63743 | 0.72622 | 0.63743 | 0 | 50.8355
| NEM | Non-NEM Customer | Monthly System Peak Day | February | CAISO 1-in-10 | 12 | 0.74189 | 0.62387 | 0.74189 | 0.62387 | 0 | 52.0382
| NEM | Non-NEM Customer | Monthly System Peak Day | February | CAISO 1-in-10 | 13 | 0.76666 | 0.6116 | 0.76666 | 0.6116 | 0 | 53.1121
| NEM | Non-NEM Customer | Monthly System Peak Day | February | CAISO 1-in-10 | 14 | 0.77364 | 0.59545 | 0.77364 | 0.59545 | 0 | 54.3202
| NEM | Non-NEM Customer | Monthly System Peak Day | February | CAISO 1-in-10 | 15 | 0.77952 | 0.58641 | 0.77952 | 0.58641 | 0 | 55.0202
| NEM | Non-NEM Customer | Monthly System Peak Day | February | CAISO 1-in-10 | 16 | 0.79312 | 0.59909 | 0.79312 | 0.59909 | 0 | 55.3942
| NEM | Non-NEM Customer | Monthly System Peak Day | February | CAISO 1-in-10 | 17 | 0.83552 | 0.66159 | 0.83552 | 0.66159 | 0 | 56.6714
| NEM | Non-NEM Customer | Monthly System Peak Day | February | CAISO 1-in-10 | 18 | 0.96999 | 0.82806 | 0.96999 | 0.82806 | 0 | 56.1352
| NEM | Non-NEM Customer | Monthly System Peak Day | February | CAISO 1-in-10 | 19 | 1.0599 | 0.95517 | 1.0599 | 0.95517 | 0 | 55.0251
| NEM | Non-NEM Customer | Monthly System Peak Day | February | CAISO 1-in-10 | 20 | 1.0726 | 1.0003 | 1.0726 | 1.0003 | 0 | 53.8479
| NEM | Non-NEM Customer | Monthly System Peak Day | February | CAISO 1-in-10 | 21 | 1.0555 | 1.0017 | 1.0555 | 1.0017 | 0 | 53.3443
| NEM | Non-NEM Customer | Monthly System Peak Day | February | CAISO 1-in-10 | 22 | 0.99428 | 0.95044 | 0.99428 | 0.95044 | 0 | 52.7098
| NEM | Non-NEM Customer | Monthly System Peak Day | February | CAISO 1-in-10 | 23 | 0.90903 | 0.87886 | 0.90903 | 0.87886 | 0 | 52.0326
| NEM | Non-NEM Customer | Monthly System Peak Day | February | CAISO 1-in-10 | 24 | 0.79451 | 0.76934 | 0.79451 | 0.76934 | 0 | 51.3373
| NEM | Non-NEM Customer | Monthly System Peak Day | February | CAISO 1-in-2 | 1 | 0.75483 | 0.72494 | 0.75483 | 0.72494 | 0 | 44.0504
| NEM | Non-NEM Customer | Monthly System Peak Day | February | CAISO 1-in-2 | 2 | 0.69057 | 0.6662 | 0.69057 | 0.6662 | 0 | 43.3971
| NEM | Non-NEM Customer | Monthly System Peak Day | February | CAISO 1-in-2 | 3 | 0.65127 | 0.62937 | 0.65127 | 0.62937 | 0 | 42.5992
| NEM | Non-NEM Customer | Monthly System Peak Day | February | CAISO 1-in-2 | 4 | 0.6314 | 0.61185 | 0.6314 | 0.61185 | 0 | 41.9776
| NEM | Non-NEM Customer | Monthly System Peak Day | February | CAISO 1-in-2 | 5 | 0.63449 | 0.61881 | 0.63449 | 0.61881 | 0 | 41.0754
| NEM | Non-NEM Customer | Monthly System Peak Day | February | CAISO 1-in-2 | 6 | 0.66287 | 0.66022 | 0.66287 | 0.66022 | 0 | 40.291
| NEM | Non-NEM Customer | Monthly System Peak Day | February | CAISO 1-in-2 | 7 | 0.72614 | 0.75039 | 0.72614 | 0.75039 | 0 | 39.6743
| NEM | Non-NEM Customer | Monthly System Peak Day | February | CAISO 1-in-2 | 8 | 0.77042 | 0.77915 | 0.77042 | 0.77915 | 0 | 39.4291
| NEM | Non-NEM Customer | Monthly System Peak Day | February | CAISO 1-in-2 | 9 | 0.77241 | 0.7242 | 0.77241 | 0.7242 | 0 | 41.3005
| NEM | Non-NEM Customer | Monthly System Peak Day | February | CAISO 1-in-2 | 10 | 0.76477 | 0.69326 | 0.76477 | 0.69326 | 0 | 44.8538
| NEM | Non-NEM Customer | Monthly System Peak Day | February | CAISO 1-in-2 | 11 | 0.75986 | 0.67108 | 0.75986 | 0.67108 | 0 | 48.1832
| NEM | Non-NEM Customer | Monthly System Peak Day | February | CAISO 1-in-2 | 12 | 0.77302 | 0.65499 | 0.77302 | 0.65499 | 0 | 51.3385
| NEM | Non-NEM Customer | Monthly System Peak Day | February | CAISO 1-in-2 | 13 | 0.7904 | 0.63534 | 0.7904 | 0.63534 | 0 | 53.6305
| NEM | Non-NEM Customer | Monthly System Peak Day | February | CAISO 1-in-2 | 14 | 0.78911 | 0.61092 | 0.78911 | 0.61092 | 0 | 55.3201
| NEM | Non-NEM Customer | Monthly System Peak Day | February | CAISO 1-in-2 | 15 | 0.79033 | 0.59722 | 0.79033 | 0.59722 | 0 | 56.4208
| NEM | Non-NEM Customer | Monthly System Peak Day | February | CAISO 1-in-2 | 16 | 0.80316 | 0.60912 | 0.80316 | 0.60912 | 0 | 57.0042
| NEM | Non-NEM Customer | Monthly System Peak Day | February | CAISO 1-in-2 | 17 | 0.853 | 0.67908 | 0.853 | 0.67908 | 0 | 56.9729
| NEM | Non-NEM Customer | Monthly System Peak Day | February | CAISO 1-in-2 | 18 | 1.0075 | 0.86558 | 1.0075 | 0.86558 | 0 | 56.0347
| NEM | Non-NEM Customer | Monthly System Peak Day | February | CAISO 1-in-2 | 19 | 1.1143 | 1.0095 | 1.1143 | 1.0095 | 0 | 53.9141
| NEM | Non-NEM Customer | Monthly System Peak Day | February | CAISO 1-in-2 | 20 | 1.122 | 1.0497 | 1.122 | 1.0497 | 0 | 51.7376
| NEM | Non-NEM Customer | Monthly System Peak Day | February | CAISO 1-in-2 | 21 | 1.0995 | 1.0457 | 1.0995 | 1.0457 | 0 | 50.3015
| NEM | Non-NEM Customer | Monthly System Peak Day | February | CAISO 1-in-2 | 22 | 1.0384 | 0.99458 | 1.0384 | 0.99458 | 0 | 48.8731
| NEM | Non-NEM Customer | Monthly System Peak Day | February | CAISO 1-in-2 | 23 | 0.9522 | 0.92202 | 0.9522 | 0.92202 | 0 | 47.4989
| NEM | Non-NEM Customer | Monthly System Peak Day | February | CAISO 1-in-2 | 24 | 0.8366 | 0.81144 | 0.8366 | 0.81144 | 0 | 46.1518
| NEM | Non-NEM Customer | Monthly System Peak Day | February | SCE 1-in-10 | 1 | 0.9136 | 0.88371 | 0.9136 | 0.88371 | 0 | 66.8936
| NEM | Non-NEM Customer | Monthly System Peak Day | February | SCE 1-in-10 | 2 | 0.76374 | 0.73938 | 0.76374 | 0.73938 | 0 | 65.3196
| NEM | Non-NEM Customer | Monthly System Peak Day | February | SCE 1-in-10 | 3 | 0.65754 | 0.63564 | 0.65754 | 0.63564 | 0 | 64.047
| NEM | Non-NEM Customer | Monthly System Peak Day | February | SCE 1-in-10 | 4 | 0.58529 | 0.56574 | 0.58529 | 0.56574 | 0 | 62.6016
| NEM | Non-NEM Customer | Monthly System Peak Day | February | SCE 1-in-10 | 5 | 0.55295 | 0.53727 | 0.55295 | 0.53727 | 0 | 61.7764
| NEM | Non-NEM Customer | Monthly System Peak Day | February | SCE 1-in-10 | 6 | 0.5403 | 0.53766 | 0.5403 | 0.53766 | 0 | 60.2039
| NEM | Non-NEM Customer | Monthly System Peak Day | February | SCE 1-in-10 | 7 | 0.56827 | 0.59252 | 0.56827 | 0.59252 | 0 | 60.4005
| NEM | Non-NEM Customer | Monthly System Peak Day | February | SCE 1-in-10 | 8 | 0.62473 | 0.63347 | 0.62473 | 0.63347 | 0 | 59.6754
| NEM | Non-NEM Customer | Monthly System Peak Day | February | SCE 1-in-10 | 9 | 0.6604 | 0.61219 | 0.6604 | 0.61219 | 0 | 61.4514
| NEM | Non-NEM Customer | Monthly System Peak Day | February | SCE 1-in-10 | 10 | 0.7514 | 0.67988 | 0.7514 | 0.67988 | 0 | 67.3421
| NEM | Non-NEM Customer | Monthly System Peak Day | February | SCE 1-in-10 | 11 | 0.80201 | 0.71322 | 0.80201 | 0.71322 | 0 | 73.1387
| NEM | Non-NEM Customer | Monthly System Peak Day | February | SCE 1-in-10 | 12 | 0.85469 | 0.73666 | 0.85469 | 0.73666 | 0 | 77.4531
| NEM | Non-NEM Customer | Monthly System Peak Day | February | SCE 1-in-10 | 13 | 0.9713 | 0.81624 | 0.9713 | 0.81624 | 0 | 80.6064
| NEM | Non-NEM Customer | Monthly System Peak Day | February | SCE 1-in-10 | 14 | 1.1027 | 0.9245 | 1.1027 | 0.9245 | 0 | 82.7603
| NEM | Non-NEM Customer | Monthly System Peak Day | February | SCE 1-in-10 | 15 | 1.2407 | 1.0476 | 1.2407 | 1.0476 | 0 | 83.9326
| NEM | Non-NEM Customer | Monthly System Peak Day | February | SCE 1-in-10 | 16 | 1.3766 | 1.1825 | 1.3766 | 1.1825 | 0 | 84.163
| NEM | Non-NEM Customer | Monthly System Peak Day | February | SCE 1-in-10 | 17 | 1.4779 | 1.304 | 0.74739 | 0.52281 | 0.021221 | 83.2751
| NEM | Non-NEM Customer | Monthly System Peak Day | February | SCE 1-in-10 | 18 | 1.545 | 1.4031 | 1.2077 | 1.0348 | 0.11507 | 81.1952
| NEM | Non-NEM Customer | Monthly System Peak Day | February | SCE 1-in-10 | 19 | 1.5267 | 1.422 | 1.4429 | 1.2496 | 0.065137 | 76.9147
| NEM | Non-NEM Customer | Monthly System Peak Day | February | SCE 1-in-10 | 20 | 1.42 | 1.3477 | 1.3451 | 1.2166 | 0.04465 | 73.007
| NEM | Non-NEM Customer | Monthly System Peak Day | February | SCE 1-in-10 | 21 | 1.3669 | 1.3131 | 1.3224 | 1.2125 | 0.022252 | 70.1322
| NEM | Non-NEM Customer | Monthly System Peak Day | February | SCE 1-in-10 | 22 | 1.2965 | 1.2527 | 1.5912 | 1.6251 | 0.075774 | 68.162
| NEM | Non-NEM Customer | Monthly System Peak Day | February | SCE 1-in-10 | 23 | 1.1615 | 1.1314 | 1.1615 | 1.1387 | 0 | 65.9392
| NEM | Non-NEM Customer | Monthly System Peak Day | February | SCE 1-in-10 | 24 | 0.95583 | 0.93066 | 0.95583 | 0.93066 | 0 | 64.0072
| NEM | Non-NEM Customer | Monthly System Peak Day | February | SCE 1-in-2 | 1 | 0.75443 | 0.72454 | 0.75443 | 0.72454 | 0 | 43.9785
| NEM | Non-NEM Customer | Monthly System Peak Day | February | SCE 1-in-2 | 2 | 0.69018 | 0.66581 | 0.69018 | 0.66581 | 0 | 43.5757
| NEM | Non-NEM Customer | Monthly System Peak Day | February | SCE 1-in-2 | 3 | 0.65088 | 0.62898 | 0.65088 | 0.62898 | 0 | 43.1197
| NEM | Non-NEM Customer | Monthly System Peak Day | February | SCE 1-in-2 | 4 | 0.63099 | 0.61144 | 0.63099 | 0.61144 | 0 | 42.6132
| NEM | Non-NEM Customer | Monthly System Peak Day | February | SCE 1-in-2 | 5 | 0.63405 | 0.61837 | 0.63405 | 0.61837 | 0 | 41.9586
| NEM | Non-NEM Customer | Monthly System Peak Day | February | SCE 1-in-2 | 6 | 0.6624 | 0.65976 | 0.6624 | 0.65976 | 0 | 41.2722
| NEM | Non-NEM Customer | Monthly System Peak Day | February | SCE 1-in-2 | 7 | 0.72565 | 0.7499 | 0.72565 | 0.7499 | 0 | 41.077
| NEM | Non-NEM Customer | Monthly System Peak Day | February | SCE 1-in-2 | 8 | 0.76995 | 0.77869 | 0.76995 | 0.77869 | 0 | 41.1709
| NEM | Non-NEM Customer | Monthly System Peak Day | February | SCE 1-in-2 | 9 | 0.772 | 0.72378 | 0.772 | 0.72378 | 0 | 42.5973
| NEM | Non-NEM Customer | Monthly System Peak Day | February | SCE 1-in-2 | 10 | 0.76438 | 0.69287 | 0.76438 | 0.69287 | 0 | 45.2423
| NEM | Non-NEM Customer | Monthly System Peak Day | February | SCE 1-in-2 | 11 | 0.75952 | 0.67073 | 0.75952 | 0.67073 | 0 | 48.0745
| NEM | Non-NEM Customer | Monthly System Peak Day | February | SCE 1-in-2 | 12 | 0.7727 | 0.65467 | 0.7727 | 0.65467 | 0 | 50.4172
| NEM | Non-NEM Customer | Monthly System Peak Day | February | SCE 1-in-2 | 13 | 0.79016 | 0.6351 | 0.79016 | 0.6351 | 0 | 52.2524
| NEM | Non-NEM Customer | Monthly System Peak Day | February | SCE 1-in-2 | 14 | 0.78895 | 0.61076 | 0.78895 | 0.61076 | 0 | 53.7205
| NEM | Non-NEM Customer | Monthly System Peak Day | February | SCE 1-in-2 | 15 | 0.79022 | 0.59711 | 0.79022 | 0.59711 | 0 | 55.0306
| NEM | Non-NEM Customer | Monthly System Peak Day | February | SCE 1-in-2 | 16 | 0.80306 | 0.60902 | 0.80306 | 0.60902 | 0 | 55.8883
| NEM | Non-NEM Customer | Monthly System Peak Day | February | SCE 1-in-2 | 17 | 0.85282 | 0.6789 | 0.85282 | 0.6789 | 0 | 55.9898
| NEM | Non-NEM Customer | Monthly System Peak Day | February | SCE 1-in-2 | 18 | 1.0071 | 0.8652 | 1.0071 | 0.8652 | 0 | 55.2645
| NEM | Non-NEM Customer | Monthly System Peak Day | February | SCE 1-in-2 | 19 | 1.1137 | 1.009 | 1.1137 | 1.009 | 0 | 53.4304
| NEM | Non-NEM Customer | Monthly System Peak Day | February | SCE 1-in-2 | 20 | 1.1215 | 1.0491 | 1.1215 | 1.0491 | 0 | 51.7786
| NEM | Non-NEM Customer | Monthly System Peak Day | February | SCE 1-in-2 | 21 | 1.099 | 1.0452 | 1.099 | 1.0452 | 0 | 50.4363
| NEM | Non-NEM Customer | Monthly System Peak Day | February | SCE 1-in-2 | 22 | 1.038 | 0.99413 | 1.038 | 0.99413 | 0 | 49.201
| NEM | Non-NEM Customer | Monthly System Peak Day | February | SCE 1-in-2 | 23 | 0.95176 | 0.92158 | 0.95176 | 0.92158 | 0 | 48.0378
| NEM | Non-NEM Customer | Monthly System Peak Day | February | SCE 1-in-2 | 24 | 0.83617 | 0.81101 | 0.83617 | 0.81101 | 0 | 46.8334
| NEM | Non-NEM Customer | Monthly System Peak Day | January | CAISO 1-in-10 | 1 | 0.77426 | 0.74437 | 0.77426 | 0.74437 | 0 | 45.9911
| NEM | Non-NEM Customer | Monthly System Peak Day | January | CAISO 1-in-10 | 2 | 0.70984 | 0.68547 | 0.70984 | 0.68547 | 0 | 45.278
| NEM | Non-NEM Customer | Monthly System Peak Day | January | CAISO 1-in-10 | 3 | 0.67072 | 0.64882 | 0.67072 | 0.64882 | 0 | 45.1953
| NEM | Non-NEM Customer | Monthly System Peak Day | January | CAISO 1-in-10 | 4 | 0.65158 | 0.63204 | 0.65158 | 0.63204 | 0 | 44.6948
| NEM | Non-NEM Customer | Monthly System Peak Day | January | CAISO 1-in-10 | 5 | 0.65609 | 0.64041 | 0.65609 | 0.64041 | 0 | 44.2444
| NEM | Non-NEM Customer | Monthly System Peak Day | January | CAISO 1-in-10 | 6 | 0.68588 | 0.68324 | 0.68588 | 0.68324 | 0 | 43.58
| NEM | Non-NEM Customer | Monthly System Peak Day | January | CAISO 1-in-10 | 7 | 0.75065 | 0.7749 | 0.75065 | 0.7749 | 0 | 43.2346
| NEM | Non-NEM Customer | Monthly System Peak Day | January | CAISO 1-in-10 | 8 | 0.79349 | 0.80223 | 0.79349 | 0.80223 | 0 | 42.4475
| NEM | Non-NEM Customer | Monthly System Peak Day | January | CAISO 1-in-10 | 9 | 0.79308 | 0.74487 | 0.79308 | 0.74487 | 0 | 42.1243
| NEM | Non-NEM Customer | Monthly System Peak Day | January | CAISO 1-in-10 | 10 | 0.78407 | 0.71256 | 0.78407 | 0.71256 | 0 | 44.1893
| NEM | Non-NEM Customer | Monthly System Peak Day | January | CAISO 1-in-10 | 11 | 0.7769 | 0.68812 | 0.7769 | 0.68812 | 0 | 45.3905
| NEM | Non-NEM Customer | Monthly System Peak Day | January | CAISO 1-in-10 | 12 | 0.78878 | 0.67075 | 0.78878 | 0.67075 | 0 | 47.2458
| NEM | Non-NEM Customer | Monthly System Peak Day | January | CAISO 1-in-10 | 13 | 0.80243 | 0.64736 | 0.80243 | 0.64736 | 0 | 48.666
| NEM | Non-NEM Customer | Monthly System Peak Day | January | CAISO 1-in-10 | 14 | 0.79695 | 0.61876 | 0.79695 | 0.61876 | 0 | 48.7215
| NEM | Non-NEM Customer | Monthly System Peak Day | January | CAISO 1-in-10 | 15 | 0.79581 | 0.6027 | 0.79581 | 0.6027 | 0 | 49.5207
| NEM | Non-NEM Customer | Monthly System Peak Day | January | CAISO 1-in-10 | 16 | 0.80824 | 0.61421 | 0.80824 | 0.61421 | 0 | 50.3641
| NEM | Non-NEM Customer | Monthly System Peak Day | January | CAISO 1-in-10 | 17 | 0.86185 | 0.68793 | 0.86185 | 0.68793 | 0 | 50.6235
| NEM | Non-NEM Customer | Monthly System Peak Day | January | CAISO 1-in-10 | 18 | 1.0265 | 0.88458 | 1.0265 | 0.88458 | 0 | 49.6087
| NEM | Non-NEM Customer | Monthly System Peak Day | January | CAISO 1-in-10 | 19 | 1.1418 | 1.0371 | 1.1418 | 1.0371 | 0 | 47.8986
| NEM | Non-NEM Customer | Monthly System Peak Day | January | CAISO 1-in-10 | 20 | 1.147 | 1.0747 | 1.147 | 1.0747 | 0 | 47.0225
| NEM | Non-NEM Customer | Monthly System Peak Day | January | CAISO 1-in-10 | 21 | 1.1217 | 1.0679 | 1.1217 | 1.0679 | 0 | 46.0862
| NEM | Non-NEM Customer | Monthly System Peak Day | January | CAISO 1-in-10 | 22 | 1.0608 | 1.0169 | 1.0608 | 1.0169 | 0 | 45.5687
| NEM | Non-NEM Customer | Monthly System Peak Day | January | CAISO 1-in-10 | 23 | 0.97406 | 0.94388 | 0.97406 | 0.94388 | 0 | 44.6638
| NEM | Non-NEM Customer | Monthly System Peak Day | January | CAISO 1-in-10 | 24 | 0.85792 | 0.83276 | 0.85792 | 0.83276 | 0 | 43.5657
| NEM | Non-NEM Customer | Monthly System Peak Day | January | CAISO 1-in-2 | 1 | 0.72683 | 0.69694 | 0.72683 | 0.69694 | 0 | 48.8695
| NEM | Non-NEM Customer | Monthly System Peak Day | January | CAISO 1-in-2 | 2 | 0.66282 | 0.63845 | 0.66282 | 0.63845 | 0 | 47.9838
| NEM | Non-NEM Customer | Monthly System Peak Day | January | CAISO 1-in-2 | 3 | 0.62326 | 0.60136 | 0.62326 | 0.60136 | 0 | 47.0506
| NEM | Non-NEM Customer | Monthly System Peak Day | January | CAISO 1-in-2 | 4 | 0.60232 | 0.58277 | 0.60232 | 0.58277 | 0 | 46.2573
| NEM | Non-NEM Customer | Monthly System Peak Day | January | CAISO 1-in-2 | 5 | 0.60337 | 0.58769 | 0.60337 | 0.58769 | 0 | 45.6572
| NEM | Non-NEM Customer | Monthly System Peak Day | January | CAISO 1-in-2 | 6 | 0.62971 | 0.62707 | 0.62971 | 0.62707 | 0 | 45.3584
| NEM | Non-NEM Customer | Monthly System Peak Day | January | CAISO 1-in-2 | 7 | 0.69085 | 0.7151 | 0.69085 | 0.7151 | 0 | 44.7685
| NEM | Non-NEM Customer | Monthly System Peak Day | January | CAISO 1-in-2 | 8 | 0.73718 | 0.74591 | 0.73718 | 0.74591 | 0 | 44.5097
| NEM | Non-NEM Customer | Monthly System Peak Day | January | CAISO 1-in-2 | 9 | 0.74264 | 0.69442 | 0.74264 | 0.69442 | 0 | 45.3776
| NEM | Non-NEM Customer | Monthly System Peak Day | January | CAISO 1-in-2 | 10 | 0.73697 | 0.66545 | 0.73697 | 0.66545 | 0 | 48.0425
| NEM | Non-NEM Customer | Monthly System Peak Day | January | CAISO 1-in-2 | 11 | 0.73532 | 0.64653 | 0.73532 | 0.64653 | 0 | 51.4419
| NEM | Non-NEM Customer | Monthly System Peak Day | January | CAISO 1-in-2 | 12 | 0.75031 | 0.63228 | 0.75031 | 0.63228 | 0 | 54.0405
| NEM | Non-NEM Customer | Monthly System Peak Day | January | CAISO 1-in-2 | 13 | 0.77308 | 0.61802 | 0.77308 | 0.61802 | 0 | 55.4667
| NEM | Non-NEM Customer | Monthly System Peak Day | January | CAISO 1-in-2 | 14 | 0.77782 | 0.59963 | 0.77782 | 0.59963 | 0 | 56.4772
| NEM | Non-NEM Customer | Monthly System Peak Day | January | CAISO 1-in-2 | 15 | 0.78245 | 0.58934 | 0.78245 | 0.58934 | 0 | 57.3691
| NEM | Non-NEM Customer | Monthly System Peak Day | January | CAISO 1-in-2 | 16 | 0.79584 | 0.6018 | 0.79584 | 0.6018 | 0 | 57.4963
| NEM | Non-NEM Customer | Monthly System Peak Day | January | CAISO 1-in-2 | 17 | 0.84 | 0.66607 | 0.84 | 0.66607 | 0 | 56.8418
| NEM | Non-NEM Customer | Monthly System Peak Day | January | CAISO 1-in-2 | 18 | 0.97968 | 0.83775 | 0.97968 | 0.83775 | 0 | 55.5493
| NEM | Non-NEM Customer | Monthly System Peak Day | January | CAISO 1-in-2 | 19 | 1.0744 | 0.96971 | 1.0744 | 0.96971 | 0 | 54.2569
| NEM | Non-NEM Customer | Monthly System Peak Day | January | CAISO 1-in-2 | 20 | 1.0869 | 1.0145 | 1.0869 | 1.0145 | 0 | 53.2305
| NEM | Non-NEM Customer | Monthly System Peak Day | January | CAISO 1-in-2 | 21 | 1.0679 | 1.0141 | 1.0679 | 1.0141 | 0 | 52.0537
| NEM | Non-NEM Customer | Monthly System Peak Day | January | CAISO 1-in-2 | 22 | 1.0062 | 0.96238 | 1.0062 | 0.96238 | 0 | 51.0295
| NEM | Non-NEM Customer | Monthly System Peak Day | January | CAISO 1-in-2 | 23 | 0.92071 | 0.89054 | 0.92071 | 0.89054 | 0 | 50.0599
| NEM | Non-NEM Customer | Monthly System Peak Day | January | CAISO 1-in-2 | 24 | 0.80589 | 0.78073 | 0.80589 | 0.78073 | 0 | 49.2521
| NEM | Non-NEM Customer | Monthly System Peak Day | January | SCE 1-in-10 | 1 | 0.764 | 0.73411 | 0.764 | 0.73411 | 0 | 46.4418
| NEM | Non-NEM Customer | Monthly System Peak Day | January | SCE 1-in-10 | 2 | 0.69966 | 0.6753 | 0.69966 | 0.6753 | 0 | 46.0878
| NEM | Non-NEM Customer | Monthly System Peak Day | January | SCE 1-in-10 | 3 | 0.66045 | 0.63855 | 0.66045 | 0.63855 | 0 | 45.3262
| NEM | Non-NEM Customer | Monthly System Peak Day | January | SCE 1-in-10 | 4 | 0.64093 | 0.62138 | 0.64093 | 0.62138 | 0 | 44.6548
| NEM | Non-NEM Customer | Monthly System Peak Day | January | SCE 1-in-10 | 5 | 0.64469 | 0.629 | 0.64469 | 0.629 | 0 | 44.3565
| NEM | Non-NEM Customer | Monthly System Peak Day | January | SCE 1-in-10 | 6 | 0.67483 | 0.67219 | 0.67483 | 0.67219 | 0 | 43.9986
| NEM | Non-NEM Customer | Monthly System Peak Day | January | SCE 1-in-10 | 7 | 0.73771 | 0.76196 | 0.73771 | 0.76196 | 0 | 43.0749
| NEM | Non-NEM Customer | Monthly System Peak Day | January | SCE 1-in-10 | 8 | 0.78131 | 0.79005 | 0.78131 | 0.79005 | 0 | 42.5291
| NEM | Non-NEM Customer | Monthly System Peak Day | January | SCE 1-in-10 | 9 | 0.78217 | 0.73395 | 0.78217 | 0.73395 | 0 | 43.0333
| NEM | Non-NEM Customer | Monthly System Peak Day | January | SCE 1-in-10 | 10 | 0.77388 | 0.70236 | 0.77388 | 0.70236 | 0 | 45.1469
| NEM | Non-NEM Customer | Monthly System Peak Day | January | SCE 1-in-10 | 11 | 0.76791 | 0.67912 | 0.76791 | 0.67912 | 0 | 47.5048
| NEM | Non-NEM Customer | Monthly System Peak Day | January | SCE 1-in-10 | 12 | 0.78046 | 0.66243 | 0.78046 | 0.66243 | 0 | 49.2249
| NEM | Non-NEM Customer | Monthly System Peak Day | January | SCE 1-in-10 | 13 | 0.79608 | 0.64102 | 0.79608 | 0.64102 | 0 | 49.693
| NEM | Non-NEM Customer | Monthly System Peak Day | January | SCE 1-in-10 | 14 | 0.79281 | 0.61462 | 0.79281 | 0.61462 | 0 | 50.2545
| NEM | Non-NEM Customer | Monthly System Peak Day | January | SCE 1-in-10 | 15 | 0.79292 | 0.59981 | 0.79292 | 0.59981 | 0 | 50.7864
| NEM | Non-NEM Customer | Monthly System Peak Day | January | SCE 1-in-10 | 16 | 0.80556 | 0.61152 | 0.80556 | 0.61152 | 0 | 51.4637
| NEM | Non-NEM Customer | Monthly System Peak Day | January | SCE 1-in-10 | 17 | 0.85718 | 0.68326 | 0.85718 | 0.68326 | 0 | 51.3411
| NEM | Non-NEM Customer | Monthly System Peak Day | January | SCE 1-in-10 | 18 | 1.0161 | 0.87416 | 1.0161 | 0.87416 | 0 | 50.3328
| NEM | Non-NEM Customer | Monthly System Peak Day | January | SCE 1-in-10 | 19 | 1.1271 | 1.0224 | 1.1271 | 1.0224 | 0 | 48.9221
| NEM | Non-NEM Customer | Monthly System Peak Day | January | SCE 1-in-10 | 20 | 1.1352 | 1.0628 | 1.1352 | 1.0628 | 0 | 48.4006
| NEM | Non-NEM Customer | Monthly System Peak Day | January | SCE 1-in-10 | 21 | 1.1111 | 1.0573 | 1.1111 | 1.0573 | 0 | 47.7223
| NEM | Non-NEM Customer | Monthly System Peak Day | January | SCE 1-in-10 | 22 | 1.0489 | 1.0051 | 1.0489 | 1.0051 | 0 | 47.21
| NEM | Non-NEM Customer | Monthly System Peak Day | January | SCE 1-in-10 | 23 | 0.96235 | 0.93218 | 0.96235 | 0.93218 | 0 | 46.6589
| NEM | Non-NEM Customer | Monthly System Peak Day | January | SCE 1-in-10 | 24 | 0.84709 | 0.82193 | 0.84709 | 0.82193 | 0 | 46.1042
| NEM | Non-NEM Customer | Monthly System Peak Day | January | SCE 1-in-2 | 1 | 0.75295 | 0.72306 | 0.75295 | 0.72306 | 0 | 46.6038
| NEM | Non-NEM Customer | Monthly System Peak Day | January | SCE 1-in-2 | 2 | 0.68871 | 0.66435 | 0.68871 | 0.66435 | 0 | 45.6386
| NEM | Non-NEM Customer | Monthly System Peak Day | January | SCE 1-in-2 | 3 | 0.6494 | 0.6275 | 0.6494 | 0.6275 | 0 | 44.0304
| NEM | Non-NEM Customer | Monthly System Peak Day | January | SCE 1-in-2 | 4 | 0.62945 | 0.60991 | 0.62945 | 0.60991 | 0 | 43.2149
| NEM | Non-NEM Customer | Monthly System Peak Day | January | SCE 1-in-2 | 5 | 0.63241 | 0.61672 | 0.63241 | 0.61672 | 0 | 42.2891
| NEM | Non-NEM Customer | Monthly System Peak Day | January | SCE 1-in-2 | 6 | 0.66065 | 0.658 | 0.66065 | 0.658 | 0 | 41.8959
| NEM | Non-NEM Customer | Monthly System Peak Day | January | SCE 1-in-2 | 7 | 0.72378 | 0.74803 | 0.72378 | 0.74803 | 0 | 41.7243
| NEM | Non-NEM Customer | Monthly System Peak Day | January | SCE 1-in-2 | 8 | 0.76819 | 0.77693 | 0.76819 | 0.77693 | 0 | 41.9755
| NEM | Non-NEM Customer | Monthly System Peak Day | January | SCE 1-in-2 | 9 | 0.77042 | 0.7222 | 0.77042 | 0.7222 | 0 | 42.7413
| NEM | Non-NEM Customer | Monthly System Peak Day | January | SCE 1-in-2 | 10 | 0.76291 | 0.6914 | 0.76291 | 0.6914 | 0 | 45.4841
| NEM | Non-NEM Customer | Monthly System Peak Day | January | SCE 1-in-2 | 11 | 0.75822 | 0.66943 | 0.75822 | 0.66943 | 0 | 49.1102
| NEM | Non-NEM Customer | Monthly System Peak Day | January | SCE 1-in-2 | 12 | 0.7715 | 0.65347 | 0.7715 | 0.65347 | 0 | 51.8787
| NEM | Non-NEM Customer | Monthly System Peak Day | January | SCE 1-in-2 | 13 | 0.78924 | 0.63418 | 0.78924 | 0.63418 | 0 | 53.4297
| NEM | Non-NEM Customer | Monthly System Peak Day | January | SCE 1-in-2 | 14 | 0.78836 | 0.61017 | 0.78836 | 0.61017 | 0 | 53.3549
| NEM | Non-NEM Customer | Monthly System Peak Day | January | SCE 1-in-2 | 15 | 0.7898 | 0.5967 | 0.7898 | 0.5967 | 0 | 53.2604
| NEM | Non-NEM Customer | Monthly System Peak Day | January | SCE 1-in-2 | 16 | 0.80267 | 0.60863 | 0.80267 | 0.60863 | 0 | 54.4379
| NEM | Non-NEM Customer | Monthly System Peak Day | January | SCE 1-in-2 | 17 | 0.85215 | 0.67822 | 0.85215 | 0.67822 | 0 | 54.9507
| NEM | Non-NEM Customer | Monthly System Peak Day | January | SCE 1-in-2 | 18 | 1.0057 | 0.86375 | 1.0057 | 0.86375 | 0 | 54.0244
| NEM | Non-NEM Customer | Monthly System Peak Day | January | SCE 1-in-2 | 19 | 1.1116 | 1.0069 | 1.1116 | 1.0069 | 0 | 52.2072
| NEM | Non-NEM Customer | Monthly System Peak Day | January | SCE 1-in-2 | 20 | 1.1196 | 1.0472 | 1.1196 | 1.0472 | 0 | 50.871
| NEM | Non-NEM Customer | Monthly System Peak Day | January | SCE 1-in-2 | 21 | 1.0973 | 1.0435 | 1.0973 | 1.0435 | 0 | 49.9795
| NEM | Non-NEM Customer | Monthly System Peak Day | January | SCE 1-in-2 | 22 | 1.0363 | 0.99243 | 1.0363 | 0.99243 | 0 | 48.9174
| NEM | Non-NEM Customer | Monthly System Peak Day | January | SCE 1-in-2 | 23 | 0.95009 | 0.91992 | 0.95009 | 0.91992 | 0 | 47.6415
| NEM | Non-NEM Customer | Monthly System Peak Day | January | SCE 1-in-2 | 24 | 0.83455 | 0.80938 | 0.83455 | 0.80938 | 0 | 46.812
| NEM | Non-NEM Customer | Monthly System Peak Day | July | CAISO 1-in-10 | 1 | 1.3669 | 1.337 | 1.3669 | 1.337 | 0 | 77.7728
| NEM | Non-NEM Customer | Monthly System Peak Day | July | CAISO 1-in-10 | 2 | 1.1722 | 1.1479 | 1.1722 | 1.1479 | 0 | 77.135
| NEM | Non-NEM Customer | Monthly System Peak Day | July | CAISO 1-in-10 | 3 | 1.0134 | 0.99148 | 1.0134 | 0.99148 | 0 | 76.0582
| NEM | Non-NEM Customer | Monthly System Peak Day | July | CAISO 1-in-10 | 4 | 0.89346 | 0.87391 | 0.89346 | 0.87391 | 0 | 75.0125
| NEM | Non-NEM Customer | Monthly System Peak Day | July | CAISO 1-in-10 | 5 | 0.81474 | 0.79906 | 0.81474 | 0.79906 | 0 | 74.2087
| NEM | Non-NEM Customer | Monthly System Peak Day | July | CAISO 1-in-10 | 6 | 0.77479 | 0.77215 | 0.77479 | 0.77215 | 0 | 73.7324
| NEM | Non-NEM Customer | Monthly System Peak Day | July | CAISO 1-in-10 | 7 | 0.76701 | 0.79126 | 0.76701 | 0.79126 | 0 | 73.268
| NEM | Non-NEM Customer | Monthly System Peak Day | July | CAISO 1-in-10 | 8 | 0.84858 | 0.85731 | 0.84858 | 0.85731 | 0 | 73.4824
| NEM | Non-NEM Customer | Monthly System Peak Day | July | CAISO 1-in-10 | 9 | 0.97171 | 0.92349 | 0.97171 | 0.92349 | 0 | 75.942
| NEM | Non-NEM Customer | Monthly System Peak Day | July | CAISO 1-in-10 | 10 | 1.0853 | 1.0138 | 1.0853 | 1.0138 | 0 | 79.4549
| NEM | Non-NEM Customer | Monthly System Peak Day | July | CAISO 1-in-10 | 11 | 1.2752 | 1.1864 | 1.2752 | 1.1864 | 0 | 83.3521
| NEM | Non-NEM Customer | Monthly System Peak Day | July | CAISO 1-in-10 | 12 | 1.5666 | 1.4485 | 1.5666 | 1.4485 | 0 | 86.9277
| NEM | Non-NEM Customer | Monthly System Peak Day | July | CAISO 1-in-10 | 13 | 1.9156 | 1.7605 | 1.9156 | 1.7605 | 0 | 89.4333
| NEM | Non-NEM Customer | Monthly System Peak Day | July | CAISO 1-in-10 | 14 | 2.2419 | 2.0638 | 2.2419 | 2.0638 | 0 | 91.2991
| NEM | Non-NEM Customer | Monthly System Peak Day | July | CAISO 1-in-10 | 15 | 2.5097 | 2.3166 | 2.5097 | 2.3166 | 0 | 92.4826
| NEM | Non-NEM Customer | Monthly System Peak Day | July | CAISO 1-in-10 | 16 | 2.7337 | 2.5397 | 2.7337 | 2.5397 | 0 | 92.9269
| NEM | Non-NEM Customer | Monthly System Peak Day | July | CAISO 1-in-10 | 17 | 2.8562 | 2.6823 | 1.9454 | 1.7208 | 0.014365 | 92.1096
| NEM | Non-NEM Customer | Monthly System Peak Day | July | CAISO 1-in-10 | 18 | 2.8854 | 2.7434 | 2.338 | 2.1651 | 0.056052 | 91.6192
| NEM | Non-NEM Customer | Monthly System Peak Day | July | CAISO 1-in-10 | 19 | 2.7648 | 2.6601 | 2.4566 | 2.2633 | 0.024186 | 90.1114
| NEM | Non-NEM Customer | Monthly System Peak Day | July | CAISO 1-in-10 | 20 | 2.5197 | 2.4473 | 2.2899 | 2.1614 | 0.01261 | 87.6206
| NEM | Non-NEM Customer | Monthly System Peak Day | July | CAISO 1-in-10 | 21 | 2.3712 | 2.3174 | 2.1756 | 2.0656 | 0.01817 | 84.3984
| NEM | Non-NEM Customer | Monthly System Peak Day | July | CAISO 1-in-10 | 22 | 2.1992 | 2.1554 | 2.5636 | 2.5975 | 0.026532 | 80.8385
| NEM | Non-NEM Customer | Monthly System Peak Day | July | CAISO 1-in-10 | 23 | 1.9337 | 1.9035 | 2.0621 | 2.0559 | 0.01538 | 79.1637
| NEM | Non-NEM Customer | Monthly System Peak Day | July | CAISO 1-in-10 | 24 | 1.6021 | 1.577 | 1.6863 | 1.6462 | 0.011657 | 77.7698
| NEM | Non-NEM Customer | Monthly System Peak Day | July | CAISO 1-in-2 | 1 | 1.1612 | 1.1313 | 1.1612 | 1.1313 | 0 | 73.8112
| NEM | Non-NEM Customer | Monthly System Peak Day | July | CAISO 1-in-2 | 2 | 0.97435 | 0.94998 | 0.97435 | 0.94998 | 0 | 72.8441
| NEM | Non-NEM Customer | Monthly System Peak Day | July | CAISO 1-in-2 | 3 | 0.85398 | 0.83208 | 0.85398 | 0.83208 | 0 | 72.0836
| NEM | Non-NEM Customer | Monthly System Peak Day | July | CAISO 1-in-2 | 4 | 0.76806 | 0.74851 | 0.76806 | 0.74851 | 0 | 71.4016
| NEM | Non-NEM Customer | Monthly System Peak Day | July | CAISO 1-in-2 | 5 | 0.70815 | 0.69246 | 0.70815 | 0.69246 | 0 | 70.7107
| NEM | Non-NEM Customer | Monthly System Peak Day | July | CAISO 1-in-2 | 6 | 0.67564 | 0.673 | 0.67564 | 0.673 | 0 | 70.1185
| NEM | Non-NEM Customer | Monthly System Peak Day | July | CAISO 1-in-2 | 7 | 0.6777 | 0.70195 | 0.6777 | 0.70195 | 0 | 69.6817
| NEM | Non-NEM Customer | Monthly System Peak Day | July | CAISO 1-in-2 | 8 | 0.75101 | 0.75974 | 0.75101 | 0.75974 | 0 | 69.9243
| NEM | Non-NEM Customer | Monthly System Peak Day | July | CAISO 1-in-2 | 9 | 0.86642 | 0.8182 | 0.86642 | 0.8182 | 0 | 72.6372
| NEM | Non-NEM Customer | Monthly System Peak Day | July | CAISO 1-in-2 | 10 | 0.99074 | 0.91923 | 0.99074 | 0.91923 | 0 | 76.6077
| NEM | Non-NEM Customer | Monthly System Peak Day | July | CAISO 1-in-2 | 11 | 1.1646 | 1.0758 | 1.1646 | 1.0758 | 0 | 81.0121
| NEM | Non-NEM Customer | Monthly System Peak Day | July | CAISO 1-in-2 | 12 | 1.4069 | 1.2888 | 1.4069 | 1.2888 | 0 | 84.7706
| NEM | Non-NEM Customer | Monthly System Peak Day | July | CAISO 1-in-2 | 13 | 1.705 | 1.5499 | 1.705 | 1.5499 | 0 | 87.496
| NEM | Non-NEM Customer | Monthly System Peak Day | July | CAISO 1-in-2 | 14 | 1.9905 | 1.8123 | 1.9905 | 1.8123 | 0 | 89.4057
| NEM | Non-NEM Customer | Monthly System Peak Day | July | CAISO 1-in-2 | 15 | 2.2315 | 2.0383 | 2.2315 | 2.0383 | 0 | 90.7191
| NEM | Non-NEM Customer | Monthly System Peak Day | July | CAISO 1-in-2 | 16 | 2.4405 | 2.2465 | 2.4405 | 2.2465 | 0 | 90.981
| NEM | Non-NEM Customer | Monthly System Peak Day | July | CAISO 1-in-2 | 17 | 2.5554 | 2.3814 | 1.6662 | 1.4416 | 0.014349 | 91.0481
| NEM | Non-NEM Customer | Monthly System Peak Day | July | CAISO 1-in-2 | 18 | 2.5937 | 2.4518 | 2.0783 | 1.9054 | 0.063622 | 90.029
| NEM | Non-NEM Customer | Monthly System Peak Day | July | CAISO 1-in-2 | 19 | 2.4933 | 2.3886 | 2.213 | 2.0197 | 0.028708 | 88.4699
| NEM | Non-NEM Customer | Monthly System Peak Day | July | CAISO 1-in-2 | 20 | 2.2852 | 2.2128 | 2.0729 | 1.9444 | 0.015163 | 85.9747
| NEM | Non-NEM Customer | Monthly System Peak Day | July | CAISO 1-in-2 | 21 | 2.1618 | 2.1081 | 1.9777 | 1.8678 | 0.020425 | 83.3165
| NEM | Non-NEM Customer | Monthly System Peak Day | July | CAISO 1-in-2 | 22 | 1.997 | 1.9531 | 2.361 | 2.3949 | 0.026688 | 80.7695
| NEM | Non-NEM Customer | Monthly System Peak Day | July | CAISO 1-in-2 | 23 | 1.7557 | 1.7255 | 1.8794 | 1.8733 | 0.01583 | 78.7372
| NEM | Non-NEM Customer | Monthly System Peak Day | July | CAISO 1-in-2 | 24 | 1.4699 | 1.4448 | 1.5493 | 1.5093 | 0.012067 | 77.1057
| NEM | Non-NEM Customer | Monthly System Peak Day | July | SCE 1-in-10 | 1 | 1.3378 | 1.3079 | 1.3378 | 1.3079 | 0 | 77.455
| NEM | Non-NEM Customer | Monthly System Peak Day | July | SCE 1-in-10 | 2 | 1.0606 | 1.0363 | 1.0606 | 1.0363 | 0 | 75.4117
| NEM | Non-NEM Customer | Monthly System Peak Day | July | SCE 1-in-10 | 3 | 0.89665 | 0.87475 | 0.89665 | 0.87475 | 0 | 73.8963
| NEM | Non-NEM Customer | Monthly System Peak Day | July | SCE 1-in-10 | 4 | 0.80843 | 0.78888 | 0.80843 | 0.78888 | 0 | 73.0157
| NEM | Non-NEM Customer | Monthly System Peak Day | July | SCE 1-in-10 | 5 | 0.75162 | 0.73594 | 0.75162 | 0.73594 | 0 | 72.2149
| NEM | Non-NEM Customer | Monthly System Peak Day | July | SCE 1-in-10 | 6 | 0.72323 | 0.72059 | 0.72323 | 0.72059 | 0 | 71.6764
| NEM | Non-NEM Customer | Monthly System Peak Day | July | SCE 1-in-10 | 7 | 0.72599 | 0.75024 | 0.72599 | 0.75024 | 0 | 71.3617
| NEM | Non-NEM Customer | Monthly System Peak Day | July | SCE 1-in-10 | 8 | 0.82224 | 0.83097 | 0.82224 | 0.83097 | 0 | 72.138
| NEM | Non-NEM Customer | Monthly System Peak Day | July | SCE 1-in-10 | 9 | 0.96007 | 0.91185 | 0.96007 | 0.91185 | 0 | 75.9084
| NEM | Non-NEM Customer | Monthly System Peak Day | July | SCE 1-in-10 | 10 | 1.1503 | 1.0788 | 1.1503 | 1.0788 | 0 | 81.3035
| NEM | Non-NEM Customer | Monthly System Peak Day | July | SCE 1-in-10 | 11 | 1.5033 | 1.4145 | 1.5033 | 1.4145 | 0 | 87.3638
| NEM | Non-NEM Customer | Monthly System Peak Day | July | SCE 1-in-10 | 12 | 1.9 | 1.782 | 1.9 | 1.782 | 0 | 92.2889
| NEM | Non-NEM Customer | Monthly System Peak Day | July | SCE 1-in-10 | 13 | 2.3378 | 2.1828 | 2.3378 | 2.1828 | 0 | 95.9849
| NEM | Non-NEM Customer | Monthly System Peak Day | July | SCE 1-in-10 | 14 | 2.7372 | 2.559 | 2.7372 | 2.559 | 0 | 99.1118
| NEM | Non-NEM Customer | Monthly System Peak Day | July | SCE 1-in-10 | 15 | 3.0481 | 2.855 | 3.0481 | 2.855 | 0 | 102.0712
| NEM | Non-NEM Customer | Monthly System Peak Day | July | SCE 1-in-10 | 16 | 3.3012 | 3.1072 | 3.3012 | 3.1072 | 0 | 103.5415
| NEM | Non-NEM Customer | Monthly System Peak Day | July | SCE 1-in-10 | 17 | 3.4322 | 3.2583 | 2.2812 | 2.0567 | 0.027492 | 103.8769
| NEM | Non-NEM Customer | Monthly System Peak Day | July | SCE 1-in-10 | 18 | 3.4621 | 3.3201 | 2.6816 | 2.5087 | 0.058529 | 103.1834
| NEM | Non-NEM Customer | Monthly System Peak Day | July | SCE 1-in-10 | 19 | 3.3188 | 3.2141 | 2.8124 | 2.6191 | 0.025489 | 101.766
| NEM | Non-NEM Customer | Monthly System Peak Day | July | SCE 1-in-10 | 20 | 3.057 | 2.9846 | 2.7029 | 2.5744 | 0.025539 | 99.3586
| NEM | Non-NEM Customer | Monthly System Peak Day | July | SCE 1-in-10 | 21 | 2.8742 | 2.8204 | 2.5525 | 2.4426 | 0.018857 | 96.3088
| NEM | Non-NEM Customer | Monthly System Peak Day | July | SCE 1-in-10 | 22 | 2.6092 | 2.5653 | 3.0326 | 3.0666 | 0.044241 | 91.5717
| NEM | Non-NEM Customer | Monthly System Peak Day | July | SCE 1-in-10 | 23 | 2.2814 | 2.2512 | 2.5012 | 2.4951 | 0.023929 | 87.493
| NEM | Non-NEM Customer | Monthly System Peak Day | July | SCE 1-in-10 | 24 | 1.9126 | 1.8874 | 2.0496 | 2.0095 | 0.018082 | 85.162
| NEM | Non-NEM Customer | Monthly System Peak Day | July | SCE 1-in-2 | 1 | 1.112 | 1.0821 | 1.112 | 1.0821 | 0 | 72.8617
| NEM | Non-NEM Customer | Monthly System Peak Day | July | SCE 1-in-2 | 2 | 0.93325 | 0.90888 | 0.93325 | 0.90888 | 0 | 71.9324
| NEM | Non-NEM Customer | Monthly System Peak Day | July | SCE 1-in-2 | 3 | 0.80889 | 0.78699 | 0.80889 | 0.78699 | 0 | 70.9648
| NEM | Non-NEM Customer | Monthly System Peak Day | July | SCE 1-in-2 | 4 | 0.72725 | 0.70771 | 0.72725 | 0.70771 | 0 | 70.2305
| NEM | Non-NEM Customer | Monthly System Peak Day | July | SCE 1-in-2 | 5 | 0.67993 | 0.66424 | 0.67993 | 0.66424 | 0 | 69.767
| NEM | Non-NEM Customer | Monthly System Peak Day | July | SCE 1-in-2 | 6 | 0.65393 | 0.65129 | 0.65393 | 0.65129 | 0 | 69.3068
| NEM | Non-NEM Customer | Monthly System Peak Day | July | SCE 1-in-2 | 7 | 0.65944 | 0.68369 | 0.65944 | 0.68369 | 0 | 68.7887
| NEM | Non-NEM Customer | Monthly System Peak Day | July | SCE 1-in-2 | 8 | 0.73177 | 0.74051 | 0.73177 | 0.74051 | 0 | 69.2289
| NEM | Non-NEM Customer | Monthly System Peak Day | July | SCE 1-in-2 | 9 | 0.84965 | 0.80143 | 0.84965 | 0.80143 | 0 | 72.0975
| NEM | Non-NEM Customer | Monthly System Peak Day | July | SCE 1-in-2 | 10 | 0.97043 | 0.89892 | 0.97043 | 0.89892 | 0 | 75.9991
| NEM | Non-NEM Customer | Monthly System Peak Day | July | SCE 1-in-2 | 11 | 1.1338 | 1.045 | 1.1338 | 1.045 | 0 | 80.0374
| NEM | Non-NEM Customer | Monthly System Peak Day | July | SCE 1-in-2 | 12 | 1.3707 | 1.2526 | 1.3707 | 1.2526 | 0 | 83.7132
| NEM | Non-NEM Customer | Monthly System Peak Day | July | SCE 1-in-2 | 13 | 1.6555 | 1.5004 | 1.6555 | 1.5004 | 0 | 86.7129
| NEM | Non-NEM Customer | Monthly System Peak Day | July | SCE 1-in-2 | 14 | 1.9328 | 1.7546 | 1.9328 | 1.7546 | 0 | 88.4235
| NEM | Non-NEM Customer | Monthly System Peak Day | July | SCE 1-in-2 | 15 | 2.1633 | 1.9702 | 2.1633 | 1.9702 | 0 | 90.1551
| NEM | Non-NEM Customer | Monthly System Peak Day | July | SCE 1-in-2 | 16 | 2.3655 | 2.1714 | 2.3655 | 2.1714 | 0 | 90.8159
| NEM | Non-NEM Customer | Monthly System Peak Day | July | SCE 1-in-2 | 17 | 2.4756 | 2.3017 | 1.5727 | 1.3481 | 0.014326 | 91.7242
| NEM | Non-NEM Customer | Monthly System Peak Day | July | SCE 1-in-2 | 18 | 2.5157 | 2.3738 | 1.9796 | 1.8067 | 0.058599 | 91.0609
| NEM | Non-NEM Customer | Monthly System Peak Day | July | SCE 1-in-2 | 19 | 2.4241 | 2.3194 | 2.1332 | 1.9399 | 0.026942 | 89.0947
| NEM | Non-NEM Customer | Monthly System Peak Day | July | SCE 1-in-2 | 20 | 2.2329 | 2.1605 | 2.0132 | 1.8847 | 0.013993 | 86.669
| NEM | Non-NEM Customer | Monthly System Peak Day | July | SCE 1-in-2 | 21 | 2.1127 | 2.0589 | 1.9267 | 1.8168 | 0.020062 | 83.4873
| NEM | Non-NEM Customer | Monthly System Peak Day | July | SCE 1-in-2 | 22 | 1.9481 | 1.9042 | 2.3068 | 2.3407 | 0.029175 | 79.8001
| NEM | Non-NEM Customer | Monthly System Peak Day | July | SCE 1-in-2 | 23 | 1.7163 | 1.6861 | 1.8241 | 1.818 | 0.01792 | 77.2883
| NEM | Non-NEM Customer | Monthly System Peak Day | July | SCE 1-in-2 | 24 | 1.4294 | 1.4043 | 1.4974 | 1.4574 | 0.013674 | 75.5149
| NEM | Non-NEM Customer | Monthly System Peak Day | June | CAISO 1-in-10 | 1 | 1.2407 | 1.2108 | 1.2407 | 1.2108 | 0 | 75.4426
| NEM | Non-NEM Customer | Monthly System Peak Day | June | CAISO 1-in-10 | 2 | 1.0148 | 0.99047 | 1.0148 | 0.99047 | 0 | 73.9825
| NEM | Non-NEM Customer | Monthly System Peak Day | June | CAISO 1-in-10 | 3 | 0.87064 | 0.84874 | 0.87064 | 0.84874 | 0 | 72.781
| NEM | Non-NEM Customer | Monthly System Peak Day | June | CAISO 1-in-10 | 4 | 0.78488 | 0.76533 | 0.78488 | 0.76533 | 0 | 72.0514
| NEM | Non-NEM Customer | Monthly System Peak Day | June | CAISO 1-in-10 | 5 | 0.71846 | 0.70278 | 0.71846 | 0.70278 | 0 | 71.0444
| NEM | Non-NEM Customer | Monthly System Peak Day | June | CAISO 1-in-10 | 6 | 0.68697 | 0.68433 | 0.68697 | 0.68433 | 0 | 70.3818
| NEM | Non-NEM Customer | Monthly System Peak Day | June | CAISO 1-in-10 | 7 | 0.68527 | 0.70952 | 0.68527 | 0.70952 | 0 | 69.763
| NEM | Non-NEM Customer | Monthly System Peak Day | June | CAISO 1-in-10 | 8 | 0.78347 | 0.7922 | 0.78347 | 0.7922 | 0 | 70.8921
| NEM | Non-NEM Customer | Monthly System Peak Day | June | CAISO 1-in-10 | 9 | 0.94271 | 0.8945 | 0.94271 | 0.8945 | 0 | 75.0986
| NEM | Non-NEM Customer | Monthly System Peak Day | June | CAISO 1-in-10 | 10 | 1.142 | 1.0705 | 1.142 | 1.0705 | 0 | 81.148
| NEM | Non-NEM Customer | Monthly System Peak Day | June | CAISO 1-in-10 | 11 | 1.3249 | 1.2361 | 1.3249 | 1.2361 | 0 | 86.2287
| NEM | Non-NEM Customer | Monthly System Peak Day | June | CAISO 1-in-10 | 12 | 1.5912 | 1.4732 | 1.5912 | 1.4732 | 0 | 90.1854
| NEM | Non-NEM Customer | Monthly System Peak Day | June | CAISO 1-in-10 | 13 | 1.9544 | 1.7993 | 1.9544 | 1.7993 | 0 | 91.7171
| NEM | Non-NEM Customer | Monthly System Peak Day | June | CAISO 1-in-10 | 14 | 2.2932 | 2.115 | 2.2932 | 2.115 | 0 | 93.2747
| NEM | Non-NEM Customer | Monthly System Peak Day | June | CAISO 1-in-10 | 15 | 2.5629 | 2.3698 | 2.5629 | 2.3698 | 0 | 95.0239
| NEM | Non-NEM Customer | Monthly System Peak Day | June | CAISO 1-in-10 | 16 | 2.7824 | 2.5884 | 2.7824 | 2.5884 | 0 | 96.5593
| NEM | Non-NEM Customer | Monthly System Peak Day | June | CAISO 1-in-10 | 17 | 2.9029 | 2.729 | 1.8954 | 1.6709 | 0.017531 | 96.8451
| NEM | Non-NEM Customer | Monthly System Peak Day | June | CAISO 1-in-10 | 18 | 2.9367 | 2.7948 | 2.2914 | 2.1185 | 0.042297 | 96.4794
| NEM | Non-NEM Customer | Monthly System Peak Day | June | CAISO 1-in-10 | 19 | 2.8228 | 2.7181 | 2.4341 | 2.2409 | 0.015445 | 94.8421
| NEM | Non-NEM Customer | Monthly System Peak Day | June | CAISO 1-in-10 | 20 | 2.5917 | 2.5193 | 2.3313 | 2.2028 | 0.010858 | 90.5209
| NEM | Non-NEM Customer | Monthly System Peak Day | June | CAISO 1-in-10 | 21 | 2.4351 | 2.3813 | 2.2189 | 2.109 | 0.014527 | 86.3434
| NEM | Non-NEM Customer | Monthly System Peak Day | June | CAISO 1-in-10 | 22 | 2.2475 | 2.2037 | 2.6211 | 2.655 | 0.023801 | 82.5083
| NEM | Non-NEM Customer | Monthly System Peak Day | June | CAISO 1-in-10 | 23 | 1.9791 | 1.949 | 2.1064 | 2.1002 | 0.015483 | 79.0584
| NEM | Non-NEM Customer | Monthly System Peak Day | June | CAISO 1-in-10 | 24 | 1.6291 | 1.6039 | 1.7057 | 1.6656 | 0.01238 | 76.7222
| NEM | Non-NEM Customer | Monthly System Peak Day | June | CAISO 1-in-2 | 1 | 0.83907 | 0.80918 | 0.83907 | 0.80918 | 0 | 66.1351
| NEM | Non-NEM Customer | Monthly System Peak Day | June | CAISO 1-in-2 | 2 | 0.71317 | 0.68881 | 0.71317 | 0.68881 | 0 | 65.2475
| NEM | Non-NEM Customer | Monthly System Peak Day | June | CAISO 1-in-2 | 3 | 0.63229 | 0.61039 | 0.63229 | 0.61039 | 0 | 64.4924
| NEM | Non-NEM Customer | Monthly System Peak Day | June | CAISO 1-in-2 | 4 | 0.5821 | 0.56255 | 0.5821 | 0.56255 | 0 | 63.5011
| NEM | Non-NEM Customer | Monthly System Peak Day | June | CAISO 1-in-2 | 5 | 0.55032 | 0.53464 | 0.55032 | 0.53464 | 0 | 62.5908
| NEM | Non-NEM Customer | Monthly System Peak Day | June | CAISO 1-in-2 | 6 | 0.54517 | 0.54253 | 0.54517 | 0.54253 | 0 | 61.7997
| NEM | Non-NEM Customer | Monthly System Peak Day | June | CAISO 1-in-2 | 7 | 0.57055 | 0.5948 | 0.57055 | 0.5948 | 0 | 61.2785
| NEM | Non-NEM Customer | Monthly System Peak Day | June | CAISO 1-in-2 | 8 | 0.62853 | 0.63727 | 0.62853 | 0.63727 | 0 | 61.9546
| NEM | Non-NEM Customer | Monthly System Peak Day | June | CAISO 1-in-2 | 9 | 0.67655 | 0.62833 | 0.67655 | 0.62833 | 0 | 64.7775
| NEM | Non-NEM Customer | Monthly System Peak Day | June | CAISO 1-in-2 | 10 | 0.73506 | 0.66355 | 0.73506 | 0.66355 | 0 | 68.2632
| NEM | Non-NEM Customer | Monthly System Peak Day | June | CAISO 1-in-2 | 11 | 0.8528 | 0.76401 | 0.8528 | 0.76401 | 0 | 71.6926
| NEM | Non-NEM Customer | Monthly System Peak Day | June | CAISO 1-in-2 | 12 | 0.98924 | 0.87121 | 0.98924 | 0.87121 | 0 | 75.3285
| NEM | Non-NEM Customer | Monthly System Peak Day | June | CAISO 1-in-2 | 13 | 1.1436 | 0.98857 | 1.1436 | 0.98857 | 0 | 78.6267
| NEM | Non-NEM Customer | Monthly System Peak Day | June | CAISO 1-in-2 | 14 | 1.2875 | 1.1093 | 1.2875 | 1.1093 | 0 | 81.4111
| NEM | Non-NEM Customer | Monthly System Peak Day | June | CAISO 1-in-2 | 15 | 1.4175 | 1.2244 | 1.4175 | 1.2244 | 0 | 83.8666
| NEM | Non-NEM Customer | Monthly System Peak Day | June | CAISO 1-in-2 | 16 | 1.544 | 1.35 | 1.544 | 1.35 | 0 | 84.9115
| NEM | Non-NEM Customer | Monthly System Peak Day | June | CAISO 1-in-2 | 17 | 1.6305 | 1.4566 | 0.86609 | 0.64151 | 0.01901 | 84.9378
| NEM | Non-NEM Customer | Monthly System Peak Day | June | CAISO 1-in-2 | 18 | 1.6857 | 1.5438 | 1.2867 | 1.1138 | 0.096197 | 84.2591
| NEM | Non-NEM Customer | Monthly System Peak Day | June | CAISO 1-in-2 | 19 | 1.661 | 1.5563 | 1.4776 | 1.2844 | 0.04617 | 82.7671
| NEM | Non-NEM Customer | Monthly System Peak Day | June | CAISO 1-in-2 | 20 | 1.5845 | 1.5122 | 1.4335 | 1.305 | 0.027442 | 80.1855
| NEM | Non-NEM Customer | Monthly System Peak Day | June | CAISO 1-in-2 | 21 | 1.5235 | 1.4697 | 1.4134 | 1.3035 | 0.036579 | 76.3292
| NEM | Non-NEM Customer | Monthly System Peak Day | June | CAISO 1-in-2 | 22 | 1.4078 | 1.3639 | 1.7242 | 1.7581 | 0.05841 | 72.1181
| NEM | Non-NEM Customer | Monthly System Peak Day | June | CAISO 1-in-2 | 23 | 1.2529 | 1.2228 | 1.2746 | 1.2684 | 0.01083 | 69.4288
| NEM | Non-NEM Customer | Monthly System Peak Day | June | CAISO 1-in-2 | 24 | 1.05 | 1.0248 | 1.063 | 1.0248 | 0.0065074 | 67.8263
| NEM | Non-NEM Customer | Monthly System Peak Day | June | SCE 1-in-10 | 1 | 1.2995 | 1.2696 | 1.2995 | 1.2696 | 0 | 76.5266
| NEM | Non-NEM Customer | Monthly System Peak Day | June | SCE 1-in-10 | 2 | 1.0647 | 1.0404 | 1.0647 | 1.0404 | 0 | 74.9524
| NEM | Non-NEM Customer | Monthly System Peak Day | June | SCE 1-in-10 | 3 | 0.90334 | 0.88144 | 0.90334 | 0.88144 | 0 | 73.4897
| NEM | Non-NEM Customer | Monthly System Peak Day | June | SCE 1-in-10 | 4 | 0.80652 | 0.78698 | 0.80652 | 0.78698 | 0 | 72.6251
| NEM | Non-NEM Customer | Monthly System Peak Day | June | SCE 1-in-10 | 5 | 0.7322 | 0.71652 | 0.7322 | 0.71652 | 0 | 71.5182
| NEM | Non-NEM Customer | Monthly System Peak Day | June | SCE 1-in-10 | 6 | 0.69176 | 0.68912 | 0.69176 | 0.68912 | 0 | 70.6037
| NEM | Non-NEM Customer | Monthly System Peak Day | June | SCE 1-in-10 | 7 | 0.6859 | 0.71015 | 0.6859 | 0.71015 | 0 | 69.8281
| NEM | Non-NEM Customer | Monthly System Peak Day | June | SCE 1-in-10 | 8 | 0.78501 | 0.79374 | 0.78501 | 0.79374 | 0 | 71.0307
| NEM | Non-NEM Customer | Monthly System Peak Day | June | SCE 1-in-10 | 9 | 0.9432 | 0.89498 | 0.9432 | 0.89498 | 0 | 75.0781
| NEM | Non-NEM Customer | Monthly System Peak Day | June | SCE 1-in-10 | 10 | 1.1328 | 1.0613 | 1.1328 | 1.0613 | 0 | 80.8879
| NEM | Non-NEM Customer | Monthly System Peak Day | June | SCE 1-in-10 | 11 | 1.2965 | 1.2077 | 1.2965 | 1.2077 | 0 | 85.9471
| NEM | Non-NEM Customer | Monthly System Peak Day | June | SCE 1-in-10 | 12 | 1.5459 | 1.4279 | 1.5459 | 1.4279 | 0 | 89.6167
| NEM | Non-NEM Customer | Monthly System Peak Day | June | SCE 1-in-10 | 13 | 1.897 | 1.7419 | 1.897 | 1.7419 | 0 | 91.0002
| NEM | Non-NEM Customer | Monthly System Peak Day | June | SCE 1-in-10 | 14 | 2.226 | 2.0479 | 2.226 | 2.0479 | 0 | 92.4248
| NEM | Non-NEM Customer | Monthly System Peak Day | June | SCE 1-in-10 | 15 | 2.4926 | 2.2995 | 2.4926 | 2.2995 | 0 | 93.6842
| NEM | Non-NEM Customer | Monthly System Peak Day | June | SCE 1-in-10 | 16 | 2.7077 | 2.5137 | 2.7077 | 2.5137 | 0 | 95.1889
| NEM | Non-NEM Customer | Monthly System Peak Day | June | SCE 1-in-10 | 17 | 2.8245 | 2.6506 | 1.8373 | 1.6128 | 0.016514 | 95.85
| NEM | Non-NEM Customer | Monthly System Peak Day | June | SCE 1-in-10 | 18 | 2.8596 | 2.7177 | 2.2363 | 2.0635 | 0.043679 | 95.3825
| NEM | Non-NEM Customer | Monthly System Peak Day | June | SCE 1-in-10 | 19 | 2.7502 | 2.6455 | 2.3882 | 2.195 | 0.017236 | 93.2719
| NEM | Non-NEM Customer | Monthly System Peak Day | June | SCE 1-in-10 | 20 | 2.5199 | 2.4476 | 2.2779 | 2.1493 | 0.011385 | 88.7866
| NEM | Non-NEM Customer | Monthly System Peak Day | June | SCE 1-in-10 | 21 | 2.3659 | 2.3121 | 2.171 | 2.0611 | 0.018297 | 84.3354
| NEM | Non-NEM Customer | Monthly System Peak Day | June | SCE 1-in-10 | 22 | 2.1946 | 2.1508 | 2.5561 | 2.59 | 0.027816 | 80.3046
| NEM | Non-NEM Customer | Monthly System Peak Day | June | SCE 1-in-10 | 23 | 1.9375 | 1.9073 | 2.04 | 2.0338 | 0.018787 | 76.7979
| NEM | Non-NEM Customer | Monthly System Peak Day | June | SCE 1-in-10 | 24 | 1.5815 | 1.5563 | 1.6421 | 1.602 | 0.015095 | 74.4726
| NEM | Non-NEM Customer | Monthly System Peak Day | June | SCE 1-in-2 | 1 | 0.89058 | 0.86069 | 0.89058 | 0.86069 | 0 | 67.254
| NEM | Non-NEM Customer | Monthly System Peak Day | June | SCE 1-in-2 | 2 | 0.74723 | 0.72287 | 0.74723 | 0.72287 | 0 | 66.1753
| NEM | Non-NEM Customer | Monthly System Peak Day | June | SCE 1-in-2 | 3 | 0.66007 | 0.63817 | 0.66007 | 0.63817 | 0 | 65.3018
| NEM | Non-NEM Customer | Monthly System Peak Day | June | SCE 1-in-2 | 4 | 0.59947 | 0.57992 | 0.59947 | 0.57992 | 0 | 64.4325
| NEM | Non-NEM Customer | Monthly System Peak Day | June | SCE 1-in-2 | 5 | 0.56368 | 0.54799 | 0.56368 | 0.54799 | 0 | 63.7385
| NEM | Non-NEM Customer | Monthly System Peak Day | June | SCE 1-in-2 | 6 | 0.55198 | 0.54933 | 0.55198 | 0.54933 | 0 | 62.8243
| NEM | Non-NEM Customer | Monthly System Peak Day | June | SCE 1-in-2 | 7 | 0.57476 | 0.59901 | 0.57476 | 0.59901 | 0 | 62.255
| NEM | Non-NEM Customer | Monthly System Peak Day | June | SCE 1-in-2 | 8 | 0.64016 | 0.6489 | 0.64016 | 0.6489 | 0 | 63.2412
| NEM | Non-NEM Customer | Monthly System Peak Day | June | SCE 1-in-2 | 9 | 0.70999 | 0.66177 | 0.70999 | 0.66177 | 0 | 66.2838
| NEM | Non-NEM Customer | Monthly System Peak Day | June | SCE 1-in-2 | 10 | 0.80824 | 0.73673 | 0.80824 | 0.73673 | 0 | 70.7162
| NEM | Non-NEM Customer | Monthly System Peak Day | June | SCE 1-in-2 | 11 | 0.88912 | 0.80033 | 0.88912 | 0.80033 | 0 | 74.566
| NEM | Non-NEM Customer | Monthly System Peak Day | June | SCE 1-in-2 | 12 | 1.0039 | 0.88584 | 1.0039 | 0.88584 | 0 | 77.9792
| NEM | Non-NEM Customer | Monthly System Peak Day | June | SCE 1-in-2 | 13 | 1.1803 | 1.0252 | 1.1803 | 1.0252 | 0 | 79.6501
| NEM | Non-NEM Customer | Monthly System Peak Day | June | SCE 1-in-2 | 14 | 1.3494 | 1.1712 | 1.3494 | 1.1712 | 0 | 81.1776
| NEM | Non-NEM Customer | Monthly System Peak Day | June | SCE 1-in-2 | 15 | 1.4953 | 1.3022 | 1.4953 | 1.3022 | 0 | 83.1213
| NEM | Non-NEM Customer | Monthly System Peak Day | June | SCE 1-in-2 | 16 | 1.631 | 1.437 | 1.631 | 1.437 | 0 | 84.3915
| NEM | Non-NEM Customer | Monthly System Peak Day | June | SCE 1-in-2 | 17 | 1.7196 | 1.5457 | 0.9563 | 0.73172 | 0.01908 | 84.8821
| NEM | Non-NEM Customer | Monthly System Peak Day | June | SCE 1-in-2 | 18 | 1.7734 | 1.6314 | 1.3799 | 1.207 | 0.097867 | 83.9833
| NEM | Non-NEM Customer | Monthly System Peak Day | June | SCE 1-in-2 | 19 | 1.7387 | 1.634 | 1.574 | 1.3807 | 0.049677 | 81.6708
| NEM | Non-NEM Customer | Monthly System Peak Day | June | SCE 1-in-2 | 20 | 1.6342 | 1.5618 | 1.4963 | 1.3678 | 0.030337 | 78.9469
| NEM | Non-NEM Customer | Monthly System Peak Day | June | SCE 1-in-2 | 21 | 1.5686 | 1.5148 | 1.464 | 1.354 | 0.037842 | 75.8057
| NEM | Non-NEM Customer | Monthly System Peak Day | June | SCE 1-in-2 | 22 | 1.4571 | 1.4133 | 1.7773 | 1.8112 | 0.055484 | 72.8025
| NEM | Non-NEM Customer | Monthly System Peak Day | June | SCE 1-in-2 | 23 | 1.2942 | 1.2641 | 1.3338 | 1.3276 | 0.032015 | 71.058
| NEM | Non-NEM Customer | Monthly System Peak Day | June | SCE 1-in-2 | 24 | 1.0826 | 1.0575 | 1.1076 | 1.0676 | 0.02395 | 69.4977
| NEM | Non-NEM Customer | Monthly System Peak Day | March | CAISO 1-in-10 | 1 | 0.81515 | 0.78526 | 0.81515 | 0.78526 | 0 | 66.1632
| NEM | Non-NEM Customer | Monthly System Peak Day | March | CAISO 1-in-10 | 2 | 0.68106 | 0.6567 | 0.68106 | 0.6567 | 0 | 64.2451
| NEM | Non-NEM Customer | Monthly System Peak Day | March | CAISO 1-in-10 | 3 | 0.59161 | 0.56971 | 0.59161 | 0.56971 | 0 | 62.6379
| NEM | Non-NEM Customer | Monthly System Peak Day | March | CAISO 1-in-10 | 4 | 0.554 | 0.53445 | 0.554 | 0.53445 | 0 | 61.6001
| NEM | Non-NEM Customer | Monthly System Peak Day | March | CAISO 1-in-10 | 5 | 0.53939 | 0.5237 | 0.53939 | 0.5237 | 0 | 60.8111
| NEM | Non-NEM Customer | Monthly System Peak Day | March | CAISO 1-in-10 | 6 | 0.53548 | 0.53283 | 0.53548 | 0.53283 | 0 | 59.9239
| NEM | Non-NEM Customer | Monthly System Peak Day | March | CAISO 1-in-10 | 7 | 0.56957 | 0.59382 | 0.56957 | 0.59382 | 0 | 59.7565
| NEM | Non-NEM Customer | Monthly System Peak Day | March | CAISO 1-in-10 | 8 | 0.62478 | 0.63352 | 0.62478 | 0.63352 | 0 | 59.3194
| NEM | Non-NEM Customer | Monthly System Peak Day | March | CAISO 1-in-10 | 9 | 0.66394 | 0.61572 | 0.66394 | 0.61572 | 0 | 60.7882
| NEM | Non-NEM Customer | Monthly System Peak Day | March | CAISO 1-in-10 | 10 | 0.69337 | 0.62186 | 0.69337 | 0.62186 | 0 | 65.7697
| NEM | Non-NEM Customer | Monthly System Peak Day | March | CAISO 1-in-10 | 11 | 0.80611 | 0.71732 | 0.80611 | 0.71732 | 0 | 71.3385
| NEM | Non-NEM Customer | Monthly System Peak Day | March | CAISO 1-in-10 | 12 | 0.92401 | 0.80598 | 0.92401 | 0.80598 | 0 | 76.7237
| NEM | Non-NEM Customer | Monthly System Peak Day | March | CAISO 1-in-10 | 13 | 1.0525 | 0.89741 | 1.0525 | 0.89741 | 0 | 81.7302
| NEM | Non-NEM Customer | Monthly System Peak Day | March | CAISO 1-in-10 | 14 | 1.2071 | 1.0289 | 1.2071 | 1.0289 | 0 | 84.1133
| NEM | Non-NEM Customer | Monthly System Peak Day | March | CAISO 1-in-10 | 15 | 1.3723 | 1.1792 | 1.3723 | 1.1792 | 0 | 84.7497
| NEM | Non-NEM Customer | Monthly System Peak Day | March | CAISO 1-in-10 | 16 | 1.5247 | 1.3307 | 1.5247 | 1.3307 | 0 | 85.5072
| NEM | Non-NEM Customer | Monthly System Peak Day | March | CAISO 1-in-10 | 17 | 1.6263 | 1.4524 | 0.83374 | 0.60916 | 0.017402 | 86.3151
| NEM | Non-NEM Customer | Monthly System Peak Day | March | CAISO 1-in-10 | 18 | 1.6812 | 1.5393 | 1.2431 | 1.0702 | 0.084668 | 86.1981
| NEM | Non-NEM Customer | Monthly System Peak Day | March | CAISO 1-in-10 | 19 | 1.647 | 1.5423 | 1.4287 | 1.2355 | 0.03969 | 84.8218
| NEM | Non-NEM Customer | Monthly System Peak Day | March | CAISO 1-in-10 | 20 | 1.5668 | 1.4945 | 1.3931 | 1.2645 | 0.022556 | 82.3381
| NEM | Non-NEM Customer | Monthly System Peak Day | March | CAISO 1-in-10 | 21 | 1.5045 | 1.4507 | 1.3716 | 1.2617 | 0.031438 | 78.4808
| NEM | Non-NEM Customer | Monthly System Peak Day | March | CAISO 1-in-10 | 22 | 1.3771 | 1.3333 | 1.7128 | 1.7468 | 0.043827 | 75.6263
| NEM | Non-NEM Customer | Monthly System Peak Day | March | CAISO 1-in-10 | 23 | 1.2199 | 1.1898 | 1.2796 | 1.2734 | 0.027398 | 72.8891
| NEM | Non-NEM Customer | Monthly System Peak Day | March | CAISO 1-in-10 | 24 | 1.0338 | 1.0087 | 1.0617 | 1.0216 | 0.023161 | 69.8994
| NEM | Non-NEM Customer | Monthly System Peak Day | March | CAISO 1-in-2 | 1 | 0.64662 | 0.61673 | 0.64662 | 0.61673 | 0 | 57.8249
| NEM | Non-NEM Customer | Monthly System Peak Day | March | CAISO 1-in-2 | 2 | 0.58037 | 0.55601 | 0.58037 | 0.55601 | 0 | 56.568
| NEM | Non-NEM Customer | Monthly System Peak Day | March | CAISO 1-in-2 | 3 | 0.53738 | 0.51548 | 0.53738 | 0.51548 | 0 | 55.1703
| NEM | Non-NEM Customer | Monthly System Peak Day | March | CAISO 1-in-2 | 4 | 0.51125 | 0.4917 | 0.51125 | 0.4917 | 0 | 54.0173
| NEM | Non-NEM Customer | Monthly System Peak Day | March | CAISO 1-in-2 | 5 | 0.50412 | 0.48844 | 0.50412 | 0.48844 | 0 | 53.2941
| NEM | Non-NEM Customer | Monthly System Peak Day | March | CAISO 1-in-2 | 6 | 0.52152 | 0.51888 | 0.52152 | 0.51888 | 0 | 52.3371
| NEM | Non-NEM Customer | Monthly System Peak Day | March | CAISO 1-in-2 | 7 | 0.5729 | 0.59715 | 0.5729 | 0.59715 | 0 | 51.8723
| NEM | Non-NEM Customer | Monthly System Peak Day | March | CAISO 1-in-2 | 8 | 0.62505 | 0.63378 | 0.62505 | 0.63378 | 0 | 51.2453
| NEM | Non-NEM Customer | Monthly System Peak Day | March | CAISO 1-in-2 | 9 | 0.64533 | 0.59711 | 0.64533 | 0.59711 | 0 | 51.5665
| NEM | Non-NEM Customer | Monthly System Peak Day | March | CAISO 1-in-2 | 10 | 0.6531 | 0.58158 | 0.6531 | 0.58158 | 0 | 54.6782
| NEM | Non-NEM Customer | Monthly System Peak Day | March | CAISO 1-in-2 | 11 | 0.66076 | 0.57197 | 0.66076 | 0.57197 | 0 | 59.419
| NEM | Non-NEM Customer | Monthly System Peak Day | March | CAISO 1-in-2 | 12 | 0.68821 | 0.57018 | 0.68821 | 0.57018 | 0 | 63.8352
| NEM | Non-NEM Customer | Monthly System Peak Day | March | CAISO 1-in-2 | 13 | 0.71876 | 0.5637 | 0.71876 | 0.5637 | 0 | 66.8504
| NEM | Non-NEM Customer | Monthly System Peak Day | March | CAISO 1-in-2 | 14 | 0.73403 | 0.55584 | 0.73403 | 0.55584 | 0 | 68.3869
| NEM | Non-NEM Customer | Monthly System Peak Day | March | CAISO 1-in-2 | 15 | 0.74692 | 0.55381 | 0.74692 | 0.55381 | 0 | 69.5457
| NEM | Non-NEM Customer | Monthly System Peak Day | March | CAISO 1-in-2 | 16 | 0.76102 | 0.56698 | 0.76102 | 0.56698 | 0 | 70.5235
| NEM | Non-NEM Customer | Monthly System Peak Day | March | CAISO 1-in-2 | 17 | 0.79114 | 0.61722 | 0.79114 | 0.61722 | 0 | 70.9004
| NEM | Non-NEM Customer | Monthly System Peak Day | March | CAISO 1-in-2 | 18 | 0.88427 | 0.74234 | 0.88427 | 0.74234 | 0 | 70.3822
| NEM | Non-NEM Customer | Monthly System Peak Day | March | CAISO 1-in-2 | 19 | 0.94969 | 0.84499 | 0.94969 | 0.82991 | 0 | 68.7748
| NEM | Non-NEM Customer | Monthly System Peak Day | March | CAISO 1-in-2 | 20 | 0.97716 | 0.90479 | 0.97716 | 0.88203 | 0 | 65.7039
| NEM | Non-NEM Customer | Monthly System Peak Day | March | CAISO 1-in-2 | 21 | 0.97318 | 0.9194 | 0.97318 | 0.89642 | 0 | 62.7996
| NEM | Non-NEM Customer | Monthly System Peak Day | March | CAISO 1-in-2 | 22 | 0.91447 | 0.87063 | 0.96147 | 0.91763 | 0.0235 | 61.0588
| NEM | Non-NEM Customer | Monthly System Peak Day | March | CAISO 1-in-2 | 23 | 0.83011 | 0.79994 | 0.83011 | 0.79994 | 0 | 59.5294
| NEM | Non-NEM Customer | Monthly System Peak Day | March | CAISO 1-in-2 | 24 | 0.71682 | 0.69165 | 0.71682 | 0.69165 | 0 | 58.072
| NEM | Non-NEM Customer | Monthly System Peak Day | March | SCE 1-in-10 | 1 | 0.86022 | 0.83033 | 0.86022 | 0.83033 | 0 | 67.4485
| NEM | Non-NEM Customer | Monthly System Peak Day | March | SCE 1-in-10 | 2 | 0.7153 | 0.69093 | 0.7153 | 0.69093 | 0 | 65.811
| NEM | Non-NEM Customer | Monthly System Peak Day | March | SCE 1-in-10 | 3 | 0.61369 | 0.59179 | 0.61369 | 0.59179 | 0 | 64.2613
| NEM | Non-NEM Customer | Monthly System Peak Day | March | SCE 1-in-10 | 4 | 0.56617 | 0.54662 | 0.56617 | 0.54662 | 0 | 63.0481
| NEM | Non-NEM Customer | Monthly System Peak Day | March | SCE 1-in-10 | 5 | 0.5466 | 0.53091 | 0.5466 | 0.53091 | 0 | 62.0955
| NEM | Non-NEM Customer | Monthly System Peak Day | March | SCE 1-in-10 | 6 | 0.5426 | 0.53996 | 0.5426 | 0.53996 | 0 | 61.303
| NEM | Non-NEM Customer | Monthly System Peak Day | March | SCE 1-in-10 | 7 | 0.57597 | 0.60022 | 0.57597 | 0.60022 | 0 | 61.1308
| NEM | Non-NEM Customer | Monthly System Peak Day | March | SCE 1-in-10 | 8 | 0.63083 | 0.63957 | 0.63083 | 0.63957 | 0 | 60.7524
| NEM | Non-NEM Customer | Monthly System Peak Day | March | SCE 1-in-10 | 9 | 0.6715 | 0.62328 | 0.6715 | 0.62328 | 0 | 62.1505
| NEM | Non-NEM Customer | Monthly System Peak Day | March | SCE 1-in-10 | 10 | 0.7084 | 0.63688 | 0.7084 | 0.63688 | 0 | 66.9751
| NEM | Non-NEM Customer | Monthly System Peak Day | March | SCE 1-in-10 | 11 | 0.81357 | 0.72478 | 0.81357 | 0.72478 | 0 | 72.2314
| NEM | Non-NEM Customer | Monthly System Peak Day | March | SCE 1-in-10 | 12 | 0.92123 | 0.8032 | 0.92123 | 0.8032 | 0 | 77.0009
| NEM | Non-NEM Customer | Monthly System Peak Day | March | SCE 1-in-10 | 13 | 1.059 | 0.90389 | 1.059 | 0.90389 | 0 | 80.8709
| NEM | Non-NEM Customer | Monthly System Peak Day | March | SCE 1-in-10 | 14 | 1.214 | 1.0358 | 1.214 | 1.0358 | 0 | 83.0662
| NEM | Non-NEM Customer | Monthly System Peak Day | March | SCE 1-in-10 | 15 | 1.3663 | 1.1732 | 1.3663 | 1.1732 | 0 | 84.9838
| NEM | Non-NEM Customer | Monthly System Peak Day | March | SCE 1-in-10 | 16 | 1.5183 | 1.3243 | 1.5183 | 1.3243 | 0 | 85.6272
| NEM | Non-NEM Customer | Monthly System Peak Day | March | SCE 1-in-10 | 17 | 1.6248 | 1.4509 | 0.85057 | 0.62598 | 0.018424 | 85.4174
| NEM | Non-NEM Customer | Monthly System Peak Day | March | SCE 1-in-10 | 18 | 1.6826 | 1.5407 | 1.2839 | 1.111 | 0.096302 | 84.2417
| NEM | Non-NEM Customer | Monthly System Peak Day | March | SCE 1-in-10 | 19 | 1.6449 | 1.5402 | 1.4576 | 1.2644 | 0.045429 | 83
| NEM | Non-NEM Customer | Monthly System Peak Day | March | SCE 1-in-10 | 20 | 1.5535 | 1.4811 | 1.3991 | 1.2706 | 0.026696 | 80.5083
| NEM | Non-NEM Customer | Monthly System Peak Day | March | SCE 1-in-10 | 21 | 1.4894 | 1.4356 | 1.377 | 1.267 | 0.036062 | 76.5442
| NEM | Non-NEM Customer | Monthly System Peak Day | March | SCE 1-in-10 | 22 | 1.3775 | 1.3336 | 1.6999 | 1.7338 | 0.053769 | 73.207
| NEM | Non-NEM Customer | Monthly System Peak Day | March | SCE 1-in-10 | 23 | 1.2248 | 1.1947 | 1.2605 | 1.2543 | 0.032934 | 70.7027
| NEM | Non-NEM Customer | Monthly System Peak Day | March | SCE 1-in-10 | 24 | 1.0235 | 0.99833 | 1.0392 | 0.99915 | 0.0078539 | 68.2029
| NEM | Non-NEM Customer | Monthly System Peak Day | March | SCE 1-in-2 | 1 | 0.64657 | 0.61668 | 0.64657 | 0.61668 | 0 | 57.4424
| NEM | Non-NEM Customer | Monthly System Peak Day | March | SCE 1-in-2 | 2 | 0.58031 | 0.55595 | 0.58031 | 0.55595 | 0 | 56.1632
| NEM | Non-NEM Customer | Monthly System Peak Day | March | SCE 1-in-2 | 3 | 0.53731 | 0.51541 | 0.53731 | 0.51541 | 0 | 54.6279
| NEM | Non-NEM Customer | Monthly System Peak Day | March | SCE 1-in-2 | 4 | 0.51119 | 0.49165 | 0.51119 | 0.49165 | 0 | 53.8231
| NEM | Non-NEM Customer | Monthly System Peak Day | March | SCE 1-in-2 | 5 | 0.5041 | 0.48841 | 0.5041 | 0.48841 | 0 | 52.9674
| NEM | Non-NEM Customer | Monthly System Peak Day | March | SCE 1-in-2 | 6 | 0.52154 | 0.51889 | 0.52154 | 0.51889 | 0 | 52.2407
| NEM | Non-NEM Customer | Monthly System Peak Day | March | SCE 1-in-2 | 7 | 0.57296 | 0.59721 | 0.57296 | 0.59721 | 0 | 51.6726
| NEM | Non-NEM Customer | Monthly System Peak Day | March | SCE 1-in-2 | 8 | 0.6251 | 0.63384 | 0.6251 | 0.63384 | 0 | 51.2525
| NEM | Non-NEM Customer | Monthly System Peak Day | March | SCE 1-in-2 | 9 | 0.64538 | 0.59716 | 0.64538 | 0.59716 | 0 | 51.7987
| NEM | Non-NEM Customer | Monthly System Peak Day | March | SCE 1-in-2 | 10 | 0.6533 | 0.58179 | 0.6533 | 0.58179 | 0 | 55.0106
| NEM | Non-NEM Customer | Monthly System Peak Day | March | SCE 1-in-2 | 11 | 0.6609 | 0.57211 | 0.6609 | 0.57211 | 0 | 59.7999
| NEM | Non-NEM Customer | Monthly System Peak Day | March | SCE 1-in-2 | 12 | 0.68649 | 0.56846 | 0.68649 | 0.56846 | 0 | 64.2072
| NEM | Non-NEM Customer | Monthly System Peak Day | March | SCE 1-in-2 | 13 | 0.71809 | 0.56303 | 0.71809 | 0.56303 | 0 | 67.0191
| NEM | Non-NEM Customer | Monthly System Peak Day | March | SCE 1-in-2 | 14 | 0.73315 | 0.55496 | 0.73315 | 0.55496 | 0 | 68.5348
| NEM | Non-NEM Customer | Monthly System Peak Day | March | SCE 1-in-2 | 15 | 0.7461 | 0.55299 | 0.7461 | 0.55299 | 0 | 69.637
| NEM | Non-NEM Customer | Monthly System Peak Day | March | SCE 1-in-2 | 16 | 0.76077 | 0.56674 | 0.76077 | 0.56674 | 0 | 70.4749
| NEM | Non-NEM Customer | Monthly System Peak Day | March | SCE 1-in-2 | 17 | 0.79194 | 0.61802 | 0.79194 | 0.61802 | 0 | 70.5835
| NEM | Non-NEM Customer | Monthly System Peak Day | March | SCE 1-in-2 | 18 | 0.88438 | 0.74245 | 0.88438 | 0.74245 | 0 | 70.1073
| NEM | Non-NEM Customer | Monthly System Peak Day | March | SCE 1-in-2 | 19 | 0.94921 | 0.84451 | 0.94921 | 0.8304 | 0 | 68.5961
| NEM | Non-NEM Customer | Monthly System Peak Day | March | SCE 1-in-2 | 20 | 0.97688 | 0.9045 | 0.97688 | 0.88231 | 0 | 65.8342
| NEM | Non-NEM Customer | Monthly System Peak Day | March | SCE 1-in-2 | 21 | 0.97249 | 0.91871 | 0.97249 | 0.89449 | 0 | 63.0121
| NEM | Non-NEM Customer | Monthly System Peak Day | March | SCE 1-in-2 | 22 | 0.91411 | 0.87027 | 0.96004 | 0.9162 | 0.022964 | 61.1901
| NEM | Non-NEM Customer | Monthly System Peak Day | March | SCE 1-in-2 | 23 | 0.82984 | 0.79967 | 0.82984 | 0.79967 | 0 | 59.636
| NEM | Non-NEM Customer | Monthly System Peak Day | March | SCE 1-in-2 | 24 | 0.71663 | 0.69146 | 0.71663 | 0.69146 | 0 | 58.2958
| NEM | Non-NEM Customer | Monthly System Peak Day | May | CAISO 1-in-10 | 1 | 1.195 | 1.1651 | 1.195 | 1.1651 | 0 | 74.5005
| NEM | Non-NEM Customer | Monthly System Peak Day | May | CAISO 1-in-10 | 2 | 0.97222 | 0.94785 | 0.97222 | 0.94785 | 0 | 72.9805
| NEM | Non-NEM Customer | Monthly System Peak Day | May | CAISO 1-in-10 | 3 | 0.8127 | 0.7908 | 0.8127 | 0.7908 | 0 | 71.3262
| NEM | Non-NEM Customer | Monthly System Peak Day | May | CAISO 1-in-10 | 4 | 0.71333 | 0.69378 | 0.71333 | 0.69378 | 0 | 70.0074
| NEM | Non-NEM Customer | Monthly System Peak Day | May | CAISO 1-in-10 | 5 | 0.65988 | 0.6442 | 0.65988 | 0.6442 | 0 | 69.1217
| NEM | Non-NEM Customer | Monthly System Peak Day | May | CAISO 1-in-10 | 6 | 0.62644 | 0.6238 | 0.62644 | 0.6238 | 0 | 67.99
| NEM | Non-NEM Customer | Monthly System Peak Day | May | CAISO 1-in-10 | 7 | 0.64031 | 0.66456 | 0.64031 | 0.66456 | 0 | 67.626
| NEM | Non-NEM Customer | Monthly System Peak Day | May | CAISO 1-in-10 | 8 | 0.72032 | 0.72906 | 0.72032 | 0.72906 | 0 | 68.2182
| NEM | Non-NEM Customer | Monthly System Peak Day | May | CAISO 1-in-10 | 9 | 0.86303 | 0.81481 | 0.86303 | 0.81481 | 0 | 72.6408
| NEM | Non-NEM Customer | Monthly System Peak Day | May | CAISO 1-in-10 | 10 | 1.0774 | 1.0059 | 1.0774 | 1.0059 | 0 | 79.2273
| NEM | Non-NEM Customer | Monthly System Peak Day | May | CAISO 1-in-10 | 11 | 1.2702 | 1.1815 | 1.2702 | 1.1815 | 0 | 85.2841
| NEM | Non-NEM Customer | Monthly System Peak Day | May | CAISO 1-in-10 | 12 | 1.5118 | 1.3938 | 1.5118 | 1.3938 | 0 | 89.1369
| NEM | Non-NEM Customer | Monthly System Peak Day | May | CAISO 1-in-10 | 13 | 1.8392 | 1.6842 | 1.8392 | 1.6842 | 0 | 91.9932
| NEM | Non-NEM Customer | Monthly System Peak Day | May | CAISO 1-in-10 | 14 | 2.1604 | 1.9822 | 2.1604 | 1.9822 | 0 | 93.5515
| NEM | Non-NEM Customer | Monthly System Peak Day | May | CAISO 1-in-10 | 15 | 2.4241 | 2.231 | 2.4241 | 2.231 | 0 | 94.9767
| NEM | Non-NEM Customer | Monthly System Peak Day | May | CAISO 1-in-10 | 16 | 2.648 | 2.454 | 2.648 | 2.454 | 0 | 95.2836
| NEM | Non-NEM Customer | Monthly System Peak Day | May | CAISO 1-in-10 | 17 | 2.7718 | 2.5978 | 1.8018 | 1.5772 | 0.015777 | 95.0066
| NEM | Non-NEM Customer | Monthly System Peak Day | May | CAISO 1-in-10 | 18 | 2.8089 | 2.667 | 2.2111 | 2.0383 | 0.046684 | 94.1191
| NEM | Non-NEM Customer | Monthly System Peak Day | May | CAISO 1-in-10 | 19 | 2.6981 | 2.5934 | 2.3388 | 2.1455 | 0.017489 | 93.1171
| NEM | Non-NEM Customer | Monthly System Peak Day | May | CAISO 1-in-10 | 20 | 2.4845 | 2.4121 | 2.2242 | 2.0957 | 0.010855 | 90.5061
| NEM | Non-NEM Customer | Monthly System Peak Day | May | CAISO 1-in-10 | 21 | 2.3397 | 2.2859 | 2.1211 | 2.0112 | 0.014157 | 86.5675
| NEM | Non-NEM Customer | Monthly System Peak Day | May | CAISO 1-in-10 | 22 | 2.151 | 2.1071 | 2.5258 | 2.5598 | 0.023602 | 82.7416
| NEM | Non-NEM Customer | Monthly System Peak Day | May | CAISO 1-in-10 | 23 | 1.8897 | 1.8595 | 2.0291 | 2.0229 | 0.01468 | 80.1649
| NEM | Non-NEM Customer | Monthly System Peak Day | May | CAISO 1-in-10 | 24 | 1.5716 | 1.5464 | 1.6532 | 1.6131 | 0.01185 | 77.4219
| NEM | Non-NEM Customer | Monthly System Peak Day | May | CAISO 1-in-2 | 1 | 0.84311 | 0.81322 | 0.84311 | 0.81322 | 0 | 66.6265
| NEM | Non-NEM Customer | Monthly System Peak Day | May | CAISO 1-in-2 | 2 | 0.71264 | 0.68827 | 0.71264 | 0.68827 | 0 | 65.1841
| NEM | Non-NEM Customer | Monthly System Peak Day | May | CAISO 1-in-2 | 3 | 0.61763 | 0.59573 | 0.61763 | 0.59573 | 0 | 63.7651
| NEM | Non-NEM Customer | Monthly System Peak Day | May | CAISO 1-in-2 | 4 | 0.56213 | 0.54258 | 0.56213 | 0.54258 | 0 | 62.3517
| NEM | Non-NEM Customer | Monthly System Peak Day | May | CAISO 1-in-2 | 5 | 0.53382 | 0.51813 | 0.53382 | 0.51813 | 0 | 61.0884
| NEM | Non-NEM Customer | Monthly System Peak Day | May | CAISO 1-in-2 | 6 | 0.53201 | 0.52937 | 0.53201 | 0.52937 | 0 | 60.4149
| NEM | Non-NEM Customer | Monthly System Peak Day | May | CAISO 1-in-2 | 7 | 0.55835 | 0.5826 | 0.55835 | 0.5826 | 0 | 60.1547
| NEM | Non-NEM Customer | Monthly System Peak Day | May | CAISO 1-in-2 | 8 | 0.61115 | 0.61988 | 0.61115 | 0.61988 | 0 | 60.5508
| NEM | Non-NEM Customer | Monthly System Peak Day | May | CAISO 1-in-2 | 9 | 0.65971 | 0.61149 | 0.65971 | 0.61149 | 0 | 63.1041
| NEM | Non-NEM Customer | Monthly System Peak Day | May | CAISO 1-in-2 | 10 | 0.72309 | 0.65158 | 0.72309 | 0.65158 | 0 | 67.8884
| NEM | Non-NEM Customer | Monthly System Peak Day | May | CAISO 1-in-2 | 11 | 0.82551 | 0.73673 | 0.82551 | 0.73673 | 0 | 73.268
| NEM | Non-NEM Customer | Monthly System Peak Day | May | CAISO 1-in-2 | 12 | 0.90584 | 0.78781 | 0.90584 | 0.78781 | 0 | 77.8826
| NEM | Non-NEM Customer | Monthly System Peak Day | May | CAISO 1-in-2 | 13 | 1.0389 | 0.8838 | 1.0389 | 0.8838 | 0 | 81.0356
| NEM | Non-NEM Customer | Monthly System Peak Day | May | CAISO 1-in-2 | 14 | 1.1845 | 1.0063 | 1.1845 | 1.0063 | 0 | 82.9876
| NEM | Non-NEM Customer | Monthly System Peak Day | May | CAISO 1-in-2 | 15 | 1.3287 | 1.1356 | 1.3287 | 1.1356 | 0 | 84.2174
| NEM | Non-NEM Customer | Monthly System Peak Day | May | CAISO 1-in-2 | 16 | 1.4634 | 1.2694 | 1.4634 | 1.2694 | 0 | 85.1079
| NEM | Non-NEM Customer | Monthly System Peak Day | May | CAISO 1-in-2 | 17 | 1.56 | 1.3861 | 0.79655 | 0.57197 | 0.019071 | 84.8889
| NEM | Non-NEM Customer | Monthly System Peak Day | May | CAISO 1-in-2 | 18 | 1.6203 | 1.4784 | 1.2357 | 1.0628 | 0.10055 | 83.5423
| NEM | Non-NEM Customer | Monthly System Peak Day | May | CAISO 1-in-2 | 19 | 1.5955 | 1.4908 | 1.4404 | 1.2472 | 0.051502 | 81.1036
| NEM | Non-NEM Customer | Monthly System Peak Day | May | CAISO 1-in-2 | 20 | 1.5088 | 1.4365 | 1.3795 | 1.251 | 0.032243 | 78.141
| NEM | Non-NEM Customer | Monthly System Peak Day | May | CAISO 1-in-2 | 21 | 1.4469 | 1.3931 | 1.3622 | 1.2523 | 0.042416 | 73.9218
| NEM | Non-NEM Customer | Monthly System Peak Day | May | CAISO 1-in-2 | 22 | 1.3515 | 1.3077 | 1.6587 | 1.6927 | 0.065676 | 70.4449
| NEM | Non-NEM Customer | Monthly System Peak Day | May | CAISO 1-in-2 | 23 | 1.2057 | 1.1756 | 1.2185 | 1.2123 | 0.0063882 | 68.619
| NEM | Non-NEM Customer | Monthly System Peak Day | May | CAISO 1-in-2 | 24 | 1.0022 | 0.97705 | 1.0051 | 0.97705 | 0.0014679 | 66.4171
| NEM | Non-NEM Customer | Monthly System Peak Day | May | SCE 1-in-10 | 1 | 1.195 | 1.1651 | 1.195 | 1.1651 | 0 | 74.5005
| NEM | Non-NEM Customer | Monthly System Peak Day | May | SCE 1-in-10 | 2 | 0.97222 | 0.94785 | 0.97222 | 0.94785 | 0 | 72.9805
| NEM | Non-NEM Customer | Monthly System Peak Day | May | SCE 1-in-10 | 3 | 0.8127 | 0.7908 | 0.8127 | 0.7908 | 0 | 71.3262
| NEM | Non-NEM Customer | Monthly System Peak Day | May | SCE 1-in-10 | 4 | 0.71333 | 0.69378 | 0.71333 | 0.69378 | 0 | 70.0074
| NEM | Non-NEM Customer | Monthly System Peak Day | May | SCE 1-in-10 | 5 | 0.65988 | 0.6442 | 0.65988 | 0.6442 | 0 | 69.1217
| NEM | Non-NEM Customer | Monthly System Peak Day | May | SCE 1-in-10 | 6 | 0.62644 | 0.6238 | 0.62644 | 0.6238 | 0 | 67.99
| NEM | Non-NEM Customer | Monthly System Peak Day | May | SCE 1-in-10 | 7 | 0.64031 | 0.66456 | 0.64031 | 0.66456 | 0 | 67.626
| NEM | Non-NEM Customer | Monthly System Peak Day | May | SCE 1-in-10 | 8 | 0.72032 | 0.72906 | 0.72032 | 0.72906 | 0 | 68.2182
| NEM | Non-NEM Customer | Monthly System Peak Day | May | SCE 1-in-10 | 9 | 0.86303 | 0.81481 | 0.86303 | 0.81481 | 0 | 72.6408
| NEM | Non-NEM Customer | Monthly System Peak Day | May | SCE 1-in-10 | 10 | 1.0774 | 1.0059 | 1.0774 | 1.0059 | 0 | 79.2273
| NEM | Non-NEM Customer | Monthly System Peak Day | May | SCE 1-in-10 | 11 | 1.2702 | 1.1815 | 1.2702 | 1.1815 | 0 | 85.2841
| NEM | Non-NEM Customer | Monthly System Peak Day | May | SCE 1-in-10 | 12 | 1.5118 | 1.3938 | 1.5118 | 1.3938 | 0 | 89.1369
| NEM | Non-NEM Customer | Monthly System Peak Day | May | SCE 1-in-10 | 13 | 1.8392 | 1.6842 | 1.8392 | 1.6842 | 0 | 91.9932
| NEM | Non-NEM Customer | Monthly System Peak Day | May | SCE 1-in-10 | 14 | 2.1604 | 1.9822 | 2.1604 | 1.9822 | 0 | 93.5515
| NEM | Non-NEM Customer | Monthly System Peak Day | May | SCE 1-in-10 | 15 | 2.4241 | 2.231 | 2.4241 | 2.231 | 0 | 94.9767
| NEM | Non-NEM Customer | Monthly System Peak Day | May | SCE 1-in-10 | 16 | 2.648 | 2.454 | 2.648 | 2.454 | 0 | 95.2836
| NEM | Non-NEM Customer | Monthly System Peak Day | May | SCE 1-in-10 | 17 | 2.7718 | 2.5978 | 1.8018 | 1.5772 | 0.015777 | 95.0066
| NEM | Non-NEM Customer | Monthly System Peak Day | May | SCE 1-in-10 | 18 | 2.8089 | 2.667 | 2.2111 | 2.0383 | 0.046684 | 94.1191
| NEM | Non-NEM Customer | Monthly System Peak Day | May | SCE 1-in-10 | 19 | 2.6981 | 2.5934 | 2.3388 | 2.1455 | 0.017489 | 93.1171
| NEM | Non-NEM Customer | Monthly System Peak Day | May | SCE 1-in-10 | 20 | 2.4845 | 2.4121 | 2.2242 | 2.0957 | 0.010855 | 90.5061
| NEM | Non-NEM Customer | Monthly System Peak Day | May | SCE 1-in-10 | 21 | 2.3397 | 2.2859 | 2.1211 | 2.0112 | 0.014157 | 86.5675
| NEM | Non-NEM Customer | Monthly System Peak Day | May | SCE 1-in-10 | 22 | 2.151 | 2.1071 | 2.5258 | 2.5598 | 0.023602 | 82.7416
| NEM | Non-NEM Customer | Monthly System Peak Day | May | SCE 1-in-10 | 23 | 1.8897 | 1.8595 | 2.0291 | 2.0229 | 0.01468 | 80.1649
| NEM | Non-NEM Customer | Monthly System Peak Day | May | SCE 1-in-10 | 24 | 1.5716 | 1.5464 | 1.6532 | 1.6131 | 0.01185 | 77.4219
| NEM | Non-NEM Customer | Monthly System Peak Day | May | SCE 1-in-2 | 1 | 0.78037 | 0.75047 | 0.78037 | 0.75047 | 0 | 65.7768
| NEM | Non-NEM Customer | Monthly System Peak Day | May | SCE 1-in-2 | 2 | 0.66622 | 0.64186 | 0.66622 | 0.64186 | 0 | 64.3582
| NEM | Non-NEM Customer | Monthly System Peak Day | May | SCE 1-in-2 | 3 | 0.59629 | 0.57439 | 0.59629 | 0.57439 | 0 | 63.2172
| NEM | Non-NEM Customer | Monthly System Peak Day | May | SCE 1-in-2 | 4 | 0.55627 | 0.53672 | 0.55627 | 0.53672 | 0 | 62.3087
| NEM | Non-NEM Customer | Monthly System Peak Day | May | SCE 1-in-2 | 5 | 0.53593 | 0.52024 | 0.53593 | 0.52024 | 0 | 61.3492
| NEM | Non-NEM Customer | Monthly System Peak Day | May | SCE 1-in-2 | 6 | 0.53145 | 0.52881 | 0.53145 | 0.52881 | 0 | 60.3631
| NEM | Non-NEM Customer | Monthly System Peak Day | May | SCE 1-in-2 | 7 | 0.55462 | 0.57887 | 0.55462 | 0.57887 | 0 | 59.752
| NEM | Non-NEM Customer | Monthly System Peak Day | May | SCE 1-in-2 | 8 | 0.60817 | 0.61691 | 0.60817 | 0.61691 | 0 | 60.4597
| NEM | Non-NEM Customer | Monthly System Peak Day | May | SCE 1-in-2 | 9 | 0.64134 | 0.59312 | 0.64134 | 0.59312 | 0 | 63.7743
| NEM | Non-NEM Customer | Monthly System Peak Day | May | SCE 1-in-2 | 10 | 0.72392 | 0.65241 | 0.72392 | 0.65241 | 0 | 68.5077
| NEM | Non-NEM Customer | Monthly System Peak Day | May | SCE 1-in-2 | 11 | 0.80811 | 0.71932 | 0.80811 | 0.71932 | 0 | 73.6441
| NEM | Non-NEM Customer | Monthly System Peak Day | May | SCE 1-in-2 | 12 | 0.88658 | 0.76855 | 0.88658 | 0.76855 | 0 | 77.9628
| NEM | Non-NEM Customer | Monthly System Peak Day | May | SCE 1-in-2 | 13 | 1.0222 | 0.86712 | 1.0222 | 0.86712 | 0 | 80.9665
| NEM | Non-NEM Customer | Monthly System Peak Day | May | SCE 1-in-2 | 14 | 1.171 | 0.99282 | 1.171 | 0.99282 | 0 | 83.379
| NEM | Non-NEM Customer | Monthly System Peak Day | May | SCE 1-in-2 | 15 | 1.331 | 1.1379 | 1.331 | 1.1379 | 0 | 84.2366
| NEM | Non-NEM Customer | Monthly System Peak Day | May | SCE 1-in-2 | 16 | 1.4816 | 1.2875 | 1.4816 | 1.2875 | 0 | 85.0602
| NEM | Non-NEM Customer | Monthly System Peak Day | May | SCE 1-in-2 | 17 | 1.5863 | 1.4124 | 0.81271 | 0.58812 | 0.018462 | 85.3856
| NEM | Non-NEM Customer | Monthly System Peak Day | May | SCE 1-in-2 | 18 | 1.644 | 1.5021 | 1.2393 | 1.0664 | 0.094486 | 84.5427
| NEM | Non-NEM Customer | Monthly System Peak Day | May | SCE 1-in-2 | 19 | 1.6098 | 1.5051 | 1.4298 | 1.2366 | 0.046792 | 82.5721
| NEM | Non-NEM Customer | Monthly System Peak Day | May | SCE 1-in-2 | 20 | 1.5185 | 1.4461 | 1.3713 | 1.2428 | 0.028269 | 79.8293
| NEM | Non-NEM Customer | Monthly System Peak Day | May | SCE 1-in-2 | 21 | 1.456 | 1.4022 | 1.3508 | 1.2409 | 0.0377 | 75.8646
| NEM | Non-NEM Customer | Monthly System Peak Day | May | SCE 1-in-2 | 22 | 1.3505 | 1.3067 | 1.6675 | 1.7014 | 0.05799 | 72.216
| NEM | Non-NEM Customer | Monthly System Peak Day | May | SCE 1-in-2 | 23 | 1.2016 | 1.1714 | 1.2307 | 1.2245 | 0.014547 | 70.1064
| NEM | Non-NEM Customer | Monthly System Peak Day | May | SCE 1-in-2 | 24 | 1.0071 | 0.98189 | 1.0252 | 0.98516 | 0.0090788 | 68.5454
| NEM | Non-NEM Customer | Monthly System Peak Day | November | CAISO 1-in-10 | 1 | 1.0085 | 0.97864 | 1.0085 | 0.97864 | 0 | 70.4219
| NEM | Non-NEM Customer | Monthly System Peak Day | November | CAISO 1-in-10 | 2 | 0.82961 | 0.80524 | 0.82961 | 0.80524 | 0 | 68.9034
| NEM | Non-NEM Customer | Monthly System Peak Day | November | CAISO 1-in-10 | 3 | 0.7381 | 0.7162 | 0.7381 | 0.7162 | 0 | 68.1538
| NEM | Non-NEM Customer | Monthly System Peak Day | November | CAISO 1-in-10 | 4 | 0.64946 | 0.62991 | 0.64946 | 0.62991 | 0 | 66.6402
| NEM | Non-NEM Customer | Monthly System Peak Day | November | CAISO 1-in-10 | 5 | 0.60895 | 0.59327 | 0.60895 | 0.59327 | 0 | 65.86
| NEM | Non-NEM Customer | Monthly System Peak Day | November | CAISO 1-in-10 | 6 | 0.59175 | 0.58911 | 0.59175 | 0.58911 | 0 | 65.1644
| NEM | Non-NEM Customer | Monthly System Peak Day | November | CAISO 1-in-10 | 7 | 0.61097 | 0.63522 | 0.61097 | 0.63522 | 0 | 64.9191
| NEM | Non-NEM Customer | Monthly System Peak Day | November | CAISO 1-in-10 | 8 | 0.68797 | 0.6967 | 0.68797 | 0.6967 | 0 | 65.4822
| NEM | Non-NEM Customer | Monthly System Peak Day | November | CAISO 1-in-10 | 9 | 0.75478 | 0.70656 | 0.75478 | 0.70656 | 0 | 67.1454
| NEM | Non-NEM Customer | Monthly System Peak Day | November | CAISO 1-in-10 | 10 | 0.84815 | 0.77664 | 0.84815 | 0.77664 | 0 | 71.5545
| NEM | Non-NEM Customer | Monthly System Peak Day | November | CAISO 1-in-10 | 11 | 1.0259 | 0.93707 | 1.0259 | 0.93707 | 0 | 78.6096
| NEM | Non-NEM Customer | Monthly System Peak Day | November | CAISO 1-in-10 | 12 | 1.1736 | 1.0556 | 1.1736 | 1.0556 | 0 | 84.5222
| NEM | Non-NEM Customer | Monthly System Peak Day | November | CAISO 1-in-10 | 13 | 1.3902 | 1.2351 | 1.3902 | 1.2351 | 0 | 87.9371
| NEM | Non-NEM Customer | Monthly System Peak Day | November | CAISO 1-in-10 | 14 | 1.62 | 1.4418 | 1.62 | 1.4418 | 0 | 89.7489
| NEM | Non-NEM Customer | Monthly System Peak Day | November | CAISO 1-in-10 | 15 | 1.8313 | 1.6382 | 1.8313 | 1.6382 | 0 | 90.4133
| NEM | Non-NEM Customer | Monthly System Peak Day | November | CAISO 1-in-10 | 16 | 2.0169 | 1.8229 | 2.0169 | 1.8229 | 0 | 90.517
| NEM | Non-NEM Customer | Monthly System Peak Day | November | CAISO 1-in-10 | 17 | 2.1331 | 1.9592 | 1.2688 | 1.0442 | 0.014676 | 89.8311
| NEM | Non-NEM Customer | Monthly System Peak Day | November | CAISO 1-in-10 | 18 | 2.1852 | 2.0433 | 1.7094 | 1.5365 | 0.074042 | 88.0648
| NEM | Non-NEM Customer | Monthly System Peak Day | November | CAISO 1-in-10 | 19 | 2.1184 | 2.0137 | 1.8965 | 1.7033 | 0.039032 | 85.0331
| NEM | Non-NEM Customer | Monthly System Peak Day | November | CAISO 1-in-10 | 20 | 1.9506 | 1.8783 | 1.788 | 1.6595 | 0.024922 | 81.2832
| NEM | Non-NEM Customer | Monthly System Peak Day | November | CAISO 1-in-10 | 21 | 1.851 | 1.7972 | 1.7232 | 1.6133 | 0.032591 | 77.9946
| NEM | Non-NEM Customer | Monthly System Peak Day | November | CAISO 1-in-10 | 22 | 1.7265 | 1.6827 | 2.0605 | 2.0944 | 0.045087 | 75.3106
| NEM | Non-NEM Customer | Monthly System Peak Day | November | CAISO 1-in-10 | 23 | 1.5282 | 1.498 | 1.5908 | 1.5846 | 0.02674 | 73.1582
| NEM | Non-NEM Customer | Monthly System Peak Day | November | CAISO 1-in-10 | 24 | 1.2642 | 1.2391 | 1.302 | 1.2619 | 0.020516 | 71.283
| NEM | Non-NEM Customer | Monthly System Peak Day | November | CAISO 1-in-2 | 1 | 0.66518 | 0.63529 | 0.66518 | 0.63529 | 0 | 57.7849
| NEM | Non-NEM Customer | Monthly System Peak Day | November | CAISO 1-in-2 | 2 | 0.5946 | 0.57024 | 0.5946 | 0.57024 | 0 | 56.4029
| NEM | Non-NEM Customer | Monthly System Peak Day | November | CAISO 1-in-2 | 3 | 0.54722 | 0.52532 | 0.54722 | 0.52532 | 0 | 55.3117
| NEM | Non-NEM Customer | Monthly System Peak Day | November | CAISO 1-in-2 | 4 | 0.51639 | 0.49685 | 0.51639 | 0.49685 | 0 | 54.5094
| NEM | Non-NEM Customer | Monthly System Peak Day | November | CAISO 1-in-2 | 5 | 0.50316 | 0.48748 | 0.50316 | 0.48748 | 0 | 53.6676
| NEM | Non-NEM Customer | Monthly System Peak Day | November | CAISO 1-in-2 | 6 | 0.5123 | 0.50966 | 0.5123 | 0.50966 | 0 | 52.866
| NEM | Non-NEM Customer | Monthly System Peak Day | November | CAISO 1-in-2 | 7 | 0.55435 | 0.5786 | 0.55435 | 0.5786 | 0 | 52.4515
| NEM | Non-NEM Customer | Monthly System Peak Day | November | CAISO 1-in-2 | 8 | 0.60582 | 0.61455 | 0.60582 | 0.61455 | 0 | 52.2993
| NEM | Non-NEM Customer | Monthly System Peak Day | November | CAISO 1-in-2 | 9 | 0.63537 | 0.58715 | 0.63537 | 0.58715 | 0 | 55.4855
| NEM | Non-NEM Customer | Monthly System Peak Day | November | CAISO 1-in-2 | 10 | 0.64977 | 0.57826 | 0.64977 | 0.57826 | 0 | 61.4333
| NEM | Non-NEM Customer | Monthly System Peak Day | November | CAISO 1-in-2 | 11 | 0.68234 | 0.59355 | 0.68234 | 0.59355 | 0 | 67.5888
| NEM | Non-NEM Customer | Monthly System Peak Day | November | CAISO 1-in-2 | 12 | 0.66848 | 0.55045 | 0.66848 | 0.55045 | 0 | 72.51
| NEM | Non-NEM Customer | Monthly System Peak Day | November | CAISO 1-in-2 | 13 | 0.69892 | 0.54386 | 0.69892 | 0.54386 | 0 | 75.7913
| NEM | Non-NEM Customer | Monthly System Peak Day | November | CAISO 1-in-2 | 14 | 0.74025 | 0.56206 | 0.74025 | 0.56206 | 0 | 77.6479
| NEM | Non-NEM Customer | Monthly System Peak Day | November | CAISO 1-in-2 | 15 | 0.79149 | 0.59838 | 0.79149 | 0.59838 | 0 | 78.569
| NEM | Non-NEM Customer | Monthly System Peak Day | November | CAISO 1-in-2 | 16 | 0.84698 | 0.65294 | 0.84698 | 0.65294 | 0 | 78.4681
| NEM | Non-NEM Customer | Monthly System Peak Day | November | CAISO 1-in-2 | 17 | 0.90461 | 0.73069 | 0.68919 | 0.51527 | 0.03069 | 77.2285
| NEM | Non-NEM Customer | Monthly System Peak Day | November | CAISO 1-in-2 | 18 | 0.99099 | 0.84907 | 0.79769 | 0.64384 | 0.16074 | 74.0496
| NEM | Non-NEM Customer | Monthly System Peak Day | November | CAISO 1-in-2 | 19 | 1.0348 | 0.93014 | 1.0348 | 0.86878 | 0 | 70.3891
| NEM | Non-NEM Customer | Monthly System Peak Day | November | CAISO 1-in-2 | 20 | 1.031 | 0.95866 | 1.007 | 0.87845 | 0.012037 | 68.2033
| NEM | Non-NEM Customer | Monthly System Peak Day | November | CAISO 1-in-2 | 21 | 1.0289 | 0.97514 | 1.0285 | 0.91862 | 0.00019406 | 65.9671
| NEM | Non-NEM Customer | Monthly System Peak Day | November | CAISO 1-in-2 | 22 | 0.9681 | 0.92426 | 1.176 | 1.1322 | 0.094021 | 64.1112
| NEM | Non-NEM Customer | Monthly System Peak Day | November | CAISO 1-in-2 | 23 | 0.87638 | 0.8462 | 0.87638 | 0.8462 | 0 | 62.1229
| NEM | Non-NEM Customer | Monthly System Peak Day | November | CAISO 1-in-2 | 24 | 0.74846 | 0.72329 | 0.74846 | 0.72329 | 0 | 60.553
| NEM | Non-NEM Customer | Monthly System Peak Day | November | SCE 1-in-10 | 1 | 1.0085 | 0.97864 | 1.0085 | 0.97864 | 0 | 70.4219
| NEM | Non-NEM Customer | Monthly System Peak Day | November | SCE 1-in-10 | 2 | 0.82961 | 0.80524 | 0.82961 | 0.80524 | 0 | 68.9034
| NEM | Non-NEM Customer | Monthly System Peak Day | November | SCE 1-in-10 | 3 | 0.7381 | 0.7162 | 0.7381 | 0.7162 | 0 | 68.1538
| NEM | Non-NEM Customer | Monthly System Peak Day | November | SCE 1-in-10 | 4 | 0.64946 | 0.62991 | 0.64946 | 0.62991 | 0 | 66.6402
| NEM | Non-NEM Customer | Monthly System Peak Day | November | SCE 1-in-10 | 5 | 0.60895 | 0.59327 | 0.60895 | 0.59327 | 0 | 65.86
| NEM | Non-NEM Customer | Monthly System Peak Day | November | SCE 1-in-10 | 6 | 0.59175 | 0.58911 | 0.59175 | 0.58911 | 0 | 65.1644
| NEM | Non-NEM Customer | Monthly System Peak Day | November | SCE 1-in-10 | 7 | 0.61097 | 0.63522 | 0.61097 | 0.63522 | 0 | 64.9191
| NEM | Non-NEM Customer | Monthly System Peak Day | November | SCE 1-in-10 | 8 | 0.68797 | 0.6967 | 0.68797 | 0.6967 | 0 | 65.4822
| NEM | Non-NEM Customer | Monthly System Peak Day | November | SCE 1-in-10 | 9 | 0.75478 | 0.70656 | 0.75478 | 0.70656 | 0 | 67.1454
| NEM | Non-NEM Customer | Monthly System Peak Day | November | SCE 1-in-10 | 10 | 0.84815 | 0.77664 | 0.84815 | 0.77664 | 0 | 71.5545
| NEM | Non-NEM Customer | Monthly System Peak Day | November | SCE 1-in-10 | 11 | 1.0259 | 0.93707 | 1.0259 | 0.93707 | 0 | 78.6096
| NEM | Non-NEM Customer | Monthly System Peak Day | November | SCE 1-in-10 | 12 | 1.1736 | 1.0556 | 1.1736 | 1.0556 | 0 | 84.5222
| NEM | Non-NEM Customer | Monthly System Peak Day | November | SCE 1-in-10 | 13 | 1.3902 | 1.2351 | 1.3902 | 1.2351 | 0 | 87.9371
| NEM | Non-NEM Customer | Monthly System Peak Day | November | SCE 1-in-10 | 14 | 1.62 | 1.4418 | 1.62 | 1.4418 | 0 | 89.7489
| NEM | Non-NEM Customer | Monthly System Peak Day | November | SCE 1-in-10 | 15 | 1.8313 | 1.6382 | 1.8313 | 1.6382 | 0 | 90.4133
| NEM | Non-NEM Customer | Monthly System Peak Day | November | SCE 1-in-10 | 16 | 2.0169 | 1.8229 | 2.0169 | 1.8229 | 0 | 90.517
| NEM | Non-NEM Customer | Monthly System Peak Day | November | SCE 1-in-10 | 17 | 2.1331 | 1.9592 | 1.2688 | 1.0442 | 0.014676 | 89.8311
| NEM | Non-NEM Customer | Monthly System Peak Day | November | SCE 1-in-10 | 18 | 2.1852 | 2.0433 | 1.7094 | 1.5365 | 0.074042 | 88.0648
| NEM | Non-NEM Customer | Monthly System Peak Day | November | SCE 1-in-10 | 19 | 2.1184 | 2.0137 | 1.8965 | 1.7033 | 0.039032 | 85.0331
| NEM | Non-NEM Customer | Monthly System Peak Day | November | SCE 1-in-10 | 20 | 1.9506 | 1.8783 | 1.788 | 1.6595 | 0.024922 | 81.2832
| NEM | Non-NEM Customer | Monthly System Peak Day | November | SCE 1-in-10 | 21 | 1.851 | 1.7972 | 1.7232 | 1.6133 | 0.032591 | 77.9946
| NEM | Non-NEM Customer | Monthly System Peak Day | November | SCE 1-in-10 | 22 | 1.7265 | 1.6827 | 2.0605 | 2.0944 | 0.045087 | 75.3106
| NEM | Non-NEM Customer | Monthly System Peak Day | November | SCE 1-in-10 | 23 | 1.5282 | 1.498 | 1.5908 | 1.5846 | 0.02674 | 73.1582
| NEM | Non-NEM Customer | Monthly System Peak Day | November | SCE 1-in-10 | 24 | 1.2642 | 1.2391 | 1.302 | 1.2619 | 0.020516 | 71.283
| NEM | Non-NEM Customer | Monthly System Peak Day | November | SCE 1-in-2 | 1 | 0.74875 | 0.71886 | 0.74875 | 0.71886 | 0 | 64.0167
| NEM | Non-NEM Customer | Monthly System Peak Day | November | SCE 1-in-2 | 2 | 0.64634 | 0.62197 | 0.64634 | 0.62197 | 0 | 62.5392
| NEM | Non-NEM Customer | Monthly System Peak Day | November | SCE 1-in-2 | 3 | 0.5877 | 0.5658 | 0.5877 | 0.5658 | 0 | 61.4995
| NEM | Non-NEM Customer | Monthly System Peak Day | November | SCE 1-in-2 | 4 | 0.55087 | 0.53133 | 0.55087 | 0.53133 | 0 | 60.6175
| NEM | Non-NEM Customer | Monthly System Peak Day | November | SCE 1-in-2 | 5 | 0.5321 | 0.51642 | 0.5321 | 0.51642 | 0 | 59.8159
| NEM | Non-NEM Customer | Monthly System Peak Day | November | SCE 1-in-2 | 6 | 0.5301 | 0.52746 | 0.5301 | 0.52746 | 0 | 58.8388
| NEM | Non-NEM Customer | Monthly System Peak Day | November | SCE 1-in-2 | 7 | 0.55674 | 0.58099 | 0.55674 | 0.58099 | 0 | 58.5929
| NEM | Non-NEM Customer | Monthly System Peak Day | November | SCE 1-in-2 | 8 | 0.60883 | 0.61757 | 0.60883 | 0.61757 | 0 | 58.4452
| NEM | Non-NEM Customer | Monthly System Peak Day | November | SCE 1-in-2 | 9 | 0.64257 | 0.59435 | 0.64257 | 0.59435 | 0 | 60.8573
| NEM | Non-NEM Customer | Monthly System Peak Day | November | SCE 1-in-2 | 10 | 0.69326 | 0.62175 | 0.69326 | 0.62175 | 0 | 65.9887
| NEM | Non-NEM Customer | Monthly System Peak Day | November | SCE 1-in-2 | 11 | 0.77506 | 0.68628 | 0.77506 | 0.68628 | 0 | 72.3352
| NEM | Non-NEM Customer | Monthly System Peak Day | November | SCE 1-in-2 | 12 | 0.82554 | 0.70751 | 0.82554 | 0.70751 | 0 | 78.0524
| NEM | Non-NEM Customer | Monthly System Peak Day | November | SCE 1-in-2 | 13 | 0.92775 | 0.77269 | 0.92775 | 0.77269 | 0 | 82.1086
| NEM | Non-NEM Customer | Monthly System Peak Day | November | SCE 1-in-2 | 14 | 1.0558 | 0.87765 | 1.0558 | 0.87765 | 0 | 84.6132
| NEM | Non-NEM Customer | Monthly System Peak Day | November | SCE 1-in-2 | 15 | 1.199 | 1.0059 | 1.199 | 1.0059 | 0 | 85.8223
| NEM | Non-NEM Customer | Monthly System Peak Day | November | SCE 1-in-2 | 16 | 1.3434 | 1.1494 | 1.3434 | 1.1494 | 0 | 85.7595
| NEM | Non-NEM Customer | Monthly System Peak Day | November | SCE 1-in-2 | 17 | 1.453 | 1.279 | 0.69597 | 0.47139 | 0.019473 | 84.5728
| NEM | Non-NEM Customer | Monthly System Peak Day | November | SCE 1-in-2 | 18 | 1.5239 | 1.382 | 1.1774 | 1.0046 | 0.11223 | 81.6501
| NEM | Non-NEM Customer | Monthly System Peak Day | November | SCE 1-in-2 | 19 | 1.5023 | 1.3976 | 1.4006 | 1.2073 | 0.061678 | 77.9709
| NEM | Non-NEM Customer | Monthly System Peak Day | November | SCE 1-in-2 | 20 | 1.4076 | 1.3353 | 1.3078 | 1.1793 | 0.038938 | 75.3525
| NEM | Non-NEM Customer | Monthly System Peak Day | November | SCE 1-in-2 | 21 | 1.3605 | 1.3067 | 1.2865 | 1.1766 | 0.044883 | 72.9119
| NEM | Non-NEM Customer | Monthly System Peak Day | November | SCE 1-in-2 | 22 | 1.2719 | 1.228 | 1.5821 | 1.616 | 0.0633 | 70.9886
| NEM | Non-NEM Customer | Monthly System Peak Day | November | SCE 1-in-2 | 23 | 1.1338 | 1.1036 | 1.151 | 1.1448 | 0.0085694 | 69.0167
| NEM | Non-NEM Customer | Monthly System Peak Day | November | SCE 1-in-2 | 24 | 0.95327 | 0.92811 | 0.96276 | 0.92811 | 0.0047422 | 67.3327
| NEM | Non-NEM Customer | Monthly System Peak Day | October | CAISO 1-in-10 | 1 | 1.3679 | 1.338 | 1.3679 | 1.338 | 0 | 77.6758
| NEM | Non-NEM Customer | Monthly System Peak Day | October | CAISO 1-in-10 | 2 | 1.1671 | 1.1428 | 1.1671 | 1.1428 | 0 | 76.7775
| NEM | Non-NEM Customer | Monthly System Peak Day | October | CAISO 1-in-10 | 3 | 1.0164 | 0.99452 | 1.0164 | 0.99452 | 0 | 75.8759
| NEM | Non-NEM Customer | Monthly System Peak Day | October | CAISO 1-in-10 | 4 | 0.89325 | 0.87371 | 0.89325 | 0.87371 | 0 | 74.8445
| NEM | Non-NEM Customer | Monthly System Peak Day | October | CAISO 1-in-10 | 5 | 0.82279 | 0.80711 | 0.82279 | 0.80711 | 0 | 74.4363
| NEM | Non-NEM Customer | Monthly System Peak Day | October | CAISO 1-in-10 | 6 | 0.78402 | 0.78138 | 0.78402 | 0.78138 | 0 | 74.1322
| NEM | Non-NEM Customer | Monthly System Peak Day | October | CAISO 1-in-10 | 7 | 0.76872 | 0.79297 | 0.76872 | 0.79297 | 0 | 73.4376
| NEM | Non-NEM Customer | Monthly System Peak Day | October | CAISO 1-in-10 | 8 | 0.83326 | 0.842 | 0.83326 | 0.842 | 0 | 73.044
| NEM | Non-NEM Customer | Monthly System Peak Day | October | CAISO 1-in-10 | 9 | 0.90465 | 0.85643 | 0.90465 | 0.85643 | 0 | 73.7635
| NEM | Non-NEM Customer | Monthly System Peak Day | October | CAISO 1-in-10 | 10 | 1.0185 | 0.94697 | 1.0185 | 0.94697 | 0 | 77.4555
| NEM | Non-NEM Customer | Monthly System Peak Day | October | CAISO 1-in-10 | 11 | 1.1786 | 1.0898 | 1.1786 | 1.0898 | 0 | 81.4287
| NEM | Non-NEM Customer | Monthly System Peak Day | October | CAISO 1-in-10 | 12 | 1.4275 | 1.3095 | 1.4275 | 1.3095 | 0 | 84.8812
| NEM | Non-NEM Customer | Monthly System Peak Day | October | CAISO 1-in-10 | 13 | 1.7338 | 1.5788 | 1.7338 | 1.5788 | 0 | 87.4698
| NEM | Non-NEM Customer | Monthly System Peak Day | October | CAISO 1-in-10 | 14 | 2.0287 | 1.8505 | 2.0287 | 1.8505 | 0 | 88.9945
| NEM | Non-NEM Customer | Monthly System Peak Day | October | CAISO 1-in-10 | 15 | 2.2777 | 2.0846 | 2.2777 | 2.0846 | 0 | 89.714
| NEM | Non-NEM Customer | Monthly System Peak Day | October | CAISO 1-in-10 | 16 | 2.4858 | 2.2918 | 2.4858 | 2.2918 | 0 | 90.4286
| NEM | Non-NEM Customer | Monthly System Peak Day | October | CAISO 1-in-10 | 17 | 2.6039 | 2.43 | 1.7386 | 1.514 | 0.014656 | 89.8791
| NEM | Non-NEM Customer | Monthly System Peak Day | October | CAISO 1-in-10 | 18 | 2.6402 | 2.4983 | 2.1526 | 1.9797 | 0.070828 | 88.6525
| NEM | Non-NEM Customer | Monthly System Peak Day | October | CAISO 1-in-10 | 19 | 2.5357 | 2.431 | 2.3049 | 2.1116 | 0.037408 | 85.5577
| NEM | Non-NEM Customer | Monthly System Peak Day | October | CAISO 1-in-10 | 20 | 2.2942 | 2.2218 | 2.123 | 1.9944 | 0.023093 | 82.0961
| NEM | Non-NEM Customer | Monthly System Peak Day | October | CAISO 1-in-10 | 21 | 2.161 | 2.1072 | 2.0215 | 1.9116 | 0.029969 | 79.1033
| NEM | Non-NEM Customer | Monthly System Peak Day | October | CAISO 1-in-10 | 22 | 2.0288 | 1.985 | 2.3728 | 2.4068 | 0.038016 | 77.1372
| NEM | Non-NEM Customer | Monthly System Peak Day | October | CAISO 1-in-10 | 23 | 1.7893 | 1.7592 | 1.8821 | 1.8759 | 0.020516 | 75.9088
| NEM | Non-NEM Customer | Monthly System Peak Day | October | CAISO 1-in-10 | 24 | 1.4747 | 1.4495 | 1.5378 | 1.4978 | 0.014565 | 74.8412
| NEM | Non-NEM Customer | Monthly System Peak Day | October | CAISO 1-in-2 | 1 | 1.1627 | 1.1328 | 1.1627 | 1.1328 | 0 | 73.6089
| NEM | Non-NEM Customer | Monthly System Peak Day | October | CAISO 1-in-2 | 2 | 0.97236 | 0.948 | 0.97236 | 0.948 | 0 | 72.3616
| NEM | Non-NEM Customer | Monthly System Peak Day | October | CAISO 1-in-2 | 3 | 0.83634 | 0.81444 | 0.83634 | 0.81444 | 0 | 71.276
| NEM | Non-NEM Customer | Monthly System Peak Day | October | CAISO 1-in-2 | 4 | 0.7252 | 0.70565 | 0.7252 | 0.70565 | 0 | 69.9619
| NEM | Non-NEM Customer | Monthly System Peak Day | October | CAISO 1-in-2 | 5 | 0.6579 | 0.64222 | 0.6579 | 0.64222 | 0 | 68.9899
| NEM | Non-NEM Customer | Monthly System Peak Day | October | CAISO 1-in-2 | 6 | 0.62479 | 0.62214 | 0.62479 | 0.62214 | 0 | 68.2618
| NEM | Non-NEM Customer | Monthly System Peak Day | October | CAISO 1-in-2 | 7 | 0.63215 | 0.6564 | 0.63215 | 0.6564 | 0 | 67.7295
| NEM | Non-NEM Customer | Monthly System Peak Day | October | CAISO 1-in-2 | 8 | 0.6842 | 0.69294 | 0.6842 | 0.69294 | 0 | 67.2288
| NEM | Non-NEM Customer | Monthly System Peak Day | October | CAISO 1-in-2 | 9 | 0.73042 | 0.6822 | 0.73042 | 0.6822 | 0 | 68.0683
| NEM | Non-NEM Customer | Monthly System Peak Day | October | CAISO 1-in-2 | 10 | 0.826 | 0.75449 | 0.826 | 0.75449 | 0 | 71.6441
| NEM | Non-NEM Customer | Monthly System Peak Day | October | CAISO 1-in-2 | 11 | 0.99636 | 0.90757 | 0.99636 | 0.90757 | 0 | 76.3536
| NEM | Non-NEM Customer | Monthly System Peak Day | October | CAISO 1-in-2 | 12 | 1.1862 | 1.0682 | 1.1862 | 1.0682 | 0 | 81.0571
| NEM | Non-NEM Customer | Monthly System Peak Day | October | CAISO 1-in-2 | 13 | 1.4105 | 1.2554 | 1.4105 | 1.2554 | 0 | 84.5869
| NEM | Non-NEM Customer | Monthly System Peak Day | October | CAISO 1-in-2 | 14 | 1.6381 | 1.4599 | 1.6381 | 1.4599 | 0 | 86.7454
| NEM | Non-NEM Customer | Monthly System Peak Day | October | CAISO 1-in-2 | 15 | 1.8506 | 1.6575 | 1.8506 | 1.6575 | 0 | 87.3003
| NEM | Non-NEM Customer | Monthly System Peak Day | October | CAISO 1-in-2 | 16 | 2.0391 | 1.8451 | 2.0391 | 1.8451 | 0 | 87.4238
| NEM | Non-NEM Customer | Monthly System Peak Day | October | CAISO 1-in-2 | 17 | 2.1539 | 1.9799 | 1.3509 | 1.1263 | 0.016871 | 86.8242
| NEM | Non-NEM Customer | Monthly System Peak Day | October | CAISO 1-in-2 | 18 | 2.1978 | 2.0559 | 1.7676 | 1.5947 | 0.086955 | 85.8077
| NEM | Non-NEM Customer | Monthly System Peak Day | October | CAISO 1-in-2 | 19 | 2.1206 | 2.0159 | 1.9196 | 1.7264 | 0.042877 | 83.8057
| NEM | Non-NEM Customer | Monthly System Peak Day | October | CAISO 1-in-2 | 20 | 1.943 | 1.8706 | 1.7851 | 1.6566 | 0.025946 | 80.8343
| NEM | Non-NEM Customer | Monthly System Peak Day | October | CAISO 1-in-2 | 21 | 1.8455 | 1.7918 | 1.7164 | 1.6065 | 0.032294 | 78.1197
| NEM | Non-NEM Customer | Monthly System Peak Day | October | CAISO 1-in-2 | 22 | 1.7213 | 1.6774 | 2.0597 | 2.0937 | 0.041862 | 76.1259
| NEM | Non-NEM Customer | Monthly System Peak Day | October | CAISO 1-in-2 | 23 | 1.5202 | 1.49 | 1.5974 | 1.5912 | 0.023586 | 74.495
| NEM | Non-NEM Customer | Monthly System Peak Day | October | CAISO 1-in-2 | 24 | 1.269 | 1.2439 | 1.3199 | 1.2798 | 0.017242 | 73.1191
| NEM | Non-NEM Customer | Monthly System Peak Day | October | SCE 1-in-10 | 1 | 1.4175 | 1.3876 | 1.4175 | 1.3876 | 0 | 78.8937
| NEM | Non-NEM Customer | Monthly System Peak Day | October | SCE 1-in-10 | 2 | 1.2337 | 1.2093 | 1.2337 | 1.2093 | 0 | 78.7866
| NEM | Non-NEM Customer | Monthly System Peak Day | October | SCE 1-in-10 | 3 | 1.0791 | 1.0572 | 1.0791 | 1.0572 | 0 | 77.9288
| NEM | Non-NEM Customer | Monthly System Peak Day | October | SCE 1-in-10 | 4 | 0.99499 | 0.97544 | 0.99499 | 0.97544 | 0 | 77.907
| NEM | Non-NEM Customer | Monthly System Peak Day | October | SCE 1-in-10 | 5 | 0.9279 | 0.91222 | 0.9279 | 0.91222 | 0 | 77.6858
| NEM | Non-NEM Customer | Monthly System Peak Day | October | SCE 1-in-10 | 6 | 0.90321 | 0.90056 | 0.90321 | 0.90056 | 0 | 78.0945
| NEM | Non-NEM Customer | Monthly System Peak Day | October | SCE 1-in-10 | 7 | 0.89202 | 0.91627 | 0.89202 | 0.91627 | 0 | 77.8733
| NEM | Non-NEM Customer | Monthly System Peak Day | October | SCE 1-in-10 | 8 | 0.98153 | 0.99026 | 0.98153 | 0.99026 | 0 | 77.8237
| NEM | Non-NEM Customer | Monthly System Peak Day | October | SCE 1-in-10 | 9 | 1.041 | 0.99282 | 1.041 | 0.99282 | 0 | 77.9523
| NEM | Non-NEM Customer | Monthly System Peak Day | October | SCE 1-in-10 | 10 | 1.1512 | 1.0797 | 1.1512 | 1.0797 | 0 | 81.2347
| NEM | Non-NEM Customer | Monthly System Peak Day | October | SCE 1-in-10 | 11 | 1.4598 | 1.371 | 1.4598 | 1.371 | 0 | 85.3028
| NEM | Non-NEM Customer | Monthly System Peak Day | October | SCE 1-in-10 | 12 | 1.8626 | 1.7446 | 1.8626 | 1.7446 | 0 | 90.2638
| NEM | Non-NEM Customer | Monthly System Peak Day | October | SCE 1-in-10 | 13 | 2.284 | 2.129 | 2.284 | 2.129 | 0 | 94.5563
| NEM | Non-NEM Customer | Monthly System Peak Day | October | SCE 1-in-10 | 14 | 2.6798 | 2.5016 | 2.6798 | 2.5016 | 0 | 96.7409
| NEM | Non-NEM Customer | Monthly System Peak Day | October | SCE 1-in-10 | 15 | 2.9925 | 2.7994 | 2.9925 | 2.7994 | 0 | 98.1978
| NEM | Non-NEM Customer | Monthly System Peak Day | October | SCE 1-in-10 | 16 | 3.2434 | 3.0494 | 3.2434 | 3.0494 | 0 | 98.8968
| NEM | Non-NEM Customer | Monthly System Peak Day | October | SCE 1-in-10 | 17 | 3.3701 | 3.1961 | 2.3264 | 2.1018 | 0.019669 | 98.6199
| NEM | Non-NEM Customer | Monthly System Peak Day | October | SCE 1-in-10 | 18 | 3.3933 | 3.2513 | 2.712 | 2.5391 | 0.042752 | 98.2608
| NEM | Non-NEM Customer | Monthly System Peak Day | October | SCE 1-in-10 | 19 | 3.2471 | 3.1424 | 2.8317 | 2.6385 | 0.015366 | 96.41
| NEM | Non-NEM Customer | Monthly System Peak Day | October | SCE 1-in-10 | 20 | 2.9534 | 2.8811 | 2.6727 | 2.5442 | 0.012225 | 92.4385
| NEM | Non-NEM Customer | Monthly System Peak Day | October | SCE 1-in-10 | 21 | 2.7643 | 2.7105 | 2.5252 | 2.4152 | 0.01162 | 88.5108
| NEM | Non-NEM Customer | Monthly System Peak Day | October | SCE 1-in-10 | 22 | 2.557 | 2.5131 | 2.9517 | 2.9856 | 0.026748 | 86.3502
| NEM | Non-NEM Customer | Monthly System Peak Day | October | SCE 1-in-10 | 23 | 2.2394 | 2.2092 | 2.4256 | 2.4194 | 0.017713 | 84.4264
| NEM | Non-NEM Customer | Monthly System Peak Day | October | SCE 1-in-10 | 24 | 1.8637 | 1.8386 | 1.9859 | 1.9458 | 0.014759 | 83.0867
| NEM | Non-NEM Customer | Monthly System Peak Day | October | SCE 1-in-2 | 1 | 1.1167 | 1.0868 | 1.1167 | 1.0868 | 0 | 72.7006
| NEM | Non-NEM Customer | Monthly System Peak Day | October | SCE 1-in-2 | 2 | 0.91891 | 0.89454 | 0.91891 | 0.89454 | 0 | 71.1725
| NEM | Non-NEM Customer | Monthly System Peak Day | October | SCE 1-in-2 | 3 | 0.74366 | 0.72176 | 0.74366 | 0.72176 | 0 | 68.8086
| NEM | Non-NEM Customer | Monthly System Peak Day | October | SCE 1-in-2 | 4 | 0.66958 | 0.65003 | 0.66958 | 0.65003 | 0 | 67.8422
| NEM | Non-NEM Customer | Monthly System Peak Day | October | SCE 1-in-2 | 5 | 0.62713 | 0.61144 | 0.62713 | 0.61144 | 0 | 67.1923
| NEM | Non-NEM Customer | Monthly System Peak Day | October | SCE 1-in-2 | 6 | 0.61005 | 0.60741 | 0.61005 | 0.60741 | 0 | 66.6276
| NEM | Non-NEM Customer | Monthly System Peak Day | October | SCE 1-in-2 | 7 | 0.62017 | 0.64442 | 0.62017 | 0.64442 | 0 | 65.9576
| NEM | Non-NEM Customer | Monthly System Peak Day | October | SCE 1-in-2 | 8 | 0.67585 | 0.68458 | 0.67585 | 0.68458 | 0 | 65.7458
| NEM | Non-NEM Customer | Monthly System Peak Day | October | SCE 1-in-2 | 9 | 0.71334 | 0.66512 | 0.71334 | 0.66512 | 0 | 66.6562
| NEM | Non-NEM Customer | Monthly System Peak Day | October | SCE 1-in-2 | 10 | 0.81389 | 0.74238 | 0.81389 | 0.74238 | 0 | 70.9168
| NEM | Non-NEM Customer | Monthly System Peak Day | October | SCE 1-in-2 | 11 | 1.0566 | 0.96778 | 1.0566 | 0.96778 | 0 | 77.2463
| NEM | Non-NEM Customer | Monthly System Peak Day | October | SCE 1-in-2 | 12 | 1.2712 | 1.1532 | 1.2712 | 1.1532 | 0 | 83.1215
| NEM | Non-NEM Customer | Monthly System Peak Day | October | SCE 1-in-2 | 13 | 1.5158 | 1.3607 | 1.5158 | 1.3607 | 0 | 87.15
| NEM | Non-NEM Customer | Monthly System Peak Day | October | SCE 1-in-2 | 14 | 1.7632 | 1.585 | 1.7632 | 1.585 | 0 | 89.6372
| NEM | Non-NEM Customer | Monthly System Peak Day | October | SCE 1-in-2 | 15 | 1.9862 | 1.7931 | 1.9862 | 1.7931 | 0 | 90.9195
| NEM | Non-NEM Customer | Monthly System Peak Day | October | SCE 1-in-2 | 16 | 2.183 | 1.9889 | 2.183 | 1.9889 | 0 | 91.3699
| NEM | Non-NEM Customer | Monthly System Peak Day | October | SCE 1-in-2 | 17 | 2.3025 | 2.1286 | 1.4152 | 1.1906 | 0.01436 | 90.9613
| NEM | Non-NEM Customer | Monthly System Peak Day | October | SCE 1-in-2 | 18 | 2.3475 | 2.2056 | 1.8301 | 1.6572 | 0.063098 | 90.1334
| NEM | Non-NEM Customer | Monthly System Peak Day | October | SCE 1-in-2 | 19 | 2.2662 | 2.1615 | 1.9824 | 1.7892 | 0.028129 | 88.6728
| NEM | Non-NEM Customer | Monthly System Peak Day | October | SCE 1-in-2 | 20 | 2.0933 | 2.0209 | 1.8905 | 1.762 | 0.016829 | 85.0755
| NEM | Non-NEM Customer | Monthly System Peak Day | October | SCE 1-in-2 | 21 | 1.9851 | 1.9313 | 1.8151 | 1.7051 | 0.023345 | 81.9829
| NEM | Non-NEM Customer | Monthly System Peak Day | October | SCE 1-in-2 | 22 | 1.8302 | 1.7863 | 2.1887 | 2.2226 | 0.029249 | 79.7737
| NEM | Non-NEM Customer | Monthly System Peak Day | October | SCE 1-in-2 | 23 | 1.6119 | 1.5817 | 1.7183 | 1.7121 | 0.01815 | 77.154
| NEM | Non-NEM Customer | Monthly System Peak Day | October | SCE 1-in-2 | 24 | 1.3543 | 1.3291 | 1.4217 | 1.3816 | 0.013777 | 75.4322
| NEM | Non-NEM Customer | Monthly System Peak Day | September | CAISO 1-in-10 | 1 | 1.4621 | 1.4323 | 1.4621 | 1.4323 | 0 | 79.7271
| NEM | Non-NEM Customer | Monthly System Peak Day | September | CAISO 1-in-10 | 2 | 1.2208 | 1.1964 | 1.2208 | 1.1964 | 0 | 78.5293
| NEM | Non-NEM Customer | Monthly System Peak Day | September | CAISO 1-in-10 | 3 | 1.0602 | 1.0383 | 1.0602 | 1.0383 | 0 | 77.5368
| NEM | Non-NEM Customer | Monthly System Peak Day | September | CAISO 1-in-10 | 4 | 0.96522 | 0.94567 | 0.96522 | 0.94567 | 0 | 77.2116
| NEM | Non-NEM Customer | Monthly System Peak Day | September | CAISO 1-in-10 | 5 | 0.89145 | 0.87577 | 0.89145 | 0.87577 | 0 | 76.7259
| NEM | Non-NEM Customer | Monthly System Peak Day | September | CAISO 1-in-10 | 6 | 0.85144 | 0.8488 | 0.85144 | 0.8488 | 0 | 76.46
| NEM | Non-NEM Customer | Monthly System Peak Day | September | CAISO 1-in-10 | 7 | 0.84452 | 0.86877 | 0.84452 | 0.86877 | 0 | 76.2857
| NEM | Non-NEM Customer | Monthly System Peak Day | September | CAISO 1-in-10 | 8 | 0.94182 | 0.95055 | 0.94182 | 0.95055 | 0 | 76.7496
| NEM | Non-NEM Customer | Monthly System Peak Day | September | CAISO 1-in-10 | 9 | 1.0384 | 0.99014 | 1.0384 | 0.99014 | 0 | 78.1612
| NEM | Non-NEM Customer | Monthly System Peak Day | September | CAISO 1-in-10 | 10 | 1.1551 | 1.0836 | 1.1551 | 1.0836 | 0 | 81.4831
| NEM | Non-NEM Customer | Monthly System Peak Day | September | CAISO 1-in-10 | 11 | 1.4463 | 1.3575 | 1.4463 | 1.3575 | 0 | 86.3555
| NEM | Non-NEM Customer | Monthly System Peak Day | September | CAISO 1-in-10 | 12 | 1.8205 | 1.7025 | 1.8205 | 1.7025 | 0 | 90.3832
| NEM | Non-NEM Customer | Monthly System Peak Day | September | CAISO 1-in-10 | 13 | 2.2398 | 2.0847 | 2.2398 | 2.0847 | 0 | 93.5527
| NEM | Non-NEM Customer | Monthly System Peak Day | September | CAISO 1-in-10 | 14 | 2.6283 | 2.4501 | 2.6283 | 2.4501 | 0 | 95.5356
| NEM | Non-NEM Customer | Monthly System Peak Day | September | CAISO 1-in-10 | 15 | 2.9368 | 2.7437 | 2.9368 | 2.7437 | 0 | 96.7239
| NEM | Non-NEM Customer | Monthly System Peak Day | September | CAISO 1-in-10 | 16 | 3.1883 | 2.9943 | 3.1883 | 2.9943 | 0 | 96.806
| NEM | Non-NEM Customer | Monthly System Peak Day | September | CAISO 1-in-10 | 17 | 3.3093 | 3.1353 | 2.2975 | 2.0729 | 0.017765 | 97.0554
| NEM | Non-NEM Customer | Monthly System Peak Day | September | CAISO 1-in-10 | 18 | 3.3348 | 3.1929 | 2.7 | 2.5271 | 0.0428 | 95.9592
| NEM | Non-NEM Customer | Monthly System Peak Day | September | CAISO 1-in-10 | 19 | 3.188 | 3.0833 | 2.8067 | 2.6134 | 0.015785 | 94.4071
| NEM | Non-NEM Customer | Monthly System Peak Day | September | CAISO 1-in-10 | 20 | 2.8994 | 2.827 | 2.6222 | 2.4937 | 0.011853 | 92.1002
| NEM | Non-NEM Customer | Monthly System Peak Day | September | CAISO 1-in-10 | 21 | 2.7197 | 2.6659 | 2.4765 | 2.3666 | 0.011308 | 88.8894
| NEM | Non-NEM Customer | Monthly System Peak Day | September | CAISO 1-in-10 | 22 | 2.5088 | 2.465 | 2.9089 | 2.9429 | 0.02928 | 87.331
| NEM | Non-NEM Customer | Monthly System Peak Day | September | CAISO 1-in-10 | 23 | 2.1925 | 2.1623 | 2.3953 | 2.3891 | 0.020532 | 85.9367
| NEM | Non-NEM Customer | Monthly System Peak Day | September | CAISO 1-in-10 | 24 | 1.8392 | 1.814 | 1.9687 | 1.9286 | 0.016319 | 84.1115
| NEM | Non-NEM Customer | Monthly System Peak Day | September | CAISO 1-in-2 | 1 | 1.4121 | 1.3822 | 1.4121 | 1.3822 | 0 | 78.7028
| NEM | Non-NEM Customer | Monthly System Peak Day | September | CAISO 1-in-2 | 2 | 1.1724 | 1.1481 | 1.1724 | 1.1481 | 0 | 77.3538
| NEM | Non-NEM Customer | Monthly System Peak Day | September | CAISO 1-in-2 | 3 | 1.0128 | 0.9909 | 1.0128 | 0.9909 | 0 | 76.2532
| NEM | Non-NEM Customer | Monthly System Peak Day | September | CAISO 1-in-2 | 4 | 0.89009 | 0.87054 | 0.89009 | 0.87054 | 0 | 75.0411
| NEM | Non-NEM Customer | Monthly System Peak Day | September | CAISO 1-in-2 | 5 | 0.81519 | 0.7995 | 0.81519 | 0.7995 | 0 | 74.2378
| NEM | Non-NEM Customer | Monthly System Peak Day | September | CAISO 1-in-2 | 6 | 0.7662 | 0.76356 | 0.7662 | 0.76356 | 0 | 73.3606
| NEM | Non-NEM Customer | Monthly System Peak Day | September | CAISO 1-in-2 | 7 | 0.772 | 0.79625 | 0.772 | 0.79625 | 0 | 73.3724
| NEM | Non-NEM Customer | Monthly System Peak Day | September | CAISO 1-in-2 | 8 | 0.85501 | 0.86375 | 0.85501 | 0.86375 | 0 | 73.5365
| NEM | Non-NEM Customer | Monthly System Peak Day | September | CAISO 1-in-2 | 9 | 0.94304 | 0.89482 | 0.94304 | 0.89482 | 0 | 75.1911
| NEM | Non-NEM Customer | Monthly System Peak Day | September | CAISO 1-in-2 | 10 | 1.101 | 1.0295 | 1.101 | 1.0295 | 0 | 79.876
| NEM | Non-NEM Customer | Monthly System Peak Day | September | CAISO 1-in-2 | 11 | 1.3792 | 1.2904 | 1.3792 | 1.2904 | 0 | 86.1512
| NEM | Non-NEM Customer | Monthly System Peak Day | September | CAISO 1-in-2 | 12 | 1.6919 | 1.5738 | 1.6919 | 1.5738 | 0 | 91.0567
| NEM | Non-NEM Customer | Monthly System Peak Day | September | CAISO 1-in-2 | 13 | 2.0737 | 1.9186 | 2.0737 | 1.9186 | 0 | 93.9357
| NEM | Non-NEM Customer | Monthly System Peak Day | September | CAISO 1-in-2 | 14 | 2.4359 | 2.2577 | 2.4359 | 2.2577 | 0 | 95.7887
| NEM | Non-NEM Customer | Monthly System Peak Day | September | CAISO 1-in-2 | 15 | 2.7333 | 2.5402 | 2.7333 | 2.5402 | 0 | 96.4425
| NEM | Non-NEM Customer | Monthly System Peak Day | September | CAISO 1-in-2 | 16 | 2.9811 | 2.7871 | 2.9811 | 2.7871 | 0 | 95.667
| NEM | Non-NEM Customer | Monthly System Peak Day | September | CAISO 1-in-2 | 17 | 3.107 | 2.9331 | 2.1401 | 1.9155 | 0.01566 | 94.8573
| NEM | Non-NEM Customer | Monthly System Peak Day | September | CAISO 1-in-2 | 18 | 3.1367 | 2.9948 | 2.5533 | 2.3804 | 0.048946 | 93.4079
| NEM | Non-NEM Customer | Monthly System Peak Day | September | CAISO 1-in-2 | 19 | 2.9992 | 2.8945 | 2.6514 | 2.4582 | 0.018734 | 92.4378
| NEM | Non-NEM Customer | Monthly System Peak Day | September | CAISO 1-in-2 | 20 | 2.733 | 2.6606 | 2.4709 | 2.3424 | 0.010894 | 90.6697
| NEM | Non-NEM Customer | Monthly System Peak Day | September | CAISO 1-in-2 | 21 | 2.5686 | 2.5148 | 2.3394 | 2.2295 | 0.01268 | 87.5667
| NEM | Non-NEM Customer | Monthly System Peak Day | September | CAISO 1-in-2 | 22 | 2.3693 | 2.3254 | 2.7585 | 2.7924 | 0.024772 | 85.3425
| NEM | Non-NEM Customer | Monthly System Peak Day | September | CAISO 1-in-2 | 23 | 2.0759 | 2.0457 | 2.2487 | 2.2425 | 0.015957 | 83.2087
| NEM | Non-NEM Customer | Monthly System Peak Day | September | CAISO 1-in-2 | 24 | 1.7333 | 1.7082 | 1.8425 | 1.8024 | 0.01256 | 81.2651
| NEM | Non-NEM Customer | Monthly System Peak Day | September | SCE 1-in-10 | 1 | 1.3808 | 1.3509 | 1.3808 | 1.3509 | 0 | 78.1873
| NEM | Non-NEM Customer | Monthly System Peak Day | September | SCE 1-in-10 | 2 | 1.1528 | 1.1285 | 1.1528 | 1.1285 | 0 | 77.1273
| NEM | Non-NEM Customer | Monthly System Peak Day | September | SCE 1-in-10 | 3 | 0.99565 | 0.97375 | 0.99565 | 0.97375 | 0 | 76.0253
| NEM | Non-NEM Customer | Monthly System Peak Day | September | SCE 1-in-10 | 4 | 0.91373 | 0.89419 | 0.91373 | 0.89419 | 0 | 75.7882
| NEM | Non-NEM Customer | Monthly System Peak Day | September | SCE 1-in-10 | 5 | 0.84877 | 0.83309 | 0.84877 | 0.83309 | 0 | 75.3332
| NEM | Non-NEM Customer | Monthly System Peak Day | September | SCE 1-in-10 | 6 | 0.81542 | 0.81278 | 0.81542 | 0.81278 | 0 | 75.128
| NEM | Non-NEM Customer | Monthly System Peak Day | September | SCE 1-in-10 | 7 | 0.81231 | 0.83656 | 0.81231 | 0.83656 | 0 | 74.9616
| NEM | Non-NEM Customer | Monthly System Peak Day | September | SCE 1-in-10 | 8 | 0.89594 | 0.90468 | 0.89594 | 0.90468 | 0 | 75.0115
| NEM | Non-NEM Customer | Monthly System Peak Day | September | SCE 1-in-10 | 9 | 0.99948 | 0.95126 | 0.99948 | 0.95126 | 0 | 76.9823
| NEM | Non-NEM Customer | Monthly System Peak Day | September | SCE 1-in-10 | 10 | 1.1394 | 1.0679 | 1.1394 | 1.0679 | 0 | 81.0011
| NEM | Non-NEM Customer | Monthly System Peak Day | September | SCE 1-in-10 | 11 | 1.4411 | 1.3523 | 1.4411 | 1.3523 | 0 | 86.114
| NEM | Non-NEM Customer | Monthly System Peak Day | September | SCE 1-in-10 | 12 | 1.8143 | 1.6963 | 1.8143 | 1.6963 | 0 | 90.4013
| NEM | Non-NEM Customer | Monthly System Peak Day | September | SCE 1-in-10 | 13 | 2.2263 | 2.0713 | 2.2263 | 2.0713 | 0 | 94.1296
| NEM | Non-NEM Customer | Monthly System Peak Day | September | SCE 1-in-10 | 14 | 2.6081 | 2.4299 | 2.6081 | 2.4299 | 0 | 96.7184
| NEM | Non-NEM Customer | Monthly System Peak Day | September | SCE 1-in-10 | 15 | 2.9152 | 2.722 | 2.9152 | 2.722 | 0 | 98.1834
| NEM | Non-NEM Customer | Monthly System Peak Day | September | SCE 1-in-10 | 16 | 3.1644 | 2.9704 | 3.1644 | 2.9704 | 0 | 98.6786
| NEM | Non-NEM Customer | Monthly System Peak Day | September | SCE 1-in-10 | 17 | 3.2881 | 3.1142 | 2.2366 | 2.012 | 0.020176 | 99.0039
| NEM | Non-NEM Customer | Monthly System Peak Day | September | SCE 1-in-10 | 18 | 3.317 | 3.175 | 2.6427 | 2.4698 | 0.0424 | 97.9146
| NEM | Non-NEM Customer | Monthly System Peak Day | September | SCE 1-in-10 | 19 | 3.1765 | 3.0718 | 2.7742 | 2.581 | 0.015177 | 95.6383
| NEM | Non-NEM Customer | Monthly System Peak Day | September | SCE 1-in-10 | 20 | 2.8944 | 2.822 | 2.6119 | 2.4834 | 0.012417 | 92.5974
| NEM | Non-NEM Customer | Monthly System Peak Day | September | SCE 1-in-10 | 21 | 2.7135 | 2.6597 | 2.4691 | 2.3592 | 0.011232 | 88.9965
| NEM | Non-NEM Customer | Monthly System Peak Day | September | SCE 1-in-10 | 22 | 2.5017 | 2.4578 | 2.9026 | 2.9366 | 0.029712 | 87.4813
| NEM | Non-NEM Customer | Monthly System Peak Day | September | SCE 1-in-10 | 23 | 2.1857 | 2.1555 | 2.3904 | 2.3843 | 0.020903 | 86.1165
| NEM | Non-NEM Customer | Monthly System Peak Day | September | SCE 1-in-10 | 24 | 1.8369 | 1.8118 | 1.9692 | 1.9292 | 0.016964 | 84.5054
| NEM | Non-NEM Customer | Monthly System Peak Day | September | SCE 1-in-2 | 1 | 1.2671 | 1.2372 | 1.2671 | 1.2372 | 0 | 75.9189
| NEM | Non-NEM Customer | Monthly System Peak Day | September | SCE 1-in-2 | 2 | 1.0555 | 1.0311 | 1.0555 | 1.0311 | 0 | 74.8123
| NEM | Non-NEM Customer | Monthly System Peak Day | September | SCE 1-in-2 | 3 | 0.91945 | 0.89755 | 0.91945 | 0.89755 | 0 | 73.9317
| NEM | Non-NEM Customer | Monthly System Peak Day | September | SCE 1-in-2 | 4 | 0.8266 | 0.80706 | 0.8266 | 0.80706 | 0 | 73.1931
| NEM | Non-NEM Customer | Monthly System Peak Day | September | SCE 1-in-2 | 5 | 0.75522 | 0.73954 | 0.75522 | 0.73954 | 0 | 72.2466
| NEM | Non-NEM Customer | Monthly System Peak Day | September | SCE 1-in-2 | 6 | 0.71678 | 0.71413 | 0.71678 | 0.71413 | 0 | 71.5321
| NEM | Non-NEM Customer | Monthly System Peak Day | September | SCE 1-in-2 | 7 | 0.72127 | 0.74552 | 0.72127 | 0.74552 | 0 | 71.3223
| NEM | Non-NEM Customer | Monthly System Peak Day | September | SCE 1-in-2 | 8 | 0.78836 | 0.79709 | 0.78836 | 0.79709 | 0 | 71.1185
| NEM | Non-NEM Customer | Monthly System Peak Day | September | SCE 1-in-2 | 9 | 0.875 | 0.82678 | 0.875 | 0.82678 | 0 | 73.0498
| NEM | Non-NEM Customer | Monthly System Peak Day | September | SCE 1-in-2 | 10 | 1.0242 | 0.95272 | 1.0242 | 0.95272 | 0 | 77.5619
| NEM | Non-NEM Customer | Monthly System Peak Day | September | SCE 1-in-2 | 11 | 1.2938 | 1.205 | 1.2938 | 1.205 | 0 | 82.8596
| NEM | Non-NEM Customer | Monthly System Peak Day | September | SCE 1-in-2 | 12 | 1.6048 | 1.4867 | 1.6048 | 1.4867 | 0 | 87.5938
| NEM | Non-NEM Customer | Monthly System Peak Day | September | SCE 1-in-2 | 13 | 1.9517 | 1.7966 | 1.9517 | 1.7966 | 0 | 91.5032
| NEM | Non-NEM Customer | Monthly System Peak Day | September | SCE 1-in-2 | 14 | 2.2809 | 2.1027 | 2.2809 | 2.1027 | 0 | 94.1316
| NEM | Non-NEM Customer | Monthly System Peak Day | September | SCE 1-in-2 | 15 | 2.5578 | 2.3647 | 2.5578 | 2.3647 | 0 | 95.2791
| NEM | Non-NEM Customer | Monthly System Peak Day | September | SCE 1-in-2 | 16 | 2.7928 | 2.5988 | 2.7928 | 2.5988 | 0 | 94.918
| NEM | Non-NEM Customer | Monthly System Peak Day | September | SCE 1-in-2 | 17 | 2.9142 | 2.7403 | 1.9483 | 1.7237 | 0.015623 | 94.8086
| NEM | Non-NEM Customer | Monthly System Peak Day | September | SCE 1-in-2 | 18 | 2.9459 | 2.8039 | 2.3462 | 2.1733 | 0.046411 | 94.2143
| NEM | Non-NEM Customer | Monthly System Peak Day | September | SCE 1-in-2 | 19 | 2.8249 | 2.7202 | 2.4643 | 2.2711 | 0.017372 | 93.1875
| NEM | Non-NEM Customer | Monthly System Peak Day | September | SCE 1-in-2 | 20 | 2.5912 | 2.5188 | 2.3274 | 2.1989 | 0.010949 | 90.8367
| NEM | Non-NEM Customer | Monthly System Peak Day | September | SCE 1-in-2 | 21 | 2.4387 | 2.3849 | 2.2125 | 2.1026 | 0.013066 | 87.284
| NEM | Non-NEM Customer | Monthly System Peak Day | September | SCE 1-in-2 | 22 | 2.2422 | 2.1983 | 2.6284 | 2.6623 | 0.024033 | 84.8052
| NEM | Non-NEM Customer | Monthly System Peak Day | September | SCE 1-in-2 | 23 | 1.964 | 1.9338 | 2.1319 | 2.1257 | 0.015465 | 82.7613
| NEM | Non-NEM Customer | Monthly System Peak Day | September | SCE 1-in-2 | 24 | 1.6479 | 1.6227 | 1.7516 | 1.7116 | 0.011943 | 80.5119
| NEM | Non-NEM Customer | Typical Event Day | Typical Event | CAISO 1-in-10 | 1 | 1.3357 | 1.3058 | 1.3357 | 1.3058 | 0 | 77.2386
| NEM | Non-NEM Customer | Typical Event Day | Typical Event | CAISO 1-in-10 | 2 | 1.1193 | 1.095 | 1.1193 | 1.095 | 0 | 76.1847
| NEM | Non-NEM Customer | Typical Event Day | Typical Event | CAISO 1-in-10 | 3 | 0.97076 | 0.94886 | 0.97076 | 0.94886 | 0 | 75.1963
| NEM | Non-NEM Customer | Typical Event Day | Typical Event | CAISO 1-in-10 | 4 | 0.87217 | 0.85262 | 0.87217 | 0.85262 | 0 | 74.5054
| NEM | Non-NEM Customer | Typical Event Day | Typical Event | CAISO 1-in-10 | 5 | 0.80006 | 0.78438 | 0.80006 | 0.78438 | 0 | 73.7522
| NEM | Non-NEM Customer | Typical Event Day | Typical Event | CAISO 1-in-10 | 6 | 0.76232 | 0.75967 | 0.76232 | 0.75967 | 0 | 73.2564
| NEM | Non-NEM Customer | Typical Event Day | Typical Event | CAISO 1-in-10 | 7 | 0.75747 | 0.78172 | 0.75747 | 0.78172 | 0 | 72.8474
| NEM | Non-NEM Customer | Typical Event Day | Typical Event | CAISO 1-in-10 | 8 | 0.84375 | 0.85248 | 0.84375 | 0.85248 | 0 | 73.2306
| NEM | Non-NEM Customer | Typical Event Day | Typical Event | CAISO 1-in-10 | 9 | 0.96492 | 0.9167 | 0.96492 | 0.9167 | 0 | 75.8077
| NEM | Non-NEM Customer | Typical Event Day | Typical Event | CAISO 1-in-10 | 10 | 1.1066 | 1.0351 | 1.1066 | 1.0351 | 0 | 80.0747
| NEM | Non-NEM Customer | Typical Event Day | Typical Event | CAISO 1-in-10 | 11 | 1.3341 | 1.2454 | 1.3341 | 1.2454 | 0 | 84.7738
| NEM | Non-NEM Customer | Typical Event Day | Typical Event | CAISO 1-in-10 | 12 | 1.6431 | 1.5251 | 1.6431 | 1.5251 | 0 | 88.8667
| NEM | Non-NEM Customer | Typical Event Day | Typical Event | CAISO 1-in-10 | 13 | 2.0133 | 1.8583 | 2.0133 | 1.8583 | 0 | 91.5213
| NEM | Non-NEM Customer | Typical Event Day | Typical Event | CAISO 1-in-10 | 14 | 2.3589 | 2.1807 | 2.3589 | 2.1807 | 0 | 93.5631
| NEM | Non-NEM Customer | Typical Event Day | Typical Event | CAISO 1-in-10 | 15 | 2.6403 | 2.4471 | 2.6403 | 2.4471 | 0 | 94.8643
| NEM | Non-NEM Customer | Typical Event Day | Typical Event | CAISO 1-in-10 | 16 | 2.8727 | 2.6787 | 2.8727 | 2.6787 | 0 | 95.3948
| NEM | Non-NEM Customer | Typical Event Day | Typical Event | CAISO 1-in-10 | 17 | 2.995 | 2.8211 | 2.0201 | 1.7955 | 0.015976 | 95.2495
| NEM | Non-NEM Customer | Typical Event Day | Typical Event | CAISO 1-in-10 | 18 | 3.0254 | 2.8834 | 2.4185 | 2.2457 | 0.045459 | 94.5676
| NEM | Non-NEM Customer | Typical Event Day | Typical Event | CAISO 1-in-10 | 19 | 2.8996 | 2.7949 | 2.5424 | 2.3492 | 0.017705 | 92.9906
| NEM | Non-NEM Customer | Typical Event Day | Typical Event | CAISO 1-in-10 | 20 | 2.6484 | 2.576 | 2.3923 | 2.2638 | 0.010827 | 90.1061
| NEM | Non-NEM Customer | Typical Event Day | Typical Event | CAISO 1-in-10 | 21 | 2.4877 | 2.434 | 2.2709 | 2.161 | 0.014427 | 86.4035
| NEM | Non-NEM Customer | Typical Event Day | Typical Event | CAISO 1-in-10 | 22 | 2.299 | 2.2552 | 2.6774 | 2.7113 | 0.023313 | 83.3728
| NEM | Non-NEM Customer | Typical Event Day | Typical Event | CAISO 1-in-10 | 23 | 2.0177 | 1.9875 | 2.1701 | 2.1639 | 0.014569 | 81.3445
| NEM | Non-NEM Customer | Typical Event Day | Typical Event | CAISO 1-in-10 | 24 | 1.678 | 1.6528 | 1.7755 | 1.7354 | 0.0115 | 79.6355
| NEM | Non-NEM Customer | Typical Event Day | Typical Event | CAISO 1-in-2 | 1 | 1.185 | 1.1551 | 1.185 | 1.1551 | 0 | 74.2377
| NEM | Non-NEM Customer | Typical Event Day | Typical Event | CAISO 1-in-2 | 2 | 0.99274 | 0.96837 | 0.99274 | 0.96837 | 0 | 73.1869
| NEM | Non-NEM Customer | Typical Event Day | Typical Event | CAISO 1-in-2 | 3 | 0.86554 | 0.84364 | 0.86554 | 0.84364 | 0 | 72.3413
| NEM | Non-NEM Customer | Typical Event Day | Typical Event | CAISO 1-in-2 | 4 | 0.76901 | 0.74947 | 0.76901 | 0.74947 | 0 | 71.4186
| NEM | Non-NEM Customer | Typical Event Day | Typical Event | CAISO 1-in-2 | 5 | 0.70667 | 0.69099 | 0.70667 | 0.69099 | 0 | 70.669
| NEM | Non-NEM Customer | Typical Event Day | Typical Event | CAISO 1-in-2 | 6 | 0.67082 | 0.66818 | 0.67082 | 0.66818 | 0 | 69.9532
| NEM | Non-NEM Customer | Typical Event Day | Typical Event | CAISO 1-in-2 | 7 | 0.67495 | 0.6992 | 0.67495 | 0.6992 | 0 | 69.5942
| NEM | Non-NEM Customer | Typical Event Day | Typical Event | CAISO 1-in-2 | 8 | 0.7495 | 0.75824 | 0.7495 | 0.75824 | 0 | 69.8929
| NEM | Non-NEM Customer | Typical Event Day | Typical Event | CAISO 1-in-2 | 9 | 0.85259 | 0.80437 | 0.85259 | 0.80437 | 0 | 72.1986
| NEM | Non-NEM Customer | Typical Event Day | Typical Event | CAISO 1-in-2 | 10 | 0.97682 | 0.90531 | 0.97682 | 0.90531 | 0 | 76.1945
| NEM | Non-NEM Customer | Typical Event Day | Typical Event | CAISO 1-in-2 | 11 | 1.1541 | 1.0653 | 1.1541 | 1.0653 | 0 | 80.755
| NEM | Non-NEM Customer | Typical Event Day | Typical Event | CAISO 1-in-2 | 12 | 1.3912 | 1.2732 | 1.3912 | 1.2732 | 0 | 84.8205
| NEM | Non-NEM Customer | Typical Event Day | Typical Event | CAISO 1-in-2 | 13 | 1.6834 | 1.5283 | 1.6834 | 1.5283 | 0 | 87.6868
| NEM | Non-NEM Customer | Typical Event Day | Typical Event | CAISO 1-in-2 | 14 | 1.965 | 1.7868 | 1.965 | 1.7868 | 0 | 89.7038
| NEM | Non-NEM Customer | Typical Event Day | Typical Event | CAISO 1-in-2 | 15 | 2.2055 | 2.0124 | 2.2055 | 2.0124 | 0 | 90.9436
| NEM | Non-NEM Customer | Typical Event Day | Typical Event | CAISO 1-in-2 | 16 | 2.4153 | 2.2213 | 2.4153 | 2.2213 | 0 | 91.0537
| NEM | Non-NEM Customer | Typical Event Day | Typical Event | CAISO 1-in-2 | 17 | 2.5332 | 2.3593 | 1.6513 | 1.4267 | 0.014407 | 90.6926
| NEM | Non-NEM Customer | Typical Event Day | Typical Event | CAISO 1-in-2 | 18 | 2.5727 | 2.4308 | 2.0698 | 1.8969 | 0.066788 | 89.4123
| NEM | Non-NEM Customer | Typical Event Day | Typical Event | CAISO 1-in-2 | 19 | 2.4723 | 2.3676 | 2.2007 | 2.0074 | 0.030193 | 87.9561
| NEM | Non-NEM Customer | Typical Event Day | Typical Event | CAISO 1-in-2 | 20 | 2.2656 | 2.1933 | 2.0553 | 1.9267 | 0.015488 | 85.793
| NEM | Non-NEM Customer | Typical Event Day | Typical Event | CAISO 1-in-2 | 21 | 2.1411 | 2.0873 | 1.9633 | 1.8534 | 0.021712 | 82.7215
| NEM | Non-NEM Customer | Typical Event Day | Typical Event | CAISO 1-in-2 | 22 | 1.9815 | 1.9376 | 2.3409 | 2.3749 | 0.028783 | 79.9405
| NEM | Non-NEM Customer | Typical Event Day | Typical Event | CAISO 1-in-2 | 23 | 1.7438 | 1.7137 | 1.8584 | 1.8522 | 0.016951 | 77.8946
| NEM | Non-NEM Customer | Typical Event Day | Typical Event | CAISO 1-in-2 | 24 | 1.4551 | 1.4299 | 1.5289 | 1.4888 | 0.012755 | 76.3269
| NEM | Non-NEM Customer | Typical Event Day | Typical Event | SCE 1-in-10 | 1 | 1.3605 | 1.3307 | 1.3605 | 1.3307 | 0 | 77.768
| NEM | Non-NEM Customer | Typical Event Day | Typical Event | SCE 1-in-10 | 2 | 1.1175 | 1.0931 | 1.1175 | 1.0931 | 0 | 76.3044
| NEM | Non-NEM Customer | Typical Event Day | Typical Event | SCE 1-in-10 | 3 | 0.95705 | 0.93514 | 0.95705 | 0.93514 | 0 | 75.0327
| NEM | Non-NEM Customer | Typical Event Day | Typical Event | SCE 1-in-10 | 4 | 0.86035 | 0.8408 | 0.86035 | 0.8408 | 0 | 74.2747
| NEM | Non-NEM Customer | Typical Event Day | Typical Event | SCE 1-in-10 | 5 | 0.79037 | 0.77469 | 0.79037 | 0.77469 | 0 | 73.4519
| NEM | Non-NEM Customer | Typical Event Day | Typical Event | SCE 1-in-10 | 6 | 0.75201 | 0.74936 | 0.75201 | 0.74936 | 0 | 72.8322
| NEM | Non-NEM Customer | Typical Event Day | Typical Event | SCE 1-in-10 | 7 | 0.74636 | 0.77061 | 0.74636 | 0.77061 | 0 | 72.3175
| NEM | Non-NEM Customer | Typical Event Day | Typical Event | SCE 1-in-10 | 8 | 0.83611 | 0.84485 | 0.83611 | 0.84485 | 0 | 72.8309
| NEM | Non-NEM Customer | Typical Event Day | Typical Event | SCE 1-in-10 | 9 | 0.96531 | 0.91709 | 0.96531 | 0.91709 | 0 | 75.9078
| NEM | Non-NEM Customer | Typical Event Day | Typical Event | SCE 1-in-10 | 10 | 1.136 | 1.0645 | 1.136 | 1.0645 | 0 | 80.9353
| NEM | Non-NEM Customer | Typical Event Day | Typical Event | SCE 1-in-10 | 11 | 1.4033 | 1.3145 | 1.4033 | 1.3145 | 0 | 86.3837
| NEM | Non-NEM Customer | Typical Event Day | Typical Event | SCE 1-in-10 | 12 | 1.7378 | 1.6197 | 1.7378 | 1.6197 | 0 | 90.4982
| NEM | Non-NEM Customer | Typical Event Day | Typical Event | SCE 1-in-10 | 13 | 2.1368 | 1.9817 | 2.1368 | 1.9817 | 0 | 93.1053
| NEM | Non-NEM Customer | Typical Event Day | Typical Event | SCE 1-in-10 | 14 | 2.5051 | 2.3269 | 2.5051 | 2.3269 | 0 | 95.2903
| NEM | Non-NEM Customer | Typical Event Day | Typical Event | SCE 1-in-10 | 15 | 2.7978 | 2.6047 | 2.7978 | 2.6047 | 0 | 97.1178
| NEM | Non-NEM Customer | Typical Event Day | Typical Event | SCE 1-in-10 | 16 | 3.035 | 2.8409 | 3.035 | 2.8409 | 0 | 98.3717
| NEM | Non-NEM Customer | Typical Event Day | Typical Event | SCE 1-in-10 | 17 | 3.1585 | 2.9846 | 2.1125 | 1.8879 | 0.019819 | 98.7347
| NEM | Non-NEM Customer | Typical Event Day | Typical Event | SCE 1-in-10 | 18 | 3.1892 | 3.0473 | 2.5131 | 2.3402 | 0.042481 | 98.0059
| NEM | Non-NEM Customer | Typical Event Day | Typical Event | SCE 1-in-10 | 19 | 3.0578 | 2.9531 | 2.6458 | 2.4526 | 0.015276 | 96.2122
| NEM | Non-NEM Customer | Typical Event Day | Typical Event | SCE 1-in-10 | 20 | 2.7994 | 2.7271 | 2.5125 | 2.384 | 0.012973 | 93.0211
| NEM | Non-NEM Customer | Typical Event Day | Typical Event | SCE 1-in-10 | 21 | 2.6285 | 2.5748 | 2.3803 | 2.2704 | 0.01102 | 89.3673
| NEM | Non-NEM Customer | Typical Event Day | Typical Event | SCE 1-in-10 | 22 | 2.4167 | 2.3729 | 2.8094 | 2.8434 | 0.025962 | 85.9908
| NEM | Non-NEM Customer | Typical Event Day | Typical Event | SCE 1-in-10 | 23 | 2.119 | 2.0888 | 2.2913 | 2.2851 | 0.015903 | 83.1634
| NEM | Non-NEM Customer | Typical Event Day | Typical Event | SCE 1-in-10 | 24 | 1.764 | 1.7388 | 1.873 | 1.8329 | 0.012545 | 81.2496
| NEM | Non-NEM Customer | Typical Event Day | Typical Event | SCE 1-in-2 | 1 | 1.1425 | 1.1126 | 1.1425 | 1.1126 | 0 | 73.4377
| NEM | Non-NEM Customer | Typical Event Day | Typical Event | SCE 1-in-2 | 2 | 0.95577 | 0.93141 | 0.95577 | 0.93141 | 0 | 72.3916
| NEM | Non-NEM Customer | Typical Event Day | Typical Event | SCE 1-in-2 | 3 | 0.83315 | 0.81125 | 0.83315 | 0.81125 | 0 | 71.5302
| NEM | Non-NEM Customer | Typical Event Day | Typical Event | SCE 1-in-2 | 4 | 0.74578 | 0.72623 | 0.74578 | 0.72623 | 0 | 70.723
| NEM | Non-NEM Customer | Typical Event Day | Typical Event | SCE 1-in-2 | 5 | 0.68856 | 0.67287 | 0.68856 | 0.67287 | 0 | 70.0325
| NEM | Non-NEM Customer | Typical Event Day | Typical Event | SCE 1-in-2 | 6 | 0.65682 | 0.65418 | 0.65682 | 0.65418 | 0 | 69.3971
| NEM | Non-NEM Customer | Typical Event Day | Typical Event | SCE 1-in-2 | 7 | 0.66009 | 0.68434 | 0.66009 | 0.68434 | 0 | 68.9404
| NEM | Non-NEM Customer | Typical Event Day | Typical Event | SCE 1-in-2 | 8 | 0.73359 | 0.74233 | 0.73359 | 0.74233 | 0 | 69.2591
| NEM | Non-NEM Customer | Typical Event Day | Typical Event | SCE 1-in-2 | 9 | 0.83755 | 0.78933 | 0.83755 | 0.78933 | 0 | 71.7103
| NEM | Non-NEM Customer | Typical Event Day | Typical Event | SCE 1-in-2 | 10 | 0.96753 | 0.89602 | 0.96753 | 0.89602 | 0 | 75.9037
| NEM | Non-NEM Customer | Typical Event Day | Typical Event | SCE 1-in-2 | 11 | 1.1355 | 1.0467 | 1.1355 | 1.0467 | 0 | 80.2161
| NEM | Non-NEM Customer | Typical Event Day | Typical Event | SCE 1-in-2 | 12 | 1.3682 | 1.2502 | 1.3682 | 1.2502 | 0 | 84.0483
| NEM | Non-NEM Customer | Typical Event Day | Typical Event | SCE 1-in-2 | 13 | 1.6543 | 1.4993 | 1.6543 | 1.4993 | 0 | 86.7876
| NEM | Non-NEM Customer | Typical Event Day | Typical Event | SCE 1-in-2 | 14 | 1.9287 | 1.7505 | 1.9287 | 1.7505 | 0 | 88.7681
| NEM | Non-NEM Customer | Typical Event Day | Typical Event | SCE 1-in-2 | 15 | 2.1606 | 1.9675 | 2.1606 | 1.9675 | 0 | 90.3309
| NEM | Non-NEM Customer | Typical Event Day | Typical Event | SCE 1-in-2 | 16 | 2.3642 | 2.1702 | 2.3642 | 2.1702 | 0 | 90.7222
| NEM | Non-NEM Customer | Typical Event Day | Typical Event | SCE 1-in-2 | 17 | 2.4778 | 2.3039 | 1.5918 | 1.3672 | 0.01437 | 90.8965
| NEM | Non-NEM Customer | Typical Event Day | Typical Event | SCE 1-in-2 | 18 | 2.5176 | 2.3756 | 2.0023 | 1.8295 | 0.063655 | 90.0224
| NEM | Non-NEM Customer | Typical Event Day | Typical Event | SCE 1-in-2 | 19 | 2.4236 | 2.3189 | 2.1451 | 1.9519 | 0.029017 | 88.3621
| NEM | Non-NEM Customer | Typical Event Day | Typical Event | SCE 1-in-2 | 20 | 2.2284 | 2.156 | 2.0154 | 1.8869 | 0.015049 | 86.0398
| NEM | Non-NEM Customer | Typical Event Day | Typical Event | SCE 1-in-2 | 21 | 2.1068 | 2.053 | 1.9291 | 1.8191 | 0.021743 | 82.7076
| NEM | Non-NEM Customer | Typical Event Day | Typical Event | SCE 1-in-2 | 22 | 1.9474 | 1.9035 | 2.305 | 2.339 | 0.029714 | 79.6119
| NEM | Non-NEM Customer | Typical Event Day | Typical Event | SCE 1-in-2 | 23 | 1.7145 | 1.6844 | 1.8251 | 1.8189 | 0.01752 | 77.5292
| NEM | Non-NEM Customer | Typical Event Day | Typical Event | SCE 1-in-2 | 24 | 1.4302 | 1.405 | 1.4999 | 1.4599 | 0.013381 | 75.7561
| Sublap | SCEC | Average Weekday | April | CAISO 1-in-10 | 1 | 0.7747 | 0.73053 | 0.7747 | 0.73053 | 0 | 60.12
| Sublap | SCEC | Average Weekday | April | CAISO 1-in-10 | 2 | 0.69203 | 0.65416 | 0.69203 | 0.65416 | 0 | 58.7619
| Sublap | SCEC | Average Weekday | April | CAISO 1-in-10 | 3 | 0.63312 | 0.60061 | 0.63312 | 0.60061 | 0 | 57.5176
| Sublap | SCEC | Average Weekday | April | CAISO 1-in-10 | 4 | 0.59572 | 0.56727 | 0.59572 | 0.56727 | 0 | 56.4845
| Sublap | SCEC | Average Weekday | April | CAISO 1-in-10 | 5 | 0.58089 | 0.55744 | 0.58089 | 0.55744 | 0 | 55.5929
| Sublap | SCEC | Average Weekday | April | CAISO 1-in-10 | 6 | 0.58953 | 0.5824 | 0.58953 | 0.5824 | 0 | 54.8752
| Sublap | SCEC | Average Weekday | April | CAISO 1-in-10 | 7 | 0.61111 | 0.63995 | 0.61111 | 0.63995 | 0 | 54.2586
| Sublap | SCEC | Average Weekday | April | CAISO 1-in-10 | 8 | 0.5523 | 0.57363 | 0.5523 | 0.57363 | 0 | 54.1162
| Sublap | SCEC | Average Weekday | April | CAISO 1-in-10 | 9 | 0.39702 | 0.39199 | 0.39702 | 0.39199 | 0 | 56.8131
| Sublap | SCEC | Average Weekday | April | CAISO 1-in-10 | 10 | 0.20885 | 0.21661 | 0.20885 | 0.21661 | 0 | 60.9642
| Sublap | SCEC | Average Weekday | April | CAISO 1-in-10 | 11 | 0.064385 | 0.0825 | 0.064385 | 0.0825 | 0 | 65.4725
| Sublap | SCEC | Average Weekday | April | CAISO 1-in-10 | 12 | -0.023631 | -0.005278 | -0.023631 | -0.005278 | 0 | 69.4856
| Sublap | SCEC | Average Weekday | April | CAISO 1-in-10 | 13 | -0.025754 | -0.028836 | -0.025754 | -0.028836 | 0 | 72.3061
| Sublap | SCEC | Average Weekday | April | CAISO 1-in-10 | 14 | 0.03389 | 0.012647 | 0.03389 | 0.012647 | 0 | 74.5482
| Sublap | SCEC | Average Weekday | April | CAISO 1-in-10 | 15 | 0.16089 | 0.12639 | 0.16089 | 0.12639 | 0 | 76.3337
| Sublap | SCEC | Average Weekday | April | CAISO 1-in-10 | 16 | 0.36338 | 0.32313 | 0.36338 | 0.32313 | 0 | 77.2882
| Sublap | SCEC | Average Weekday | April | CAISO 1-in-10 | 17 | 0.59806 | 0.56063 | 0.34356 | 0.30614 | 0.060103 | 77.2941
| Sublap | SCEC | Average Weekday | April | CAISO 1-in-10 | 18 | 0.87232 | 0.81068 | 0.71511 | 0.62369 | 0.078606 | 76.4323
| Sublap | SCEC | Average Weekday | April | CAISO 1-in-10 | 19 | 1.0788 | 0.98093 | 1.0788 | 0.90348 | 0 | 74.7654
| Sublap | SCEC | Average Weekday | April | CAISO 1-in-10 | 20 | 1.1626 | 1.0717 | 1.1052 | 0.98693 | 0.028676 | 72.0267
| Sublap | SCEC | Average Weekday | April | CAISO 1-in-10 | 21 | 1.151 | 1.0833 | 1.1302 | 1.035 | 0.010409 | 68.3888
| Sublap | SCEC | Average Weekday | April | CAISO 1-in-10 | 22 | 1.0745 | 1.0187 | 1.3498 | 1.294 | 0.12165 | 65.5652
| Sublap | SCEC | Average Weekday | April | CAISO 1-in-10 | 23 | 0.97157 | 0.9318 | 0.97157 | 0.98775 | 0 | 63.4022
| Sublap | SCEC | Average Weekday | April | CAISO 1-in-10 | 24 | 0.84093 | 0.80686 | 0.84093 | 0.80686 | 0 | 61.561
| Sublap | SCEC | Average Weekday | April | CAISO 1-in-2 | 1 | 0.75922 | 0.71505 | 0.75922 | 0.71505 | 0 | 57.4455
| Sublap | SCEC | Average Weekday | April | CAISO 1-in-2 | 2 | 0.68113 | 0.64325 | 0.68113 | 0.64325 | 0 | 56.2256
| Sublap | SCEC | Average Weekday | April | CAISO 1-in-2 | 3 | 0.6259 | 0.59338 | 0.6259 | 0.59338 | 0 | 55.2787
| Sublap | SCEC | Average Weekday | April | CAISO 1-in-2 | 4 | 0.5919 | 0.56344 | 0.5919 | 0.56344 | 0 | 54.4672
| Sublap | SCEC | Average Weekday | April | CAISO 1-in-2 | 5 | 0.58353 | 0.56008 | 0.58353 | 0.56008 | 0 | 53.7772
| Sublap | SCEC | Average Weekday | April | CAISO 1-in-2 | 6 | 0.59829 | 0.59116 | 0.59829 | 0.59116 | 0 | 53.1584
| Sublap | SCEC | Average Weekday | April | CAISO 1-in-2 | 7 | 0.63085 | 0.65969 | 0.63085 | 0.65969 | 0 | 52.572
| Sublap | SCEC | Average Weekday | April | CAISO 1-in-2 | 8 | 0.58158 | 0.60291 | 0.58158 | 0.60291 | 0 | 52.3898
| Sublap | SCEC | Average Weekday | April | CAISO 1-in-2 | 9 | 0.42389 | 0.41887 | 0.42389 | 0.41887 | 0 | 54.3101
| Sublap | SCEC | Average Weekday | April | CAISO 1-in-2 | 10 | 0.23826 | 0.24601 | 0.23826 | 0.24601 | 0 | 57.7652
| Sublap | SCEC | Average Weekday | April | CAISO 1-in-2 | 11 | 0.096932 | 0.11505 | 0.096932 | 0.11505 | 0 | 61.3082
| Sublap | SCEC | Average Weekday | April | CAISO 1-in-2 | 12 | 0.034674 | 0.053026 | 0.034674 | 0.053026 | 0 | 64.703
| Sublap | SCEC | Average Weekday | April | CAISO 1-in-2 | 13 | 0.022689 | 0.019607 | 0.022689 | 0.019607 | 0 | 67.6006
| Sublap | SCEC | Average Weekday | April | CAISO 1-in-2 | 14 | 0.063686 | 0.042443 | 0.063686 | 0.042443 | 0 | 69.9811
| Sublap | SCEC | Average Weekday | April | CAISO 1-in-2 | 15 | 0.17256 | 0.13806 | 0.17256 | 0.13806 | 0 | 71.809
| Sublap | SCEC | Average Weekday | April | CAISO 1-in-2 | 16 | 0.35688 | 0.31663 | 0.35688 | 0.31663 | 0 | 72.9619
| Sublap | SCEC | Average Weekday | April | CAISO 1-in-2 | 17 | 0.57628 | 0.53885 | 0.44002 | 0.4026 | 0.069845 | 73.3992
| Sublap | SCEC | Average Weekday | April | CAISO 1-in-2 | 18 | 0.83237 | 0.77073 | 0.75854 | 0.66713 | 0.036913 | 72.9431
| Sublap | SCEC | Average Weekday | April | CAISO 1-in-2 | 19 | 1.03 | 0.93212 | 1.03 | 0.91544 | 0 | 71.3825
| Sublap | SCEC | Average Weekday | April | CAISO 1-in-2 | 20 | 1.1133 | 1.0223 | 1.0905 | 0.97218 | 0.011386 | 68.5835
| Sublap | SCEC | Average Weekday | April | CAISO 1-in-2 | 21 | 1.0949 | 1.0271 | 1.0949 | 1.0153 | 0 | 64.7683
| Sublap | SCEC | Average Weekday | April | CAISO 1-in-2 | 22 | 1.0294 | 0.97353 | 1.1693 | 1.1135 | 0.13843 | 61.9108
| Sublap | SCEC | Average Weekday | April | CAISO 1-in-2 | 23 | 0.93849 | 0.89873 | 0.93849 | 0.92596 | 0 | 59.884
| Sublap | SCEC | Average Weekday | April | CAISO 1-in-2 | 24 | 0.81824 | 0.78417 | 0.81824 | 0.78417 | 0 | 58.3373
| Sublap | SCEC | Average Weekday | April | SCE 1-in-10 | 1 | 0.77246 | 0.72829 | 0.77246 | 0.72829 | 0 | 59.7202
| Sublap | SCEC | Average Weekday | April | SCE 1-in-10 | 2 | 0.69059 | 0.65271 | 0.69059 | 0.65271 | 0 | 58.4543
| Sublap | SCEC | Average Weekday | April | SCE 1-in-10 | 3 | 0.63194 | 0.59942 | 0.63194 | 0.59942 | 0 | 57.3422
| Sublap | SCEC | Average Weekday | April | SCE 1-in-10 | 4 | 0.59483 | 0.56638 | 0.59483 | 0.56638 | 0 | 56.3395
| Sublap | SCEC | Average Weekday | April | SCE 1-in-10 | 5 | 0.58052 | 0.55707 | 0.58052 | 0.55707 | 0 | 55.5446
| Sublap | SCEC | Average Weekday | April | SCE 1-in-10 | 6 | 0.5901 | 0.58297 | 0.5901 | 0.58297 | 0 | 54.9454
| Sublap | SCEC | Average Weekday | April | SCE 1-in-10 | 7 | 0.61263 | 0.64147 | 0.61263 | 0.64147 | 0 | 54.338
| Sublap | SCEC | Average Weekday | April | SCE 1-in-10 | 8 | 0.55469 | 0.57601 | 0.55469 | 0.57601 | 0 | 54.1484
| Sublap | SCEC | Average Weekday | April | SCE 1-in-10 | 9 | 0.39854 | 0.39352 | 0.39854 | 0.39352 | 0 | 56.4954
| Sublap | SCEC | Average Weekday | April | SCE 1-in-10 | 10 | 0.21049 | 0.21825 | 0.21049 | 0.21825 | 0 | 60.5588
| Sublap | SCEC | Average Weekday | April | SCE 1-in-10 | 11 | 0.069208 | 0.087323 | 0.069208 | 0.087323 | 0 | 64.6009
| Sublap | SCEC | Average Weekday | April | SCE 1-in-10 | 12 | -0.0050787 | 0.013274 | -0.0050787 | 0.013274 | 0 | 68.2401
| Sublap | SCEC | Average Weekday | April | SCE 1-in-10 | 13 | -0.017762 | -0.020844 | -0.017762 | -0.020844 | 0 | 71.3682
| Sublap | SCEC | Average Weekday | April | SCE 1-in-10 | 14 | 0.036948 | 0.015705 | 0.036948 | 0.015705 | 0 | 73.7018
| Sublap | SCEC | Average Weekday | April | SCE 1-in-10 | 15 | 0.16027 | 0.12577 | 0.16027 | 0.12577 | 0 | 75.4726
| Sublap | SCEC | Average Weekday | April | SCE 1-in-10 | 16 | 0.35965 | 0.3194 | 0.35965 | 0.3194 | 0 | 76.6992
| Sublap | SCEC | Average Weekday | April | SCE 1-in-10 | 17 | 0.59378 | 0.55635 | 0.35408 | 0.31665 | 0.060796 | 77.0152
| Sublap | SCEC | Average Weekday | April | SCE 1-in-10 | 18 | 0.86607 | 0.80444 | 0.71097 | 0.61955 | 0.077553 | 76.3442
| Sublap | SCEC | Average Weekday | April | SCE 1-in-10 | 19 | 1.0719 | 0.97402 | 1.0719 | 0.8974 | 0 | 74.7194
| Sublap | SCEC | Average Weekday | April | SCE 1-in-10 | 20 | 1.159 | 1.0681 | 1.101 | 0.98263 | 0.029034 | 72.098
| Sublap | SCEC | Average Weekday | April | SCE 1-in-10 | 21 | 1.1476 | 1.0798 | 1.1261 | 1.031 | 0.010717 | 68.4502
| Sublap | SCEC | Average Weekday | April | SCE 1-in-10 | 22 | 1.0696 | 1.0137 | 1.3302 | 1.2744 | 0.1209 | 65.7288
| Sublap | SCEC | Average Weekday | April | SCE 1-in-10 | 23 | 0.96697 | 0.9272 | 0.96697 | 0.98404 | 9.0989e-07 | 63.5119
| Sublap | SCEC | Average Weekday | April | SCE 1-in-10 | 24 | 0.83787 | 0.80379 | 0.83787 | 0.80379 | 0 | 61.6453
| Sublap | SCEC | Average Weekday | April | SCE 1-in-2 | 1 | 0.75519 | 0.71102 | 0.75519 | 0.71102 | 0 | 57.5519
| Sublap | SCEC | Average Weekday | April | SCE 1-in-2 | 2 | 0.6774 | 0.63952 | 0.6774 | 0.63952 | 0 | 56.3511
| Sublap | SCEC | Average Weekday | April | SCE 1-in-2 | 3 | 0.62244 | 0.58993 | 0.62244 | 0.58993 | 0 | 55.4093
| Sublap | SCEC | Average Weekday | April | SCE 1-in-2 | 4 | 0.59153 | 0.56307 | 0.59153 | 0.56307 | 0 | 54.6399
| Sublap | SCEC | Average Weekday | April | SCE 1-in-2 | 5 | 0.58316 | 0.55971 | 0.58316 | 0.55971 | 0 | 53.8753
| Sublap | SCEC | Average Weekday | April | SCE 1-in-2 | 6 | 0.59788 | 0.59074 | 0.59788 | 0.59074 | 0 | 53.3087
| Sublap | SCEC | Average Weekday | April | SCE 1-in-2 | 7 | 0.63051 | 0.65934 | 0.63051 | 0.65934 | 0 | 52.7556
| Sublap | SCEC | Average Weekday | April | SCE 1-in-2 | 8 | 0.58143 | 0.60275 | 0.58143 | 0.60275 | 0 | 52.6197
| Sublap | SCEC | Average Weekday | April | SCE 1-in-2 | 9 | 0.42389 | 0.41887 | 0.42389 | 0.41887 | 0 | 54.5781
| Sublap | SCEC | Average Weekday | April | SCE 1-in-2 | 10 | 0.23671 | 0.24447 | 0.23671 | 0.24447 | 0 | 58.0174
| Sublap | SCEC | Average Weekday | April | SCE 1-in-2 | 11 | 0.093527 | 0.11164 | 0.093527 | 0.11164 | 0 | 61.5211
| Sublap | SCEC | Average Weekday | April | SCE 1-in-2 | 12 | 0.027364 | 0.045717 | 0.027364 | 0.045717 | 0 | 64.8435
| Sublap | SCEC | Average Weekday | April | SCE 1-in-2 | 13 | 0.017148 | 0.014066 | 0.017148 | 0.014066 | 0 | 67.617
| Sublap | SCEC | Average Weekday | April | SCE 1-in-2 | 14 | 0.058489 | 0.037246 | 0.058489 | 0.037246 | 0 | 69.8795
| Sublap | SCEC | Average Weekday | April | SCE 1-in-2 | 15 | 0.16691 | 0.13241 | 0.16691 | 0.13241 | 0 | 71.5942
| Sublap | SCEC | Average Weekday | April | SCE 1-in-2 | 16 | 0.35005 | 0.3098 | 0.35005 | 0.3098 | 0 | 72.6264
| Sublap | SCEC | Average Weekday | April | SCE 1-in-2 | 17 | 0.56826 | 0.53083 | 0.44538 | 0.40796 | 0.070978 | 72.9493
| Sublap | SCEC | Average Weekday | April | SCE 1-in-2 | 18 | 0.82639 | 0.76476 | 0.76429 | 0.67287 | 0.031051 | 72.4524
| Sublap | SCEC | Average Weekday | April | SCE 1-in-2 | 19 | 1.0244 | 0.92649 | 1.0244 | 0.91788 | 0 | 70.9332
| Sublap | SCEC | Average Weekday | April | SCE 1-in-2 | 20 | 1.1056 | 1.0147 | 1.0867 | 0.96838 | 0.0094696 | 68.2018
| Sublap | SCEC | Average Weekday | April | SCE 1-in-2 | 21 | 1.0887 | 1.0209 | 1.0887 | 1.0116 | 0 | 64.5146
| Sublap | SCEC | Average Weekday | April | SCE 1-in-2 | 22 | 1.0248 | 0.96893 | 1.1509 | 1.0951 | 0.063093 | 61.7856
| Sublap | SCEC | Average Weekday | April | SCE 1-in-2 | 23 | 0.93457 | 0.8948 | 0.93457 | 0.92144 | 0 | 59.811
| Sublap | SCEC | Average Weekday | April | SCE 1-in-2 | 24 | 0.81479 | 0.78071 | 0.81479 | 0.78071 | 0 | 58.2682
| Sublap | SCEC | Average Weekday | August | CAISO 1-in-10 | 1 | 1.3576 | 1.3134 | 1.3576 | 1.3134 | 0 | 75.1785
| Sublap | SCEC | Average Weekday | August | CAISO 1-in-10 | 2 | 1.1614 | 1.1236 | 1.1614 | 1.1236 | 0 | 74.0338
| Sublap | SCEC | Average Weekday | August | CAISO 1-in-10 | 3 | 1.0173 | 0.98482 | 1.0173 | 0.98482 | 0 | 73.0323
| Sublap | SCEC | Average Weekday | August | CAISO 1-in-10 | 4 | 0.91457 | 0.88612 | 0.91457 | 0.88612 | 0 | 72.2499
| Sublap | SCEC | Average Weekday | August | CAISO 1-in-10 | 5 | 0.84192 | 0.81847 | 0.84192 | 0.81847 | 0 | 71.4725
| Sublap | SCEC | Average Weekday | August | CAISO 1-in-10 | 6 | 0.80234 | 0.7952 | 0.80234 | 0.7952 | 0 | 70.9086
| Sublap | SCEC | Average Weekday | August | CAISO 1-in-10 | 7 | 0.77261 | 0.80145 | 0.77261 | 0.80145 | 0 | 70.4794
| Sublap | SCEC | Average Weekday | August | CAISO 1-in-10 | 8 | 0.72801 | 0.74934 | 0.72801 | 0.74934 | 0 | 70.4987
| Sublap | SCEC | Average Weekday | August | CAISO 1-in-10 | 9 | 0.63725 | 0.63223 | 0.63725 | 0.63223 | 0 | 72.8743
| Sublap | SCEC | Average Weekday | August | CAISO 1-in-10 | 10 | 0.51445 | 0.52221 | 0.51445 | 0.52221 | 0 | 76.6969
| Sublap | SCEC | Average Weekday | August | CAISO 1-in-10 | 11 | 0.52525 | 0.54337 | 0.52525 | 0.54337 | 0 | 80.8407
| Sublap | SCEC | Average Weekday | August | CAISO 1-in-10 | 12 | 0.65464 | 0.67299 | 0.65464 | 0.67299 | 0 | 84.6989
| Sublap | SCEC | Average Weekday | August | CAISO 1-in-10 | 13 | 0.88449 | 0.8814 | 0.88449 | 0.8814 | 0 | 88.2144
| Sublap | SCEC | Average Weekday | August | CAISO 1-in-10 | 14 | 1.1835 | 1.1622 | 1.1835 | 1.1622 | 0 | 91.1363
| Sublap | SCEC | Average Weekday | August | CAISO 1-in-10 | 15 | 1.5117 | 1.4772 | 1.5117 | 1.4772 | 0 | 93.2267
| Sublap | SCEC | Average Weekday | August | CAISO 1-in-10 | 16 | 1.8816 | 1.8414 | 1.8816 | 1.8414 | 0 | 94.2465
| Sublap | SCEC | Average Weekday | August | CAISO 1-in-10 | 17 | 2.1999 | 2.1625 | 1.1122 | 1.0558 | 0.022934 | 94.2168
| Sublap | SCEC | Average Weekday | August | CAISO 1-in-10 | 18 | 2.4832 | 2.4216 | 1.9282 | 1.8368 | 0.11905 | 93.0771
| Sublap | SCEC | Average Weekday | August | CAISO 1-in-10 | 19 | 2.5981 | 2.5003 | 2.3224 | 2.1272 | 0.07537 | 91.2221
| Sublap | SCEC | Average Weekday | August | CAISO 1-in-10 | 20 | 2.468 | 2.377 | 2.2481 | 2.1298 | 0.032401 | 88.204
| Sublap | SCEC | Average Weekday | August | CAISO 1-in-10 | 21 | 2.3167 | 2.2489 | 2.1402 | 2.045 | 0.043331 | 83.8918
| Sublap | SCEC | Average Weekday | August | CAISO 1-in-10 | 22 | 2.1364 | 2.0806 | 2.6805 | 2.7084 | 0.055039 | 80.5653
| Sublap | SCEC | Average Weekday | August | CAISO 1-in-10 | 23 | 1.8823 | 1.8425 | 2.0034 | 2.0205 | 0.034963 | 78.3521
| Sublap | SCEC | Average Weekday | August | CAISO 1-in-10 | 24 | 1.5803 | 1.5462 | 1.6377 | 1.6195 | 0.028259 | 76.7996
| Sublap | SCEC | Average Weekday | August | CAISO 1-in-2 | 1 | 1.1873 | 1.1432 | 1.1873 | 1.1432 | 0 | 71.8873
| Sublap | SCEC | Average Weekday | August | CAISO 1-in-2 | 2 | 0.99486 | 0.95698 | 0.99486 | 0.95698 | 0 | 70.3981
| Sublap | SCEC | Average Weekday | August | CAISO 1-in-2 | 3 | 0.85366 | 0.82114 | 0.85366 | 0.82114 | 0 | 69.0218
| Sublap | SCEC | Average Weekday | August | CAISO 1-in-2 | 4 | 0.76646 | 0.73801 | 0.76646 | 0.73801 | 0 | 67.7888
| Sublap | SCEC | Average Weekday | August | CAISO 1-in-2 | 5 | 0.71797 | 0.69452 | 0.71797 | 0.69452 | 0 | 66.7621
| Sublap | SCEC | Average Weekday | August | CAISO 1-in-2 | 6 | 0.69377 | 0.68663 | 0.69377 | 0.68663 | 0 | 65.9919
| Sublap | SCEC | Average Weekday | August | CAISO 1-in-2 | 7 | 0.67329 | 0.70213 | 0.67329 | 0.70213 | 0 | 65.347
| Sublap | SCEC | Average Weekday | August | CAISO 1-in-2 | 8 | 0.61486 | 0.63619 | 0.61486 | 0.63619 | 0 | 65.2207
| Sublap | SCEC | Average Weekday | August | CAISO 1-in-2 | 9 | 0.49362 | 0.48859 | 0.49362 | 0.48859 | 0 | 68.0913
| Sublap | SCEC | Average Weekday | August | CAISO 1-in-2 | 10 | 0.39796 | 0.40571 | 0.39796 | 0.40571 | 0 | 72.6316
| Sublap | SCEC | Average Weekday | August | CAISO 1-in-2 | 11 | 0.36227 | 0.38038 | 0.36227 | 0.38038 | 0 | 77.5501
| Sublap | SCEC | Average Weekday | August | CAISO 1-in-2 | 12 | 0.41409 | 0.43244 | 0.41409 | 0.43244 | 0 | 82.2206
| Sublap | SCEC | Average Weekday | August | CAISO 1-in-2 | 13 | 0.5798 | 0.57672 | 0.5798 | 0.57672 | 0 | 86.0985
| Sublap | SCEC | Average Weekday | August | CAISO 1-in-2 | 14 | 0.82708 | 0.80584 | 0.82708 | 0.80584 | 0 | 89.2385
| Sublap | SCEC | Average Weekday | August | CAISO 1-in-2 | 15 | 1.1254 | 1.0909 | 1.1254 | 1.0909 | 0 | 91.361
| Sublap | SCEC | Average Weekday | August | CAISO 1-in-2 | 16 | 1.4822 | 1.4419 | 1.4822 | 1.4419 | 0 | 92.5356
| Sublap | SCEC | Average Weekday | August | CAISO 1-in-2 | 17 | 1.8054 | 1.768 | 0.74566 | 0.68928 | 0.02525 | 92.7565
| Sublap | SCEC | Average Weekday | August | CAISO 1-in-2 | 18 | 2.0907 | 2.0291 | 1.5667 | 1.4753 | 0.12974 | 91.7801
| Sublap | SCEC | Average Weekday | August | CAISO 1-in-2 | 19 | 2.2298 | 2.132 | 1.9815 | 1.7863 | 0.083818 | 89.6938
| Sublap | SCEC | Average Weekday | August | CAISO 1-in-2 | 20 | 2.1525 | 2.0616 | 1.9505 | 1.8321 | 0.036793 | 86.435
| Sublap | SCEC | Average Weekday | August | CAISO 1-in-2 | 21 | 2.0373 | 1.9696 | 1.8813 | 1.7862 | 0.048712 | 81.8475
| Sublap | SCEC | Average Weekday | August | CAISO 1-in-2 | 22 | 1.879 | 1.8232 | 2.4345 | 2.4625 | 0.065641 | 78.0559
| Sublap | SCEC | Average Weekday | August | CAISO 1-in-2 | 23 | 1.6579 | 1.6181 | 1.7554 | 1.7724 | 0.043313 | 75.4571
| Sublap | SCEC | Average Weekday | August | CAISO 1-in-2 | 24 | 1.3906 | 1.3565 | 1.4249 | 1.4067 | 0.017154 | 73.5344
| Sublap | SCEC | Average Weekday | August | SCE 1-in-10 | 1 | 1.4166 | 1.3724 | 1.4166 | 1.3724 | 0 | 76.3217
| Sublap | SCEC | Average Weekday | August | SCE 1-in-10 | 2 | 1.2077 | 1.1698 | 1.2077 | 1.1698 | 0 | 75.0391
| Sublap | SCEC | Average Weekday | August | SCE 1-in-10 | 3 | 1.0541 | 1.0216 | 1.0541 | 1.0216 | 0 | 73.9365
| Sublap | SCEC | Average Weekday | August | SCE 1-in-10 | 4 | 0.94163 | 0.91317 | 0.94163 | 0.91317 | 0 | 72.9982
| Sublap | SCEC | Average Weekday | August | SCE 1-in-10 | 5 | 0.865 | 0.84155 | 0.865 | 0.84155 | 0 | 72.1732
| Sublap | SCEC | Average Weekday | August | SCE 1-in-10 | 6 | 0.81754 | 0.81041 | 0.81754 | 0.81041 | 0 | 71.383
| Sublap | SCEC | Average Weekday | August | SCE 1-in-10 | 7 | 0.78278 | 0.81162 | 0.78278 | 0.81162 | 0 | 70.8016
| Sublap | SCEC | Average Weekday | August | SCE 1-in-10 | 8 | 0.7349 | 0.75623 | 0.7349 | 0.75623 | 0 | 70.7006
| Sublap | SCEC | Average Weekday | August | SCE 1-in-10 | 9 | 0.65086 | 0.64583 | 0.65086 | 0.64583 | 0 | 73.3251
| Sublap | SCEC | Average Weekday | August | SCE 1-in-10 | 10 | 0.53984 | 0.5476 | 0.53984 | 0.5476 | 0 | 77.3338
| Sublap | SCEC | Average Weekday | August | SCE 1-in-10 | 11 | 0.56281 | 0.58092 | 0.56281 | 0.58092 | 0 | 81.7658
| Sublap | SCEC | Average Weekday | August | SCE 1-in-10 | 12 | 0.70096 | 0.71931 | 0.70096 | 0.71931 | 0 | 86.0284
| Sublap | SCEC | Average Weekday | August | SCE 1-in-10 | 13 | 0.94889 | 0.9458 | 0.94889 | 0.9458 | 0 | 89.5798
| Sublap | SCEC | Average Weekday | August | SCE 1-in-10 | 14 | 1.2648 | 1.2436 | 1.2648 | 1.2436 | 0 | 92.41
| Sublap | SCEC | Average Weekday | August | SCE 1-in-10 | 15 | 1.6042 | 1.5697 | 1.6042 | 1.5697 | 0 | 94.4021
| Sublap | SCEC | Average Weekday | August | SCE 1-in-10 | 16 | 1.9798 | 1.9395 | 1.9798 | 1.9395 | 0 | 95.1268
| Sublap | SCEC | Average Weekday | August | SCE 1-in-10 | 17 | 2.2966 | 2.2591 | 1.1986 | 1.1423 | 0.022195 | 94.7479
| Sublap | SCEC | Average Weekday | August | SCE 1-in-10 | 18 | 2.5784 | 2.5168 | 2.0097 | 1.9183 | 0.1144 | 93.6507
| Sublap | SCEC | Average Weekday | August | SCE 1-in-10 | 19 | 2.6875 | 2.5896 | 2.4028 | 2.2077 | 0.072664 | 91.7174
| Sublap | SCEC | Average Weekday | August | SCE 1-in-10 | 20 | 2.5448 | 2.4539 | 2.3204 | 2.2021 | 0.031309 | 88.655
| Sublap | SCEC | Average Weekday | August | SCE 1-in-10 | 21 | 2.3858 | 2.3181 | 2.2033 | 2.1081 | 0.041766 | 84.4931
| Sublap | SCEC | Average Weekday | August | SCE 1-in-10 | 22 | 2.1988 | 2.143 | 2.7401 | 2.7681 | 0.052636 | 81.1508
| Sublap | SCEC | Average Weekday | August | SCE 1-in-10 | 23 | 1.9365 | 1.8967 | 2.0629 | 2.0799 | 0.033166 | 79.0012
| Sublap | SCEC | Average Weekday | August | SCE 1-in-10 | 24 | 1.624 | 1.59 | 1.6857 | 1.6675 | 0.026801 | 77.4014
| Sublap | SCEC | Average Weekday | August | SCE 1-in-2 | 1 | 1.1873 | 1.1432 | 1.1873 | 1.1432 | 0 | 71.8873
| Sublap | SCEC | Average Weekday | August | SCE 1-in-2 | 2 | 0.99486 | 0.95698 | 0.99486 | 0.95698 | 0 | 70.3981
| Sublap | SCEC | Average Weekday | August | SCE 1-in-2 | 3 | 0.85366 | 0.82114 | 0.85366 | 0.82114 | 0 | 69.0218
| Sublap | SCEC | Average Weekday | August | SCE 1-in-2 | 4 | 0.76646 | 0.73801 | 0.76646 | 0.73801 | 0 | 67.7888
| Sublap | SCEC | Average Weekday | August | SCE 1-in-2 | 5 | 0.71797 | 0.69452 | 0.71797 | 0.69452 | 0 | 66.7621
| Sublap | SCEC | Average Weekday | August | SCE 1-in-2 | 6 | 0.69377 | 0.68663 | 0.69377 | 0.68663 | 0 | 65.9919
| Sublap | SCEC | Average Weekday | August | SCE 1-in-2 | 7 | 0.67329 | 0.70213 | 0.67329 | 0.70213 | 0 | 65.347
| Sublap | SCEC | Average Weekday | August | SCE 1-in-2 | 8 | 0.61486 | 0.63619 | 0.61486 | 0.63619 | 0 | 65.2207
| Sublap | SCEC | Average Weekday | August | SCE 1-in-2 | 9 | 0.49362 | 0.48859 | 0.49362 | 0.48859 | 0 | 68.0913
| Sublap | SCEC | Average Weekday | August | SCE 1-in-2 | 10 | 0.39796 | 0.40571 | 0.39796 | 0.40571 | 0 | 72.6316
| Sublap | SCEC | Average Weekday | August | SCE 1-in-2 | 11 | 0.36227 | 0.38038 | 0.36227 | 0.38038 | 0 | 77.5501
| Sublap | SCEC | Average Weekday | August | SCE 1-in-2 | 12 | 0.41409 | 0.43244 | 0.41409 | 0.43244 | 0 | 82.2206
| Sublap | SCEC | Average Weekday | August | SCE 1-in-2 | 13 | 0.5798 | 0.57672 | 0.5798 | 0.57672 | 0 | 86.0985
| Sublap | SCEC | Average Weekday | August | SCE 1-in-2 | 14 | 0.82708 | 0.80584 | 0.82708 | 0.80584 | 0 | 89.2385
| Sublap | SCEC | Average Weekday | August | SCE 1-in-2 | 15 | 1.1254 | 1.0909 | 1.1254 | 1.0909 | 0 | 91.361
| Sublap | SCEC | Average Weekday | August | SCE 1-in-2 | 16 | 1.4822 | 1.4419 | 1.4822 | 1.4419 | 0 | 92.5356
| Sublap | SCEC | Average Weekday | August | SCE 1-in-2 | 17 | 1.8054 | 1.768 | 0.74566 | 0.68928 | 0.02525 | 92.7565
| Sublap | SCEC | Average Weekday | August | SCE 1-in-2 | 18 | 2.0907 | 2.0291 | 1.5667 | 1.4753 | 0.12974 | 91.7801
| Sublap | SCEC | Average Weekday | August | SCE 1-in-2 | 19 | 2.2298 | 2.132 | 1.9815 | 1.7863 | 0.083818 | 89.6938
| Sublap | SCEC | Average Weekday | August | SCE 1-in-2 | 20 | 2.1525 | 2.0616 | 1.9505 | 1.8321 | 0.036793 | 86.435
| Sublap | SCEC | Average Weekday | August | SCE 1-in-2 | 21 | 2.0373 | 1.9696 | 1.8813 | 1.7862 | 0.048712 | 81.8475
| Sublap | SCEC | Average Weekday | August | SCE 1-in-2 | 22 | 1.879 | 1.8232 | 2.4345 | 2.4625 | 0.065641 | 78.0559
| Sublap | SCEC | Average Weekday | August | SCE 1-in-2 | 23 | 1.6579 | 1.6181 | 1.7554 | 1.7724 | 0.043313 | 75.4571
| Sublap | SCEC | Average Weekday | August | SCE 1-in-2 | 24 | 1.3906 | 1.3565 | 1.4249 | 1.4067 | 0.017154 | 73.5344
| Sublap | SCEC | Average Weekday | December | CAISO 1-in-10 | 1 | 0.79204 | 0.74787 | 0.79204 | 0.74787 | 0 | 50.3584
| Sublap | SCEC | Average Weekday | December | CAISO 1-in-10 | 2 | 0.72463 | 0.68675 | 0.72463 | 0.68675 | 0 | 49.545
| Sublap | SCEC | Average Weekday | December | CAISO 1-in-10 | 3 | 0.67842 | 0.6459 | 0.67842 | 0.6459 | 0 | 48.8061
| Sublap | SCEC | Average Weekday | December | CAISO 1-in-10 | 4 | 0.65277 | 0.62432 | 0.65277 | 0.62432 | 0 | 48.2218
| Sublap | SCEC | Average Weekday | December | CAISO 1-in-10 | 5 | 0.65171 | 0.62826 | 0.65171 | 0.62826 | 0 | 47.5884
| Sublap | SCEC | Average Weekday | December | CAISO 1-in-10 | 6 | 0.67385 | 0.66671 | 0.67385 | 0.66671 | 0 | 47.1827
| Sublap | SCEC | Average Weekday | December | CAISO 1-in-10 | 7 | 0.7202 | 0.74903 | 0.7202 | 0.74903 | 0 | 46.6458
| Sublap | SCEC | Average Weekday | December | CAISO 1-in-10 | 8 | 0.6737 | 0.69503 | 0.6737 | 0.69503 | 0 | 46.3521
| Sublap | SCEC | Average Weekday | December | CAISO 1-in-10 | 9 | 0.50831 | 0.50328 | 0.50831 | 0.50328 | 0 | 47.4233
| Sublap | SCEC | Average Weekday | December | CAISO 1-in-10 | 10 | 0.31391 | 0.32167 | 0.31391 | 0.32167 | 0 | 50.7858
| Sublap | SCEC | Average Weekday | December | CAISO 1-in-10 | 11 | 0.1714 | 0.18952 | 0.1714 | 0.18952 | 0 | 54.7967
| Sublap | SCEC | Average Weekday | December | CAISO 1-in-10 | 12 | 0.099583 | 0.11794 | 0.099583 | 0.11794 | 0 | 58.2989
| Sublap | SCEC | Average Weekday | December | CAISO 1-in-10 | 13 | 0.10116 | 0.09808 | 0.10116 | 0.09808 | 0 | 60.7208
| Sublap | SCEC | Average Weekday | December | CAISO 1-in-10 | 14 | 0.1561 | 0.13485 | 0.1561 | 0.13485 | 0 | 62.2958
| Sublap | SCEC | Average Weekday | December | CAISO 1-in-10 | 15 | 0.2593 | 0.22479 | 0.2593 | 0.22479 | 0 | 63.3313
| Sublap | SCEC | Average Weekday | December | CAISO 1-in-10 | 16 | 0.42535 | 0.3851 | 0.42535 | 0.3851 | 0 | 63.6093
| Sublap | SCEC | Average Weekday | December | CAISO 1-in-10 | 17 | 0.63019 | 0.59277 | 0.63019 | 0.59277 | 0 | 62.9929
| Sublap | SCEC | Average Weekday | December | CAISO 1-in-10 | 18 | 0.89869 | 0.83706 | 0.89869 | 0.83706 | 0 | 60.8131
| Sublap | SCEC | Average Weekday | December | CAISO 1-in-10 | 19 | 1.0813 | 0.98342 | 1.0813 | 0.98342 | 0 | 57.9344
| Sublap | SCEC | Average Weekday | December | CAISO 1-in-10 | 20 | 1.1344 | 1.0435 | 1.1344 | 1.0435 | 0 | 55.7868
| Sublap | SCEC | Average Weekday | December | CAISO 1-in-10 | 21 | 1.1197 | 1.0519 | 1.1197 | 1.0519 | 0 | 54.3014
| Sublap | SCEC | Average Weekday | December | CAISO 1-in-10 | 22 | 1.0545 | 0.99872 | 1.0545 | 0.99872 | 0 | 52.9056
| Sublap | SCEC | Average Weekday | December | CAISO 1-in-10 | 23 | 0.96972 | 0.92995 | 0.96972 | 0.92995 | 0 | 51.8314
| Sublap | SCEC | Average Weekday | December | CAISO 1-in-10 | 24 | 0.85667 | 0.8226 | 0.85667 | 0.8226 | 0 | 50.8998
| Sublap | SCEC | Average Weekday | December | CAISO 1-in-2 | 1 | 0.81219 | 0.76802 | 0.81219 | 0.76802 | 0 | 47.5284
| Sublap | SCEC | Average Weekday | December | CAISO 1-in-2 | 2 | 0.74503 | 0.70715 | 0.74503 | 0.70715 | 0 | 46.8267
| Sublap | SCEC | Average Weekday | December | CAISO 1-in-2 | 3 | 0.69925 | 0.66673 | 0.69925 | 0.66673 | 0 | 46.3677
| Sublap | SCEC | Average Weekday | December | CAISO 1-in-2 | 4 | 0.6748 | 0.64635 | 0.6748 | 0.64635 | 0 | 45.9009
| Sublap | SCEC | Average Weekday | December | CAISO 1-in-2 | 5 | 0.67572 | 0.65227 | 0.67572 | 0.65227 | 0 | 45.3895
| Sublap | SCEC | Average Weekday | December | CAISO 1-in-2 | 6 | 0.69945 | 0.69231 | 0.69945 | 0.69231 | 0 | 44.9246
| Sublap | SCEC | Average Weekday | December | CAISO 1-in-2 | 7 | 0.74814 | 0.77698 | 0.74814 | 0.77698 | 0 | 44.5592
| Sublap | SCEC | Average Weekday | December | CAISO 1-in-2 | 8 | 0.69982 | 0.72115 | 0.69982 | 0.72115 | 0 | 44.1098
| Sublap | SCEC | Average Weekday | December | CAISO 1-in-2 | 9 | 0.53178 | 0.52675 | 0.53178 | 0.52675 | 0 | 44.9838
| Sublap | SCEC | Average Weekday | December | CAISO 1-in-2 | 10 | 0.33671 | 0.34447 | 0.33671 | 0.34447 | 0 | 48.3984
| Sublap | SCEC | Average Weekday | December | CAISO 1-in-2 | 11 | 0.19556 | 0.21367 | 0.19556 | 0.21367 | 0 | 52.397
| Sublap | SCEC | Average Weekday | December | CAISO 1-in-2 | 12 | 0.12501 | 0.14336 | 0.12501 | 0.14336 | 0 | 55.9261
| Sublap | SCEC | Average Weekday | December | CAISO 1-in-2 | 13 | 0.12664 | 0.12355 | 0.12664 | 0.12355 | 0 | 58.6522
| Sublap | SCEC | Average Weekday | December | CAISO 1-in-2 | 14 | 0.18466 | 0.16341 | 0.18466 | 0.16341 | 0 | 60.4447
| Sublap | SCEC | Average Weekday | December | CAISO 1-in-2 | 15 | 0.29223 | 0.25773 | 0.29223 | 0.25773 | 0 | 61.6439
| Sublap | SCEC | Average Weekday | December | CAISO 1-in-2 | 16 | 0.46077 | 0.42052 | 0.46077 | 0.42052 | 0 | 62.057
| Sublap | SCEC | Average Weekday | December | CAISO 1-in-2 | 17 | 0.66977 | 0.63235 | 0.66977 | 0.63235 | 0 | 61.396
| Sublap | SCEC | Average Weekday | December | CAISO 1-in-2 | 18 | 0.93637 | 0.87474 | 0.93637 | 0.87474 | 0 | 59.1081
| Sublap | SCEC | Average Weekday | December | CAISO 1-in-2 | 19 | 1.1157 | 1.0178 | 1.1157 | 1.0178 | 0 | 56.3044
| Sublap | SCEC | Average Weekday | December | CAISO 1-in-2 | 20 | 1.1626 | 1.0717 | 1.1626 | 1.0717 | 0 | 54.1488
| Sublap | SCEC | Average Weekday | December | CAISO 1-in-2 | 21 | 1.1449 | 1.0771 | 1.1449 | 1.0771 | 0 | 52.3885
| Sublap | SCEC | Average Weekday | December | CAISO 1-in-2 | 22 | 1.0794 | 1.0236 | 1.0794 | 1.0236 | 0 | 51.0024
| Sublap | SCEC | Average Weekday | December | CAISO 1-in-2 | 23 | 0.99383 | 0.95406 | 0.99383 | 0.95406 | 0 | 49.7137
| Sublap | SCEC | Average Weekday | December | CAISO 1-in-2 | 24 | 0.88036 | 0.84628 | 0.88036 | 0.84628 | 0 | 48.5278
| Sublap | SCEC | Average Weekday | December | SCE 1-in-10 | 1 | 0.80308 | 0.7589 | 0.80308 | 0.7589 | 0 | 48.5532
| Sublap | SCEC | Average Weekday | December | SCE 1-in-10 | 2 | 0.7358 | 0.69792 | 0.7358 | 0.69792 | 0 | 47.8807
| Sublap | SCEC | Average Weekday | December | SCE 1-in-10 | 3 | 0.68983 | 0.65731 | 0.68983 | 0.65731 | 0 | 47.2939
| Sublap | SCEC | Average Weekday | December | SCE 1-in-10 | 4 | 0.66484 | 0.63638 | 0.66484 | 0.63638 | 0 | 46.6925
| Sublap | SCEC | Average Weekday | December | SCE 1-in-10 | 5 | 0.66486 | 0.64141 | 0.66486 | 0.64141 | 0 | 46.1166
| Sublap | SCEC | Average Weekday | December | SCE 1-in-10 | 6 | 0.68787 | 0.68074 | 0.68787 | 0.68074 | 0 | 45.6276
| Sublap | SCEC | Average Weekday | December | SCE 1-in-10 | 7 | 0.7355 | 0.76434 | 0.7355 | 0.76434 | 0 | 45.1479
| Sublap | SCEC | Average Weekday | December | SCE 1-in-10 | 8 | 0.68801 | 0.70934 | 0.68801 | 0.70934 | 0 | 45.1656
| Sublap | SCEC | Average Weekday | December | SCE 1-in-10 | 9 | 0.52116 | 0.51614 | 0.52116 | 0.51614 | 0 | 46.203
| Sublap | SCEC | Average Weekday | December | SCE 1-in-10 | 10 | 0.3264 | 0.33416 | 0.3264 | 0.33416 | 0 | 49.5971
| Sublap | SCEC | Average Weekday | December | SCE 1-in-10 | 11 | 0.18463 | 0.20275 | 0.18463 | 0.20275 | 0 | 53.6993
| Sublap | SCEC | Average Weekday | December | SCE 1-in-10 | 12 | 0.11351 | 0.13186 | 0.11351 | 0.13186 | 0 | 57.1505
| Sublap | SCEC | Average Weekday | December | SCE 1-in-10 | 13 | 0.11511 | 0.11203 | 0.11511 | 0.11203 | 0 | 59.7113
| Sublap | SCEC | Average Weekday | December | SCE 1-in-10 | 14 | 0.17177 | 0.15053 | 0.17177 | 0.15053 | 0 | 61.4309
| Sublap | SCEC | Average Weekday | December | SCE 1-in-10 | 15 | 0.2777 | 0.24319 | 0.2777 | 0.24319 | 0 | 62.5998
| Sublap | SCEC | Average Weekday | December | SCE 1-in-10 | 16 | 0.44434 | 0.40409 | 0.44434 | 0.40409 | 0 | 63.0608
| Sublap | SCEC | Average Weekday | December | SCE 1-in-10 | 17 | 0.65167 | 0.61424 | 0.65167 | 0.61424 | 0 | 62.4311
| Sublap | SCEC | Average Weekday | December | SCE 1-in-10 | 18 | 0.91933 | 0.8577 | 0.91933 | 0.8577 | 0 | 59.9807
| Sublap | SCEC | Average Weekday | December | SCE 1-in-10 | 19 | 1.1001 | 1.0023 | 1.1001 | 1.0023 | 0 | 57.0008
| Sublap | SCEC | Average Weekday | December | SCE 1-in-10 | 20 | 1.1499 | 1.0589 | 1.1499 | 1.0589 | 0 | 54.8748
| Sublap | SCEC | Average Weekday | December | SCE 1-in-10 | 21 | 1.1335 | 1.0657 | 1.1335 | 1.0657 | 0 | 53.2708
| Sublap | SCEC | Average Weekday | December | SCE 1-in-10 | 22 | 1.0682 | 1.0123 | 1.0682 | 1.0123 | 0 | 51.7956
| Sublap | SCEC | Average Weekday | December | SCE 1-in-10 | 23 | 0.98293 | 0.94316 | 0.98293 | 0.94316 | 0 | 50.6659
| Sublap | SCEC | Average Weekday | December | SCE 1-in-10 | 24 | 0.86965 | 0.83557 | 0.86965 | 0.83557 | 0 | 49.6921
| Sublap | SCEC | Average Weekday | December | SCE 1-in-2 | 1 | 0.80184 | 0.75767 | 0.80184 | 0.75767 | 0 | 49.5673
| Sublap | SCEC | Average Weekday | December | SCE 1-in-2 | 2 | 0.73455 | 0.69667 | 0.73455 | 0.69667 | 0 | 48.8174
| Sublap | SCEC | Average Weekday | December | SCE 1-in-2 | 3 | 0.68855 | 0.65603 | 0.68855 | 0.65603 | 0 | 48.3008
| Sublap | SCEC | Average Weekday | December | SCE 1-in-2 | 4 | 0.66349 | 0.63503 | 0.66349 | 0.63503 | 0 | 47.8323
| Sublap | SCEC | Average Weekday | December | SCE 1-in-2 | 5 | 0.66339 | 0.63994 | 0.66339 | 0.63994 | 0 | 47.2966
| Sublap | SCEC | Average Weekday | December | SCE 1-in-2 | 6 | 0.6863 | 0.67917 | 0.6863 | 0.67917 | 0 | 46.7517
| Sublap | SCEC | Average Weekday | December | SCE 1-in-2 | 7 | 0.73379 | 0.76263 | 0.73379 | 0.76263 | 0 | 46.3295
| Sublap | SCEC | Average Weekday | December | SCE 1-in-2 | 8 | 0.68641 | 0.70774 | 0.68641 | 0.70774 | 0 | 45.8782
| Sublap | SCEC | Average Weekday | December | SCE 1-in-2 | 9 | 0.51973 | 0.5147 | 0.51973 | 0.5147 | 0 | 46.6253
| Sublap | SCEC | Average Weekday | December | SCE 1-in-2 | 10 | 0.325 | 0.33276 | 0.325 | 0.33276 | 0 | 49.6143
| Sublap | SCEC | Average Weekday | December | SCE 1-in-2 | 11 | 0.18315 | 0.20127 | 0.18315 | 0.20127 | 0 | 53.1667
| Sublap | SCEC | Average Weekday | December | SCE 1-in-2 | 12 | 0.11195 | 0.1303 | 0.11195 | 0.1303 | 0 | 56.4464
| Sublap | SCEC | Average Weekday | December | SCE 1-in-2 | 13 | 0.11355 | 0.11047 | 0.11355 | 0.11047 | 0 | 58.9436
| Sublap | SCEC | Average Weekday | December | SCE 1-in-2 | 14 | 0.16991 | 0.14867 | 0.16991 | 0.14867 | 0 | 60.6206
| Sublap | SCEC | Average Weekday | December | SCE 1-in-2 | 15 | 0.27555 | 0.24104 | 0.27555 | 0.24104 | 0 | 61.7929
| Sublap | SCEC | Average Weekday | December | SCE 1-in-2 | 16 | 0.44229 | 0.40204 | 0.44229 | 0.40204 | 0 | 62.1832
| Sublap | SCEC | Average Weekday | December | SCE 1-in-2 | 17 | 0.64956 | 0.61213 | 0.64956 | 0.61213 | 0 | 61.5817
| Sublap | SCEC | Average Weekday | December | SCE 1-in-2 | 18 | 0.91702 | 0.85539 | 0.91702 | 0.85539 | 0 | 59.4544
| Sublap | SCEC | Average Weekday | December | SCE 1-in-2 | 19 | 1.098 | 1.0002 | 1.098 | 1.0002 | 0 | 56.7519
| Sublap | SCEC | Average Weekday | December | SCE 1-in-2 | 20 | 1.1481 | 1.0572 | 1.1481 | 1.0572 | 0 | 54.7656
| Sublap | SCEC | Average Weekday | December | SCE 1-in-2 | 21 | 1.1319 | 1.0642 | 1.1319 | 1.0642 | 0 | 53.3153
| Sublap | SCEC | Average Weekday | December | SCE 1-in-2 | 22 | 1.0666 | 1.0108 | 1.0666 | 1.0108 | 0 | 52.0086
| Sublap | SCEC | Average Weekday | December | SCE 1-in-2 | 23 | 0.98145 | 0.94168 | 0.98145 | 0.94168 | 0 | 50.8652
| Sublap | SCEC | Average Weekday | December | SCE 1-in-2 | 24 | 0.86819 | 0.83412 | 0.86819 | 0.83412 | 0 | 49.8396
| Sublap | SCEC | Average Weekday | February | CAISO 1-in-10 | 1 | 0.81211 | 0.76794 | 0.81211 | 0.76794 | 0 | 47.6029
| Sublap | SCEC | Average Weekday | February | CAISO 1-in-10 | 2 | 0.74495 | 0.70708 | 0.74495 | 0.70708 | 0 | 46.4743
| Sublap | SCEC | Average Weekday | February | CAISO 1-in-10 | 3 | 0.69917 | 0.66666 | 0.69917 | 0.66666 | 0 | 45.5589
| Sublap | SCEC | Average Weekday | February | CAISO 1-in-10 | 4 | 0.67472 | 0.64626 | 0.67472 | 0.64626 | 0 | 44.7818
| Sublap | SCEC | Average Weekday | February | CAISO 1-in-10 | 5 | 0.67563 | 0.65218 | 0.67563 | 0.65218 | 0 | 44.2949
| Sublap | SCEC | Average Weekday | February | CAISO 1-in-10 | 6 | 0.69935 | 0.69222 | 0.69935 | 0.69222 | 0 | 43.7486
| Sublap | SCEC | Average Weekday | February | CAISO 1-in-10 | 7 | 0.74804 | 0.77687 | 0.74804 | 0.77687 | 0 | 43.2402
| Sublap | SCEC | Average Weekday | February | CAISO 1-in-10 | 8 | 0.69973 | 0.72106 | 0.69973 | 0.72106 | 0 | 43.0227
| Sublap | SCEC | Average Weekday | February | CAISO 1-in-10 | 9 | 0.53169 | 0.52667 | 0.53169 | 0.52667 | 0 | 44.8653
| Sublap | SCEC | Average Weekday | February | CAISO 1-in-10 | 10 | 0.33663 | 0.34438 | 0.33663 | 0.34438 | 0 | 48.4651
| Sublap | SCEC | Average Weekday | February | CAISO 1-in-10 | 11 | 0.19547 | 0.21358 | 0.19547 | 0.21358 | 0 | 52.4736
| Sublap | SCEC | Average Weekday | February | CAISO 1-in-10 | 12 | 0.12491 | 0.14327 | 0.12491 | 0.14327 | 0 | 55.8636
| Sublap | SCEC | Average Weekday | February | CAISO 1-in-10 | 13 | 0.12654 | 0.12346 | 0.12654 | 0.12346 | 0 | 58.3063
| Sublap | SCEC | Average Weekday | February | CAISO 1-in-10 | 14 | 0.18413 | 0.16289 | 0.18413 | 0.16289 | 0 | 59.9219
| Sublap | SCEC | Average Weekday | February | CAISO 1-in-10 | 15 | 0.29196 | 0.25745 | 0.29196 | 0.25745 | 0 | 61.3287
| Sublap | SCEC | Average Weekday | February | CAISO 1-in-10 | 16 | 0.46084 | 0.42059 | 0.46084 | 0.42059 | 0 | 62.0767
| Sublap | SCEC | Average Weekday | February | CAISO 1-in-10 | 17 | 0.67027 | 0.63285 | 0.67027 | 0.63285 | 0 | 61.868
| Sublap | SCEC | Average Weekday | February | CAISO 1-in-10 | 18 | 0.93616 | 0.87453 | 0.93616 | 0.87453 | 0 | 60.6695
| Sublap | SCEC | Average Weekday | February | CAISO 1-in-10 | 19 | 1.1156 | 1.0177 | 1.1156 | 1.0177 | 0 | 58.1308
| Sublap | SCEC | Average Weekday | February | CAISO 1-in-10 | 20 | 1.1625 | 1.0716 | 1.1625 | 1.0716 | 0 | 55.4668
| Sublap | SCEC | Average Weekday | February | CAISO 1-in-10 | 21 | 1.1448 | 1.077 | 1.1448 | 1.077 | 0 | 53.379
| Sublap | SCEC | Average Weekday | February | CAISO 1-in-10 | 22 | 1.0793 | 1.0235 | 1.0793 | 1.0235 | 0 | 51.8828
| Sublap | SCEC | Average Weekday | February | CAISO 1-in-10 | 23 | 0.99374 | 0.95397 | 0.99374 | 0.95397 | 0 | 50.4595
| Sublap | SCEC | Average Weekday | February | CAISO 1-in-10 | 24 | 0.88027 | 0.8462 | 0.88027 | 0.8462 | 0 | 49.0027
| Sublap | SCEC | Average Weekday | February | CAISO 1-in-2 | 1 | 0.76239 | 0.71822 | 0.76239 | 0.71822 | 0 | 52.6107
| Sublap | SCEC | Average Weekday | February | CAISO 1-in-2 | 2 | 0.69443 | 0.65655 | 0.69443 | 0.65655 | 0 | 51.686
| Sublap | SCEC | Average Weekday | February | CAISO 1-in-2 | 3 | 0.64748 | 0.61496 | 0.64748 | 0.61496 | 0 | 50.9426
| Sublap | SCEC | Average Weekday | February | CAISO 1-in-2 | 4 | 0.62004 | 0.59158 | 0.62004 | 0.59158 | 0 | 50.0385
| Sublap | SCEC | Average Weekday | February | CAISO 1-in-2 | 5 | 0.61603 | 0.59258 | 0.61603 | 0.59258 | 0 | 49.2619
| Sublap | SCEC | Average Weekday | February | CAISO 1-in-2 | 6 | 0.63572 | 0.62859 | 0.63572 | 0.62859 | 0 | 48.6652
| Sublap | SCEC | Average Weekday | February | CAISO 1-in-2 | 7 | 0.67829 | 0.70712 | 0.67829 | 0.70712 | 0 | 48.2148
| Sublap | SCEC | Average Weekday | February | CAISO 1-in-2 | 8 | 0.63392 | 0.65525 | 0.63392 | 0.65525 | 0 | 47.8767
| Sublap | SCEC | Average Weekday | February | CAISO 1-in-2 | 9 | 0.47248 | 0.46746 | 0.47248 | 0.46746 | 0 | 49.6247
| Sublap | SCEC | Average Weekday | February | CAISO 1-in-2 | 10 | 0.27944 | 0.2872 | 0.27944 | 0.2872 | 0 | 53.7264
| Sublap | SCEC | Average Weekday | February | CAISO 1-in-2 | 11 | 0.13527 | 0.15339 | 0.13527 | 0.15339 | 0 | 58.0589
| Sublap | SCEC | Average Weekday | February | CAISO 1-in-2 | 12 | 0.059323 | 0.077675 | 0.059323 | 0.077675 | 0 | 61.7446
| Sublap | SCEC | Average Weekday | February | CAISO 1-in-2 | 13 | 0.057598 | 0.054516 | 0.057598 | 0.054516 | 0 | 64.4137
| Sublap | SCEC | Average Weekday | February | CAISO 1-in-2 | 14 | 0.10344 | 0.082201 | 0.10344 | 0.082201 | 0 | 66.3013
| Sublap | SCEC | Average Weekday | February | CAISO 1-in-2 | 15 | 0.20534 | 0.17083 | 0.20534 | 0.17083 | 0 | 67.5137
| Sublap | SCEC | Average Weekday | February | CAISO 1-in-2 | 16 | 0.37721 | 0.33696 | 0.37721 | 0.33696 | 0 | 68.0382
| Sublap | SCEC | Average Weekday | February | CAISO 1-in-2 | 17 | 0.58388 | 0.54645 | 0.58388 | 0.54645 | 0 | 67.7761
| Sublap | SCEC | Average Weekday | February | CAISO 1-in-2 | 18 | 0.8419 | 0.78026 | 0.8419 | 0.78026 | 0 | 66.4119
| Sublap | SCEC | Average Weekday | February | CAISO 1-in-2 | 19 | 1.0307 | 0.93287 | 1.0307 | 0.93287 | 0 | 63.3691
| Sublap | SCEC | Average Weekday | February | CAISO 1-in-2 | 20 | 1.0933 | 1.0024 | 1.0933 | 1.0024 | 0 | 60.4382
| Sublap | SCEC | Average Weekday | February | CAISO 1-in-2 | 21 | 1.0831 | 1.0153 | 1.0831 | 1.0153 | 0 | 58.3866
| Sublap | SCEC | Average Weekday | February | CAISO 1-in-2 | 22 | 1.0187 | 0.96292 | 1.0187 | 0.96292 | 0 | 56.6349
| Sublap | SCEC | Average Weekday | February | CAISO 1-in-2 | 23 | 0.93484 | 0.89507 | 0.93484 | 0.89507 | 0 | 55.1265
| Sublap | SCEC | Average Weekday | February | CAISO 1-in-2 | 24 | 0.82218 | 0.78811 | 0.82218 | 0.78811 | 0 | 53.7812
| Sublap | SCEC | Average Weekday | February | SCE 1-in-10 | 1 | 0.74915 | 0.70498 | 0.74915 | 0.70498 | 0 | 54.6426
| Sublap | SCEC | Average Weekday | February | SCE 1-in-10 | 2 | 0.67917 | 0.6413 | 0.67917 | 0.6413 | 0 | 53.4785
| Sublap | SCEC | Average Weekday | February | SCE 1-in-10 | 3 | 0.63079 | 0.59827 | 0.63079 | 0.59827 | 0 | 52.4618
| Sublap | SCEC | Average Weekday | February | SCE 1-in-10 | 4 | 0.60216 | 0.5737 | 0.60216 | 0.5737 | 0 | 51.4208
| Sublap | SCEC | Average Weekday | February | SCE 1-in-10 | 5 | 0.59643 | 0.57298 | 0.59643 | 0.57298 | 0 | 50.5714
| Sublap | SCEC | Average Weekday | February | SCE 1-in-10 | 6 | 0.61402 | 0.60689 | 0.61402 | 0.60689 | 0 | 49.9209
| Sublap | SCEC | Average Weekday | February | SCE 1-in-10 | 7 | 0.65127 | 0.6801 | 0.65127 | 0.6801 | 0 | 49.3607
| Sublap | SCEC | Average Weekday | February | SCE 1-in-10 | 8 | 0.60211 | 0.62344 | 0.60211 | 0.62344 | 0 | 49.0005
| Sublap | SCEC | Average Weekday | February | SCE 1-in-10 | 9 | 0.44297 | 0.43795 | 0.44297 | 0.43795 | 0 | 51.3192
| Sublap | SCEC | Average Weekday | February | SCE 1-in-10 | 10 | 0.2544 | 0.26216 | 0.2544 | 0.26216 | 0 | 56.121
| Sublap | SCEC | Average Weekday | February | SCE 1-in-10 | 11 | 0.1079 | 0.12601 | 0.1079 | 0.12601 | 0 | 61.2053
| Sublap | SCEC | Average Weekday | February | SCE 1-in-10 | 12 | 0.021344 | 0.039697 | 0.021344 | 0.039697 | 0 | 65.3414
| Sublap | SCEC | Average Weekday | February | SCE 1-in-10 | 13 | 0.011907 | 0.0088249 | 0.011907 | 0.0088249 | 0 | 68.2668
| Sublap | SCEC | Average Weekday | February | SCE 1-in-10 | 14 | 0.058063 | 0.036819 | 0.058063 | 0.036819 | 0 | 70.1798
| Sublap | SCEC | Average Weekday | February | SCE 1-in-10 | 15 | 0.16764 | 0.13313 | 0.16764 | 0.13313 | 0 | 71.3748
| Sublap | SCEC | Average Weekday | February | SCE 1-in-10 | 16 | 0.34671 | 0.30646 | 0.34671 | 0.30646 | 0 | 72.1035
| Sublap | SCEC | Average Weekday | February | SCE 1-in-10 | 17 | 0.5583 | 0.52087 | 0.5583 | 0.52087 | 0 | 71.8267
| Sublap | SCEC | Average Weekday | February | SCE 1-in-10 | 18 | 0.81161 | 0.74998 | 0.81161 | 0.74998 | 0 | 70.316
| Sublap | SCEC | Average Weekday | February | SCE 1-in-10 | 19 | 1.0099 | 0.91201 | 1.0099 | 0.91201 | 0 | 66.7202
| Sublap | SCEC | Average Weekday | February | SCE 1-in-10 | 20 | 1.0756 | 0.98471 | 1.0756 | 0.98471 | 0 | 63.2445
| Sublap | SCEC | Average Weekday | February | SCE 1-in-10 | 21 | 1.0719 | 1.0041 | 1.0719 | 1.0041 | 0 | 60.9599
| Sublap | SCEC | Average Weekday | February | SCE 1-in-10 | 22 | 1.0112 | 0.95543 | 1.0112 | 0.95543 | 0 | 59.0605
| Sublap | SCEC | Average Weekday | February | SCE 1-in-10 | 23 | 0.92553 | 0.88576 | 0.92553 | 0.88576 | 0 | 57.3419
| Sublap | SCEC | Average Weekday | February | SCE 1-in-10 | 24 | 0.81073 | 0.77666 | 0.81073 | 0.77666 | 0 | 55.8388
| Sublap | SCEC | Average Weekday | February | SCE 1-in-2 | 1 | 0.77321 | 0.72904 | 0.77321 | 0.72904 | 0 | 51.2238
| Sublap | SCEC | Average Weekday | February | SCE 1-in-2 | 2 | 0.70546 | 0.66759 | 0.70546 | 0.66759 | 0 | 50.2287
| Sublap | SCEC | Average Weekday | February | SCE 1-in-2 | 3 | 0.6588 | 0.62628 | 0.6588 | 0.62628 | 0 | 49.3846
| Sublap | SCEC | Average Weekday | February | SCE 1-in-2 | 4 | 0.63201 | 0.60356 | 0.63201 | 0.60356 | 0 | 48.5667
| Sublap | SCEC | Average Weekday | February | SCE 1-in-2 | 5 | 0.62909 | 0.60564 | 0.62909 | 0.60564 | 0 | 48
| Sublap | SCEC | Average Weekday | February | SCE 1-in-2 | 6 | 0.64968 | 0.64255 | 0.64968 | 0.64255 | 0 | 47.4738
| Sublap | SCEC | Average Weekday | February | SCE 1-in-2 | 7 | 0.69366 | 0.7225 | 0.69366 | 0.7225 | 0 | 46.9876
| Sublap | SCEC | Average Weekday | February | SCE 1-in-2 | 8 | 0.64858 | 0.66991 | 0.64858 | 0.66991 | 0 | 46.6659
| Sublap | SCEC | Average Weekday | February | SCE 1-in-2 | 9 | 0.48569 | 0.48067 | 0.48569 | 0.48067 | 0 | 48.5001
| Sublap | SCEC | Average Weekday | February | SCE 1-in-2 | 10 | 0.29212 | 0.29988 | 0.29212 | 0.29988 | 0 | 52.5569
| Sublap | SCEC | Average Weekday | February | SCE 1-in-2 | 11 | 0.14852 | 0.16663 | 0.14852 | 0.16663 | 0 | 56.8153
| Sublap | SCEC | Average Weekday | February | SCE 1-in-2 | 12 | 0.073668 | 0.092021 | 0.073668 | 0.092021 | 0 | 60.6545
| Sublap | SCEC | Average Weekday | February | SCE 1-in-2 | 13 | 0.07414 | 0.071058 | 0.07414 | 0.071058 | 0 | 63.4453
| Sublap | SCEC | Average Weekday | February | SCE 1-in-2 | 14 | 0.12287 | 0.10163 | 0.12287 | 0.10163 | 0 | 65.3878
| Sublap | SCEC | Average Weekday | February | SCE 1-in-2 | 15 | 0.22502 | 0.19051 | 0.22502 | 0.19051 | 0 | 66.6545
| Sublap | SCEC | Average Weekday | February | SCE 1-in-2 | 16 | 0.39533 | 0.35508 | 0.39533 | 0.35508 | 0 | 67.1672
| Sublap | SCEC | Average Weekday | February | SCE 1-in-2 | 17 | 0.60108 | 0.56365 | 0.60108 | 0.56365 | 0 | 66.7198
| Sublap | SCEC | Average Weekday | February | SCE 1-in-2 | 18 | 0.8628 | 0.80117 | 0.8628 | 0.80117 | 0 | 65.2496
| Sublap | SCEC | Average Weekday | February | SCE 1-in-2 | 19 | 1.0491 | 0.95126 | 1.0491 | 0.95126 | 0 | 62.1381
| Sublap | SCEC | Average Weekday | February | SCE 1-in-2 | 20 | 1.1081 | 1.0171 | 1.1081 | 1.0171 | 0 | 59.2503
| Sublap | SCEC | Average Weekday | February | SCE 1-in-2 | 21 | 1.0964 | 1.0286 | 1.0964 | 1.0286 | 0 | 57.133
| Sublap | SCEC | Average Weekday | February | SCE 1-in-2 | 22 | 1.0317 | 0.97589 | 1.0317 | 0.97589 | 0 | 55.4903
| Sublap | SCEC | Average Weekday | February | SCE 1-in-2 | 23 | 0.94749 | 0.90773 | 0.94749 | 0.90773 | 0 | 53.9806
| Sublap | SCEC | Average Weekday | February | SCE 1-in-2 | 24 | 0.83472 | 0.80065 | 0.83472 | 0.80065 | 0 | 52.5153
| Sublap | SCEC | Average Weekday | January | CAISO 1-in-10 | 1 | 0.81022 | 0.76605 | 0.81022 | 0.76605 | 0 | 48.501
| Sublap | SCEC | Average Weekday | January | CAISO 1-in-10 | 2 | 0.74304 | 0.70516 | 0.74304 | 0.70516 | 0 | 47.6986
| Sublap | SCEC | Average Weekday | January | CAISO 1-in-10 | 3 | 0.69722 | 0.6647 | 0.69722 | 0.6647 | 0 | 47.1304
| Sublap | SCEC | Average Weekday | January | CAISO 1-in-10 | 4 | 0.67265 | 0.64419 | 0.67265 | 0.64419 | 0 | 46.6401
| Sublap | SCEC | Average Weekday | January | CAISO 1-in-10 | 5 | 0.67338 | 0.64993 | 0.67338 | 0.64993 | 0 | 46.0987
| Sublap | SCEC | Average Weekday | January | CAISO 1-in-10 | 6 | 0.69695 | 0.68982 | 0.69695 | 0.68982 | 0 | 45.4916
| Sublap | SCEC | Average Weekday | January | CAISO 1-in-10 | 7 | 0.74541 | 0.77425 | 0.74541 | 0.77425 | 0 | 45.0617
| Sublap | SCEC | Average Weekday | January | CAISO 1-in-10 | 8 | 0.69727 | 0.7186 | 0.69727 | 0.7186 | 0 | 44.7033
| Sublap | SCEC | Average Weekday | January | CAISO 1-in-10 | 9 | 0.52949 | 0.52446 | 0.52949 | 0.52446 | 0 | 45.3426
| Sublap | SCEC | Average Weekday | January | CAISO 1-in-10 | 10 | 0.33448 | 0.34224 | 0.33448 | 0.34224 | 0 | 48.3576
| Sublap | SCEC | Average Weekday | January | CAISO 1-in-10 | 11 | 0.1932 | 0.21131 | 0.1932 | 0.21131 | 0 | 51.9044
| Sublap | SCEC | Average Weekday | January | CAISO 1-in-10 | 12 | 0.12252 | 0.14088 | 0.12252 | 0.14088 | 0 | 55.2369
| Sublap | SCEC | Average Weekday | January | CAISO 1-in-10 | 13 | 0.12415 | 0.12107 | 0.12415 | 0.12107 | 0 | 57.6275
| Sublap | SCEC | Average Weekday | January | CAISO 1-in-10 | 14 | 0.18188 | 0.16063 | 0.18188 | 0.16063 | 0 | 59.2116
| Sublap | SCEC | Average Weekday | January | CAISO 1-in-10 | 15 | 0.28921 | 0.25471 | 0.28921 | 0.25471 | 0 | 60.3273
| Sublap | SCEC | Average Weekday | January | CAISO 1-in-10 | 16 | 0.45706 | 0.41681 | 0.45706 | 0.41681 | 0 | 60.9242
| Sublap | SCEC | Average Weekday | January | CAISO 1-in-10 | 17 | 0.66569 | 0.62827 | 0.66569 | 0.62827 | 0 | 60.7393
| Sublap | SCEC | Average Weekday | January | CAISO 1-in-10 | 18 | 0.93269 | 0.87106 | 0.93269 | 0.87106 | 0 | 59.3406
| Sublap | SCEC | Average Weekday | January | CAISO 1-in-10 | 19 | 1.1123 | 1.0145 | 1.1123 | 1.0145 | 0 | 56.8175
| Sublap | SCEC | Average Weekday | January | CAISO 1-in-10 | 20 | 1.1598 | 1.0689 | 1.1598 | 1.0689 | 0 | 54.8159
| Sublap | SCEC | Average Weekday | January | CAISO 1-in-10 | 21 | 1.1424 | 1.0747 | 1.1424 | 1.0747 | 0 | 53.2451
| Sublap | SCEC | Average Weekday | January | CAISO 1-in-10 | 22 | 1.077 | 1.0212 | 1.077 | 1.0212 | 0 | 51.9324
| Sublap | SCEC | Average Weekday | January | CAISO 1-in-10 | 23 | 0.99148 | 0.95171 | 0.99148 | 0.95171 | 0 | 50.7362
| Sublap | SCEC | Average Weekday | January | CAISO 1-in-10 | 24 | 0.87805 | 0.84397 | 0.87805 | 0.84397 | 0 | 49.7672
| Sublap | SCEC | Average Weekday | January | CAISO 1-in-2 | 1 | 0.76627 | 0.72209 | 0.76627 | 0.72209 | 0 | 52.1021
| Sublap | SCEC | Average Weekday | January | CAISO 1-in-2 | 2 | 0.69852 | 0.66065 | 0.69852 | 0.66065 | 0 | 51.1395
| Sublap | SCEC | Average Weekday | January | CAISO 1-in-2 | 3 | 0.65176 | 0.61924 | 0.65176 | 0.61924 | 0 | 50.5659
| Sublap | SCEC | Average Weekday | January | CAISO 1-in-2 | 4 | 0.62458 | 0.59613 | 0.62458 | 0.59613 | 0 | 49.9944
| Sublap | SCEC | Average Weekday | January | CAISO 1-in-2 | 5 | 0.621 | 0.59755 | 0.621 | 0.59755 | 0 | 49.3851
| Sublap | SCEC | Average Weekday | January | CAISO 1-in-2 | 6 | 0.64109 | 0.63396 | 0.64109 | 0.63396 | 0 | 48.8086
| Sublap | SCEC | Average Weekday | January | CAISO 1-in-2 | 7 | 0.68445 | 0.71328 | 0.68445 | 0.71328 | 0 | 48.465
| Sublap | SCEC | Average Weekday | January | CAISO 1-in-2 | 8 | 0.64027 | 0.6616 | 0.64027 | 0.6616 | 0 | 48.0566
| Sublap | SCEC | Average Weekday | January | CAISO 1-in-2 | 9 | 0.47828 | 0.47325 | 0.47828 | 0.47325 | 0 | 48.9109
| Sublap | SCEC | Average Weekday | January | CAISO 1-in-2 | 10 | 0.28474 | 0.2925 | 0.28474 | 0.2925 | 0 | 52.2933
| Sublap | SCEC | Average Weekday | January | CAISO 1-in-2 | 11 | 0.1405 | 0.15862 | 0.1405 | 0.15862 | 0 | 56.86
| Sublap | SCEC | Average Weekday | January | CAISO 1-in-2 | 12 | 0.066674 | 0.085026 | 0.066674 | 0.085026 | 0 | 60.707
| Sublap | SCEC | Average Weekday | January | CAISO 1-in-2 | 13 | 0.064297 | 0.061215 | 0.064297 | 0.061215 | 0 | 63.8402
| Sublap | SCEC | Average Weekday | January | CAISO 1-in-2 | 14 | 0.1116 | 0.09036 | 0.1116 | 0.09036 | 0 | 65.8614
| Sublap | SCEC | Average Weekday | January | CAISO 1-in-2 | 15 | 0.21323 | 0.17872 | 0.21323 | 0.17872 | 0 | 67.1143
| Sublap | SCEC | Average Weekday | January | CAISO 1-in-2 | 16 | 0.38472 | 0.34447 | 0.38472 | 0.34447 | 0 | 67.6617
| Sublap | SCEC | Average Weekday | January | CAISO 1-in-2 | 17 | 0.59092 | 0.5535 | 0.59092 | 0.5535 | 0 | 67.3029
| Sublap | SCEC | Average Weekday | January | CAISO 1-in-2 | 18 | 0.84996 | 0.78832 | 0.84996 | 0.78832 | 0 | 65.4012
| Sublap | SCEC | Average Weekday | January | CAISO 1-in-2 | 19 | 1.0373 | 0.9394 | 1.0373 | 0.9394 | 0 | 62.1752
| Sublap | SCEC | Average Weekday | January | CAISO 1-in-2 | 20 | 1.0985 | 1.0075 | 1.0985 | 1.0075 | 0 | 59.7319
| Sublap | SCEC | Average Weekday | January | CAISO 1-in-2 | 21 | 1.0875 | 1.0197 | 1.0875 | 1.0197 | 0 | 57.86
| Sublap | SCEC | Average Weekday | January | CAISO 1-in-2 | 22 | 1.0227 | 0.9669 | 1.0227 | 0.9669 | 0 | 56.2352
| Sublap | SCEC | Average Weekday | January | CAISO 1-in-2 | 23 | 0.93888 | 0.89911 | 0.93888 | 0.89911 | 0 | 54.529
| Sublap | SCEC | Average Weekday | January | CAISO 1-in-2 | 24 | 0.82637 | 0.79229 | 0.82637 | 0.79229 | 0 | 53.3299
| Sublap | SCEC | Average Weekday | January | SCE 1-in-10 | 1 | 0.81022 | 0.76605 | 0.81022 | 0.76605 | 0 | 48.501
| Sublap | SCEC | Average Weekday | January | SCE 1-in-10 | 2 | 0.74304 | 0.70516 | 0.74304 | 0.70516 | 0 | 47.6986
| Sublap | SCEC | Average Weekday | January | SCE 1-in-10 | 3 | 0.69722 | 0.6647 | 0.69722 | 0.6647 | 0 | 47.1304
| Sublap | SCEC | Average Weekday | January | SCE 1-in-10 | 4 | 0.67265 | 0.64419 | 0.67265 | 0.64419 | 0 | 46.6401
| Sublap | SCEC | Average Weekday | January | SCE 1-in-10 | 5 | 0.67338 | 0.64993 | 0.67338 | 0.64993 | 0 | 46.0987
| Sublap | SCEC | Average Weekday | January | SCE 1-in-10 | 6 | 0.69695 | 0.68982 | 0.69695 | 0.68982 | 0 | 45.4916
| Sublap | SCEC | Average Weekday | January | SCE 1-in-10 | 7 | 0.74541 | 0.77425 | 0.74541 | 0.77425 | 0 | 45.0617
| Sublap | SCEC | Average Weekday | January | SCE 1-in-10 | 8 | 0.69727 | 0.7186 | 0.69727 | 0.7186 | 0 | 44.7033
| Sublap | SCEC | Average Weekday | January | SCE 1-in-10 | 9 | 0.52949 | 0.52446 | 0.52949 | 0.52446 | 0 | 45.3426
| Sublap | SCEC | Average Weekday | January | SCE 1-in-10 | 10 | 0.33448 | 0.34224 | 0.33448 | 0.34224 | 0 | 48.3576
| Sublap | SCEC | Average Weekday | January | SCE 1-in-10 | 11 | 0.1932 | 0.21131 | 0.1932 | 0.21131 | 0 | 51.9044
| Sublap | SCEC | Average Weekday | January | SCE 1-in-10 | 12 | 0.12252 | 0.14088 | 0.12252 | 0.14088 | 0 | 55.2369
| Sublap | SCEC | Average Weekday | January | SCE 1-in-10 | 13 | 0.12415 | 0.12107 | 0.12415 | 0.12107 | 0 | 57.6275
| Sublap | SCEC | Average Weekday | January | SCE 1-in-10 | 14 | 0.18188 | 0.16063 | 0.18188 | 0.16063 | 0 | 59.2116
| Sublap | SCEC | Average Weekday | January | SCE 1-in-10 | 15 | 0.28921 | 0.25471 | 0.28921 | 0.25471 | 0 | 60.3273
| Sublap | SCEC | Average Weekday | January | SCE 1-in-10 | 16 | 0.45706 | 0.41681 | 0.45706 | 0.41681 | 0 | 60.9242
| Sublap | SCEC | Average Weekday | January | SCE 1-in-10 | 17 | 0.66569 | 0.62827 | 0.66569 | 0.62827 | 0 | 60.7393
| Sublap | SCEC | Average Weekday | January | SCE 1-in-10 | 18 | 0.93269 | 0.87106 | 0.93269 | 0.87106 | 0 | 59.3406
| Sublap | SCEC | Average Weekday | January | SCE 1-in-10 | 19 | 1.1123 | 1.0145 | 1.1123 | 1.0145 | 0 | 56.8175
| Sublap | SCEC | Average Weekday | January | SCE 1-in-10 | 20 | 1.1598 | 1.0689 | 1.1598 | 1.0689 | 0 | 54.8159
| Sublap | SCEC | Average Weekday | January | SCE 1-in-10 | 21 | 1.1424 | 1.0747 | 1.1424 | 1.0747 | 0 | 53.2451
| Sublap | SCEC | Average Weekday | January | SCE 1-in-10 | 22 | 1.077 | 1.0212 | 1.077 | 1.0212 | 0 | 51.9324
| Sublap | SCEC | Average Weekday | January | SCE 1-in-10 | 23 | 0.99148 | 0.95171 | 0.99148 | 0.95171 | 0 | 50.7362
| Sublap | SCEC | Average Weekday | January | SCE 1-in-10 | 24 | 0.87805 | 0.84397 | 0.87805 | 0.84397 | 0 | 49.7672
| Sublap | SCEC | Average Weekday | January | SCE 1-in-2 | 1 | 0.76298 | 0.71881 | 0.76298 | 0.71881 | 0 | 52.1362
| Sublap | SCEC | Average Weekday | January | SCE 1-in-2 | 2 | 0.6952 | 0.65732 | 0.6952 | 0.65732 | 0 | 51.1956
| Sublap | SCEC | Average Weekday | January | SCE 1-in-2 | 3 | 0.64837 | 0.61585 | 0.64837 | 0.61585 | 0 | 50.5076
| Sublap | SCEC | Average Weekday | January | SCE 1-in-2 | 4 | 0.62099 | 0.59254 | 0.62099 | 0.59254 | 0 | 49.9455
| Sublap | SCEC | Average Weekday | January | SCE 1-in-2 | 5 | 0.61709 | 0.59363 | 0.61709 | 0.59363 | 0 | 49.3481
| Sublap | SCEC | Average Weekday | January | SCE 1-in-2 | 6 | 0.63692 | 0.62978 | 0.63692 | 0.62978 | 0 | 48.7363
| Sublap | SCEC | Average Weekday | January | SCE 1-in-2 | 7 | 0.67989 | 0.70873 | 0.67989 | 0.70873 | 0 | 48.4768
| Sublap | SCEC | Average Weekday | January | SCE 1-in-2 | 8 | 0.63602 | 0.65734 | 0.63602 | 0.65734 | 0 | 47.962
| Sublap | SCEC | Average Weekday | January | SCE 1-in-2 | 9 | 0.47445 | 0.46943 | 0.47445 | 0.46943 | 0 | 48.8407
| Sublap | SCEC | Average Weekday | January | SCE 1-in-2 | 10 | 0.28103 | 0.28878 | 0.28103 | 0.28878 | 0 | 52.3646
| Sublap | SCEC | Average Weekday | January | SCE 1-in-2 | 11 | 0.13656 | 0.15468 | 0.13656 | 0.15468 | 0 | 57.1767
| Sublap | SCEC | Average Weekday | January | SCE 1-in-2 | 12 | 0.061312 | 0.079664 | 0.061312 | 0.079664 | 0 | 61.3631
| Sublap | SCEC | Average Weekday | January | SCE 1-in-2 | 13 | 0.059201 | 0.056119 | 0.059201 | 0.056119 | 0 | 64.5637
| Sublap | SCEC | Average Weekday | January | SCE 1-in-2 | 14 | 0.10266 | 0.081418 | 0.10266 | 0.081418 | 0 | 66.642
| Sublap | SCEC | Average Weekday | January | SCE 1-in-2 | 15 | 0.20587 | 0.17137 | 0.20587 | 0.17137 | 0 | 68.0506
| Sublap | SCEC | Average Weekday | January | SCE 1-in-2 | 16 | 0.381 | 0.34075 | 0.381 | 0.34075 | 0 | 68.655
| Sublap | SCEC | Average Weekday | January | SCE 1-in-2 | 17 | 0.58896 | 0.55153 | 0.58896 | 0.55153 | 0 | 68.2934
| Sublap | SCEC | Average Weekday | January | SCE 1-in-2 | 18 | 0.84339 | 0.78175 | 0.84339 | 0.78175 | 0 | 66.2528
| Sublap | SCEC | Average Weekday | January | SCE 1-in-2 | 19 | 1.0316 | 0.93379 | 1.0316 | 0.93379 | 0 | 62.8125
| Sublap | SCEC | Average Weekday | January | SCE 1-in-2 | 20 | 1.0939 | 1.003 | 1.0939 | 1.003 | 0 | 60.189
| Sublap | SCEC | Average Weekday | January | SCE 1-in-2 | 21 | 1.0834 | 1.0156 | 1.0834 | 1.0156 | 0 | 58.2265
| Sublap | SCEC | Average Weekday | January | SCE 1-in-2 | 22 | 1.0187 | 0.96285 | 1.0187 | 0.96285 | 0 | 56.5313
| Sublap | SCEC | Average Weekday | January | SCE 1-in-2 | 23 | 0.93495 | 0.89518 | 0.93495 | 0.89518 | 0 | 54.779
| Sublap | SCEC | Average Weekday | January | SCE 1-in-2 | 24 | 0.8225 | 0.78843 | 0.8225 | 0.78843 | 0 | 53.5515
| Sublap | SCEC | Average Weekday | July | CAISO 1-in-10 | 1 | 1.4176 | 1.3734 | 1.4176 | 1.3734 | 0 | 76.3383
| Sublap | SCEC | Average Weekday | July | CAISO 1-in-10 | 2 | 1.2067 | 1.1688 | 1.2067 | 1.1688 | 0 | 75.085
| Sublap | SCEC | Average Weekday | July | CAISO 1-in-10 | 3 | 1.055 | 1.0225 | 1.055 | 1.0225 | 0 | 73.9829
| Sublap | SCEC | Average Weekday | July | CAISO 1-in-10 | 4 | 0.94802 | 0.91956 | 0.94802 | 0.91956 | 0 | 73.1435
| Sublap | SCEC | Average Weekday | July | CAISO 1-in-10 | 5 | 0.87464 | 0.85119 | 0.87464 | 0.85119 | 0 | 72.4
| Sublap | SCEC | Average Weekday | July | CAISO 1-in-10 | 6 | 0.83192 | 0.82479 | 0.83192 | 0.82479 | 0 | 71.7803
| Sublap | SCEC | Average Weekday | July | CAISO 1-in-10 | 7 | 0.80048 | 0.82932 | 0.80048 | 0.82932 | 0 | 71.3769
| Sublap | SCEC | Average Weekday | July | CAISO 1-in-10 | 8 | 0.77904 | 0.80037 | 0.77904 | 0.80037 | 0 | 72.0912
| Sublap | SCEC | Average Weekday | July | CAISO 1-in-10 | 9 | 0.71145 | 0.70642 | 0.71145 | 0.70642 | 0 | 75.1901
| Sublap | SCEC | Average Weekday | July | CAISO 1-in-10 | 10 | 0.58651 | 0.59427 | 0.58651 | 0.59427 | 0 | 79.2448
| Sublap | SCEC | Average Weekday | July | CAISO 1-in-10 | 11 | 0.61407 | 0.63218 | 0.61407 | 0.63218 | 0 | 83.4969
| Sublap | SCEC | Average Weekday | July | CAISO 1-in-10 | 12 | 0.78042 | 0.79877 | 0.78042 | 0.79877 | 0 | 87.506
| Sublap | SCEC | Average Weekday | July | CAISO 1-in-10 | 13 | 1.0544 | 1.0514 | 1.0544 | 1.0514 | 0 | 90.9776
| Sublap | SCEC | Average Weekday | July | CAISO 1-in-10 | 14 | 1.392 | 1.3708 | 1.392 | 1.3708 | 0 | 93.7949
| Sublap | SCEC | Average Weekday | July | CAISO 1-in-10 | 15 | 1.7456 | 1.7111 | 1.7456 | 1.7111 | 0 | 95.6697
| Sublap | SCEC | Average Weekday | July | CAISO 1-in-10 | 16 | 2.1291 | 2.0888 | 2.1291 | 2.0888 | 0 | 96.606
| Sublap | SCEC | Average Weekday | July | CAISO 1-in-10 | 17 | 2.4474 | 2.4099 | 1.3168 | 1.2604 | 0.020288 | 96.4543
| Sublap | SCEC | Average Weekday | July | CAISO 1-in-10 | 18 | 2.7223 | 2.6606 | 2.112 | 2.0206 | 0.10066 | 95.3913
| Sublap | SCEC | Average Weekday | July | CAISO 1-in-10 | 19 | 2.8224 | 2.7246 | 2.5094 | 2.3143 | 0.064169 | 93.2975
| Sublap | SCEC | Average Weekday | July | CAISO 1-in-10 | 20 | 2.6687 | 2.5778 | 2.4277 | 2.3093 | 0.027416 | 90.3177
| Sublap | SCEC | Average Weekday | July | CAISO 1-in-10 | 21 | 2.5023 | 2.4346 | 2.3007 | 2.2055 | 0.036896 | 86.3942
| Sublap | SCEC | Average Weekday | July | CAISO 1-in-10 | 22 | 2.2974 | 2.2416 | 2.8327 | 2.8607 | 0.047331 | 82.4777
| Sublap | SCEC | Average Weekday | July | CAISO 1-in-10 | 23 | 2.0194 | 1.9796 | 2.1547 | 2.1718 | 0.030237 | 80.0918
| Sublap | SCEC | Average Weekday | July | CAISO 1-in-10 | 24 | 1.6914 | 1.6574 | 1.7601 | 1.7419 | 0.024486 | 78.3938
| Sublap | SCEC | Average Weekday | July | CAISO 1-in-2 | 1 | 1.189 | 1.1448 | 1.189 | 1.1448 | 0 | 71.9188
| Sublap | SCEC | Average Weekday | July | CAISO 1-in-2 | 2 | 1.0146 | 0.97671 | 1.0146 | 0.97671 | 0 | 70.8012
| Sublap | SCEC | Average Weekday | July | CAISO 1-in-2 | 3 | 0.88437 | 0.85185 | 0.88437 | 0.85185 | 0 | 69.7608
| Sublap | SCEC | Average Weekday | July | CAISO 1-in-2 | 4 | 0.79266 | 0.76421 | 0.79266 | 0.76421 | 0 | 68.8788
| Sublap | SCEC | Average Weekday | July | CAISO 1-in-2 | 5 | 0.73264 | 0.70919 | 0.73264 | 0.70919 | 0 | 68.1322
| Sublap | SCEC | Average Weekday | July | CAISO 1-in-2 | 6 | 0.69889 | 0.69175 | 0.69889 | 0.69175 | 0 | 67.4567
| Sublap | SCEC | Average Weekday | July | CAISO 1-in-2 | 7 | 0.67793 | 0.70677 | 0.67793 | 0.70677 | 0 | 66.9349
| Sublap | SCEC | Average Weekday | July | CAISO 1-in-2 | 8 | 0.62983 | 0.65116 | 0.62983 | 0.65116 | 0 | 67.3283
| Sublap | SCEC | Average Weekday | July | CAISO 1-in-2 | 9 | 0.53774 | 0.53272 | 0.53774 | 0.53272 | 0 | 69.727
| Sublap | SCEC | Average Weekday | July | CAISO 1-in-2 | 10 | 0.40056 | 0.40832 | 0.40056 | 0.40832 | 0 | 73.2833
| Sublap | SCEC | Average Weekday | July | CAISO 1-in-2 | 11 | 0.36073 | 0.37884 | 0.36073 | 0.37884 | 0 | 77.1767
| Sublap | SCEC | Average Weekday | July | CAISO 1-in-2 | 12 | 0.4216 | 0.43995 | 0.4216 | 0.43995 | 0 | 81.1659
| Sublap | SCEC | Average Weekday | July | CAISO 1-in-2 | 13 | 0.58265 | 0.57957 | 0.58265 | 0.57957 | 0 | 84.8103
| Sublap | SCEC | Average Weekday | July | CAISO 1-in-2 | 14 | 0.82356 | 0.80232 | 0.82356 | 0.80232 | 0 | 87.7463
| Sublap | SCEC | Average Weekday | July | CAISO 1-in-2 | 15 | 1.1144 | 1.0799 | 1.1144 | 1.0799 | 0 | 89.8735
| Sublap | SCEC | Average Weekday | July | CAISO 1-in-2 | 16 | 1.4645 | 1.4243 | 1.4645 | 1.4243 | 0 | 91.0599
| Sublap | SCEC | Average Weekday | July | CAISO 1-in-2 | 17 | 1.7844 | 1.747 | 0.75365 | 0.69726 | 0.028005 | 91.2413
| Sublap | SCEC | Average Weekday | July | CAISO 1-in-2 | 18 | 2.0773 | 2.0157 | 1.588 | 1.4966 | 0.14191 | 90.3292
| Sublap | SCEC | Average Weekday | July | CAISO 1-in-2 | 19 | 2.2174 | 2.1196 | 1.9924 | 1.7972 | 0.091058 | 88.4008
| Sublap | SCEC | Average Weekday | July | CAISO 1-in-2 | 20 | 2.1342 | 2.0433 | 1.942 | 1.8236 | 0.039265 | 85.4634
| Sublap | SCEC | Average Weekday | July | CAISO 1-in-2 | 21 | 2.0242 | 1.9564 | 1.8715 | 1.7763 | 0.049588 | 81.5178
| Sublap | SCEC | Average Weekday | July | CAISO 1-in-2 | 22 | 1.8671 | 1.8113 | 2.4243 | 2.4523 | 0.067213 | 77.6913
| Sublap | SCEC | Average Weekday | July | CAISO 1-in-2 | 23 | 1.648 | 1.6082 | 1.7426 | 1.7597 | 0.044357 | 75.105
| Sublap | SCEC | Average Weekday | July | CAISO 1-in-2 | 24 | 1.3812 | 1.3472 | 1.4133 | 1.3951 | 0.016034 | 73.2172
| Sublap | SCEC | Average Weekday | July | SCE 1-in-10 | 1 | 1.4176 | 1.3734 | 1.4176 | 1.3734 | 0 | 76.3383
| Sublap | SCEC | Average Weekday | July | SCE 1-in-10 | 2 | 1.2067 | 1.1688 | 1.2067 | 1.1688 | 0 | 75.085
| Sublap | SCEC | Average Weekday | July | SCE 1-in-10 | 3 | 1.055 | 1.0225 | 1.055 | 1.0225 | 0 | 73.9829
| Sublap | SCEC | Average Weekday | July | SCE 1-in-10 | 4 | 0.94802 | 0.91956 | 0.94802 | 0.91956 | 0 | 73.1435
| Sublap | SCEC | Average Weekday | July | SCE 1-in-10 | 5 | 0.87464 | 0.85119 | 0.87464 | 0.85119 | 0 | 72.4
| Sublap | SCEC | Average Weekday | July | SCE 1-in-10 | 6 | 0.83192 | 0.82479 | 0.83192 | 0.82479 | 0 | 71.7803
| Sublap | SCEC | Average Weekday | July | SCE 1-in-10 | 7 | 0.80048 | 0.82932 | 0.80048 | 0.82932 | 0 | 71.3769
| Sublap | SCEC | Average Weekday | July | SCE 1-in-10 | 8 | 0.77904 | 0.80037 | 0.77904 | 0.80037 | 0 | 72.0912
| Sublap | SCEC | Average Weekday | July | SCE 1-in-10 | 9 | 0.71145 | 0.70642 | 0.71145 | 0.70642 | 0 | 75.1901
| Sublap | SCEC | Average Weekday | July | SCE 1-in-10 | 10 | 0.58651 | 0.59427 | 0.58651 | 0.59427 | 0 | 79.2448
| Sublap | SCEC | Average Weekday | July | SCE 1-in-10 | 11 | 0.61407 | 0.63218 | 0.61407 | 0.63218 | 0 | 83.4969
| Sublap | SCEC | Average Weekday | July | SCE 1-in-10 | 12 | 0.78042 | 0.79877 | 0.78042 | 0.79877 | 0 | 87.506
| Sublap | SCEC | Average Weekday | July | SCE 1-in-10 | 13 | 1.0544 | 1.0514 | 1.0544 | 1.0514 | 0 | 90.9776
| Sublap | SCEC | Average Weekday | July | SCE 1-in-10 | 14 | 1.392 | 1.3708 | 1.392 | 1.3708 | 0 | 93.7949
| Sublap | SCEC | Average Weekday | July | SCE 1-in-10 | 15 | 1.7456 | 1.7111 | 1.7456 | 1.7111 | 0 | 95.6697
| Sublap | SCEC | Average Weekday | July | SCE 1-in-10 | 16 | 2.1291 | 2.0888 | 2.1291 | 2.0888 | 0 | 96.606
| Sublap | SCEC | Average Weekday | July | SCE 1-in-10 | 17 | 2.4474 | 2.4099 | 1.3168 | 1.2604 | 0.020288 | 96.4543
| Sublap | SCEC | Average Weekday | July | SCE 1-in-10 | 18 | 2.7223 | 2.6606 | 2.112 | 2.0206 | 0.10066 | 95.3913
| Sublap | SCEC | Average Weekday | July | SCE 1-in-10 | 19 | 2.8224 | 2.7246 | 2.5094 | 2.3143 | 0.064169 | 93.2975
| Sublap | SCEC | Average Weekday | July | SCE 1-in-10 | 20 | 2.6687 | 2.5778 | 2.4277 | 2.3093 | 0.027416 | 90.3177
| Sublap | SCEC | Average Weekday | July | SCE 1-in-10 | 21 | 2.5023 | 2.4346 | 2.3007 | 2.2055 | 0.036896 | 86.3942
| Sublap | SCEC | Average Weekday | July | SCE 1-in-10 | 22 | 2.2974 | 2.2416 | 2.8327 | 2.8607 | 0.047331 | 82.4777
| Sublap | SCEC | Average Weekday | July | SCE 1-in-10 | 23 | 2.0194 | 1.9796 | 2.1547 | 2.1718 | 0.030237 | 80.0918
| Sublap | SCEC | Average Weekday | July | SCE 1-in-10 | 24 | 1.6914 | 1.6574 | 1.7601 | 1.7419 | 0.024486 | 78.3938
| Sublap | SCEC | Average Weekday | July | SCE 1-in-2 | 1 | 1.189 | 1.1448 | 1.189 | 1.1448 | 0 | 71.9188
| Sublap | SCEC | Average Weekday | July | SCE 1-in-2 | 2 | 1.0146 | 0.97671 | 1.0146 | 0.97671 | 0 | 70.8012
| Sublap | SCEC | Average Weekday | July | SCE 1-in-2 | 3 | 0.88437 | 0.85185 | 0.88437 | 0.85185 | 0 | 69.7608
| Sublap | SCEC | Average Weekday | July | SCE 1-in-2 | 4 | 0.79266 | 0.76421 | 0.79266 | 0.76421 | 0 | 68.8788
| Sublap | SCEC | Average Weekday | July | SCE 1-in-2 | 5 | 0.73264 | 0.70919 | 0.73264 | 0.70919 | 0 | 68.1322
| Sublap | SCEC | Average Weekday | July | SCE 1-in-2 | 6 | 0.69889 | 0.69175 | 0.69889 | 0.69175 | 0 | 67.4567
| Sublap | SCEC | Average Weekday | July | SCE 1-in-2 | 7 | 0.67793 | 0.70677 | 0.67793 | 0.70677 | 0 | 66.9349
| Sublap | SCEC | Average Weekday | July | SCE 1-in-2 | 8 | 0.62983 | 0.65116 | 0.62983 | 0.65116 | 0 | 67.3283
| Sublap | SCEC | Average Weekday | July | SCE 1-in-2 | 9 | 0.53774 | 0.53272 | 0.53774 | 0.53272 | 0 | 69.727
| Sublap | SCEC | Average Weekday | July | SCE 1-in-2 | 10 | 0.40056 | 0.40832 | 0.40056 | 0.40832 | 0 | 73.2833
| Sublap | SCEC | Average Weekday | July | SCE 1-in-2 | 11 | 0.36073 | 0.37884 | 0.36073 | 0.37884 | 0 | 77.1767
| Sublap | SCEC | Average Weekday | July | SCE 1-in-2 | 12 | 0.4216 | 0.43995 | 0.4216 | 0.43995 | 0 | 81.1659
| Sublap | SCEC | Average Weekday | July | SCE 1-in-2 | 13 | 0.58265 | 0.57957 | 0.58265 | 0.57957 | 0 | 84.8103
| Sublap | SCEC | Average Weekday | July | SCE 1-in-2 | 14 | 0.82356 | 0.80232 | 0.82356 | 0.80232 | 0 | 87.7463
| Sublap | SCEC | Average Weekday | July | SCE 1-in-2 | 15 | 1.1144 | 1.0799 | 1.1144 | 1.0799 | 0 | 89.8735
| Sublap | SCEC | Average Weekday | July | SCE 1-in-2 | 16 | 1.4645 | 1.4243 | 1.4645 | 1.4243 | 0 | 91.0599
| Sublap | SCEC | Average Weekday | July | SCE 1-in-2 | 17 | 1.7844 | 1.747 | 0.75365 | 0.69726 | 0.028005 | 91.2413
| Sublap | SCEC | Average Weekday | July | SCE 1-in-2 | 18 | 2.0773 | 2.0157 | 1.588 | 1.4966 | 0.14191 | 90.3292
| Sublap | SCEC | Average Weekday | July | SCE 1-in-2 | 19 | 2.2174 | 2.1196 | 1.9924 | 1.7972 | 0.091058 | 88.4008
| Sublap | SCEC | Average Weekday | July | SCE 1-in-2 | 20 | 2.1342 | 2.0433 | 1.942 | 1.8236 | 0.039265 | 85.4634
| Sublap | SCEC | Average Weekday | July | SCE 1-in-2 | 21 | 2.0242 | 1.9564 | 1.8715 | 1.7763 | 0.049588 | 81.5178
| Sublap | SCEC | Average Weekday | July | SCE 1-in-2 | 22 | 1.8671 | 1.8113 | 2.4243 | 2.4523 | 0.067213 | 77.6913
| Sublap | SCEC | Average Weekday | July | SCE 1-in-2 | 23 | 1.648 | 1.6082 | 1.7426 | 1.7597 | 0.044357 | 75.105
| Sublap | SCEC | Average Weekday | July | SCE 1-in-2 | 24 | 1.3812 | 1.3472 | 1.4133 | 1.3951 | 0.016034 | 73.2172
| Sublap | SCEC | Average Weekday | June | CAISO 1-in-10 | 1 | 1.1075 | 1.0634 | 1.1075 | 1.0634 | 0 | 70.2426
| Sublap | SCEC | Average Weekday | June | CAISO 1-in-10 | 2 | 0.9391 | 0.90122 | 0.9391 | 0.90122 | 0 | 69.0218
| Sublap | SCEC | Average Weekday | June | CAISO 1-in-10 | 3 | 0.81806 | 0.78554 | 0.81806 | 0.78554 | 0 | 67.9217
| Sublap | SCEC | Average Weekday | June | CAISO 1-in-10 | 4 | 0.74804 | 0.71959 | 0.74804 | 0.71959 | 0 | 67.0211
| Sublap | SCEC | Average Weekday | June | CAISO 1-in-10 | 5 | 0.70358 | 0.68013 | 0.70358 | 0.68013 | 0 | 66.2389
| Sublap | SCEC | Average Weekday | June | CAISO 1-in-10 | 6 | 0.68182 | 0.67469 | 0.68182 | 0.67469 | 0 | 65.5937
| Sublap | SCEC | Average Weekday | June | CAISO 1-in-10 | 7 | 0.66535 | 0.69419 | 0.66535 | 0.69419 | 0 | 65.128
| Sublap | SCEC | Average Weekday | June | CAISO 1-in-10 | 8 | 0.62982 | 0.65115 | 0.62982 | 0.65115 | 0 | 66.151
| Sublap | SCEC | Average Weekday | June | CAISO 1-in-10 | 9 | 0.51911 | 0.51409 | 0.51911 | 0.51409 | 0 | 69.0529
| Sublap | SCEC | Average Weekday | June | CAISO 1-in-10 | 10 | 0.37515 | 0.38291 | 0.37515 | 0.38291 | 0 | 73.1649
| Sublap | SCEC | Average Weekday | June | CAISO 1-in-10 | 11 | 0.29131 | 0.30942 | 0.29131 | 0.30942 | 0 | 77.3477
| Sublap | SCEC | Average Weekday | June | CAISO 1-in-10 | 12 | 0.33313 | 0.35148 | 0.33313 | 0.35148 | 0 | 81.37
| Sublap | SCEC | Average Weekday | June | CAISO 1-in-10 | 13 | 0.48221 | 0.47912 | 0.48221 | 0.47912 | 0 | 84.9297
| Sublap | SCEC | Average Weekday | June | CAISO 1-in-10 | 14 | 0.71296 | 0.69171 | 0.71296 | 0.69171 | 0 | 87.6613
| Sublap | SCEC | Average Weekday | June | CAISO 1-in-10 | 15 | 0.99761 | 0.9631 | 0.99761 | 0.9631 | 0 | 89.4507
| Sublap | SCEC | Average Weekday | June | CAISO 1-in-10 | 16 | 1.3433 | 1.3031 | 1.3433 | 1.3031 | 0 | 90.3008
| Sublap | SCEC | Average Weekday | June | CAISO 1-in-10 | 17 | 1.6625 | 1.625 | 0.65107 | 0.59468 | 0.029998 | 90.2288
| Sublap | SCEC | Average Weekday | June | CAISO 1-in-10 | 18 | 1.9588 | 1.8971 | 1.4934 | 1.402 | 0.15044 | 89.3266
| Sublap | SCEC | Average Weekday | June | CAISO 1-in-10 | 19 | 2.1061 | 2.0082 | 1.8954 | 1.7002 | 0.095571 | 87.601
| Sublap | SCEC | Average Weekday | June | CAISO 1-in-10 | 20 | 2.0387 | 1.9478 | 1.852 | 1.7336 | 0.04069 | 84.9094
| Sublap | SCEC | Average Weekday | June | CAISO 1-in-10 | 21 | 1.9407 | 1.8729 | 1.7934 | 1.6982 | 0.051027 | 80.9775
| Sublap | SCEC | Average Weekday | June | CAISO 1-in-10 | 22 | 1.7884 | 1.7325 | 2.3495 | 2.3774 | 0.070977 | 76.8246
| Sublap | SCEC | Average Weekday | June | CAISO 1-in-10 | 23 | 1.5782 | 1.5385 | 1.6635 | 1.6806 | 0.047785 | 73.959
| Sublap | SCEC | Average Weekday | June | CAISO 1-in-10 | 24 | 1.3204 | 1.2863 | 1.3434 | 1.3252 | 0.011486 | 71.9306
| Sublap | SCEC | Average Weekday | June | CAISO 1-in-2 | 1 | 0.90189 | 0.85771 | 0.90189 | 0.85771 | 0 | 64.614
| Sublap | SCEC | Average Weekday | June | CAISO 1-in-2 | 2 | 0.79331 | 0.75544 | 0.79331 | 0.75544 | 0 | 63.0788
| Sublap | SCEC | Average Weekday | June | CAISO 1-in-2 | 3 | 0.72179 | 0.68927 | 0.72179 | 0.68927 | 0 | 61.7293
| Sublap | SCEC | Average Weekday | June | CAISO 1-in-2 | 4 | 0.6709 | 0.64244 | 0.6709 | 0.64244 | 0 | 60.5903
| Sublap | SCEC | Average Weekday | June | CAISO 1-in-2 | 5 | 0.63947 | 0.61602 | 0.63947 | 0.61602 | 0 | 59.5861
| Sublap | SCEC | Average Weekday | June | CAISO 1-in-2 | 6 | 0.6281 | 0.62097 | 0.6281 | 0.62097 | 0 | 58.6931
| Sublap | SCEC | Average Weekday | June | CAISO 1-in-2 | 7 | 0.62438 | 0.65322 | 0.62438 | 0.65322 | 0 | 57.9413
| Sublap | SCEC | Average Weekday | June | CAISO 1-in-2 | 8 | 0.56855 | 0.58987 | 0.56855 | 0.58987 | 0 | 58.9461
| Sublap | SCEC | Average Weekday | June | CAISO 1-in-2 | 9 | 0.42272 | 0.41769 | 0.42272 | 0.41769 | 0 | 62.1334
| Sublap | SCEC | Average Weekday | June | CAISO 1-in-2 | 10 | 0.19908 | 0.20684 | 0.19908 | 0.20684 | 0 | 66.2179
| Sublap | SCEC | Average Weekday | June | CAISO 1-in-2 | 11 | 0.061623 | 0.079738 | 0.061623 | 0.079738 | 0 | 70.4156
| Sublap | SCEC | Average Weekday | June | CAISO 1-in-2 | 12 | -0.0034529 | 0.0149 | -0.0034529 | 0.0149 | 0 | 74.5806
| Sublap | SCEC | Average Weekday | June | CAISO 1-in-2 | 13 | 0.030461 | 0.027378 | 0.030461 | 0.027378 | 0 | 78.421
| Sublap | SCEC | Average Weekday | June | CAISO 1-in-2 | 14 | 0.15462 | 0.13338 | 0.15462 | 0.13338 | 0 | 81.6881
| Sublap | SCEC | Average Weekday | June | CAISO 1-in-2 | 15 | 0.3651 | 0.3306 | 0.3651 | 0.3306 | 0 | 84.1882
| Sublap | SCEC | Average Weekday | June | CAISO 1-in-2 | 16 | 0.66534 | 0.6251 | 0.66534 | 0.6251 | 0 | 85.6365
| Sublap | SCEC | Average Weekday | June | CAISO 1-in-2 | 17 | 0.97418 | 0.93675 | 0.045923 | -0.010463 | 0.039433 | 85.8859
| Sublap | SCEC | Average Weekday | June | CAISO 1-in-2 | 18 | 1.2718 | 1.2101 | 0.91012 | 0.8187 | 0.18804 | 84.9869
| Sublap | SCEC | Average Weekday | June | CAISO 1-in-2 | 19 | 1.4608 | 1.363 | 1.3317 | 1.1365 | 0.12153 | 83.0597
| Sublap | SCEC | Average Weekday | June | CAISO 1-in-2 | 20 | 1.4848 | 1.3939 | 1.3455 | 1.2272 | 0.053127 | 80.1922
| Sublap | SCEC | Average Weekday | June | CAISO 1-in-2 | 21 | 1.4502 | 1.3825 | 1.3513 | 1.2561 | 0.063998 | 76.1698
| Sublap | SCEC | Average Weekday | June | CAISO 1-in-2 | 22 | 1.3411 | 1.2852 | 1.9241 | 1.9521 | 0.092275 | 72.0268
| Sublap | SCEC | Average Weekday | June | CAISO 1-in-2 | 23 | 1.1912 | 1.1515 | 1.237 | 1.2541 | 0.022885 | 69.1208
| Sublap | SCEC | Average Weekday | June | CAISO 1-in-2 | 24 | 1.0073 | 0.97327 | 1.0073 | 0.97591 | 0 | 66.8045
| Sublap | SCEC | Average Weekday | June | SCE 1-in-10 | 1 | 1.1075 | 1.0634 | 1.1075 | 1.0634 | 0 | 70.2426
| Sublap | SCEC | Average Weekday | June | SCE 1-in-10 | 2 | 0.9391 | 0.90122 | 0.9391 | 0.90122 | 0 | 69.0218
| Sublap | SCEC | Average Weekday | June | SCE 1-in-10 | 3 | 0.81806 | 0.78554 | 0.81806 | 0.78554 | 0 | 67.9217
| Sublap | SCEC | Average Weekday | June | SCE 1-in-10 | 4 | 0.74804 | 0.71959 | 0.74804 | 0.71959 | 0 | 67.0211
| Sublap | SCEC | Average Weekday | June | SCE 1-in-10 | 5 | 0.70358 | 0.68013 | 0.70358 | 0.68013 | 0 | 66.2389
| Sublap | SCEC | Average Weekday | June | SCE 1-in-10 | 6 | 0.68182 | 0.67469 | 0.68182 | 0.67469 | 0 | 65.5937
| Sublap | SCEC | Average Weekday | June | SCE 1-in-10 | 7 | 0.66535 | 0.69419 | 0.66535 | 0.69419 | 0 | 65.128
| Sublap | SCEC | Average Weekday | June | SCE 1-in-10 | 8 | 0.62982 | 0.65115 | 0.62982 | 0.65115 | 0 | 66.151
| Sublap | SCEC | Average Weekday | June | SCE 1-in-10 | 9 | 0.51911 | 0.51409 | 0.51911 | 0.51409 | 0 | 69.0529
| Sublap | SCEC | Average Weekday | June | SCE 1-in-10 | 10 | 0.37515 | 0.38291 | 0.37515 | 0.38291 | 0 | 73.1649
| Sublap | SCEC | Average Weekday | June | SCE 1-in-10 | 11 | 0.29131 | 0.30942 | 0.29131 | 0.30942 | 0 | 77.3477
| Sublap | SCEC | Average Weekday | June | SCE 1-in-10 | 12 | 0.33313 | 0.35148 | 0.33313 | 0.35148 | 0 | 81.37
| Sublap | SCEC | Average Weekday | June | SCE 1-in-10 | 13 | 0.48221 | 0.47912 | 0.48221 | 0.47912 | 0 | 84.9297
| Sublap | SCEC | Average Weekday | June | SCE 1-in-10 | 14 | 0.71296 | 0.69171 | 0.71296 | 0.69171 | 0 | 87.6613
| Sublap | SCEC | Average Weekday | June | SCE 1-in-10 | 15 | 0.99761 | 0.9631 | 0.99761 | 0.9631 | 0 | 89.4507
| Sublap | SCEC | Average Weekday | June | SCE 1-in-10 | 16 | 1.3433 | 1.3031 | 1.3433 | 1.3031 | 0 | 90.3008
| Sublap | SCEC | Average Weekday | June | SCE 1-in-10 | 17 | 1.6625 | 1.625 | 0.65107 | 0.59468 | 0.029998 | 90.2288
| Sublap | SCEC | Average Weekday | June | SCE 1-in-10 | 18 | 1.9588 | 1.8971 | 1.4934 | 1.402 | 0.15044 | 89.3266
| Sublap | SCEC | Average Weekday | June | SCE 1-in-10 | 19 | 2.1061 | 2.0082 | 1.8954 | 1.7002 | 0.095571 | 87.601
| Sublap | SCEC | Average Weekday | June | SCE 1-in-10 | 20 | 2.0387 | 1.9478 | 1.852 | 1.7336 | 0.04069 | 84.9094
| Sublap | SCEC | Average Weekday | June | SCE 1-in-10 | 21 | 1.9407 | 1.8729 | 1.7934 | 1.6982 | 0.051027 | 80.9775
| Sublap | SCEC | Average Weekday | June | SCE 1-in-10 | 22 | 1.7884 | 1.7325 | 2.3495 | 2.3774 | 0.070977 | 76.8246
| Sublap | SCEC | Average Weekday | June | SCE 1-in-10 | 23 | 1.5782 | 1.5385 | 1.6635 | 1.6806 | 0.047785 | 73.959
| Sublap | SCEC | Average Weekday | June | SCE 1-in-10 | 24 | 1.3204 | 1.2863 | 1.3434 | 1.3252 | 0.011486 | 71.9306
| Sublap | SCEC | Average Weekday | June | SCE 1-in-2 | 1 | 0.90189 | 0.85771 | 0.90189 | 0.85771 | 0 | 64.614
| Sublap | SCEC | Average Weekday | June | SCE 1-in-2 | 2 | 0.79331 | 0.75544 | 0.79331 | 0.75544 | 0 | 63.0788
| Sublap | SCEC | Average Weekday | June | SCE 1-in-2 | 3 | 0.72179 | 0.68927 | 0.72179 | 0.68927 | 0 | 61.7293
| Sublap | SCEC | Average Weekday | June | SCE 1-in-2 | 4 | 0.6709 | 0.64244 | 0.6709 | 0.64244 | 0 | 60.5903
| Sublap | SCEC | Average Weekday | June | SCE 1-in-2 | 5 | 0.63947 | 0.61602 | 0.63947 | 0.61602 | 0 | 59.5861
| Sublap | SCEC | Average Weekday | June | SCE 1-in-2 | 6 | 0.6281 | 0.62097 | 0.6281 | 0.62097 | 0 | 58.6931
| Sublap | SCEC | Average Weekday | June | SCE 1-in-2 | 7 | 0.62438 | 0.65322 | 0.62438 | 0.65322 | 0 | 57.9413
| Sublap | SCEC | Average Weekday | June | SCE 1-in-2 | 8 | 0.56855 | 0.58987 | 0.56855 | 0.58987 | 0 | 58.9461
| Sublap | SCEC | Average Weekday | June | SCE 1-in-2 | 9 | 0.42272 | 0.41769 | 0.42272 | 0.41769 | 0 | 62.1334
| Sublap | SCEC | Average Weekday | June | SCE 1-in-2 | 10 | 0.19908 | 0.20684 | 0.19908 | 0.20684 | 0 | 66.2179
| Sublap | SCEC | Average Weekday | June | SCE 1-in-2 | 11 | 0.061623 | 0.079738 | 0.061623 | 0.079738 | 0 | 70.4156
| Sublap | SCEC | Average Weekday | June | SCE 1-in-2 | 12 | -0.0034529 | 0.0149 | -0.0034529 | 0.0149 | 0 | 74.5806
| Sublap | SCEC | Average Weekday | June | SCE 1-in-2 | 13 | 0.030461 | 0.027378 | 0.030461 | 0.027378 | 0 | 78.421
| Sublap | SCEC | Average Weekday | June | SCE 1-in-2 | 14 | 0.15462 | 0.13338 | 0.15462 | 0.13338 | 0 | 81.6881
| Sublap | SCEC | Average Weekday | June | SCE 1-in-2 | 15 | 0.3651 | 0.3306 | 0.3651 | 0.3306 | 0 | 84.1882
| Sublap | SCEC | Average Weekday | June | SCE 1-in-2 | 16 | 0.66534 | 0.6251 | 0.66534 | 0.6251 | 0 | 85.6365
| Sublap | SCEC | Average Weekday | June | SCE 1-in-2 | 17 | 0.97418 | 0.93675 | 0.045923 | -0.010463 | 0.039433 | 85.8859
| Sublap | SCEC | Average Weekday | June | SCE 1-in-2 | 18 | 1.2718 | 1.2101 | 0.91012 | 0.8187 | 0.18804 | 84.9869
| Sublap | SCEC | Average Weekday | June | SCE 1-in-2 | 19 | 1.4608 | 1.363 | 1.3317 | 1.1365 | 0.12153 | 83.0597
| Sublap | SCEC | Average Weekday | June | SCE 1-in-2 | 20 | 1.4848 | 1.3939 | 1.3455 | 1.2272 | 0.053127 | 80.1922
| Sublap | SCEC | Average Weekday | June | SCE 1-in-2 | 21 | 1.4502 | 1.3825 | 1.3513 | 1.2561 | 0.063998 | 76.1698
| Sublap | SCEC | Average Weekday | June | SCE 1-in-2 | 22 | 1.3411 | 1.2852 | 1.9241 | 1.9521 | 0.092275 | 72.0268
| Sublap | SCEC | Average Weekday | June | SCE 1-in-2 | 23 | 1.1912 | 1.1515 | 1.237 | 1.2541 | 0.022885 | 69.1208
| Sublap | SCEC | Average Weekday | June | SCE 1-in-2 | 24 | 1.0073 | 0.97327 | 1.0073 | 0.97591 | 0 | 66.8045
| Sublap | SCEC | Average Weekday | March | CAISO 1-in-10 | 1 | 0.76957 | 0.7254 | 0.76957 | 0.7254 | 0 | 59.3006
| Sublap | SCEC | Average Weekday | March | CAISO 1-in-10 | 2 | 0.69112 | 0.65324 | 0.69112 | 0.65324 | 0 | 58.127
| Sublap | SCEC | Average Weekday | March | CAISO 1-in-10 | 3 | 0.63632 | 0.6038 | 0.63632 | 0.6038 | 0 | 56.9079
| Sublap | SCEC | Average Weekday | March | CAISO 1-in-10 | 4 | 0.60154 | 0.57309 | 0.60154 | 0.57309 | 0 | 55.8786
| Sublap | SCEC | Average Weekday | March | CAISO 1-in-10 | 5 | 0.58743 | 0.56398 | 0.58743 | 0.56398 | 0 | 55.1483
| Sublap | SCEC | Average Weekday | March | CAISO 1-in-10 | 6 | 0.59476 | 0.58762 | 0.59476 | 0.58762 | 0 | 54.4027
| Sublap | SCEC | Average Weekday | March | CAISO 1-in-10 | 7 | 0.61541 | 0.64425 | 0.61541 | 0.64425 | 0 | 54.0918
| Sublap | SCEC | Average Weekday | March | CAISO 1-in-10 | 8 | 0.56059 | 0.58192 | 0.56059 | 0.58192 | 0 | 53.9533
| Sublap | SCEC | Average Weekday | March | CAISO 1-in-10 | 9 | 0.40492 | 0.3999 | 0.40492 | 0.3999 | 0 | 55.6612
| Sublap | SCEC | Average Weekday | March | CAISO 1-in-10 | 10 | 0.19703 | 0.20479 | 0.19703 | 0.20479 | 0 | 59.8666
| Sublap | SCEC | Average Weekday | March | CAISO 1-in-10 | 11 | 0.033397 | 0.051512 | 0.033397 | 0.051512 | 0 | 64.7284
| Sublap | SCEC | Average Weekday | March | CAISO 1-in-10 | 12 | -0.047482 | -0.02913 | -0.047482 | -0.02913 | 0 | 69.0452
| Sublap | SCEC | Average Weekday | March | CAISO 1-in-10 | 13 | -0.061377 | -0.064459 | -0.061377 | -0.064459 | 0 | 72.4576
| Sublap | SCEC | Average Weekday | March | CAISO 1-in-10 | 14 | 0.0031814 | -0.018062 | 0.0031814 | -0.018062 | 0 | 74.6925
| Sublap | SCEC | Average Weekday | March | CAISO 1-in-10 | 15 | 0.1401 | 0.10559 | 0.1401 | 0.10559 | 0 | 76.4281
| Sublap | SCEC | Average Weekday | March | CAISO 1-in-10 | 16 | 0.35691 | 0.31666 | 0.35691 | 0.31666 | 0 | 77.4251
| Sublap | SCEC | Average Weekday | March | CAISO 1-in-10 | 17 | 0.60405 | 0.56663 | 0.33819 | 0.30076 | 0.059283 | 77.6248
| Sublap | SCEC | Average Weekday | March | CAISO 1-in-10 | 18 | 0.87801 | 0.81638 | 0.71594 | 0.62452 | 0.081035 | 76.6355
| Sublap | SCEC | Average Weekday | March | CAISO 1-in-10 | 19 | 1.0824 | 0.98452 | 1.0824 | 0.91464 | 0 | 74.3438
| Sublap | SCEC | Average Weekday | March | CAISO 1-in-10 | 20 | 1.1527 | 1.0618 | 1.1037 | 0.98534 | 0.024512 | 71.1974
| Sublap | SCEC | Average Weekday | March | CAISO 1-in-10 | 21 | 1.1383 | 1.0706 | 1.1211 | 1.0259 | 0.0086075 | 68.0302
| Sublap | SCEC | Average Weekday | March | CAISO 1-in-10 | 22 | 1.0698 | 1.014 | 1.3311 | 1.2753 | 0.12098 | 65.7104
| Sublap | SCEC | Average Weekday | March | CAISO 1-in-10 | 23 | 0.96963 | 0.92986 | 0.97177 | 0.98884 | 0.0010717 | 63.7744
| Sublap | SCEC | Average Weekday | March | CAISO 1-in-10 | 24 | 0.83556 | 0.80148 | 0.83556 | 0.80148 | 0 | 61.9627
| Sublap | SCEC | Average Weekday | March | CAISO 1-in-2 | 1 | 0.75829 | 0.71412 | 0.75829 | 0.71412 | 0 | 54.0598
| Sublap | SCEC | Average Weekday | March | CAISO 1-in-2 | 2 | 0.68996 | 0.65208 | 0.68996 | 0.65208 | 0 | 52.8868
| Sublap | SCEC | Average Weekday | March | CAISO 1-in-2 | 3 | 0.64241 | 0.6099 | 0.64241 | 0.6099 | 0 | 51.7745
| Sublap | SCEC | Average Weekday | March | CAISO 1-in-2 | 4 | 0.61417 | 0.58572 | 0.61417 | 0.58572 | 0 | 50.8754
| Sublap | SCEC | Average Weekday | March | CAISO 1-in-2 | 5 | 0.609 | 0.58555 | 0.609 | 0.58555 | 0 | 50.0475
| Sublap | SCEC | Average Weekday | March | CAISO 1-in-2 | 6 | 0.62745 | 0.62032 | 0.62745 | 0.62032 | 0 | 49.3652
| Sublap | SCEC | Average Weekday | March | CAISO 1-in-2 | 7 | 0.66797 | 0.69681 | 0.66797 | 0.69681 | 0 | 48.8612
| Sublap | SCEC | Average Weekday | March | CAISO 1-in-2 | 8 | 0.62332 | 0.64465 | 0.62332 | 0.64465 | 0 | 48.513
| Sublap | SCEC | Average Weekday | March | CAISO 1-in-2 | 9 | 0.46287 | 0.45784 | 0.46287 | 0.45784 | 0 | 49.6919
| Sublap | SCEC | Average Weekday | March | CAISO 1-in-2 | 10 | 0.26855 | 0.2763 | 0.26855 | 0.2763 | 0 | 53.0966
| Sublap | SCEC | Average Weekday | March | CAISO 1-in-2 | 11 | 0.12329 | 0.14141 | 0.12329 | 0.14141 | 0 | 57.1517
| Sublap | SCEC | Average Weekday | March | CAISO 1-in-2 | 12 | 0.047586 | 0.065938 | 0.047586 | 0.065938 | 0 | 60.8502
| Sublap | SCEC | Average Weekday | March | CAISO 1-in-2 | 13 | 0.048761 | 0.045679 | 0.048761 | 0.045679 | 0 | 63.8755
| Sublap | SCEC | Average Weekday | March | CAISO 1-in-2 | 14 | 0.095023 | 0.07378 | 0.095023 | 0.07378 | 0 | 66.1817
| Sublap | SCEC | Average Weekday | March | CAISO 1-in-2 | 15 | 0.19391 | 0.1594 | 0.19391 | 0.1594 | 0 | 67.8926
| Sublap | SCEC | Average Weekday | March | CAISO 1-in-2 | 16 | 0.36818 | 0.32793 | 0.36818 | 0.32793 | 0 | 68.9769
| Sublap | SCEC | Average Weekday | March | CAISO 1-in-2 | 17 | 0.58025 | 0.54283 | 0.58025 | 0.54283 | 0 | 69.3303
| Sublap | SCEC | Average Weekday | March | CAISO 1-in-2 | 18 | 0.83515 | 0.77351 | 0.83515 | 0.77351 | 0 | 68.769
| Sublap | SCEC | Average Weekday | March | CAISO 1-in-2 | 19 | 1.0257 | 0.92782 | 1.0257 | 0.92782 | 0 | 67.0401
| Sublap | SCEC | Average Weekday | March | CAISO 1-in-2 | 20 | 1.0919 | 1.001 | 1.0919 | 1.001 | 0 | 63.9789
| Sublap | SCEC | Average Weekday | March | CAISO 1-in-2 | 21 | 1.0835 | 1.0158 | 1.0835 | 1.0158 | 0 | 60.7296
| Sublap | SCEC | Average Weekday | March | CAISO 1-in-2 | 22 | 1.0181 | 0.96225 | 1.0181 | 0.96225 | 0 | 58.4327
| Sublap | SCEC | Average Weekday | March | CAISO 1-in-2 | 23 | 0.93224 | 0.89247 | 0.93224 | 0.89247 | 0 | 56.7386
| Sublap | SCEC | Average Weekday | March | CAISO 1-in-2 | 24 | 0.81762 | 0.78355 | 0.81762 | 0.78355 | 0 | 55.2691
| Sublap | SCEC | Average Weekday | March | SCE 1-in-10 | 1 | 0.76957 | 0.7254 | 0.76957 | 0.7254 | 0 | 59.3006
| Sublap | SCEC | Average Weekday | March | SCE 1-in-10 | 2 | 0.69112 | 0.65324 | 0.69112 | 0.65324 | 0 | 58.127
| Sublap | SCEC | Average Weekday | March | SCE 1-in-10 | 3 | 0.63632 | 0.6038 | 0.63632 | 0.6038 | 0 | 56.9079
| Sublap | SCEC | Average Weekday | March | SCE 1-in-10 | 4 | 0.60154 | 0.57309 | 0.60154 | 0.57309 | 0 | 55.8786
| Sublap | SCEC | Average Weekday | March | SCE 1-in-10 | 5 | 0.58743 | 0.56398 | 0.58743 | 0.56398 | 0 | 55.1483
| Sublap | SCEC | Average Weekday | March | SCE 1-in-10 | 6 | 0.59476 | 0.58762 | 0.59476 | 0.58762 | 0 | 54.4027
| Sublap | SCEC | Average Weekday | March | SCE 1-in-10 | 7 | 0.61541 | 0.64425 | 0.61541 | 0.64425 | 0 | 54.0918
| Sublap | SCEC | Average Weekday | March | SCE 1-in-10 | 8 | 0.56059 | 0.58192 | 0.56059 | 0.58192 | 0 | 53.9533
| Sublap | SCEC | Average Weekday | March | SCE 1-in-10 | 9 | 0.40492 | 0.3999 | 0.40492 | 0.3999 | 0 | 55.6612
| Sublap | SCEC | Average Weekday | March | SCE 1-in-10 | 10 | 0.19703 | 0.20479 | 0.19703 | 0.20479 | 0 | 59.8666
| Sublap | SCEC | Average Weekday | March | SCE 1-in-10 | 11 | 0.033397 | 0.051512 | 0.033397 | 0.051512 | 0 | 64.7284
| Sublap | SCEC | Average Weekday | March | SCE 1-in-10 | 12 | -0.047482 | -0.02913 | -0.047482 | -0.02913 | 0 | 69.0452
| Sublap | SCEC | Average Weekday | March | SCE 1-in-10 | 13 | -0.061377 | -0.064459 | -0.061377 | -0.064459 | 0 | 72.4576
| Sublap | SCEC | Average Weekday | March | SCE 1-in-10 | 14 | 0.0031814 | -0.018062 | 0.0031814 | -0.018062 | 0 | 74.6925
| Sublap | SCEC | Average Weekday | March | SCE 1-in-10 | 15 | 0.1401 | 0.10559 | 0.1401 | 0.10559 | 0 | 76.4281
| Sublap | SCEC | Average Weekday | March | SCE 1-in-10 | 16 | 0.35691 | 0.31666 | 0.35691 | 0.31666 | 0 | 77.4251
| Sublap | SCEC | Average Weekday | March | SCE 1-in-10 | 17 | 0.60405 | 0.56663 | 0.33819 | 0.30076 | 0.059283 | 77.6248
| Sublap | SCEC | Average Weekday | March | SCE 1-in-10 | 18 | 0.87801 | 0.81638 | 0.71594 | 0.62452 | 0.081035 | 76.6355
| Sublap | SCEC | Average Weekday | March | SCE 1-in-10 | 19 | 1.0824 | 0.98452 | 1.0824 | 0.91464 | 0 | 74.3438
| Sublap | SCEC | Average Weekday | March | SCE 1-in-10 | 20 | 1.1527 | 1.0618 | 1.1037 | 0.98534 | 0.024512 | 71.1974
| Sublap | SCEC | Average Weekday | March | SCE 1-in-10 | 21 | 1.1383 | 1.0706 | 1.1211 | 1.0259 | 0.0086075 | 68.0302
| Sublap | SCEC | Average Weekday | March | SCE 1-in-10 | 22 | 1.0698 | 1.014 | 1.3311 | 1.2753 | 0.12098 | 65.7104
| Sublap | SCEC | Average Weekday | March | SCE 1-in-10 | 23 | 0.96963 | 0.92986 | 0.97177 | 0.98884 | 0.0010717 | 63.7744
| Sublap | SCEC | Average Weekday | March | SCE 1-in-10 | 24 | 0.83556 | 0.80148 | 0.83556 | 0.80148 | 0 | 61.9627
| Sublap | SCEC | Average Weekday | March | SCE 1-in-2 | 1 | 0.75408 | 0.70991 | 0.75408 | 0.70991 | 0 | 54.2884
| Sublap | SCEC | Average Weekday | March | SCE 1-in-2 | 2 | 0.68545 | 0.64758 | 0.68545 | 0.64758 | 0 | 53.2467
| Sublap | SCEC | Average Weekday | March | SCE 1-in-2 | 3 | 0.63756 | 0.60505 | 0.63756 | 0.60505 | 0 | 52.308
| Sublap | SCEC | Average Weekday | March | SCE 1-in-2 | 4 | 0.60885 | 0.5804 | 0.60885 | 0.5804 | 0 | 51.5228
| Sublap | SCEC | Average Weekday | March | SCE 1-in-2 | 5 | 0.60298 | 0.57953 | 0.60298 | 0.57953 | 0 | 50.737
| Sublap | SCEC | Average Weekday | March | SCE 1-in-2 | 6 | 0.62071 | 0.61358 | 0.62071 | 0.61358 | 0 | 50.2347
| Sublap | SCEC | Average Weekday | March | SCE 1-in-2 | 7 | 0.65994 | 0.68877 | 0.65994 | 0.68877 | 0 | 49.7551
| Sublap | SCEC | Average Weekday | March | SCE 1-in-2 | 8 | 0.61502 | 0.63634 | 0.61502 | 0.63634 | 0 | 49.3666
| Sublap | SCEC | Average Weekday | March | SCE 1-in-2 | 9 | 0.45531 | 0.45029 | 0.45531 | 0.45029 | 0 | 50.9135
| Sublap | SCEC | Average Weekday | March | SCE 1-in-2 | 10 | 0.26092 | 0.26868 | 0.26092 | 0.26868 | 0 | 54.4348
| Sublap | SCEC | Average Weekday | March | SCE 1-in-2 | 11 | 0.11475 | 0.13286 | 0.11475 | 0.13286 | 0 | 58.4142
| Sublap | SCEC | Average Weekday | March | SCE 1-in-2 | 12 | 0.040819 | 0.059172 | 0.040819 | 0.059172 | 0 | 61.9691
| Sublap | SCEC | Average Weekday | March | SCE 1-in-2 | 13 | 0.037499 | 0.034417 | 0.037499 | 0.034417 | 0 | 64.92
| Sublap | SCEC | Average Weekday | March | SCE 1-in-2 | 14 | 0.08201 | 0.060766 | 0.08201 | 0.060766 | 0 | 67.0144
| Sublap | SCEC | Average Weekday | March | SCE 1-in-2 | 15 | 0.18361 | 0.14911 | 0.18361 | 0.14911 | 0 | 68.5902
| Sublap | SCEC | Average Weekday | March | SCE 1-in-2 | 16 | 0.35955 | 0.3193 | 0.35955 | 0.3193 | 0 | 69.5496
| Sublap | SCEC | Average Weekday | March | SCE 1-in-2 | 17 | 0.57213 | 0.5347 | 0.57213 | 0.5347 | 0 | 69.8144
| Sublap | SCEC | Average Weekday | March | SCE 1-in-2 | 18 | 0.82767 | 0.76604 | 0.82767 | 0.76604 | 0 | 69.0799
| Sublap | SCEC | Average Weekday | March | SCE 1-in-2 | 19 | 1.0198 | 0.92193 | 1.0198 | 0.92193 | 0 | 67.2003
| Sublap | SCEC | Average Weekday | March | SCE 1-in-2 | 20 | 1.0871 | 0.99622 | 1.0871 | 0.99622 | 0 | 64.3086
| Sublap | SCEC | Average Weekday | March | SCE 1-in-2 | 21 | 1.0793 | 1.0115 | 1.0793 | 1.0115 | 0 | 61.3469
| Sublap | SCEC | Average Weekday | March | SCE 1-in-2 | 22 | 1.0145 | 0.9587 | 1.0145 | 0.9587 | 0 | 59.1139
| Sublap | SCEC | Average Weekday | March | SCE 1-in-2 | 23 | 0.92853 | 0.88877 | 0.92853 | 0.88877 | 0 | 57.4238
| Sublap | SCEC | Average Weekday | March | SCE 1-in-2 | 24 | 0.81355 | 0.77948 | 0.81355 | 0.77948 | 0 | 56.0244
| Sublap | SCEC | Average Weekday | May | CAISO 1-in-10 | 1 | 0.8273 | 0.78313 | 0.8273 | 0.78313 | 0 | 62.6278
| Sublap | SCEC | Average Weekday | May | CAISO 1-in-10 | 2 | 0.74172 | 0.70385 | 0.74172 | 0.70385 | 0 | 61.3226
| Sublap | SCEC | Average Weekday | May | CAISO 1-in-10 | 3 | 0.67641 | 0.6439 | 0.67641 | 0.6439 | 0 | 60.0391
| Sublap | SCEC | Average Weekday | May | CAISO 1-in-10 | 4 | 0.63118 | 0.60272 | 0.63118 | 0.60272 | 0 | 58.9353
| Sublap | SCEC | Average Weekday | May | CAISO 1-in-10 | 5 | 0.60691 | 0.58346 | 0.60691 | 0.58346 | 0 | 58.1645
| Sublap | SCEC | Average Weekday | May | CAISO 1-in-10 | 6 | 0.6038 | 0.59667 | 0.6038 | 0.59667 | 0 | 57.5657
| Sublap | SCEC | Average Weekday | May | CAISO 1-in-10 | 7 | 0.60993 | 0.63876 | 0.60993 | 0.63876 | 0 | 57.4369
| Sublap | SCEC | Average Weekday | May | CAISO 1-in-10 | 8 | 0.55158 | 0.57291 | 0.55158 | 0.57291 | 0 | 58.3145
| Sublap | SCEC | Average Weekday | May | CAISO 1-in-10 | 9 | 0.40408 | 0.39906 | 0.40408 | 0.39906 | 0 | 61.2221
| Sublap | SCEC | Average Weekday | May | CAISO 1-in-10 | 10 | 0.18425 | 0.192 | 0.18425 | 0.192 | 0 | 64.9396
| Sublap | SCEC | Average Weekday | May | CAISO 1-in-10 | 11 | 0.024857 | 0.042972 | 0.024857 | 0.042972 | 0 | 68.487
| Sublap | SCEC | Average Weekday | May | CAISO 1-in-10 | 12 | -0.048719 | -0.030366 | -0.048719 | -0.030366 | 0 | 71.7301
| Sublap | SCEC | Average Weekday | May | CAISO 1-in-10 | 13 | -0.038947 | -0.042029 | -0.038947 | -0.042029 | 0 | 74.8908
| Sublap | SCEC | Average Weekday | May | CAISO 1-in-10 | 14 | 0.045164 | 0.023921 | 0.045164 | 0.023921 | 0 | 77.5041
| Sublap | SCEC | Average Weekday | May | CAISO 1-in-10 | 15 | 0.209 | 0.1745 | 0.209 | 0.1745 | 0 | 79.3224
| Sublap | SCEC | Average Weekday | May | CAISO 1-in-10 | 16 | 0.45605 | 0.4158 | 0.45605 | 0.4158 | 0 | 80.4753
| Sublap | SCEC | Average Weekday | May | CAISO 1-in-10 | 17 | 0.72995 | 0.69252 | 0.14851 | 0.11109 | 0.051405 | 80.8329
| Sublap | SCEC | Average Weekday | May | CAISO 1-in-10 | 18 | 1.0273 | 0.9657 | 0.77988 | 0.68846 | 0.23028 | 80.2085
| Sublap | SCEC | Average Weekday | May | CAISO 1-in-10 | 19 | 1.2302 | 1.1323 | 1.1799 | 0.98469 | 0.025164 | 78.6727
| Sublap | SCEC | Average Weekday | May | CAISO 1-in-10 | 20 | 1.2869 | 1.1959 | 1.1884 | 1.0701 | 0.064132 | 76.1205
| Sublap | SCEC | Average Weekday | May | CAISO 1-in-10 | 21 | 1.2721 | 1.2043 | 1.2112 | 1.1161 | 0.030442 | 72.3783
| Sublap | SCEC | Average Weekday | May | CAISO 1-in-10 | 22 | 1.1796 | 1.1238 | 1.7703 | 1.7145 | 0.10675 | 68.8272
| Sublap | SCEC | Average Weekday | May | CAISO 1-in-10 | 23 | 1.0585 | 1.0187 | 1.0809 | 1.098 | 0.011207 | 66.2586
| Sublap | SCEC | Average Weekday | May | CAISO 1-in-10 | 24 | 0.90527 | 0.8712 | 0.90527 | 0.8712 | 0 | 64.3456
| Sublap | SCEC | Average Weekday | May | CAISO 1-in-2 | 1 | 0.79773 | 0.75356 | 0.79773 | 0.75356 | 0 | 61.0439
| Sublap | SCEC | Average Weekday | May | CAISO 1-in-2 | 2 | 0.71359 | 0.67572 | 0.71359 | 0.67572 | 0 | 60.1064
| Sublap | SCEC | Average Weekday | May | CAISO 1-in-2 | 3 | 0.65165 | 0.61913 | 0.65165 | 0.61913 | 0 | 59.3217
| Sublap | SCEC | Average Weekday | May | CAISO 1-in-2 | 4 | 0.61155 | 0.58309 | 0.61155 | 0.58309 | 0 | 58.5911
| Sublap | SCEC | Average Weekday | May | CAISO 1-in-2 | 5 | 0.59334 | 0.56989 | 0.59334 | 0.56989 | 0 | 57.9644
| Sublap | SCEC | Average Weekday | May | CAISO 1-in-2 | 6 | 0.59775 | 0.59061 | 0.59775 | 0.59061 | 0 | 57.3778
| Sublap | SCEC | Average Weekday | May | CAISO 1-in-2 | 7 | 0.61363 | 0.64247 | 0.61363 | 0.64247 | 0 | 56.8267
| Sublap | SCEC | Average Weekday | May | CAISO 1-in-2 | 8 | 0.55548 | 0.5768 | 0.55548 | 0.5768 | 0 | 57.2919
| Sublap | SCEC | Average Weekday | May | CAISO 1-in-2 | 9 | 0.40634 | 0.40131 | 0.40634 | 0.40131 | 0 | 59.5847
| Sublap | SCEC | Average Weekday | May | CAISO 1-in-2 | 10 | 0.21081 | 0.21857 | 0.21081 | 0.21857 | 0 | 62.6947
| Sublap | SCEC | Average Weekday | May | CAISO 1-in-2 | 11 | 0.067299 | 0.085414 | 0.067299 | 0.085414 | 0 | 66.2117
| Sublap | SCEC | Average Weekday | May | CAISO 1-in-2 | 12 | 0.00080815 | 0.019161 | 0.00080815 | 0.019161 | 0 | 69.3988
| Sublap | SCEC | Average Weekday | May | CAISO 1-in-2 | 13 | 0.0030126 | -6.9467e-05 | 0.0030126 | -6.9467e-05 | 0 | 72.2744
| Sublap | SCEC | Average Weekday | May | CAISO 1-in-2 | 14 | 0.067438 | 0.046195 | 0.067438 | 0.046195 | 0 | 74.6761
| Sublap | SCEC | Average Weekday | May | CAISO 1-in-2 | 15 | 0.20168 | 0.16718 | 0.20168 | 0.16718 | 0 | 76.5285
| Sublap | SCEC | Average Weekday | May | CAISO 1-in-2 | 16 | 0.41266 | 0.37241 | 0.41266 | 0.37241 | 0 | 77.6067
| Sublap | SCEC | Average Weekday | May | CAISO 1-in-2 | 17 | 0.65497 | 0.61755 | 0.27232 | 0.2349 | 0.059004 | 77.7373
| Sublap | SCEC | Average Weekday | May | CAISO 1-in-2 | 18 | 0.93736 | 0.87573 | 0.76984 | 0.67842 | 0.083763 | 76.8639
| Sublap | SCEC | Average Weekday | May | CAISO 1-in-2 | 19 | 1.1416 | 1.0437 | 1.1416 | 0.9616 | 0 | 75.026
| Sublap | SCEC | Average Weekday | May | CAISO 1-in-2 | 20 | 1.2077 | 1.1168 | 1.1484 | 1.0301 | 0.02963 | 72.2168
| Sublap | SCEC | Average Weekday | May | CAISO 1-in-2 | 21 | 1.1887 | 1.1209 | 1.1667 | 1.0715 | 0.010994 | 68.5055
| Sublap | SCEC | Average Weekday | May | CAISO 1-in-2 | 22 | 1.1142 | 1.0584 | 1.5089 | 1.4531 | 0.12229 | 65.4235
| Sublap | SCEC | Average Weekday | May | CAISO 1-in-2 | 23 | 1.0066 | 0.96679 | 1.0066 | 1.0232 | 0 | 63.4607
| Sublap | SCEC | Average Weekday | May | CAISO 1-in-2 | 24 | 0.86809 | 0.83401 | 0.86809 | 0.83401 | 0 | 61.9369
| Sublap | SCEC | Average Weekday | May | SCE 1-in-10 | 1 | 0.8273 | 0.78313 | 0.8273 | 0.78313 | 0 | 62.6278
| Sublap | SCEC | Average Weekday | May | SCE 1-in-10 | 2 | 0.74172 | 0.70385 | 0.74172 | 0.70385 | 0 | 61.3226
| Sublap | SCEC | Average Weekday | May | SCE 1-in-10 | 3 | 0.67641 | 0.6439 | 0.67641 | 0.6439 | 0 | 60.0391
| Sublap | SCEC | Average Weekday | May | SCE 1-in-10 | 4 | 0.63118 | 0.60272 | 0.63118 | 0.60272 | 0 | 58.9353
| Sublap | SCEC | Average Weekday | May | SCE 1-in-10 | 5 | 0.60691 | 0.58346 | 0.60691 | 0.58346 | 0 | 58.1645
| Sublap | SCEC | Average Weekday | May | SCE 1-in-10 | 6 | 0.6038 | 0.59667 | 0.6038 | 0.59667 | 0 | 57.5657
| Sublap | SCEC | Average Weekday | May | SCE 1-in-10 | 7 | 0.60993 | 0.63876 | 0.60993 | 0.63876 | 0 | 57.4369
| Sublap | SCEC | Average Weekday | May | SCE 1-in-10 | 8 | 0.55158 | 0.57291 | 0.55158 | 0.57291 | 0 | 58.3145
| Sublap | SCEC | Average Weekday | May | SCE 1-in-10 | 9 | 0.40408 | 0.39906 | 0.40408 | 0.39906 | 0 | 61.2221
| Sublap | SCEC | Average Weekday | May | SCE 1-in-10 | 10 | 0.18425 | 0.192 | 0.18425 | 0.192 | 0 | 64.9396
| Sublap | SCEC | Average Weekday | May | SCE 1-in-10 | 11 | 0.024857 | 0.042972 | 0.024857 | 0.042972 | 0 | 68.487
| Sublap | SCEC | Average Weekday | May | SCE 1-in-10 | 12 | -0.048719 | -0.030366 | -0.048719 | -0.030366 | 0 | 71.7301
| Sublap | SCEC | Average Weekday | May | SCE 1-in-10 | 13 | -0.038947 | -0.042029 | -0.038947 | -0.042029 | 0 | 74.8908
| Sublap | SCEC | Average Weekday | May | SCE 1-in-10 | 14 | 0.045164 | 0.023921 | 0.045164 | 0.023921 | 0 | 77.5041
| Sublap | SCEC | Average Weekday | May | SCE 1-in-10 | 15 | 0.209 | 0.1745 | 0.209 | 0.1745 | 0 | 79.3224
| Sublap | SCEC | Average Weekday | May | SCE 1-in-10 | 16 | 0.45605 | 0.4158 | 0.45605 | 0.4158 | 0 | 80.4753
| Sublap | SCEC | Average Weekday | May | SCE 1-in-10 | 17 | 0.72995 | 0.69252 | 0.14851 | 0.11109 | 0.051405 | 80.8329
| Sublap | SCEC | Average Weekday | May | SCE 1-in-10 | 18 | 1.0273 | 0.9657 | 0.77988 | 0.68846 | 0.23028 | 80.2085
| Sublap | SCEC | Average Weekday | May | SCE 1-in-10 | 19 | 1.2302 | 1.1323 | 1.1799 | 0.98469 | 0.025164 | 78.6727
| Sublap | SCEC | Average Weekday | May | SCE 1-in-10 | 20 | 1.2869 | 1.1959 | 1.1884 | 1.0701 | 0.064132 | 76.1205
| Sublap | SCEC | Average Weekday | May | SCE 1-in-10 | 21 | 1.2721 | 1.2043 | 1.2112 | 1.1161 | 0.030442 | 72.3783
| Sublap | SCEC | Average Weekday | May | SCE 1-in-10 | 22 | 1.1796 | 1.1238 | 1.7703 | 1.7145 | 0.10675 | 68.8272
| Sublap | SCEC | Average Weekday | May | SCE 1-in-10 | 23 | 1.0585 | 1.0187 | 1.0809 | 1.098 | 0.011207 | 66.2586
| Sublap | SCEC | Average Weekday | May | SCE 1-in-10 | 24 | 0.90527 | 0.8712 | 0.90527 | 0.8712 | 0 | 64.3456
| Sublap | SCEC | Average Weekday | May | SCE 1-in-2 | 1 | 0.79773 | 0.75356 | 0.79773 | 0.75356 | 0 | 61.0439
| Sublap | SCEC | Average Weekday | May | SCE 1-in-2 | 2 | 0.71359 | 0.67572 | 0.71359 | 0.67572 | 0 | 60.1064
| Sublap | SCEC | Average Weekday | May | SCE 1-in-2 | 3 | 0.65165 | 0.61913 | 0.65165 | 0.61913 | 0 | 59.3217
| Sublap | SCEC | Average Weekday | May | SCE 1-in-2 | 4 | 0.61155 | 0.58309 | 0.61155 | 0.58309 | 0 | 58.5911
| Sublap | SCEC | Average Weekday | May | SCE 1-in-2 | 5 | 0.59334 | 0.56989 | 0.59334 | 0.56989 | 0 | 57.9644
| Sublap | SCEC | Average Weekday | May | SCE 1-in-2 | 6 | 0.59775 | 0.59061 | 0.59775 | 0.59061 | 0 | 57.3778
| Sublap | SCEC | Average Weekday | May | SCE 1-in-2 | 7 | 0.61363 | 0.64247 | 0.61363 | 0.64247 | 0 | 56.8267
| Sublap | SCEC | Average Weekday | May | SCE 1-in-2 | 8 | 0.55548 | 0.5768 | 0.55548 | 0.5768 | 0 | 57.2919
| Sublap | SCEC | Average Weekday | May | SCE 1-in-2 | 9 | 0.40634 | 0.40131 | 0.40634 | 0.40131 | 0 | 59.5847
| Sublap | SCEC | Average Weekday | May | SCE 1-in-2 | 10 | 0.21081 | 0.21857 | 0.21081 | 0.21857 | 0 | 62.6947
| Sublap | SCEC | Average Weekday | May | SCE 1-in-2 | 11 | 0.067299 | 0.085414 | 0.067299 | 0.085414 | 0 | 66.2117
| Sublap | SCEC | Average Weekday | May | SCE 1-in-2 | 12 | 0.00080815 | 0.019161 | 0.00080815 | 0.019161 | 0 | 69.3988
| Sublap | SCEC | Average Weekday | May | SCE 1-in-2 | 13 | 0.0030126 | -6.9467e-05 | 0.0030126 | -6.9467e-05 | 0 | 72.2744
| Sublap | SCEC | Average Weekday | May | SCE 1-in-2 | 14 | 0.067438 | 0.046195 | 0.067438 | 0.046195 | 0 | 74.6761
| Sublap | SCEC | Average Weekday | May | SCE 1-in-2 | 15 | 0.20168 | 0.16718 | 0.20168 | 0.16718 | 0 | 76.5285
| Sublap | SCEC | Average Weekday | May | SCE 1-in-2 | 16 | 0.41266 | 0.37241 | 0.41266 | 0.37241 | 0 | 77.6067
| Sublap | SCEC | Average Weekday | May | SCE 1-in-2 | 17 | 0.65497 | 0.61755 | 0.27232 | 0.2349 | 0.059004 | 77.7373
| Sublap | SCEC | Average Weekday | May | SCE 1-in-2 | 18 | 0.93736 | 0.87573 | 0.76984 | 0.67842 | 0.083763 | 76.8639
| Sublap | SCEC | Average Weekday | May | SCE 1-in-2 | 19 | 1.1416 | 1.0437 | 1.1416 | 0.9616 | 0 | 75.026
| Sublap | SCEC | Average Weekday | May | SCE 1-in-2 | 20 | 1.2077 | 1.1168 | 1.1484 | 1.0301 | 0.02963 | 72.2168
| Sublap | SCEC | Average Weekday | May | SCE 1-in-2 | 21 | 1.1887 | 1.1209 | 1.1667 | 1.0715 | 0.010994 | 68.5055
| Sublap | SCEC | Average Weekday | May | SCE 1-in-2 | 22 | 1.1142 | 1.0584 | 1.5089 | 1.4531 | 0.12229 | 65.4235
| Sublap | SCEC | Average Weekday | May | SCE 1-in-2 | 23 | 1.0066 | 0.96679 | 1.0066 | 1.0232 | 0 | 63.4607
| Sublap | SCEC | Average Weekday | May | SCE 1-in-2 | 24 | 0.86809 | 0.83401 | 0.86809 | 0.83401 | 0 | 61.9369
| Sublap | SCEC | Average Weekday | November | CAISO 1-in-10 | 1 | 0.73977 | 0.6956 | 0.73977 | 0.6956 | 0 | 56.4101
| Sublap | SCEC | Average Weekday | November | CAISO 1-in-10 | 2 | 0.6685 | 0.63062 | 0.6685 | 0.63062 | 0 | 55.2684
| Sublap | SCEC | Average Weekday | November | CAISO 1-in-10 | 3 | 0.61916 | 0.58664 | 0.61916 | 0.58664 | 0 | 54.299
| Sublap | SCEC | Average Weekday | November | CAISO 1-in-10 | 4 | 0.58967 | 0.56122 | 0.58967 | 0.56122 | 0 | 53.6069
| Sublap | SCEC | Average Weekday | November | CAISO 1-in-10 | 5 | 0.58269 | 0.55924 | 0.58269 | 0.55924 | 0 | 52.8565
| Sublap | SCEC | Average Weekday | November | CAISO 1-in-10 | 6 | 0.59881 | 0.59167 | 0.59881 | 0.59167 | 0 | 52.3717
| Sublap | SCEC | Average Weekday | November | CAISO 1-in-10 | 7 | 0.6325 | 0.66133 | 0.6325 | 0.66133 | 0 | 51.9015
| Sublap | SCEC | Average Weekday | November | CAISO 1-in-10 | 8 | 0.58044 | 0.60177 | 0.58044 | 0.60177 | 0 | 51.7939
| Sublap | SCEC | Average Weekday | November | CAISO 1-in-10 | 9 | 0.42293 | 0.41791 | 0.42293 | 0.41791 | 0 | 53.798
| Sublap | SCEC | Average Weekday | November | CAISO 1-in-10 | 10 | 0.23701 | 0.24477 | 0.23701 | 0.24477 | 0 | 58.2026
| Sublap | SCEC | Average Weekday | November | CAISO 1-in-10 | 11 | 0.088607 | 0.10672 | 0.088607 | 0.10672 | 0 | 63.009
| Sublap | SCEC | Average Weekday | November | CAISO 1-in-10 | 12 | 0.00032652 | 0.018679 | 0.00032652 | 0.018679 | 0 | 66.9932
| Sublap | SCEC | Average Weekday | November | CAISO 1-in-10 | 13 | -0.015563 | -0.018645 | -0.015563 | -0.018645 | 0 | 69.9127
| Sublap | SCEC | Average Weekday | November | CAISO 1-in-10 | 14 | 0.033128 | 0.011884 | 0.033128 | 0.011884 | 0 | 71.8056
| Sublap | SCEC | Average Weekday | November | CAISO 1-in-10 | 15 | 0.14387 | 0.10937 | 0.14387 | 0.10937 | 0 | 72.967
| Sublap | SCEC | Average Weekday | November | CAISO 1-in-10 | 16 | 0.32282 | 0.28258 | 0.32282 | 0.28258 | 0 | 73.4583
| Sublap | SCEC | Average Weekday | November | CAISO 1-in-10 | 17 | 0.53345 | 0.49602 | 0.48086 | 0.44344 | 0.026291 | 72.9211
| Sublap | SCEC | Average Weekday | November | CAISO 1-in-10 | 18 | 0.79217 | 0.73053 | 0.7723 | 0.69418 | 0.0099326 | 70.6851
| Sublap | SCEC | Average Weekday | November | CAISO 1-in-10 | 19 | 0.99563 | 0.89777 | 0.99563 | 0.89777 | 0 | 67.4221
| Sublap | SCEC | Average Weekday | November | CAISO 1-in-10 | 20 | 1.0638 | 0.97288 | 1.0638 | 0.96138 | 0 | 64.7333
| Sublap | SCEC | Average Weekday | November | CAISO 1-in-10 | 21 | 1.0638 | 0.99609 | 1.0638 | 0.99609 | 0 | 62.5585
| Sublap | SCEC | Average Weekday | November | CAISO 1-in-10 | 22 | 1.0053 | 0.94946 | 1.073 | 1.0172 | 0.033877 | 60.6362
| Sublap | SCEC | Average Weekday | November | CAISO 1-in-10 | 23 | 0.91845 | 0.87868 | 0.91845 | 0.89903 | 0 | 59.0395
| Sublap | SCEC | Average Weekday | November | CAISO 1-in-10 | 24 | 0.80225 | 0.76817 | 0.80225 | 0.76817 | 0 | 57.5851
| Sublap | SCEC | Average Weekday | November | CAISO 1-in-2 | 1 | 0.74933 | 0.70516 | 0.74933 | 0.70516 | 0 | 54.7319
| Sublap | SCEC | Average Weekday | November | CAISO 1-in-2 | 2 | 0.67987 | 0.64199 | 0.67987 | 0.64199 | 0 | 53.6961
| Sublap | SCEC | Average Weekday | November | CAISO 1-in-2 | 3 | 0.63181 | 0.5993 | 0.63181 | 0.5993 | 0 | 52.8506
| Sublap | SCEC | Average Weekday | November | CAISO 1-in-2 | 4 | 0.60331 | 0.57485 | 0.60331 | 0.57485 | 0 | 52.0576
| Sublap | SCEC | Average Weekday | November | CAISO 1-in-2 | 5 | 0.59771 | 0.57426 | 0.59771 | 0.57426 | 0 | 51.4763
| Sublap | SCEC | Average Weekday | November | CAISO 1-in-2 | 6 | 0.61561 | 0.60848 | 0.61561 | 0.60848 | 0 | 50.8684
| Sublap | SCEC | Average Weekday | November | CAISO 1-in-2 | 7 | 0.65394 | 0.68277 | 0.65394 | 0.68277 | 0 | 50.5464
| Sublap | SCEC | Average Weekday | November | CAISO 1-in-2 | 8 | 0.60643 | 0.62776 | 0.60643 | 0.62776 | 0 | 50.1817
| Sublap | SCEC | Average Weekday | November | CAISO 1-in-2 | 9 | 0.44712 | 0.4421 | 0.44712 | 0.4421 | 0 | 52.21
| Sublap | SCEC | Average Weekday | November | CAISO 1-in-2 | 10 | 0.25742 | 0.26518 | 0.25742 | 0.26518 | 0 | 56.2189
| Sublap | SCEC | Average Weekday | November | CAISO 1-in-2 | 11 | 0.11279 | 0.13091 | 0.11279 | 0.13091 | 0 | 60.6352
| Sublap | SCEC | Average Weekday | November | CAISO 1-in-2 | 12 | 0.036719 | 0.055072 | 0.036719 | 0.055072 | 0 | 64.5239
| Sublap | SCEC | Average Weekday | November | CAISO 1-in-2 | 13 | 0.020213 | 0.01713 | 0.020213 | 0.01713 | 0 | 67.5251
| Sublap | SCEC | Average Weekday | November | CAISO 1-in-2 | 14 | 0.063667 | 0.042424 | 0.063667 | 0.042424 | 0 | 69.5018
| Sublap | SCEC | Average Weekday | November | CAISO 1-in-2 | 15 | 0.17162 | 0.13711 | 0.17162 | 0.13711 | 0 | 70.7662
| Sublap | SCEC | Average Weekday | November | CAISO 1-in-2 | 16 | 0.34911 | 0.30886 | 0.34911 | 0.30886 | 0 | 71.11
| Sublap | SCEC | Average Weekday | November | CAISO 1-in-2 | 17 | 0.55618 | 0.51876 | 0.55618 | 0.51876 | 0 | 70.2319
| Sublap | SCEC | Average Weekday | November | CAISO 1-in-2 | 18 | 0.81448 | 0.75284 | 0.81448 | 0.75284 | 0 | 67.7052
| Sublap | SCEC | Average Weekday | November | CAISO 1-in-2 | 19 | 1.0104 | 0.91256 | 1.0104 | 0.91256 | 0 | 64.5587
| Sublap | SCEC | Average Weekday | November | CAISO 1-in-2 | 20 | 1.0744 | 0.98347 | 1.0744 | 0.98347 | 0 | 61.9007
| Sublap | SCEC | Average Weekday | November | CAISO 1-in-2 | 21 | 1.0704 | 1.0026 | 1.0704 | 1.0026 | 0 | 59.9154
| Sublap | SCEC | Average Weekday | November | CAISO 1-in-2 | 22 | 1.009 | 0.95317 | 1.009 | 0.95317 | 0 | 58.1577
| Sublap | SCEC | Average Weekday | November | CAISO 1-in-2 | 23 | 0.92391 | 0.88415 | 0.92391 | 0.88415 | 0 | 56.7427
| Sublap | SCEC | Average Weekday | November | CAISO 1-in-2 | 24 | 0.80979 | 0.77572 | 0.80979 | 0.77572 | 0 | 55.6567
| Sublap | SCEC | Average Weekday | November | SCE 1-in-10 | 1 | 0.73977 | 0.6956 | 0.73977 | 0.6956 | 0 | 56.4101
| Sublap | SCEC | Average Weekday | November | SCE 1-in-10 | 2 | 0.6685 | 0.63062 | 0.6685 | 0.63062 | 0 | 55.2684
| Sublap | SCEC | Average Weekday | November | SCE 1-in-10 | 3 | 0.61916 | 0.58664 | 0.61916 | 0.58664 | 0 | 54.299
| Sublap | SCEC | Average Weekday | November | SCE 1-in-10 | 4 | 0.58967 | 0.56122 | 0.58967 | 0.56122 | 0 | 53.6069
| Sublap | SCEC | Average Weekday | November | SCE 1-in-10 | 5 | 0.58269 | 0.55924 | 0.58269 | 0.55924 | 0 | 52.8565
| Sublap | SCEC | Average Weekday | November | SCE 1-in-10 | 6 | 0.59881 | 0.59167 | 0.59881 | 0.59167 | 0 | 52.3717
| Sublap | SCEC | Average Weekday | November | SCE 1-in-10 | 7 | 0.6325 | 0.66133 | 0.6325 | 0.66133 | 0 | 51.9015
| Sublap | SCEC | Average Weekday | November | SCE 1-in-10 | 8 | 0.58044 | 0.60177 | 0.58044 | 0.60177 | 0 | 51.7939
| Sublap | SCEC | Average Weekday | November | SCE 1-in-10 | 9 | 0.42293 | 0.41791 | 0.42293 | 0.41791 | 0 | 53.798
| Sublap | SCEC | Average Weekday | November | SCE 1-in-10 | 10 | 0.23701 | 0.24477 | 0.23701 | 0.24477 | 0 | 58.2026
| Sublap | SCEC | Average Weekday | November | SCE 1-in-10 | 11 | 0.088607 | 0.10672 | 0.088607 | 0.10672 | 0 | 63.009
| Sublap | SCEC | Average Weekday | November | SCE 1-in-10 | 12 | 0.00032652 | 0.018679 | 0.00032652 | 0.018679 | 0 | 66.9932
| Sublap | SCEC | Average Weekday | November | SCE 1-in-10 | 13 | -0.015563 | -0.018645 | -0.015563 | -0.018645 | 0 | 69.9127
| Sublap | SCEC | Average Weekday | November | SCE 1-in-10 | 14 | 0.033128 | 0.011884 | 0.033128 | 0.011884 | 0 | 71.8056
| Sublap | SCEC | Average Weekday | November | SCE 1-in-10 | 15 | 0.14387 | 0.10937 | 0.14387 | 0.10937 | 0 | 72.967
| Sublap | SCEC | Average Weekday | November | SCE 1-in-10 | 16 | 0.32282 | 0.28258 | 0.32282 | 0.28258 | 0 | 73.4583
| Sublap | SCEC | Average Weekday | November | SCE 1-in-10 | 17 | 0.53345 | 0.49602 | 0.48086 | 0.44344 | 0.026291 | 72.9211
| Sublap | SCEC | Average Weekday | November | SCE 1-in-10 | 18 | 0.79217 | 0.73053 | 0.7723 | 0.69418 | 0.0099326 | 70.6851
| Sublap | SCEC | Average Weekday | November | SCE 1-in-10 | 19 | 0.99563 | 0.89777 | 0.99563 | 0.89777 | 0 | 67.4221
| Sublap | SCEC | Average Weekday | November | SCE 1-in-10 | 20 | 1.0638 | 0.97288 | 1.0638 | 0.96138 | 0 | 64.7333
| Sublap | SCEC | Average Weekday | November | SCE 1-in-10 | 21 | 1.0638 | 0.99609 | 1.0638 | 0.99609 | 0 | 62.5585
| Sublap | SCEC | Average Weekday | November | SCE 1-in-10 | 22 | 1.0053 | 0.94946 | 1.073 | 1.0172 | 0.033877 | 60.6362
| Sublap | SCEC | Average Weekday | November | SCE 1-in-10 | 23 | 0.91845 | 0.87868 | 0.91845 | 0.89903 | 0 | 59.0395
| Sublap | SCEC | Average Weekday | November | SCE 1-in-10 | 24 | 0.80225 | 0.76817 | 0.80225 | 0.76817 | 0 | 57.5851
| Sublap | SCEC | Average Weekday | November | SCE 1-in-2 | 1 | 0.74475 | 0.70058 | 0.74475 | 0.70058 | 0 | 55.8682
| Sublap | SCEC | Average Weekday | November | SCE 1-in-2 | 2 | 0.67405 | 0.63618 | 0.67405 | 0.63618 | 0 | 54.9049
| Sublap | SCEC | Average Weekday | November | SCE 1-in-2 | 3 | 0.62516 | 0.59264 | 0.62516 | 0.59264 | 0 | 54.097
| Sublap | SCEC | Average Weekday | November | SCE 1-in-2 | 4 | 0.59613 | 0.56767 | 0.59613 | 0.56767 | 0 | 53.4357
| Sublap | SCEC | Average Weekday | November | SCE 1-in-2 | 5 | 0.58981 | 0.56636 | 0.58981 | 0.56636 | 0 | 52.8634
| Sublap | SCEC | Average Weekday | November | SCE 1-in-2 | 6 | 0.60668 | 0.59955 | 0.60668 | 0.59955 | 0 | 52.2624
| Sublap | SCEC | Average Weekday | November | SCE 1-in-2 | 7 | 0.64206 | 0.6709 | 0.64206 | 0.6709 | 0 | 51.9928
| Sublap | SCEC | Average Weekday | November | SCE 1-in-2 | 8 | 0.59116 | 0.61248 | 0.59116 | 0.61248 | 0 | 51.6462
| Sublap | SCEC | Average Weekday | November | SCE 1-in-2 | 9 | 0.4328 | 0.42778 | 0.4328 | 0.42778 | 0 | 53.7353
| Sublap | SCEC | Average Weekday | November | SCE 1-in-2 | 10 | 0.24582 | 0.25358 | 0.24582 | 0.25358 | 0 | 57.8107
| Sublap | SCEC | Average Weekday | November | SCE 1-in-2 | 11 | 0.1019 | 0.12001 | 0.1019 | 0.12001 | 0 | 62.185
| Sublap | SCEC | Average Weekday | November | SCE 1-in-2 | 12 | 0.020966 | 0.039319 | 0.020966 | 0.039319 | 0 | 65.8243
| Sublap | SCEC | Average Weekday | November | SCE 1-in-2 | 13 | 0.0061224 | 0.0030404 | 0.0061224 | 0.0030404 | 0 | 68.5167
| Sublap | SCEC | Average Weekday | November | SCE 1-in-2 | 14 | 0.051262 | 0.030019 | 0.051262 | 0.030019 | 0 | 70.265
| Sublap | SCEC | Average Weekday | November | SCE 1-in-2 | 15 | 0.15768 | 0.12318 | 0.15768 | 0.12318 | 0 | 71.4548
| Sublap | SCEC | Average Weekday | November | SCE 1-in-2 | 16 | 0.33246 | 0.29221 | 0.33246 | 0.29221 | 0 | 71.8031
| Sublap | SCEC | Average Weekday | November | SCE 1-in-2 | 17 | 0.53944 | 0.50202 | 0.4857 | 0.44828 | 0.026868 | 71.0387
| Sublap | SCEC | Average Weekday | November | SCE 1-in-2 | 18 | 0.80333 | 0.74169 | 0.80333 | 0.73971 | 0 | 68.6906
| Sublap | SCEC | Average Weekday | November | SCE 1-in-2 | 19 | 1.004 | 0.90618 | 1.004 | 0.90618 | 0 | 65.7002
| Sublap | SCEC | Average Weekday | November | SCE 1-in-2 | 20 | 1.0677 | 0.97682 | 1.0677 | 0.97682 | 0 | 63.3234
| Sublap | SCEC | Average Weekday | November | SCE 1-in-2 | 21 | 1.0687 | 1.0009 | 1.0687 | 1.0009 | 0 | 61.3859
| Sublap | SCEC | Average Weekday | November | SCE 1-in-2 | 22 | 1.009 | 0.95316 | 1.0878 | 1.032 | 0.039435 | 59.5898
| Sublap | SCEC | Average Weekday | November | SCE 1-in-2 | 23 | 0.9226 | 0.88283 | 0.9226 | 0.89452 | 0 | 57.9781
| Sublap | SCEC | Average Weekday | November | SCE 1-in-2 | 24 | 0.80703 | 0.77295 | 0.80703 | 0.77295 | 0 | 56.8515
| Sublap | SCEC | Average Weekday | October | CAISO 1-in-10 | 1 | 1.0083 | 0.96411 | 1.0083 | 0.96411 | 0 | 68.3507
| Sublap | SCEC | Average Weekday | October | CAISO 1-in-10 | 2 | 0.88007 | 0.84219 | 0.88007 | 0.84219 | 0 | 67.1957
| Sublap | SCEC | Average Weekday | October | CAISO 1-in-10 | 3 | 0.78291 | 0.75039 | 0.78291 | 0.75039 | 0 | 66.3097
| Sublap | SCEC | Average Weekday | October | CAISO 1-in-10 | 4 | 0.71336 | 0.68491 | 0.71336 | 0.68491 | 0 | 65.445
| Sublap | SCEC | Average Weekday | October | CAISO 1-in-10 | 5 | 0.6699 | 0.64645 | 0.6699 | 0.64645 | 0 | 64.8623
| Sublap | SCEC | Average Weekday | October | CAISO 1-in-10 | 6 | 0.65055 | 0.64342 | 0.65055 | 0.64342 | 0 | 64.3645
| Sublap | SCEC | Average Weekday | October | CAISO 1-in-10 | 7 | 0.63801 | 0.66684 | 0.63801 | 0.66684 | 0 | 63.8806
| Sublap | SCEC | Average Weekday | October | CAISO 1-in-10 | 8 | 0.57822 | 0.59955 | 0.57822 | 0.59955 | 0 | 63.4939
| Sublap | SCEC | Average Weekday | October | CAISO 1-in-10 | 9 | 0.43917 | 0.43415 | 0.43917 | 0.43415 | 0 | 64.2049
| Sublap | SCEC | Average Weekday | October | CAISO 1-in-10 | 10 | 0.24225 | 0.25001 | 0.24225 | 0.25001 | 0 | 67.8734
| Sublap | SCEC | Average Weekday | October | CAISO 1-in-10 | 11 | 0.11506 | 0.13317 | 0.11506 | 0.13317 | 0 | 72.1244
| Sublap | SCEC | Average Weekday | October | CAISO 1-in-10 | 12 | 0.076141 | 0.094493 | 0.076141 | 0.094493 | 0 | 76.2803
| Sublap | SCEC | Average Weekday | October | CAISO 1-in-10 | 13 | 0.14385 | 0.14077 | 0.14385 | 0.14077 | 0 | 79.6424
| Sublap | SCEC | Average Weekday | October | CAISO 1-in-10 | 14 | 0.30144 | 0.2802 | 0.30144 | 0.2802 | 0 | 82.1076
| Sublap | SCEC | Average Weekday | October | CAISO 1-in-10 | 15 | 0.53439 | 0.49989 | 0.53439 | 0.49989 | 0 | 83.6462
| Sublap | SCEC | Average Weekday | October | CAISO 1-in-10 | 16 | 0.84644 | 0.80619 | 0.84644 | 0.80619 | 0 | 84.6201
| Sublap | SCEC | Average Weekday | October | CAISO 1-in-10 | 17 | 1.1604 | 1.123 | 0.25486 | 0.19848 | 0.042177 | 84.6995
| Sublap | SCEC | Average Weekday | October | CAISO 1-in-10 | 18 | 1.476 | 1.4143 | 1.139 | 1.0476 | 0.19713 | 83.9527
| Sublap | SCEC | Average Weekday | October | CAISO 1-in-10 | 19 | 1.6536 | 1.5558 | 1.5493 | 1.3542 | 0.052144 | 81.6767
| Sublap | SCEC | Average Weekday | October | CAISO 1-in-10 | 20 | 1.6143 | 1.5234 | 1.499 | 1.3807 | 0.059574 | 77.7994
| Sublap | SCEC | Average Weekday | October | CAISO 1-in-10 | 21 | 1.5565 | 1.4887 | 1.4704 | 1.3753 | 0.067505 | 74.884
| Sublap | SCEC | Average Weekday | October | CAISO 1-in-10 | 22 | 1.4632 | 1.4074 | 2.0427 | 2.0707 | 0.088825 | 72.7952
| Sublap | SCEC | Average Weekday | October | CAISO 1-in-10 | 23 | 1.3075 | 1.2678 | 1.3701 | 1.3872 | 0.056244 | 71.1811
| Sublap | SCEC | Average Weekday | October | CAISO 1-in-10 | 24 | 1.1106 | 1.0765 | 1.1184 | 1.1002 | 0.0039143 | 69.7881
| Sublap | SCEC | Average Weekday | October | CAISO 1-in-2 | 1 | 0.82445 | 0.78028 | 0.82445 | 0.78028 | 0 | 63.6093
| Sublap | SCEC | Average Weekday | October | CAISO 1-in-2 | 2 | 0.72801 | 0.69014 | 0.72801 | 0.69014 | 0 | 62.5329
| Sublap | SCEC | Average Weekday | October | CAISO 1-in-2 | 3 | 0.66485 | 0.63233 | 0.66485 | 0.63233 | 0 | 61.4971
| Sublap | SCEC | Average Weekday | October | CAISO 1-in-2 | 4 | 0.62229 | 0.59383 | 0.62229 | 0.59383 | 0 | 60.7407
| Sublap | SCEC | Average Weekday | October | CAISO 1-in-2 | 5 | 0.60049 | 0.57704 | 0.60049 | 0.57704 | 0 | 60.0448
| Sublap | SCEC | Average Weekday | October | CAISO 1-in-2 | 6 | 0.59857 | 0.59144 | 0.59857 | 0.59144 | 0 | 59.3845
| Sublap | SCEC | Average Weekday | October | CAISO 1-in-2 | 7 | 0.60625 | 0.63508 | 0.60625 | 0.63508 | 0 | 58.8774
| Sublap | SCEC | Average Weekday | October | CAISO 1-in-2 | 8 | 0.54493 | 0.56626 | 0.54493 | 0.56626 | 0 | 58.5704
| Sublap | SCEC | Average Weekday | October | CAISO 1-in-2 | 9 | 0.39097 | 0.38594 | 0.39097 | 0.38594 | 0 | 59.382
| Sublap | SCEC | Average Weekday | October | CAISO 1-in-2 | 10 | 0.18143 | 0.18919 | 0.18143 | 0.18919 | 0 | 62.6804
| Sublap | SCEC | Average Weekday | October | CAISO 1-in-2 | 11 | 0.028722 | 0.046837 | 0.028722 | 0.046837 | 0 | 66.8772
| Sublap | SCEC | Average Weekday | October | CAISO 1-in-2 | 12 | -0.050815 | -0.032462 | -0.050815 | -0.032462 | 0 | 70.9814
| Sublap | SCEC | Average Weekday | October | CAISO 1-in-2 | 13 | -0.04885 | -0.051932 | -0.04885 | -0.051932 | 0 | 74.2412
| Sublap | SCEC | Average Weekday | October | CAISO 1-in-2 | 14 | 0.028956 | 0.0077126 | 0.028956 | 0.0077126 | 0 | 76.734
| Sublap | SCEC | Average Weekday | October | CAISO 1-in-2 | 15 | 0.18542 | 0.15091 | 0.18542 | 0.15091 | 0 | 78.4926
| Sublap | SCEC | Average Weekday | October | CAISO 1-in-2 | 16 | 0.42473 | 0.38448 | 0.42473 | 0.38448 | 0 | 79.668
| Sublap | SCEC | Average Weekday | October | CAISO 1-in-2 | 17 | 0.69318 | 0.65576 | 0.18406 | 0.14663 | 0.053686 | 79.8975
| Sublap | SCEC | Average Weekday | October | CAISO 1-in-2 | 18 | 0.99209 | 0.93046 | 0.7738 | 0.68238 | 0.10915 | 78.9883
| Sublap | SCEC | Average Weekday | October | CAISO 1-in-2 | 19 | 1.1977 | 1.0999 | 1.1835 | 0.98839 | 0.0070869 | 76.6599
| Sublap | SCEC | Average Weekday | October | CAISO 1-in-2 | 20 | 1.2384 | 1.1474 | 1.1719 | 1.0536 | 0.03321 | 72.9296
| Sublap | SCEC | Average Weekday | October | CAISO 1-in-2 | 21 | 1.2249 | 1.1572 | 1.1875 | 1.0923 | 0.018734 | 70.0468
| Sublap | SCEC | Average Weekday | October | CAISO 1-in-2 | 22 | 1.1509 | 1.095 | 1.6553 | 1.5995 | 0.11135 | 67.8178
| Sublap | SCEC | Average Weekday | October | CAISO 1-in-2 | 23 | 1.0377 | 0.99794 | 1.0585 | 1.0756 | 0.010412 | 66.0637
| Sublap | SCEC | Average Weekday | October | CAISO 1-in-2 | 24 | 0.89114 | 0.85707 | 0.89114 | 0.85707 | 0 | 64.6207
| Sublap | SCEC | Average Weekday | October | SCE 1-in-10 | 1 | 1.0083 | 0.96411 | 1.0083 | 0.96411 | 0 | 68.3507
| Sublap | SCEC | Average Weekday | October | SCE 1-in-10 | 2 | 0.88007 | 0.84219 | 0.88007 | 0.84219 | 0 | 67.1957
| Sublap | SCEC | Average Weekday | October | SCE 1-in-10 | 3 | 0.78291 | 0.75039 | 0.78291 | 0.75039 | 0 | 66.3097
| Sublap | SCEC | Average Weekday | October | SCE 1-in-10 | 4 | 0.71336 | 0.68491 | 0.71336 | 0.68491 | 0 | 65.445
| Sublap | SCEC | Average Weekday | October | SCE 1-in-10 | 5 | 0.6699 | 0.64645 | 0.6699 | 0.64645 | 0 | 64.8623
| Sublap | SCEC | Average Weekday | October | SCE 1-in-10 | 6 | 0.65055 | 0.64342 | 0.65055 | 0.64342 | 0 | 64.3645
| Sublap | SCEC | Average Weekday | October | SCE 1-in-10 | 7 | 0.63801 | 0.66684 | 0.63801 | 0.66684 | 0 | 63.8806
| Sublap | SCEC | Average Weekday | October | SCE 1-in-10 | 8 | 0.57822 | 0.59955 | 0.57822 | 0.59955 | 0 | 63.4939
| Sublap | SCEC | Average Weekday | October | SCE 1-in-10 | 9 | 0.43917 | 0.43415 | 0.43917 | 0.43415 | 0 | 64.2049
| Sublap | SCEC | Average Weekday | October | SCE 1-in-10 | 10 | 0.24225 | 0.25001 | 0.24225 | 0.25001 | 0 | 67.8734
| Sublap | SCEC | Average Weekday | October | SCE 1-in-10 | 11 | 0.11506 | 0.13317 | 0.11506 | 0.13317 | 0 | 72.1244
| Sublap | SCEC | Average Weekday | October | SCE 1-in-10 | 12 | 0.076141 | 0.094493 | 0.076141 | 0.094493 | 0 | 76.2803
| Sublap | SCEC | Average Weekday | October | SCE 1-in-10 | 13 | 0.14385 | 0.14077 | 0.14385 | 0.14077 | 0 | 79.6424
| Sublap | SCEC | Average Weekday | October | SCE 1-in-10 | 14 | 0.30144 | 0.2802 | 0.30144 | 0.2802 | 0 | 82.1076
| Sublap | SCEC | Average Weekday | October | SCE 1-in-10 | 15 | 0.53439 | 0.49989 | 0.53439 | 0.49989 | 0 | 83.6462
| Sublap | SCEC | Average Weekday | October | SCE 1-in-10 | 16 | 0.84644 | 0.80619 | 0.84644 | 0.80619 | 0 | 84.6201
| Sublap | SCEC | Average Weekday | October | SCE 1-in-10 | 17 | 1.1604 | 1.123 | 0.25486 | 0.19848 | 0.042177 | 84.6995
| Sublap | SCEC | Average Weekday | October | SCE 1-in-10 | 18 | 1.476 | 1.4143 | 1.139 | 1.0476 | 0.19713 | 83.9527
| Sublap | SCEC | Average Weekday | October | SCE 1-in-10 | 19 | 1.6536 | 1.5558 | 1.5493 | 1.3542 | 0.052144 | 81.6767
| Sublap | SCEC | Average Weekday | October | SCE 1-in-10 | 20 | 1.6143 | 1.5234 | 1.499 | 1.3807 | 0.059574 | 77.7994
| Sublap | SCEC | Average Weekday | October | SCE 1-in-10 | 21 | 1.5565 | 1.4887 | 1.4704 | 1.3753 | 0.067505 | 74.884
| Sublap | SCEC | Average Weekday | October | SCE 1-in-10 | 22 | 1.4632 | 1.4074 | 2.0427 | 2.0707 | 0.088825 | 72.7952
| Sublap | SCEC | Average Weekday | October | SCE 1-in-10 | 23 | 1.3075 | 1.2678 | 1.3701 | 1.3872 | 0.056244 | 71.1811
| Sublap | SCEC | Average Weekday | October | SCE 1-in-10 | 24 | 1.1106 | 1.0765 | 1.1184 | 1.1002 | 0.0039143 | 69.7881
| Sublap | SCEC | Average Weekday | October | SCE 1-in-2 | 1 | 0.82445 | 0.78028 | 0.82445 | 0.78028 | 0 | 63.6093
| Sublap | SCEC | Average Weekday | October | SCE 1-in-2 | 2 | 0.72801 | 0.69014 | 0.72801 | 0.69014 | 0 | 62.5329
| Sublap | SCEC | Average Weekday | October | SCE 1-in-2 | 3 | 0.66485 | 0.63233 | 0.66485 | 0.63233 | 0 | 61.4971
| Sublap | SCEC | Average Weekday | October | SCE 1-in-2 | 4 | 0.62229 | 0.59383 | 0.62229 | 0.59383 | 0 | 60.7407
| Sublap | SCEC | Average Weekday | October | SCE 1-in-2 | 5 | 0.60049 | 0.57704 | 0.60049 | 0.57704 | 0 | 60.0448
| Sublap | SCEC | Average Weekday | October | SCE 1-in-2 | 6 | 0.59857 | 0.59144 | 0.59857 | 0.59144 | 0 | 59.3845
| Sublap | SCEC | Average Weekday | October | SCE 1-in-2 | 7 | 0.60625 | 0.63508 | 0.60625 | 0.63508 | 0 | 58.8774
| Sublap | SCEC | Average Weekday | October | SCE 1-in-2 | 8 | 0.54493 | 0.56626 | 0.54493 | 0.56626 | 0 | 58.5704
| Sublap | SCEC | Average Weekday | October | SCE 1-in-2 | 9 | 0.39097 | 0.38594 | 0.39097 | 0.38594 | 0 | 59.382
| Sublap | SCEC | Average Weekday | October | SCE 1-in-2 | 10 | 0.18143 | 0.18919 | 0.18143 | 0.18919 | 0 | 62.6804
| Sublap | SCEC | Average Weekday | October | SCE 1-in-2 | 11 | 0.028722 | 0.046837 | 0.028722 | 0.046837 | 0 | 66.8772
| Sublap | SCEC | Average Weekday | October | SCE 1-in-2 | 12 | -0.050815 | -0.032462 | -0.050815 | -0.032462 | 0 | 70.9814
| Sublap | SCEC | Average Weekday | October | SCE 1-in-2 | 13 | -0.04885 | -0.051932 | -0.04885 | -0.051932 | 0 | 74.2412
| Sublap | SCEC | Average Weekday | October | SCE 1-in-2 | 14 | 0.028956 | 0.0077126 | 0.028956 | 0.0077126 | 0 | 76.734
| Sublap | SCEC | Average Weekday | October | SCE 1-in-2 | 15 | 0.18542 | 0.15091 | 0.18542 | 0.15091 | 0 | 78.4926
| Sublap | SCEC | Average Weekday | October | SCE 1-in-2 | 16 | 0.42473 | 0.38448 | 0.42473 | 0.38448 | 0 | 79.668
| Sublap | SCEC | Average Weekday | October | SCE 1-in-2 | 17 | 0.69318 | 0.65576 | 0.18406 | 0.14663 | 0.053686 | 79.8975
| Sublap | SCEC | Average Weekday | October | SCE 1-in-2 | 18 | 0.99209 | 0.93046 | 0.7738 | 0.68238 | 0.10915 | 78.9883
| Sublap | SCEC | Average Weekday | October | SCE 1-in-2 | 19 | 1.1977 | 1.0999 | 1.1835 | 0.98839 | 0.0070869 | 76.6599
| Sublap | SCEC | Average Weekday | October | SCE 1-in-2 | 20 | 1.2384 | 1.1474 | 1.1719 | 1.0536 | 0.03321 | 72.9296
| Sublap | SCEC | Average Weekday | October | SCE 1-in-2 | 21 | 1.2249 | 1.1572 | 1.1875 | 1.0923 | 0.018734 | 70.0468
| Sublap | SCEC | Average Weekday | October | SCE 1-in-2 | 22 | 1.1509 | 1.095 | 1.6553 | 1.5995 | 0.11135 | 67.8178
| Sublap | SCEC | Average Weekday | October | SCE 1-in-2 | 23 | 1.0377 | 0.99794 | 1.0585 | 1.0756 | 0.010412 | 66.0637
| Sublap | SCEC | Average Weekday | October | SCE 1-in-2 | 24 | 0.89114 | 0.85707 | 0.89114 | 0.85707 | 0 | 64.6207
| Sublap | SCEC | Average Weekday | September | CAISO 1-in-10 | 1 | 1.2867 | 1.2426 | 1.2867 | 1.2426 | 0 | 73.8016
| Sublap | SCEC | Average Weekday | September | CAISO 1-in-10 | 2 | 1.0988 | 1.061 | 1.0988 | 1.061 | 0 | 72.5712
| Sublap | SCEC | Average Weekday | September | CAISO 1-in-10 | 3 | 0.95644 | 0.92393 | 0.95644 | 0.92393 | 0 | 71.4966
| Sublap | SCEC | Average Weekday | September | CAISO 1-in-10 | 4 | 0.85168 | 0.82323 | 0.85168 | 0.82323 | 0 | 70.5313
| Sublap | SCEC | Average Weekday | September | CAISO 1-in-10 | 5 | 0.7832 | 0.75975 | 0.7832 | 0.75975 | 0 | 69.7367
| Sublap | SCEC | Average Weekday | September | CAISO 1-in-10 | 6 | 0.74366 | 0.73653 | 0.74366 | 0.73653 | 0 | 69.0309
| Sublap | SCEC | Average Weekday | September | CAISO 1-in-10 | 7 | 0.7172 | 0.74604 | 0.7172 | 0.74604 | 0 | 68.4727
| Sublap | SCEC | Average Weekday | September | CAISO 1-in-10 | 8 | 0.65931 | 0.68064 | 0.65931 | 0.68064 | 0 | 67.9885
| Sublap | SCEC | Average Weekday | September | CAISO 1-in-10 | 9 | 0.53684 | 0.53181 | 0.53684 | 0.53181 | 0 | 69.7159
| Sublap | SCEC | Average Weekday | September | CAISO 1-in-10 | 10 | 0.41675 | 0.42451 | 0.41675 | 0.42451 | 0 | 73.5073
| Sublap | SCEC | Average Weekday | September | CAISO 1-in-10 | 11 | 0.38808 | 0.40619 | 0.38808 | 0.40619 | 0 | 77.7572
| Sublap | SCEC | Average Weekday | September | CAISO 1-in-10 | 12 | 0.46081 | 0.47917 | 0.46081 | 0.47917 | 0 | 81.6829
| Sublap | SCEC | Average Weekday | September | CAISO 1-in-10 | 13 | 0.63551 | 0.63243 | 0.63551 | 0.63243 | 0 | 85.0689
| Sublap | SCEC | Average Weekday | September | CAISO 1-in-10 | 14 | 0.88568 | 0.86443 | 0.88568 | 0.86443 | 0 | 87.7729
| Sublap | SCEC | Average Weekday | September | CAISO 1-in-10 | 15 | 1.18 | 1.1455 | 1.18 | 1.1455 | 0 | 89.7855
| Sublap | SCEC | Average Weekday | September | CAISO 1-in-10 | 16 | 1.5293 | 1.4891 | 1.5293 | 1.4891 | 0 | 90.6842
| Sublap | SCEC | Average Weekday | September | CAISO 1-in-10 | 17 | 1.8458 | 1.8084 | 0.8245 | 0.76811 | 0.028961 | 90.7489
| Sublap | SCEC | Average Weekday | September | CAISO 1-in-10 | 18 | 2.1417 | 2.0801 | 1.6652 | 1.5738 | 0.14644 | 89.7949
| Sublap | SCEC | Average Weekday | September | CAISO 1-in-10 | 19 | 2.2781 | 2.1803 | 2.0654 | 1.8702 | 0.094927 | 87.7148
| Sublap | SCEC | Average Weekday | September | CAISO 1-in-10 | 20 | 2.174 | 2.0831 | 1.9951 | 1.8768 | 0.042715 | 84.1281
| Sublap | SCEC | Average Weekday | September | CAISO 1-in-10 | 21 | 2.0532 | 1.9854 | 1.912 | 1.8169 | 0.052648 | 80.3708
| Sublap | SCEC | Average Weekday | September | CAISO 1-in-10 | 22 | 1.9078 | 1.852 | 2.464 | 2.4919 | 0.066295 | 77.904
| Sublap | SCEC | Average Weekday | September | CAISO 1-in-10 | 23 | 1.688 | 1.6482 | 1.79 | 1.8071 | 0.041665 | 76.0168
| Sublap | SCEC | Average Weekday | September | CAISO 1-in-10 | 24 | 1.4214 | 1.3873 | 1.4623 | 1.4441 | 0.034197 | 74.4652
| Sublap | SCEC | Average Weekday | September | CAISO 1-in-2 | 1 | 1.1298 | 1.0856 | 1.1298 | 1.0856 | 0 | 70.7577
| Sublap | SCEC | Average Weekday | September | CAISO 1-in-2 | 2 | 0.9613 | 0.92342 | 0.9613 | 0.92342 | 0 | 69.5772
| Sublap | SCEC | Average Weekday | September | CAISO 1-in-2 | 3 | 0.83434 | 0.80183 | 0.83434 | 0.80183 | 0 | 68.4995
| Sublap | SCEC | Average Weekday | September | CAISO 1-in-2 | 4 | 0.74686 | 0.7184 | 0.74686 | 0.7184 | 0 | 67.6077
| Sublap | SCEC | Average Weekday | September | CAISO 1-in-2 | 5 | 0.69913 | 0.67568 | 0.69913 | 0.67568 | 0 | 66.8289
| Sublap | SCEC | Average Weekday | September | CAISO 1-in-2 | 6 | 0.67418 | 0.66705 | 0.67418 | 0.66705 | 0 | 66.0313
| Sublap | SCEC | Average Weekday | September | CAISO 1-in-2 | 7 | 0.65799 | 0.68682 | 0.65799 | 0.68682 | 0 | 65.5337
| Sublap | SCEC | Average Weekday | September | CAISO 1-in-2 | 8 | 0.59705 | 0.61838 | 0.59705 | 0.61838 | 0 | 65.2091
| Sublap | SCEC | Average Weekday | September | CAISO 1-in-2 | 9 | 0.46421 | 0.45919 | 0.46421 | 0.45919 | 0 | 66.9067
| Sublap | SCEC | Average Weekday | September | CAISO 1-in-2 | 10 | 0.33555 | 0.34331 | 0.33555 | 0.34331 | 0 | 70.9133
| Sublap | SCEC | Average Weekday | September | CAISO 1-in-2 | 11 | 0.26465 | 0.28277 | 0.26465 | 0.28277 | 0 | 75.7256
| Sublap | SCEC | Average Weekday | September | CAISO 1-in-2 | 12 | 0.28169 | 0.30005 | 0.28169 | 0.30005 | 0 | 80.2384
| Sublap | SCEC | Average Weekday | September | CAISO 1-in-2 | 13 | 0.41062 | 0.40754 | 0.41062 | 0.40754 | 0 | 84.0067
| Sublap | SCEC | Average Weekday | September | CAISO 1-in-2 | 14 | 0.62595 | 0.60471 | 0.62595 | 0.60471 | 0 | 86.861
| Sublap | SCEC | Average Weekday | September | CAISO 1-in-2 | 15 | 0.90141 | 0.86691 | 0.90141 | 0.86691 | 0 | 88.6851
| Sublap | SCEC | Average Weekday | September | CAISO 1-in-2 | 16 | 1.2423 | 1.202 | 1.2423 | 1.202 | 0 | 89.5713
| Sublap | SCEC | Average Weekday | September | CAISO 1-in-2 | 17 | 1.5611 | 1.5237 | 0.56511 | 0.50873 | 0.031648 | 89.4251
| Sublap | SCEC | Average Weekday | September | CAISO 1-in-2 | 18 | 1.8602 | 1.7986 | 1.4217 | 1.3302 | 0.16005 | 88.2056
| Sublap | SCEC | Average Weekday | September | CAISO 1-in-2 | 19 | 2.0141 | 1.9163 | 1.8334 | 1.6382 | 0.10504 | 85.9338
| Sublap | SCEC | Average Weekday | September | CAISO 1-in-2 | 20 | 1.9418 | 1.8508 | 1.783 | 1.6647 | 0.047989 | 82.1201
| Sublap | SCEC | Average Weekday | September | CAISO 1-in-2 | 21 | 1.8432 | 1.7755 | 1.7246 | 1.6294 | 0.058685 | 78.128
| Sublap | SCEC | Average Weekday | September | CAISO 1-in-2 | 22 | 1.7166 | 1.6608 | 2.2841 | 2.312 | 0.07711 | 75.4273
| Sublap | SCEC | Average Weekday | September | CAISO 1-in-2 | 23 | 1.5231 | 1.4833 | 1.6039 | 1.6209 | 0.049431 | 73.4134
| Sublap | SCEC | Average Weekday | September | CAISO 1-in-2 | 24 | 1.2815 | 1.2474 | 1.3037 | 1.2856 | 0.011132 | 71.8302
| Sublap | SCEC | Average Weekday | September | SCE 1-in-10 | 1 | 1.2867 | 1.2426 | 1.2867 | 1.2426 | 0 | 73.8016
| Sublap | SCEC | Average Weekday | September | SCE 1-in-10 | 2 | 1.0988 | 1.061 | 1.0988 | 1.061 | 0 | 72.5712
| Sublap | SCEC | Average Weekday | September | SCE 1-in-10 | 3 | 0.95644 | 0.92393 | 0.95644 | 0.92393 | 0 | 71.4966
| Sublap | SCEC | Average Weekday | September | SCE 1-in-10 | 4 | 0.85168 | 0.82323 | 0.85168 | 0.82323 | 0 | 70.5313
| Sublap | SCEC | Average Weekday | September | SCE 1-in-10 | 5 | 0.7832 | 0.75975 | 0.7832 | 0.75975 | 0 | 69.7367
| Sublap | SCEC | Average Weekday | September | SCE 1-in-10 | 6 | 0.74366 | 0.73653 | 0.74366 | 0.73653 | 0 | 69.0309
| Sublap | SCEC | Average Weekday | September | SCE 1-in-10 | 7 | 0.7172 | 0.74604 | 0.7172 | 0.74604 | 0 | 68.4727
| Sublap | SCEC | Average Weekday | September | SCE 1-in-10 | 8 | 0.65931 | 0.68064 | 0.65931 | 0.68064 | 0 | 67.9885
| Sublap | SCEC | Average Weekday | September | SCE 1-in-10 | 9 | 0.53684 | 0.53181 | 0.53684 | 0.53181 | 0 | 69.7159
| Sublap | SCEC | Average Weekday | September | SCE 1-in-10 | 10 | 0.41675 | 0.42451 | 0.41675 | 0.42451 | 0 | 73.5073
| Sublap | SCEC | Average Weekday | September | SCE 1-in-10 | 11 | 0.38808 | 0.40619 | 0.38808 | 0.40619 | 0 | 77.7572
| Sublap | SCEC | Average Weekday | September | SCE 1-in-10 | 12 | 0.46081 | 0.47917 | 0.46081 | 0.47917 | 0 | 81.6829
| Sublap | SCEC | Average Weekday | September | SCE 1-in-10 | 13 | 0.63551 | 0.63243 | 0.63551 | 0.63243 | 0 | 85.0689
| Sublap | SCEC | Average Weekday | September | SCE 1-in-10 | 14 | 0.88568 | 0.86443 | 0.88568 | 0.86443 | 0 | 87.7729
| Sublap | SCEC | Average Weekday | September | SCE 1-in-10 | 15 | 1.18 | 1.1455 | 1.18 | 1.1455 | 0 | 89.7855
| Sublap | SCEC | Average Weekday | September | SCE 1-in-10 | 16 | 1.5293 | 1.4891 | 1.5293 | 1.4891 | 0 | 90.6842
| Sublap | SCEC | Average Weekday | September | SCE 1-in-10 | 17 | 1.8458 | 1.8084 | 0.8245 | 0.76811 | 0.028961 | 90.7489
| Sublap | SCEC | Average Weekday | September | SCE 1-in-10 | 18 | 2.1417 | 2.0801 | 1.6652 | 1.5738 | 0.14644 | 89.7949
| Sublap | SCEC | Average Weekday | September | SCE 1-in-10 | 19 | 2.2781 | 2.1803 | 2.0654 | 1.8702 | 0.094927 | 87.7148
| Sublap | SCEC | Average Weekday | September | SCE 1-in-10 | 20 | 2.174 | 2.0831 | 1.9951 | 1.8768 | 0.042715 | 84.1281
| Sublap | SCEC | Average Weekday | September | SCE 1-in-10 | 21 | 2.0532 | 1.9854 | 1.912 | 1.8169 | 0.052648 | 80.3708
| Sublap | SCEC | Average Weekday | September | SCE 1-in-10 | 22 | 1.9078 | 1.852 | 2.464 | 2.4919 | 0.066295 | 77.904
| Sublap | SCEC | Average Weekday | September | SCE 1-in-10 | 23 | 1.688 | 1.6482 | 1.79 | 1.8071 | 0.041665 | 76.0168
| Sublap | SCEC | Average Weekday | September | SCE 1-in-10 | 24 | 1.4214 | 1.3873 | 1.4623 | 1.4441 | 0.034197 | 74.4652
| Sublap | SCEC | Average Weekday | September | SCE 1-in-2 | 1 | 1.0914 | 1.0472 | 1.0914 | 1.0472 | 0 | 69.9942
| Sublap | SCEC | Average Weekday | September | SCE 1-in-2 | 2 | 0.92697 | 0.88909 | 0.92697 | 0.88909 | 0 | 68.7986
| Sublap | SCEC | Average Weekday | September | SCE 1-in-2 | 3 | 0.81164 | 0.77912 | 0.81164 | 0.77912 | 0 | 67.7872
| Sublap | SCEC | Average Weekday | September | SCE 1-in-2 | 4 | 0.74042 | 0.71197 | 0.74042 | 0.71197 | 0 | 66.9333
| Sublap | SCEC | Average Weekday | September | SCE 1-in-2 | 5 | 0.69405 | 0.6706 | 0.69405 | 0.6706 | 0 | 66.2121
| Sublap | SCEC | Average Weekday | September | SCE 1-in-2 | 6 | 0.67033 | 0.6632 | 0.67033 | 0.6632 | 0 | 65.5395
| Sublap | SCEC | Average Weekday | September | SCE 1-in-2 | 7 | 0.65357 | 0.68241 | 0.65357 | 0.68241 | 0 | 64.9912
| Sublap | SCEC | Average Weekday | September | SCE 1-in-2 | 8 | 0.59483 | 0.61616 | 0.59483 | 0.61616 | 0 | 64.6768
| Sublap | SCEC | Average Weekday | September | SCE 1-in-2 | 9 | 0.47695 | 0.47193 | 0.47695 | 0.47193 | 0 | 66.6571
| Sublap | SCEC | Average Weekday | September | SCE 1-in-2 | 10 | 0.31298 | 0.32074 | 0.31298 | 0.32074 | 0 | 70.6732
| Sublap | SCEC | Average Weekday | September | SCE 1-in-2 | 11 | 0.21791 | 0.23602 | 0.21791 | 0.23602 | 0 | 75.1924
| Sublap | SCEC | Average Weekday | September | SCE 1-in-2 | 12 | 0.22283 | 0.24118 | 0.22283 | 0.24118 | 0 | 79.4633
| Sublap | SCEC | Average Weekday | September | SCE 1-in-2 | 13 | 0.33874 | 0.33565 | 0.33874 | 0.33565 | 0 | 82.9709
| Sublap | SCEC | Average Weekday | September | SCE 1-in-2 | 14 | 0.54006 | 0.51882 | 0.54006 | 0.51882 | 0 | 85.6614
| Sublap | SCEC | Average Weekday | September | SCE 1-in-2 | 15 | 0.80482 | 0.77032 | 0.80482 | 0.77032 | 0 | 87.4993
| Sublap | SCEC | Average Weekday | September | SCE 1-in-2 | 16 | 1.1395 | 1.0992 | 1.1395 | 1.0992 | 0 | 88.4651
| Sublap | SCEC | Average Weekday | September | SCE 1-in-2 | 17 | 1.4581 | 1.4207 | 0.48205 | 0.42566 | 0.033866 | 88.3817
| Sublap | SCEC | Average Weekday | September | SCE 1-in-2 | 18 | 1.761 | 1.6993 | 1.3455 | 1.2541 | 0.16841 | 87.238
| Sublap | SCEC | Average Weekday | September | SCE 1-in-2 | 19 | 1.921 | 1.8231 | 1.7574 | 1.5622 | 0.11051 | 84.9781
| Sublap | SCEC | Average Weekday | September | SCE 1-in-2 | 20 | 1.8573 | 1.7664 | 1.709 | 1.5907 | 0.050746 | 81.0826
| Sublap | SCEC | Average Weekday | September | SCE 1-in-2 | 21 | 1.7663 | 1.6986 | 1.6581 | 1.563 | 0.061505 | 77.0869
| Sublap | SCEC | Average Weekday | September | SCE 1-in-2 | 22 | 1.6479 | 1.5921 | 2.22 | 2.2479 | 0.081534 | 74.4284
| Sublap | SCEC | Average Weekday | September | SCE 1-in-2 | 23 | 1.4645 | 1.4248 | 1.5375 | 1.5546 | 0.052343 | 72.4547
| Sublap | SCEC | Average Weekday | September | SCE 1-in-2 | 24 | 1.2327 | 1.1987 | 1.2487 | 1.2305 | 0.0079789 | 70.9381
| Sublap | SCEC | Monthly System Peak Day | April | CAISO 1-in-10 | 1 | 1.1393 | 1.0951 | 1.1393 | 1.0951 | 0 | 70.8763
| Sublap | SCEC | Monthly System Peak Day | April | CAISO 1-in-10 | 2 | 0.93294 | 0.89506 | 0.93294 | 0.89506 | 0 | 68.7032
| Sublap | SCEC | Monthly System Peak Day | April | CAISO 1-in-10 | 3 | 0.83378 | 0.80127 | 0.83378 | 0.80127 | 0 | 67.4283
| Sublap | SCEC | Monthly System Peak Day | April | CAISO 1-in-10 | 4 | 0.75224 | 0.72379 | 0.75224 | 0.72379 | 0 | 66.0804
| Sublap | SCEC | Monthly System Peak Day | April | CAISO 1-in-10 | 5 | 0.71244 | 0.68899 | 0.71244 | 0.68899 | 0 | 67.3097
| Sublap | SCEC | Monthly System Peak Day | April | CAISO 1-in-10 | 6 | 0.67858 | 0.67145 | 0.67858 | 0.67145 | 0 | 66.0961
| Sublap | SCEC | Monthly System Peak Day | April | CAISO 1-in-10 | 7 | 0.65866 | 0.68749 | 0.65866 | 0.68749 | 0 | 65.0905
| Sublap | SCEC | Monthly System Peak Day | April | CAISO 1-in-10 | 8 | 0.60821 | 0.62954 | 0.60821 | 0.62954 | 0 | 65.3512
| Sublap | SCEC | Monthly System Peak Day | April | CAISO 1-in-10 | 9 | 0.50812 | 0.50309 | 0.50812 | 0.50309 | 0 | 68.6533
| Sublap | SCEC | Monthly System Peak Day | April | CAISO 1-in-10 | 10 | 0.40517 | 0.41293 | 0.40517 | 0.41293 | 0 | 73.751
| Sublap | SCEC | Monthly System Peak Day | April | CAISO 1-in-10 | 11 | 0.3384 | 0.35651 | 0.3384 | 0.35651 | 0 | 78.2132
| Sublap | SCEC | Monthly System Peak Day | April | CAISO 1-in-10 | 12 | 0.40561 | 0.42396 | 0.40561 | 0.42396 | 0 | 81.7977
| Sublap | SCEC | Monthly System Peak Day | April | CAISO 1-in-10 | 13 | 0.57844 | 0.57536 | 0.57844 | 0.57536 | 0 | 84.6814
| Sublap | SCEC | Monthly System Peak Day | April | CAISO 1-in-10 | 14 | 0.82403 | 0.80279 | 0.82403 | 0.80279 | 0 | 86.7149
| Sublap | SCEC | Monthly System Peak Day | April | CAISO 1-in-10 | 15 | 1.1109 | 1.0764 | 1.1109 | 1.0764 | 0 | 88.1568
| Sublap | SCEC | Monthly System Peak Day | April | CAISO 1-in-10 | 16 | 1.4535 | 1.4132 | 1.4535 | 1.4132 | 0 | 89.7956
| Sublap | SCEC | Monthly System Peak Day | April | CAISO 1-in-10 | 17 | 1.7726 | 1.7351 | 0.7534 | 0.69701 | 0.029186 | 90.6348
| Sublap | SCEC | Monthly System Peak Day | April | CAISO 1-in-10 | 18 | 2.0664 | 2.0048 | 1.5696 | 1.4782 | 0.13925 | 90.6445
| Sublap | SCEC | Monthly System Peak Day | April | CAISO 1-in-10 | 19 | 2.2059 | 2.108 | 1.9541 | 1.7589 | 0.082727 | 89.8898
| Sublap | SCEC | Monthly System Peak Day | April | CAISO 1-in-10 | 20 | 2.1445 | 2.0536 | 1.9286 | 1.8102 | 0.033336 | 87.8217
| Sublap | SCEC | Monthly System Peak Day | April | CAISO 1-in-10 | 21 | 2.0488 | 1.9811 | 1.87 | 1.7748 | 0.042733 | 84.1209
| Sublap | SCEC | Monthly System Peak Day | April | CAISO 1-in-10 | 22 | 1.8903 | 1.8345 | 2.4331 | 2.4611 | 0.053935 | 80.8334
| Sublap | SCEC | Monthly System Peak Day | April | CAISO 1-in-10 | 23 | 1.661 | 1.6212 | 1.7766 | 1.7937 | 0.036854 | 77.6811
| Sublap | SCEC | Monthly System Peak Day | April | CAISO 1-in-10 | 24 | 1.3967 | 1.3626 | 1.4396 | 1.4214 | 0.033431 | 74.7586
| Sublap | SCEC | Monthly System Peak Day | April | CAISO 1-in-2 | 1 | 0.90222 | 0.85805 | 0.90222 | 0.85805 | 0 | 65.17
| Sublap | SCEC | Monthly System Peak Day | April | CAISO 1-in-2 | 2 | 0.78245 | 0.74457 | 0.78245 | 0.74457 | 0 | 63.3284
| Sublap | SCEC | Monthly System Peak Day | April | CAISO 1-in-2 | 3 | 0.71413 | 0.68162 | 0.71413 | 0.68162 | 0 | 62.3253
| Sublap | SCEC | Monthly System Peak Day | April | CAISO 1-in-2 | 4 | 0.66362 | 0.63516 | 0.66362 | 0.63516 | 0 | 60.8964
| Sublap | SCEC | Monthly System Peak Day | April | CAISO 1-in-2 | 5 | 0.63556 | 0.6121 | 0.63556 | 0.6121 | 0 | 59.7104
| Sublap | SCEC | Monthly System Peak Day | April | CAISO 1-in-2 | 6 | 0.62589 | 0.61875 | 0.62589 | 0.61875 | 0 | 59.0179
| Sublap | SCEC | Monthly System Peak Day | April | CAISO 1-in-2 | 7 | 0.61685 | 0.64569 | 0.61685 | 0.64569 | 0 | 57.947
| Sublap | SCEC | Monthly System Peak Day | April | CAISO 1-in-2 | 8 | 0.55595 | 0.57728 | 0.55595 | 0.57728 | 0 | 57.7927
| Sublap | SCEC | Monthly System Peak Day | April | CAISO 1-in-2 | 9 | 0.40277 | 0.39775 | 0.40277 | 0.39775 | 0 | 59.9639
| Sublap | SCEC | Monthly System Peak Day | April | CAISO 1-in-2 | 10 | 0.22058 | 0.22834 | 0.22058 | 0.22834 | 0 | 65.7953
| Sublap | SCEC | Monthly System Peak Day | April | CAISO 1-in-2 | 11 | 0.084207 | 0.10232 | 0.084207 | 0.10232 | 0 | 72.2638
| Sublap | SCEC | Monthly System Peak Day | April | CAISO 1-in-2 | 12 | 0.010742 | 0.029095 | 0.010742 | 0.029095 | 0 | 77.9717
| Sublap | SCEC | Monthly System Peak Day | April | CAISO 1-in-2 | 13 | 0.069792 | 0.06671 | 0.069792 | 0.06671 | 0 | 82.2978
| Sublap | SCEC | Monthly System Peak Day | April | CAISO 1-in-2 | 14 | 0.23213 | 0.21088 | 0.23213 | 0.21088 | 0 | 85.0778
| Sublap | SCEC | Monthly System Peak Day | April | CAISO 1-in-2 | 15 | 0.47293 | 0.43843 | 0.47293 | 0.43843 | 0 | 87.3193
| Sublap | SCEC | Monthly System Peak Day | April | CAISO 1-in-2 | 16 | 0.80079 | 0.76054 | 0.80079 | 0.76054 | 0 | 89.0236
| Sublap | SCEC | Monthly System Peak Day | April | CAISO 1-in-2 | 17 | 1.1263 | 1.0889 | 0.13183 | 0.075443 | 0.031812 | 89.3468
| Sublap | SCEC | Monthly System Peak Day | April | CAISO 1-in-2 | 18 | 1.4167 | 1.355 | 0.97138 | 0.87997 | 0.15763 | 88.4865
| Sublap | SCEC | Monthly System Peak Day | April | CAISO 1-in-2 | 19 | 1.597 | 1.4991 | 1.409 | 1.2139 | 0.10277 | 86.3332
| Sublap | SCEC | Monthly System Peak Day | April | CAISO 1-in-2 | 20 | 1.6084 | 1.5175 | 1.4432 | 1.3249 | 0.046287 | 82.7643
| Sublap | SCEC | Monthly System Peak Day | April | CAISO 1-in-2 | 21 | 1.5542 | 1.4864 | 1.4391 | 1.3439 | 0.059639 | 77.7754
| Sublap | SCEC | Monthly System Peak Day | April | CAISO 1-in-2 | 22 | 1.4391 | 1.3833 | 2.014 | 2.042 | 0.084364 | 73.7928
| Sublap | SCEC | Monthly System Peak Day | April | CAISO 1-in-2 | 23 | 1.2689 | 1.2292 | 1.3205 | 1.3376 | 0.025796 | 69.8342
| Sublap | SCEC | Monthly System Peak Day | April | CAISO 1-in-2 | 24 | 1.0611 | 1.027 | 1.0611 | 1.03 | 0 | 66.8548
| Sublap | SCEC | Monthly System Peak Day | April | SCE 1-in-10 | 1 | 1.2845 | 1.2404 | 1.2845 | 1.2404 | 0 | 73.7559
| Sublap | SCEC | Monthly System Peak Day | April | SCE 1-in-10 | 2 | 1.018 | 0.98014 | 1.018 | 0.98014 | 0 | 70.9687
| Sublap | SCEC | Monthly System Peak Day | April | SCE 1-in-10 | 3 | 0.9039 | 0.87138 | 0.9039 | 0.87138 | 0 | 70.2385
| Sublap | SCEC | Monthly System Peak Day | April | SCE 1-in-10 | 4 | 0.78712 | 0.75867 | 0.78712 | 0.75867 | 0 | 68.2694
| Sublap | SCEC | Monthly System Peak Day | April | SCE 1-in-10 | 5 | 0.72984 | 0.70639 | 0.72984 | 0.70639 | 0 | 66.9855
| Sublap | SCEC | Monthly System Peak Day | April | SCE 1-in-10 | 6 | 0.714 | 0.70686 | 0.714 | 0.70686 | 0 | 66.068
| Sublap | SCEC | Monthly System Peak Day | April | SCE 1-in-10 | 7 | 0.69249 | 0.72133 | 0.69249 | 0.72133 | 0 | 65.3382
| Sublap | SCEC | Monthly System Peak Day | April | SCE 1-in-10 | 8 | 0.63601 | 0.65734 | 0.63601 | 0.65734 | 0 | 65.3323
| Sublap | SCEC | Monthly System Peak Day | April | SCE 1-in-10 | 9 | 0.54945 | 0.54443 | 0.54945 | 0.54443 | 0 | 69.4309
| Sublap | SCEC | Monthly System Peak Day | April | SCE 1-in-10 | 10 | 0.47682 | 0.48458 | 0.47682 | 0.48458 | 0 | 76.1953
| Sublap | SCEC | Monthly System Peak Day | April | SCE 1-in-10 | 11 | 0.40075 | 0.41887 | 0.40075 | 0.41887 | 0 | 82.7137
| Sublap | SCEC | Monthly System Peak Day | April | SCE 1-in-10 | 12 | 0.47942 | 0.49777 | 0.47942 | 0.49777 | 0 | 88.1165
| Sublap | SCEC | Monthly System Peak Day | April | SCE 1-in-10 | 13 | 0.70895 | 0.70587 | 0.70895 | 0.70587 | 0 | 91.5663
| Sublap | SCEC | Monthly System Peak Day | April | SCE 1-in-10 | 14 | 1.0147 | 0.9935 | 1.0147 | 0.9935 | 0 | 93.3793
| Sublap | SCEC | Monthly System Peak Day | April | SCE 1-in-10 | 15 | 1.346 | 1.3114 | 1.346 | 1.3114 | 0 | 94.3817
| Sublap | SCEC | Monthly System Peak Day | April | SCE 1-in-10 | 16 | 1.7167 | 1.6764 | 1.7167 | 1.6764 | 0 | 94.8385
| Sublap | SCEC | Monthly System Peak Day | April | SCE 1-in-10 | 17 | 2.0366 | 1.9992 | 0.94712 | 0.89073 | 0.022799 | 94.3102
| Sublap | SCEC | Monthly System Peak Day | April | SCE 1-in-10 | 18 | 2.3165 | 2.2548 | 1.7567 | 1.6652 | 0.11742 | 93.2781
| Sublap | SCEC | Monthly System Peak Day | April | SCE 1-in-10 | 19 | 2.4411 | 2.3433 | 2.1565 | 1.9613 | 0.072658 | 91.7185
| Sublap | SCEC | Monthly System Peak Day | April | SCE 1-in-10 | 20 | 2.3401 | 2.2492 | 2.1209 | 2.0026 | 0.032552 | 88.1421
| Sublap | SCEC | Monthly System Peak Day | April | SCE 1-in-10 | 21 | 2.189 | 2.1213 | 2.03 | 1.9349 | 0.047916 | 82.1477
| Sublap | SCEC | Monthly System Peak Day | April | SCE 1-in-10 | 22 | 2.0168 | 1.9609 | 2.5713 | 2.5993 | 0.064781 | 78.2559
| Sublap | SCEC | Monthly System Peak Day | April | SCE 1-in-10 | 23 | 1.776 | 1.7363 | 1.8733 | 1.8904 | 0.043382 | 75.4339
| Sublap | SCEC | Monthly System Peak Day | April | SCE 1-in-10 | 24 | 1.4743 | 1.4402 | 1.5065 | 1.4884 | 0.01613 | 73.2444
| Sublap | SCEC | Monthly System Peak Day | April | SCE 1-in-2 | 1 | 1.0041 | 0.9599 | 1.0041 | 0.9599 | 0 | 68.1103
| Sublap | SCEC | Monthly System Peak Day | April | SCE 1-in-2 | 2 | 0.85831 | 0.82043 | 0.85831 | 0.82043 | 0 | 66.2756
| Sublap | SCEC | Monthly System Peak Day | April | SCE 1-in-2 | 3 | 0.76043 | 0.72791 | 0.76043 | 0.72791 | 0 | 65.0224
| Sublap | SCEC | Monthly System Peak Day | April | SCE 1-in-2 | 4 | 0.69339 | 0.66493 | 0.69339 | 0.66493 | 0 | 63.2166
| Sublap | SCEC | Monthly System Peak Day | April | SCE 1-in-2 | 5 | 0.64863 | 0.62517 | 0.64863 | 0.62517 | 0 | 62.0723
| Sublap | SCEC | Monthly System Peak Day | April | SCE 1-in-2 | 6 | 0.6317 | 0.62457 | 0.6317 | 0.62457 | 0 | 61.1742
| Sublap | SCEC | Monthly System Peak Day | April | SCE 1-in-2 | 7 | 0.62187 | 0.65071 | 0.62187 | 0.65071 | 0 | 60.4665
| Sublap | SCEC | Monthly System Peak Day | April | SCE 1-in-2 | 8 | 0.55591 | 0.57724 | 0.55591 | 0.57724 | 0 | 60.4731
| Sublap | SCEC | Monthly System Peak Day | April | SCE 1-in-2 | 9 | 0.44122 | 0.4362 | 0.44122 | 0.4362 | 0 | 63.3627
| Sublap | SCEC | Monthly System Peak Day | April | SCE 1-in-2 | 10 | 0.30355 | 0.31131 | 0.30355 | 0.31131 | 0 | 68.8689
| Sublap | SCEC | Monthly System Peak Day | April | SCE 1-in-2 | 11 | 0.20752 | 0.22564 | 0.20752 | 0.22564 | 0 | 75.2733
| Sublap | SCEC | Monthly System Peak Day | April | SCE 1-in-2 | 12 | 0.1899 | 0.20826 | 0.1899 | 0.20826 | 0 | 80.7385
| Sublap | SCEC | Monthly System Peak Day | April | SCE 1-in-2 | 13 | 0.3038 | 0.30072 | 0.3038 | 0.30072 | 0 | 84.8579
| Sublap | SCEC | Monthly System Peak Day | April | SCE 1-in-2 | 14 | 0.51193 | 0.49068 | 0.51193 | 0.49068 | 0 | 87.6721
| Sublap | SCEC | Monthly System Peak Day | April | SCE 1-in-2 | 15 | 0.78437 | 0.74986 | 0.78437 | 0.74986 | 0 | 89.6962
| Sublap | SCEC | Monthly System Peak Day | April | SCE 1-in-2 | 16 | 1.1287 | 1.0884 | 1.1287 | 1.0884 | 0 | 90.7765
| Sublap | SCEC | Monthly System Peak Day | April | SCE 1-in-2 | 17 | 1.4535 | 1.4161 | 0.43061 | 0.37422 | 0.028802 | 90.8302
| Sublap | SCEC | Monthly System Peak Day | April | SCE 1-in-2 | 18 | 1.7427 | 1.6811 | 1.258 | 1.1666 | 0.14353 | 90.1384
| Sublap | SCEC | Monthly System Peak Day | April | SCE 1-in-2 | 19 | 1.903 | 1.8051 | 1.6834 | 1.4883 | 0.092793 | 88.0929
| Sublap | SCEC | Monthly System Peak Day | April | SCE 1-in-2 | 20 | 1.8728 | 1.7818 | 1.687 | 1.5687 | 0.040943 | 84.8115
| Sublap | SCEC | Monthly System Peak Day | April | SCE 1-in-2 | 21 | 1.7899 | 1.7222 | 1.6525 | 1.5573 | 0.053642 | 79.9999
| Sublap | SCEC | Monthly System Peak Day | April | SCE 1-in-2 | 22 | 1.658 | 1.6022 | 2.2202 | 2.2482 | 0.072031 | 76.5834
| Sublap | SCEC | Monthly System Peak Day | April | SCE 1-in-2 | 23 | 1.4684 | 1.4287 | 1.5557 | 1.5728 | 0.047024 | 74.212
| Sublap | SCEC | Monthly System Peak Day | April | SCE 1-in-2 | 24 | 1.2353 | 1.2012 | 1.2562 | 1.238 | 0.010468 | 71.6425
| Sublap | SCEC | Monthly System Peak Day | August | CAISO 1-in-10 | 1 | 1.6647 | 1.6205 | 1.6647 | 1.6205 | 0 | 81.1219
| Sublap | SCEC | Monthly System Peak Day | August | CAISO 1-in-10 | 2 | 1.413 | 1.3751 | 1.413 | 1.3751 | 0 | 79.7375
| Sublap | SCEC | Monthly System Peak Day | August | CAISO 1-in-10 | 3 | 1.2471 | 1.2146 | 1.2471 | 1.2146 | 0 | 78.7564
| Sublap | SCEC | Monthly System Peak Day | August | CAISO 1-in-10 | 4 | 1.1241 | 1.0956 | 1.1241 | 1.0956 | 0 | 77.9689
| Sublap | SCEC | Monthly System Peak Day | August | CAISO 1-in-10 | 5 | 1.0234 | 0.99998 | 1.0234 | 0.99998 | 0 | 76.8064
| Sublap | SCEC | Monthly System Peak Day | August | CAISO 1-in-10 | 6 | 0.96368 | 0.95655 | 0.96368 | 0.95655 | 0 | 75.9241
| Sublap | SCEC | Monthly System Peak Day | August | CAISO 1-in-10 | 7 | 0.92511 | 0.95394 | 0.92511 | 0.95394 | 0 | 75.5864
| Sublap | SCEC | Monthly System Peak Day | August | CAISO 1-in-10 | 8 | 0.87979 | 0.90112 | 0.87979 | 0.90112 | 0 | 75.1697
| Sublap | SCEC | Monthly System Peak Day | August | CAISO 1-in-10 | 9 | 0.80846 | 0.80344 | 0.80846 | 0.80344 | 0 | 78.4607
| Sublap | SCEC | Monthly System Peak Day | August | CAISO 1-in-10 | 10 | 0.79102 | 0.79877 | 0.79102 | 0.79877 | 0 | 83.8234
| Sublap | SCEC | Monthly System Peak Day | August | CAISO 1-in-10 | 11 | 0.94698 | 0.9651 | 0.94698 | 0.9651 | 0 | 89.947
| Sublap | SCEC | Monthly System Peak Day | August | CAISO 1-in-10 | 12 | 1.2161 | 1.2345 | 1.2161 | 1.2345 | 0 | 95.4894
| Sublap | SCEC | Monthly System Peak Day | August | CAISO 1-in-10 | 13 | 1.6186 | 1.6156 | 1.6186 | 1.6156 | 0 | 99.6975
| Sublap | SCEC | Monthly System Peak Day | August | CAISO 1-in-10 | 14 | 2.0758 | 2.0546 | 2.0758 | 2.0546 | 0 | 103.0088
| Sublap | SCEC | Monthly System Peak Day | August | CAISO 1-in-10 | 15 | 2.5141 | 2.4796 | 2.5141 | 2.4796 | 0 | 104.543
| Sublap | SCEC | Monthly System Peak Day | August | CAISO 1-in-10 | 16 | 2.9444 | 2.9042 | 2.9444 | 2.9042 | 0 | 104.5163
| Sublap | SCEC | Monthly System Peak Day | August | CAISO 1-in-10 | 17 | 3.2627 | 3.2252 | 1.9902 | 1.9338 | 0.022869 | 103.8691
| Sublap | SCEC | Monthly System Peak Day | August | CAISO 1-in-10 | 18 | 3.51 | 3.4484 | 2.7319 | 2.6405 | 0.057983 | 102.4133
| Sublap | SCEC | Monthly System Peak Day | August | CAISO 1-in-10 | 19 | 3.5607 | 3.4628 | 3.1123 | 2.9171 | 0.031498 | 100.8327
| Sublap | SCEC | Monthly System Peak Day | August | CAISO 1-in-10 | 20 | 3.3351 | 3.2442 | 3.0172 | 2.8989 | 0.016254 | 97.9706
| Sublap | SCEC | Monthly System Peak Day | August | CAISO 1-in-10 | 21 | 3.0946 | 3.0268 | 2.8266 | 2.7315 | 0.021807 | 92.9957
| Sublap | SCEC | Monthly System Peak Day | August | CAISO 1-in-10 | 22 | 2.8324 | 2.7766 | 3.3365 | 3.3645 | 0.027134 | 89.295
| Sublap | SCEC | Monthly System Peak Day | August | CAISO 1-in-10 | 23 | 2.4806 | 2.4409 | 2.674 | 2.6911 | 0.017762 | 87.2076
| Sublap | SCEC | Monthly System Peak Day | August | CAISO 1-in-10 | 24 | 2.0845 | 2.0504 | 2.2058 | 2.1876 | 0.015915 | 85.8491
| Sublap | SCEC | Monthly System Peak Day | August | CAISO 1-in-2 | 1 | 1.7213 | 1.6772 | 1.7213 | 1.6772 | 0 | 82.2257
| Sublap | SCEC | Monthly System Peak Day | August | CAISO 1-in-2 | 2 | 1.4671 | 1.4293 | 1.4671 | 1.4293 | 0 | 80.7103
| Sublap | SCEC | Monthly System Peak Day | August | CAISO 1-in-2 | 3 | 1.2865 | 1.2539 | 1.2865 | 1.2539 | 0 | 79.6449
| Sublap | SCEC | Monthly System Peak Day | August | CAISO 1-in-2 | 4 | 1.1569 | 1.1285 | 1.1569 | 1.1285 | 0 | 78.9915
| Sublap | SCEC | Monthly System Peak Day | August | CAISO 1-in-2 | 5 | 1.0538 | 1.0303 | 1.0538 | 1.0303 | 0 | 78.0128
| Sublap | SCEC | Monthly System Peak Day | August | CAISO 1-in-2 | 6 | 0.99562 | 0.98849 | 0.99562 | 0.98849 | 0 | 77.4176
| Sublap | SCEC | Monthly System Peak Day | August | CAISO 1-in-2 | 7 | 0.9491 | 0.97794 | 0.9491 | 0.97794 | 0 | 76.7332
| Sublap | SCEC | Monthly System Peak Day | August | CAISO 1-in-2 | 8 | 0.91718 | 0.93851 | 0.91718 | 0.93851 | 0 | 76.441
| Sublap | SCEC | Monthly System Peak Day | August | CAISO 1-in-2 | 9 | 0.83002 | 0.825 | 0.83002 | 0.825 | 0 | 78.9301
| Sublap | SCEC | Monthly System Peak Day | August | CAISO 1-in-2 | 10 | 0.71858 | 0.72634 | 0.71858 | 0.72634 | 0 | 83.4138
| Sublap | SCEC | Monthly System Peak Day | August | CAISO 1-in-2 | 11 | 0.79602 | 0.81414 | 0.79602 | 0.81414 | 0 | 87.9369
| Sublap | SCEC | Monthly System Peak Day | August | CAISO 1-in-2 | 12 | 1.0329 | 1.0512 | 1.0329 | 1.0512 | 0 | 92.2366
| Sublap | SCEC | Monthly System Peak Day | August | CAISO 1-in-2 | 13 | 1.3918 | 1.3887 | 1.3918 | 1.3887 | 0 | 95.3074
| Sublap | SCEC | Monthly System Peak Day | August | CAISO 1-in-2 | 14 | 1.8006 | 1.7793 | 1.8006 | 1.7793 | 0 | 97.6394
| Sublap | SCEC | Monthly System Peak Day | August | CAISO 1-in-2 | 15 | 2.1971 | 2.1626 | 2.1971 | 2.1626 | 0 | 99.1473
| Sublap | SCEC | Monthly System Peak Day | August | CAISO 1-in-2 | 16 | 2.5995 | 2.5592 | 2.5995 | 2.5592 | 0 | 99.1134
| Sublap | SCEC | Monthly System Peak Day | August | CAISO 1-in-2 | 17 | 2.9094 | 2.872 | 1.7504 | 1.694 | 0.019327 | 97.9418
| Sublap | SCEC | Monthly System Peak Day | August | CAISO 1-in-2 | 18 | 3.1841 | 3.1225 | 2.587 | 2.4956 | 0.10494 | 94.8405
| Sublap | SCEC | Monthly System Peak Day | August | CAISO 1-in-2 | 19 | 3.257 | 3.1591 | 2.9652 | 2.77 | 0.07051 | 92.1143
| Sublap | SCEC | Monthly System Peak Day | August | CAISO 1-in-2 | 20 | 3.0263 | 2.9354 | 2.7816 | 2.6633 | 0.026596 | 90.6828
| Sublap | SCEC | Monthly System Peak Day | August | CAISO 1-in-2 | 21 | 2.8167 | 2.749 | 2.6028 | 2.5076 | 0.033834 | 87.6196
| Sublap | SCEC | Monthly System Peak Day | August | CAISO 1-in-2 | 22 | 2.5983 | 2.5425 | 3.1208 | 3.1488 | 0.037074 | 85.2803
| Sublap | SCEC | Monthly System Peak Day | August | CAISO 1-in-2 | 23 | 2.2855 | 2.2457 | 2.4516 | 2.4687 | 0.021545 | 83.8668
| Sublap | SCEC | Monthly System Peak Day | August | CAISO 1-in-2 | 24 | 1.9156 | 1.8815 | 2.0121 | 1.9939 | 0.017214 | 82.3406
| Sublap | SCEC | Monthly System Peak Day | August | SCE 1-in-10 | 1 | 1.8875 | 1.8434 | 1.8875 | 1.8434 | 0 | 85.4417
| Sublap | SCEC | Monthly System Peak Day | August | SCE 1-in-10 | 2 | 1.5854 | 1.5475 | 1.5854 | 1.5475 | 0 | 83.4419
| Sublap | SCEC | Monthly System Peak Day | August | SCE 1-in-10 | 3 | 1.38 | 1.3474 | 1.38 | 1.3474 | 0 | 82.0053
| Sublap | SCEC | Monthly System Peak Day | August | SCE 1-in-10 | 4 | 1.2211 | 1.1926 | 1.2211 | 1.1926 | 0 | 80.6715
| Sublap | SCEC | Monthly System Peak Day | August | SCE 1-in-10 | 5 | 1.1096 | 1.0862 | 1.1096 | 1.0862 | 0 | 79.4811
| Sublap | SCEC | Monthly System Peak Day | August | SCE 1-in-10 | 6 | 1.032 | 1.0249 | 1.032 | 1.0249 | 0 | 78.2113
| Sublap | SCEC | Monthly System Peak Day | August | SCE 1-in-10 | 7 | 0.96726 | 0.9961 | 0.96726 | 0.9961 | 0 | 77.0131
| Sublap | SCEC | Monthly System Peak Day | August | SCE 1-in-10 | 8 | 0.94037 | 0.9617 | 0.94037 | 0.9617 | 0 | 77.0646
| Sublap | SCEC | Monthly System Peak Day | August | SCE 1-in-10 | 9 | 0.87489 | 0.86987 | 0.87489 | 0.86987 | 0 | 80.5587
| Sublap | SCEC | Monthly System Peak Day | August | SCE 1-in-10 | 10 | 0.8718 | 0.87956 | 0.8718 | 0.87956 | 0 | 86.8171
| Sublap | SCEC | Monthly System Peak Day | August | SCE 1-in-10 | 11 | 1.029 | 1.0472 | 1.029 | 1.0472 | 0 | 93.7398
| Sublap | SCEC | Monthly System Peak Day | August | SCE 1-in-10 | 12 | 1.3502 | 1.3685 | 1.3502 | 1.3685 | 0 | 98.8052
| Sublap | SCEC | Monthly System Peak Day | August | SCE 1-in-10 | 13 | 1.8146 | 1.8115 | 1.8146 | 1.8115 | 0 | 101.9174
| Sublap | SCEC | Monthly System Peak Day | August | SCE 1-in-10 | 14 | 2.3209 | 2.2997 | 2.3209 | 2.2997 | 0 | 103.5045
| Sublap | SCEC | Monthly System Peak Day | August | SCE 1-in-10 | 15 | 2.7763 | 2.7418 | 2.7763 | 2.7418 | 0 | 104.7411
| Sublap | SCEC | Monthly System Peak Day | August | SCE 1-in-10 | 16 | 3.2116 | 3.1714 | 3.2116 | 3.1714 | 0 | 105.0885
| Sublap | SCEC | Monthly System Peak Day | August | SCE 1-in-10 | 17 | 3.5206 | 3.4832 | 2.2584 | 2.202 | 0.022126 | 103.3308
| Sublap | SCEC | Monthly System Peak Day | August | SCE 1-in-10 | 18 | 3.7735 | 3.7119 | 2.9755 | 2.8841 | 0.055749 | 103.2438
| Sublap | SCEC | Monthly System Peak Day | August | SCE 1-in-10 | 19 | 3.8074 | 3.7095 | 3.3297 | 3.1345 | 0.029015 | 102.4631
| Sublap | SCEC | Monthly System Peak Day | August | SCE 1-in-10 | 20 | 3.5487 | 3.4578 | 3.2165 | 3.0982 | 0.016605 | 99.3882
| Sublap | SCEC | Monthly System Peak Day | August | SCE 1-in-10 | 21 | 3.2904 | 3.2226 | 3.0017 | 2.9065 | 0.01844 | 95.0648
| Sublap | SCEC | Monthly System Peak Day | August | SCE 1-in-10 | 22 | 3.0143 | 2.9585 | 3.5063 | 3.5342 | 0.026535 | 91.9607
| Sublap | SCEC | Monthly System Peak Day | August | SCE 1-in-10 | 23 | 2.6324 | 2.5926 | 2.8429 | 2.86 | 0.01849 | 89.3057
| Sublap | SCEC | Monthly System Peak Day | August | SCE 1-in-10 | 24 | 2.2058 | 2.1717 | 2.3391 | 2.3209 | 0.017573 | 87.5428
| Sublap | SCEC | Monthly System Peak Day | August | SCE 1-in-2 | 1 | 1.7562 | 1.7121 | 1.7562 | 1.7121 | 0 | 82.9014
| Sublap | SCEC | Monthly System Peak Day | August | SCE 1-in-2 | 2 | 1.4924 | 1.4545 | 1.4924 | 1.4545 | 0 | 81.2692
| Sublap | SCEC | Monthly System Peak Day | August | SCE 1-in-2 | 3 | 1.3091 | 1.2765 | 1.3091 | 1.2765 | 0 | 80.2028
| Sublap | SCEC | Monthly System Peak Day | August | SCE 1-in-2 | 4 | 1.1651 | 1.1366 | 1.1651 | 1.1366 | 0 | 79.206
| Sublap | SCEC | Monthly System Peak Day | August | SCE 1-in-2 | 5 | 1.0584 | 1.0349 | 1.0584 | 1.0349 | 0 | 78.1187
| Sublap | SCEC | Monthly System Peak Day | August | SCE 1-in-2 | 6 | 0.99632 | 0.98919 | 0.99632 | 0.98919 | 0 | 77.3755
| Sublap | SCEC | Monthly System Peak Day | August | SCE 1-in-2 | 7 | 0.94845 | 0.97729 | 0.94845 | 0.97729 | 0 | 76.6577
| Sublap | SCEC | Monthly System Peak Day | August | SCE 1-in-2 | 8 | 0.92151 | 0.94283 | 0.92151 | 0.94283 | 0 | 76.5651
| Sublap | SCEC | Monthly System Peak Day | August | SCE 1-in-2 | 9 | 0.84538 | 0.84035 | 0.84538 | 0.84035 | 0 | 79.421
| Sublap | SCEC | Monthly System Peak Day | August | SCE 1-in-2 | 10 | 0.74128 | 0.74903 | 0.74128 | 0.74903 | 0 | 84.2864
| Sublap | SCEC | Monthly System Peak Day | August | SCE 1-in-2 | 11 | 0.82681 | 0.84492 | 0.82681 | 0.84492 | 0 | 88.5207
| Sublap | SCEC | Monthly System Peak Day | August | SCE 1-in-2 | 12 | 1.085 | 1.1033 | 1.085 | 1.1033 | 0 | 92.2621
| Sublap | SCEC | Monthly System Peak Day | August | SCE 1-in-2 | 13 | 1.4579 | 1.4548 | 1.4579 | 1.4548 | 0 | 94.881
| Sublap | SCEC | Monthly System Peak Day | August | SCE 1-in-2 | 14 | 1.8708 | 1.8496 | 1.8708 | 1.8496 | 0 | 97.3849
| Sublap | SCEC | Monthly System Peak Day | August | SCE 1-in-2 | 15 | 2.269 | 2.2345 | 2.269 | 2.2345 | 0 | 99.3767
| Sublap | SCEC | Monthly System Peak Day | August | SCE 1-in-2 | 16 | 2.6742 | 2.634 | 2.6742 | 2.634 | 0 | 99.7259
| Sublap | SCEC | Monthly System Peak Day | August | SCE 1-in-2 | 17 | 2.9885 | 2.9511 | 1.7992 | 1.7428 | 0.01914 | 99.5242
| Sublap | SCEC | Monthly System Peak Day | August | SCE 1-in-2 | 18 | 3.2557 | 3.194 | 2.6087 | 2.5173 | 0.089153 | 96.9245
| Sublap | SCEC | Monthly System Peak Day | August | SCE 1-in-2 | 19 | 3.3237 | 3.2259 | 2.9941 | 2.7989 | 0.059314 | 94.2234
| Sublap | SCEC | Monthly System Peak Day | August | SCE 1-in-2 | 20 | 3.0966 | 3.0057 | 2.8327 | 2.7144 | 0.022593 | 92.5857
| Sublap | SCEC | Monthly System Peak Day | August | SCE 1-in-2 | 21 | 2.8839 | 2.8162 | 2.6529 | 2.5578 | 0.029729 | 89.3183
| Sublap | SCEC | Monthly System Peak Day | August | SCE 1-in-2 | 22 | 2.6488 | 2.593 | 3.1678 | 3.1958 | 0.03461 | 86.0469
| Sublap | SCEC | Monthly System Peak Day | August | SCE 1-in-2 | 23 | 2.3222 | 2.2824 | 2.487 | 2.5041 | 0.021839 | 83.7099
| Sublap | SCEC | Monthly System Peak Day | August | SCE 1-in-2 | 24 | 1.9373 | 1.9032 | 2.0304 | 2.0122 | 0.017872 | 81.8487
| Sublap | SCEC | Monthly System Peak Day | December | CAISO 1-in-10 | 1 | 0.88634 | 0.84217 | 0.88634 | 0.84217 | 0 | 41.2754
| Sublap | SCEC | Monthly System Peak Day | December | CAISO 1-in-10 | 2 | 0.82012 | 0.78224 | 0.82012 | 0.78224 | 0 | 40.7869
| Sublap | SCEC | Monthly System Peak Day | December | CAISO 1-in-10 | 3 | 0.77593 | 0.74341 | 0.77593 | 0.74341 | 0 | 39.4325
| Sublap | SCEC | Monthly System Peak Day | December | CAISO 1-in-10 | 4 | 0.75588 | 0.72743 | 0.75588 | 0.72743 | 0 | 39.072
| Sublap | SCEC | Monthly System Peak Day | December | CAISO 1-in-10 | 5 | 0.76408 | 0.74063 | 0.76408 | 0.74063 | 0 | 38.355
| Sublap | SCEC | Monthly System Peak Day | December | CAISO 1-in-10 | 6 | 0.79368 | 0.78654 | 0.79368 | 0.78654 | 0 | 37.7676
| Sublap | SCEC | Monthly System Peak Day | December | CAISO 1-in-10 | 7 | 0.85098 | 0.87982 | 0.85098 | 0.87982 | 0 | 36.7316
| Sublap | SCEC | Monthly System Peak Day | December | CAISO 1-in-10 | 8 | 0.79598 | 0.81731 | 0.79598 | 0.81731 | 0 | 36.5091
| Sublap | SCEC | Monthly System Peak Day | December | CAISO 1-in-10 | 9 | 0.61817 | 0.61315 | 0.61817 | 0.61315 | 0 | 37.6081
| Sublap | SCEC | Monthly System Peak Day | December | CAISO 1-in-10 | 10 | 0.42062 | 0.42838 | 0.42062 | 0.42838 | 0 | 40.931
| Sublap | SCEC | Monthly System Peak Day | December | CAISO 1-in-10 | 11 | 0.28445 | 0.30257 | 0.28445 | 0.30257 | 0 | 45.6508
| Sublap | SCEC | Monthly System Peak Day | December | CAISO 1-in-10 | 12 | 0.21858 | 0.23693 | 0.21858 | 0.23693 | 0 | 48.6999
| Sublap | SCEC | Monthly System Peak Day | December | CAISO 1-in-10 | 13 | 0.2204 | 0.21731 | 0.2204 | 0.21731 | 0 | 49.618
| Sublap | SCEC | Monthly System Peak Day | December | CAISO 1-in-10 | 14 | 0.2895 | 0.26826 | 0.2895 | 0.26826 | 0 | 51.0005
| Sublap | SCEC | Monthly System Peak Day | December | CAISO 1-in-10 | 15 | 0.41185 | 0.37734 | 0.41185 | 0.37734 | 0 | 52.1521
| Sublap | SCEC | Monthly System Peak Day | December | CAISO 1-in-10 | 16 | 0.59322 | 0.55297 | 0.59322 | 0.55297 | 0 | 52.7431
| Sublap | SCEC | Monthly System Peak Day | December | CAISO 1-in-10 | 17 | 0.81512 | 0.77769 | 0.81512 | 0.77769 | 0 | 52.357
| Sublap | SCEC | Monthly System Peak Day | December | CAISO 1-in-10 | 18 | 1.0751 | 1.0134 | 1.0751 | 1.0134 | 0 | 50.3098
| Sublap | SCEC | Monthly System Peak Day | December | CAISO 1-in-10 | 19 | 1.2423 | 1.1445 | 1.2423 | 1.1445 | 0 | 47.5385
| Sublap | SCEC | Monthly System Peak Day | December | CAISO 1-in-10 | 20 | 1.2661 | 1.1752 | 1.2661 | 1.1752 | 0 | 46.2194
| Sublap | SCEC | Monthly System Peak Day | December | CAISO 1-in-10 | 21 | 1.2376 | 1.1699 | 1.2376 | 1.1699 | 0 | 44.8447
| Sublap | SCEC | Monthly System Peak Day | December | CAISO 1-in-10 | 22 | 1.1709 | 1.1151 | 1.1709 | 1.1151 | 0 | 43.0541
| Sublap | SCEC | Monthly System Peak Day | December | CAISO 1-in-10 | 23 | 1.0826 | 1.0428 | 1.0826 | 1.0428 | 0 | 41.8973
| Sublap | SCEC | Monthly System Peak Day | December | CAISO 1-in-10 | 24 | 0.96754 | 0.93347 | 0.96754 | 0.93347 | 0 | 41.4319
| Sublap | SCEC | Monthly System Peak Day | December | CAISO 1-in-2 | 1 | 0.79426 | 0.75008 | 0.79426 | 0.75008 | 0 | 49.2635
| Sublap | SCEC | Monthly System Peak Day | December | CAISO 1-in-2 | 2 | 0.72687 | 0.68899 | 0.72687 | 0.68899 | 0 | 48.0928
| Sublap | SCEC | Monthly System Peak Day | December | CAISO 1-in-2 | 3 | 0.68071 | 0.64819 | 0.68071 | 0.64819 | 0 | 47.6149
| Sublap | SCEC | Monthly System Peak Day | December | CAISO 1-in-2 | 4 | 0.65519 | 0.62674 | 0.65519 | 0.62674 | 0 | 47.0423
| Sublap | SCEC | Monthly System Peak Day | December | CAISO 1-in-2 | 5 | 0.65435 | 0.6309 | 0.65435 | 0.6309 | 0 | 46.5186
| Sublap | SCEC | Monthly System Peak Day | December | CAISO 1-in-2 | 6 | 0.67666 | 0.66953 | 0.67666 | 0.66953 | 0 | 46.2706
| Sublap | SCEC | Monthly System Peak Day | December | CAISO 1-in-2 | 7 | 0.72327 | 0.75211 | 0.72327 | 0.75211 | 0 | 46.0736
| Sublap | SCEC | Monthly System Peak Day | December | CAISO 1-in-2 | 8 | 0.67657 | 0.6979 | 0.67657 | 0.6979 | 0 | 45.7779
| Sublap | SCEC | Monthly System Peak Day | December | CAISO 1-in-2 | 9 | 0.51089 | 0.50586 | 0.51089 | 0.50586 | 0 | 46.7009
| Sublap | SCEC | Monthly System Peak Day | December | CAISO 1-in-2 | 10 | 0.31642 | 0.32417 | 0.31642 | 0.32417 | 0 | 51.052
| Sublap | SCEC | Monthly System Peak Day | December | CAISO 1-in-2 | 11 | 0.17406 | 0.19217 | 0.17406 | 0.19217 | 0 | 55.3161
| Sublap | SCEC | Monthly System Peak Day | December | CAISO 1-in-2 | 12 | 0.10238 | 0.12073 | 0.10238 | 0.12073 | 0 | 58.8074
| Sublap | SCEC | Monthly System Peak Day | December | CAISO 1-in-2 | 13 | 0.10396 | 0.10088 | 0.10396 | 0.10088 | 0 | 61.6317
| Sublap | SCEC | Monthly System Peak Day | December | CAISO 1-in-2 | 14 | 0.15841 | 0.13717 | 0.15841 | 0.13717 | 0 | 63.2858
| Sublap | SCEC | Monthly System Peak Day | December | CAISO 1-in-2 | 15 | 0.26286 | 0.22835 | 0.26286 | 0.22835 | 0 | 64.189
| Sublap | SCEC | Monthly System Peak Day | December | CAISO 1-in-2 | 16 | 0.42926 | 0.38901 | 0.42926 | 0.38901 | 0 | 64.2626
| Sublap | SCEC | Monthly System Peak Day | December | CAISO 1-in-2 | 17 | 0.6358 | 0.59837 | 0.6358 | 0.59837 | 0 | 63.3047
| Sublap | SCEC | Monthly System Peak Day | December | CAISO 1-in-2 | 18 | 0.90283 | 0.8412 | 0.90283 | 0.8412 | 0 | 60.8653
| Sublap | SCEC | Monthly System Peak Day | December | CAISO 1-in-2 | 19 | 1.0851 | 0.9872 | 1.0851 | 0.9872 | 0 | 58.3274
| Sublap | SCEC | Monthly System Peak Day | December | CAISO 1-in-2 | 20 | 1.1375 | 1.0466 | 1.1375 | 1.0466 | 0 | 56.0868
| Sublap | SCEC | Monthly System Peak Day | December | CAISO 1-in-2 | 21 | 1.1225 | 1.0547 | 1.1225 | 1.0547 | 0 | 54.5701
| Sublap | SCEC | Monthly System Peak Day | December | CAISO 1-in-2 | 22 | 1.0573 | 1.0015 | 1.0573 | 1.0015 | 0 | 52.4371
| Sublap | SCEC | Monthly System Peak Day | December | CAISO 1-in-2 | 23 | 0.97237 | 0.9326 | 0.97237 | 0.9326 | 0 | 50.9986
| Sublap | SCEC | Monthly System Peak Day | December | CAISO 1-in-2 | 24 | 0.85927 | 0.8252 | 0.85927 | 0.8252 | 0 | 49.3631
| Sublap | SCEC | Monthly System Peak Day | December | SCE 1-in-10 | 1 | 0.88634 | 0.84217 | 0.88634 | 0.84217 | 0 | 41.2754
| Sublap | SCEC | Monthly System Peak Day | December | SCE 1-in-10 | 2 | 0.82012 | 0.78224 | 0.82012 | 0.78224 | 0 | 40.7869
| Sublap | SCEC | Monthly System Peak Day | December | SCE 1-in-10 | 3 | 0.77593 | 0.74341 | 0.77593 | 0.74341 | 0 | 39.4325
| Sublap | SCEC | Monthly System Peak Day | December | SCE 1-in-10 | 4 | 0.75588 | 0.72743 | 0.75588 | 0.72743 | 0 | 39.072
| Sublap | SCEC | Monthly System Peak Day | December | SCE 1-in-10 | 5 | 0.76408 | 0.74063 | 0.76408 | 0.74063 | 0 | 38.355
| Sublap | SCEC | Monthly System Peak Day | December | SCE 1-in-10 | 6 | 0.79368 | 0.78654 | 0.79368 | 0.78654 | 0 | 37.7676
| Sublap | SCEC | Monthly System Peak Day | December | SCE 1-in-10 | 7 | 0.85098 | 0.87982 | 0.85098 | 0.87982 | 0 | 36.7316
| Sublap | SCEC | Monthly System Peak Day | December | SCE 1-in-10 | 8 | 0.79598 | 0.81731 | 0.79598 | 0.81731 | 0 | 36.5091
| Sublap | SCEC | Monthly System Peak Day | December | SCE 1-in-10 | 9 | 0.61817 | 0.61315 | 0.61817 | 0.61315 | 0 | 37.6081
| Sublap | SCEC | Monthly System Peak Day | December | SCE 1-in-10 | 10 | 0.42062 | 0.42838 | 0.42062 | 0.42838 | 0 | 40.931
| Sublap | SCEC | Monthly System Peak Day | December | SCE 1-in-10 | 11 | 0.28445 | 0.30257 | 0.28445 | 0.30257 | 0 | 45.6508
| Sublap | SCEC | Monthly System Peak Day | December | SCE 1-in-10 | 12 | 0.21858 | 0.23693 | 0.21858 | 0.23693 | 0 | 48.6999
| Sublap | SCEC | Monthly System Peak Day | December | SCE 1-in-10 | 13 | 0.2204 | 0.21731 | 0.2204 | 0.21731 | 0 | 49.618
| Sublap | SCEC | Monthly System Peak Day | December | SCE 1-in-10 | 14 | 0.2895 | 0.26826 | 0.2895 | 0.26826 | 0 | 51.0005
| Sublap | SCEC | Monthly System Peak Day | December | SCE 1-in-10 | 15 | 0.41185 | 0.37734 | 0.41185 | 0.37734 | 0 | 52.1521
| Sublap | SCEC | Monthly System Peak Day | December | SCE 1-in-10 | 16 | 0.59322 | 0.55297 | 0.59322 | 0.55297 | 0 | 52.7431
| Sublap | SCEC | Monthly System Peak Day | December | SCE 1-in-10 | 17 | 0.81512 | 0.77769 | 0.81512 | 0.77769 | 0 | 52.357
| Sublap | SCEC | Monthly System Peak Day | December | SCE 1-in-10 | 18 | 1.0751 | 1.0134 | 1.0751 | 1.0134 | 0 | 50.3098
| Sublap | SCEC | Monthly System Peak Day | December | SCE 1-in-10 | 19 | 1.2423 | 1.1445 | 1.2423 | 1.1445 | 0 | 47.5385
| Sublap | SCEC | Monthly System Peak Day | December | SCE 1-in-10 | 20 | 1.2661 | 1.1752 | 1.2661 | 1.1752 | 0 | 46.2194
| Sublap | SCEC | Monthly System Peak Day | December | SCE 1-in-10 | 21 | 1.2376 | 1.1699 | 1.2376 | 1.1699 | 0 | 44.8447
| Sublap | SCEC | Monthly System Peak Day | December | SCE 1-in-10 | 22 | 1.1709 | 1.1151 | 1.1709 | 1.1151 | 0 | 43.0541
| Sublap | SCEC | Monthly System Peak Day | December | SCE 1-in-10 | 23 | 1.0826 | 1.0428 | 1.0826 | 1.0428 | 0 | 41.8973
| Sublap | SCEC | Monthly System Peak Day | December | SCE 1-in-10 | 24 | 0.96754 | 0.93347 | 0.96754 | 0.93347 | 0 | 41.4319
| Sublap | SCEC | Monthly System Peak Day | December | SCE 1-in-2 | 1 | 0.86213 | 0.81796 | 0.86213 | 0.81796 | 0 | 41.2693
| Sublap | SCEC | Monthly System Peak Day | December | SCE 1-in-2 | 2 | 0.7956 | 0.75772 | 0.7956 | 0.75772 | 0 | 40.9139
| Sublap | SCEC | Monthly System Peak Day | December | SCE 1-in-2 | 3 | 0.75089 | 0.71838 | 0.75089 | 0.71838 | 0 | 40.6003
| Sublap | SCEC | Monthly System Peak Day | December | SCE 1-in-2 | 4 | 0.72941 | 0.70096 | 0.72941 | 0.70096 | 0 | 40.4704
| Sublap | SCEC | Monthly System Peak Day | December | SCE 1-in-2 | 5 | 0.73523 | 0.71178 | 0.73523 | 0.71178 | 0 | 39.8435
| Sublap | SCEC | Monthly System Peak Day | December | SCE 1-in-2 | 6 | 0.76291 | 0.75578 | 0.76291 | 0.75578 | 0 | 40.0101
| Sublap | SCEC | Monthly System Peak Day | December | SCE 1-in-2 | 7 | 0.81741 | 0.84624 | 0.81741 | 0.84624 | 0 | 39.4516
| Sublap | SCEC | Monthly System Peak Day | December | SCE 1-in-2 | 8 | 0.76459 | 0.78592 | 0.76459 | 0.78592 | 0 | 38.7731
| Sublap | SCEC | Monthly System Peak Day | December | SCE 1-in-2 | 9 | 0.58997 | 0.58494 | 0.58997 | 0.58494 | 0 | 39.5864
| Sublap | SCEC | Monthly System Peak Day | December | SCE 1-in-2 | 10 | 0.39322 | 0.40098 | 0.39322 | 0.40098 | 0 | 43.7484
| Sublap | SCEC | Monthly System Peak Day | December | SCE 1-in-2 | 11 | 0.25543 | 0.27354 | 0.25543 | 0.27354 | 0 | 47.4053
| Sublap | SCEC | Monthly System Peak Day | December | SCE 1-in-2 | 12 | 0.18803 | 0.20638 | 0.18803 | 0.20638 | 0 | 51.6277
| Sublap | SCEC | Monthly System Peak Day | December | SCE 1-in-2 | 13 | 0.18978 | 0.1867 | 0.18978 | 0.1867 | 0 | 53.9762
| Sublap | SCEC | Monthly System Peak Day | December | SCE 1-in-2 | 14 | 0.25527 | 0.23403 | 0.25527 | 0.23403 | 0 | 55.5017
| Sublap | SCEC | Monthly System Peak Day | December | SCE 1-in-2 | 15 | 0.37284 | 0.33834 | 0.37284 | 0.33834 | 0 | 56.639
| Sublap | SCEC | Monthly System Peak Day | December | SCE 1-in-2 | 16 | 0.54991 | 0.50966 | 0.54991 | 0.50966 | 0 | 57.023
| Sublap | SCEC | Monthly System Peak Day | December | SCE 1-in-2 | 17 | 0.76759 | 0.73017 | 0.76759 | 0.73017 | 0 | 56.6517
| Sublap | SCEC | Monthly System Peak Day | December | SCE 1-in-2 | 18 | 1.0298 | 0.96815 | 1.0298 | 0.96815 | 0 | 54.4983
| Sublap | SCEC | Monthly System Peak Day | December | SCE 1-in-2 | 19 | 1.201 | 1.1031 | 1.201 | 1.1031 | 0 | 51.389
| Sublap | SCEC | Monthly System Peak Day | December | SCE 1-in-2 | 20 | 1.2323 | 1.1414 | 1.2323 | 1.1414 | 0 | 49.1328
| Sublap | SCEC | Monthly System Peak Day | December | SCE 1-in-2 | 21 | 1.2073 | 1.1396 | 1.2073 | 1.1396 | 0 | 47.3978
| Sublap | SCEC | Monthly System Peak Day | December | SCE 1-in-2 | 22 | 1.141 | 1.0852 | 1.141 | 1.0852 | 0 | 45.3326
| Sublap | SCEC | Monthly System Peak Day | December | SCE 1-in-2 | 23 | 1.0536 | 1.0138 | 1.0536 | 1.0138 | 0 | 43.6264
| Sublap | SCEC | Monthly System Peak Day | December | SCE 1-in-2 | 24 | 0.93908 | 0.905 | 0.93908 | 0.905 | 0 | 42.078
| Sublap | SCEC | Monthly System Peak Day | February | CAISO 1-in-10 | 1 | 0.81799 | 0.77382 | 0.81799 | 0.77382 | 0 | 48.3625
| Sublap | SCEC | Monthly System Peak Day | February | CAISO 1-in-10 | 2 | 0.7509 | 0.71302 | 0.7509 | 0.71302 | 0 | 48.0224
| Sublap | SCEC | Monthly System Peak Day | February | CAISO 1-in-10 | 3 | 0.70525 | 0.67273 | 0.70525 | 0.67273 | 0 | 48.109
| Sublap | SCEC | Monthly System Peak Day | February | CAISO 1-in-10 | 4 | 0.68114 | 0.65269 | 0.68114 | 0.65269 | 0 | 48.3366
| Sublap | SCEC | Monthly System Peak Day | February | CAISO 1-in-10 | 5 | 0.68263 | 0.65918 | 0.68263 | 0.65918 | 0 | 47.893
| Sublap | SCEC | Monthly System Peak Day | February | CAISO 1-in-10 | 6 | 0.70682 | 0.69969 | 0.70682 | 0.69969 | 0 | 47.3148
| Sublap | SCEC | Monthly System Peak Day | February | CAISO 1-in-10 | 7 | 0.75618 | 0.78502 | 0.75618 | 0.78502 | 0 | 46.8141
| Sublap | SCEC | Monthly System Peak Day | February | CAISO 1-in-10 | 8 | 0.70735 | 0.72867 | 0.70735 | 0.72867 | 0 | 46.81
| Sublap | SCEC | Monthly System Peak Day | February | CAISO 1-in-10 | 9 | 0.53854 | 0.53351 | 0.53854 | 0.53351 | 0 | 47.1882
| Sublap | SCEC | Monthly System Peak Day | February | CAISO 1-in-10 | 10 | 0.34327 | 0.35103 | 0.34327 | 0.35103 | 0 | 49.2634
| Sublap | SCEC | Monthly System Peak Day | February | CAISO 1-in-10 | 11 | 0.20251 | 0.22062 | 0.20251 | 0.22062 | 0 | 50.8241
| Sublap | SCEC | Monthly System Peak Day | February | CAISO 1-in-10 | 12 | 0.13233 | 0.15068 | 0.13233 | 0.15068 | 0 | 52.1703
| Sublap | SCEC | Monthly System Peak Day | February | CAISO 1-in-10 | 13 | 0.13397 | 0.13089 | 0.13397 | 0.13089 | 0 | 53.4312
| Sublap | SCEC | Monthly System Peak Day | February | CAISO 1-in-10 | 14 | 0.19286 | 0.17162 | 0.19286 | 0.17162 | 0 | 54.9758
| Sublap | SCEC | Monthly System Peak Day | February | CAISO 1-in-10 | 15 | 0.30172 | 0.26722 | 0.30172 | 0.26722 | 0 | 55.747
| Sublap | SCEC | Monthly System Peak Day | February | CAISO 1-in-10 | 16 | 0.47095 | 0.4307 | 0.47095 | 0.4307 | 0 | 55.3231
| Sublap | SCEC | Monthly System Peak Day | February | CAISO 1-in-10 | 17 | 0.68094 | 0.64351 | 0.68094 | 0.64351 | 0 | 56.3062
| Sublap | SCEC | Monthly System Peak Day | February | CAISO 1-in-10 | 18 | 0.94722 | 0.88559 | 0.94722 | 0.88559 | 0 | 55.4943
| Sublap | SCEC | Monthly System Peak Day | February | CAISO 1-in-10 | 19 | 1.1256 | 1.0277 | 1.1256 | 1.0277 | 0 | 54.4183
| Sublap | SCEC | Monthly System Peak Day | February | CAISO 1-in-10 | 20 | 1.1707 | 1.0798 | 1.1707 | 1.0798 | 0 | 53.1749
| Sublap | SCEC | Monthly System Peak Day | February | CAISO 1-in-10 | 21 | 1.1521 | 1.0844 | 1.1521 | 1.0844 | 0 | 52.8839
| Sublap | SCEC | Monthly System Peak Day | February | CAISO 1-in-10 | 22 | 1.0866 | 1.0307 | 1.0866 | 1.0307 | 0 | 52.2797
| Sublap | SCEC | Monthly System Peak Day | February | CAISO 1-in-10 | 23 | 1.0008 | 0.961 | 1.0008 | 0.961 | 0 | 51.7264
| Sublap | SCEC | Monthly System Peak Day | February | CAISO 1-in-10 | 24 | 0.88718 | 0.8531 | 0.88718 | 0.8531 | 0 | 51.2252
| Sublap | SCEC | Monthly System Peak Day | February | CAISO 1-in-2 | 1 | 0.86657 | 0.8224 | 0.86657 | 0.8224 | 0 | 40.9987
| Sublap | SCEC | Monthly System Peak Day | February | CAISO 1-in-2 | 2 | 0.80009 | 0.76222 | 0.80009 | 0.76222 | 0 | 40.0514
| Sublap | SCEC | Monthly System Peak Day | February | CAISO 1-in-2 | 3 | 0.75548 | 0.72297 | 0.75548 | 0.72297 | 0 | 39.088
| Sublap | SCEC | Monthly System Peak Day | February | CAISO 1-in-2 | 4 | 0.73426 | 0.70581 | 0.73426 | 0.70581 | 0 | 38.8316
| Sublap | SCEC | Monthly System Peak Day | February | CAISO 1-in-2 | 5 | 0.74052 | 0.71707 | 0.74052 | 0.71707 | 0 | 38.527
| Sublap | SCEC | Monthly System Peak Day | February | CAISO 1-in-2 | 6 | 0.76855 | 0.76142 | 0.76855 | 0.76142 | 0 | 37.8332
| Sublap | SCEC | Monthly System Peak Day | February | CAISO 1-in-2 | 7 | 0.82356 | 0.8524 | 0.82356 | 0.8524 | 0 | 37.0731
| Sublap | SCEC | Monthly System Peak Day | February | CAISO 1-in-2 | 8 | 0.77034 | 0.79167 | 0.77034 | 0.79167 | 0 | 36.6218
| Sublap | SCEC | Monthly System Peak Day | February | CAISO 1-in-2 | 9 | 0.59514 | 0.59011 | 0.59514 | 0.59011 | 0 | 38.6941
| Sublap | SCEC | Monthly System Peak Day | February | CAISO 1-in-2 | 10 | 0.39825 | 0.40601 | 0.39825 | 0.40601 | 0 | 42.4466
| Sublap | SCEC | Monthly System Peak Day | February | CAISO 1-in-2 | 11 | 0.26075 | 0.27887 | 0.26075 | 0.27887 | 0 | 45.8177
| Sublap | SCEC | Monthly System Peak Day | February | CAISO 1-in-2 | 12 | 0.19363 | 0.21198 | 0.19363 | 0.21198 | 0 | 49.0077
| Sublap | SCEC | Monthly System Peak Day | February | CAISO 1-in-2 | 13 | 0.1954 | 0.19232 | 0.1954 | 0.19232 | 0 | 51.8878
| Sublap | SCEC | Monthly System Peak Day | February | CAISO 1-in-2 | 14 | 0.26155 | 0.24031 | 0.26155 | 0.24031 | 0 | 53.8102
| Sublap | SCEC | Monthly System Peak Day | February | CAISO 1-in-2 | 15 | 0.37999 | 0.34549 | 0.37999 | 0.34549 | 0 | 55.3965
| Sublap | SCEC | Monthly System Peak Day | February | CAISO 1-in-2 | 16 | 0.55785 | 0.5176 | 0.55785 | 0.5176 | 0 | 56.6447
| Sublap | SCEC | Monthly System Peak Day | February | CAISO 1-in-2 | 17 | 0.7763 | 0.73888 | 0.7763 | 0.73888 | 0 | 56.9417
| Sublap | SCEC | Monthly System Peak Day | February | CAISO 1-in-2 | 18 | 1.0381 | 0.97645 | 1.0381 | 0.97645 | 0 | 56.104
| Sublap | SCEC | Monthly System Peak Day | February | CAISO 1-in-2 | 19 | 1.2085 | 1.1107 | 1.2085 | 1.1107 | 0 | 53.7834
| Sublap | SCEC | Monthly System Peak Day | February | CAISO 1-in-2 | 20 | 1.2385 | 1.1476 | 1.2385 | 1.1476 | 0 | 50.8118
| Sublap | SCEC | Monthly System Peak Day | February | CAISO 1-in-2 | 21 | 1.2129 | 1.1451 | 1.2129 | 1.1451 | 0 | 48.8248
| Sublap | SCEC | Monthly System Peak Day | February | CAISO 1-in-2 | 22 | 1.1465 | 1.0907 | 1.1465 | 1.0907 | 0 | 47.1125
| Sublap | SCEC | Monthly System Peak Day | February | CAISO 1-in-2 | 23 | 1.0589 | 1.0191 | 1.0589 | 1.0191 | 0 | 45.5585
| Sublap | SCEC | Monthly System Peak Day | February | CAISO 1-in-2 | 24 | 0.9443 | 0.91022 | 0.9443 | 0.91022 | 0 | 43.9025
| Sublap | SCEC | Monthly System Peak Day | February | SCE 1-in-10 | 1 | 0.95708 | 0.91291 | 0.95708 | 0.91291 | 0 | 64.9395
| Sublap | SCEC | Monthly System Peak Day | February | SCE 1-in-10 | 2 | 0.85198 | 0.8141 | 0.85198 | 0.8141 | 0 | 63.5382
| Sublap | SCEC | Monthly System Peak Day | February | SCE 1-in-10 | 3 | 0.71818 | 0.68566 | 0.71818 | 0.68566 | 0 | 61.3507
| Sublap | SCEC | Monthly System Peak Day | February | SCE 1-in-10 | 4 | 0.63658 | 0.60812 | 0.63658 | 0.60812 | 0 | 59.8178
| Sublap | SCEC | Monthly System Peak Day | February | SCE 1-in-10 | 5 | 0.6188 | 0.59535 | 0.6188 | 0.59535 | 0 | 59.2745
| Sublap | SCEC | Monthly System Peak Day | February | SCE 1-in-10 | 6 | 0.60445 | 0.59732 | 0.60445 | 0.59732 | 0 | 56.8984
| Sublap | SCEC | Monthly System Peak Day | February | SCE 1-in-10 | 7 | 0.60993 | 0.63876 | 0.60993 | 0.63876 | 0 | 57.5693
| Sublap | SCEC | Monthly System Peak Day | February | SCE 1-in-10 | 8 | 0.54917 | 0.57049 | 0.54917 | 0.57049 | 0 | 55.4648
| Sublap | SCEC | Monthly System Peak Day | February | SCE 1-in-10 | 9 | 0.38925 | 0.38423 | 0.38925 | 0.38423 | 0 | 58.79
| Sublap | SCEC | Monthly System Peak Day | February | SCE 1-in-10 | 10 | 0.23027 | 0.23803 | 0.23027 | 0.23803 | 0 | 65.6677
| Sublap | SCEC | Monthly System Peak Day | February | SCE 1-in-10 | 11 | 0.05748 | 0.075595 | 0.05748 | 0.075595 | 0 | 71.6987
| Sublap | SCEC | Monthly System Peak Day | February | SCE 1-in-10 | 12 | -0.02619 | -0.007837 | -0.02619 | -0.007837 | 0 | 77.0699
| Sublap | SCEC | Monthly System Peak Day | February | SCE 1-in-10 | 13 | 0.027945 | 0.024863 | 0.027945 | 0.024863 | 0 | 80.5359
| Sublap | SCEC | Monthly System Peak Day | February | SCE 1-in-10 | 14 | 0.16285 | 0.14161 | 0.16285 | 0.14161 | 0 | 82.8321
| Sublap | SCEC | Monthly System Peak Day | February | SCE 1-in-10 | 15 | 0.3672 | 0.33269 | 0.3672 | 0.33269 | 0 | 84.315
| Sublap | SCEC | Monthly System Peak Day | February | SCE 1-in-10 | 16 | 0.64687 | 0.60662 | 0.64687 | 0.60662 | 0 | 85.1044
| Sublap | SCEC | Monthly System Peak Day | February | SCE 1-in-10 | 17 | 0.9338 | 0.89637 | 0.023132 | -0.033254 | 0.041553 | 84.9672
| Sublap | SCEC | Monthly System Peak Day | February | SCE 1-in-10 | 18 | 1.2165 | 1.1549 | 0.88723 | 0.79581 | 0.19996 | 83.6314
| Sublap | SCEC | Monthly System Peak Day | February | SCE 1-in-10 | 19 | 1.4086 | 1.3108 | 1.3436 | 1.1485 | 0.032511 | 79.4907
| Sublap | SCEC | Monthly System Peak Day | February | SCE 1-in-10 | 20 | 1.4174 | 1.3265 | 1.3334 | 1.2151 | 0.06807 | 74.6773
| Sublap | SCEC | Monthly System Peak Day | February | SCE 1-in-10 | 21 | 1.3687 | 1.301 | 1.3254 | 1.2302 | 0.021665 | 70.6304
| Sublap | SCEC | Monthly System Peak Day | February | SCE 1-in-10 | 22 | 1.2849 | 1.229 | 1.8844 | 1.9124 | 0.10868 | 68.4038
| Sublap | SCEC | Monthly System Peak Day | February | SCE 1-in-10 | 23 | 1.1502 | 1.1104 | 1.1703 | 1.1874 | 0.01008 | 65.9823
| Sublap | SCEC | Monthly System Peak Day | February | SCE 1-in-10 | 24 | 0.9619 | 0.92783 | 0.9619 | 0.92783 | 0 | 63.2537
| Sublap | SCEC | Monthly System Peak Day | February | SCE 1-in-2 | 1 | 0.86353 | 0.81936 | 0.86353 | 0.81936 | 0 | 41.3975
| Sublap | SCEC | Monthly System Peak Day | February | SCE 1-in-2 | 2 | 0.79702 | 0.75914 | 0.79702 | 0.75914 | 0 | 41.0621
| Sublap | SCEC | Monthly System Peak Day | February | SCE 1-in-2 | 3 | 0.75234 | 0.71983 | 0.75234 | 0.71983 | 0 | 40.8042
| Sublap | SCEC | Monthly System Peak Day | February | SCE 1-in-2 | 4 | 0.73094 | 0.70249 | 0.73094 | 0.70249 | 0 | 40.7745
| Sublap | SCEC | Monthly System Peak Day | February | SCE 1-in-2 | 5 | 0.7369 | 0.71345 | 0.7369 | 0.71345 | 0 | 40.2738
| Sublap | SCEC | Monthly System Peak Day | February | SCE 1-in-2 | 6 | 0.76469 | 0.75756 | 0.76469 | 0.75756 | 0 | 39.6722
| Sublap | SCEC | Monthly System Peak Day | February | SCE 1-in-2 | 7 | 0.81935 | 0.84819 | 0.81935 | 0.84819 | 0 | 39.7104
| Sublap | SCEC | Monthly System Peak Day | February | SCE 1-in-2 | 8 | 0.76641 | 0.78773 | 0.76641 | 0.78773 | 0 | 39.467
| Sublap | SCEC | Monthly System Peak Day | February | SCE 1-in-2 | 9 | 0.5916 | 0.58658 | 0.5916 | 0.58658 | 0 | 40.6926
| Sublap | SCEC | Monthly System Peak Day | February | SCE 1-in-2 | 10 | 0.39481 | 0.40257 | 0.39481 | 0.40257 | 0 | 43.1066
| Sublap | SCEC | Monthly System Peak Day | February | SCE 1-in-2 | 11 | 0.25711 | 0.27523 | 0.25711 | 0.27523 | 0 | 45.8548
| Sublap | SCEC | Monthly System Peak Day | February | SCE 1-in-2 | 12 | 0.1898 | 0.20815 | 0.1898 | 0.20815 | 0 | 48.1207
| Sublap | SCEC | Monthly System Peak Day | February | SCE 1-in-2 | 13 | 0.19156 | 0.18848 | 0.19156 | 0.18848 | 0 | 50.2264
| Sublap | SCEC | Monthly System Peak Day | February | SCE 1-in-2 | 14 | 0.25726 | 0.23601 | 0.25726 | 0.23601 | 0 | 52.0665
| Sublap | SCEC | Monthly System Peak Day | February | SCE 1-in-2 | 15 | 0.3751 | 0.3406 | 0.3751 | 0.3406 | 0 | 53.6854
| Sublap | SCEC | Monthly System Peak Day | February | SCE 1-in-2 | 16 | 0.55242 | 0.51217 | 0.55242 | 0.51217 | 0 | 54.8471
| Sublap | SCEC | Monthly System Peak Day | February | SCE 1-in-2 | 17 | 0.77034 | 0.73292 | 0.77034 | 0.73292 | 0 | 55.4162
| Sublap | SCEC | Monthly System Peak Day | February | SCE 1-in-2 | 18 | 1.0324 | 0.97077 | 1.0324 | 0.97077 | 0 | 54.9476
| Sublap | SCEC | Monthly System Peak Day | February | SCE 1-in-2 | 19 | 1.2034 | 1.1055 | 1.2034 | 1.1055 | 0 | 53.1366
| Sublap | SCEC | Monthly System Peak Day | February | SCE 1-in-2 | 20 | 1.2343 | 1.1433 | 1.2343 | 1.1433 | 0 | 50.9609
| Sublap | SCEC | Monthly System Peak Day | February | SCE 1-in-2 | 21 | 1.2091 | 1.1413 | 1.2091 | 1.1413 | 0 | 48.9642
| Sublap | SCEC | Monthly System Peak Day | February | SCE 1-in-2 | 22 | 1.1428 | 1.087 | 1.1428 | 1.087 | 0 | 47.248
| Sublap | SCEC | Monthly System Peak Day | February | SCE 1-in-2 | 23 | 1.0553 | 1.0155 | 1.0553 | 1.0155 | 0 | 46.0668
| Sublap | SCEC | Monthly System Peak Day | February | SCE 1-in-2 | 24 | 0.94073 | 0.90665 | 0.94073 | 0.90665 | 0 | 44.9132
| Sublap | SCEC | Monthly System Peak Day | January | CAISO 1-in-10 | 1 | 0.89213 | 0.84796 | 0.89213 | 0.84796 | 0 | 43.8331
| Sublap | SCEC | Monthly System Peak Day | January | CAISO 1-in-10 | 2 | 0.82598 | 0.7881 | 0.82598 | 0.7881 | 0 | 43.108
| Sublap | SCEC | Monthly System Peak Day | January | CAISO 1-in-10 | 3 | 0.78191 | 0.7494 | 0.78191 | 0.7494 | 0 | 42.3409
| Sublap | SCEC | Monthly System Peak Day | January | CAISO 1-in-10 | 4 | 0.76221 | 0.73376 | 0.76221 | 0.73376 | 0 | 42.0652
| Sublap | SCEC | Monthly System Peak Day | January | CAISO 1-in-10 | 5 | 0.77098 | 0.74753 | 0.77098 | 0.74753 | 0 | 41.8246
| Sublap | SCEC | Monthly System Peak Day | January | CAISO 1-in-10 | 6 | 0.80103 | 0.7939 | 0.80103 | 0.7939 | 0 | 40.7528
| Sublap | SCEC | Monthly System Peak Day | January | CAISO 1-in-10 | 7 | 0.85901 | 0.88785 | 0.85901 | 0.88785 | 0 | 40.5077
| Sublap | SCEC | Monthly System Peak Day | January | CAISO 1-in-10 | 8 | 0.80349 | 0.82482 | 0.80349 | 0.82482 | 0 | 39.2891
| Sublap | SCEC | Monthly System Peak Day | January | CAISO 1-in-10 | 9 | 0.62492 | 0.61989 | 0.62492 | 0.61989 | 0 | 39.2143
| Sublap | SCEC | Monthly System Peak Day | January | CAISO 1-in-10 | 10 | 0.42717 | 0.43493 | 0.42717 | 0.43493 | 0 | 41.481
| Sublap | SCEC | Monthly System Peak Day | January | CAISO 1-in-10 | 11 | 0.29139 | 0.30951 | 0.29139 | 0.30951 | 0 | 43.6211
| Sublap | SCEC | Monthly System Peak Day | January | CAISO 1-in-10 | 12 | 0.22589 | 0.24424 | 0.22589 | 0.24424 | 0 | 45.4143
| Sublap | SCEC | Monthly System Peak Day | January | CAISO 1-in-10 | 13 | 0.22772 | 0.22463 | 0.22772 | 0.22463 | 0 | 45.8033
| Sublap | SCEC | Monthly System Peak Day | January | CAISO 1-in-10 | 14 | 0.29769 | 0.27644 | 0.29769 | 0.27644 | 0 | 46.0681
| Sublap | SCEC | Monthly System Peak Day | January | CAISO 1-in-10 | 15 | 0.42117 | 0.38667 | 0.42117 | 0.38667 | 0 | 46.4497
| Sublap | SCEC | Monthly System Peak Day | January | CAISO 1-in-10 | 16 | 0.60357 | 0.56332 | 0.60357 | 0.56332 | 0 | 47.8416
| Sublap | SCEC | Monthly System Peak Day | January | CAISO 1-in-10 | 17 | 0.82648 | 0.78905 | 0.82648 | 0.78905 | 0 | 48.093
| Sublap | SCEC | Monthly System Peak Day | January | CAISO 1-in-10 | 18 | 1.0859 | 1.0243 | 1.0859 | 1.0243 | 0 | 46.8859
| Sublap | SCEC | Monthly System Peak Day | January | CAISO 1-in-10 | 19 | 1.2522 | 1.1543 | 1.2522 | 1.1543 | 0 | 45.4478
| Sublap | SCEC | Monthly System Peak Day | January | CAISO 1-in-10 | 20 | 1.2742 | 1.1833 | 1.2742 | 1.1833 | 0 | 44.3146
| Sublap | SCEC | Monthly System Peak Day | January | CAISO 1-in-10 | 21 | 1.2449 | 1.1771 | 1.2449 | 1.1771 | 0 | 42.9183
| Sublap | SCEC | Monthly System Peak Day | January | CAISO 1-in-10 | 22 | 1.1781 | 1.1223 | 1.1781 | 1.1223 | 0 | 42.1404
| Sublap | SCEC | Monthly System Peak Day | January | CAISO 1-in-10 | 23 | 1.0895 | 1.0497 | 1.0895 | 1.0497 | 0 | 41.386
| Sublap | SCEC | Monthly System Peak Day | January | CAISO 1-in-10 | 24 | 0.97435 | 0.94027 | 0.97435 | 0.94027 | 0 | 40.6097
| Sublap | SCEC | Monthly System Peak Day | January | CAISO 1-in-2 | 1 | 0.82615 | 0.78198 | 0.82615 | 0.78198 | 0 | 47.5183
| Sublap | SCEC | Monthly System Peak Day | January | CAISO 1-in-2 | 2 | 0.75917 | 0.72129 | 0.75917 | 0.72129 | 0 | 46.9674
| Sublap | SCEC | Monthly System Peak Day | January | CAISO 1-in-2 | 3 | 0.71369 | 0.68117 | 0.71369 | 0.68117 | 0 | 46.5144
| Sublap | SCEC | Monthly System Peak Day | January | CAISO 1-in-2 | 4 | 0.69007 | 0.66162 | 0.69007 | 0.66162 | 0 | 46.0488
| Sublap | SCEC | Monthly System Peak Day | January | CAISO 1-in-2 | 5 | 0.69236 | 0.66891 | 0.69236 | 0.66891 | 0 | 45.6971
| Sublap | SCEC | Monthly System Peak Day | January | CAISO 1-in-2 | 6 | 0.71719 | 0.71006 | 0.71719 | 0.71006 | 0 | 45.8379
| Sublap | SCEC | Monthly System Peak Day | January | CAISO 1-in-2 | 7 | 0.76751 | 0.79635 | 0.76751 | 0.79635 | 0 | 44.4898
| Sublap | SCEC | Monthly System Peak Day | January | CAISO 1-in-2 | 8 | 0.71793 | 0.73926 | 0.71793 | 0.73926 | 0 | 43.736
| Sublap | SCEC | Monthly System Peak Day | January | CAISO 1-in-2 | 9 | 0.54805 | 0.54303 | 0.54805 | 0.54303 | 0 | 44.2504
| Sublap | SCEC | Monthly System Peak Day | January | CAISO 1-in-2 | 10 | 0.35251 | 0.36027 | 0.35251 | 0.36027 | 0 | 47.2284
| Sublap | SCEC | Monthly System Peak Day | January | CAISO 1-in-2 | 11 | 0.2123 | 0.23041 | 0.2123 | 0.23041 | 0 | 50.1841
| Sublap | SCEC | Monthly System Peak Day | January | CAISO 1-in-2 | 12 | 0.14263 | 0.16098 | 0.14263 | 0.16098 | 0 | 52.8226
| Sublap | SCEC | Monthly System Peak Day | January | CAISO 1-in-2 | 13 | 0.14429 | 0.14121 | 0.14429 | 0.14121 | 0 | 55.0893
| Sublap | SCEC | Monthly System Peak Day | January | CAISO 1-in-2 | 14 | 0.2044 | 0.18316 | 0.2044 | 0.18316 | 0 | 56.0867
| Sublap | SCEC | Monthly System Peak Day | January | CAISO 1-in-2 | 15 | 0.31488 | 0.28037 | 0.31488 | 0.28037 | 0 | 57.1958
| Sublap | SCEC | Monthly System Peak Day | January | CAISO 1-in-2 | 16 | 0.48556 | 0.44531 | 0.48556 | 0.44531 | 0 | 57.7672
| Sublap | SCEC | Monthly System Peak Day | January | CAISO 1-in-2 | 17 | 0.6975 | 0.66008 | 0.6975 | 0.66008 | 0 | 57.4006
| Sublap | SCEC | Monthly System Peak Day | January | CAISO 1-in-2 | 18 | 0.9623 | 0.90067 | 0.9623 | 0.90067 | 0 | 55.9805
| Sublap | SCEC | Monthly System Peak Day | January | CAISO 1-in-2 | 19 | 1.1393 | 1.0415 | 1.1393 | 1.0415 | 0 | 54.4112
| Sublap | SCEC | Monthly System Peak Day | January | CAISO 1-in-2 | 20 | 1.1852 | 1.0943 | 1.1852 | 1.0943 | 0 | 53.033
| Sublap | SCEC | Monthly System Peak Day | January | CAISO 1-in-2 | 21 | 1.1647 | 1.097 | 1.1647 | 1.097 | 0 | 51.4302
| Sublap | SCEC | Monthly System Peak Day | January | CAISO 1-in-2 | 22 | 1.0966 | 1.0408 | 1.0966 | 1.0408 | 0 | 50.3823
| Sublap | SCEC | Monthly System Peak Day | January | CAISO 1-in-2 | 23 | 1.0105 | 0.97077 | 1.0105 | 0.97077 | 0 | 49.1696
| Sublap | SCEC | Monthly System Peak Day | January | CAISO 1-in-2 | 24 | 0.89678 | 0.8627 | 0.89678 | 0.8627 | 0 | 48.2927
| Sublap | SCEC | Monthly System Peak Day | January | SCE 1-in-10 | 1 | 0.87779 | 0.83361 | 0.87779 | 0.83361 | 0 | 43.8114
| Sublap | SCEC | Monthly System Peak Day | January | SCE 1-in-10 | 2 | 0.81145 | 0.77358 | 0.81145 | 0.77358 | 0 | 43.2841
| Sublap | SCEC | Monthly System Peak Day | January | SCE 1-in-10 | 3 | 0.76708 | 0.73457 | 0.76708 | 0.73457 | 0 | 42.5601
| Sublap | SCEC | Monthly System Peak Day | January | SCE 1-in-10 | 4 | 0.74653 | 0.71808 | 0.74653 | 0.71808 | 0 | 42.3265
| Sublap | SCEC | Monthly System Peak Day | January | SCE 1-in-10 | 5 | 0.75389 | 0.73044 | 0.75389 | 0.73044 | 0 | 42.6049
| Sublap | SCEC | Monthly System Peak Day | January | SCE 1-in-10 | 6 | 0.78568 | 0.77855 | 0.78568 | 0.77855 | 0 | 42.5624
| Sublap | SCEC | Monthly System Peak Day | January | SCE 1-in-10 | 7 | 0.83912 | 0.86796 | 0.83912 | 0.86796 | 0 | 40.8612
| Sublap | SCEC | Monthly System Peak Day | January | SCE 1-in-10 | 8 | 0.78489 | 0.80622 | 0.78489 | 0.80622 | 0 | 39.6262
| Sublap | SCEC | Monthly System Peak Day | January | SCE 1-in-10 | 9 | 0.60821 | 0.60318 | 0.60821 | 0.60318 | 0 | 40.0827
| Sublap | SCEC | Monthly System Peak Day | January | SCE 1-in-10 | 10 | 0.41094 | 0.4187 | 0.41094 | 0.4187 | 0 | 42.8802
| Sublap | SCEC | Monthly System Peak Day | January | SCE 1-in-10 | 11 | 0.2742 | 0.29231 | 0.2742 | 0.29231 | 0 | 45.1287
| Sublap | SCEC | Monthly System Peak Day | January | SCE 1-in-10 | 12 | 0.20779 | 0.22614 | 0.20779 | 0.22614 | 0 | 46.4933
| Sublap | SCEC | Monthly System Peak Day | January | SCE 1-in-10 | 13 | 0.20958 | 0.2065 | 0.20958 | 0.2065 | 0 | 47.6429
| Sublap | SCEC | Monthly System Peak Day | January | SCE 1-in-10 | 14 | 0.27741 | 0.25617 | 0.27741 | 0.25617 | 0 | 48.1196
| Sublap | SCEC | Monthly System Peak Day | January | SCE 1-in-10 | 15 | 0.39807 | 0.36356 | 0.39807 | 0.36356 | 0 | 48.7108
| Sublap | SCEC | Monthly System Peak Day | January | SCE 1-in-10 | 16 | 0.57792 | 0.53767 | 0.57792 | 0.53767 | 0 | 49.3117
| Sublap | SCEC | Monthly System Peak Day | January | SCE 1-in-10 | 17 | 0.79833 | 0.7609 | 0.79833 | 0.7609 | 0 | 49.4301
| Sublap | SCEC | Monthly System Peak Day | January | SCE 1-in-10 | 18 | 1.0589 | 0.99727 | 1.0589 | 0.99727 | 0 | 48.4964
| Sublap | SCEC | Monthly System Peak Day | January | SCE 1-in-10 | 19 | 1.2275 | 1.1296 | 1.2275 | 1.1296 | 0 | 47.3055
| Sublap | SCEC | Monthly System Peak Day | January | SCE 1-in-10 | 20 | 1.259 | 1.1681 | 1.259 | 1.1681 | 0 | 46.9206
| Sublap | SCEC | Monthly System Peak Day | January | SCE 1-in-10 | 21 | 1.2322 | 1.1645 | 1.2322 | 1.1645 | 0 | 46.0544
| Sublap | SCEC | Monthly System Peak Day | January | SCE 1-in-10 | 22 | 1.1613 | 1.1055 | 1.1613 | 1.1055 | 0 | 45.0307
| Sublap | SCEC | Monthly System Peak Day | January | SCE 1-in-10 | 23 | 1.0732 | 1.0334 | 1.0732 | 1.0334 | 0 | 44.4143
| Sublap | SCEC | Monthly System Peak Day | January | SCE 1-in-10 | 24 | 0.96002 | 0.92595 | 0.96002 | 0.92595 | 0 | 43.8641
| Sublap | SCEC | Monthly System Peak Day | January | SCE 1-in-2 | 1 | 0.8662 | 0.82203 | 0.8662 | 0.82203 | 0 | 44.9176
| Sublap | SCEC | Monthly System Peak Day | January | SCE 1-in-2 | 2 | 0.79972 | 0.76185 | 0.79972 | 0.76185 | 0 | 43.233
| Sublap | SCEC | Monthly System Peak Day | January | SCE 1-in-2 | 3 | 0.7551 | 0.72259 | 0.7551 | 0.72259 | 0 | 41.6591
| Sublap | SCEC | Monthly System Peak Day | January | SCE 1-in-2 | 4 | 0.73386 | 0.70541 | 0.73386 | 0.70541 | 0 | 40.3949
| Sublap | SCEC | Monthly System Peak Day | January | SCE 1-in-2 | 5 | 0.74008 | 0.71663 | 0.74008 | 0.71663 | 0 | 39.6391
| Sublap | SCEC | Monthly System Peak Day | January | SCE 1-in-2 | 6 | 0.76808 | 0.76095 | 0.76808 | 0.76095 | 0 | 38.9973
| Sublap | SCEC | Monthly System Peak Day | January | SCE 1-in-2 | 7 | 0.82305 | 0.85189 | 0.82305 | 0.85189 | 0 | 38.5446
| Sublap | SCEC | Monthly System Peak Day | January | SCE 1-in-2 | 8 | 0.76987 | 0.79119 | 0.76987 | 0.79119 | 0 | 38.8954
| Sublap | SCEC | Monthly System Peak Day | January | SCE 1-in-2 | 9 | 0.59471 | 0.58968 | 0.59471 | 0.58968 | 0 | 39.4939
| Sublap | SCEC | Monthly System Peak Day | January | SCE 1-in-2 | 10 | 0.39783 | 0.40559 | 0.39783 | 0.40559 | 0 | 42.2359
| Sublap | SCEC | Monthly System Peak Day | January | SCE 1-in-2 | 11 | 0.26031 | 0.27842 | 0.26031 | 0.27842 | 0 | 45.9647
| Sublap | SCEC | Monthly System Peak Day | January | SCE 1-in-2 | 12 | 0.19317 | 0.21152 | 0.19317 | 0.21152 | 0 | 49.4772
| Sublap | SCEC | Monthly System Peak Day | January | SCE 1-in-2 | 13 | 0.19493 | 0.19185 | 0.19493 | 0.19185 | 0 | 51.6927
| Sublap | SCEC | Monthly System Peak Day | January | SCE 1-in-2 | 14 | 0.26103 | 0.23978 | 0.26103 | 0.23978 | 0 | 52.7542
| Sublap | SCEC | Monthly System Peak Day | January | SCE 1-in-2 | 15 | 0.3794 | 0.3449 | 0.3794 | 0.3449 | 0 | 53.1187
| Sublap | SCEC | Monthly System Peak Day | January | SCE 1-in-2 | 16 | 0.55719 | 0.51694 | 0.55719 | 0.51694 | 0 | 53.6018
| Sublap | SCEC | Monthly System Peak Day | January | SCE 1-in-2 | 17 | 0.77558 | 0.73816 | 0.77558 | 0.73816 | 0 | 53.9763
| Sublap | SCEC | Monthly System Peak Day | January | SCE 1-in-2 | 18 | 1.0374 | 0.97576 | 1.0374 | 0.97576 | 0 | 52.828
| Sublap | SCEC | Monthly System Peak Day | January | SCE 1-in-2 | 19 | 1.2079 | 1.1101 | 1.2079 | 1.1101 | 0 | 50.6771
| Sublap | SCEC | Monthly System Peak Day | January | SCE 1-in-2 | 20 | 1.238 | 1.1471 | 1.238 | 1.1471 | 0 | 49.0509
| Sublap | SCEC | Monthly System Peak Day | January | SCE 1-in-2 | 21 | 1.2124 | 1.1447 | 1.2124 | 1.1447 | 0 | 47.8262
| Sublap | SCEC | Monthly System Peak Day | January | SCE 1-in-2 | 22 | 1.1461 | 1.0903 | 1.1461 | 1.0903 | 0 | 46.8566
| Sublap | SCEC | Monthly System Peak Day | January | SCE 1-in-2 | 23 | 1.0585 | 1.0187 | 1.0585 | 1.0187 | 0 | 45.7273
| Sublap | SCEC | Monthly System Peak Day | January | SCE 1-in-2 | 24 | 0.94386 | 0.90979 | 0.94386 | 0.90979 | 0 | 45.1335
| Sublap | SCEC | Monthly System Peak Day | July | CAISO 1-in-10 | 1 | 1.7017 | 1.6575 | 1.7017 | 1.6575 | 0 | 81.8412
| Sublap | SCEC | Monthly System Peak Day | July | CAISO 1-in-10 | 2 | 1.456 | 1.4181 | 1.456 | 1.4181 | 0 | 80.5815
| Sublap | SCEC | Monthly System Peak Day | July | CAISO 1-in-10 | 3 | 1.2635 | 1.231 | 1.2635 | 1.231 | 0 | 79.1316
| Sublap | SCEC | Monthly System Peak Day | July | CAISO 1-in-10 | 4 | 1.129 | 1.1006 | 1.129 | 1.1006 | 0 | 78.1369
| Sublap | SCEC | Monthly System Peak Day | July | CAISO 1-in-10 | 5 | 1.0356 | 1.0122 | 1.0356 | 1.0122 | 0 | 77.2739
| Sublap | SCEC | Monthly System Peak Day | July | CAISO 1-in-10 | 6 | 0.97862 | 0.97148 | 0.97862 | 0.97148 | 0 | 76.5768
| Sublap | SCEC | Monthly System Peak Day | July | CAISO 1-in-10 | 7 | 0.93568 | 0.96451 | 0.93568 | 0.96451 | 0 | 76.0639
| Sublap | SCEC | Monthly System Peak Day | July | CAISO 1-in-10 | 8 | 0.92434 | 0.94567 | 0.92434 | 0.94567 | 0 | 76.625
| Sublap | SCEC | Monthly System Peak Day | July | CAISO 1-in-10 | 9 | 0.87168 | 0.86665 | 0.87168 | 0.86665 | 0 | 80.2758
| Sublap | SCEC | Monthly System Peak Day | July | CAISO 1-in-10 | 10 | 0.77916 | 0.78692 | 0.77916 | 0.78692 | 0 | 85.0086
| Sublap | SCEC | Monthly System Peak Day | July | CAISO 1-in-10 | 11 | 0.89163 | 0.90974 | 0.89163 | 0.90974 | 0 | 89.7039
| Sublap | SCEC | Monthly System Peak Day | July | CAISO 1-in-10 | 12 | 1.1698 | 1.1882 | 1.1698 | 1.1882 | 0 | 93.7181
| Sublap | SCEC | Monthly System Peak Day | July | CAISO 1-in-10 | 13 | 1.5646 | 1.5615 | 1.5646 | 1.5615 | 0 | 96.687
| Sublap | SCEC | Monthly System Peak Day | July | CAISO 1-in-10 | 14 | 2.0009 | 1.9796 | 2.0009 | 1.9796 | 0 | 99.321
| Sublap | SCEC | Monthly System Peak Day | July | CAISO 1-in-10 | 15 | 2.4164 | 2.3819 | 2.4164 | 2.3819 | 0 | 101.1205
| Sublap | SCEC | Monthly System Peak Day | July | CAISO 1-in-10 | 16 | 2.8331 | 2.7928 | 2.8331 | 2.7928 | 0 | 102.3544
| Sublap | SCEC | Monthly System Peak Day | July | CAISO 1-in-10 | 17 | 3.1523 | 3.1148 | 1.9049 | 1.8485 | 0.021176 | 102.5574
| Sublap | SCEC | Monthly System Peak Day | July | CAISO 1-in-10 | 18 | 3.405 | 3.3433 | 2.6558 | 2.5644 | 0.062774 | 101.2007
| Sublap | SCEC | Monthly System Peak Day | July | CAISO 1-in-10 | 19 | 3.4629 | 3.365 | 3.052 | 2.8568 | 0.038168 | 98.7484
| Sublap | SCEC | Monthly System Peak Day | July | CAISO 1-in-10 | 20 | 3.2391 | 3.1481 | 2.9408 | 2.8225 | 0.017338 | 96.0125
| Sublap | SCEC | Monthly System Peak Day | July | CAISO 1-in-10 | 21 | 3.0144 | 2.9466 | 2.7562 | 2.661 | 0.023722 | 92.0226
| Sublap | SCEC | Monthly System Peak Day | July | CAISO 1-in-10 | 22 | 2.7538 | 2.698 | 3.2657 | 3.2936 | 0.030291 | 87.6117
| Sublap | SCEC | Monthly System Peak Day | July | CAISO 1-in-10 | 23 | 2.4117 | 2.372 | 2.5889 | 2.6059 | 0.019384 | 85.2198
| Sublap | SCEC | Monthly System Peak Day | July | CAISO 1-in-10 | 24 | 2.012 | 1.978 | 2.1148 | 2.0967 | 0.016292 | 83.2229
| Sublap | SCEC | Monthly System Peak Day | July | CAISO 1-in-2 | 1 | 1.536 | 1.4918 | 1.536 | 1.4918 | 0 | 78.6318
| Sublap | SCEC | Monthly System Peak Day | July | CAISO 1-in-2 | 2 | 1.3114 | 1.2736 | 1.3114 | 1.2736 | 0 | 77.4027
| Sublap | SCEC | Monthly System Peak Day | July | CAISO 1-in-2 | 3 | 1.1403 | 1.1078 | 1.1403 | 1.1078 | 0 | 76.0935
| Sublap | SCEC | Monthly System Peak Day | July | CAISO 1-in-2 | 4 | 1.0206 | 0.99212 | 1.0206 | 0.99212 | 0 | 75.1371
| Sublap | SCEC | Monthly System Peak Day | July | CAISO 1-in-2 | 5 | 0.93212 | 0.90867 | 0.93212 | 0.90867 | 0 | 74.1019
| Sublap | SCEC | Monthly System Peak Day | July | CAISO 1-in-2 | 6 | 0.87601 | 0.86888 | 0.87601 | 0.86888 | 0 | 73.1283
| Sublap | SCEC | Monthly System Peak Day | July | CAISO 1-in-2 | 7 | 0.83822 | 0.86706 | 0.83822 | 0.86706 | 0 | 72.6054
| Sublap | SCEC | Monthly System Peak Day | July | CAISO 1-in-2 | 8 | 0.81375 | 0.83508 | 0.81375 | 0.83508 | 0 | 73.1448
| Sublap | SCEC | Monthly System Peak Day | July | CAISO 1-in-2 | 9 | 0.74915 | 0.74413 | 0.74915 | 0.74413 | 0 | 76.4605
| Sublap | SCEC | Monthly System Peak Day | July | CAISO 1-in-2 | 10 | 0.66444 | 0.6722 | 0.66444 | 0.6722 | 0 | 80.8786
| Sublap | SCEC | Monthly System Peak Day | July | CAISO 1-in-2 | 11 | 0.74382 | 0.76193 | 0.74382 | 0.76193 | 0 | 85.9372
| Sublap | SCEC | Monthly System Peak Day | July | CAISO 1-in-2 | 12 | 0.95723 | 0.97558 | 0.95723 | 0.97558 | 0 | 90.1065
| Sublap | SCEC | Monthly System Peak Day | July | CAISO 1-in-2 | 13 | 1.2761 | 1.273 | 1.2761 | 1.273 | 0 | 94.0592
| Sublap | SCEC | Monthly System Peak Day | July | CAISO 1-in-2 | 14 | 1.6588 | 1.6375 | 1.6588 | 1.6375 | 0 | 97.0255
| Sublap | SCEC | Monthly System Peak Day | July | CAISO 1-in-2 | 15 | 2.0428 | 2.0083 | 2.0428 | 2.0083 | 0 | 99.1237
| Sublap | SCEC | Monthly System Peak Day | July | CAISO 1-in-2 | 16 | 2.445 | 2.4047 | 2.445 | 2.4047 | 0 | 99.8932
| Sublap | SCEC | Monthly System Peak Day | July | CAISO 1-in-2 | 17 | 2.766 | 2.7286 | 1.5669 | 1.5106 | 0.019269 | 100.0311
| Sublap | SCEC | Monthly System Peak Day | July | CAISO 1-in-2 | 18 | 3.0273 | 2.9656 | 2.3619 | 2.2704 | 0.083642 | 97.6982
| Sublap | SCEC | Monthly System Peak Day | July | CAISO 1-in-2 | 19 | 3.1089 | 3.0111 | 2.7637 | 2.5685 | 0.054881 | 95.0898
| Sublap | SCEC | Monthly System Peak Day | July | CAISO 1-in-2 | 20 | 2.9199 | 2.8289 | 2.658 | 2.5397 | 0.022977 | 92.3915
| Sublap | SCEC | Monthly System Peak Day | July | CAISO 1-in-2 | 21 | 2.7329 | 2.6652 | 2.5043 | 2.4092 | 0.030295 | 89.0789
| Sublap | SCEC | Monthly System Peak Day | July | CAISO 1-in-2 | 22 | 2.5103 | 2.4545 | 3.0306 | 3.0586 | 0.035506 | 85.7611
| Sublap | SCEC | Monthly System Peak Day | July | CAISO 1-in-2 | 23 | 2.2034 | 2.1636 | 2.3675 | 2.3846 | 0.021986 | 83.6327
| Sublap | SCEC | Monthly System Peak Day | July | CAISO 1-in-2 | 24 | 1.8513 | 1.8172 | 1.9449 | 1.9267 | 0.017774 | 81.9178
| Sublap | SCEC | Monthly System Peak Day | July | SCE 1-in-10 | 1 | 1.7059 | 1.6617 | 1.7059 | 1.6617 | 0 | 81.9133
| Sublap | SCEC | Monthly System Peak Day | July | SCE 1-in-10 | 2 | 1.4098 | 1.3719 | 1.4098 | 1.3719 | 0 | 79.9057
| Sublap | SCEC | Monthly System Peak Day | July | SCE 1-in-10 | 3 | 1.2036 | 1.1711 | 1.2036 | 1.1711 | 0 | 77.7983
| Sublap | SCEC | Monthly System Peak Day | July | SCE 1-in-10 | 4 | 1.0903 | 1.0618 | 1.0903 | 1.0618 | 0 | 76.872
| Sublap | SCEC | Monthly System Peak Day | July | SCE 1-in-10 | 5 | 0.99425 | 0.9708 | 0.99425 | 0.9708 | 0 | 75.5253
| Sublap | SCEC | Monthly System Peak Day | July | SCE 1-in-10 | 6 | 0.94822 | 0.94108 | 0.94822 | 0.94108 | 0 | 74.8721
| Sublap | SCEC | Monthly System Peak Day | July | SCE 1-in-10 | 7 | 0.91337 | 0.9422 | 0.91337 | 0.9422 | 0 | 74.7823
| Sublap | SCEC | Monthly System Peak Day | July | SCE 1-in-10 | 8 | 0.91294 | 0.93427 | 0.91294 | 0.93427 | 0 | 76.1313
| Sublap | SCEC | Monthly System Peak Day | July | SCE 1-in-10 | 9 | 0.9057 | 0.90067 | 0.9057 | 0.90067 | 0 | 81.5952
| Sublap | SCEC | Monthly System Peak Day | July | SCE 1-in-10 | 10 | 0.94158 | 0.94933 | 0.94158 | 0.94933 | 0 | 88.9361
| Sublap | SCEC | Monthly System Peak Day | July | SCE 1-in-10 | 11 | 1.133 | 1.1511 | 1.133 | 1.1511 | 0 | 95.7511
| Sublap | SCEC | Monthly System Peak Day | July | SCE 1-in-10 | 12 | 1.4765 | 1.4948 | 1.4765 | 1.4948 | 0 | 101.8686
| Sublap | SCEC | Monthly System Peak Day | July | SCE 1-in-10 | 13 | 1.9768 | 1.9737 | 1.9768 | 1.9737 | 0 | 105.8402
| Sublap | SCEC | Monthly System Peak Day | July | SCE 1-in-10 | 14 | 2.5225 | 2.5013 | 2.5225 | 2.5013 | 0 | 108.1467
| Sublap | SCEC | Monthly System Peak Day | July | SCE 1-in-10 | 15 | 3.011 | 2.9765 | 3.011 | 2.9765 | 0 | 109.8503
| Sublap | SCEC | Monthly System Peak Day | July | SCE 1-in-10 | 16 | 3.4728 | 3.4325 | 3.4728 | 3.4325 | 0 | 110.6022
| Sublap | SCEC | Monthly System Peak Day | July | SCE 1-in-10 | 17 | 3.7971 | 3.7597 | 2.3982 | 2.3418 | 0.035443 | 110.4711
| Sublap | SCEC | Monthly System Peak Day | July | SCE 1-in-10 | 18 | 4.0167 | 3.955 | 3.0644 | 2.973 | 0.071263 | 109.7024
| Sublap | SCEC | Monthly System Peak Day | July | SCE 1-in-10 | 19 | 4.0355 | 3.9377 | 3.4654 | 3.2702 | 0.039951 | 107.6123
| Sublap | SCEC | Monthly System Peak Day | July | SCE 1-in-10 | 20 | 3.7787 | 3.6878 | 3.3929 | 3.2746 | 0.024602 | 104.7304
| Sublap | SCEC | Monthly System Peak Day | July | SCE 1-in-10 | 21 | 3.5201 | 3.4524 | 3.1721 | 3.077 | 0.01806 | 100.9691
| Sublap | SCEC | Monthly System Peak Day | July | SCE 1-in-10 | 22 | 3.2088 | 3.153 | 3.6774 | 3.7054 | 0.038999 | 97.0877
| Sublap | SCEC | Monthly System Peak Day | July | SCE 1-in-10 | 23 | 2.7967 | 2.7569 | 3.049 | 3.066 | 0.02818 | 94.4242
| Sublap | SCEC | Monthly System Peak Day | July | SCE 1-in-10 | 24 | 2.3554 | 2.3213 | 2.5207 | 2.5025 | 0.026491 | 92.0742
| Sublap | SCEC | Monthly System Peak Day | July | SCE 1-in-2 | 1 | 1.5023 | 1.4582 | 1.5023 | 1.4582 | 0 | 77.9781
| Sublap | SCEC | Monthly System Peak Day | July | SCE 1-in-2 | 2 | 1.2866 | 1.2487 | 1.2866 | 1.2487 | 0 | 76.9016
| Sublap | SCEC | Monthly System Peak Day | July | SCE 1-in-2 | 3 | 1.1209 | 1.0884 | 1.1209 | 1.0884 | 0 | 75.6328
| Sublap | SCEC | Monthly System Peak Day | July | SCE 1-in-2 | 4 | 1.0046 | 0.9761 | 1.0046 | 0.9761 | 0 | 74.6713
| Sublap | SCEC | Monthly System Peak Day | July | SCE 1-in-2 | 5 | 0.92993 | 0.90648 | 0.92993 | 0.90648 | 0 | 74.0089
| Sublap | SCEC | Monthly System Peak Day | July | SCE 1-in-2 | 6 | 0.87864 | 0.87151 | 0.87864 | 0.87151 | 0 | 73.1945
| Sublap | SCEC | Monthly System Peak Day | July | SCE 1-in-2 | 7 | 0.84083 | 0.86967 | 0.84083 | 0.86967 | 0 | 72.6817
| Sublap | SCEC | Monthly System Peak Day | July | SCE 1-in-2 | 8 | 0.80929 | 0.83062 | 0.80929 | 0.83062 | 0 | 72.9944
| Sublap | SCEC | Monthly System Peak Day | July | SCE 1-in-2 | 9 | 0.73274 | 0.72771 | 0.73274 | 0.72771 | 0 | 75.9921
| Sublap | SCEC | Monthly System Peak Day | July | SCE 1-in-2 | 10 | 0.6675 | 0.67526 | 0.6675 | 0.67526 | 0 | 80.4292
| Sublap | SCEC | Monthly System Peak Day | July | SCE 1-in-2 | 11 | 0.7662 | 0.78432 | 0.7662 | 0.78432 | 0 | 85.7298
| Sublap | SCEC | Monthly System Peak Day | July | SCE 1-in-2 | 12 | 0.97364 | 0.99199 | 0.97364 | 0.99199 | 0 | 90.5539
| Sublap | SCEC | Monthly System Peak Day | July | SCE 1-in-2 | 13 | 1.2994 | 1.2963 | 1.2994 | 1.2963 | 0 | 94.4595
| Sublap | SCEC | Monthly System Peak Day | July | SCE 1-in-2 | 14 | 1.6928 | 1.6716 | 1.6928 | 1.6716 | 0 | 96.6129
| Sublap | SCEC | Monthly System Peak Day | July | SCE 1-in-2 | 15 | 2.0768 | 2.0423 | 2.0768 | 2.0423 | 0 | 98.7599
| Sublap | SCEC | Monthly System Peak Day | July | SCE 1-in-2 | 16 | 2.4781 | 2.4379 | 2.4781 | 2.4379 | 0 | 99.7232
| Sublap | SCEC | Monthly System Peak Day | July | SCE 1-in-2 | 17 | 2.8003 | 2.7628 | 1.5952 | 1.5388 | 0.019394 | 100.3461
| Sublap | SCEC | Monthly System Peak Day | July | SCE 1-in-2 | 18 | 3.0594 | 2.9978 | 2.3505 | 2.2591 | 0.071775 | 99.5181
| Sublap | SCEC | Monthly System Peak Day | July | SCE 1-in-2 | 19 | 3.1381 | 3.0402 | 2.745 | 2.5498 | 0.042267 | 97.7531
| Sublap | SCEC | Monthly System Peak Day | July | SCE 1-in-2 | 20 | 2.9656 | 2.8747 | 2.6767 | 2.5583 | 0.018412 | 95.0856
| Sublap | SCEC | Monthly System Peak Day | July | SCE 1-in-2 | 21 | 2.7741 | 2.7064 | 2.5287 | 2.4336 | 0.026442 | 90.752
| Sublap | SCEC | Monthly System Peak Day | July | SCE 1-in-2 | 22 | 2.5368 | 2.481 | 3.0538 | 3.0818 | 0.033284 | 86.4886
| Sublap | SCEC | Monthly System Peak Day | July | SCE 1-in-2 | 23 | 2.2212 | 2.1815 | 2.3861 | 2.4032 | 0.021822 | 83.7187
| Sublap | SCEC | Monthly System Peak Day | July | SCE 1-in-2 | 24 | 1.8604 | 1.8263 | 1.9519 | 1.9337 | 0.018201 | 81.625
| Sublap | SCEC | Monthly System Peak Day | June | CAISO 1-in-10 | 1 | 1.72 | 1.6758 | 1.72 | 1.6758 | 0 | 82.1905
| Sublap | SCEC | Monthly System Peak Day | June | CAISO 1-in-10 | 2 | 1.4352 | 1.3974 | 1.4352 | 1.3974 | 0 | 80.3095
| Sublap | SCEC | Monthly System Peak Day | June | CAISO 1-in-10 | 3 | 1.2489 | 1.2164 | 1.2489 | 1.2164 | 0 | 78.8423
| Sublap | SCEC | Monthly System Peak Day | June | CAISO 1-in-10 | 4 | 1.106 | 1.0776 | 1.106 | 1.0776 | 0 | 77.3916
| Sublap | SCEC | Monthly System Peak Day | June | CAISO 1-in-10 | 5 | 1.0072 | 0.98372 | 1.0072 | 0.98372 | 0 | 76.1203
| Sublap | SCEC | Monthly System Peak Day | June | CAISO 1-in-10 | 6 | 0.94948 | 0.94235 | 0.94948 | 0.94235 | 0 | 75.1724
| Sublap | SCEC | Monthly System Peak Day | June | CAISO 1-in-10 | 7 | 0.9068 | 0.93563 | 0.9068 | 0.93563 | 0 | 74.7196
| Sublap | SCEC | Monthly System Peak Day | June | CAISO 1-in-10 | 8 | 0.92668 | 0.948 | 0.92668 | 0.948 | 0 | 76.6289
| Sublap | SCEC | Monthly System Peak Day | June | CAISO 1-in-10 | 9 | 0.9254 | 0.92038 | 0.9254 | 0.92038 | 0 | 82.0402
| Sublap | SCEC | Monthly System Peak Day | June | CAISO 1-in-10 | 10 | 0.88628 | 0.89404 | 0.88628 | 0.89404 | 0 | 89.0676
| Sublap | SCEC | Monthly System Peak Day | June | CAISO 1-in-10 | 11 | 1.0023 | 1.0204 | 1.0023 | 1.0204 | 0 | 94.5095
| Sublap | SCEC | Monthly System Peak Day | June | CAISO 1-in-10 | 12 | 1.3224 | 1.3407 | 1.3224 | 1.3407 | 0 | 99.4463
| Sublap | SCEC | Monthly System Peak Day | June | CAISO 1-in-10 | 13 | 1.782 | 1.7789 | 1.782 | 1.7789 | 0 | 103.0243
| Sublap | SCEC | Monthly System Peak Day | June | CAISO 1-in-10 | 14 | 2.2864 | 2.2652 | 2.2864 | 2.2652 | 0 | 105.346
| Sublap | SCEC | Monthly System Peak Day | June | CAISO 1-in-10 | 15 | 2.7482 | 2.7137 | 2.7482 | 2.7137 | 0 | 106.8729
| Sublap | SCEC | Monthly System Peak Day | June | CAISO 1-in-10 | 16 | 3.1928 | 3.1526 | 3.1928 | 3.1526 | 0 | 107.3273
| Sublap | SCEC | Monthly System Peak Day | June | CAISO 1-in-10 | 17 | 3.5124 | 3.475 | 2.1872 | 2.1308 | 0.027495 | 106.6206
| Sublap | SCEC | Monthly System Peak Day | June | CAISO 1-in-10 | 18 | 3.7485 | 3.6869 | 2.8966 | 2.8052 | 0.054792 | 105.504
| Sublap | SCEC | Monthly System Peak Day | June | CAISO 1-in-10 | 19 | 3.7843 | 3.6865 | 3.2853 | 3.0901 | 0.029161 | 103.6539
| Sublap | SCEC | Monthly System Peak Day | June | CAISO 1-in-10 | 20 | 3.5433 | 3.4523 | 3.1941 | 3.0758 | 0.018206 | 101.0863
| Sublap | SCEC | Monthly System Peak Day | June | CAISO 1-in-10 | 21 | 3.3065 | 3.2388 | 2.9908 | 2.8956 | 0.016285 | 97.7588
| Sublap | SCEC | Monthly System Peak Day | June | CAISO 1-in-10 | 22 | 3.0091 | 2.9532 | 3.4967 | 3.5246 | 0.027728 | 92.9184
| Sublap | SCEC | Monthly System Peak Day | June | CAISO 1-in-10 | 23 | 2.6028 | 2.5631 | 2.7931 | 2.8102 | 0.017902 | 86.8326
| Sublap | SCEC | Monthly System Peak Day | June | CAISO 1-in-10 | 24 | 2.141 | 2.107 | 2.2421 | 2.2239 | 0.016511 | 82.9789
| Sublap | SCEC | Monthly System Peak Day | June | CAISO 1-in-2 | 1 | 1.062 | 1.0179 | 1.062 | 1.0179 | 0 | 69.3739
| Sublap | SCEC | Monthly System Peak Day | June | CAISO 1-in-2 | 2 | 0.90525 | 0.86737 | 0.90525 | 0.86737 | 0 | 68.3428
| Sublap | SCEC | Monthly System Peak Day | June | CAISO 1-in-2 | 3 | 0.79117 | 0.75865 | 0.79117 | 0.75865 | 0 | 67.2633
| Sublap | SCEC | Monthly System Peak Day | June | CAISO 1-in-2 | 4 | 0.72417 | 0.69572 | 0.72417 | 0.69572 | 0 | 66.0953
| Sublap | SCEC | Monthly System Peak Day | June | CAISO 1-in-2 | 5 | 0.67613 | 0.65268 | 0.67613 | 0.65268 | 0 | 64.693
| Sublap | SCEC | Monthly System Peak Day | June | CAISO 1-in-2 | 6 | 0.66261 | 0.65547 | 0.66261 | 0.65547 | 0 | 62.918
| Sublap | SCEC | Monthly System Peak Day | June | CAISO 1-in-2 | 7 | 0.64939 | 0.67823 | 0.64939 | 0.67823 | 0 | 61.8126
| Sublap | SCEC | Monthly System Peak Day | June | CAISO 1-in-2 | 8 | 0.59057 | 0.6119 | 0.59057 | 0.6119 | 0 | 62.622
| Sublap | SCEC | Monthly System Peak Day | June | CAISO 1-in-2 | 9 | 0.45379 | 0.44877 | 0.45379 | 0.44877 | 0 | 66.7002
| Sublap | SCEC | Monthly System Peak Day | June | CAISO 1-in-2 | 10 | 0.36412 | 0.37188 | 0.36412 | 0.37188 | 0 | 71.2634
| Sublap | SCEC | Monthly System Peak Day | June | CAISO 1-in-2 | 11 | 0.3311 | 0.34922 | 0.3311 | 0.34922 | 0 | 75.8377
| Sublap | SCEC | Monthly System Peak Day | June | CAISO 1-in-2 | 12 | 0.36505 | 0.3834 | 0.36505 | 0.3834 | 0 | 80.4871
| Sublap | SCEC | Monthly System Peak Day | June | CAISO 1-in-2 | 13 | 0.50368 | 0.5006 | 0.50368 | 0.5006 | 0 | 84.7812
| Sublap | SCEC | Monthly System Peak Day | June | CAISO 1-in-2 | 14 | 0.73055 | 0.70931 | 0.73055 | 0.70931 | 0 | 88.333
| Sublap | SCEC | Monthly System Peak Day | June | CAISO 1-in-2 | 15 | 1.0169 | 0.98235 | 1.0169 | 0.98235 | 0 | 91.268
| Sublap | SCEC | Monthly System Peak Day | June | CAISO 1-in-2 | 16 | 1.3734 | 1.3332 | 1.3734 | 1.3332 | 0 | 93.3296
| Sublap | SCEC | Monthly System Peak Day | June | CAISO 1-in-2 | 17 | 1.7024 | 1.665 | 0.61943 | 0.56304 | 0.023302 | 93.9666
| Sublap | SCEC | Monthly System Peak Day | June | CAISO 1-in-2 | 18 | 1.9792 | 1.9175 | 1.4108 | 1.3194 | 0.11452 | 93.6359
| Sublap | SCEC | Monthly System Peak Day | June | CAISO 1-in-2 | 19 | 2.1245 | 2.0267 | 1.8409 | 1.6457 | 0.072965 | 91.6621
| Sublap | SCEC | Monthly System Peak Day | June | CAISO 1-in-2 | 20 | 2.0788 | 1.9879 | 1.8621 | 1.7438 | 0.033154 | 87.8957
| Sublap | SCEC | Monthly System Peak Day | June | CAISO 1-in-2 | 21 | 1.9765 | 1.9088 | 1.8114 | 1.7163 | 0.046304 | 82.7579
| Sublap | SCEC | Monthly System Peak Day | June | CAISO 1-in-2 | 22 | 1.8113 | 1.7555 | 2.3678 | 2.3958 | 0.066614 | 77.83
| Sublap | SCEC | Monthly System Peak Day | June | CAISO 1-in-2 | 23 | 1.5965 | 1.5567 | 1.689 | 1.7061 | 0.045125 | 74.8468
| Sublap | SCEC | Monthly System Peak Day | June | CAISO 1-in-2 | 24 | 1.3427 | 1.3086 | 1.3728 | 1.3546 | 0.01504 | 72.936
| Sublap | SCEC | Monthly System Peak Day | June | SCE 1-in-10 | 1 | 1.7819 | 1.7377 | 1.7819 | 1.7377 | 0 | 83.3926
| Sublap | SCEC | Monthly System Peak Day | June | SCE 1-in-10 | 2 | 1.4915 | 1.4536 | 1.4915 | 1.4536 | 0 | 81.4677
| Sublap | SCEC | Monthly System Peak Day | June | SCE 1-in-10 | 3 | 1.2844 | 1.2519 | 1.2844 | 1.2519 | 0 | 79.6929
| Sublap | SCEC | Monthly System Peak Day | June | SCE 1-in-10 | 4 | 1.1217 | 1.0933 | 1.1217 | 1.0933 | 0 | 77.8469
| Sublap | SCEC | Monthly System Peak Day | June | SCE 1-in-10 | 5 | 1.0128 | 0.98937 | 1.0128 | 0.98937 | 0 | 76.3219
| Sublap | SCEC | Monthly System Peak Day | June | SCE 1-in-10 | 6 | 0.95368 | 0.94654 | 0.95368 | 0.94654 | 0 | 75.3509
| Sublap | SCEC | Monthly System Peak Day | June | SCE 1-in-10 | 7 | 0.90686 | 0.9357 | 0.90686 | 0.9357 | 0 | 74.7393
| Sublap | SCEC | Monthly System Peak Day | June | SCE 1-in-10 | 8 | 0.9372 | 0.95853 | 0.9372 | 0.95853 | 0 | 76.9727
| Sublap | SCEC | Monthly System Peak Day | June | SCE 1-in-10 | 9 | 0.93787 | 0.93285 | 0.93787 | 0.93285 | 0 | 82.3964
| Sublap | SCEC | Monthly System Peak Day | June | SCE 1-in-10 | 10 | 0.88507 | 0.89283 | 0.88507 | 0.89283 | 0 | 89.5204
| Sublap | SCEC | Monthly System Peak Day | June | SCE 1-in-10 | 11 | 0.97831 | 0.99642 | 0.97831 | 0.99642 | 0 | 95.0875
| Sublap | SCEC | Monthly System Peak Day | June | SCE 1-in-10 | 12 | 1.2989 | 1.3172 | 1.2989 | 1.3172 | 0 | 99.7885
| Sublap | SCEC | Monthly System Peak Day | June | SCE 1-in-10 | 13 | 1.7577 | 1.7546 | 1.7577 | 1.7546 | 0 | 103.3439
| Sublap | SCEC | Monthly System Peak Day | June | SCE 1-in-10 | 14 | 2.2614 | 2.2402 | 2.2614 | 2.2402 | 0 | 105.6362
| Sublap | SCEC | Monthly System Peak Day | June | SCE 1-in-10 | 15 | 2.7243 | 2.6898 | 2.7243 | 2.6898 | 0 | 106.6226
| Sublap | SCEC | Monthly System Peak Day | June | SCE 1-in-10 | 16 | 3.1662 | 3.126 | 3.1662 | 3.126 | 0 | 106.468
| Sublap | SCEC | Monthly System Peak Day | June | SCE 1-in-10 | 17 | 3.4845 | 3.447 | 2.1751 | 2.1188 | 0.025978 | 105.7912
| Sublap | SCEC | Monthly System Peak Day | June | SCE 1-in-10 | 18 | 3.7244 | 3.6628 | 2.8874 | 2.796 | 0.054275 | 104.8791
| Sublap | SCEC | Monthly System Peak Day | June | SCE 1-in-10 | 19 | 3.7617 | 3.6638 | 3.272 | 3.0768 | 0.028885 | 103.1333
| Sublap | SCEC | Monthly System Peak Day | June | SCE 1-in-10 | 20 | 3.518 | 3.4271 | 3.1774 | 3.0591 | 0.017257 | 100.2345
| Sublap | SCEC | Monthly System Peak Day | June | SCE 1-in-10 | 21 | 3.2709 | 3.2031 | 2.9721 | 2.8769 | 0.017282 | 96.0696
| Sublap | SCEC | Monthly System Peak Day | June | SCE 1-in-10 | 22 | 2.9753 | 2.9195 | 3.4724 | 3.5004 | 0.026068 | 90.8371
| Sublap | SCEC | Monthly System Peak Day | June | SCE 1-in-10 | 23 | 2.5765 | 2.5367 | 2.751 | 2.7681 | 0.019836 | 84.8946
| Sublap | SCEC | Monthly System Peak Day | June | SCE 1-in-10 | 24 | 2.1106 | 2.0765 | 2.1994 | 2.1813 | 0.018793 | 81.2496
| Sublap | SCEC | Monthly System Peak Day | June | SCE 1-in-2 | 1 | 1.1948 | 1.1506 | 1.1948 | 1.1506 | 0 | 71.9039
| Sublap | SCEC | Monthly System Peak Day | June | SCE 1-in-2 | 2 | 0.9944 | 0.95652 | 0.9944 | 0.95652 | 0 | 70.1991
| Sublap | SCEC | Monthly System Peak Day | June | SCE 1-in-2 | 3 | 0.86414 | 0.83163 | 0.86414 | 0.83163 | 0 | 68.9158
| Sublap | SCEC | Monthly System Peak Day | June | SCE 1-in-2 | 4 | 0.76642 | 0.73797 | 0.76642 | 0.73797 | 0 | 67.5594
| Sublap | SCEC | Monthly System Peak Day | June | SCE 1-in-2 | 5 | 0.70199 | 0.67853 | 0.70199 | 0.67853 | 0 | 66.3317
| Sublap | SCEC | Monthly System Peak Day | June | SCE 1-in-2 | 6 | 0.67398 | 0.66685 | 0.67398 | 0.66685 | 0 | 65.1604
| Sublap | SCEC | Monthly System Peak Day | June | SCE 1-in-2 | 7 | 0.65796 | 0.68679 | 0.65796 | 0.68679 | 0 | 64.4149
| Sublap | SCEC | Monthly System Peak Day | June | SCE 1-in-2 | 8 | 0.61985 | 0.64118 | 0.61985 | 0.64118 | 0 | 65.6862
| Sublap | SCEC | Monthly System Peak Day | June | SCE 1-in-2 | 9 | 0.54473 | 0.53971 | 0.54473 | 0.53971 | 0 | 69.7667
| Sublap | SCEC | Monthly System Peak Day | June | SCE 1-in-2 | 10 | 0.43079 | 0.43854 | 0.43079 | 0.43854 | 0 | 75.0709
| Sublap | SCEC | Monthly System Peak Day | June | SCE 1-in-2 | 11 | 0.34746 | 0.36557 | 0.34746 | 0.36557 | 0 | 80.2124
| Sublap | SCEC | Monthly System Peak Day | June | SCE 1-in-2 | 12 | 0.40665 | 0.425 | 0.40665 | 0.425 | 0 | 85.073
| Sublap | SCEC | Monthly System Peak Day | June | SCE 1-in-2 | 13 | 0.59973 | 0.59665 | 0.59973 | 0.59665 | 0 | 88.4917
| Sublap | SCEC | Monthly System Peak Day | June | SCE 1-in-2 | 14 | 0.87264 | 0.85139 | 0.87264 | 0.85139 | 0 | 90.4093
| Sublap | SCEC | Monthly System Peak Day | June | SCE 1-in-2 | 15 | 1.1807 | 1.1462 | 1.1807 | 1.1462 | 0 | 91.8988
| Sublap | SCEC | Monthly System Peak Day | June | SCE 1-in-2 | 16 | 1.5391 | 1.4989 | 1.5391 | 1.4989 | 0 | 92.4355
| Sublap | SCEC | Monthly System Peak Day | June | SCE 1-in-2 | 17 | 1.8586 | 1.8212 | 0.81065 | 0.75426 | 0.026337 | 92.1386
| Sublap | SCEC | Monthly System Peak Day | June | SCE 1-in-2 | 18 | 2.1478 | 2.0862 | 1.6372 | 1.5458 | 0.13442 | 91.2187
| Sublap | SCEC | Monthly System Peak Day | June | SCE 1-in-2 | 19 | 2.2831 | 2.1853 | 2.0348 | 1.8396 | 0.083807 | 89.6958
| Sublap | SCEC | Monthly System Peak Day | June | SCE 1-in-2 | 20 | 2.1933 | 2.1024 | 1.9951 | 1.8767 | 0.03775 | 86.0572
| Sublap | SCEC | Monthly System Peak Day | June | SCE 1-in-2 | 21 | 2.0695 | 2.0018 | 1.9176 | 1.8224 | 0.049778 | 81.4463
| Sublap | SCEC | Monthly System Peak Day | June | SCE 1-in-2 | 22 | 1.9104 | 1.8546 | 2.4671 | 2.4951 | 0.066794 | 77.7884
| Sublap | SCEC | Monthly System Peak Day | June | SCE 1-in-2 | 23 | 1.6919 | 1.6521 | 1.7945 | 1.8116 | 0.041436 | 76.0947
| Sublap | SCEC | Monthly System Peak Day | June | SCE 1-in-2 | 24 | 1.4234 | 1.3893 | 1.4641 | 1.4459 | 0.034255 | 74.443
| Sublap | SCEC | Monthly System Peak Day | March | CAISO 1-in-10 | 1 | 1.0307 | 0.98656 | 1.0307 | 0.98656 | 0 | 68.0286
| Sublap | SCEC | Monthly System Peak Day | March | CAISO 1-in-10 | 2 | 0.87836 | 0.84049 | 0.87836 | 0.84049 | 0 | 65.7938
| Sublap | SCEC | Monthly System Peak Day | March | CAISO 1-in-10 | 3 | 0.72546 | 0.69294 | 0.72546 | 0.69294 | 0 | 63.094
| Sublap | SCEC | Monthly System Peak Day | March | CAISO 1-in-10 | 4 | 0.67122 | 0.64277 | 0.67122 | 0.64277 | 0 | 62.2631
| Sublap | SCEC | Monthly System Peak Day | March | CAISO 1-in-10 | 5 | 0.656 | 0.63255 | 0.656 | 0.63255 | 0 | 61.82
| Sublap | SCEC | Monthly System Peak Day | March | CAISO 1-in-10 | 6 | 0.64378 | 0.63665 | 0.64378 | 0.63665 | 0 | 61.0115
| Sublap | SCEC | Monthly System Peak Day | March | CAISO 1-in-10 | 7 | 0.66036 | 0.6892 | 0.66036 | 0.6892 | 0 | 61.3856
| Sublap | SCEC | Monthly System Peak Day | March | CAISO 1-in-10 | 8 | 0.60911 | 0.63044 | 0.60911 | 0.63044 | 0 | 61.4478
| Sublap | SCEC | Monthly System Peak Day | March | CAISO 1-in-10 | 9 | 0.47372 | 0.4687 | 0.47372 | 0.4687 | 0 | 63.209
| Sublap | SCEC | Monthly System Peak Day | March | CAISO 1-in-10 | 10 | 0.31538 | 0.32314 | 0.31538 | 0.32314 | 0 | 68.9213
| Sublap | SCEC | Monthly System Peak Day | March | CAISO 1-in-10 | 11 | 0.22601 | 0.24412 | 0.22601 | 0.24412 | 0 | 74.697
| Sublap | SCEC | Monthly System Peak Day | March | CAISO 1-in-10 | 12 | 0.21515 | 0.2335 | 0.21515 | 0.2335 | 0 | 79.8937
| Sublap | SCEC | Monthly System Peak Day | March | CAISO 1-in-10 | 13 | 0.32524 | 0.32216 | 0.32524 | 0.32216 | 0 | 84.127
| Sublap | SCEC | Monthly System Peak Day | March | CAISO 1-in-10 | 14 | 0.53205 | 0.51081 | 0.53205 | 0.51081 | 0 | 86.8609
| Sublap | SCEC | Monthly System Peak Day | March | CAISO 1-in-10 | 15 | 0.80297 | 0.76846 | 0.80297 | 0.76846 | 0 | 88.3966
| Sublap | SCEC | Monthly System Peak Day | March | CAISO 1-in-10 | 16 | 1.1432 | 1.1029 | 1.1432 | 1.1029 | 0 | 90.0257
| Sublap | SCEC | Monthly System Peak Day | March | CAISO 1-in-10 | 17 | 1.4697 | 1.4322 | 0.44618 | 0.3898 | 0.028744 | 90.8597
| Sublap | SCEC | Monthly System Peak Day | March | CAISO 1-in-10 | 18 | 1.7586 | 1.6969 | 1.257 | 1.1656 | 0.13759 | 90.8419
| Sublap | SCEC | Monthly System Peak Day | March | CAISO 1-in-10 | 19 | 1.917 | 1.8191 | 1.6687 | 1.4735 | 0.083824 | 89.6927
| Sublap | SCEC | Monthly System Peak Day | March | CAISO 1-in-10 | 20 | 1.8992 | 1.8083 | 1.6945 | 1.5762 | 0.036112 | 86.7055
| Sublap | SCEC | Monthly System Peak Day | March | CAISO 1-in-10 | 21 | 1.8235 | 1.7557 | 1.6661 | 1.5709 | 0.048336 | 81.9894
| Sublap | SCEC | Monthly System Peak Day | March | CAISO 1-in-10 | 22 | 1.6846 | 1.6288 | 2.2383 | 2.2663 | 0.06399 | 78.4404
| Sublap | SCEC | Monthly System Peak Day | March | CAISO 1-in-10 | 23 | 1.4855 | 1.4457 | 1.583 | 1.6001 | 0.043298 | 75.4621
| Sublap | SCEC | Monthly System Peak Day | March | CAISO 1-in-10 | 24 | 1.2501 | 1.2161 | 1.2761 | 1.258 | 0.012999 | 72.3587
| Sublap | SCEC | Monthly System Peak Day | March | CAISO 1-in-2 | 1 | 0.74444 | 0.70027 | 0.74444 | 0.70027 | 0 | 56.0473
| Sublap | SCEC | Monthly System Peak Day | March | CAISO 1-in-2 | 2 | 0.67463 | 0.63676 | 0.67463 | 0.63676 | 0 | 54.7645
| Sublap | SCEC | Monthly System Peak Day | March | CAISO 1-in-2 | 3 | 0.62621 | 0.59369 | 0.62621 | 0.59369 | 0 | 53.5722
| Sublap | SCEC | Monthly System Peak Day | March | CAISO 1-in-2 | 4 | 0.59722 | 0.56876 | 0.59722 | 0.56876 | 0 | 52.041
| Sublap | SCEC | Monthly System Peak Day | March | CAISO 1-in-2 | 5 | 0.59089 | 0.56744 | 0.59089 | 0.56744 | 0 | 51.6283
| Sublap | SCEC | Monthly System Peak Day | March | CAISO 1-in-2 | 6 | 0.60804 | 0.60091 | 0.60804 | 0.60091 | 0 | 50.2998
| Sublap | SCEC | Monthly System Peak Day | March | CAISO 1-in-2 | 7 | 0.64497 | 0.67381 | 0.64497 | 0.67381 | 0 | 49.7973
| Sublap | SCEC | Monthly System Peak Day | March | CAISO 1-in-2 | 8 | 0.5971 | 0.61843 | 0.5971 | 0.61843 | 0 | 49.155
| Sublap | SCEC | Monthly System Peak Day | March | CAISO 1-in-2 | 9 | 0.43861 | 0.43359 | 0.43861 | 0.43359 | 0 | 49.2429
| Sublap | SCEC | Monthly System Peak Day | March | CAISO 1-in-2 | 10 | 0.24911 | 0.25687 | 0.24911 | 0.25687 | 0 | 52.8753
| Sublap | SCEC | Monthly System Peak Day | March | CAISO 1-in-2 | 11 | 0.107 | 0.12511 | 0.107 | 0.12511 | 0 | 57.7768
| Sublap | SCEC | Monthly System Peak Day | March | CAISO 1-in-2 | 12 | 0.037818 | 0.056171 | 0.037818 | 0.056171 | 0 | 62.5345
| Sublap | SCEC | Monthly System Peak Day | March | CAISO 1-in-2 | 13 | 0.024652 | 0.02157 | 0.024652 | 0.02157 | 0 | 66.3365
| Sublap | SCEC | Monthly System Peak Day | March | CAISO 1-in-2 | 14 | 0.059282 | 0.038038 | 0.059282 | 0.038038 | 0 | 68.8692
| Sublap | SCEC | Monthly System Peak Day | March | CAISO 1-in-2 | 15 | 0.16265 | 0.12815 | 0.16265 | 0.12815 | 0 | 70.3193
| Sublap | SCEC | Monthly System Peak Day | March | CAISO 1-in-2 | 16 | 0.33862 | 0.29838 | 0.33862 | 0.29838 | 0 | 71.496
| Sublap | SCEC | Monthly System Peak Day | March | CAISO 1-in-2 | 17 | 0.5535 | 0.51607 | 0.49353 | 0.45611 | 0.029981 | 72.3038
| Sublap | SCEC | Monthly System Peak Day | March | CAISO 1-in-2 | 18 | 0.80294 | 0.74131 | 0.75156 | 0.6809 | 0.02569 | 72.0038
| Sublap | SCEC | Monthly System Peak Day | March | CAISO 1-in-2 | 19 | 0.99916 | 0.9013 | 0.99916 | 0.89682 | 0 | 70.703
| Sublap | SCEC | Monthly System Peak Day | March | CAISO 1-in-2 | 20 | 1.0892 | 0.99824 | 1.0738 | 0.95553 | 0.007657 | 67.8409
| Sublap | SCEC | Monthly System Peak Day | March | CAISO 1-in-2 | 21 | 1.0713 | 1.0036 | 1.0713 | 0.99523 | 0 | 64.418
| Sublap | SCEC | Monthly System Peak Day | March | CAISO 1-in-2 | 22 | 1.0076 | 0.95174 | 1.0822 | 1.0264 | 0.037306 | 61.5189
| Sublap | SCEC | Monthly System Peak Day | March | CAISO 1-in-2 | 23 | 0.91985 | 0.88008 | 0.91985 | 0.90451 | 0 | 59.5395
| Sublap | SCEC | Monthly System Peak Day | March | CAISO 1-in-2 | 24 | 0.80454 | 0.77047 | 0.80454 | 0.77047 | 0 | 57.6336
| Sublap | SCEC | Monthly System Peak Day | March | SCE 1-in-10 | 1 | 1.057 | 1.0129 | 1.057 | 1.0129 | 0 | 69.1151
| Sublap | SCEC | Monthly System Peak Day | March | SCE 1-in-10 | 2 | 0.91407 | 0.87619 | 0.91407 | 0.87619 | 0 | 67.3735
| Sublap | SCEC | Monthly System Peak Day | March | SCE 1-in-10 | 3 | 0.76575 | 0.73323 | 0.76575 | 0.73323 | 0 | 65.0824
| Sublap | SCEC | Monthly System Peak Day | March | SCE 1-in-10 | 4 | 0.70306 | 0.6746 | 0.70306 | 0.6746 | 0 | 63.7164
| Sublap | SCEC | Monthly System Peak Day | March | SCE 1-in-10 | 5 | 0.67662 | 0.65317 | 0.67662 | 0.65317 | 0 | 63.1164
| Sublap | SCEC | Monthly System Peak Day | March | SCE 1-in-10 | 6 | 0.66429 | 0.65715 | 0.66429 | 0.65715 | 0 | 62.8434
| Sublap | SCEC | Monthly System Peak Day | March | SCE 1-in-10 | 7 | 0.67968 | 0.70852 | 0.67968 | 0.70852 | 0 | 62.8263
| Sublap | SCEC | Monthly System Peak Day | March | SCE 1-in-10 | 8 | 0.62836 | 0.64969 | 0.62836 | 0.64969 | 0 | 62.8056
| Sublap | SCEC | Monthly System Peak Day | March | SCE 1-in-10 | 9 | 0.49477 | 0.48975 | 0.49477 | 0.48975 | 0 | 64.5032
| Sublap | SCEC | Monthly System Peak Day | March | SCE 1-in-10 | 10 | 0.33487 | 0.34262 | 0.33487 | 0.34262 | 0 | 70.1143
| Sublap | SCEC | Monthly System Peak Day | March | SCE 1-in-10 | 11 | 0.2437 | 0.26182 | 0.2437 | 0.26182 | 0 | 76.2035
| Sublap | SCEC | Monthly System Peak Day | March | SCE 1-in-10 | 12 | 0.24928 | 0.26763 | 0.24928 | 0.26763 | 0 | 81.2059
| Sublap | SCEC | Monthly System Peak Day | March | SCE 1-in-10 | 13 | 0.38289 | 0.37981 | 0.38289 | 0.37981 | 0 | 84.7905
| Sublap | SCEC | Monthly System Peak Day | March | SCE 1-in-10 | 14 | 0.6001 | 0.57886 | 0.6001 | 0.57886 | 0 | 87.6244
| Sublap | SCEC | Monthly System Peak Day | March | SCE 1-in-10 | 15 | 0.87828 | 0.84378 | 0.87828 | 0.84378 | 0 | 89.2997
| Sublap | SCEC | Monthly System Peak Day | March | SCE 1-in-10 | 16 | 1.2228 | 1.1826 | 1.2228 | 1.1826 | 0 | 90.6735
| Sublap | SCEC | Monthly System Peak Day | March | SCE 1-in-10 | 17 | 1.5474 | 1.51 | 0.5194 | 0.46301 | 0.028286 | 91.0955
| Sublap | SCEC | Monthly System Peak Day | March | SCE 1-in-10 | 18 | 1.8366 | 1.7749 | 1.3381 | 1.2467 | 0.1387 | 90.7099
| Sublap | SCEC | Monthly System Peak Day | March | SCE 1-in-10 | 19 | 1.9908 | 1.8929 | 1.7552 | 1.5601 | 0.087783 | 88.9841
| Sublap | SCEC | Monthly System Peak Day | March | SCE 1-in-10 | 20 | 1.9513 | 1.8604 | 1.757 | 1.6387 | 0.038738 | 85.6695
| Sublap | SCEC | Monthly System Peak Day | March | SCE 1-in-10 | 21 | 1.8649 | 1.7971 | 1.7155 | 1.6203 | 0.050453 | 81.1926
| Sublap | SCEC | Monthly System Peak Day | March | SCE 1-in-10 | 22 | 1.7224 | 1.6665 | 2.2804 | 2.3084 | 0.068089 | 77.489
| Sublap | SCEC | Monthly System Peak Day | March | SCE 1-in-10 | 23 | 1.5208 | 1.4811 | 1.6124 | 1.6294 | 0.045473 | 74.7302
| Sublap | SCEC | Monthly System Peak Day | March | SCE 1-in-10 | 24 | 1.266 | 1.2319 | 1.284 | 1.2658 | 0.0090098 | 71.2298
| Sublap | SCEC | Monthly System Peak Day | March | SCE 1-in-2 | 1 | 0.74456 | 0.70038 | 0.74456 | 0.70038 | 0 | 56.0002
| Sublap | SCEC | Monthly System Peak Day | March | SCE 1-in-2 | 2 | 0.67514 | 0.63727 | 0.67514 | 0.63727 | 0 | 54.822
| Sublap | SCEC | Monthly System Peak Day | March | SCE 1-in-2 | 3 | 0.62705 | 0.59453 | 0.62705 | 0.59453 | 0 | 53.068
| Sublap | SCEC | Monthly System Peak Day | March | SCE 1-in-2 | 4 | 0.59828 | 0.56982 | 0.59828 | 0.56982 | 0 | 52.0348
| Sublap | SCEC | Monthly System Peak Day | March | SCE 1-in-2 | 5 | 0.59224 | 0.56879 | 0.59224 | 0.56879 | 0 | 50.6559
| Sublap | SCEC | Monthly System Peak Day | March | SCE 1-in-2 | 6 | 0.60982 | 0.60269 | 0.60982 | 0.60269 | 0 | 49.8114
| Sublap | SCEC | Monthly System Peak Day | March | SCE 1-in-2 | 7 | 0.64781 | 0.67665 | 0.64781 | 0.67665 | 0 | 49.2204
| Sublap | SCEC | Monthly System Peak Day | March | SCE 1-in-2 | 8 | 0.60108 | 0.62241 | 0.60108 | 0.62241 | 0 | 48.5798
| Sublap | SCEC | Monthly System Peak Day | March | SCE 1-in-2 | 9 | 0.44237 | 0.43734 | 0.44237 | 0.43734 | 0 | 49.2632
| Sublap | SCEC | Monthly System Peak Day | March | SCE 1-in-2 | 10 | 0.25259 | 0.26035 | 0.25259 | 0.26035 | 0 | 52.7729
| Sublap | SCEC | Monthly System Peak Day | March | SCE 1-in-2 | 11 | 0.10963 | 0.12774 | 0.10963 | 0.12774 | 0 | 58.0778
| Sublap | SCEC | Monthly System Peak Day | March | SCE 1-in-2 | 12 | 0.040415 | 0.058768 | 0.040415 | 0.058768 | 0 | 62.6118
| Sublap | SCEC | Monthly System Peak Day | March | SCE 1-in-2 | 13 | 0.029644 | 0.026562 | 0.029644 | 0.026562 | 0 | 65.9753
| Sublap | SCEC | Monthly System Peak Day | March | SCE 1-in-2 | 14 | 0.064057 | 0.042814 | 0.064057 | 0.042814 | 0 | 68.3687
| Sublap | SCEC | Monthly System Peak Day | March | SCE 1-in-2 | 15 | 0.16629 | 0.13179 | 0.16629 | 0.13179 | 0 | 69.8425
| Sublap | SCEC | Monthly System Peak Day | March | SCE 1-in-2 | 16 | 0.34114 | 0.30089 | 0.34114 | 0.30089 | 0 | 70.9225
| Sublap | SCEC | Monthly System Peak Day | March | SCE 1-in-2 | 17 | 0.55503 | 0.51761 | 0.55503 | 0.51761 | 0 | 71.7974
| Sublap | SCEC | Monthly System Peak Day | March | SCE 1-in-2 | 18 | 0.80327 | 0.74163 | 0.80327 | 0.74163 | 0 | 71.6032
| Sublap | SCEC | Monthly System Peak Day | March | SCE 1-in-2 | 19 | 0.99811 | 0.90025 | 0.99811 | 0.90025 | 0 | 70.3957
| Sublap | SCEC | Monthly System Peak Day | March | SCE 1-in-2 | 20 | 1.0886 | 0.9977 | 1.0886 | 0.9977 | 0 | 67.7036
| Sublap | SCEC | Monthly System Peak Day | March | SCE 1-in-2 | 21 | 1.069 | 1.0012 | 1.069 | 1.0012 | 0 | 63.9876
| Sublap | SCEC | Monthly System Peak Day | March | SCE 1-in-2 | 22 | 1.005 | 0.94914 | 1.005 | 0.94914 | 0 | 60.7134
| Sublap | SCEC | Monthly System Peak Day | March | SCE 1-in-2 | 23 | 0.91821 | 0.87844 | 0.91821 | 0.87844 | 0 | 58.7825
| Sublap | SCEC | Monthly System Peak Day | March | SCE 1-in-2 | 24 | 0.80394 | 0.76986 | 0.80394 | 0.76986 | 0 | 57.1655
| Sublap | SCEC | Monthly System Peak Day | May | CAISO 1-in-10 | 1 | 1.451 | 1.4068 | 1.451 | 1.4068 | 0 | 76.9824
| Sublap | SCEC | Monthly System Peak Day | May | CAISO 1-in-10 | 2 | 1.2222 | 1.1844 | 1.2222 | 1.1844 | 0 | 75.4726
| Sublap | SCEC | Monthly System Peak Day | May | CAISO 1-in-10 | 3 | 1.0094 | 0.97689 | 1.0094 | 0.97689 | 0 | 72.9054
| Sublap | SCEC | Monthly System Peak Day | May | CAISO 1-in-10 | 4 | 0.87537 | 0.84692 | 0.87537 | 0.84692 | 0 | 70.9985
| Sublap | SCEC | Monthly System Peak Day | May | CAISO 1-in-10 | 5 | 0.80892 | 0.78547 | 0.80892 | 0.78547 | 0 | 69.9788
| Sublap | SCEC | Monthly System Peak Day | May | CAISO 1-in-10 | 6 | 0.75898 | 0.75184 | 0.75898 | 0.75184 | 0 | 68.4222
| Sublap | SCEC | Monthly System Peak Day | May | CAISO 1-in-10 | 7 | 0.74269 | 0.77153 | 0.74269 | 0.77153 | 0 | 68.3363
| Sublap | SCEC | Monthly System Peak Day | May | CAISO 1-in-10 | 8 | 0.69797 | 0.7193 | 0.69797 | 0.7193 | 0 | 68.7422
| Sublap | SCEC | Monthly System Peak Day | May | CAISO 1-in-10 | 9 | 0.63059 | 0.62556 | 0.63059 | 0.62556 | 0 | 72.8707
| Sublap | SCEC | Monthly System Peak Day | May | CAISO 1-in-10 | 10 | 0.61918 | 0.62694 | 0.61918 | 0.62694 | 0 | 79.6699
| Sublap | SCEC | Monthly System Peak Day | May | CAISO 1-in-10 | 11 | 0.63837 | 0.65649 | 0.63837 | 0.65649 | 0 | 86.5602
| Sublap | SCEC | Monthly System Peak Day | May | CAISO 1-in-10 | 12 | 0.80988 | 0.82823 | 0.80988 | 0.82823 | 0 | 91.6655
| Sublap | SCEC | Monthly System Peak Day | May | CAISO 1-in-10 | 13 | 1.1274 | 1.1244 | 1.1274 | 1.1244 | 0 | 94.7271
| Sublap | SCEC | Monthly System Peak Day | May | CAISO 1-in-10 | 14 | 1.502 | 1.4807 | 1.502 | 1.4807 | 0 | 96.8456
| Sublap | SCEC | Monthly System Peak Day | May | CAISO 1-in-10 | 15 | 1.8778 | 1.8433 | 1.8778 | 1.8433 | 0 | 98.1729
| Sublap | SCEC | Monthly System Peak Day | May | CAISO 1-in-10 | 16 | 2.2727 | 2.2324 | 2.2727 | 2.2324 | 0 | 98.6048
| Sublap | SCEC | Monthly System Peak Day | May | CAISO 1-in-10 | 17 | 2.5928 | 2.5553 | 1.4234 | 1.3671 | 0.019164 | 98.4784
| Sublap | SCEC | Monthly System Peak Day | May | CAISO 1-in-10 | 18 | 2.8586 | 2.797 | 2.1885 | 2.0971 | 0.082284 | 97.8942
| Sublap | SCEC | Monthly System Peak Day | May | CAISO 1-in-10 | 19 | 2.9495 | 2.8516 | 2.5802 | 2.3851 | 0.048314 | 96.4271
| Sublap | SCEC | Monthly System Peak Day | May | CAISO 1-in-10 | 20 | 2.8012 | 2.7103 | 2.5248 | 2.4065 | 0.020301 | 93.8392
| Sublap | SCEC | Monthly System Peak Day | May | CAISO 1-in-10 | 21 | 2.6323 | 2.5646 | 2.3961 | 2.301 | 0.028522 | 89.8351
| Sublap | SCEC | Monthly System Peak Day | May | CAISO 1-in-10 | 22 | 2.4126 | 2.3568 | 2.9315 | 2.9595 | 0.034593 | 86.0522
| Sublap | SCEC | Monthly System Peak Day | May | CAISO 1-in-10 | 23 | 2.114 | 2.0742 | 2.2759 | 2.293 | 0.022522 | 83.3597
| Sublap | SCEC | Monthly System Peak Day | May | CAISO 1-in-10 | 24 | 1.7706 | 1.7366 | 1.8547 | 1.8365 | 0.019972 | 80.5713
| Sublap | SCEC | Monthly System Peak Day | May | CAISO 1-in-2 | 1 | 1.1323 | 1.0881 | 1.1323 | 1.0881 | 0 | 70.7998
| Sublap | SCEC | Monthly System Peak Day | May | CAISO 1-in-2 | 2 | 0.94266 | 0.90478 | 0.94266 | 0.90478 | 0 | 69.1187
| Sublap | SCEC | Monthly System Peak Day | May | CAISO 1-in-2 | 3 | 0.78159 | 0.74907 | 0.78159 | 0.74907 | 0 | 67.0301
| Sublap | SCEC | Monthly System Peak Day | May | CAISO 1-in-2 | 4 | 0.70547 | 0.67702 | 0.70547 | 0.67702 | 0 | 65.1832
| Sublap | SCEC | Monthly System Peak Day | May | CAISO 1-in-2 | 5 | 0.65816 | 0.63471 | 0.65816 | 0.63471 | 0 | 63.5603
| Sublap | SCEC | Monthly System Peak Day | May | CAISO 1-in-2 | 6 | 0.64793 | 0.6408 | 0.64793 | 0.6408 | 0 | 62.5977
| Sublap | SCEC | Monthly System Peak Day | May | CAISO 1-in-2 | 7 | 0.63627 | 0.6651 | 0.63627 | 0.6651 | 0 | 62.2916
| Sublap | SCEC | Monthly System Peak Day | May | CAISO 1-in-2 | 8 | 0.5723 | 0.59363 | 0.5723 | 0.59363 | 0 | 62.6833
| Sublap | SCEC | Monthly System Peak Day | May | CAISO 1-in-2 | 9 | 0.46237 | 0.45735 | 0.46237 | 0.45735 | 0 | 66.4125
| Sublap | SCEC | Monthly System Peak Day | May | CAISO 1-in-2 | 10 | 0.36346 | 0.37122 | 0.36346 | 0.37122 | 0 | 72.7852
| Sublap | SCEC | Monthly System Peak Day | May | CAISO 1-in-2 | 11 | 0.23664 | 0.25475 | 0.23664 | 0.25475 | 0 | 79.1261
| Sublap | SCEC | Monthly System Peak Day | May | CAISO 1-in-2 | 12 | 0.26015 | 0.2785 | 0.26015 | 0.2785 | 0 | 83.9022
| Sublap | SCEC | Monthly System Peak Day | May | CAISO 1-in-2 | 13 | 0.42139 | 0.41831 | 0.42139 | 0.41831 | 0 | 87.1547
| Sublap | SCEC | Monthly System Peak Day | May | CAISO 1-in-2 | 14 | 0.65764 | 0.6364 | 0.65764 | 0.6364 | 0 | 90.0327
| Sublap | SCEC | Monthly System Peak Day | May | CAISO 1-in-2 | 15 | 0.95058 | 0.91607 | 0.95058 | 0.91607 | 0 | 91.7498
| Sublap | SCEC | Monthly System Peak Day | May | CAISO 1-in-2 | 16 | 1.3048 | 1.2645 | 1.3048 | 1.2645 | 0 | 92.2377
| Sublap | SCEC | Monthly System Peak Day | May | CAISO 1-in-2 | 17 | 1.6269 | 1.5894 | 0.58772 | 0.53133 | 0.027179 | 91.6787
| Sublap | SCEC | Monthly System Peak Day | May | CAISO 1-in-2 | 18 | 1.9155 | 1.8538 | 1.4434 | 1.3519 | 0.14802 | 89.6098
| Sublap | SCEC | Monthly System Peak Day | May | CAISO 1-in-2 | 19 | 2.0658 | 1.9679 | 1.8606 | 1.6654 | 0.097316 | 87.2927
| Sublap | SCEC | Monthly System Peak Day | May | CAISO 1-in-2 | 20 | 2.0045 | 1.9136 | 1.8195 | 1.7012 | 0.041125 | 84.7408
| Sublap | SCEC | Monthly System Peak Day | May | CAISO 1-in-2 | 21 | 1.8959 | 1.8282 | 1.7635 | 1.6684 | 0.054989 | 79.4985
| Sublap | SCEC | Monthly System Peak Day | May | CAISO 1-in-2 | 22 | 1.7469 | 1.6911 | 2.316 | 2.344 | 0.078679 | 75.0723
| Sublap | SCEC | Monthly System Peak Day | May | CAISO 1-in-2 | 23 | 1.5462 | 1.5064 | 1.6199 | 1.637 | 0.05208 | 72.5408
| Sublap | SCEC | Monthly System Peak Day | May | CAISO 1-in-2 | 24 | 1.2917 | 1.2576 | 1.3065 | 1.2884 | 0.007441 | 70.7859
| Sublap | SCEC | Monthly System Peak Day | May | SCE 1-in-10 | 1 | 1.451 | 1.4068 | 1.451 | 1.4068 | 0 | 76.9824
| Sublap | SCEC | Monthly System Peak Day | May | SCE 1-in-10 | 2 | 1.2222 | 1.1844 | 1.2222 | 1.1844 | 0 | 75.4726
| Sublap | SCEC | Monthly System Peak Day | May | SCE 1-in-10 | 3 | 1.0094 | 0.97689 | 1.0094 | 0.97689 | 0 | 72.9054
| Sublap | SCEC | Monthly System Peak Day | May | SCE 1-in-10 | 4 | 0.87537 | 0.84692 | 0.87537 | 0.84692 | 0 | 70.9985
| Sublap | SCEC | Monthly System Peak Day | May | SCE 1-in-10 | 5 | 0.80892 | 0.78547 | 0.80892 | 0.78547 | 0 | 69.9788
| Sublap | SCEC | Monthly System Peak Day | May | SCE 1-in-10 | 6 | 0.75898 | 0.75184 | 0.75898 | 0.75184 | 0 | 68.4222
| Sublap | SCEC | Monthly System Peak Day | May | SCE 1-in-10 | 7 | 0.74269 | 0.77153 | 0.74269 | 0.77153 | 0 | 68.3363
| Sublap | SCEC | Monthly System Peak Day | May | SCE 1-in-10 | 8 | 0.69797 | 0.7193 | 0.69797 | 0.7193 | 0 | 68.7422
| Sublap | SCEC | Monthly System Peak Day | May | SCE 1-in-10 | 9 | 0.63059 | 0.62556 | 0.63059 | 0.62556 | 0 | 72.8707
| Sublap | SCEC | Monthly System Peak Day | May | SCE 1-in-10 | 10 | 0.61918 | 0.62694 | 0.61918 | 0.62694 | 0 | 79.6699
| Sublap | SCEC | Monthly System Peak Day | May | SCE 1-in-10 | 11 | 0.63837 | 0.65649 | 0.63837 | 0.65649 | 0 | 86.5602
| Sublap | SCEC | Monthly System Peak Day | May | SCE 1-in-10 | 12 | 0.80988 | 0.82823 | 0.80988 | 0.82823 | 0 | 91.6655
| Sublap | SCEC | Monthly System Peak Day | May | SCE 1-in-10 | 13 | 1.1274 | 1.1244 | 1.1274 | 1.1244 | 0 | 94.7271
| Sublap | SCEC | Monthly System Peak Day | May | SCE 1-in-10 | 14 | 1.502 | 1.4807 | 1.502 | 1.4807 | 0 | 96.8456
| Sublap | SCEC | Monthly System Peak Day | May | SCE 1-in-10 | 15 | 1.8778 | 1.8433 | 1.8778 | 1.8433 | 0 | 98.1729
| Sublap | SCEC | Monthly System Peak Day | May | SCE 1-in-10 | 16 | 2.2727 | 2.2324 | 2.2727 | 2.2324 | 0 | 98.6048
| Sublap | SCEC | Monthly System Peak Day | May | SCE 1-in-10 | 17 | 2.5928 | 2.5553 | 1.4234 | 1.3671 | 0.019164 | 98.4784
| Sublap | SCEC | Monthly System Peak Day | May | SCE 1-in-10 | 18 | 2.8586 | 2.797 | 2.1885 | 2.0971 | 0.082284 | 97.8942
| Sublap | SCEC | Monthly System Peak Day | May | SCE 1-in-10 | 19 | 2.9495 | 2.8516 | 2.5802 | 2.3851 | 0.048314 | 96.4271
| Sublap | SCEC | Monthly System Peak Day | May | SCE 1-in-10 | 20 | 2.8012 | 2.7103 | 2.5248 | 2.4065 | 0.020301 | 93.8392
| Sublap | SCEC | Monthly System Peak Day | May | SCE 1-in-10 | 21 | 2.6323 | 2.5646 | 2.3961 | 2.301 | 0.028522 | 89.8351
| Sublap | SCEC | Monthly System Peak Day | May | SCE 1-in-10 | 22 | 2.4126 | 2.3568 | 2.9315 | 2.9595 | 0.034593 | 86.0522
| Sublap | SCEC | Monthly System Peak Day | May | SCE 1-in-10 | 23 | 2.114 | 2.0742 | 2.2759 | 2.293 | 0.022522 | 83.3597
| Sublap | SCEC | Monthly System Peak Day | May | SCE 1-in-10 | 24 | 1.7706 | 1.7366 | 1.8547 | 1.8365 | 0.019972 | 80.5713
| Sublap | SCEC | Monthly System Peak Day | May | SCE 1-in-2 | 1 | 0.9556 | 0.91142 | 0.9556 | 0.91142 | 0 | 67.076
| Sublap | SCEC | Monthly System Peak Day | May | SCE 1-in-2 | 2 | 0.81639 | 0.77852 | 0.81639 | 0.77852 | 0 | 65.5245
| Sublap | SCEC | Monthly System Peak Day | May | SCE 1-in-2 | 3 | 0.72201 | 0.68949 | 0.72201 | 0.68949 | 0 | 64.1723
| Sublap | SCEC | Monthly System Peak Day | May | SCE 1-in-2 | 4 | 0.67228 | 0.64383 | 0.67228 | 0.64383 | 0 | 62.718
| Sublap | SCEC | Monthly System Peak Day | May | SCE 1-in-2 | 5 | 0.64552 | 0.62207 | 0.64552 | 0.62207 | 0 | 61.3302
| Sublap | SCEC | Monthly System Peak Day | May | SCE 1-in-2 | 6 | 0.63365 | 0.62652 | 0.63365 | 0.62652 | 0 | 59.9868
| Sublap | SCEC | Monthly System Peak Day | May | SCE 1-in-2 | 7 | 0.62218 | 0.65101 | 0.62218 | 0.65101 | 0 | 59.1413
| Sublap | SCEC | Monthly System Peak Day | May | SCE 1-in-2 | 8 | 0.56371 | 0.58504 | 0.56371 | 0.58504 | 0 | 60.1462
| Sublap | SCEC | Monthly System Peak Day | May | SCE 1-in-2 | 9 | 0.41419 | 0.40917 | 0.41419 | 0.40917 | 0 | 64.4232
| Sublap | SCEC | Monthly System Peak Day | May | SCE 1-in-2 | 10 | 0.31504 | 0.3228 | 0.31504 | 0.3228 | 0 | 70.4339
| Sublap | SCEC | Monthly System Peak Day | May | SCE 1-in-2 | 11 | 0.20569 | 0.22381 | 0.20569 | 0.22381 | 0 | 76.5286
| Sublap | SCEC | Monthly System Peak Day | May | SCE 1-in-2 | 12 | 0.19815 | 0.2165 | 0.19815 | 0.2165 | 0 | 81.7774
| Sublap | SCEC | Monthly System Peak Day | May | SCE 1-in-2 | 13 | 0.32603 | 0.32295 | 0.32603 | 0.32295 | 0 | 85.5306
| Sublap | SCEC | Monthly System Peak Day | May | SCE 1-in-2 | 14 | 0.53882 | 0.51758 | 0.53882 | 0.51758 | 0 | 88.6704
| Sublap | SCEC | Monthly System Peak Day | May | SCE 1-in-2 | 15 | 0.81767 | 0.78317 | 0.81767 | 0.78317 | 0 | 90.6878
| Sublap | SCEC | Monthly System Peak Day | May | SCE 1-in-2 | 16 | 1.1663 | 1.126 | 1.1663 | 1.126 | 0 | 91.5229
| Sublap | SCEC | Monthly System Peak Day | May | SCE 1-in-2 | 17 | 1.4945 | 1.4571 | 0.44792 | 0.39153 | 0.026462 | 92.0691
| Sublap | SCEC | Monthly System Peak Day | May | SCE 1-in-2 | 18 | 1.7783 | 1.7167 | 1.2615 | 1.1701 | 0.13224 | 91.4794
| Sublap | SCEC | Monthly System Peak Day | May | SCE 1-in-2 | 19 | 1.9363 | 1.8384 | 1.6914 | 1.4962 | 0.084868 | 89.5055
| Sublap | SCEC | Monthly System Peak Day | May | SCE 1-in-2 | 20 | 1.9101 | 1.8191 | 1.7115 | 1.5932 | 0.037672 | 86.0881
| Sublap | SCEC | Monthly System Peak Day | May | SCE 1-in-2 | 21 | 1.8246 | 1.7569 | 1.6773 | 1.5822 | 0.051005 | 80.9856
| Sublap | SCEC | Monthly System Peak Day | May | SCE 1-in-2 | 22 | 1.6804 | 1.6246 | 2.2422 | 2.2701 | 0.071616 | 76.6783
| Sublap | SCEC | Monthly System Peak Day | May | SCE 1-in-2 | 23 | 1.4856 | 1.4459 | 1.5712 | 1.5882 | 0.047685 | 73.992
| Sublap | SCEC | Monthly System Peak Day | May | SCE 1-in-2 | 24 | 1.2498 | 1.2157 | 1.2713 | 1.2531 | 0.010776 | 71.7297
| Sublap | SCEC | Monthly System Peak Day | November | CAISO 1-in-10 | 1 | 1.1584 | 1.1142 | 1.1584 | 1.1142 | 0 | 71.2535
| Sublap | SCEC | Monthly System Peak Day | November | CAISO 1-in-10 | 2 | 0.96191 | 0.92403 | 0.96191 | 0.92403 | 0 | 69.3354
| Sublap | SCEC | Monthly System Peak Day | November | CAISO 1-in-10 | 3 | 0.85982 | 0.8273 | 0.85982 | 0.8273 | 0 | 68.3986
| Sublap | SCEC | Monthly System Peak Day | November | CAISO 1-in-10 | 4 | 0.78324 | 0.75478 | 0.78324 | 0.75478 | 0 | 67.1821
| Sublap | SCEC | Monthly System Peak Day | November | CAISO 1-in-10 | 5 | 0.7153 | 0.69184 | 0.7153 | 0.69184 | 0 | 65.4964
| Sublap | SCEC | Monthly System Peak Day | November | CAISO 1-in-10 | 6 | 0.69495 | 0.68782 | 0.69495 | 0.68782 | 0 | 64.8857
| Sublap | SCEC | Monthly System Peak Day | November | CAISO 1-in-10 | 7 | 0.68903 | 0.71787 | 0.68903 | 0.71787 | 0 | 64.8459
| Sublap | SCEC | Monthly System Peak Day | November | CAISO 1-in-10 | 8 | 0.64847 | 0.6698 | 0.64847 | 0.6698 | 0 | 65.3356
| Sublap | SCEC | Monthly System Peak Day | November | CAISO 1-in-10 | 9 | 0.5043 | 0.49928 | 0.5043 | 0.49928 | 0 | 66.6275
| Sublap | SCEC | Monthly System Peak Day | November | CAISO 1-in-10 | 10 | 0.35741 | 0.36517 | 0.35741 | 0.36517 | 0 | 71.6272
| Sublap | SCEC | Monthly System Peak Day | November | CAISO 1-in-10 | 11 | 0.25237 | 0.27048 | 0.25237 | 0.27048 | 0 | 78.7185
| Sublap | SCEC | Monthly System Peak Day | November | CAISO 1-in-10 | 12 | 0.25583 | 0.27418 | 0.25583 | 0.27418 | 0 | 84.7853
| Sublap | SCEC | Monthly System Peak Day | November | CAISO 1-in-10 | 13 | 0.42175 | 0.41867 | 0.42175 | 0.41867 | 0 | 88.1899
| Sublap | SCEC | Monthly System Peak Day | November | CAISO 1-in-10 | 14 | 0.67324 | 0.652 | 0.67324 | 0.652 | 0 | 89.725
| Sublap | SCEC | Monthly System Peak Day | November | CAISO 1-in-10 | 15 | 0.96698 | 0.93248 | 0.96698 | 0.93248 | 0 | 90.5692
| Sublap | SCEC | Monthly System Peak Day | November | CAISO 1-in-10 | 16 | 1.3157 | 1.2755 | 1.3157 | 1.2755 | 0 | 91.1813
| Sublap | SCEC | Monthly System Peak Day | November | CAISO 1-in-10 | 17 | 1.6342 | 1.5968 | 0.61551 | 0.55912 | 0.029235 | 90.6102
| Sublap | SCEC | Monthly System Peak Day | November | CAISO 1-in-10 | 18 | 1.9275 | 1.8659 | 1.4768 | 1.3854 | 0.15569 | 88.7128
| Sublap | SCEC | Monthly System Peak Day | November | CAISO 1-in-10 | 19 | 2.0782 | 1.9803 | 1.9141 | 1.7189 | 0.11033 | 85.0093
| Sublap | SCEC | Monthly System Peak Day | November | CAISO 1-in-10 | 20 | 1.9887 | 1.8978 | 1.8381 | 1.7198 | 0.050121 | 81.3174
| Sublap | SCEC | Monthly System Peak Day | November | CAISO 1-in-10 | 21 | 1.8851 | 1.8173 | 1.7694 | 1.6743 | 0.059476 | 77.8354
| Sublap | SCEC | Monthly System Peak Day | November | CAISO 1-in-10 | 22 | 1.75 | 1.6942 | 2.3214 | 2.3494 | 0.080888 | 74.5738
| Sublap | SCEC | Monthly System Peak Day | November | CAISO 1-in-10 | 23 | 1.5514 | 1.5117 | 1.6235 | 1.6406 | 0.052675 | 72.346
| Sublap | SCEC | Monthly System Peak Day | November | CAISO 1-in-10 | 24 | 1.2919 | 1.2578 | 1.3045 | 1.2863 | 0.0062964 | 70.4621
| Sublap | SCEC | Monthly System Peak Day | November | CAISO 1-in-2 | 1 | 0.76055 | 0.71638 | 0.76055 | 0.71638 | 0 | 57.1274
| Sublap | SCEC | Monthly System Peak Day | November | CAISO 1-in-2 | 2 | 0.68776 | 0.64988 | 0.68776 | 0.64988 | 0 | 56.0359
| Sublap | SCEC | Monthly System Peak Day | November | CAISO 1-in-2 | 3 | 0.63408 | 0.60157 | 0.63408 | 0.60157 | 0 | 54.9768
| Sublap | SCEC | Monthly System Peak Day | November | CAISO 1-in-2 | 4 | 0.59959 | 0.57114 | 0.59959 | 0.57114 | 0 | 54.1611
| Sublap | SCEC | Monthly System Peak Day | November | CAISO 1-in-2 | 5 | 0.58598 | 0.56253 | 0.58598 | 0.56253 | 0 | 53.5523
| Sublap | SCEC | Monthly System Peak Day | November | CAISO 1-in-2 | 6 | 0.59395 | 0.58682 | 0.59395 | 0.58682 | 0 | 53.1755
| Sublap | SCEC | Monthly System Peak Day | November | CAISO 1-in-2 | 7 | 0.61551 | 0.64435 | 0.61551 | 0.64435 | 0 | 52.3415
| Sublap | SCEC | Monthly System Peak Day | November | CAISO 1-in-2 | 8 | 0.56054 | 0.58186 | 0.56054 | 0.58186 | 0 | 51.8085
| Sublap | SCEC | Monthly System Peak Day | November | CAISO 1-in-2 | 9 | 0.40502 | 0.39999 | 0.40502 | 0.39999 | 0 | 55.3223
| Sublap | SCEC | Monthly System Peak Day | November | CAISO 1-in-2 | 10 | 0.20032 | 0.20808 | 0.20032 | 0.20808 | 0 | 61.6296
| Sublap | SCEC | Monthly System Peak Day | November | CAISO 1-in-2 | 11 | 0.00083147 | 0.018946 | 0.00083147 | 0.018946 | 0 | 68.301
| Sublap | SCEC | Monthly System Peak Day | November | CAISO 1-in-2 | 12 | -0.12051 | -0.10216 | -0.12051 | -0.10216 | 0 | 73.1641
| Sublap | SCEC | Monthly System Peak Day | November | CAISO 1-in-2 | 13 | -0.11522 | -0.1183 | -0.11522 | -0.1183 | 0 | 76.5914
| Sublap | SCEC | Monthly System Peak Day | November | CAISO 1-in-2 | 14 | -0.028433 | -0.049676 | -0.028433 | -0.049676 | 0 | 78.1819
| Sublap | SCEC | Monthly System Peak Day | November | CAISO 1-in-2 | 15 | 0.12309 | 0.088588 | 0.12309 | 0.088588 | 0 | 79.1406
| Sublap | SCEC | Monthly System Peak Day | November | CAISO 1-in-2 | 16 | 0.34763 | 0.30739 | 0.34763 | 0.30739 | 0 | 79.6022
| Sublap | SCEC | Monthly System Peak Day | November | CAISO 1-in-2 | 17 | 0.59357 | 0.55615 | 0.35845 | 0.32103 | 0.056093 | 78.9163
| Sublap | SCEC | Monthly System Peak Day | November | CAISO 1-in-2 | 18 | 0.85959 | 0.79795 | 0.71457 | 0.62315 | 0.072509 | 75.922
| Sublap | SCEC | Monthly System Peak Day | November | CAISO 1-in-2 | 19 | 1.0668 | 0.96891 | 1.0668 | 0.95143 | 0 | 71.4264
| Sublap | SCEC | Monthly System Peak Day | November | CAISO 1-in-2 | 20 | 1.1201 | 1.0292 | 1.0992 | 0.98088 | 0.010446 | 68.3963
| Sublap | SCEC | Monthly System Peak Day | November | CAISO 1-in-2 | 21 | 1.1147 | 1.0469 | 1.1147 | 1.0269 | 0 | 65.582
| Sublap | SCEC | Monthly System Peak Day | November | CAISO 1-in-2 | 22 | 1.0574 | 1.0016 | 1.2814 | 1.2256 | 0.12829 | 64.1165
| Sublap | SCEC | Monthly System Peak Day | November | CAISO 1-in-2 | 23 | 0.95442 | 0.91465 | 0.95442 | 0.9577 | 0 | 61.8215
| Sublap | SCEC | Monthly System Peak Day | November | CAISO 1-in-2 | 24 | 0.82508 | 0.79101 | 0.82508 | 0.79101 | 0 | 60.0656
| Sublap | SCEC | Monthly System Peak Day | November | SCE 1-in-10 | 1 | 1.1584 | 1.1142 | 1.1584 | 1.1142 | 0 | 71.2535
| Sublap | SCEC | Monthly System Peak Day | November | SCE 1-in-10 | 2 | 0.96191 | 0.92403 | 0.96191 | 0.92403 | 0 | 69.3354
| Sublap | SCEC | Monthly System Peak Day | November | SCE 1-in-10 | 3 | 0.85982 | 0.8273 | 0.85982 | 0.8273 | 0 | 68.3986
| Sublap | SCEC | Monthly System Peak Day | November | SCE 1-in-10 | 4 | 0.78324 | 0.75478 | 0.78324 | 0.75478 | 0 | 67.1821
| Sublap | SCEC | Monthly System Peak Day | November | SCE 1-in-10 | 5 | 0.7153 | 0.69184 | 0.7153 | 0.69184 | 0 | 65.4964
| Sublap | SCEC | Monthly System Peak Day | November | SCE 1-in-10 | 6 | 0.69495 | 0.68782 | 0.69495 | 0.68782 | 0 | 64.8857
| Sublap | SCEC | Monthly System Peak Day | November | SCE 1-in-10 | 7 | 0.68903 | 0.71787 | 0.68903 | 0.71787 | 0 | 64.8459
| Sublap | SCEC | Monthly System Peak Day | November | SCE 1-in-10 | 8 | 0.64847 | 0.6698 | 0.64847 | 0.6698 | 0 | 65.3356
| Sublap | SCEC | Monthly System Peak Day | November | SCE 1-in-10 | 9 | 0.5043 | 0.49928 | 0.5043 | 0.49928 | 0 | 66.6275
| Sublap | SCEC | Monthly System Peak Day | November | SCE 1-in-10 | 10 | 0.35741 | 0.36517 | 0.35741 | 0.36517 | 0 | 71.6272
| Sublap | SCEC | Monthly System Peak Day | November | SCE 1-in-10 | 11 | 0.25237 | 0.27048 | 0.25237 | 0.27048 | 0 | 78.7185
| Sublap | SCEC | Monthly System Peak Day | November | SCE 1-in-10 | 12 | 0.25583 | 0.27418 | 0.25583 | 0.27418 | 0 | 84.7853
| Sublap | SCEC | Monthly System Peak Day | November | SCE 1-in-10 | 13 | 0.42175 | 0.41867 | 0.42175 | 0.41867 | 0 | 88.1899
| Sublap | SCEC | Monthly System Peak Day | November | SCE 1-in-10 | 14 | 0.67324 | 0.652 | 0.67324 | 0.652 | 0 | 89.725
| Sublap | SCEC | Monthly System Peak Day | November | SCE 1-in-10 | 15 | 0.96698 | 0.93248 | 0.96698 | 0.93248 | 0 | 90.5692
| Sublap | SCEC | Monthly System Peak Day | November | SCE 1-in-10 | 16 | 1.3157 | 1.2755 | 1.3157 | 1.2755 | 0 | 91.1813
| Sublap | SCEC | Monthly System Peak Day | November | SCE 1-in-10 | 17 | 1.6342 | 1.5968 | 0.61551 | 0.55912 | 0.029235 | 90.6102
| Sublap | SCEC | Monthly System Peak Day | November | SCE 1-in-10 | 18 | 1.9275 | 1.8659 | 1.4768 | 1.3854 | 0.15569 | 88.7128
| Sublap | SCEC | Monthly System Peak Day | November | SCE 1-in-10 | 19 | 2.0782 | 1.9803 | 1.9141 | 1.7189 | 0.11033 | 85.0093
| Sublap | SCEC | Monthly System Peak Day | November | SCE 1-in-10 | 20 | 1.9887 | 1.8978 | 1.8381 | 1.7198 | 0.050121 | 81.3174
| Sublap | SCEC | Monthly System Peak Day | November | SCE 1-in-10 | 21 | 1.8851 | 1.8173 | 1.7694 | 1.6743 | 0.059476 | 77.8354
| Sublap | SCEC | Monthly System Peak Day | November | SCE 1-in-10 | 22 | 1.75 | 1.6942 | 2.3214 | 2.3494 | 0.080888 | 74.5738
| Sublap | SCEC | Monthly System Peak Day | November | SCE 1-in-10 | 23 | 1.5514 | 1.5117 | 1.6235 | 1.6406 | 0.052675 | 72.346
| Sublap | SCEC | Monthly System Peak Day | November | SCE 1-in-10 | 24 | 1.2919 | 1.2578 | 1.3045 | 1.2863 | 0.0062964 | 70.4621
| Sublap | SCEC | Monthly System Peak Day | November | SCE 1-in-2 | 1 | 0.88868 | 0.8445 | 0.88868 | 0.8445 | 0 | 64.7576
| Sublap | SCEC | Monthly System Peak Day | November | SCE 1-in-2 | 2 | 0.77294 | 0.73507 | 0.77294 | 0.73507 | 0 | 63.2065
| Sublap | SCEC | Monthly System Peak Day | November | SCE 1-in-2 | 3 | 0.69146 | 0.65895 | 0.69146 | 0.65895 | 0 | 62.1394
| Sublap | SCEC | Monthly System Peak Day | November | SCE 1-in-2 | 4 | 0.64461 | 0.61616 | 0.64461 | 0.61616 | 0 | 61.1938
| Sublap | SCEC | Monthly System Peak Day | November | SCE 1-in-2 | 5 | 0.62102 | 0.59757 | 0.62102 | 0.59757 | 0 | 60.7121
| Sublap | SCEC | Monthly System Peak Day | November | SCE 1-in-2 | 6 | 0.61413 | 0.607 | 0.61413 | 0.607 | 0 | 59.6832
| Sublap | SCEC | Monthly System Peak Day | November | SCE 1-in-2 | 7 | 0.61123 | 0.64006 | 0.61123 | 0.64006 | 0 | 59.3273
| Sublap | SCEC | Monthly System Peak Day | November | SCE 1-in-2 | 8 | 0.55104 | 0.57237 | 0.55104 | 0.57237 | 0 | 58.8295
| Sublap | SCEC | Monthly System Peak Day | November | SCE 1-in-2 | 9 | 0.40197 | 0.39695 | 0.40197 | 0.39695 | 0 | 61.4029
| Sublap | SCEC | Monthly System Peak Day | November | SCE 1-in-2 | 10 | 0.23565 | 0.24341 | 0.23565 | 0.24341 | 0 | 66.8343
| Sublap | SCEC | Monthly System Peak Day | November | SCE 1-in-2 | 11 | 0.063101 | 0.081216 | 0.063101 | 0.081216 | 0 | 73.5958
| Sublap | SCEC | Monthly System Peak Day | November | SCE 1-in-2 | 12 | -0.010655 | 0.0076971 | -0.010655 | 0.0076971 | 0 | 79.3207
| Sublap | SCEC | Monthly System Peak Day | November | SCE 1-in-2 | 13 | 0.059607 | 0.056525 | 0.059607 | 0.056525 | 0 | 83.2765
| Sublap | SCEC | Monthly System Peak Day | November | SCE 1-in-2 | 14 | 0.22707 | 0.20583 | 0.22707 | 0.20583 | 0 | 85.2316
| Sublap | SCEC | Monthly System Peak Day | November | SCE 1-in-2 | 15 | 0.46241 | 0.4279 | 0.46241 | 0.4279 | 0 | 86.4213
| Sublap | SCEC | Monthly System Peak Day | November | SCE 1-in-2 | 16 | 0.77273 | 0.73248 | 0.77273 | 0.73248 | 0 | 87.0706
| Sublap | SCEC | Monthly System Peak Day | November | SCE 1-in-2 | 17 | 1.0795 | 1.0421 | 0.13953 | 0.083144 | 0.038034 | 86.5004
| Sublap | SCEC | Monthly System Peak Day | November | SCE 1-in-2 | 18 | 1.3756 | 1.314 | 1.029 | 0.93763 | 0.19358 | 84.3563
| Sublap | SCEC | Monthly System Peak Day | November | SCE 1-in-2 | 19 | 1.5599 | 1.462 | 1.4784 | 1.2833 | 0.040714 | 80.4041
| Sublap | SCEC | Monthly System Peak Day | November | SCE 1-in-2 | 20 | 1.5406 | 1.4497 | 1.4337 | 1.3153 | 0.061833 | 76.9661
| Sublap | SCEC | Monthly System Peak Day | November | SCE 1-in-2 | 21 | 1.4927 | 1.425 | 1.4155 | 1.3203 | 0.069894 | 74.0104
| Sublap | SCEC | Monthly System Peak Day | November | SCE 1-in-2 | 22 | 1.4047 | 1.3489 | 1.9869 | 2.0149 | 0.091485 | 72.2026
| Sublap | SCEC | Monthly System Peak Day | November | SCE 1-in-2 | 23 | 1.249 | 1.2092 | 1.2992 | 1.3163 | 0.025092 | 69.6617
| Sublap | SCEC | Monthly System Peak Day | November | SCE 1-in-2 | 24 | 1.0513 | 1.0173 | 1.0513 | 1.0262 | 0 | 67.6936
| Sublap | SCEC | Monthly System Peak Day | October | CAISO 1-in-10 | 1 | 1.6045 | 1.5603 | 1.6045 | 1.5603 | 0 | 79.9669
| Sublap | SCEC | Monthly System Peak Day | October | CAISO 1-in-10 | 2 | 1.3893 | 1.3514 | 1.3893 | 1.3514 | 0 | 78.902
| Sublap | SCEC | Monthly System Peak Day | October | CAISO 1-in-10 | 3 | 1.2289 | 1.1964 | 1.2289 | 1.1964 | 0 | 78.1853
| Sublap | SCEC | Monthly System Peak Day | October | CAISO 1-in-10 | 4 | 1.0793 | 1.0509 | 1.0793 | 1.0509 | 0 | 76.8859
| Sublap | SCEC | Monthly System Peak Day | October | CAISO 1-in-10 | 5 | 0.99237 | 0.96892 | 0.99237 | 0.96892 | 0 | 76.2548
| Sublap | SCEC | Monthly System Peak Day | October | CAISO 1-in-10 | 6 | 0.93484 | 0.92771 | 0.93484 | 0.92771 | 0 | 75.5587
| Sublap | SCEC | Monthly System Peak Day | October | CAISO 1-in-10 | 7 | 0.87841 | 0.90724 | 0.87841 | 0.90724 | 0 | 74.3249
| Sublap | SCEC | Monthly System Peak Day | October | CAISO 1-in-10 | 8 | 0.83636 | 0.85769 | 0.83636 | 0.85769 | 0 | 73.9273
| Sublap | SCEC | Monthly System Peak Day | October | CAISO 1-in-10 | 9 | 0.70528 | 0.70025 | 0.70528 | 0.70025 | 0 | 75.0294
| Sublap | SCEC | Monthly System Peak Day | October | CAISO 1-in-10 | 10 | 0.5978 | 0.60556 | 0.5978 | 0.60556 | 0 | 79.5364
| Sublap | SCEC | Monthly System Peak Day | October | CAISO 1-in-10 | 11 | 0.63022 | 0.64833 | 0.63022 | 0.64833 | 0 | 83.9154
| Sublap | SCEC | Monthly System Peak Day | October | CAISO 1-in-10 | 12 | 0.80177 | 0.82012 | 0.80177 | 0.82012 | 0 | 88.0202
| Sublap | SCEC | Monthly System Peak Day | October | CAISO 1-in-10 | 13 | 1.0844 | 1.0814 | 1.0844 | 1.0814 | 0 | 91.4103
| Sublap | SCEC | Monthly System Peak Day | October | CAISO 1-in-10 | 14 | 1.431 | 1.4098 | 1.431 | 1.4098 | 0 | 93.8139
| Sublap | SCEC | Monthly System Peak Day | October | CAISO 1-in-10 | 15 | 1.788 | 1.7535 | 1.788 | 1.7535 | 0 | 95.165
| Sublap | SCEC | Monthly System Peak Day | October | CAISO 1-in-10 | 16 | 2.1708 | 2.1305 | 2.1708 | 2.1305 | 0 | 96.6079
| Sublap | SCEC | Monthly System Peak Day | October | CAISO 1-in-10 | 17 | 2.4868 | 2.4493 | 1.3616 | 1.3052 | 0.02055 | 96.1704
| Sublap | SCEC | Monthly System Peak Day | October | CAISO 1-in-10 | 18 | 2.7641 | 2.7025 | 2.1786 | 2.0872 | 0.10878 | 94.3533
| Sublap | SCEC | Monthly System Peak Day | October | CAISO 1-in-10 | 19 | 2.8635 | 2.7657 | 2.6049 | 2.4097 | 0.080613 | 90.2706
| Sublap | SCEC | Monthly System Peak Day | October | CAISO 1-in-10 | 20 | 2.6637 | 2.5728 | 2.472 | 2.3537 | 0.039421 | 85.4024
| Sublap | SCEC | Monthly System Peak Day | October | CAISO 1-in-10 | 21 | 2.4707 | 2.4029 | 2.3194 | 2.2242 | 0.049945 | 81.3836
| Sublap | SCEC | Monthly System Peak Day | October | CAISO 1-in-10 | 22 | 2.2933 | 2.2375 | 2.8428 | 2.8708 | 0.060132 | 79.347
| Sublap | SCEC | Monthly System Peak Day | October | CAISO 1-in-10 | 23 | 2.0262 | 1.9865 | 2.1446 | 2.1616 | 0.035909 | 78.0151
| Sublap | SCEC | Monthly System Peak Day | October | CAISO 1-in-10 | 24 | 1.687 | 1.653 | 1.744 | 1.7259 | 0.028401 | 76.7418
| Sublap | SCEC | Monthly System Peak Day | October | CAISO 1-in-2 | 1 | 1.3978 | 1.3536 | 1.3978 | 1.3536 | 0 | 75.9336
| Sublap | SCEC | Monthly System Peak Day | October | CAISO 1-in-2 | 2 | 1.1884 | 1.1505 | 1.1884 | 1.1505 | 0 | 74.4698
| Sublap | SCEC | Monthly System Peak Day | October | CAISO 1-in-2 | 3 | 1.0419 | 1.0094 | 1.0419 | 1.0094 | 0 | 73.5731
| Sublap | SCEC | Monthly System Peak Day | October | CAISO 1-in-2 | 4 | 0.87601 | 0.84755 | 0.87601 | 0.84755 | 0 | 71.1855
| Sublap | SCEC | Monthly System Peak Day | October | CAISO 1-in-2 | 5 | 0.81527 | 0.79182 | 0.81527 | 0.79182 | 0 | 70.7121
| Sublap | SCEC | Monthly System Peak Day | October | CAISO 1-in-2 | 6 | 0.76628 | 0.75914 | 0.76628 | 0.75914 | 0 | 69.756
| Sublap | SCEC | Monthly System Peak Day | October | CAISO 1-in-2 | 7 | 0.73905 | 0.76789 | 0.73905 | 0.76789 | 0 | 68.9023
| Sublap | SCEC | Monthly System Peak Day | October | CAISO 1-in-2 | 8 | 0.67533 | 0.69666 | 0.67533 | 0.69666 | 0 | 68.1761
| Sublap | SCEC | Monthly System Peak Day | October | CAISO 1-in-2 | 9 | 0.52551 | 0.52049 | 0.52551 | 0.52049 | 0 | 69.2311
| Sublap | SCEC | Monthly System Peak Day | October | CAISO 1-in-2 | 10 | 0.4423 | 0.45006 | 0.4423 | 0.45006 | 0 | 73.5022
| Sublap | SCEC | Monthly System Peak Day | October | CAISO 1-in-2 | 11 | 0.43634 | 0.45445 | 0.43634 | 0.45445 | 0 | 78.9609
| Sublap | SCEC | Monthly System Peak Day | October | CAISO 1-in-2 | 12 | 0.51248 | 0.53083 | 0.51248 | 0.53083 | 0 | 83.876
| Sublap | SCEC | Monthly System Peak Day | October | CAISO 1-in-2 | 13 | 0.7101 | 0.70702 | 0.7101 | 0.70702 | 0 | 87.5643
| Sublap | SCEC | Monthly System Peak Day | October | CAISO 1-in-2 | 14 | 0.98374 | 0.9625 | 0.98374 | 0.9625 | 0 | 90.4594
| Sublap | SCEC | Monthly System Peak Day | October | CAISO 1-in-2 | 15 | 1.2987 | 1.2642 | 1.2987 | 1.2642 | 0 | 91.6336
| Sublap | SCEC | Monthly System Peak Day | October | CAISO 1-in-2 | 16 | 1.6548 | 1.6146 | 1.6548 | 1.6146 | 0 | 91.1488
| Sublap | SCEC | Monthly System Peak Day | October | CAISO 1-in-2 | 17 | 1.9649 | 1.9275 | 0.95594 | 0.89955 | 0.030253 | 90.103
| Sublap | SCEC | Monthly System Peak Day | October | CAISO 1-in-2 | 18 | 2.2656 | 2.204 | 1.7923 | 1.7009 | 0.14761 | 89.6577
| Sublap | SCEC | Monthly System Peak Day | October | CAISO 1-in-2 | 19 | 2.394 | 2.2961 | 2.1706 | 1.9755 | 0.091597 | 88.3051
| Sublap | SCEC | Monthly System Peak Day | October | CAISO 1-in-2 | 20 | 2.2744 | 2.1835 | 2.0884 | 1.9701 | 0.04088 | 84.8358
| Sublap | SCEC | Monthly System Peak Day | October | CAISO 1-in-2 | 21 | 2.1465 | 2.0788 | 1.9941 | 1.899 | 0.049656 | 81.492
| Sublap | SCEC | Monthly System Peak Day | October | CAISO 1-in-2 | 22 | 1.9904 | 1.9346 | 2.5421 | 2.5701 | 0.062115 | 78.8796
| Sublap | SCEC | Monthly System Peak Day | October | CAISO 1-in-2 | 23 | 1.758 | 1.7182 | 1.8668 | 1.8839 | 0.039247 | 76.8466
| Sublap | SCEC | Monthly System Peak Day | October | CAISO 1-in-2 | 24 | 1.4748 | 1.4407 | 1.5193 | 1.5012 | 0.032845 | 74.9844
| Sublap | SCEC | Monthly System Peak Day | October | SCE 1-in-10 | 1 | 1.6269 | 1.5828 | 1.6269 | 1.5828 | 0 | 80.405
| Sublap | SCEC | Monthly System Peak Day | October | SCE 1-in-10 | 2 | 1.3797 | 1.3418 | 1.3797 | 1.3418 | 0 | 78.901
| Sublap | SCEC | Monthly System Peak Day | October | SCE 1-in-10 | 3 | 1.2109 | 1.1784 | 1.2109 | 1.1784 | 0 | 77.8343
| Sublap | SCEC | Monthly System Peak Day | October | SCE 1-in-10 | 4 | 1.0945 | 1.066 | 1.0945 | 1.066 | 0 | 77.2166
| Sublap | SCEC | Monthly System Peak Day | October | SCE 1-in-10 | 5 | 1.0254 | 1.0019 | 1.0254 | 1.0019 | 0 | 77.0741
| Sublap | SCEC | Monthly System Peak Day | October | SCE 1-in-10 | 6 | 1.0045 | 0.99741 | 1.0045 | 0.99741 | 0 | 77.7373
| Sublap | SCEC | Monthly System Peak Day | October | SCE 1-in-10 | 7 | 0.97919 | 1.008 | 0.97919 | 1.008 | 0 | 77.8661
| Sublap | SCEC | Monthly System Peak Day | October | SCE 1-in-10 | 8 | 0.96871 | 0.99004 | 0.96871 | 0.99004 | 0 | 78.0778
| Sublap | SCEC | Monthly System Peak Day | October | SCE 1-in-10 | 9 | 0.79881 | 0.79379 | 0.79881 | 0.79379 | 0 | 77.9799
| Sublap | SCEC | Monthly System Peak Day | October | SCE 1-in-10 | 10 | 0.70704 | 0.7148 | 0.70704 | 0.7148 | 0 | 82.2094
| Sublap | SCEC | Monthly System Peak Day | October | SCE 1-in-10 | 11 | 0.81573 | 0.83384 | 0.81573 | 0.83384 | 0 | 86.5794
| Sublap | SCEC | Monthly System Peak Day | October | SCE 1-in-10 | 12 | 1.0466 | 1.065 | 1.0466 | 1.065 | 0 | 91.1098
| Sublap | SCEC | Monthly System Peak Day | October | SCE 1-in-10 | 13 | 1.3958 | 1.3927 | 1.3958 | 1.3927 | 0 | 94.4186
| Sublap | SCEC | Monthly System Peak Day | October | SCE 1-in-10 | 14 | 1.8005 | 1.7792 | 1.8005 | 1.7792 | 0 | 96.5597
| Sublap | SCEC | Monthly System Peak Day | October | SCE 1-in-10 | 15 | 2.1914 | 2.1569 | 2.1914 | 2.1569 | 0 | 98.0115
| Sublap | SCEC | Monthly System Peak Day | October | SCE 1-in-10 | 16 | 2.5904 | 2.5502 | 2.5904 | 2.5502 | 0 | 98.9977
| Sublap | SCEC | Monthly System Peak Day | October | SCE 1-in-10 | 17 | 2.9056 | 2.8682 | 1.7242 | 1.6678 | 0.019103 | 99.1106
| Sublap | SCEC | Monthly System Peak Day | October | SCE 1-in-10 | 18 | 3.1723 | 3.1107 | 2.4946 | 2.4032 | 0.080131 | 98.2102
| Sublap | SCEC | Monthly System Peak Day | October | SCE 1-in-10 | 19 | 3.2447 | 3.1469 | 2.8831 | 2.6879 | 0.050356 | 96.0024
| Sublap | SCEC | Monthly System Peak Day | October | SCE 1-in-10 | 20 | 3.0281 | 2.9372 | 2.7715 | 2.6532 | 0.024054 | 91.8617
| Sublap | SCEC | Monthly System Peak Day | October | SCE 1-in-10 | 21 | 2.8271 | 2.7593 | 2.5992 | 2.5041 | 0.030477 | 89.0024
| Sublap | SCEC | Monthly System Peak Day | October | SCE 1-in-10 | 22 | 2.6011 | 2.5452 | 3.1195 | 3.1474 | 0.034218 | 86.175
| Sublap | SCEC | Monthly System Peak Day | October | SCE 1-in-10 | 23 | 2.2771 | 2.2373 | 2.4391 | 2.4562 | 0.022511 | 83.3653
| Sublap | SCEC | Monthly System Peak Day | October | SCE 1-in-10 | 24 | 1.9046 | 1.8705 | 1.9968 | 1.9786 | 0.018051 | 81.7252
| Sublap | SCEC | Monthly System Peak Day | October | SCE 1-in-2 | 1 | 1.2312 | 1.187 | 1.2312 | 1.187 | 0 | 72.6588
| Sublap | SCEC | Monthly System Peak Day | October | SCE 1-in-2 | 2 | 1.0368 | 0.99893 | 1.0368 | 0.99893 | 0 | 71.2531
| Sublap | SCEC | Monthly System Peak Day | October | SCE 1-in-2 | 3 | 0.89455 | 0.86204 | 0.89455 | 0.86204 | 0 | 69.5263
| Sublap | SCEC | Monthly System Peak Day | October | SCE 1-in-2 | 4 | 0.81292 | 0.78447 | 0.81292 | 0.78447 | 0 | 68.4995
| Sublap | SCEC | Monthly System Peak Day | October | SCE 1-in-2 | 5 | 0.75808 | 0.73463 | 0.75808 | 0.73463 | 0 | 67.6685
| Sublap | SCEC | Monthly System Peak Day | October | SCE 1-in-2 | 6 | 0.72986 | 0.72272 | 0.72986 | 0.72272 | 0 | 66.9105
| Sublap | SCEC | Monthly System Peak Day | October | SCE 1-in-2 | 7 | 0.71154 | 0.74037 | 0.71154 | 0.74037 | 0 | 66.0862
| Sublap | SCEC | Monthly System Peak Day | October | SCE 1-in-2 | 8 | 0.65082 | 0.67214 | 0.65082 | 0.67214 | 0 | 65.9863
| Sublap | SCEC | Monthly System Peak Day | October | SCE 1-in-2 | 9 | 0.51489 | 0.50987 | 0.51489 | 0.50987 | 0 | 67.315
| Sublap | SCEC | Monthly System Peak Day | October | SCE 1-in-2 | 10 | 0.41575 | 0.4235 | 0.41575 | 0.4235 | 0 | 71.7631
| Sublap | SCEC | Monthly System Peak Day | October | SCE 1-in-2 | 11 | 0.40936 | 0.42747 | 0.40936 | 0.42747 | 0 | 78.5511
| Sublap | SCEC | Monthly System Peak Day | October | SCE 1-in-2 | 12 | 0.47012 | 0.48847 | 0.47012 | 0.48847 | 0 | 83.8026
| Sublap | SCEC | Monthly System Peak Day | October | SCE 1-in-2 | 13 | 0.66303 | 0.65995 | 0.66303 | 0.65995 | 0 | 87.2545
| Sublap | SCEC | Monthly System Peak Day | October | SCE 1-in-2 | 14 | 0.93136 | 0.91012 | 0.93136 | 0.91012 | 0 | 89.8053
| Sublap | SCEC | Monthly System Peak Day | October | SCE 1-in-2 | 15 | 1.2396 | 1.2051 | 1.2396 | 1.2051 | 0 | 91.2064
| Sublap | SCEC | Monthly System Peak Day | October | SCE 1-in-2 | 16 | 1.5962 | 1.5559 | 1.5962 | 1.5559 | 0 | 92.2101
| Sublap | SCEC | Monthly System Peak Day | October | SCE 1-in-2 | 17 | 1.9161 | 1.8787 | 0.86047 | 0.80409 | 0.025626 | 92.5393
| Sublap | SCEC | Monthly System Peak Day | October | SCE 1-in-2 | 18 | 2.2028 | 2.1412 | 1.6768 | 1.5854 | 0.12904 | 91.8645
| Sublap | SCEC | Monthly System Peak Day | October | SCE 1-in-2 | 19 | 2.3343 | 2.2364 | 2.07 | 1.8748 | 0.078875 | 90.5849
| Sublap | SCEC | Monthly System Peak Day | October | SCE 1-in-2 | 20 | 2.242 | 2.1511 | 2.0364 | 1.9181 | 0.035895 | 86.7916
| Sublap | SCEC | Monthly System Peak Day | October | SCE 1-in-2 | 21 | 2.1278 | 2.06 | 1.9574 | 1.8622 | 0.04493 | 83.2805
| Sublap | SCEC | Monthly System Peak Day | October | SCE 1-in-2 | 22 | 1.9728 | 1.917 | 2.5151 | 2.543 | 0.053485 | 80.943
| Sublap | SCEC | Monthly System Peak Day | October | SCE 1-in-2 | 23 | 1.7371 | 1.6973 | 1.8586 | 1.8756 | 0.034841 | 78.3957
| Sublap | SCEC | Monthly System Peak Day | October | SCE 1-in-2 | 24 | 1.4728 | 1.4387 | 1.5295 | 1.5114 | 0.028483 | 76.7084
| Sublap | SCEC | Monthly System Peak Day | September | CAISO 1-in-10 | 1 | 1.7842 | 1.7401 | 1.7842 | 1.7401 | 0 | 83.4406
| Sublap | SCEC | Monthly System Peak Day | September | CAISO 1-in-10 | 2 | 1.5195 | 1.4816 | 1.5195 | 1.4816 | 0 | 81.972
| Sublap | SCEC | Monthly System Peak Day | September | CAISO 1-in-10 | 3 | 1.3142 | 1.2817 | 1.3142 | 1.2817 | 0 | 80.3817
| Sublap | SCEC | Monthly System Peak Day | September | CAISO 1-in-10 | 4 | 1.1951 | 1.1667 | 1.1951 | 1.1667 | 0 | 79.9855
| Sublap | SCEC | Monthly System Peak Day | September | CAISO 1-in-10 | 5 | 1.0931 | 1.0696 | 1.0931 | 1.0696 | 0 | 79.0691
| Sublap | SCEC | Monthly System Peak Day | September | CAISO 1-in-10 | 6 | 1.0574 | 1.0502 | 1.0574 | 1.0502 | 0 | 79.3485
| Sublap | SCEC | Monthly System Peak Day | September | CAISO 1-in-10 | 7 | 1.0123 | 1.0412 | 1.0123 | 1.0412 | 0 | 78.8861
| Sublap | SCEC | Monthly System Peak Day | September | CAISO 1-in-10 | 8 | 1.0085 | 1.0298 | 1.0085 | 1.0298 | 0 | 79.3018
| Sublap | SCEC | Monthly System Peak Day | September | CAISO 1-in-10 | 9 | 0.8882 | 0.88318 | 0.8882 | 0.88318 | 0 | 80.8422
| Sublap | SCEC | Monthly System Peak Day | September | CAISO 1-in-10 | 10 | 0.80682 | 0.81458 | 0.80682 | 0.81458 | 0 | 84.512
| Sublap | SCEC | Monthly System Peak Day | September | CAISO 1-in-10 | 11 | 0.97828 | 0.99639 | 0.97828 | 0.99639 | 0 | 89.6848
| Sublap | SCEC | Monthly System Peak Day | September | CAISO 1-in-10 | 12 | 1.281 | 1.2993 | 1.281 | 1.2993 | 0 | 93.6771
| Sublap | SCEC | Monthly System Peak Day | September | CAISO 1-in-10 | 13 | 1.6821 | 1.6791 | 1.6821 | 1.6791 | 0 | 97.6497
| Sublap | SCEC | Monthly System Peak Day | September | CAISO 1-in-10 | 14 | 2.14 | 2.1187 | 2.14 | 2.1187 | 0 | 100.0862
| Sublap | SCEC | Monthly System Peak Day | September | CAISO 1-in-10 | 15 | 2.568 | 2.5335 | 2.568 | 2.5335 | 0 | 101.4833
| Sublap | SCEC | Monthly System Peak Day | September | CAISO 1-in-10 | 16 | 2.9865 | 2.9462 | 2.9865 | 2.9462 | 0 | 101.9003
| Sublap | SCEC | Monthly System Peak Day | September | CAISO 1-in-10 | 17 | 3.3058 | 3.2684 | 2.0485 | 1.9921 | 0.021796 | 103.0753
| Sublap | SCEC | Monthly System Peak Day | September | CAISO 1-in-10 | 18 | 3.5578 | 3.4962 | 2.7937 | 2.7023 | 0.060096 | 101.8258
| Sublap | SCEC | Monthly System Peak Day | September | CAISO 1-in-10 | 19 | 3.6062 | 3.5083 | 3.18 | 2.9848 | 0.035073 | 99.5992
| Sublap | SCEC | Monthly System Peak Day | September | CAISO 1-in-10 | 20 | 3.3589 | 3.268 | 3.058 | 2.9397 | 0.017091 | 96.278
| Sublap | SCEC | Monthly System Peak Day | September | CAISO 1-in-10 | 21 | 3.1175 | 3.0497 | 2.8563 | 2.7612 | 0.023124 | 92.3178
| Sublap | SCEC | Monthly System Peak Day | September | CAISO 1-in-10 | 22 | 2.866 | 2.8101 | 3.3675 | 3.3954 | 0.02651 | 89.8714
| Sublap | SCEC | Monthly System Peak Day | September | CAISO 1-in-10 | 23 | 2.5124 | 2.4727 | 2.7142 | 2.7313 | 0.017801 | 88.2352
| Sublap | SCEC | Monthly System Peak Day | September | CAISO 1-in-10 | 24 | 2.1106 | 2.0765 | 2.2366 | 2.2184 | 0.016402 | 86.509
| Sublap | SCEC | Monthly System Peak Day | September | CAISO 1-in-2 | 1 | 1.7938 | 1.7496 | 1.7938 | 1.7496 | 0 | 83.63
| Sublap | SCEC | Monthly System Peak Day | September | CAISO 1-in-2 | 2 | 1.5263 | 1.4884 | 1.5263 | 1.4884 | 0 | 81.9667
| Sublap | SCEC | Monthly System Peak Day | September | CAISO 1-in-2 | 3 | 1.3134 | 1.2809 | 1.3134 | 1.2809 | 0 | 80.3049
| Sublap | SCEC | Monthly System Peak Day | September | CAISO 1-in-2 | 4 | 1.1344 | 1.106 | 1.1344 | 1.106 | 0 | 78.3344
| Sublap | SCEC | Monthly System Peak Day | September | CAISO 1-in-2 | 5 | 1.0332 | 1.0097 | 1.0332 | 1.0097 | 0 | 77.2973
| Sublap | SCEC | Monthly System Peak Day | September | CAISO 1-in-2 | 6 | 0.95476 | 0.94763 | 0.95476 | 0.94763 | 0 | 75.848
| Sublap | SCEC | Monthly System Peak Day | September | CAISO 1-in-2 | 7 | 0.91792 | 0.94675 | 0.91792 | 0.94675 | 0 | 75.501
| Sublap | SCEC | Monthly System Peak Day | September | CAISO 1-in-2 | 8 | 0.88792 | 0.90925 | 0.88792 | 0.90925 | 0 | 75.4874
| Sublap | SCEC | Monthly System Peak Day | September | CAISO 1-in-2 | 9 | 0.7888 | 0.78378 | 0.7888 | 0.78378 | 0 | 77.7412
| Sublap | SCEC | Monthly System Peak Day | September | CAISO 1-in-2 | 10 | 0.72862 | 0.73638 | 0.72862 | 0.73638 | 0 | 83.1604
| Sublap | SCEC | Monthly System Peak Day | September | CAISO 1-in-2 | 11 | 0.80452 | 0.82263 | 0.80452 | 0.82263 | 0 | 89.3341
| Sublap | SCEC | Monthly System Peak Day | September | CAISO 1-in-2 | 12 | 1.0446 | 1.0629 | 1.0446 | 1.0629 | 0 | 94.0426
| Sublap | SCEC | Monthly System Peak Day | September | CAISO 1-in-2 | 13 | 1.421 | 1.4179 | 1.421 | 1.4179 | 0 | 97.0402
| Sublap | SCEC | Monthly System Peak Day | September | CAISO 1-in-2 | 14 | 1.8458 | 1.8245 | 1.8458 | 1.8245 | 0 | 99.1284
| Sublap | SCEC | Monthly System Peak Day | September | CAISO 1-in-2 | 15 | 2.2535 | 2.219 | 2.2535 | 2.219 | 0 | 100.0059
| Sublap | SCEC | Monthly System Peak Day | September | CAISO 1-in-2 | 16 | 2.6573 | 2.6171 | 2.6573 | 2.6171 | 0 | 98.5326
| Sublap | SCEC | Monthly System Peak Day | September | CAISO 1-in-2 | 17 | 2.9618 | 2.9244 | 1.8257 | 1.7693 | 0.020045 | 96.7448
| Sublap | SCEC | Monthly System Peak Day | September | CAISO 1-in-2 | 18 | 3.2428 | 3.1812 | 2.6464 | 2.555 | 0.10518 | 94.81
| Sublap | SCEC | Monthly System Peak Day | September | CAISO 1-in-2 | 19 | 3.3103 | 3.2125 | 2.9791 | 2.7839 | 0.058858 | 94.3116
| Sublap | SCEC | Monthly System Peak Day | September | CAISO 1-in-2 | 20 | 3.0831 | 2.9922 | 2.8227 | 2.7044 | 0.023262 | 92.2489
| Sublap | SCEC | Monthly System Peak Day | September | CAISO 1-in-2 | 21 | 2.8711 | 2.8033 | 2.6432 | 2.548 | 0.030469 | 89.0061
| Sublap | SCEC | Monthly System Peak Day | September | CAISO 1-in-2 | 22 | 2.6476 | 2.5917 | 3.163 | 3.1909 | 0.032313 | 86.8299
| Sublap | SCEC | Monthly System Peak Day | September | CAISO 1-in-2 | 23 | 2.3242 | 2.2845 | 2.5 | 2.517 | 0.019619 | 85.0465
| Sublap | SCEC | Monthly System Peak Day | September | CAISO 1-in-2 | 24 | 1.9497 | 1.9156 | 2.0531 | 2.0349 | 0.016225 | 83.3048
| Sublap | SCEC | Monthly System Peak Day | September | SCE 1-in-10 | 1 | 1.737 | 1.6928 | 1.737 | 1.6928 | 0 | 82.522
| Sublap | SCEC | Monthly System Peak Day | September | SCE 1-in-10 | 2 | 1.4628 | 1.425 | 1.4628 | 1.425 | 0 | 80.8407
| Sublap | SCEC | Monthly System Peak Day | September | SCE 1-in-10 | 3 | 1.2783 | 1.2458 | 1.2783 | 1.2458 | 0 | 79.5341
| Sublap | SCEC | Monthly System Peak Day | September | SCE 1-in-10 | 4 | 1.1598 | 1.1313 | 1.1598 | 1.1313 | 0 | 78.9508
| Sublap | SCEC | Monthly System Peak Day | September | SCE 1-in-10 | 5 | 1.0676 | 1.0442 | 1.0676 | 1.0442 | 0 | 78.1661
| Sublap | SCEC | Monthly System Peak Day | September | SCE 1-in-10 | 6 | 1.0399 | 1.0328 | 1.0399 | 1.0328 | 0 | 78.6123
| Sublap | SCEC | Monthly System Peak Day | September | SCE 1-in-10 | 7 | 0.99921 | 1.028 | 0.99921 | 1.028 | 0 | 78.3145
| Sublap | SCEC | Monthly System Peak Day | September | SCE 1-in-10 | 8 | 0.98426 | 1.0056 | 0.98426 | 1.0056 | 0 | 78.5009
| Sublap | SCEC | Monthly System Peak Day | September | SCE 1-in-10 | 9 | 0.88857 | 0.88355 | 0.88857 | 0.88355 | 0 | 80.9042
| Sublap | SCEC | Monthly System Peak Day | September | SCE 1-in-10 | 10 | 0.83624 | 0.844 | 0.83624 | 0.844 | 0 | 85.5032
| Sublap | SCEC | Monthly System Peak Day | September | SCE 1-in-10 | 11 | 1.0101 | 1.0283 | 1.0101 | 1.0283 | 0 | 91.0844
| Sublap | SCEC | Monthly System Peak Day | September | SCE 1-in-10 | 12 | 1.3239 | 1.3423 | 1.3239 | 1.3423 | 0 | 95.4045
| Sublap | SCEC | Monthly System Peak Day | September | SCE 1-in-10 | 13 | 1.7448 | 1.7417 | 1.7448 | 1.7417 | 0 | 99.5073
| Sublap | SCEC | Monthly System Peak Day | September | SCE 1-in-10 | 14 | 2.217 | 2.1957 | 2.217 | 2.1957 | 0 | 102.6733
| Sublap | SCEC | Monthly System Peak Day | September | SCE 1-in-10 | 15 | 2.6614 | 2.6269 | 2.6614 | 2.6269 | 0 | 104.3462
| Sublap | SCEC | Monthly System Peak Day | September | SCE 1-in-10 | 16 | 3.0944 | 3.0542 | 3.0944 | 3.0542 | 0 | 105.112
| Sublap | SCEC | Monthly System Peak Day | September | SCE 1-in-10 | 17 | 3.4177 | 3.3803 | 2.1056 | 2.0492 | 0.026238 | 105.9372
| Sublap | SCEC | Monthly System Peak Day | September | SCE 1-in-10 | 18 | 3.6567 | 3.5951 | 2.8426 | 2.7512 | 0.054648 | 103.921
| Sublap | SCEC | Monthly System Peak Day | September | SCE 1-in-10 | 19 | 3.7 | 3.6021 | 3.2655 | 3.0703 | 0.033599 | 100.0589
| Sublap | SCEC | Monthly System Peak Day | September | SCE 1-in-10 | 20 | 3.4367 | 3.3458 | 3.1348 | 3.0165 | 0.017 | 96.3851
| Sublap | SCEC | Monthly System Peak Day | September | SCE 1-in-10 | 21 | 3.1976 | 3.1298 | 2.9236 | 2.8284 | 0.02072 | 93.595
| Sublap | SCEC | Monthly System Peak Day | September | SCE 1-in-10 | 22 | 2.9419 | 2.886 | 3.4353 | 3.4633 | 0.026287 | 91.627
| Sublap | SCEC | Monthly System Peak Day | September | SCE 1-in-10 | 23 | 2.5733 | 2.5335 | 2.7852 | 2.8023 | 0.018666 | 89.4844
| Sublap | SCEC | Monthly System Peak Day | September | SCE 1-in-10 | 24 | 2.1653 | 2.1312 | 2.3009 | 2.2827 | 0.018022 | 87.861
| Sublap | SCEC | Monthly System Peak Day | September | SCE 1-in-2 | 1 | 1.6236 | 1.5794 | 1.6236 | 1.5794 | 0 | 80.3289
| Sublap | SCEC | Monthly System Peak Day | September | SCE 1-in-2 | 2 | 1.3807 | 1.3428 | 1.3807 | 1.3428 | 0 | 78.936
| Sublap | SCEC | Monthly System Peak Day | September | SCE 1-in-2 | 3 | 1.2119 | 1.1794 | 1.2119 | 1.1794 | 0 | 77.8569
| Sublap | SCEC | Monthly System Peak Day | September | SCE 1-in-2 | 4 | 1.093 | 1.0645 | 1.093 | 1.0645 | 0 | 77.1519
| Sublap | SCEC | Monthly System Peak Day | September | SCE 1-in-2 | 5 | 0.9918 | 0.96834 | 0.9918 | 0.96834 | 0 | 75.9398
| Sublap | SCEC | Monthly System Peak Day | September | SCE 1-in-2 | 6 | 0.92744 | 0.9203 | 0.92744 | 0.9203 | 0 | 74.8431
| Sublap | SCEC | Monthly System Peak Day | September | SCE 1-in-2 | 7 | 0.89613 | 0.92496 | 0.89613 | 0.92496 | 0 | 74.6749
| Sublap | SCEC | Monthly System Peak Day | September | SCE 1-in-2 | 8 | 0.86413 | 0.88546 | 0.86413 | 0.88546 | 0 | 74.7237
| Sublap | SCEC | Monthly System Peak Day | September | SCE 1-in-2 | 9 | 0.75621 | 0.75119 | 0.75621 | 0.75119 | 0 | 76.7733
| Sublap | SCEC | Monthly System Peak Day | September | SCE 1-in-2 | 10 | 0.71734 | 0.72509 | 0.71734 | 0.72509 | 0 | 82.0661
| Sublap | SCEC | Monthly System Peak Day | September | SCE 1-in-2 | 11 | 0.81689 | 0.835 | 0.81689 | 0.835 | 0 | 88.3437
| Sublap | SCEC | Monthly System Peak Day | September | SCE 1-in-2 | 12 | 1.0557 | 1.074 | 1.0557 | 1.074 | 0 | 93.0072
| Sublap | SCEC | Monthly System Peak Day | September | SCE 1-in-2 | 13 | 1.4192 | 1.4161 | 1.4192 | 1.4161 | 0 | 96.5482
| Sublap | SCEC | Monthly System Peak Day | September | SCE 1-in-2 | 14 | 1.8407 | 1.8194 | 1.8407 | 1.8194 | 0 | 98.6361
| Sublap | SCEC | Monthly System Peak Day | September | SCE 1-in-2 | 15 | 2.2454 | 2.2109 | 2.2454 | 2.2109 | 0 | 99.6615
| Sublap | SCEC | Monthly System Peak Day | September | SCE 1-in-2 | 16 | 2.6506 | 2.6104 | 2.6506 | 2.6104 | 0 | 99.5838
| Sublap | SCEC | Monthly System Peak Day | September | SCE 1-in-2 | 17 | 2.9666 | 2.9292 | 1.7735 | 1.7171 | 0.019179 | 99.7227
| Sublap | SCEC | Monthly System Peak Day | September | SCE 1-in-2 | 18 | 3.2311 | 3.1695 | 2.5312 | 2.4397 | 0.074058 | 99.1449
| Sublap | SCEC | Monthly System Peak Day | September | SCE 1-in-2 | 19 | 3.2991 | 3.2013 | 2.9054 | 2.7102 | 0.0421 | 97.7916
| Sublap | SCEC | Monthly System Peak Day | September | SCE 1-in-2 | 20 | 3.0962 | 3.0053 | 2.809 | 2.6907 | 0.018646 | 94.9129
| Sublap | SCEC | Monthly System Peak Day | September | SCE 1-in-2 | 21 | 2.8839 | 2.8161 | 2.64 | 2.5448 | 0.026782 | 90.5994
| Sublap | SCEC | Monthly System Peak Day | September | SCE 1-in-2 | 22 | 2.6509 | 2.5951 | 3.162 | 3.19 | 0.029902 | 87.7774
| Sublap | SCEC | Monthly System Peak Day | September | SCE 1-in-2 | 23 | 2.3229 | 2.2831 | 2.5025 | 2.5196 | 0.019009 | 85.5196
| Sublap | SCEC | Monthly System Peak Day | September | SCE 1-in-2 | 24 | 1.9478 | 1.9137 | 2.0521 | 2.0339 | 0.016129 | 83.4296
| Sublap | SCEC | Typical Event Day | Typical Event | CAISO 1-in-10 | 1 | 1.7176 | 1.6735 | 1.7176 | 1.6735 | 0 | 82.1486
| Sublap | SCEC | Typical Event Day | Typical Event | CAISO 1-in-10 | 2 | 1.4559 | 1.4181 | 1.4559 | 1.4181 | 0 | 80.6501
| Sublap | SCEC | Typical Event Day | Typical Event | CAISO 1-in-10 | 3 | 1.2684 | 1.2359 | 1.2684 | 1.2359 | 0 | 79.278
| Sublap | SCEC | Typical Event Day | Typical Event | CAISO 1-in-10 | 4 | 1.1386 | 1.1101 | 1.1386 | 1.1101 | 0 | 78.3707
| Sublap | SCEC | Typical Event Day | Typical Event | CAISO 1-in-10 | 5 | 1.0398 | 1.0164 | 1.0398 | 1.0164 | 0 | 77.3174
| Sublap | SCEC | Typical Event Day | Typical Event | CAISO 1-in-10 | 6 | 0.98726 | 0.98012 | 0.98726 | 0.98012 | 0 | 76.7555
| Sublap | SCEC | Typical Event Day | Typical Event | CAISO 1-in-10 | 7 | 0.94498 | 0.97382 | 0.94498 | 0.97382 | 0 | 76.314
| Sublap | SCEC | Typical Event Day | Typical Event | CAISO 1-in-10 | 8 | 0.93483 | 0.95616 | 0.93483 | 0.95616 | 0 | 76.9314
| Sublap | SCEC | Typical Event Day | Typical Event | CAISO 1-in-10 | 9 | 0.87344 | 0.86841 | 0.87344 | 0.86841 | 0 | 80.4047
| Sublap | SCEC | Typical Event Day | Typical Event | CAISO 1-in-10 | 10 | 0.81582 | 0.82358 | 0.81582 | 0.82358 | 0 | 85.6029
| Sublap | SCEC | Typical Event Day | Typical Event | CAISO 1-in-10 | 11 | 0.95479 | 0.9729 | 0.95479 | 0.9729 | 0 | 90.9613
| Sublap | SCEC | Typical Event Day | Typical Event | CAISO 1-in-10 | 12 | 1.2473 | 1.2657 | 1.2473 | 1.2657 | 0 | 95.5827
| Sublap | SCEC | Typical Event Day | Typical Event | CAISO 1-in-10 | 13 | 1.6619 | 1.6588 | 1.6619 | 1.6588 | 0 | 99.2646
| Sublap | SCEC | Typical Event Day | Typical Event | CAISO 1-in-10 | 14 | 2.1258 | 2.1045 | 2.1258 | 2.1045 | 0 | 101.9405
| Sublap | SCEC | Typical Event Day | Typical Event | CAISO 1-in-10 | 15 | 2.5617 | 2.5272 | 2.5617 | 2.5272 | 0 | 103.5049
| Sublap | SCEC | Typical Event Day | Typical Event | CAISO 1-in-10 | 16 | 2.9892 | 2.9489 | 2.9892 | 2.9489 | 0 | 104.0246
| Sublap | SCEC | Typical Event Day | Typical Event | CAISO 1-in-10 | 17 | 3.3083 | 3.2709 | 2.0327 | 1.9763 | 0.023104 | 104.0306
| Sublap | SCEC | Typical Event Day | Typical Event | CAISO 1-in-10 | 18 | 3.5553 | 3.4937 | 2.7695 | 2.6781 | 0.057005 | 102.7359
| Sublap | SCEC | Typical Event Day | Typical Event | CAISO 1-in-10 | 19 | 3.6035 | 3.5057 | 3.1574 | 2.9622 | 0.0318 | 100.7086
| Sublap | SCEC | Typical Event Day | Typical Event | CAISO 1-in-10 | 20 | 3.3691 | 3.2781 | 3.0525 | 2.9342 | 0.016271 | 97.8368
| Sublap | SCEC | Typical Event Day | Typical Event | CAISO 1-in-10 | 21 | 3.1332 | 3.0655 | 2.8575 | 2.7623 | 0.020412 | 93.7737
| Sublap | SCEC | Typical Event Day | Typical Event | CAISO 1-in-10 | 22 | 2.8653 | 2.8095 | 3.3666 | 3.3946 | 0.026466 | 89.9241
| Sublap | SCEC | Typical Event Day | Typical Event | CAISO 1-in-10 | 23 | 2.5019 | 2.4621 | 2.6925 | 2.7096 | 0.017883 | 86.8738
| Sublap | SCEC | Typical Event Day | Typical Event | CAISO 1-in-10 | 24 | 2.087 | 2.053 | 2.1998 | 2.1817 | 0.015622 | 84.64
| Sublap | SCEC | Typical Event Day | Typical Event | CAISO 1-in-2 | 1 | 1.5273 | 1.4831 | 1.5273 | 1.4831 | 0 | 78.4654
| Sublap | SCEC | Typical Event Day | Typical Event | CAISO 1-in-2 | 2 | 1.3009 | 1.263 | 1.3009 | 1.263 | 0 | 77.1056
| Sublap | SCEC | Typical Event Day | Typical Event | CAISO 1-in-2 | 3 | 1.1305 | 1.098 | 1.1305 | 1.098 | 0 | 75.8267
| Sublap | SCEC | Typical Event Day | Typical Event | CAISO 1-in-2 | 4 | 1.0016 | 0.97316 | 1.0016 | 0.97316 | 0 | 74.6396
| Sublap | SCEC | Typical Event Day | Typical Event | CAISO 1-in-2 | 5 | 0.9114 | 0.88795 | 0.9114 | 0.88795 | 0 | 73.5263
| Sublap | SCEC | Typical Event Day | Typical Event | CAISO 1-in-2 | 6 | 0.85011 | 0.84298 | 0.85011 | 0.84298 | 0 | 72.328
| Sublap | SCEC | Typical Event Day | Typical Event | CAISO 1-in-2 | 7 | 0.81044 | 0.83928 | 0.81044 | 0.83928 | 0 | 71.6631
| Sublap | SCEC | Typical Event Day | Typical Event | CAISO 1-in-2 | 8 | 0.77471 | 0.79604 | 0.77471 | 0.79604 | 0 | 71.9238
| Sublap | SCEC | Typical Event Day | Typical Event | CAISO 1-in-2 | 9 | 0.70127 | 0.69625 | 0.70127 | 0.69625 | 0 | 74.958
| Sublap | SCEC | Typical Event Day | Typical Event | CAISO 1-in-2 | 10 | 0.61847 | 0.62623 | 0.61847 | 0.62623 | 0 | 79.6791
| Sublap | SCEC | Typical Event Day | Typical Event | CAISO 1-in-2 | 11 | 0.66813 | 0.68625 | 0.66813 | 0.68625 | 0 | 84.7615
| Sublap | SCEC | Typical Event Day | Typical Event | CAISO 1-in-2 | 12 | 0.84902 | 0.86737 | 0.84902 | 0.86737 | 0 | 89.2182
| Sublap | SCEC | Typical Event Day | Typical Event | CAISO 1-in-2 | 13 | 1.1471 | 1.144 | 1.1471 | 1.144 | 0 | 92.797
| Sublap | SCEC | Typical Event Day | Typical Event | CAISO 1-in-2 | 14 | 1.5078 | 1.4866 | 1.5078 | 1.4866 | 0 | 95.5316
| Sublap | SCEC | Typical Event Day | Typical Event | CAISO 1-in-2 | 15 | 1.8765 | 1.842 | 1.8765 | 1.842 | 0 | 97.3862
| Sublap | SCEC | Typical Event Day | Typical Event | CAISO 1-in-2 | 16 | 2.2679 | 2.2277 | 2.2679 | 2.2277 | 0 | 97.7172
| Sublap | SCEC | Typical Event Day | Typical Event | CAISO 1-in-2 | 17 | 2.5842 | 2.5468 | 1.4399 | 1.3835 | 0.019735 | 97.1711
| Sublap | SCEC | Typical Event Day | Typical Event | CAISO 1-in-2 | 18 | 2.8578 | 2.7962 | 2.251 | 2.1596 | 0.10178 | 95.2462
| Sublap | SCEC | Typical Event Day | Typical Event | CAISO 1-in-2 | 19 | 2.9497 | 2.8518 | 2.6367 | 2.4415 | 0.064185 | 93.2945
| Sublap | SCEC | Typical Event Day | Typical Event | CAISO 1-in-2 | 20 | 2.7765 | 2.6856 | 2.5305 | 2.4122 | 0.026325 | 90.8047
| Sublap | SCEC | Typical Event Day | Typical Event | CAISO 1-in-2 | 21 | 2.5988 | 2.531 | 2.3899 | 2.2948 | 0.035085 | 87.1156
| Sublap | SCEC | Typical Event Day | Typical Event | CAISO 1-in-2 | 22 | 2.3915 | 2.3357 | 2.9201 | 2.9481 | 0.041832 | 83.9253
| Sublap | SCEC | Typical Event Day | Typical Event | CAISO 1-in-2 | 23 | 2.102 | 2.0623 | 2.2517 | 2.2687 | 0.025839 | 81.8482
| Sublap | SCEC | Typical Event Day | Typical Event | CAISO 1-in-2 | 24 | 1.7642 | 1.7301 | 1.8451 | 1.8269 | 0.020817 | 80.1248
| Sublap | SCEC | Typical Event Day | Typical Event | SCE 1-in-10 | 1 | 1.7781 | 1.7339 | 1.7781 | 1.7339 | 0 | 83.3174
| Sublap | SCEC | Typical Event Day | Typical Event | SCE 1-in-10 | 2 | 1.4874 | 1.4495 | 1.4874 | 1.4495 | 0 | 81.414
| Sublap | SCEC | Typical Event Day | Typical Event | SCE 1-in-10 | 3 | 1.2866 | 1.254 | 1.2866 | 1.254 | 0 | 79.7577
| Sublap | SCEC | Typical Event Day | Typical Event | SCE 1-in-10 | 4 | 1.1482 | 1.1198 | 1.1482 | 1.1198 | 0 | 78.5853
| Sublap | SCEC | Typical Event Day | Typical Event | SCE 1-in-10 | 5 | 1.0461 | 1.0226 | 1.0461 | 1.0226 | 0 | 77.3736
| Sublap | SCEC | Typical Event Day | Typical Event | SCE 1-in-10 | 6 | 0.99346 | 0.98633 | 0.99346 | 0.98633 | 0 | 76.7616
| Sublap | SCEC | Typical Event Day | Typical Event | SCE 1-in-10 | 7 | 0.94667 | 0.97551 | 0.94667 | 0.97551 | 0 | 76.2123
| Sublap | SCEC | Typical Event Day | Typical Event | SCE 1-in-10 | 8 | 0.94369 | 0.96502 | 0.94369 | 0.96502 | 0 | 77.1674
| Sublap | SCEC | Typical Event Day | Typical Event | SCE 1-in-10 | 9 | 0.90176 | 0.89673 | 0.90176 | 0.89673 | 0 | 81.3636
| Sublap | SCEC | Typical Event Day | Typical Event | SCE 1-in-10 | 10 | 0.88367 | 0.89143 | 0.88367 | 0.89143 | 0 | 87.6942
| Sublap | SCEC | Typical Event Day | Typical Event | SCE 1-in-10 | 11 | 1.0376 | 1.0557 | 1.0376 | 1.0557 | 0 | 93.9157
| Sublap | SCEC | Typical Event Day | Typical Event | SCE 1-in-10 | 12 | 1.3624 | 1.3807 | 1.3624 | 1.3807 | 0 | 98.9667
| Sublap | SCEC | Typical Event Day | Typical Event | SCE 1-in-10 | 13 | 1.8235 | 1.8204 | 1.8235 | 1.8204 | 0 | 102.6522
| Sublap | SCEC | Typical Event Day | Typical Event | SCE 1-in-10 | 14 | 2.3304 | 2.3092 | 2.3304 | 2.3092 | 0 | 104.9902
| Sublap | SCEC | Typical Event Day | Typical Event | SCE 1-in-10 | 15 | 2.7932 | 2.7587 | 2.7932 | 2.7587 | 0 | 106.39
| Sublap | SCEC | Typical Event Day | Typical Event | SCE 1-in-10 | 16 | 3.2363 | 3.196 | 3.2363 | 3.196 | 0 | 106.8177
| Sublap | SCEC | Typical Event Day | Typical Event | SCE 1-in-10 | 17 | 3.555 | 3.5176 | 2.2343 | 2.178 | 0.027051 | 106.3826
| Sublap | SCEC | Typical Event Day | Typical Event | SCE 1-in-10 | 18 | 3.7928 | 3.7312 | 2.9425 | 2.8511 | 0.054707 | 105.4366
| Sublap | SCEC | Typical Event Day | Typical Event | SCE 1-in-10 | 19 | 3.8261 | 3.7283 | 3.3331 | 3.138 | 0.028945 | 103.3169
| Sublap | SCEC | Typical Event Day | Typical Event | SCE 1-in-10 | 20 | 3.5705 | 3.4796 | 3.2304 | 3.1121 | 0.01721 | 100.1846
| Sublap | SCEC | Typical Event Day | Typical Event | SCE 1-in-10 | 21 | 3.3197 | 3.252 | 3.0174 | 2.9222 | 0.016967 | 96.4246
| Sublap | SCEC | Typical Event Day | Typical Event | SCE 1-in-10 | 22 | 3.0351 | 2.9793 | 3.5229 | 3.5508 | 0.027664 | 92.8781
| Sublap | SCEC | Typical Event Day | Typical Event | SCE 1-in-10 | 23 | 2.6447 | 2.605 | 2.857 | 2.8741 | 0.01871 | 89.5272
| Sublap | SCEC | Typical Event Day | Typical Event | SCE 1-in-10 | 24 | 2.2093 | 2.1752 | 2.34 | 2.3219 | 0.017112 | 87.1819
| Sublap | SCEC | Typical Event Day | Typical Event | SCE 1-in-2 | 1 | 1.5177 | 1.4735 | 1.5177 | 1.4735 | 0 | 78.2781
| Sublap | SCEC | Typical Event Day | Typical Event | SCE 1-in-2 | 2 | 1.286 | 1.2481 | 1.286 | 1.2481 | 0 | 76.8265
| Sublap | SCEC | Typical Event Day | Typical Event | SCE 1-in-2 | 3 | 1.1227 | 1.0902 | 1.1227 | 1.0902 | 0 | 75.6521
| Sublap | SCEC | Typical Event Day | Typical Event | SCE 1-in-2 | 4 | 1.0025 | 0.97402 | 1.0025 | 0.97402 | 0 | 74.6472
| Sublap | SCEC | Typical Event Day | Typical Event | SCE 1-in-2 | 5 | 0.91489 | 0.89144 | 0.91489 | 0.89144 | 0 | 73.5998
| Sublap | SCEC | Typical Event Day | Typical Event | SCE 1-in-2 | 6 | 0.86029 | 0.85316 | 0.86029 | 0.85316 | 0 | 72.6434
| Sublap | SCEC | Typical Event Day | Typical Event | SCE 1-in-2 | 7 | 0.82328 | 0.85212 | 0.82328 | 0.85212 | 0 | 72.1073
| Sublap | SCEC | Typical Event Day | Typical Event | SCE 1-in-2 | 8 | 0.7928 | 0.81413 | 0.7928 | 0.81413 | 0 | 72.4924
| Sublap | SCEC | Typical Event Day | Typical Event | SCE 1-in-2 | 9 | 0.71807 | 0.71304 | 0.71807 | 0.71304 | 0 | 75.4883
| Sublap | SCEC | Typical Event Day | Typical Event | SCE 1-in-2 | 10 | 0.63905 | 0.64681 | 0.63905 | 0.64681 | 0 | 80.4632
| Sublap | SCEC | Typical Event Day | Typical Event | SCE 1-in-2 | 11 | 0.68901 | 0.70712 | 0.68901 | 0.70712 | 0 | 85.7016
| Sublap | SCEC | Typical Event Day | Typical Event | SCE 1-in-2 | 12 | 0.87981 | 0.89817 | 0.87981 | 0.89817 | 0 | 90.224
| Sublap | SCEC | Typical Event Day | Typical Event | SCE 1-in-2 | 13 | 1.1936 | 1.1905 | 1.1936 | 1.1905 | 0 | 93.5951
| Sublap | SCEC | Typical Event Day | Typical Event | SCE 1-in-2 | 14 | 1.5687 | 1.5475 | 1.5687 | 1.5475 | 0 | 95.7608
| Sublap | SCEC | Typical Event Day | Typical Event | SCE 1-in-2 | 15 | 1.9425 | 1.908 | 1.9425 | 1.908 | 0 | 97.4242
| Sublap | SCEC | Typical Event Day | Typical Event | SCE 1-in-2 | 16 | 2.3351 | 2.2949 | 2.3351 | 2.2949 | 0 | 97.8671
| Sublap | SCEC | Typical Event Day | Typical Event | SCE 1-in-2 | 17 | 2.6532 | 2.6158 | 1.4943 | 1.4379 | 0.019331 | 97.9329
| Sublap | SCEC | Typical Event Day | Typical Event | SCE 1-in-2 | 18 | 2.9233 | 2.8616 | 2.2817 | 2.1902 | 0.090781 | 96.7015
| Sublap | SCEC | Typical Event Day | Typical Event | SCE 1-in-2 | 19 | 3.0108 | 2.9129 | 2.6696 | 2.4744 | 0.056015 | 94.866
| Sublap | SCEC | Typical Event Day | Typical Event | SCE 1-in-2 | 20 | 2.8377 | 2.7467 | 2.5781 | 2.4598 | 0.023441 | 92.1604
| Sublap | SCEC | Typical Event Day | Typical Event | SCE 1-in-2 | 21 | 2.6526 | 2.5849 | 2.4346 | 2.3394 | 0.032828 | 88.029
| Sublap | SCEC | Typical Event Day | Typical Event | SCE 1-in-2 | 22 | 2.4366 | 2.3807 | 2.9625 | 2.9905 | 0.03967 | 84.5253
| Sublap | SCEC | Typical Event Day | Typical Event | SCE 1-in-2 | 23 | 2.1394 | 2.0996 | 2.2924 | 2.3095 | 0.024882 | 82.2607
| Sublap | SCEC | Typical Event Day | Typical Event | SCE 1-in-2 | 24 | 1.7921 | 1.758 | 1.8745 | 1.8563 | 0.02041 | 80.3366
| Sublap | SCEN | Average Weekday | April | CAISO 1-in-10 | 1 | 0.72173 | 0.70599 | 0.72173 | 0.70599 | 0 | 59.3858
| Sublap | SCEN | Average Weekday | April | CAISO 1-in-10 | 2 | 0.65343 | 0.6329 | 0.65343 | 0.6329 | 0 | 57.8344
| Sublap | SCEN | Average Weekday | April | CAISO 1-in-10 | 3 | 0.61447 | 0.59048 | 0.61447 | 0.59048 | 0 | 56.5707
| Sublap | SCEN | Average Weekday | April | CAISO 1-in-10 | 4 | 0.58978 | 0.56629 | 0.58978 | 0.56629 | 0 | 55.357
| Sublap | SCEN | Average Weekday | April | CAISO 1-in-10 | 5 | 0.58504 | 0.56709 | 0.58504 | 0.56709 | 0 | 54.2111
| Sublap | SCEN | Average Weekday | April | CAISO 1-in-10 | 6 | 0.60624 | 0.60778 | 0.60624 | 0.60778 | 0 | 53.2325
| Sublap | SCEN | Average Weekday | April | CAISO 1-in-10 | 7 | 0.63346 | 0.67137 | 0.63346 | 0.67137 | 0 | 52.3995
| Sublap | SCEN | Average Weekday | April | CAISO 1-in-10 | 8 | 0.56697 | 0.60009 | 0.56697 | 0.60009 | 0 | 51.8425
| Sublap | SCEN | Average Weekday | April | CAISO 1-in-10 | 9 | 0.38537 | 0.37765 | 0.38537 | 0.37765 | 0 | 53.5469
| Sublap | SCEN | Average Weekday | April | CAISO 1-in-10 | 10 | 0.1745 | 0.17646 | 0.1745 | 0.17646 | 0 | 57.5293
| Sublap | SCEN | Average Weekday | April | CAISO 1-in-10 | 11 | -0.011535 | 0.0023584 | -0.011535 | 0.0023584 | 0 | 62.0458
| Sublap | SCEN | Average Weekday | April | CAISO 1-in-10 | 12 | -0.10886 | -0.11056 | -0.10886 | -0.11056 | 0 | 66.2027
| Sublap | SCEN | Average Weekday | April | CAISO 1-in-10 | 13 | -0.1495 | -0.16435 | -0.1495 | -0.16435 | 0 | 69.6741
| Sublap | SCEN | Average Weekday | April | CAISO 1-in-10 | 14 | -0.11456 | -0.1459 | -0.11456 | -0.1459 | 0 | 72.2733
| Sublap | SCEN | Average Weekday | April | CAISO 1-in-10 | 15 | -0.0090642 | -0.035212 | -0.0090642 | -0.035212 | 0 | 74.0383
| Sublap | SCEN | Average Weekday | April | CAISO 1-in-10 | 16 | 0.177 | 0.15706 | 0.177 | 0.15706 | 0 | 75.0216
| Sublap | SCEN | Average Weekday | April | CAISO 1-in-10 | 17 | 0.42808 | 0.41792 | 0.27698 | 0.26682 | 0.075553 | 75.149
| Sublap | SCEN | Average Weekday | April | CAISO 1-in-10 | 18 | 0.73379 | 0.70734 | 0.64484 | 0.61838 | 0.044478 | 74.3982
| Sublap | SCEN | Average Weekday | April | CAISO 1-in-10 | 19 | 0.98103 | 0.92563 | 0.89193 | 0.83653 | 0.044552 | 72.8158
| Sublap | SCEN | Average Weekday | April | CAISO 1-in-10 | 20 | 1.1149 | 1.0507 | 0.98149 | 0.9173 | 0.066685 | 70.77
| Sublap | SCEN | Average Weekday | April | CAISO 1-in-10 | 21 | 1.1291 | 1.0892 | 0.96937 | 0.92946 | 0.079869 | 67.9755
| Sublap | SCEN | Average Weekday | April | CAISO 1-in-10 | 22 | 1.0493 | 1.0247 | 1.2901 | 1.2655 | 0.18829 | 65.2078
| Sublap | SCEN | Average Weekday | April | CAISO 1-in-10 | 23 | 0.93388 | 0.92428 | 0.93388 | 0.92428 | 0 | 62.9728
| Sublap | SCEN | Average Weekday | April | CAISO 1-in-10 | 24 | 0.80044 | 0.79071 | 0.80044 | 0.79071 | 0 | 60.9934
| Sublap | SCEN | Average Weekday | April | CAISO 1-in-2 | 1 | 0.69111 | 0.67538 | 0.69111 | 0.67538 | 0 | 57.2329
| Sublap | SCEN | Average Weekday | April | CAISO 1-in-2 | 2 | 0.634 | 0.61346 | 0.634 | 0.61346 | 0 | 55.7994
| Sublap | SCEN | Average Weekday | April | CAISO 1-in-2 | 3 | 0.60298 | 0.57899 | 0.60298 | 0.57899 | 0 | 54.406
| Sublap | SCEN | Average Weekday | April | CAISO 1-in-2 | 4 | 0.58351 | 0.56001 | 0.58351 | 0.56001 | 0 | 53.1974
| Sublap | SCEN | Average Weekday | April | CAISO 1-in-2 | 5 | 0.58499 | 0.56704 | 0.58499 | 0.56704 | 0 | 52.1724
| Sublap | SCEN | Average Weekday | April | CAISO 1-in-2 | 6 | 0.61306 | 0.6146 | 0.61306 | 0.6146 | 0 | 51.3043
| Sublap | SCEN | Average Weekday | April | CAISO 1-in-2 | 7 | 0.65479 | 0.69271 | 0.65479 | 0.69271 | 0 | 50.5207
| Sublap | SCEN | Average Weekday | April | CAISO 1-in-2 | 8 | 0.59344 | 0.62656 | 0.59344 | 0.62656 | 0 | 50.1187
| Sublap | SCEN | Average Weekday | April | CAISO 1-in-2 | 9 | 0.41016 | 0.40244 | 0.41016 | 0.40244 | 0 | 51.8131
| Sublap | SCEN | Average Weekday | April | CAISO 1-in-2 | 10 | 0.19691 | 0.19888 | 0.19691 | 0.19888 | 0 | 55.4687
| Sublap | SCEN | Average Weekday | April | CAISO 1-in-2 | 11 | 0.014564 | 0.028458 | 0.014564 | 0.028458 | 0 | 59.5375
| Sublap | SCEN | Average Weekday | April | CAISO 1-in-2 | 12 | -0.079189 | -0.080893 | -0.079189 | -0.080893 | 0 | 63.2614
| Sublap | SCEN | Average Weekday | April | CAISO 1-in-2 | 13 | -0.10503 | -0.11988 | -0.10503 | -0.11988 | 0 | 66.452
| Sublap | SCEN | Average Weekday | April | CAISO 1-in-2 | 14 | -0.05971 | -0.091042 | -0.05971 | -0.091042 | 0 | 68.9913
| Sublap | SCEN | Average Weekday | April | CAISO 1-in-2 | 15 | 0.046515 | 0.020366 | 0.046515 | 0.020366 | 0 | 70.6126
| Sublap | SCEN | Average Weekday | April | CAISO 1-in-2 | 16 | 0.22471 | 0.20477 | 0.22471 | 0.20477 | 0 | 71.7525
| Sublap | SCEN | Average Weekday | April | CAISO 1-in-2 | 17 | 0.4676 | 0.45743 | 0.36357 | 0.35341 | 0.052012 | 72.0555
| Sublap | SCEN | Average Weekday | April | CAISO 1-in-2 | 18 | 0.75721 | 0.73076 | 0.67551 | 0.64906 | 0.04085 | 71.5384
| Sublap | SCEN | Average Weekday | April | CAISO 1-in-2 | 19 | 0.97548 | 0.92008 | 0.90937 | 0.85397 | 0.033055 | 70.2426
| Sublap | SCEN | Average Weekday | April | CAISO 1-in-2 | 20 | 1.0909 | 1.0267 | 1.0059 | 0.94175 | 0.042469 | 68.2194
| Sublap | SCEN | Average Weekday | April | CAISO 1-in-2 | 21 | 1.0832 | 1.0433 | 1.0153 | 0.97534 | 0.033987 | 65.2376
| Sublap | SCEN | Average Weekday | April | CAISO 1-in-2 | 22 | 1.0005 | 0.97591 | 1.095 | 1.0704 | 0.047251 | 62.6175
| Sublap | SCEN | Average Weekday | April | CAISO 1-in-2 | 23 | 0.88379 | 0.87419 | 0.88379 | 0.87419 | 0 | 60.4957
| Sublap | SCEN | Average Weekday | April | CAISO 1-in-2 | 24 | 0.76258 | 0.75285 | 0.76258 | 0.75285 | 0 | 58.6941
| Sublap | SCEN | Average Weekday | April | SCE 1-in-10 | 1 | 0.71311 | 0.69737 | 0.71311 | 0.69737 | 0 | 58.1969
| Sublap | SCEN | Average Weekday | April | SCE 1-in-10 | 2 | 0.64779 | 0.62726 | 0.64779 | 0.62726 | 0 | 56.5791
| Sublap | SCEN | Average Weekday | April | SCE 1-in-10 | 3 | 0.61097 | 0.58698 | 0.61097 | 0.58698 | 0 | 55.3699
| Sublap | SCEN | Average Weekday | April | SCE 1-in-10 | 4 | 0.58773 | 0.56423 | 0.58773 | 0.56423 | 0 | 53.9783
| Sublap | SCEN | Average Weekday | April | SCE 1-in-10 | 5 | 0.5847 | 0.56675 | 0.5847 | 0.56675 | 0 | 52.959
| Sublap | SCEN | Average Weekday | April | SCE 1-in-10 | 6 | 0.60779 | 0.60933 | 0.60779 | 0.60933 | 0 | 52.0815
| Sublap | SCEN | Average Weekday | April | SCE 1-in-10 | 7 | 0.63896 | 0.67688 | 0.63896 | 0.67688 | 0 | 51.3048
| Sublap | SCEN | Average Weekday | April | SCE 1-in-10 | 8 | 0.57389 | 0.60702 | 0.57389 | 0.60702 | 0 | 50.7765
| Sublap | SCEN | Average Weekday | April | SCE 1-in-10 | 9 | 0.39186 | 0.38414 | 0.39186 | 0.38414 | 0 | 52.7151
| Sublap | SCEN | Average Weekday | April | SCE 1-in-10 | 10 | 0.18057 | 0.18254 | 0.18057 | 0.18254 | 0 | 57.3585
| Sublap | SCEN | Average Weekday | April | SCE 1-in-10 | 11 | -0.0041742 | 0.0097194 | -0.0041742 | 0.0097194 | 0 | 61.892
| Sublap | SCEN | Average Weekday | April | SCE 1-in-10 | 12 | -0.10568 | -0.10739 | -0.10568 | -0.10739 | 0 | 65.9536
| Sublap | SCEN | Average Weekday | April | SCE 1-in-10 | 13 | -0.14179 | -0.15663 | -0.14179 | -0.15663 | 0 | 69.2814
| Sublap | SCEN | Average Weekday | April | SCE 1-in-10 | 14 | -0.099358 | -0.13069 | -0.099358 | -0.13069 | 0 | 71.8191
| Sublap | SCEN | Average Weekday | April | SCE 1-in-10 | 15 | 0.0079132 | -0.018235 | 0.0079132 | -0.018235 | 0 | 73.4662
| Sublap | SCEN | Average Weekday | April | SCE 1-in-10 | 16 | 0.1932 | 0.17325 | 0.1932 | 0.17325 | 0 | 74.4957
| Sublap | SCEN | Average Weekday | April | SCE 1-in-10 | 17 | 0.44357 | 0.4334 | 0.30245 | 0.29229 | 0.070556 | 74.7752
| Sublap | SCEN | Average Weekday | April | SCE 1-in-10 | 18 | 0.74249 | 0.71604 | 0.65366 | 0.62721 | 0.044414 | 74.0873
| Sublap | SCEN | Average Weekday | April | SCE 1-in-10 | 19 | 0.98067 | 0.92527 | 0.89578 | 0.84038 | 0.042442 | 72.6542
| Sublap | SCEN | Average Weekday | April | SCE 1-in-10 | 20 | 1.1132 | 1.049 | 0.98317 | 0.91898 | 0.065025 | 70.6286
| Sublap | SCEN | Average Weekday | April | SCE 1-in-10 | 21 | 1.1184 | 1.0785 | 0.98005 | 0.94014 | 0.069188 | 67.6172
| Sublap | SCEN | Average Weekday | April | SCE 1-in-10 | 22 | 1.0321 | 1.0075 | 1.2212 | 1.1966 | 0.094581 | 64.666
| Sublap | SCEN | Average Weekday | April | SCE 1-in-10 | 23 | 0.91681 | 0.90721 | 0.91681 | 0.90721 | 0 | 62.3538
| Sublap | SCEN | Average Weekday | April | SCE 1-in-10 | 24 | 0.78965 | 0.77991 | 0.78965 | 0.77991 | 0 | 60.2318
| Sublap | SCEN | Average Weekday | April | SCE 1-in-2 | 1 | 0.68397 | 0.66823 | 0.68397 | 0.66823 | 0 | 56.9233
| Sublap | SCEN | Average Weekday | April | SCE 1-in-2 | 2 | 0.62959 | 0.60905 | 0.62959 | 0.60905 | 0 | 55.4167
| Sublap | SCEN | Average Weekday | April | SCE 1-in-2 | 3 | 0.60053 | 0.57654 | 0.60053 | 0.57654 | 0 | 54.1169
| Sublap | SCEN | Average Weekday | April | SCE 1-in-2 | 4 | 0.58241 | 0.55892 | 0.58241 | 0.55892 | 0 | 53.0264
| Sublap | SCEN | Average Weekday | April | SCE 1-in-2 | 5 | 0.58551 | 0.56756 | 0.58551 | 0.56756 | 0 | 51.9618
| Sublap | SCEN | Average Weekday | April | SCE 1-in-2 | 6 | 0.61535 | 0.61689 | 0.61535 | 0.61689 | 0 | 51.0866
| Sublap | SCEN | Average Weekday | April | SCE 1-in-2 | 7 | 0.66072 | 0.69864 | 0.66072 | 0.69864 | 0 | 50.2917
| Sublap | SCEN | Average Weekday | April | SCE 1-in-2 | 8 | 0.60073 | 0.63386 | 0.60073 | 0.63386 | 0 | 49.8368
| Sublap | SCEN | Average Weekday | April | SCE 1-in-2 | 9 | 0.41701 | 0.40929 | 0.41701 | 0.40929 | 0 | 51.3131
| Sublap | SCEN | Average Weekday | April | SCE 1-in-2 | 10 | 0.2033 | 0.20527 | 0.2033 | 0.20527 | 0 | 54.9711
| Sublap | SCEN | Average Weekday | April | SCE 1-in-2 | 11 | 0.021982 | 0.035876 | 0.021982 | 0.035876 | 0 | 59.0083
| Sublap | SCEN | Average Weekday | April | SCE 1-in-2 | 12 | -0.075574 | -0.077278 | -0.075574 | -0.077278 | 0 | 62.6209
| Sublap | SCEN | Average Weekday | April | SCE 1-in-2 | 13 | -0.095465 | -0.11031 | -0.095465 | -0.11031 | 0 | 65.6097
| Sublap | SCEN | Average Weekday | April | SCE 1-in-2 | 14 | -0.045954 | -0.077287 | -0.045954 | -0.077287 | 0 | 68.02
| Sublap | SCEN | Average Weekday | April | SCE 1-in-2 | 15 | 0.059799 | 0.033651 | 0.059799 | 0.033651 | 0 | 69.6514
| Sublap | SCEN | Average Weekday | April | SCE 1-in-2 | 16 | 0.23324 | 0.21329 | 0.23324 | 0.21329 | 0 | 70.6681
| Sublap | SCEN | Average Weekday | April | SCE 1-in-2 | 17 | 0.47265 | 0.46249 | 0.38518 | 0.37501 | 0.043737 | 70.9455
| Sublap | SCEN | Average Weekday | April | SCE 1-in-2 | 18 | 0.75846 | 0.73201 | 0.68495 | 0.65849 | 0.036757 | 70.3504
| Sublap | SCEN | Average Weekday | April | SCE 1-in-2 | 19 | 0.97093 | 0.91553 | 0.91667 | 0.86127 | 0.02713 | 69.0549
| Sublap | SCEN | Average Weekday | April | SCE 1-in-2 | 20 | 1.0795 | 1.0153 | 1.0175 | 0.95333 | 0.030983 | 67.0007
| Sublap | SCEN | Average Weekday | April | SCE 1-in-2 | 21 | 1.0721 | 1.0322 | 1.0264 | 0.98649 | 0.022837 | 64.0579
| Sublap | SCEN | Average Weekday | April | SCE 1-in-2 | 22 | 0.98518 | 0.96056 | 1.0336 | 1.009 | 0.024231 | 61.6562
| Sublap | SCEN | Average Weekday | April | SCE 1-in-2 | 23 | 0.87282 | 0.86322 | 0.87282 | 0.86322 | 0 | 59.7838
| Sublap | SCEN | Average Weekday | April | SCE 1-in-2 | 24 | 0.75365 | 0.74392 | 0.75365 | 0.74392 | 0 | 58.0827
| Sublap | SCEN | Average Weekday | August | CAISO 1-in-10 | 1 | 1.421 | 1.4052 | 1.421 | 1.4052 | 0 | 74.8063
| Sublap | SCEN | Average Weekday | August | CAISO 1-in-10 | 2 | 1.2096 | 1.189 | 1.2096 | 1.189 | 0 | 73.2642
| Sublap | SCEN | Average Weekday | August | CAISO 1-in-10 | 3 | 1.0687 | 1.0447 | 1.0687 | 1.0447 | 0 | 72.0227
| Sublap | SCEN | Average Weekday | August | CAISO 1-in-10 | 4 | 0.96273 | 0.93923 | 0.96273 | 0.93923 | 0 | 70.9807
| Sublap | SCEN | Average Weekday | August | CAISO 1-in-10 | 5 | 0.88438 | 0.86642 | 0.88438 | 0.86642 | 0 | 69.8306
| Sublap | SCEN | Average Weekday | August | CAISO 1-in-10 | 6 | 0.84363 | 0.84517 | 0.84363 | 0.84517 | 0 | 68.7074
| Sublap | SCEN | Average Weekday | August | CAISO 1-in-10 | 7 | 0.79687 | 0.83479 | 0.79687 | 0.83479 | 0 | 67.6979
| Sublap | SCEN | Average Weekday | August | CAISO 1-in-10 | 8 | 0.72103 | 0.75415 | 0.72103 | 0.75415 | 0 | 67.3721
| Sublap | SCEN | Average Weekday | August | CAISO 1-in-10 | 9 | 0.61338 | 0.60566 | 0.61338 | 0.60566 | 0 | 69.4789
| Sublap | SCEN | Average Weekday | August | CAISO 1-in-10 | 10 | 0.49631 | 0.49828 | 0.49631 | 0.49828 | 0 | 73.5775
| Sublap | SCEN | Average Weekday | August | CAISO 1-in-10 | 11 | 0.46904 | 0.48293 | 0.46904 | 0.48293 | 0 | 78.1506
| Sublap | SCEN | Average Weekday | August | CAISO 1-in-10 | 12 | 0.56125 | 0.55954 | 0.56125 | 0.55954 | 0 | 82.673
| Sublap | SCEN | Average Weekday | August | CAISO 1-in-10 | 13 | 0.75343 | 0.73858 | 0.75343 | 0.73858 | 0 | 86.5337
| Sublap | SCEN | Average Weekday | August | CAISO 1-in-10 | 14 | 1.0255 | 0.99421 | 1.0255 | 0.99421 | 0 | 89.6306
| Sublap | SCEN | Average Weekday | August | CAISO 1-in-10 | 15 | 1.36 | 1.3338 | 1.36 | 1.3338 | 0 | 91.7197
| Sublap | SCEN | Average Weekday | August | CAISO 1-in-10 | 16 | 1.7566 | 1.7366 | 1.7566 | 1.7366 | 0 | 92.937
| Sublap | SCEN | Average Weekday | August | CAISO 1-in-10 | 17 | 2.1493 | 2.1391 | 0.8969 | 0.91396 | 0.062058 | 93.1368
| Sublap | SCEN | Average Weekday | August | CAISO 1-in-10 | 18 | 2.5253 | 2.4988 | 1.6735 | 1.8735 | 0.16049 | 92.5262
| Sublap | SCEN | Average Weekday | August | CAISO 1-in-10 | 19 | 2.7103 | 2.6549 | 2.0959 | 2.2749 | 0.12468 | 91.1717
| Sublap | SCEN | Average Weekday | August | CAISO 1-in-10 | 20 | 2.6446 | 2.5804 | 2.2304 | 2.3064 | 0.056029 | 88.7664
| Sublap | SCEN | Average Weekday | August | CAISO 1-in-10 | 21 | 2.5017 | 2.4618 | 2.0707 | 2.1709 | 0.07442 | 85.1138
| Sublap | SCEN | Average Weekday | August | CAISO 1-in-10 | 22 | 2.3047 | 2.2801 | 2.843 | 2.9143 | 0.080973 | 81.4822
| Sublap | SCEN | Average Weekday | August | CAISO 1-in-10 | 23 | 2.0018 | 1.9922 | 2.0288 | 2.141 | 0.013508 | 78.7366
| Sublap | SCEN | Average Weekday | August | CAISO 1-in-10 | 24 | 1.6637 | 1.654 | 1.6693 | 1.6936 | 0.0027854 | 76.6402
| Sublap | SCEN | Average Weekday | August | CAISO 1-in-2 | 1 | 1.2519 | 1.2362 | 1.2519 | 1.2362 | 0 | 71.745
| Sublap | SCEN | Average Weekday | August | CAISO 1-in-2 | 2 | 1.0574 | 1.0368 | 1.0574 | 1.0368 | 0 | 70.1356
| Sublap | SCEN | Average Weekday | August | CAISO 1-in-2 | 3 | 0.9416 | 0.91761 | 0.9416 | 0.91761 | 0 | 68.8275
| Sublap | SCEN | Average Weekday | August | CAISO 1-in-2 | 4 | 0.86194 | 0.83844 | 0.86194 | 0.83844 | 0 | 67.6941
| Sublap | SCEN | Average Weekday | August | CAISO 1-in-2 | 5 | 0.80275 | 0.7848 | 0.80275 | 0.7848 | 0 | 66.3663
| Sublap | SCEN | Average Weekday | August | CAISO 1-in-2 | 6 | 0.77488 | 0.77643 | 0.77488 | 0.77643 | 0 | 65.2125
| Sublap | SCEN | Average Weekday | August | CAISO 1-in-2 | 7 | 0.74446 | 0.78238 | 0.74446 | 0.78238 | 0 | 64.2748
| Sublap | SCEN | Average Weekday | August | CAISO 1-in-2 | 8 | 0.6647 | 0.69782 | 0.6647 | 0.69782 | 0 | 63.7526
| Sublap | SCEN | Average Weekday | August | CAISO 1-in-2 | 9 | 0.52683 | 0.51911 | 0.52683 | 0.51911 | 0 | 65.9489
| Sublap | SCEN | Average Weekday | August | CAISO 1-in-2 | 10 | 0.40025 | 0.40222 | 0.40025 | 0.40222 | 0 | 70.5109
| Sublap | SCEN | Average Weekday | August | CAISO 1-in-2 | 11 | 0.34168 | 0.35558 | 0.34168 | 0.35558 | 0 | 75.7651
| Sublap | SCEN | Average Weekday | August | CAISO 1-in-2 | 12 | 0.38012 | 0.37842 | 0.38012 | 0.37842 | 0 | 80.8885
| Sublap | SCEN | Average Weekday | August | CAISO 1-in-2 | 13 | 0.53036 | 0.51551 | 0.53036 | 0.51551 | 0 | 85.1734
| Sublap | SCEN | Average Weekday | August | CAISO 1-in-2 | 14 | 0.778 | 0.74666 | 0.778 | 0.74666 | 0 | 88.3721
| Sublap | SCEN | Average Weekday | August | CAISO 1-in-2 | 15 | 1.093 | 1.0669 | 1.093 | 1.0669 | 0 | 90.5808
| Sublap | SCEN | Average Weekday | August | CAISO 1-in-2 | 16 | 1.481 | 1.4611 | 1.481 | 1.4611 | 0 | 91.9077
| Sublap | SCEN | Average Weekday | August | CAISO 1-in-2 | 17 | 1.8754 | 1.8653 | 0.63131 | 0.64837 | 0.06686 | 92.2905
| Sublap | SCEN | Average Weekday | August | CAISO 1-in-2 | 18 | 2.2427 | 2.2163 | 1.3969 | 1.5969 | 0.17172 | 91.6287
| Sublap | SCEN | Average Weekday | August | CAISO 1-in-2 | 19 | 2.4302 | 2.3748 | 1.81 | 1.9891 | 0.13662 | 89.9805
| Sublap | SCEN | Average Weekday | August | CAISO 1-in-2 | 20 | 2.396 | 2.3318 | 1.9754 | 2.0514 | 0.062824 | 87.3939
| Sublap | SCEN | Average Weekday | August | CAISO 1-in-2 | 21 | 2.277 | 2.2371 | 1.8384 | 1.9387 | 0.082893 | 83.4793
| Sublap | SCEN | Average Weekday | August | CAISO 1-in-2 | 22 | 2.0906 | 2.066 | 2.6226 | 2.6939 | 0.094343 | 79.3532
| Sublap | SCEN | Average Weekday | August | CAISO 1-in-2 | 23 | 1.8094 | 1.7998 | 1.8094 | 1.8928 | 0 | 76.0497
| Sublap | SCEN | Average Weekday | August | CAISO 1-in-2 | 24 | 1.4972 | 1.4874 | 1.4972 | 1.4874 | 0 | 73.5617
| Sublap | SCEN | Average Weekday | August | SCE 1-in-10 | 1 | 1.4883 | 1.4725 | 1.4883 | 1.4725 | 0 | 75.9544
| Sublap | SCEN | Average Weekday | August | SCE 1-in-10 | 2 | 1.2672 | 1.2466 | 1.2672 | 1.2466 | 0 | 74.3658
| Sublap | SCEN | Average Weekday | August | SCE 1-in-10 | 3 | 1.1108 | 1.0868 | 1.1108 | 1.0868 | 0 | 72.875
| Sublap | SCEN | Average Weekday | August | SCE 1-in-10 | 4 | 0.99273 | 0.96924 | 0.99273 | 0.96924 | 0 | 71.5727
| Sublap | SCEN | Average Weekday | August | SCE 1-in-10 | 5 | 0.90981 | 0.89185 | 0.90981 | 0.89185 | 0 | 70.3252
| Sublap | SCEN | Average Weekday | August | SCE 1-in-10 | 6 | 0.86583 | 0.86737 | 0.86583 | 0.86737 | 0 | 69.1283
| Sublap | SCEN | Average Weekday | August | SCE 1-in-10 | 7 | 0.81787 | 0.85579 | 0.81787 | 0.85579 | 0 | 68.1365
| Sublap | SCEN | Average Weekday | August | SCE 1-in-10 | 8 | 0.73841 | 0.77154 | 0.73841 | 0.77154 | 0 | 67.5899
| Sublap | SCEN | Average Weekday | August | SCE 1-in-10 | 9 | 0.63794 | 0.63022 | 0.63794 | 0.63022 | 0 | 69.8716
| Sublap | SCEN | Average Weekday | August | SCE 1-in-10 | 10 | 0.54028 | 0.54225 | 0.54028 | 0.54225 | 0 | 74.3938
| Sublap | SCEN | Average Weekday | August | SCE 1-in-10 | 11 | 0.53011 | 0.54401 | 0.53011 | 0.54401 | 0 | 79.5659
| Sublap | SCEN | Average Weekday | August | SCE 1-in-10 | 12 | 0.64025 | 0.63855 | 0.64025 | 0.63855 | 0 | 84.4206
| Sublap | SCEN | Average Weekday | August | SCE 1-in-10 | 13 | 0.85668 | 0.84183 | 0.85668 | 0.84183 | 0 | 88.409
| Sublap | SCEN | Average Weekday | August | SCE 1-in-10 | 14 | 1.1534 | 1.122 | 1.1534 | 1.122 | 0 | 91.4518
| Sublap | SCEN | Average Weekday | August | SCE 1-in-10 | 15 | 1.5058 | 1.4796 | 1.5058 | 1.4796 | 0 | 93.6523
| Sublap | SCEN | Average Weekday | August | SCE 1-in-10 | 16 | 1.9119 | 1.892 | 1.9119 | 1.892 | 0 | 94.7438
| Sublap | SCEN | Average Weekday | August | SCE 1-in-10 | 17 | 2.3059 | 2.2957 | 1.036 | 1.053 | 0.052654 | 94.926
| Sublap | SCEN | Average Weekday | August | SCE 1-in-10 | 18 | 2.6773 | 2.6509 | 1.8148 | 2.0148 | 0.14053 | 94.1602
| Sublap | SCEN | Average Weekday | August | SCE 1-in-10 | 19 | 2.8546 | 2.7992 | 2.2476 | 2.4266 | 0.1101 | 92.6446
| Sublap | SCEN | Average Weekday | August | SCE 1-in-10 | 20 | 2.7774 | 2.7132 | 2.3698 | 2.4457 | 0.049198 | 90.1914
| Sublap | SCEN | Average Weekday | August | SCE 1-in-10 | 21 | 2.6218 | 2.5818 | 2.1968 | 2.2971 | 0.067616 | 86.4442
| Sublap | SCEN | Average Weekday | August | SCE 1-in-10 | 22 | 2.4138 | 2.3891 | 2.9556 | 3.0269 | 0.073806 | 82.6582
| Sublap | SCEN | Average Weekday | August | SCE 1-in-10 | 23 | 2.0944 | 2.0848 | 2.1428 | 2.255 | 0.024194 | 79.7638
| Sublap | SCEN | Average Weekday | August | SCE 1-in-10 | 24 | 1.7396 | 1.7299 | 1.7596 | 1.7839 | 0.0099837 | 77.5097
| Sublap | SCEN | Average Weekday | August | SCE 1-in-2 | 1 | 1.2519 | 1.2362 | 1.2519 | 1.2362 | 0 | 71.745
| Sublap | SCEN | Average Weekday | August | SCE 1-in-2 | 2 | 1.0574 | 1.0368 | 1.0574 | 1.0368 | 0 | 70.1356
| Sublap | SCEN | Average Weekday | August | SCE 1-in-2 | 3 | 0.9416 | 0.91761 | 0.9416 | 0.91761 | 0 | 68.8275
| Sublap | SCEN | Average Weekday | August | SCE 1-in-2 | 4 | 0.86194 | 0.83844 | 0.86194 | 0.83844 | 0 | 67.6941
| Sublap | SCEN | Average Weekday | August | SCE 1-in-2 | 5 | 0.80275 | 0.7848 | 0.80275 | 0.7848 | 0 | 66.3663
| Sublap | SCEN | Average Weekday | August | SCE 1-in-2 | 6 | 0.77488 | 0.77643 | 0.77488 | 0.77643 | 0 | 65.2125
| Sublap | SCEN | Average Weekday | August | SCE 1-in-2 | 7 | 0.74446 | 0.78238 | 0.74446 | 0.78238 | 0 | 64.2748
| Sublap | SCEN | Average Weekday | August | SCE 1-in-2 | 8 | 0.6647 | 0.69782 | 0.6647 | 0.69782 | 0 | 63.7526
| Sublap | SCEN | Average Weekday | August | SCE 1-in-2 | 9 | 0.52683 | 0.51911 | 0.52683 | 0.51911 | 0 | 65.9489
| Sublap | SCEN | Average Weekday | August | SCE 1-in-2 | 10 | 0.40025 | 0.40222 | 0.40025 | 0.40222 | 0 | 70.5109
| Sublap | SCEN | Average Weekday | August | SCE 1-in-2 | 11 | 0.34168 | 0.35558 | 0.34168 | 0.35558 | 0 | 75.7651
| Sublap | SCEN | Average Weekday | August | SCE 1-in-2 | 12 | 0.38012 | 0.37842 | 0.38012 | 0.37842 | 0 | 80.8885
| Sublap | SCEN | Average Weekday | August | SCE 1-in-2 | 13 | 0.53036 | 0.51551 | 0.53036 | 0.51551 | 0 | 85.1734
| Sublap | SCEN | Average Weekday | August | SCE 1-in-2 | 14 | 0.778 | 0.74666 | 0.778 | 0.74666 | 0 | 88.3721
| Sublap | SCEN | Average Weekday | August | SCE 1-in-2 | 15 | 1.093 | 1.0669 | 1.093 | 1.0669 | 0 | 90.5808
| Sublap | SCEN | Average Weekday | August | SCE 1-in-2 | 16 | 1.481 | 1.4611 | 1.481 | 1.4611 | 0 | 91.9077
| Sublap | SCEN | Average Weekday | August | SCE 1-in-2 | 17 | 1.8754 | 1.8653 | 0.63131 | 0.64837 | 0.06686 | 92.2905
| Sublap | SCEN | Average Weekday | August | SCE 1-in-2 | 18 | 2.2427 | 2.2163 | 1.3969 | 1.5969 | 0.17172 | 91.6287
| Sublap | SCEN | Average Weekday | August | SCE 1-in-2 | 19 | 2.4302 | 2.3748 | 1.81 | 1.9891 | 0.13662 | 89.9805
| Sublap | SCEN | Average Weekday | August | SCE 1-in-2 | 20 | 2.396 | 2.3318 | 1.9754 | 2.0514 | 0.062824 | 87.3939
| Sublap | SCEN | Average Weekday | August | SCE 1-in-2 | 21 | 2.277 | 2.2371 | 1.8384 | 1.9387 | 0.082893 | 83.4793
| Sublap | SCEN | Average Weekday | August | SCE 1-in-2 | 22 | 2.0906 | 2.066 | 2.6226 | 2.6939 | 0.094343 | 79.3532
| Sublap | SCEN | Average Weekday | August | SCE 1-in-2 | 23 | 1.8094 | 1.7998 | 1.8094 | 1.8928 | 0 | 76.0497
| Sublap | SCEN | Average Weekday | August | SCE 1-in-2 | 24 | 1.4972 | 1.4874 | 1.4972 | 1.4874 | 0 | 73.5617
| Sublap | SCEN | Average Weekday | December | CAISO 1-in-10 | 1 | 0.77521 | 0.75948 | 0.77521 | 0.75948 | 0 | 46.7122
| Sublap | SCEN | Average Weekday | December | CAISO 1-in-10 | 2 | 0.72399 | 0.70345 | 0.72399 | 0.70345 | 0 | 45.8519
| Sublap | SCEN | Average Weekday | December | CAISO 1-in-10 | 3 | 0.69944 | 0.67545 | 0.69944 | 0.67545 | 0 | 45.0311
| Sublap | SCEN | Average Weekday | December | CAISO 1-in-10 | 4 | 0.68847 | 0.66497 | 0.68847 | 0.66497 | 0 | 44.425
| Sublap | SCEN | Average Weekday | December | CAISO 1-in-10 | 5 | 0.70144 | 0.68349 | 0.70144 | 0.68349 | 0 | 44.0245
| Sublap | SCEN | Average Weekday | December | CAISO 1-in-10 | 6 | 0.73944 | 0.74098 | 0.73944 | 0.74098 | 0 | 43.5063
| Sublap | SCEN | Average Weekday | December | CAISO 1-in-10 | 7 | 0.79443 | 0.83235 | 0.79443 | 0.83235 | 0 | 42.9873
| Sublap | SCEN | Average Weekday | December | CAISO 1-in-10 | 8 | 0.74788 | 0.781 | 0.74788 | 0.781 | 0 | 42.7718
| Sublap | SCEN | Average Weekday | December | CAISO 1-in-10 | 9 | 0.55629 | 0.54857 | 0.55629 | 0.54857 | 0 | 43.2748
| Sublap | SCEN | Average Weekday | December | CAISO 1-in-10 | 10 | 0.33783 | 0.3398 | 0.33783 | 0.3398 | 0 | 46.043
| Sublap | SCEN | Average Weekday | December | CAISO 1-in-10 | 11 | 0.15341 | 0.1673 | 0.15341 | 0.1673 | 0 | 49.8417
| Sublap | SCEN | Average Weekday | December | CAISO 1-in-10 | 12 | 0.067002 | 0.065297 | 0.067002 | 0.065297 | 0 | 53.4087
| Sublap | SCEN | Average Weekday | December | CAISO 1-in-10 | 13 | 0.053784 | 0.038935 | 0.053784 | 0.038935 | 0 | 56.0856
| Sublap | SCEN | Average Weekday | December | CAISO 1-in-10 | 14 | 0.11015 | 0.078819 | 0.11015 | 0.078819 | 0 | 57.7927
| Sublap | SCEN | Average Weekday | December | CAISO 1-in-10 | 15 | 0.2163 | 0.19015 | 0.2163 | 0.19015 | 0 | 58.8541
| Sublap | SCEN | Average Weekday | December | CAISO 1-in-10 | 16 | 0.38674 | 0.36679 | 0.38674 | 0.36679 | 0 | 59.3163
| Sublap | SCEN | Average Weekday | December | CAISO 1-in-10 | 17 | 0.64045 | 0.63028 | 0.64045 | 0.63028 | 0 | 58.8583
| Sublap | SCEN | Average Weekday | December | CAISO 1-in-10 | 18 | 0.94737 | 0.92091 | 0.94737 | 0.92091 | 0 | 56.9733
| Sublap | SCEN | Average Weekday | December | CAISO 1-in-10 | 19 | 1.1338 | 1.0784 | 1.1338 | 1.0784 | 0 | 54.768
| Sublap | SCEN | Average Weekday | December | CAISO 1-in-10 | 20 | 1.2012 | 1.137 | 1.2012 | 1.137 | 0 | 53.0084
| Sublap | SCEN | Average Weekday | December | CAISO 1-in-10 | 21 | 1.1782 | 1.1383 | 1.1782 | 1.1383 | 0 | 51.3198
| Sublap | SCEN | Average Weekday | December | CAISO 1-in-10 | 22 | 1.0928 | 1.0682 | 1.0928 | 1.0682 | 0 | 49.9683
| Sublap | SCEN | Average Weekday | December | CAISO 1-in-10 | 23 | 0.97762 | 0.96802 | 0.97762 | 0.96802 | 0 | 48.6636
| Sublap | SCEN | Average Weekday | December | CAISO 1-in-10 | 24 | 0.85257 | 0.84283 | 0.85257 | 0.84283 | 0 | 47.6389
| Sublap | SCEN | Average Weekday | December | CAISO 1-in-2 | 1 | 0.78903 | 0.77329 | 0.78903 | 0.77329 | 0 | 45.1054
| Sublap | SCEN | Average Weekday | December | CAISO 1-in-2 | 2 | 0.73792 | 0.71738 | 0.73792 | 0.71738 | 0 | 44.2747
| Sublap | SCEN | Average Weekday | December | CAISO 1-in-2 | 3 | 0.71377 | 0.68978 | 0.71377 | 0.68978 | 0 | 43.5923
| Sublap | SCEN | Average Weekday | December | CAISO 1-in-2 | 4 | 0.70365 | 0.68016 | 0.70365 | 0.68016 | 0 | 43.0439
| Sublap | SCEN | Average Weekday | December | CAISO 1-in-2 | 5 | 0.71784 | 0.69988 | 0.71784 | 0.69988 | 0 | 42.4875
| Sublap | SCEN | Average Weekday | December | CAISO 1-in-2 | 6 | 0.75678 | 0.75833 | 0.75678 | 0.75833 | 0 | 41.9818
| Sublap | SCEN | Average Weekday | December | CAISO 1-in-2 | 7 | 0.81271 | 0.85063 | 0.81271 | 0.85063 | 0 | 41.6063
| Sublap | SCEN | Average Weekday | December | CAISO 1-in-2 | 8 | 0.7679 | 0.80103 | 0.7679 | 0.80103 | 0 | 41.5767
| Sublap | SCEN | Average Weekday | December | CAISO 1-in-2 | 9 | 0.57525 | 0.56753 | 0.57525 | 0.56753 | 0 | 41.9272
| Sublap | SCEN | Average Weekday | December | CAISO 1-in-2 | 10 | 0.35621 | 0.35817 | 0.35621 | 0.35817 | 0 | 44.6495
| Sublap | SCEN | Average Weekday | December | CAISO 1-in-2 | 11 | 0.17124 | 0.18513 | 0.17124 | 0.18513 | 0 | 48.5799
| Sublap | SCEN | Average Weekday | December | CAISO 1-in-2 | 12 | 0.086757 | 0.085053 | 0.086757 | 0.085053 | 0 | 52.1824
| Sublap | SCEN | Average Weekday | December | CAISO 1-in-2 | 13 | 0.073106 | 0.058257 | 0.073106 | 0.058257 | 0 | 54.8112
| Sublap | SCEN | Average Weekday | December | CAISO 1-in-2 | 14 | 0.13136 | 0.10003 | 0.13136 | 0.10003 | 0 | 56.625
| Sublap | SCEN | Average Weekday | December | CAISO 1-in-2 | 15 | 0.24154 | 0.21539 | 0.24154 | 0.21539 | 0 | 57.7696
| Sublap | SCEN | Average Weekday | December | CAISO 1-in-2 | 16 | 0.41661 | 0.39667 | 0.41661 | 0.39667 | 0 | 58.3861
| Sublap | SCEN | Average Weekday | December | CAISO 1-in-2 | 17 | 0.67417 | 0.664 | 0.67417 | 0.664 | 0 | 57.9342
| Sublap | SCEN | Average Weekday | December | CAISO 1-in-2 | 18 | 0.98005 | 0.95359 | 0.98005 | 0.95359 | 0 | 56.0963
| Sublap | SCEN | Average Weekday | December | CAISO 1-in-2 | 19 | 1.1599 | 1.1045 | 1.1599 | 1.1045 | 0 | 53.6975
| Sublap | SCEN | Average Weekday | December | CAISO 1-in-2 | 20 | 1.2221 | 1.1579 | 1.2221 | 1.1579 | 0 | 51.6706
| Sublap | SCEN | Average Weekday | December | CAISO 1-in-2 | 21 | 1.1959 | 1.156 | 1.1959 | 1.156 | 0 | 49.7478
| Sublap | SCEN | Average Weekday | December | CAISO 1-in-2 | 22 | 1.1098 | 1.0851 | 1.1098 | 1.0851 | 0 | 48.1215
| Sublap | SCEN | Average Weekday | December | CAISO 1-in-2 | 23 | 0.99379 | 0.98419 | 0.99379 | 0.98419 | 0 | 46.818
| Sublap | SCEN | Average Weekday | December | CAISO 1-in-2 | 24 | 0.86767 | 0.85794 | 0.86767 | 0.85794 | 0 | 45.6318
| Sublap | SCEN | Average Weekday | December | SCE 1-in-10 | 1 | 0.80166 | 0.78593 | 0.80166 | 0.78593 | 0 | 43.538
| Sublap | SCEN | Average Weekday | December | SCE 1-in-10 | 2 | 0.75065 | 0.73011 | 0.75065 | 0.73011 | 0 | 42.6933
| Sublap | SCEN | Average Weekday | December | SCE 1-in-10 | 3 | 0.72687 | 0.70288 | 0.72687 | 0.70288 | 0 | 41.8995
| Sublap | SCEN | Average Weekday | December | SCE 1-in-10 | 4 | 0.71753 | 0.69404 | 0.71753 | 0.69404 | 0 | 41.1341
| Sublap | SCEN | Average Weekday | December | SCE 1-in-10 | 5 | 0.73283 | 0.71488 | 0.73283 | 0.71488 | 0 | 40.7619
| Sublap | SCEN | Average Weekday | December | SCE 1-in-10 | 6 | 0.77265 | 0.77419 | 0.77265 | 0.77419 | 0 | 40.2679
| Sublap | SCEN | Average Weekday | December | SCE 1-in-10 | 7 | 0.82943 | 0.86734 | 0.82943 | 0.86734 | 0 | 39.6654
| Sublap | SCEN | Average Weekday | December | SCE 1-in-10 | 8 | 0.78622 | 0.81934 | 0.78622 | 0.81934 | 0 | 39.4076
| Sublap | SCEN | Average Weekday | December | SCE 1-in-10 | 9 | 0.59259 | 0.58487 | 0.59259 | 0.58487 | 0 | 40.1159
| Sublap | SCEN | Average Weekday | December | SCE 1-in-10 | 10 | 0.37301 | 0.37498 | 0.37301 | 0.37498 | 0 | 43.2745
| Sublap | SCEN | Average Weekday | December | SCE 1-in-10 | 11 | 0.18754 | 0.20143 | 0.18754 | 0.20143 | 0 | 47.4247
| Sublap | SCEN | Average Weekday | December | SCE 1-in-10 | 12 | 0.10482 | 0.10312 | 0.10482 | 0.10312 | 0 | 51.0868
| Sublap | SCEN | Average Weekday | December | SCE 1-in-10 | 13 | 0.090774 | 0.075925 | 0.090774 | 0.075925 | 0 | 53.7815
| Sublap | SCEN | Average Weekday | December | SCE 1-in-10 | 14 | 0.15075 | 0.11942 | 0.15075 | 0.11942 | 0 | 55.6074
| Sublap | SCEN | Average Weekday | December | SCE 1-in-10 | 15 | 0.26461 | 0.23847 | 0.26461 | 0.23847 | 0 | 56.7214
| Sublap | SCEN | Average Weekday | December | SCE 1-in-10 | 16 | 0.44394 | 0.42399 | 0.44394 | 0.42399 | 0 | 57.2997
| Sublap | SCEN | Average Weekday | December | SCE 1-in-10 | 17 | 0.705 | 0.69483 | 0.705 | 0.69483 | 0 | 56.9078
| Sublap | SCEN | Average Weekday | December | SCE 1-in-10 | 18 | 1.0099 | 0.98347 | 1.0099 | 0.98347 | 0 | 55.1827
| Sublap | SCEN | Average Weekday | December | SCE 1-in-10 | 19 | 1.1838 | 1.1284 | 1.1838 | 1.1284 | 0 | 52.8756
| Sublap | SCEN | Average Weekday | December | SCE 1-in-10 | 20 | 1.2413 | 1.1771 | 1.2413 | 1.1771 | 0 | 50.9056
| Sublap | SCEN | Average Weekday | December | SCE 1-in-10 | 21 | 1.2121 | 1.1722 | 1.2121 | 1.1722 | 0 | 49.1181
| Sublap | SCEN | Average Weekday | December | SCE 1-in-10 | 22 | 1.1253 | 1.1007 | 1.1253 | 1.1007 | 0 | 47.5594
| Sublap | SCEN | Average Weekday | December | SCE 1-in-10 | 23 | 1.0086 | 0.99898 | 1.0086 | 0.99898 | 0 | 46.0496
| Sublap | SCEN | Average Weekday | December | SCE 1-in-10 | 24 | 0.88149 | 0.87175 | 0.88149 | 0.87175 | 0 | 45.0386
| Sublap | SCEN | Average Weekday | December | SCE 1-in-2 | 1 | 0.77104 | 0.75531 | 0.77104 | 0.75531 | 0 | 47.9147
| Sublap | SCEN | Average Weekday | December | SCE 1-in-2 | 2 | 0.71979 | 0.69925 | 0.71979 | 0.69925 | 0 | 47.1217
| Sublap | SCEN | Average Weekday | December | SCE 1-in-2 | 3 | 0.69512 | 0.67113 | 0.69512 | 0.67113 | 0 | 46.4512
| Sublap | SCEN | Average Weekday | December | SCE 1-in-2 | 4 | 0.68389 | 0.66039 | 0.68389 | 0.66039 | 0 | 45.994
| Sublap | SCEN | Average Weekday | December | SCE 1-in-2 | 5 | 0.69649 | 0.67854 | 0.69649 | 0.67854 | 0 | 45.4566
| Sublap | SCEN | Average Weekday | December | SCE 1-in-2 | 6 | 0.7342 | 0.73574 | 0.7342 | 0.73574 | 0 | 44.9482
| Sublap | SCEN | Average Weekday | December | SCE 1-in-2 | 7 | 0.78892 | 0.82684 | 0.78892 | 0.82684 | 0 | 44.5335
| Sublap | SCEN | Average Weekday | December | SCE 1-in-2 | 8 | 0.74183 | 0.77496 | 0.74183 | 0.77496 | 0 | 44.3155
| Sublap | SCEN | Average Weekday | December | SCE 1-in-2 | 9 | 0.55056 | 0.54284 | 0.55056 | 0.54284 | 0 | 44.6197
| Sublap | SCEN | Average Weekday | December | SCE 1-in-2 | 10 | 0.33228 | 0.33425 | 0.33228 | 0.33425 | 0 | 47.0275
| Sublap | SCEN | Average Weekday | December | SCE 1-in-2 | 11 | 0.14803 | 0.16193 | 0.14803 | 0.16193 | 0 | 50.3917
| Sublap | SCEN | Average Weekday | December | SCE 1-in-2 | 12 | 0.061041 | 0.059337 | 0.061041 | 0.059337 | 0 | 53.4757
| Sublap | SCEN | Average Weekday | December | SCE 1-in-2 | 13 | 0.047953 | 0.033105 | 0.047953 | 0.033105 | 0 | 55.7262
| Sublap | SCEN | Average Weekday | December | SCE 1-in-2 | 14 | 0.10375 | 0.07242 | 0.10375 | 0.07242 | 0 | 57.2341
| Sublap | SCEN | Average Weekday | December | SCE 1-in-2 | 15 | 0.20868 | 0.18254 | 0.20868 | 0.18254 | 0 | 58.1727
| Sublap | SCEN | Average Weekday | December | SCE 1-in-2 | 16 | 0.37772 | 0.35777 | 0.37772 | 0.35777 | 0 | 58.6787
| Sublap | SCEN | Average Weekday | December | SCE 1-in-2 | 17 | 0.63028 | 0.62011 | 0.63028 | 0.62011 | 0 | 58.2312
| Sublap | SCEN | Average Weekday | December | SCE 1-in-2 | 18 | 0.93751 | 0.91105 | 0.93751 | 0.91105 | 0 | 56.4017
| Sublap | SCEN | Average Weekday | December | SCE 1-in-2 | 19 | 1.126 | 1.0706 | 1.126 | 1.0706 | 0 | 54.2635
| Sublap | SCEN | Average Weekday | December | SCE 1-in-2 | 20 | 1.1949 | 1.1307 | 1.1949 | 1.1307 | 0 | 52.5969
| Sublap | SCEN | Average Weekday | December | SCE 1-in-2 | 21 | 1.1728 | 1.1329 | 1.1728 | 1.1329 | 0 | 51.0234
| Sublap | SCEN | Average Weekday | December | SCE 1-in-2 | 22 | 1.0876 | 1.063 | 1.0876 | 1.063 | 0 | 49.8049
| Sublap | SCEN | Average Weekday | December | SCE 1-in-2 | 23 | 0.97274 | 0.96314 | 0.97274 | 0.96314 | 0 | 48.7963
| Sublap | SCEN | Average Weekday | December | SCE 1-in-2 | 24 | 0.84801 | 0.83828 | 0.84801 | 0.83828 | 0 | 47.8453
| Sublap | SCEN | Average Weekday | February | CAISO 1-in-10 | 1 | 0.7841 | 0.76836 | 0.7841 | 0.76836 | 0 | 44.949
| Sublap | SCEN | Average Weekday | February | CAISO 1-in-10 | 2 | 0.73295 | 0.71241 | 0.73295 | 0.71241 | 0 | 43.7473
| Sublap | SCEN | Average Weekday | February | CAISO 1-in-10 | 3 | 0.70865 | 0.68466 | 0.70865 | 0.68466 | 0 | 42.7369
| Sublap | SCEN | Average Weekday | February | CAISO 1-in-10 | 4 | 0.69823 | 0.67474 | 0.69823 | 0.67474 | 0 | 41.8345
| Sublap | SCEN | Average Weekday | February | CAISO 1-in-10 | 5 | 0.71198 | 0.69403 | 0.71198 | 0.69403 | 0 | 41.2851
| Sublap | SCEN | Average Weekday | February | CAISO 1-in-10 | 6 | 0.75059 | 0.75213 | 0.75059 | 0.75213 | 0 | 40.6386
| Sublap | SCEN | Average Weekday | February | CAISO 1-in-10 | 7 | 0.80619 | 0.8441 | 0.80619 | 0.8441 | 0 | 40.1956
| Sublap | SCEN | Average Weekday | February | CAISO 1-in-10 | 8 | 0.76075 | 0.79388 | 0.76075 | 0.79388 | 0 | 39.7744
| Sublap | SCEN | Average Weekday | February | CAISO 1-in-10 | 9 | 0.56848 | 0.56076 | 0.56848 | 0.56076 | 0 | 40.9114
| Sublap | SCEN | Average Weekday | February | CAISO 1-in-10 | 10 | 0.34964 | 0.35161 | 0.34964 | 0.35161 | 0 | 44.6618
| Sublap | SCEN | Average Weekday | February | CAISO 1-in-10 | 11 | 0.16487 | 0.17877 | 0.16487 | 0.17877 | 0 | 49.0385
| Sublap | SCEN | Average Weekday | February | CAISO 1-in-10 | 12 | 0.079703 | 0.077999 | 0.079703 | 0.077999 | 0 | 52.9777
| Sublap | SCEN | Average Weekday | February | CAISO 1-in-10 | 13 | 0.066207 | 0.051358 | 0.066207 | 0.051358 | 0 | 55.9468
| Sublap | SCEN | Average Weekday | February | CAISO 1-in-10 | 14 | 0.12379 | 0.092453 | 0.12379 | 0.092453 | 0 | 57.9144
| Sublap | SCEN | Average Weekday | February | CAISO 1-in-10 | 15 | 0.23253 | 0.20638 | 0.23253 | 0.20638 | 0 | 59.1858
| Sublap | SCEN | Average Weekday | February | CAISO 1-in-10 | 16 | 0.40595 | 0.386 | 0.40595 | 0.386 | 0 | 59.8571
| Sublap | SCEN | Average Weekday | February | CAISO 1-in-10 | 17 | 0.66213 | 0.65196 | 0.66213 | 0.65196 | 0 | 59.6946
| Sublap | SCEN | Average Weekday | February | CAISO 1-in-10 | 18 | 0.96838 | 0.94192 | 0.96838 | 0.94192 | 0 | 58.5741
| Sublap | SCEN | Average Weekday | February | CAISO 1-in-10 | 19 | 1.1506 | 1.0952 | 1.1506 | 1.0952 | 0 | 56.2156
| Sublap | SCEN | Average Weekday | February | CAISO 1-in-10 | 20 | 1.2146 | 1.1504 | 1.2146 | 1.1504 | 0 | 53.701
| Sublap | SCEN | Average Weekday | February | CAISO 1-in-10 | 21 | 1.1896 | 1.1496 | 1.1896 | 1.1496 | 0 | 51.4846
| Sublap | SCEN | Average Weekday | February | CAISO 1-in-10 | 22 | 1.1037 | 1.0791 | 1.1037 | 1.0791 | 0 | 49.6941
| Sublap | SCEN | Average Weekday | February | CAISO 1-in-10 | 23 | 0.98801 | 0.97842 | 0.98801 | 0.97842 | 0 | 48.1877
| Sublap | SCEN | Average Weekday | February | CAISO 1-in-10 | 24 | 0.86228 | 0.85255 | 0.86228 | 0.85255 | 0 | 46.8252
| Sublap | SCEN | Average Weekday | February | CAISO 1-in-2 | 1 | 0.74444 | 0.72871 | 0.74444 | 0.72871 | 0 | 48.5669
| Sublap | SCEN | Average Weekday | February | CAISO 1-in-2 | 2 | 0.69298 | 0.67244 | 0.69298 | 0.67244 | 0 | 47.4428
| Sublap | SCEN | Average Weekday | February | CAISO 1-in-2 | 3 | 0.66753 | 0.64355 | 0.66753 | 0.64355 | 0 | 46.533
| Sublap | SCEN | Average Weekday | February | CAISO 1-in-2 | 4 | 0.65465 | 0.63116 | 0.65465 | 0.63116 | 0 | 45.7748
| Sublap | SCEN | Average Weekday | February | CAISO 1-in-2 | 5 | 0.66492 | 0.64697 | 0.66492 | 0.64697 | 0 | 45.0585
| Sublap | SCEN | Average Weekday | February | CAISO 1-in-2 | 6 | 0.7008 | 0.70234 | 0.7008 | 0.70234 | 0 | 44.5092
| Sublap | SCEN | Average Weekday | February | CAISO 1-in-2 | 7 | 0.75372 | 0.79164 | 0.75372 | 0.79164 | 0 | 44.0302
| Sublap | SCEN | Average Weekday | February | CAISO 1-in-2 | 8 | 0.70327 | 0.73639 | 0.70327 | 0.73639 | 0 | 43.7909
| Sublap | SCEN | Average Weekday | February | CAISO 1-in-2 | 9 | 0.51404 | 0.50632 | 0.51404 | 0.50632 | 0 | 44.8828
| Sublap | SCEN | Average Weekday | February | CAISO 1-in-2 | 10 | 0.2969 | 0.29887 | 0.2969 | 0.29887 | 0 | 48.7237
| Sublap | SCEN | Average Weekday | February | CAISO 1-in-2 | 11 | 0.11371 | 0.1276 | 0.11371 | 0.1276 | 0 | 53.1876
| Sublap | SCEN | Average Weekday | February | CAISO 1-in-2 | 12 | 0.022995 | 0.021291 | 0.022995 | 0.021291 | 0 | 57.0736
| Sublap | SCEN | Average Weekday | February | CAISO 1-in-2 | 13 | 0.010481 | -0.0043678 | 0.010481 | -0.0043678 | 0 | 60.066
| Sublap | SCEN | Average Weekday | February | CAISO 1-in-2 | 14 | 0.063679 | 0.032347 | 0.063679 | 0.032347 | 0 | 61.7865
| Sublap | SCEN | Average Weekday | February | CAISO 1-in-2 | 15 | 0.16692 | 0.14077 | 0.16692 | 0.14077 | 0 | 62.9217
| Sublap | SCEN | Average Weekday | February | CAISO 1-in-2 | 16 | 0.33529 | 0.31535 | 0.33529 | 0.31535 | 0 | 63.7554
| Sublap | SCEN | Average Weekday | February | CAISO 1-in-2 | 17 | 0.57999 | 0.56983 | 0.57999 | 0.56983 | 0 | 63.8388
| Sublap | SCEN | Average Weekday | February | CAISO 1-in-2 | 18 | 0.8772 | 0.85074 | 0.8772 | 0.85074 | 0 | 62.7595
| Sublap | SCEN | Average Weekday | February | CAISO 1-in-2 | 19 | 1.0757 | 1.0203 | 1.0757 | 1.0203 | 0 | 60.3585
| Sublap | SCEN | Average Weekday | February | CAISO 1-in-2 | 20 | 1.1545 | 1.0903 | 1.1545 | 1.0903 | 0 | 57.7064
| Sublap | SCEN | Average Weekday | February | CAISO 1-in-2 | 21 | 1.1387 | 1.0988 | 1.1387 | 1.0988 | 0 | 55.5839
| Sublap | SCEN | Average Weekday | February | CAISO 1-in-2 | 22 | 1.0549 | 1.0303 | 1.0549 | 1.0303 | 0 | 53.6703
| Sublap | SCEN | Average Weekday | February | CAISO 1-in-2 | 23 | 0.9416 | 0.932 | 0.9416 | 0.932 | 0 | 51.8626
| Sublap | SCEN | Average Weekday | February | CAISO 1-in-2 | 24 | 0.81892 | 0.80919 | 0.81892 | 0.80919 | 0 | 50.3176
| Sublap | SCEN | Average Weekday | February | SCE 1-in-10 | 1 | 0.7323 | 0.71657 | 0.7323 | 0.71657 | 0 | 49.8811
| Sublap | SCEN | Average Weekday | February | SCE 1-in-10 | 2 | 0.68074 | 0.6602 | 0.68074 | 0.6602 | 0 | 48.462
| Sublap | SCEN | Average Weekday | February | SCE 1-in-10 | 3 | 0.65494 | 0.63095 | 0.65494 | 0.63095 | 0 | 47.3424
| Sublap | SCEN | Average Weekday | February | SCE 1-in-10 | 4 | 0.6413 | 0.61781 | 0.6413 | 0.61781 | 0 | 46.1252
| Sublap | SCEN | Average Weekday | February | SCE 1-in-10 | 5 | 0.6505 | 0.63255 | 0.6505 | 0.63255 | 0 | 45.163
| Sublap | SCEN | Average Weekday | February | SCE 1-in-10 | 6 | 0.68554 | 0.68708 | 0.68554 | 0.68708 | 0 | 44.437
| Sublap | SCEN | Average Weekday | February | SCE 1-in-10 | 7 | 0.73765 | 0.77557 | 0.73765 | 0.77557 | 0 | 43.7351
| Sublap | SCEN | Average Weekday | February | SCE 1-in-10 | 8 | 0.68565 | 0.71878 | 0.68565 | 0.71878 | 0 | 43.2895
| Sublap | SCEN | Average Weekday | February | SCE 1-in-10 | 9 | 0.49736 | 0.48964 | 0.49736 | 0.48964 | 0 | 44.3867
| Sublap | SCEN | Average Weekday | February | SCE 1-in-10 | 10 | 0.28074 | 0.28271 | 0.28074 | 0.28271 | 0 | 48.7337
| Sublap | SCEN | Average Weekday | February | SCE 1-in-10 | 11 | 0.098026 | 0.11192 | 0.098026 | 0.11192 | 0 | 54.1366
| Sublap | SCEN | Average Weekday | February | SCE 1-in-10 | 12 | 0.0049426 | 0.0032385 | 0.0049426 | 0.0032385 | 0 | 58.6845
| Sublap | SCEN | Average Weekday | February | SCE 1-in-10 | 13 | -0.011933 | -0.026781 | -0.011933 | -0.026781 | 0 | 62.0879
| Sublap | SCEN | Average Weekday | February | SCE 1-in-10 | 14 | 0.04805 | 0.016717 | 0.04805 | 0.016717 | 0 | 64.1785
| Sublap | SCEN | Average Weekday | February | SCE 1-in-10 | 15 | 0.15615 | 0.13001 | 0.15615 | 0.13001 | 0 | 65.4092
| Sublap | SCEN | Average Weekday | February | SCE 1-in-10 | 16 | 0.32669 | 0.30674 | 0.32669 | 0.30674 | 0 | 66.286
| Sublap | SCEN | Average Weekday | February | SCE 1-in-10 | 17 | 0.57026 | 0.56009 | 0.57026 | 0.56009 | 0 | 66.5011
| Sublap | SCEN | Average Weekday | February | SCE 1-in-10 | 18 | 0.86159 | 0.83513 | 0.86159 | 0.83513 | 0 | 65.3499
| Sublap | SCEN | Average Weekday | February | SCE 1-in-10 | 19 | 1.0539 | 0.99851 | 1.0539 | 0.99851 | 0 | 62.7654
| Sublap | SCEN | Average Weekday | February | SCE 1-in-10 | 20 | 1.1361 | 1.0719 | 1.1361 | 1.0719 | 0 | 59.8692
| Sublap | SCEN | Average Weekday | February | SCE 1-in-10 | 21 | 1.1232 | 1.0833 | 1.1232 | 1.0833 | 0 | 57.4268
| Sublap | SCEN | Average Weekday | February | SCE 1-in-10 | 22 | 1.04 | 1.0154 | 1.04 | 1.0154 | 0 | 55.0331
| Sublap | SCEN | Average Weekday | February | SCE 1-in-10 | 23 | 0.92739 | 0.91779 | 0.92739 | 0.91779 | 0 | 52.8028
| Sublap | SCEN | Average Weekday | February | SCE 1-in-10 | 24 | 0.80564 | 0.79591 | 0.80564 | 0.79591 | 0 | 50.976
| Sublap | SCEN | Average Weekday | February | SCE 1-in-2 | 1 | 0.74881 | 0.73308 | 0.74881 | 0.73308 | 0 | 48.1194
| Sublap | SCEN | Average Weekday | February | SCE 1-in-2 | 2 | 0.69738 | 0.67684 | 0.69738 | 0.67684 | 0 | 47.0939
| Sublap | SCEN | Average Weekday | February | SCE 1-in-2 | 3 | 0.67207 | 0.64808 | 0.67207 | 0.64808 | 0 | 46.0978
| Sublap | SCEN | Average Weekday | February | SCE 1-in-2 | 4 | 0.65945 | 0.63596 | 0.65945 | 0.63596 | 0 | 45.1564
| Sublap | SCEN | Average Weekday | February | SCE 1-in-2 | 5 | 0.6701 | 0.65215 | 0.6701 | 0.65215 | 0 | 44.3677
| Sublap | SCEN | Average Weekday | February | SCE 1-in-2 | 6 | 0.70628 | 0.70783 | 0.70628 | 0.70783 | 0 | 43.6097
| Sublap | SCEN | Average Weekday | February | SCE 1-in-2 | 7 | 0.7595 | 0.79742 | 0.7595 | 0.79742 | 0 | 43.2443
| Sublap | SCEN | Average Weekday | February | SCE 1-in-2 | 8 | 0.7096 | 0.74273 | 0.7096 | 0.74273 | 0 | 43.0011
| Sublap | SCEN | Average Weekday | February | SCE 1-in-2 | 9 | 0.52004 | 0.51232 | 0.52004 | 0.51232 | 0 | 44.2087
| Sublap | SCEN | Average Weekday | February | SCE 1-in-2 | 10 | 0.30271 | 0.30468 | 0.30271 | 0.30468 | 0 | 48.1807
| Sublap | SCEN | Average Weekday | February | SCE 1-in-2 | 11 | 0.11935 | 0.13324 | 0.11935 | 0.13324 | 0 | 52.8455
| Sublap | SCEN | Average Weekday | February | SCE 1-in-2 | 12 | 0.029247 | 0.027543 | 0.029247 | 0.027543 | 0 | 56.7559
| Sublap | SCEN | Average Weekday | February | SCE 1-in-2 | 13 | 0.016857 | 0.0020081 | 0.016857 | 0.0020081 | 0 | 59.7402
| Sublap | SCEN | Average Weekday | February | SCE 1-in-2 | 14 | 0.069721 | 0.038389 | 0.069721 | 0.038389 | 0 | 61.805
| Sublap | SCEN | Average Weekday | February | SCE 1-in-2 | 15 | 0.17354 | 0.14739 | 0.17354 | 0.14739 | 0 | 63.2333
| Sublap | SCEN | Average Weekday | February | SCE 1-in-2 | 16 | 0.34258 | 0.32263 | 0.34258 | 0.32263 | 0 | 63.9581
| Sublap | SCEN | Average Weekday | February | SCE 1-in-2 | 17 | 0.58652 | 0.57636 | 0.58652 | 0.57636 | 0 | 63.8232
| Sublap | SCEN | Average Weekday | February | SCE 1-in-2 | 18 | 0.88491 | 0.85846 | 0.88491 | 0.85846 | 0 | 62.616
| Sublap | SCEN | Average Weekday | February | SCE 1-in-2 | 19 | 1.084 | 1.0286 | 1.084 | 1.0286 | 0 | 59.8579
| Sublap | SCEN | Average Weekday | February | SCE 1-in-2 | 20 | 1.1612 | 1.097 | 1.1612 | 1.097 | 0 | 56.9398
| Sublap | SCEN | Average Weekday | February | SCE 1-in-2 | 21 | 1.1443 | 1.1044 | 1.1443 | 1.1044 | 0 | 54.7163
| Sublap | SCEN | Average Weekday | February | SCE 1-in-2 | 22 | 1.0603 | 1.0357 | 1.0603 | 1.0357 | 0 | 53.0424
| Sublap | SCEN | Average Weekday | February | SCE 1-in-2 | 23 | 0.94671 | 0.93711 | 0.94671 | 0.93711 | 0 | 51.3532
| Sublap | SCEN | Average Weekday | February | SCE 1-in-2 | 24 | 0.82369 | 0.81396 | 0.82369 | 0.81396 | 0 | 50.059
| Sublap | SCEN | Average Weekday | January | CAISO 1-in-10 | 1 | 0.79144 | 0.77571 | 0.79144 | 0.77571 | 0 | 45.7614
| Sublap | SCEN | Average Weekday | January | CAISO 1-in-10 | 2 | 0.74035 | 0.71981 | 0.74035 | 0.71981 | 0 | 45.0431
| Sublap | SCEN | Average Weekday | January | CAISO 1-in-10 | 3 | 0.71627 | 0.69228 | 0.71627 | 0.69228 | 0 | 44.4001
| Sublap | SCEN | Average Weekday | January | CAISO 1-in-10 | 4 | 0.7063 | 0.68281 | 0.7063 | 0.68281 | 0 | 43.6545
| Sublap | SCEN | Average Weekday | January | CAISO 1-in-10 | 5 | 0.7207 | 0.70275 | 0.7207 | 0.70275 | 0 | 42.852
| Sublap | SCEN | Average Weekday | January | CAISO 1-in-10 | 6 | 0.75981 | 0.76136 | 0.75981 | 0.76136 | 0 | 42.4172
| Sublap | SCEN | Average Weekday | January | CAISO 1-in-10 | 7 | 0.81591 | 0.85382 | 0.81591 | 0.85382 | 0 | 42.0145
| Sublap | SCEN | Average Weekday | January | CAISO 1-in-10 | 8 | 0.7714 | 0.80453 | 0.7714 | 0.80453 | 0 | 41.6442
| Sublap | SCEN | Average Weekday | January | CAISO 1-in-10 | 9 | 0.57857 | 0.57085 | 0.57857 | 0.57085 | 0 | 41.8808
| Sublap | SCEN | Average Weekday | January | CAISO 1-in-10 | 10 | 0.35942 | 0.36139 | 0.35942 | 0.36139 | 0 | 44.0881
| Sublap | SCEN | Average Weekday | January | CAISO 1-in-10 | 11 | 0.17435 | 0.18824 | 0.17435 | 0.18824 | 0 | 47.5429
| Sublap | SCEN | Average Weekday | January | CAISO 1-in-10 | 12 | 0.090209 | 0.088505 | 0.090209 | 0.088505 | 0 | 50.7098
| Sublap | SCEN | Average Weekday | January | CAISO 1-in-10 | 13 | 0.076482 | 0.061633 | 0.076482 | 0.061633 | 0 | 53.0642
| Sublap | SCEN | Average Weekday | January | CAISO 1-in-10 | 14 | 0.13506 | 0.10373 | 0.13506 | 0.10373 | 0 | 54.8582
| Sublap | SCEN | Average Weekday | January | CAISO 1-in-10 | 15 | 0.24595 | 0.2198 | 0.24595 | 0.2198 | 0 | 56.1138
| Sublap | SCEN | Average Weekday | January | CAISO 1-in-10 | 16 | 0.42184 | 0.40189 | 0.42184 | 0.40189 | 0 | 56.7561
| Sublap | SCEN | Average Weekday | January | CAISO 1-in-10 | 17 | 0.68006 | 0.66989 | 0.68006 | 0.66989 | 0 | 56.6889
| Sublap | SCEN | Average Weekday | January | CAISO 1-in-10 | 18 | 0.98576 | 0.9593 | 0.98576 | 0.9593 | 0 | 55.4754
| Sublap | SCEN | Average Weekday | January | CAISO 1-in-10 | 19 | 1.1645 | 1.1091 | 1.1645 | 1.1091 | 0 | 53.3414
| Sublap | SCEN | Average Weekday | January | CAISO 1-in-10 | 20 | 1.2258 | 1.1616 | 1.2258 | 1.1616 | 0 | 51.5366
| Sublap | SCEN | Average Weekday | January | CAISO 1-in-10 | 21 | 1.199 | 1.1591 | 1.199 | 1.1591 | 0 | 50.105
| Sublap | SCEN | Average Weekday | January | CAISO 1-in-10 | 22 | 1.1127 | 1.0881 | 1.1127 | 1.0881 | 0 | 48.6842
| Sublap | SCEN | Average Weekday | January | CAISO 1-in-10 | 23 | 0.99661 | 0.98701 | 0.99661 | 0.98701 | 0 | 47.3794
| Sublap | SCEN | Average Weekday | January | CAISO 1-in-10 | 24 | 0.87031 | 0.86058 | 0.87031 | 0.86058 | 0 | 46.5732
| Sublap | SCEN | Average Weekday | January | CAISO 1-in-2 | 1 | 0.75945 | 0.74372 | 0.75945 | 0.74372 | 0 | 47.6656
| Sublap | SCEN | Average Weekday | January | CAISO 1-in-2 | 2 | 0.70811 | 0.68757 | 0.70811 | 0.68757 | 0 | 46.6954
| Sublap | SCEN | Average Weekday | January | CAISO 1-in-2 | 3 | 0.6831 | 0.65911 | 0.6831 | 0.65911 | 0 | 45.7731
| Sublap | SCEN | Average Weekday | January | CAISO 1-in-2 | 4 | 0.67115 | 0.64765 | 0.67115 | 0.64765 | 0 | 44.9535
| Sublap | SCEN | Average Weekday | January | CAISO 1-in-2 | 5 | 0.68273 | 0.66478 | 0.68273 | 0.66478 | 0 | 44.2938
| Sublap | SCEN | Average Weekday | January | CAISO 1-in-2 | 6 | 0.71965 | 0.72119 | 0.71965 | 0.72119 | 0 | 43.6792
| Sublap | SCEN | Average Weekday | January | CAISO 1-in-2 | 7 | 0.77358 | 0.8115 | 0.77358 | 0.8115 | 0 | 43.2356
| Sublap | SCEN | Average Weekday | January | CAISO 1-in-2 | 8 | 0.72503 | 0.75815 | 0.72503 | 0.75815 | 0 | 43.1379
| Sublap | SCEN | Average Weekday | January | CAISO 1-in-2 | 9 | 0.53465 | 0.52693 | 0.53465 | 0.52693 | 0 | 43.4734
| Sublap | SCEN | Average Weekday | January | CAISO 1-in-2 | 10 | 0.31687 | 0.31884 | 0.31687 | 0.31884 | 0 | 46.501
| Sublap | SCEN | Average Weekday | January | CAISO 1-in-2 | 11 | 0.13308 | 0.14697 | 0.13308 | 0.14697 | 0 | 50.7568
| Sublap | SCEN | Average Weekday | January | CAISO 1-in-2 | 12 | 0.044465 | 0.042761 | 0.044465 | 0.042761 | 0 | 54.7629
| Sublap | SCEN | Average Weekday | January | CAISO 1-in-2 | 13 | 0.031621 | 0.016772 | 0.031621 | 0.016772 | 0 | 57.7781
| Sublap | SCEN | Average Weekday | January | CAISO 1-in-2 | 14 | 0.086076 | 0.054744 | 0.086076 | 0.054744 | 0 | 59.9445
| Sublap | SCEN | Average Weekday | January | CAISO 1-in-2 | 15 | 0.19305 | 0.1669 | 0.19305 | 0.1669 | 0 | 61.3748
| Sublap | SCEN | Average Weekday | January | CAISO 1-in-2 | 16 | 0.36509 | 0.34514 | 0.36509 | 0.34514 | 0 | 62.2603
| Sublap | SCEN | Average Weekday | January | CAISO 1-in-2 | 17 | 0.61109 | 0.60093 | 0.61109 | 0.60093 | 0 | 62.1109
| Sublap | SCEN | Average Weekday | January | CAISO 1-in-2 | 18 | 0.91009 | 0.88363 | 0.91009 | 0.88363 | 0 | 60.6908
| Sublap | SCEN | Average Weekday | January | CAISO 1-in-2 | 19 | 1.1041 | 1.0487 | 1.1041 | 1.0487 | 0 | 58.1077
| Sublap | SCEN | Average Weekday | January | CAISO 1-in-2 | 20 | 1.1773 | 1.1131 | 1.1773 | 1.1131 | 0 | 55.8629
| Sublap | SCEN | Average Weekday | January | CAISO 1-in-2 | 21 | 1.158 | 1.1181 | 1.158 | 1.1181 | 0 | 53.8362
| Sublap | SCEN | Average Weekday | January | CAISO 1-in-2 | 22 | 1.0734 | 1.0488 | 1.0734 | 1.0488 | 0 | 51.8714
| Sublap | SCEN | Average Weekday | January | CAISO 1-in-2 | 23 | 0.95917 | 0.94957 | 0.95917 | 0.94957 | 0 | 50.3954
| Sublap | SCEN | Average Weekday | January | CAISO 1-in-2 | 24 | 0.83533 | 0.8256 | 0.83533 | 0.8256 | 0 | 49.3917
| Sublap | SCEN | Average Weekday | January | SCE 1-in-10 | 1 | 0.79144 | 0.77571 | 0.79144 | 0.77571 | 0 | 45.7614
| Sublap | SCEN | Average Weekday | January | SCE 1-in-10 | 2 | 0.74035 | 0.71981 | 0.74035 | 0.71981 | 0 | 45.0431
| Sublap | SCEN | Average Weekday | January | SCE 1-in-10 | 3 | 0.71627 | 0.69228 | 0.71627 | 0.69228 | 0 | 44.4001
| Sublap | SCEN | Average Weekday | January | SCE 1-in-10 | 4 | 0.7063 | 0.68281 | 0.7063 | 0.68281 | 0 | 43.6545
| Sublap | SCEN | Average Weekday | January | SCE 1-in-10 | 5 | 0.7207 | 0.70275 | 0.7207 | 0.70275 | 0 | 42.852
| Sublap | SCEN | Average Weekday | January | SCE 1-in-10 | 6 | 0.75981 | 0.76136 | 0.75981 | 0.76136 | 0 | 42.4172
| Sublap | SCEN | Average Weekday | January | SCE 1-in-10 | 7 | 0.81591 | 0.85382 | 0.81591 | 0.85382 | 0 | 42.0145
| Sublap | SCEN | Average Weekday | January | SCE 1-in-10 | 8 | 0.7714 | 0.80453 | 0.7714 | 0.80453 | 0 | 41.6442
| Sublap | SCEN | Average Weekday | January | SCE 1-in-10 | 9 | 0.57857 | 0.57085 | 0.57857 | 0.57085 | 0 | 41.8808
| Sublap | SCEN | Average Weekday | January | SCE 1-in-10 | 10 | 0.35942 | 0.36139 | 0.35942 | 0.36139 | 0 | 44.0881
| Sublap | SCEN | Average Weekday | January | SCE 1-in-10 | 11 | 0.17435 | 0.18824 | 0.17435 | 0.18824 | 0 | 47.5429
| Sublap | SCEN | Average Weekday | January | SCE 1-in-10 | 12 | 0.090209 | 0.088505 | 0.090209 | 0.088505 | 0 | 50.7098
| Sublap | SCEN | Average Weekday | January | SCE 1-in-10 | 13 | 0.076482 | 0.061633 | 0.076482 | 0.061633 | 0 | 53.0642
| Sublap | SCEN | Average Weekday | January | SCE 1-in-10 | 14 | 0.13506 | 0.10373 | 0.13506 | 0.10373 | 0 | 54.8582
| Sublap | SCEN | Average Weekday | January | SCE 1-in-10 | 15 | 0.24595 | 0.2198 | 0.24595 | 0.2198 | 0 | 56.1138
| Sublap | SCEN | Average Weekday | January | SCE 1-in-10 | 16 | 0.42184 | 0.40189 | 0.42184 | 0.40189 | 0 | 56.7561
| Sublap | SCEN | Average Weekday | January | SCE 1-in-10 | 17 | 0.68006 | 0.66989 | 0.68006 | 0.66989 | 0 | 56.6889
| Sublap | SCEN | Average Weekday | January | SCE 1-in-10 | 18 | 0.98576 | 0.9593 | 0.98576 | 0.9593 | 0 | 55.4754
| Sublap | SCEN | Average Weekday | January | SCE 1-in-10 | 19 | 1.1645 | 1.1091 | 1.1645 | 1.1091 | 0 | 53.3414
| Sublap | SCEN | Average Weekday | January | SCE 1-in-10 | 20 | 1.2258 | 1.1616 | 1.2258 | 1.1616 | 0 | 51.5366
| Sublap | SCEN | Average Weekday | January | SCE 1-in-10 | 21 | 1.199 | 1.1591 | 1.199 | 1.1591 | 0 | 50.105
| Sublap | SCEN | Average Weekday | January | SCE 1-in-10 | 22 | 1.1127 | 1.0881 | 1.1127 | 1.0881 | 0 | 48.6842
| Sublap | SCEN | Average Weekday | January | SCE 1-in-10 | 23 | 0.99661 | 0.98701 | 0.99661 | 0.98701 | 0 | 47.3794
| Sublap | SCEN | Average Weekday | January | SCE 1-in-10 | 24 | 0.87031 | 0.86058 | 0.87031 | 0.86058 | 0 | 46.5732
| Sublap | SCEN | Average Weekday | January | SCE 1-in-2 | 1 | 0.76265 | 0.74692 | 0.76265 | 0.74692 | 0 | 47.359
| Sublap | SCEN | Average Weekday | January | SCE 1-in-2 | 2 | 0.71133 | 0.6908 | 0.71133 | 0.6908 | 0 | 46.32
| Sublap | SCEN | Average Weekday | January | SCE 1-in-2 | 3 | 0.68642 | 0.66243 | 0.68642 | 0.66243 | 0 | 45.3577
| Sublap | SCEN | Average Weekday | January | SCE 1-in-2 | 4 | 0.67467 | 0.65117 | 0.67467 | 0.65117 | 0 | 44.5836
| Sublap | SCEN | Average Weekday | January | SCE 1-in-2 | 5 | 0.68653 | 0.66858 | 0.68653 | 0.66858 | 0 | 43.8209
| Sublap | SCEN | Average Weekday | January | SCE 1-in-2 | 6 | 0.72367 | 0.72521 | 0.72367 | 0.72521 | 0 | 43.0977
| Sublap | SCEN | Average Weekday | January | SCE 1-in-2 | 7 | 0.77782 | 0.81574 | 0.77782 | 0.81574 | 0 | 42.5346
| Sublap | SCEN | Average Weekday | January | SCE 1-in-2 | 8 | 0.72967 | 0.76279 | 0.72967 | 0.76279 | 0 | 42.5485
| Sublap | SCEN | Average Weekday | January | SCE 1-in-2 | 9 | 0.53905 | 0.53133 | 0.53905 | 0.53133 | 0 | 42.8086
| Sublap | SCEN | Average Weekday | January | SCE 1-in-2 | 10 | 0.32112 | 0.32309 | 0.32112 | 0.32309 | 0 | 46.1973
| Sublap | SCEN | Average Weekday | January | SCE 1-in-2 | 11 | 0.13721 | 0.1511 | 0.13721 | 0.1511 | 0 | 50.6306
| Sublap | SCEN | Average Weekday | January | SCE 1-in-2 | 12 | 0.048932 | 0.047228 | 0.048932 | 0.047228 | 0 | 54.5888
| Sublap | SCEN | Average Weekday | January | SCE 1-in-2 | 13 | 0.035839 | 0.02099 | 0.035839 | 0.02099 | 0 | 57.6711
| Sublap | SCEN | Average Weekday | January | SCE 1-in-2 | 14 | 0.092234 | 0.060902 | 0.092234 | 0.060902 | 0 | 59.819
| Sublap | SCEN | Average Weekday | January | SCE 1-in-2 | 15 | 0.20302 | 0.17687 | 0.20302 | 0.17687 | 0 | 61.2813
| Sublap | SCEN | Average Weekday | January | SCE 1-in-2 | 16 | 0.37763 | 0.35768 | 0.37763 | 0.35768 | 0 | 62.0867
| Sublap | SCEN | Average Weekday | January | SCE 1-in-2 | 17 | 0.62462 | 0.61446 | 0.62462 | 0.61446 | 0 | 61.9384
| Sublap | SCEN | Average Weekday | January | SCE 1-in-2 | 18 | 0.91766 | 0.89121 | 0.91766 | 0.89121 | 0 | 60.4663
| Sublap | SCEN | Average Weekday | January | SCE 1-in-2 | 19 | 1.1101 | 1.0547 | 1.1101 | 1.0547 | 0 | 57.8574
| Sublap | SCEN | Average Weekday | January | SCE 1-in-2 | 20 | 1.1821 | 1.1179 | 1.1821 | 1.1179 | 0 | 55.5915
| Sublap | SCEN | Average Weekday | January | SCE 1-in-2 | 21 | 1.1621 | 1.1222 | 1.1621 | 1.1222 | 0 | 53.5722
| Sublap | SCEN | Average Weekday | January | SCE 1-in-2 | 22 | 1.0773 | 1.0527 | 1.0773 | 1.0527 | 0 | 51.6365
| Sublap | SCEN | Average Weekday | January | SCE 1-in-2 | 23 | 0.96292 | 0.95332 | 0.96292 | 0.95332 | 0 | 50.1161
| Sublap | SCEN | Average Weekday | January | SCE 1-in-2 | 24 | 0.83883 | 0.8291 | 0.83883 | 0.8291 | 0 | 49.0659
| Sublap | SCEN | Average Weekday | July | CAISO 1-in-10 | 1 | 1.5912 | 1.5754 | 1.5912 | 1.5754 | 0 | 77.4923
| Sublap | SCEN | Average Weekday | July | CAISO 1-in-10 | 2 | 1.3486 | 1.3281 | 1.3486 | 1.3281 | 0 | 75.7534
| Sublap | SCEN | Average Weekday | July | CAISO 1-in-10 | 3 | 1.19 | 1.166 | 1.19 | 1.166 | 0 | 74.4441
| Sublap | SCEN | Average Weekday | July | CAISO 1-in-10 | 4 | 1.0668 | 1.0433 | 1.0668 | 1.0433 | 0 | 73.1387
| Sublap | SCEN | Average Weekday | July | CAISO 1-in-10 | 5 | 0.97947 | 0.96152 | 0.97947 | 0.96152 | 0 | 71.9274
| Sublap | SCEN | Average Weekday | July | CAISO 1-in-10 | 6 | 0.93227 | 0.93381 | 0.93227 | 0.93381 | 0 | 70.7435
| Sublap | SCEN | Average Weekday | July | CAISO 1-in-10 | 7 | 0.88757 | 0.92549 | 0.88757 | 0.92549 | 0 | 70.0816
| Sublap | SCEN | Average Weekday | July | CAISO 1-in-10 | 8 | 0.83502 | 0.86814 | 0.83502 | 0.86814 | 0 | 70.3197
| Sublap | SCEN | Average Weekday | July | CAISO 1-in-10 | 9 | 0.76697 | 0.75925 | 0.76697 | 0.75925 | 0 | 73.7532
| Sublap | SCEN | Average Weekday | July | CAISO 1-in-10 | 10 | 0.65743 | 0.6594 | 0.65743 | 0.6594 | 0 | 78.5462
| Sublap | SCEN | Average Weekday | July | CAISO 1-in-10 | 11 | 0.65913 | 0.67302 | 0.65913 | 0.67302 | 0 | 83.489
| Sublap | SCEN | Average Weekday | July | CAISO 1-in-10 | 12 | 0.83054 | 0.82884 | 0.83054 | 0.82884 | 0 | 87.9061
| Sublap | SCEN | Average Weekday | July | CAISO 1-in-10 | 13 | 1.1041 | 1.0893 | 1.1041 | 1.0893 | 0 | 91.5745
| Sublap | SCEN | Average Weekday | July | CAISO 1-in-10 | 14 | 1.4455 | 1.4142 | 1.4455 | 1.4142 | 0 | 94.5696
| Sublap | SCEN | Average Weekday | July | CAISO 1-in-10 | 15 | 1.8295 | 1.8034 | 1.8295 | 1.8034 | 0 | 96.656
| Sublap | SCEN | Average Weekday | July | CAISO 1-in-10 | 16 | 2.253 | 2.233 | 2.253 | 2.233 | 0 | 97.6623
| Sublap | SCEN | Average Weekday | July | CAISO 1-in-10 | 17 | 2.6476 | 2.6374 | 1.3497 | 1.3667 | 0.041179 | 97.7918
| Sublap | SCEN | Average Weekday | July | CAISO 1-in-10 | 18 | 3.0204 | 2.994 | 2.1374 | 2.3374 | 0.10538 | 97.2595
| Sublap | SCEN | Average Weekday | July | CAISO 1-in-10 | 19 | 3.1844 | 3.129 | 2.5924 | 2.7714 | 0.080982 | 95.694
| Sublap | SCEN | Average Weekday | July | CAISO 1-in-10 | 20 | 3.0792 | 3.015 | 2.6852 | 2.7612 | 0.036225 | 93.1674
| Sublap | SCEN | Average Weekday | July | CAISO 1-in-10 | 21 | 2.8975 | 2.8576 | 2.4866 | 2.5868 | 0.052529 | 89.4894
| Sublap | SCEN | Average Weekday | July | CAISO 1-in-10 | 22 | 2.6608 | 2.6362 | 3.21 | 3.2813 | 0.059515 | 85.1354
| Sublap | SCEN | Average Weekday | July | CAISO 1-in-10 | 23 | 2.3066 | 2.297 | 2.4028 | 2.515 | 0.051265 | 82.0604
| Sublap | SCEN | Average Weekday | July | CAISO 1-in-10 | 24 | 1.9178 | 1.9081 | 1.976 | 2.0003 | 0.03433 | 79.817
| Sublap | SCEN | Average Weekday | July | CAISO 1-in-2 | 1 | 1.3303 | 1.3146 | 1.3303 | 1.3146 | 0 | 73.1494
| Sublap | SCEN | Average Weekday | July | CAISO 1-in-2 | 2 | 1.1254 | 1.1049 | 1.1254 | 1.1049 | 0 | 71.5102
| Sublap | SCEN | Average Weekday | July | CAISO 1-in-2 | 3 | 0.99346 | 0.96947 | 0.99346 | 0.96947 | 0 | 70.2958
| Sublap | SCEN | Average Weekday | July | CAISO 1-in-2 | 4 | 0.89578 | 0.87229 | 0.89578 | 0.87229 | 0 | 69.2082
| Sublap | SCEN | Average Weekday | July | CAISO 1-in-2 | 5 | 0.83689 | 0.81894 | 0.83689 | 0.81894 | 0 | 68.0814
| Sublap | SCEN | Average Weekday | July | CAISO 1-in-2 | 6 | 0.81219 | 0.81374 | 0.81219 | 0.81374 | 0 | 67.1381
| Sublap | SCEN | Average Weekday | July | CAISO 1-in-2 | 7 | 0.77825 | 0.81617 | 0.77825 | 0.81617 | 0 | 66.2976
| Sublap | SCEN | Average Weekday | July | CAISO 1-in-2 | 8 | 0.70891 | 0.74203 | 0.70891 | 0.74203 | 0 | 66.4043
| Sublap | SCEN | Average Weekday | July | CAISO 1-in-2 | 9 | 0.59472 | 0.587 | 0.59472 | 0.587 | 0 | 69.2693
| Sublap | SCEN | Average Weekday | July | CAISO 1-in-2 | 10 | 0.45584 | 0.45781 | 0.45584 | 0.45781 | 0 | 73.3215
| Sublap | SCEN | Average Weekday | July | CAISO 1-in-2 | 11 | 0.38721 | 0.40111 | 0.38721 | 0.40111 | 0 | 77.7782
| Sublap | SCEN | Average Weekday | July | CAISO 1-in-2 | 12 | 0.4596 | 0.4579 | 0.4596 | 0.4579 | 0 | 82.2088
| Sublap | SCEN | Average Weekday | July | CAISO 1-in-2 | 13 | 0.63822 | 0.62338 | 0.63822 | 0.62338 | 0 | 85.6664
| Sublap | SCEN | Average Weekday | July | CAISO 1-in-2 | 14 | 0.8947 | 0.86337 | 0.8947 | 0.86337 | 0 | 88.4415
| Sublap | SCEN | Average Weekday | July | CAISO 1-in-2 | 15 | 1.2133 | 1.1872 | 1.2133 | 1.1872 | 0 | 90.3771
| Sublap | SCEN | Average Weekday | July | CAISO 1-in-2 | 16 | 1.5978 | 1.5778 | 1.5978 | 1.5778 | 0 | 91.4174
| Sublap | SCEN | Average Weekday | July | CAISO 1-in-2 | 17 | 1.9862 | 1.976 | 0.74974 | 0.76679 | 0.071471 | 91.5043
| Sublap | SCEN | Average Weekday | July | CAISO 1-in-2 | 18 | 2.3646 | 2.3381 | 1.5225 | 1.7225 | 0.17906 | 91.0474
| Sublap | SCEN | Average Weekday | July | CAISO 1-in-2 | 19 | 2.5565 | 2.5011 | 1.9353 | 2.1144 | 0.13861 | 89.782
| Sublap | SCEN | Average Weekday | July | CAISO 1-in-2 | 20 | 2.5074 | 2.4432 | 2.0878 | 2.1638 | 0.061769 | 87.6048
| Sublap | SCEN | Average Weekday | July | CAISO 1-in-2 | 21 | 2.3854 | 2.3455 | 1.9512 | 2.0515 | 0.077906 | 84.439
| Sublap | SCEN | Average Weekday | July | CAISO 1-in-2 | 22 | 2.1901 | 2.1655 | 2.7249 | 2.7962 | 0.088452 | 80.2831
| Sublap | SCEN | Average Weekday | July | CAISO 1-in-2 | 23 | 1.8963 | 1.8867 | 1.8963 | 1.9997 | 0 | 77.0108
| Sublap | SCEN | Average Weekday | July | CAISO 1-in-2 | 24 | 1.5723 | 1.5626 | 1.5723 | 1.5701 | 0 | 74.7021
| Sublap | SCEN | Average Weekday | July | SCE 1-in-10 | 1 | 1.5912 | 1.5754 | 1.5912 | 1.5754 | 0 | 77.4923
| Sublap | SCEN | Average Weekday | July | SCE 1-in-10 | 2 | 1.3486 | 1.3281 | 1.3486 | 1.3281 | 0 | 75.7534
| Sublap | SCEN | Average Weekday | July | SCE 1-in-10 | 3 | 1.19 | 1.166 | 1.19 | 1.166 | 0 | 74.4441
| Sublap | SCEN | Average Weekday | July | SCE 1-in-10 | 4 | 1.0668 | 1.0433 | 1.0668 | 1.0433 | 0 | 73.1387
| Sublap | SCEN | Average Weekday | July | SCE 1-in-10 | 5 | 0.97947 | 0.96152 | 0.97947 | 0.96152 | 0 | 71.9274
| Sublap | SCEN | Average Weekday | July | SCE 1-in-10 | 6 | 0.93227 | 0.93381 | 0.93227 | 0.93381 | 0 | 70.7435
| Sublap | SCEN | Average Weekday | July | SCE 1-in-10 | 7 | 0.88757 | 0.92549 | 0.88757 | 0.92549 | 0 | 70.0816
| Sublap | SCEN | Average Weekday | July | SCE 1-in-10 | 8 | 0.83502 | 0.86814 | 0.83502 | 0.86814 | 0 | 70.3197
| Sublap | SCEN | Average Weekday | July | SCE 1-in-10 | 9 | 0.76697 | 0.75925 | 0.76697 | 0.75925 | 0 | 73.7532
| Sublap | SCEN | Average Weekday | July | SCE 1-in-10 | 10 | 0.65743 | 0.6594 | 0.65743 | 0.6594 | 0 | 78.5462
| Sublap | SCEN | Average Weekday | July | SCE 1-in-10 | 11 | 0.65913 | 0.67302 | 0.65913 | 0.67302 | 0 | 83.489
| Sublap | SCEN | Average Weekday | July | SCE 1-in-10 | 12 | 0.83054 | 0.82884 | 0.83054 | 0.82884 | 0 | 87.9061
| Sublap | SCEN | Average Weekday | July | SCE 1-in-10 | 13 | 1.1041 | 1.0893 | 1.1041 | 1.0893 | 0 | 91.5745
| Sublap | SCEN | Average Weekday | July | SCE 1-in-10 | 14 | 1.4455 | 1.4142 | 1.4455 | 1.4142 | 0 | 94.5696
| Sublap | SCEN | Average Weekday | July | SCE 1-in-10 | 15 | 1.8295 | 1.8034 | 1.8295 | 1.8034 | 0 | 96.656
| Sublap | SCEN | Average Weekday | July | SCE 1-in-10 | 16 | 2.253 | 2.233 | 2.253 | 2.233 | 0 | 97.6623
| Sublap | SCEN | Average Weekday | July | SCE 1-in-10 | 17 | 2.6476 | 2.6374 | 1.3497 | 1.3667 | 0.041179 | 97.7918
| Sublap | SCEN | Average Weekday | July | SCE 1-in-10 | 18 | 3.0204 | 2.994 | 2.1374 | 2.3374 | 0.10538 | 97.2595
| Sublap | SCEN | Average Weekday | July | SCE 1-in-10 | 19 | 3.1844 | 3.129 | 2.5924 | 2.7714 | 0.080982 | 95.694
| Sublap | SCEN | Average Weekday | July | SCE 1-in-10 | 20 | 3.0792 | 3.015 | 2.6852 | 2.7612 | 0.036225 | 93.1674
| Sublap | SCEN | Average Weekday | July | SCE 1-in-10 | 21 | 2.8975 | 2.8576 | 2.4866 | 2.5868 | 0.052529 | 89.4894
| Sublap | SCEN | Average Weekday | July | SCE 1-in-10 | 22 | 2.6608 | 2.6362 | 3.21 | 3.2813 | 0.059515 | 85.1354
| Sublap | SCEN | Average Weekday | July | SCE 1-in-10 | 23 | 2.3066 | 2.297 | 2.4028 | 2.515 | 0.051265 | 82.0604
| Sublap | SCEN | Average Weekday | July | SCE 1-in-10 | 24 | 1.9178 | 1.9081 | 1.976 | 2.0003 | 0.03433 | 79.817
| Sublap | SCEN | Average Weekday | July | SCE 1-in-2 | 1 | 1.3303 | 1.3146 | 1.3303 | 1.3146 | 0 | 73.1494
| Sublap | SCEN | Average Weekday | July | SCE 1-in-2 | 2 | 1.1254 | 1.1049 | 1.1254 | 1.1049 | 0 | 71.5102
| Sublap | SCEN | Average Weekday | July | SCE 1-in-2 | 3 | 0.99346 | 0.96947 | 0.99346 | 0.96947 | 0 | 70.2958
| Sublap | SCEN | Average Weekday | July | SCE 1-in-2 | 4 | 0.89578 | 0.87229 | 0.89578 | 0.87229 | 0 | 69.2082
| Sublap | SCEN | Average Weekday | July | SCE 1-in-2 | 5 | 0.83689 | 0.81894 | 0.83689 | 0.81894 | 0 | 68.0814
| Sublap | SCEN | Average Weekday | July | SCE 1-in-2 | 6 | 0.81219 | 0.81374 | 0.81219 | 0.81374 | 0 | 67.1381
| Sublap | SCEN | Average Weekday | July | SCE 1-in-2 | 7 | 0.77825 | 0.81617 | 0.77825 | 0.81617 | 0 | 66.2976
| Sublap | SCEN | Average Weekday | July | SCE 1-in-2 | 8 | 0.70891 | 0.74203 | 0.70891 | 0.74203 | 0 | 66.4043
| Sublap | SCEN | Average Weekday | July | SCE 1-in-2 | 9 | 0.59472 | 0.587 | 0.59472 | 0.587 | 0 | 69.2693
| Sublap | SCEN | Average Weekday | July | SCE 1-in-2 | 10 | 0.45584 | 0.45781 | 0.45584 | 0.45781 | 0 | 73.3215
| Sublap | SCEN | Average Weekday | July | SCE 1-in-2 | 11 | 0.38721 | 0.40111 | 0.38721 | 0.40111 | 0 | 77.7782
| Sublap | SCEN | Average Weekday | July | SCE 1-in-2 | 12 | 0.4596 | 0.4579 | 0.4596 | 0.4579 | 0 | 82.2088
| Sublap | SCEN | Average Weekday | July | SCE 1-in-2 | 13 | 0.63822 | 0.62338 | 0.63822 | 0.62338 | 0 | 85.6664
| Sublap | SCEN | Average Weekday | July | SCE 1-in-2 | 14 | 0.8947 | 0.86337 | 0.8947 | 0.86337 | 0 | 88.4415
| Sublap | SCEN | Average Weekday | July | SCE 1-in-2 | 15 | 1.2133 | 1.1872 | 1.2133 | 1.1872 | 0 | 90.3771
| Sublap | SCEN | Average Weekday | July | SCE 1-in-2 | 16 | 1.5978 | 1.5778 | 1.5978 | 1.5778 | 0 | 91.4174
| Sublap | SCEN | Average Weekday | July | SCE 1-in-2 | 17 | 1.9862 | 1.976 | 0.74974 | 0.76679 | 0.071471 | 91.5043
| Sublap | SCEN | Average Weekday | July | SCE 1-in-2 | 18 | 2.3646 | 2.3381 | 1.5225 | 1.7225 | 0.17906 | 91.0474
| Sublap | SCEN | Average Weekday | July | SCE 1-in-2 | 19 | 2.5565 | 2.5011 | 1.9353 | 2.1144 | 0.13861 | 89.782
| Sublap | SCEN | Average Weekday | July | SCE 1-in-2 | 20 | 2.5074 | 2.4432 | 2.0878 | 2.1638 | 0.061769 | 87.6048
| Sublap | SCEN | Average Weekday | July | SCE 1-in-2 | 21 | 2.3854 | 2.3455 | 1.9512 | 2.0515 | 0.077906 | 84.439
| Sublap | SCEN | Average Weekday | July | SCE 1-in-2 | 22 | 2.1901 | 2.1655 | 2.7249 | 2.7962 | 0.088452 | 80.2831
| Sublap | SCEN | Average Weekday | July | SCE 1-in-2 | 23 | 1.8963 | 1.8867 | 1.8963 | 1.9997 | 0 | 77.0108
| Sublap | SCEN | Average Weekday | July | SCE 1-in-2 | 24 | 1.5723 | 1.5626 | 1.5723 | 1.5701 | 0 | 74.7021
| Sublap | SCEN | Average Weekday | June | CAISO 1-in-10 | 1 | 1.2024 | 1.1867 | 1.2024 | 1.1867 | 0 | 70.845
| Sublap | SCEN | Average Weekday | June | CAISO 1-in-10 | 2 | 1.0262 | 1.0057 | 1.0262 | 1.0057 | 0 | 69.4163
| Sublap | SCEN | Average Weekday | June | CAISO 1-in-10 | 3 | 0.92175 | 0.89776 | 0.92175 | 0.89776 | 0 | 68.0745
| Sublap | SCEN | Average Weekday | June | CAISO 1-in-10 | 4 | 0.83644 | 0.81295 | 0.83644 | 0.81295 | 0 | 66.6044
| Sublap | SCEN | Average Weekday | June | CAISO 1-in-10 | 5 | 0.78049 | 0.76253 | 0.78049 | 0.76253 | 0 | 65.268
| Sublap | SCEN | Average Weekday | June | CAISO 1-in-10 | 6 | 0.75372 | 0.75526 | 0.75372 | 0.75526 | 0 | 64.1905
| Sublap | SCEN | Average Weekday | June | CAISO 1-in-10 | 7 | 0.7298 | 0.76772 | 0.7298 | 0.76772 | 0 | 63.2866
| Sublap | SCEN | Average Weekday | June | CAISO 1-in-10 | 8 | 0.65952 | 0.69264 | 0.65952 | 0.69264 | 0 | 63.9787
| Sublap | SCEN | Average Weekday | June | CAISO 1-in-10 | 9 | 0.5395 | 0.53179 | 0.5395 | 0.53179 | 0 | 67.4425
| Sublap | SCEN | Average Weekday | June | CAISO 1-in-10 | 10 | 0.39034 | 0.39231 | 0.39034 | 0.39231 | 0 | 72.2077
| Sublap | SCEN | Average Weekday | June | CAISO 1-in-10 | 11 | 0.2712 | 0.28509 | 0.2712 | 0.28509 | 0 | 76.9364
| Sublap | SCEN | Average Weekday | June | CAISO 1-in-10 | 12 | 0.31318 | 0.31147 | 0.31318 | 0.31147 | 0 | 81.2714
| Sublap | SCEN | Average Weekday | June | CAISO 1-in-10 | 13 | 0.46546 | 0.45061 | 0.46546 | 0.45061 | 0 | 84.7047
| Sublap | SCEN | Average Weekday | June | CAISO 1-in-10 | 14 | 0.7036 | 0.67227 | 0.7036 | 0.67227 | 0 | 87.2935
| Sublap | SCEN | Average Weekday | June | CAISO 1-in-10 | 15 | 1.0038 | 0.97765 | 1.0038 | 0.97765 | 0 | 89.0038
| Sublap | SCEN | Average Weekday | June | CAISO 1-in-10 | 16 | 1.3787 | 1.3588 | 1.3787 | 1.3588 | 0 | 90.0782
| Sublap | SCEN | Average Weekday | June | CAISO 1-in-10 | 17 | 1.7658 | 1.7556 | 0.54252 | 0.55958 | 0.079628 | 90.1576
| Sublap | SCEN | Average Weekday | June | CAISO 1-in-10 | 18 | 2.1371 | 2.1107 | 1.3068 | 1.5068 | 0.20189 | 89.2644
| Sublap | SCEN | Average Weekday | June | CAISO 1-in-10 | 19 | 2.3357 | 2.2803 | 1.705 | 1.8841 | 0.15815 | 87.8538
| Sublap | SCEN | Average Weekday | June | CAISO 1-in-10 | 20 | 2.3078 | 2.2436 | 1.88 | 1.956 | 0.070783 | 85.8225
| Sublap | SCEN | Average Weekday | June | CAISO 1-in-10 | 21 | 2.2069 | 2.167 | 1.7651 | 1.8654 | 0.086487 | 82.7916
| Sublap | SCEN | Average Weekday | June | CAISO 1-in-10 | 22 | 2.0282 | 2.0036 | 2.5586 | 2.6299 | 0.097853 | 78.8042
| Sublap | SCEN | Average Weekday | June | CAISO 1-in-10 | 23 | 1.7549 | 1.7453 | 1.7549 | 1.8264 | 0 | 75.4776
| Sublap | SCEN | Average Weekday | June | CAISO 1-in-10 | 24 | 1.4517 | 1.4419 | 1.4517 | 1.4419 | 0 | 72.983
| Sublap | SCEN | Average Weekday | June | CAISO 1-in-2 | 1 | 1.0831 | 1.0673 | 1.0831 | 1.0673 | 0 | 67.8933
| Sublap | SCEN | Average Weekday | June | CAISO 1-in-2 | 2 | 0.93758 | 0.91704 | 0.93758 | 0.91704 | 0 | 66.1586
| Sublap | SCEN | Average Weekday | June | CAISO 1-in-2 | 3 | 0.83803 | 0.81404 | 0.83803 | 0.81404 | 0 | 64.7749
| Sublap | SCEN | Average Weekday | June | CAISO 1-in-2 | 4 | 0.76114 | 0.73764 | 0.76114 | 0.73764 | 0 | 63.5607
| Sublap | SCEN | Average Weekday | June | CAISO 1-in-2 | 5 | 0.71122 | 0.69326 | 0.71122 | 0.69326 | 0 | 62.6417
| Sublap | SCEN | Average Weekday | June | CAISO 1-in-2 | 6 | 0.69892 | 0.70046 | 0.69892 | 0.70046 | 0 | 61.4572
| Sublap | SCEN | Average Weekday | June | CAISO 1-in-2 | 7 | 0.68485 | 0.72277 | 0.68485 | 0.72277 | 0 | 60.5999
| Sublap | SCEN | Average Weekday | June | CAISO 1-in-2 | 8 | 0.60852 | 0.64164 | 0.60852 | 0.64164 | 0 | 61.0412
| Sublap | SCEN | Average Weekday | June | CAISO 1-in-2 | 9 | 0.45984 | 0.45212 | 0.45984 | 0.45212 | 0 | 64.1154
| Sublap | SCEN | Average Weekday | June | CAISO 1-in-2 | 10 | 0.24826 | 0.25023 | 0.24826 | 0.25023 | 0 | 68.2157
| Sublap | SCEN | Average Weekday | June | CAISO 1-in-2 | 11 | 0.090156 | 0.10405 | 0.090156 | 0.10405 | 0 | 72.435
| Sublap | SCEN | Average Weekday | June | CAISO 1-in-2 | 12 | 0.064776 | 0.063072 | 0.064776 | 0.063072 | 0 | 76.5578
| Sublap | SCEN | Average Weekday | June | CAISO 1-in-2 | 13 | 0.14342 | 0.12857 | 0.14342 | 0.12857 | 0 | 80.1208
| Sublap | SCEN | Average Weekday | June | CAISO 1-in-2 | 14 | 0.31897 | 0.28764 | 0.31897 | 0.28764 | 0 | 82.8724
| Sublap | SCEN | Average Weekday | June | CAISO 1-in-2 | 15 | 0.57611 | 0.54996 | 0.57611 | 0.54996 | 0 | 84.8248
| Sublap | SCEN | Average Weekday | June | CAISO 1-in-2 | 16 | 0.92371 | 0.90377 | 0.92371 | 0.90377 | 0 | 85.8007
| Sublap | SCEN | Average Weekday | June | CAISO 1-in-2 | 17 | 1.3094 | 1.2992 | 0.12659 | 0.14364 | 0.10599 | 86.0212
| Sublap | SCEN | Average Weekday | June | CAISO 1-in-2 | 18 | 1.687 | 1.6605 | 0.88105 | 1.081 | 0.2501 | 85.5748
| Sublap | SCEN | Average Weekday | June | CAISO 1-in-2 | 19 | 1.9013 | 1.8459 | 1.2532 | 1.4322 | 0.19451 | 84.3035
| Sublap | SCEN | Average Weekday | June | CAISO 1-in-2 | 20 | 1.9135 | 1.8493 | 1.4696 | 1.5455 | 0.088958 | 82.3204
| Sublap | SCEN | Average Weekday | June | CAISO 1-in-2 | 21 | 1.8496 | 1.8097 | 1.3917 | 1.4919 | 0.10507 | 79.2719
| Sublap | SCEN | Average Weekday | June | CAISO 1-in-2 | 22 | 1.6977 | 1.6731 | 2.2177 | 2.289 | 0.12082 | 75.2757
| Sublap | SCEN | Average Weekday | June | CAISO 1-in-2 | 23 | 1.4724 | 1.4628 | 1.4724 | 1.4774 | 0 | 72.2836
| Sublap | SCEN | Average Weekday | June | CAISO 1-in-2 | 24 | 1.2194 | 1.2096 | 1.2194 | 1.2096 | 0 | 70.1045
| Sublap | SCEN | Average Weekday | June | SCE 1-in-10 | 1 | 1.2024 | 1.1867 | 1.2024 | 1.1867 | 0 | 70.845
| Sublap | SCEN | Average Weekday | June | SCE 1-in-10 | 2 | 1.0262 | 1.0057 | 1.0262 | 1.0057 | 0 | 69.4163
| Sublap | SCEN | Average Weekday | June | SCE 1-in-10 | 3 | 0.92175 | 0.89776 | 0.92175 | 0.89776 | 0 | 68.0745
| Sublap | SCEN | Average Weekday | June | SCE 1-in-10 | 4 | 0.83644 | 0.81295 | 0.83644 | 0.81295 | 0 | 66.6044
| Sublap | SCEN | Average Weekday | June | SCE 1-in-10 | 5 | 0.78049 | 0.76253 | 0.78049 | 0.76253 | 0 | 65.268
| Sublap | SCEN | Average Weekday | June | SCE 1-in-10 | 6 | 0.75372 | 0.75526 | 0.75372 | 0.75526 | 0 | 64.1905
| Sublap | SCEN | Average Weekday | June | SCE 1-in-10 | 7 | 0.7298 | 0.76772 | 0.7298 | 0.76772 | 0 | 63.2866
| Sublap | SCEN | Average Weekday | June | SCE 1-in-10 | 8 | 0.65952 | 0.69264 | 0.65952 | 0.69264 | 0 | 63.9787
| Sublap | SCEN | Average Weekday | June | SCE 1-in-10 | 9 | 0.5395 | 0.53179 | 0.5395 | 0.53179 | 0 | 67.4425
| Sublap | SCEN | Average Weekday | June | SCE 1-in-10 | 10 | 0.39034 | 0.39231 | 0.39034 | 0.39231 | 0 | 72.2077
| Sublap | SCEN | Average Weekday | June | SCE 1-in-10 | 11 | 0.2712 | 0.28509 | 0.2712 | 0.28509 | 0 | 76.9364
| Sublap | SCEN | Average Weekday | June | SCE 1-in-10 | 12 | 0.31318 | 0.31147 | 0.31318 | 0.31147 | 0 | 81.2714
| Sublap | SCEN | Average Weekday | June | SCE 1-in-10 | 13 | 0.46546 | 0.45061 | 0.46546 | 0.45061 | 0 | 84.7047
| Sublap | SCEN | Average Weekday | June | SCE 1-in-10 | 14 | 0.7036 | 0.67227 | 0.7036 | 0.67227 | 0 | 87.2935
| Sublap | SCEN | Average Weekday | June | SCE 1-in-10 | 15 | 1.0038 | 0.97765 | 1.0038 | 0.97765 | 0 | 89.0038
| Sublap | SCEN | Average Weekday | June | SCE 1-in-10 | 16 | 1.3787 | 1.3588 | 1.3787 | 1.3588 | 0 | 90.0782
| Sublap | SCEN | Average Weekday | June | SCE 1-in-10 | 17 | 1.7658 | 1.7556 | 0.54252 | 0.55958 | 0.079628 | 90.1576
| Sublap | SCEN | Average Weekday | June | SCE 1-in-10 | 18 | 2.1371 | 2.1107 | 1.3068 | 1.5068 | 0.20189 | 89.2644
| Sublap | SCEN | Average Weekday | June | SCE 1-in-10 | 19 | 2.3357 | 2.2803 | 1.705 | 1.8841 | 0.15815 | 87.8538
| Sublap | SCEN | Average Weekday | June | SCE 1-in-10 | 20 | 2.3078 | 2.2436 | 1.88 | 1.956 | 0.070783 | 85.8225
| Sublap | SCEN | Average Weekday | June | SCE 1-in-10 | 21 | 2.2069 | 2.167 | 1.7651 | 1.8654 | 0.086487 | 82.7916
| Sublap | SCEN | Average Weekday | June | SCE 1-in-10 | 22 | 2.0282 | 2.0036 | 2.5586 | 2.6299 | 0.097853 | 78.8042
| Sublap | SCEN | Average Weekday | June | SCE 1-in-10 | 23 | 1.7549 | 1.7453 | 1.7549 | 1.8264 | 0 | 75.4776
| Sublap | SCEN | Average Weekday | June | SCE 1-in-10 | 24 | 1.4517 | 1.4419 | 1.4517 | 1.4419 | 0 | 72.983
| Sublap | SCEN | Average Weekday | June | SCE 1-in-2 | 1 | 1.0831 | 1.0673 | 1.0831 | 1.0673 | 0 | 67.8933
| Sublap | SCEN | Average Weekday | June | SCE 1-in-2 | 2 | 0.93758 | 0.91704 | 0.93758 | 0.91704 | 0 | 66.1586
| Sublap | SCEN | Average Weekday | June | SCE 1-in-2 | 3 | 0.83803 | 0.81404 | 0.83803 | 0.81404 | 0 | 64.7749
| Sublap | SCEN | Average Weekday | June | SCE 1-in-2 | 4 | 0.76114 | 0.73764 | 0.76114 | 0.73764 | 0 | 63.5607
| Sublap | SCEN | Average Weekday | June | SCE 1-in-2 | 5 | 0.71122 | 0.69326 | 0.71122 | 0.69326 | 0 | 62.6417
| Sublap | SCEN | Average Weekday | June | SCE 1-in-2 | 6 | 0.69892 | 0.70046 | 0.69892 | 0.70046 | 0 | 61.4572
| Sublap | SCEN | Average Weekday | June | SCE 1-in-2 | 7 | 0.68485 | 0.72277 | 0.68485 | 0.72277 | 0 | 60.5999
| Sublap | SCEN | Average Weekday | June | SCE 1-in-2 | 8 | 0.60852 | 0.64164 | 0.60852 | 0.64164 | 0 | 61.0412
| Sublap | SCEN | Average Weekday | June | SCE 1-in-2 | 9 | 0.45984 | 0.45212 | 0.45984 | 0.45212 | 0 | 64.1154
| Sublap | SCEN | Average Weekday | June | SCE 1-in-2 | 10 | 0.24826 | 0.25023 | 0.24826 | 0.25023 | 0 | 68.2157
| Sublap | SCEN | Average Weekday | June | SCE 1-in-2 | 11 | 0.090156 | 0.10405 | 0.090156 | 0.10405 | 0 | 72.435
| Sublap | SCEN | Average Weekday | June | SCE 1-in-2 | 12 | 0.064776 | 0.063072 | 0.064776 | 0.063072 | 0 | 76.5578
| Sublap | SCEN | Average Weekday | June | SCE 1-in-2 | 13 | 0.14342 | 0.12857 | 0.14342 | 0.12857 | 0 | 80.1208
| Sublap | SCEN | Average Weekday | June | SCE 1-in-2 | 14 | 0.31897 | 0.28764 | 0.31897 | 0.28764 | 0 | 82.8724
| Sublap | SCEN | Average Weekday | June | SCE 1-in-2 | 15 | 0.57611 | 0.54996 | 0.57611 | 0.54996 | 0 | 84.8248
| Sublap | SCEN | Average Weekday | June | SCE 1-in-2 | 16 | 0.92371 | 0.90377 | 0.92371 | 0.90377 | 0 | 85.8007
| Sublap | SCEN | Average Weekday | June | SCE 1-in-2 | 17 | 1.3094 | 1.2992 | 0.12659 | 0.14364 | 0.10599 | 86.0212
| Sublap | SCEN | Average Weekday | June | SCE 1-in-2 | 18 | 1.687 | 1.6605 | 0.88105 | 1.081 | 0.2501 | 85.5748
| Sublap | SCEN | Average Weekday | June | SCE 1-in-2 | 19 | 1.9013 | 1.8459 | 1.2532 | 1.4322 | 0.19451 | 84.3035
| Sublap | SCEN | Average Weekday | June | SCE 1-in-2 | 20 | 1.9135 | 1.8493 | 1.4696 | 1.5455 | 0.088958 | 82.3204
| Sublap | SCEN | Average Weekday | June | SCE 1-in-2 | 21 | 1.8496 | 1.8097 | 1.3917 | 1.4919 | 0.10507 | 79.2719
| Sublap | SCEN | Average Weekday | June | SCE 1-in-2 | 22 | 1.6977 | 1.6731 | 2.2177 | 2.289 | 0.12082 | 75.2757
| Sublap | SCEN | Average Weekday | June | SCE 1-in-2 | 23 | 1.4724 | 1.4628 | 1.4724 | 1.4774 | 0 | 72.2836
| Sublap | SCEN | Average Weekday | June | SCE 1-in-2 | 24 | 1.2194 | 1.2096 | 1.2194 | 1.2096 | 0 | 70.1045
| Sublap | SCEN | Average Weekday | March | CAISO 1-in-10 | 1 | 0.69191 | 0.67618 | 0.69191 | 0.67618 | 0 | 55.1436
| Sublap | SCEN | Average Weekday | March | CAISO 1-in-10 | 2 | 0.63639 | 0.61585 | 0.63639 | 0.61585 | 0 | 53.8597
| Sublap | SCEN | Average Weekday | March | CAISO 1-in-10 | 3 | 0.60663 | 0.58264 | 0.60663 | 0.58264 | 0 | 52.57
| Sublap | SCEN | Average Weekday | March | CAISO 1-in-10 | 4 | 0.58827 | 0.56477 | 0.58827 | 0.56477 | 0 | 51.4924
| Sublap | SCEN | Average Weekday | March | CAISO 1-in-10 | 5 | 0.59113 | 0.57318 | 0.59113 | 0.57318 | 0 | 50.3902
| Sublap | SCEN | Average Weekday | March | CAISO 1-in-10 | 6 | 0.62058 | 0.62212 | 0.62058 | 0.62212 | 0 | 49.5919
| Sublap | SCEN | Average Weekday | March | CAISO 1-in-10 | 7 | 0.66475 | 0.70267 | 0.66475 | 0.70267 | 0 | 48.8785
| Sublap | SCEN | Average Weekday | March | CAISO 1-in-10 | 8 | 0.60483 | 0.63796 | 0.60483 | 0.63796 | 0 | 48.2727
| Sublap | SCEN | Average Weekday | March | CAISO 1-in-10 | 9 | 0.42092 | 0.4132 | 0.42092 | 0.4132 | 0 | 49.2349
| Sublap | SCEN | Average Weekday | March | CAISO 1-in-10 | 10 | 0.2073 | 0.20927 | 0.2073 | 0.20927 | 0 | 53.476
| Sublap | SCEN | Average Weekday | March | CAISO 1-in-10 | 11 | 0.025096 | 0.03899 | 0.025096 | 0.03899 | 0 | 58.633
| Sublap | SCEN | Average Weekday | March | CAISO 1-in-10 | 12 | -0.070551 | -0.072255 | -0.070551 | -0.072255 | 0 | 63.1872
| Sublap | SCEN | Average Weekday | March | CAISO 1-in-10 | 13 | -0.10063 | -0.11548 | -0.10063 | -0.11548 | 0 | 66.6652
| Sublap | SCEN | Average Weekday | March | CAISO 1-in-10 | 14 | -0.042629 | -0.073961 | -0.042629 | -0.073961 | 0 | 69.2154
| Sublap | SCEN | Average Weekday | March | CAISO 1-in-10 | 15 | 0.071377 | 0.045229 | 0.071377 | 0.045229 | 0 | 71.0971
| Sublap | SCEN | Average Weekday | March | CAISO 1-in-10 | 16 | 0.25116 | 0.23121 | 0.25116 | 0.23121 | 0 | 72.0011
| Sublap | SCEN | Average Weekday | March | CAISO 1-in-10 | 17 | 0.49763 | 0.48746 | 0.37718 | 0.36702 | 0.060223 | 72.5167
| Sublap | SCEN | Average Weekday | March | CAISO 1-in-10 | 18 | 0.78083 | 0.75437 | 0.6713 | 0.64484 | 0.054764 | 72.1022
| Sublap | SCEN | Average Weekday | March | CAISO 1-in-10 | 19 | 0.98727 | 0.93187 | 0.9005 | 0.8451 | 0.043385 | 70.5937
| Sublap | SCEN | Average Weekday | March | CAISO 1-in-10 | 20 | 1.0938 | 1.0296 | 1.0031 | 0.93888 | 0.045384 | 67.8589
| Sublap | SCEN | Average Weekday | March | CAISO 1-in-10 | 21 | 1.0711 | 1.0312 | 1.0274 | 0.98747 | 0.021865 | 64.381
| Sublap | SCEN | Average Weekday | March | CAISO 1-in-10 | 22 | 0.99094 | 0.96631 | 1.0567 | 1.032 | 0.032864 | 61.8759
| Sublap | SCEN | Average Weekday | March | CAISO 1-in-10 | 23 | 0.88314 | 0.87354 | 0.88314 | 0.87354 | 0 | 59.6662
| Sublap | SCEN | Average Weekday | March | CAISO 1-in-10 | 24 | 0.76278 | 0.75304 | 0.76278 | 0.75304 | 0 | 57.6855
| Sublap | SCEN | Average Weekday | March | CAISO 1-in-2 | 1 | 0.71241 | 0.69667 | 0.71241 | 0.69667 | 0 | 52.7938
| Sublap | SCEN | Average Weekday | March | CAISO 1-in-2 | 2 | 0.66069 | 0.64015 | 0.66069 | 0.64015 | 0 | 51.466
| Sublap | SCEN | Average Weekday | March | CAISO 1-in-2 | 3 | 0.63432 | 0.61033 | 0.63432 | 0.61033 | 0 | 50.4368
| Sublap | SCEN | Average Weekday | March | CAISO 1-in-2 | 4 | 0.61945 | 0.59595 | 0.61945 | 0.59595 | 0 | 49.491
| Sublap | SCEN | Average Weekday | March | CAISO 1-in-2 | 5 | 0.6269 | 0.60895 | 0.6269 | 0.60895 | 0 | 48.4261
| Sublap | SCEN | Average Weekday | March | CAISO 1-in-2 | 6 | 0.66057 | 0.66211 | 0.66057 | 0.66211 | 0 | 47.4638
| Sublap | SCEN | Average Weekday | March | CAISO 1-in-2 | 7 | 0.71134 | 0.74926 | 0.71134 | 0.74926 | 0 | 46.6826
| Sublap | SCEN | Average Weekday | March | CAISO 1-in-2 | 8 | 0.65683 | 0.68995 | 0.65683 | 0.68995 | 0 | 46.1933
| Sublap | SCEN | Average Weekday | March | CAISO 1-in-2 | 9 | 0.47006 | 0.46234 | 0.47006 | 0.46234 | 0 | 46.9071
| Sublap | SCEN | Average Weekday | March | CAISO 1-in-2 | 10 | 0.25429 | 0.25626 | 0.25429 | 0.25626 | 0 | 50.131
| Sublap | SCEN | Average Weekday | March | CAISO 1-in-2 | 11 | 0.072374 | 0.086267 | 0.072374 | 0.086267 | 0 | 54.415
| Sublap | SCEN | Average Weekday | March | CAISO 1-in-2 | 12 | -0.022811 | -0.024515 | -0.022811 | -0.024515 | 0 | 58.4152
| Sublap | SCEN | Average Weekday | March | CAISO 1-in-2 | 13 | -0.034105 | -0.048954 | -0.034105 | -0.048954 | 0 | 61.4879
| Sublap | SCEN | Average Weekday | March | CAISO 1-in-2 | 14 | 0.015507 | -0.015825 | 0.015507 | -0.015825 | 0 | 63.8465
| Sublap | SCEN | Average Weekday | March | CAISO 1-in-2 | 15 | 0.11521 | 0.089065 | 0.11521 | 0.089065 | 0 | 65.4807
| Sublap | SCEN | Average Weekday | March | CAISO 1-in-2 | 16 | 0.27937 | 0.25942 | 0.27937 | 0.25942 | 0 | 66.5903
| Sublap | SCEN | Average Weekday | March | CAISO 1-in-2 | 17 | 0.52253 | 0.51236 | 0.52253 | 0.51236 | 0 | 66.9725
| Sublap | SCEN | Average Weekday | March | CAISO 1-in-2 | 18 | 0.81819 | 0.79174 | 0.81819 | 0.79174 | 0 | 66.4681
| Sublap | SCEN | Average Weekday | March | CAISO 1-in-2 | 19 | 1.02 | 0.96461 | 1.02 | 0.96461 | 0 | 65.078
| Sublap | SCEN | Average Weekday | March | CAISO 1-in-2 | 20 | 1.106 | 1.0418 | 1.106 | 1.0418 | 0 | 62.6895
| Sublap | SCEN | Average Weekday | March | CAISO 1-in-2 | 21 | 1.0977 | 1.0578 | 1.0977 | 1.0578 | 0 | 60.0478
| Sublap | SCEN | Average Weekday | March | CAISO 1-in-2 | 22 | 1.0155 | 0.99088 | 1.0155 | 0.99088 | 0 | 57.9667
| Sublap | SCEN | Average Weekday | March | CAISO 1-in-2 | 23 | 0.9041 | 0.8945 | 0.9041 | 0.8945 | 0 | 56.2042
| Sublap | SCEN | Average Weekday | March | CAISO 1-in-2 | 24 | 0.78389 | 0.77415 | 0.78389 | 0.77415 | 0 | 54.625
| Sublap | SCEN | Average Weekday | March | SCE 1-in-10 | 1 | 0.69191 | 0.67618 | 0.69191 | 0.67618 | 0 | 55.1436
| Sublap | SCEN | Average Weekday | March | SCE 1-in-10 | 2 | 0.63639 | 0.61585 | 0.63639 | 0.61585 | 0 | 53.8597
| Sublap | SCEN | Average Weekday | March | SCE 1-in-10 | 3 | 0.60663 | 0.58264 | 0.60663 | 0.58264 | 0 | 52.57
| Sublap | SCEN | Average Weekday | March | SCE 1-in-10 | 4 | 0.58827 | 0.56477 | 0.58827 | 0.56477 | 0 | 51.4924
| Sublap | SCEN | Average Weekday | March | SCE 1-in-10 | 5 | 0.59113 | 0.57318 | 0.59113 | 0.57318 | 0 | 50.3902
| Sublap | SCEN | Average Weekday | March | SCE 1-in-10 | 6 | 0.62058 | 0.62212 | 0.62058 | 0.62212 | 0 | 49.5919
| Sublap | SCEN | Average Weekday | March | SCE 1-in-10 | 7 | 0.66475 | 0.70267 | 0.66475 | 0.70267 | 0 | 48.8785
| Sublap | SCEN | Average Weekday | March | SCE 1-in-10 | 8 | 0.60483 | 0.63796 | 0.60483 | 0.63796 | 0 | 48.2727
| Sublap | SCEN | Average Weekday | March | SCE 1-in-10 | 9 | 0.42092 | 0.4132 | 0.42092 | 0.4132 | 0 | 49.2349
| Sublap | SCEN | Average Weekday | March | SCE 1-in-10 | 10 | 0.2073 | 0.20927 | 0.2073 | 0.20927 | 0 | 53.476
| Sublap | SCEN | Average Weekday | March | SCE 1-in-10 | 11 | 0.025096 | 0.03899 | 0.025096 | 0.03899 | 0 | 58.633
| Sublap | SCEN | Average Weekday | March | SCE 1-in-10 | 12 | -0.070551 | -0.072255 | -0.070551 | -0.072255 | 0 | 63.1872
| Sublap | SCEN | Average Weekday | March | SCE 1-in-10 | 13 | -0.10063 | -0.11548 | -0.10063 | -0.11548 | 0 | 66.6652
| Sublap | SCEN | Average Weekday | March | SCE 1-in-10 | 14 | -0.042629 | -0.073961 | -0.042629 | -0.073961 | 0 | 69.2154
| Sublap | SCEN | Average Weekday | March | SCE 1-in-10 | 15 | 0.071377 | 0.045229 | 0.071377 | 0.045229 | 0 | 71.0971
| Sublap | SCEN | Average Weekday | March | SCE 1-in-10 | 16 | 0.25116 | 0.23121 | 0.25116 | 0.23121 | 0 | 72.0011
| Sublap | SCEN | Average Weekday | March | SCE 1-in-10 | 17 | 0.49763 | 0.48746 | 0.37718 | 0.36702 | 0.060223 | 72.5167
| Sublap | SCEN | Average Weekday | March | SCE 1-in-10 | 18 | 0.78083 | 0.75437 | 0.6713 | 0.64484 | 0.054764 | 72.1022
| Sublap | SCEN | Average Weekday | March | SCE 1-in-10 | 19 | 0.98727 | 0.93187 | 0.9005 | 0.8451 | 0.043385 | 70.5937
| Sublap | SCEN | Average Weekday | March | SCE 1-in-10 | 20 | 1.0938 | 1.0296 | 1.0031 | 0.93888 | 0.045384 | 67.8589
| Sublap | SCEN | Average Weekday | March | SCE 1-in-10 | 21 | 1.0711 | 1.0312 | 1.0274 | 0.98747 | 0.021865 | 64.381
| Sublap | SCEN | Average Weekday | March | SCE 1-in-10 | 22 | 0.99094 | 0.96631 | 1.0567 | 1.032 | 0.032864 | 61.8759
| Sublap | SCEN | Average Weekday | March | SCE 1-in-10 | 23 | 0.88314 | 0.87354 | 0.88314 | 0.87354 | 0 | 59.6662
| Sublap | SCEN | Average Weekday | March | SCE 1-in-10 | 24 | 0.76278 | 0.75304 | 0.76278 | 0.75304 | 0 | 57.6855
| Sublap | SCEN | Average Weekday | March | SCE 1-in-2 | 1 | 0.70709 | 0.69136 | 0.70709 | 0.69136 | 0 | 53.2113
| Sublap | SCEN | Average Weekday | March | SCE 1-in-2 | 2 | 0.65533 | 0.63479 | 0.65533 | 0.63479 | 0 | 52.0447
| Sublap | SCEN | Average Weekday | March | SCE 1-in-2 | 3 | 0.6288 | 0.60481 | 0.6288 | 0.60481 | 0 | 51.2046
| Sublap | SCEN | Average Weekday | March | SCE 1-in-2 | 4 | 0.6136 | 0.59011 | 0.6136 | 0.59011 | 0 | 50.2072
| Sublap | SCEN | Average Weekday | March | SCE 1-in-2 | 5 | 0.62059 | 0.60264 | 0.62059 | 0.60264 | 0 | 49.1885
| Sublap | SCEN | Average Weekday | March | SCE 1-in-2 | 6 | 0.65389 | 0.65544 | 0.65389 | 0.65544 | 0 | 48.4271
| Sublap | SCEN | Average Weekday | March | SCE 1-in-2 | 7 | 0.70431 | 0.74222 | 0.70431 | 0.74222 | 0 | 47.9188
| Sublap | SCEN | Average Weekday | March | SCE 1-in-2 | 8 | 0.64912 | 0.68224 | 0.64912 | 0.68224 | 0 | 47.6475
| Sublap | SCEN | Average Weekday | March | SCE 1-in-2 | 9 | 0.46276 | 0.45504 | 0.46276 | 0.45504 | 0 | 48.5696
| Sublap | SCEN | Average Weekday | March | SCE 1-in-2 | 10 | 0.24721 | 0.24918 | 0.24721 | 0.24918 | 0 | 51.5566
| Sublap | SCEN | Average Weekday | March | SCE 1-in-2 | 11 | 0.065513 | 0.079407 | 0.065513 | 0.079407 | 0 | 55.5267
| Sublap | SCEN | Average Weekday | March | SCE 1-in-2 | 12 | -0.030414 | -0.032118 | -0.030414 | -0.032118 | 0 | 59.1247
| Sublap | SCEN | Average Weekday | March | SCE 1-in-2 | 13 | -0.041498 | -0.056347 | -0.041498 | -0.056347 | 0 | 61.9841
| Sublap | SCEN | Average Weekday | March | SCE 1-in-2 | 14 | 0.0075378 | -0.023794 | 0.0075378 | -0.023794 | 0 | 64.2912
| Sublap | SCEN | Average Weekday | March | SCE 1-in-2 | 15 | 0.10551 | 0.079365 | 0.10551 | 0.079365 | 0 | 65.8189
| Sublap | SCEN | Average Weekday | March | SCE 1-in-2 | 16 | 0.26847 | 0.24852 | 0.26847 | 0.24852 | 0 | 66.6729
| Sublap | SCEN | Average Weekday | March | SCE 1-in-2 | 17 | 0.50813 | 0.49797 | 0.50813 | 0.49797 | 0 | 66.8944
| Sublap | SCEN | Average Weekday | March | SCE 1-in-2 | 18 | 0.8027 | 0.77624 | 0.8027 | 0.77624 | 0 | 66.1577
| Sublap | SCEN | Average Weekday | March | SCE 1-in-2 | 19 | 1.0075 | 0.9521 | 1.0075 | 0.9521 | 0 | 64.5993
| Sublap | SCEN | Average Weekday | March | SCE 1-in-2 | 20 | 1.0979 | 1.0337 | 1.0979 | 1.0337 | 0 | 62.2401
| Sublap | SCEN | Average Weekday | March | SCE 1-in-2 | 21 | 1.0909 | 1.0509 | 1.0909 | 1.0509 | 0 | 59.758
| Sublap | SCEN | Average Weekday | March | SCE 1-in-2 | 22 | 1.009 | 0.98435 | 1.009 | 0.98435 | 0 | 58.0278
| Sublap | SCEN | Average Weekday | March | SCE 1-in-2 | 23 | 0.89788 | 0.88828 | 0.89788 | 0.88828 | 0 | 56.5866
| Sublap | SCEN | Average Weekday | March | SCE 1-in-2 | 24 | 0.77807 | 0.76834 | 0.77807 | 0.76834 | 0 | 55.2489
| Sublap | SCEN | Average Weekday | May | CAISO 1-in-10 | 1 | 0.85705 | 0.84132 | 0.85705 | 0.84132 | 0 | 64.3845
| Sublap | SCEN | Average Weekday | May | CAISO 1-in-10 | 2 | 0.75176 | 0.73123 | 0.75176 | 0.73123 | 0 | 62.7056
| Sublap | SCEN | Average Weekday | May | CAISO 1-in-10 | 3 | 0.69939 | 0.6754 | 0.69939 | 0.6754 | 0 | 61.2264
| Sublap | SCEN | Average Weekday | May | CAISO 1-in-10 | 4 | 0.65863 | 0.63513 | 0.65863 | 0.63513 | 0 | 59.8919
| Sublap | SCEN | Average Weekday | May | CAISO 1-in-10 | 5 | 0.63767 | 0.61971 | 0.63767 | 0.61971 | 0 | 58.9229
| Sublap | SCEN | Average Weekday | May | CAISO 1-in-10 | 6 | 0.64291 | 0.64445 | 0.64291 | 0.64445 | 0 | 57.8416
| Sublap | SCEN | Average Weekday | May | CAISO 1-in-10 | 7 | 0.64326 | 0.68118 | 0.64326 | 0.68118 | 0 | 56.8208
| Sublap | SCEN | Average Weekday | May | CAISO 1-in-10 | 8 | 0.56267 | 0.59579 | 0.56267 | 0.59579 | 0 | 57.1333
| Sublap | SCEN | Average Weekday | May | CAISO 1-in-10 | 9 | 0.38076 | 0.37304 | 0.38076 | 0.37304 | 0 | 59.9938
| Sublap | SCEN | Average Weekday | May | CAISO 1-in-10 | 10 | 0.13264 | 0.13461 | 0.13264 | 0.13461 | 0 | 64.2732
| Sublap | SCEN | Average Weekday | May | CAISO 1-in-10 | 11 | -0.078092 | -0.064198 | -0.078092 | -0.064198 | 0 | 68.6335
| Sublap | SCEN | Average Weekday | May | CAISO 1-in-10 | 12 | -0.1652 | -0.16691 | -0.1652 | -0.16691 | 0 | 72.294
| Sublap | SCEN | Average Weekday | May | CAISO 1-in-10 | 13 | -0.14991 | -0.16476 | -0.14991 | -0.16476 | 0 | 75.2294
| Sublap | SCEN | Average Weekday | May | CAISO 1-in-10 | 14 | -0.049362 | -0.080694 | -0.049362 | -0.080694 | 0 | 77.5833
| Sublap | SCEN | Average Weekday | May | CAISO 1-in-10 | 15 | 0.13706 | 0.11091 | 0.13706 | 0.11091 | 0 | 79.0413
| Sublap | SCEN | Average Weekday | May | CAISO 1-in-10 | 16 | 0.42649 | 0.40654 | 0.42649 | 0.40654 | 0 | 79.9572
| Sublap | SCEN | Average Weekday | May | CAISO 1-in-10 | 17 | 0.77895 | 0.76878 | -0.14106 | -0.15123 | 0.14549 | 80.089
| Sublap | SCEN | Average Weekday | May | CAISO 1-in-10 | 18 | 1.1514 | 1.1249 | 0.38376 | 0.58374 | 0.32743 | 79.7685
| Sublap | SCEN | Average Weekday | May | CAISO 1-in-10 | 19 | 1.3947 | 1.3393 | 0.7199 | 0.89893 | 0.25051 | 78.8888
| Sublap | SCEN | Average Weekday | May | CAISO 1-in-10 | 20 | 1.463 | 1.3988 | 0.99539 | 1.0714 | 0.11621 | 77.1818
| Sublap | SCEN | Average Weekday | May | CAISO 1-in-10 | 21 | 1.4517 | 1.4118 | 0.97248 | 1.0727 | 0.12979 | 74.6499
| Sublap | SCEN | Average Weekday | May | CAISO 1-in-10 | 22 | 1.345 | 1.3203 | 1.8538 | 1.9251 | 0.14579 | 71.5161
| Sublap | SCEN | Average Weekday | May | CAISO 1-in-10 | 23 | 1.1715 | 1.1619 | 1.1715 | 1.1619 | 0 | 68.988
| Sublap | SCEN | Average Weekday | May | CAISO 1-in-10 | 24 | 0.96893 | 0.9592 | 0.96893 | 0.9592 | 0 | 66.6011
| Sublap | SCEN | Average Weekday | May | CAISO 1-in-2 | 1 | 0.82957 | 0.81383 | 0.82957 | 0.81383 | 0 | 62.7762
| Sublap | SCEN | Average Weekday | May | CAISO 1-in-2 | 2 | 0.72151 | 0.70097 | 0.72151 | 0.70097 | 0 | 61.3335
| Sublap | SCEN | Average Weekday | May | CAISO 1-in-2 | 3 | 0.66456 | 0.64057 | 0.66456 | 0.64057 | 0 | 60.0779
| Sublap | SCEN | Average Weekday | May | CAISO 1-in-2 | 4 | 0.62972 | 0.60623 | 0.62972 | 0.60623 | 0 | 58.9517
| Sublap | SCEN | Average Weekday | May | CAISO 1-in-2 | 5 | 0.61434 | 0.59639 | 0.61434 | 0.59639 | 0 | 57.9157
| Sublap | SCEN | Average Weekday | May | CAISO 1-in-2 | 6 | 0.62525 | 0.6268 | 0.62525 | 0.6268 | 0 | 56.9183
| Sublap | SCEN | Average Weekday | May | CAISO 1-in-2 | 7 | 0.63543 | 0.67335 | 0.63543 | 0.67335 | 0 | 56.0313
| Sublap | SCEN | Average Weekday | May | CAISO 1-in-2 | 8 | 0.56058 | 0.5937 | 0.56058 | 0.5937 | 0 | 56.1416
| Sublap | SCEN | Average Weekday | May | CAISO 1-in-2 | 9 | 0.38029 | 0.37257 | 0.38029 | 0.37257 | 0 | 58.7703
| Sublap | SCEN | Average Weekday | May | CAISO 1-in-2 | 10 | 0.15209 | 0.15406 | 0.15209 | 0.15406 | 0 | 62.3829
| Sublap | SCEN | Average Weekday | May | CAISO 1-in-2 | 11 | -0.039398 | -0.025504 | -0.039398 | -0.025504 | 0 | 66.2532
| Sublap | SCEN | Average Weekday | May | CAISO 1-in-2 | 12 | -0.13878 | -0.14048 | -0.13878 | -0.14048 | 0 | 69.7976
| Sublap | SCEN | Average Weekday | May | CAISO 1-in-2 | 13 | -0.1475 | -0.16235 | -0.1475 | -0.16235 | 0 | 72.8995
| Sublap | SCEN | Average Weekday | May | CAISO 1-in-2 | 14 | -0.082913 | -0.11425 | -0.082913 | -0.11425 | 0 | 75.1985
| Sublap | SCEN | Average Weekday | May | CAISO 1-in-2 | 15 | 0.062803 | 0.036655 | 0.062803 | 0.036655 | 0 | 76.7961
| Sublap | SCEN | Average Weekday | May | CAISO 1-in-2 | 16 | 0.30119 | 0.28124 | 0.30119 | 0.28124 | 0 | 77.5737
| Sublap | SCEN | Average Weekday | May | CAISO 1-in-2 | 17 | 0.60734 | 0.59718 | 0.028716 | 0.018551 | 0.16174 | 77.6899
| Sublap | SCEN | Average Weekday | May | CAISO 1-in-2 | 18 | 0.95607 | 0.92962 | 0.38872 | 0.40527 | 0.36167 | 77.2208
| Sublap | SCEN | Average Weekday | May | CAISO 1-in-2 | 19 | 1.2098 | 1.1544 | 0.65283 | 0.70063 | 0.27882 | 76.165
| Sublap | SCEN | Average Weekday | May | CAISO 1-in-2 | 20 | 1.3069 | 1.2427 | 0.82529 | 0.90126 | 0.13247 | 74.1499
| Sublap | SCEN | Average Weekday | May | CAISO 1-in-2 | 21 | 1.3084 | 1.2685 | 0.81375 | 0.91401 | 0.14781 | 71.3036
| Sublap | SCEN | Average Weekday | May | CAISO 1-in-2 | 22 | 1.2118 | 1.1872 | 1.7108 | 1.7821 | 0.16807 | 68.199
| Sublap | SCEN | Average Weekday | May | CAISO 1-in-2 | 23 | 1.0762 | 1.0666 | 1.0762 | 1.0666 | 0 | 65.9518
| Sublap | SCEN | Average Weekday | May | CAISO 1-in-2 | 24 | 0.90868 | 0.89895 | 0.90868 | 0.89895 | 0 | 64.1331
| Sublap | SCEN | Average Weekday | May | SCE 1-in-10 | 1 | 0.85705 | 0.84132 | 0.85705 | 0.84132 | 0 | 64.3845
| Sublap | SCEN | Average Weekday | May | SCE 1-in-10 | 2 | 0.75176 | 0.73123 | 0.75176 | 0.73123 | 0 | 62.7056
| Sublap | SCEN | Average Weekday | May | SCE 1-in-10 | 3 | 0.69939 | 0.6754 | 0.69939 | 0.6754 | 0 | 61.2264
| Sublap | SCEN | Average Weekday | May | SCE 1-in-10 | 4 | 0.65863 | 0.63513 | 0.65863 | 0.63513 | 0 | 59.8919
| Sublap | SCEN | Average Weekday | May | SCE 1-in-10 | 5 | 0.63767 | 0.61971 | 0.63767 | 0.61971 | 0 | 58.9229
| Sublap | SCEN | Average Weekday | May | SCE 1-in-10 | 6 | 0.64291 | 0.64445 | 0.64291 | 0.64445 | 0 | 57.8416
| Sublap | SCEN | Average Weekday | May | SCE 1-in-10 | 7 | 0.64326 | 0.68118 | 0.64326 | 0.68118 | 0 | 56.8208
| Sublap | SCEN | Average Weekday | May | SCE 1-in-10 | 8 | 0.56267 | 0.59579 | 0.56267 | 0.59579 | 0 | 57.1333
| Sublap | SCEN | Average Weekday | May | SCE 1-in-10 | 9 | 0.38076 | 0.37304 | 0.38076 | 0.37304 | 0 | 59.9938
| Sublap | SCEN | Average Weekday | May | SCE 1-in-10 | 10 | 0.13264 | 0.13461 | 0.13264 | 0.13461 | 0 | 64.2732
| Sublap | SCEN | Average Weekday | May | SCE 1-in-10 | 11 | -0.078092 | -0.064198 | -0.078092 | -0.064198 | 0 | 68.6335
| Sublap | SCEN | Average Weekday | May | SCE 1-in-10 | 12 | -0.1652 | -0.16691 | -0.1652 | -0.16691 | 0 | 72.294
| Sublap | SCEN | Average Weekday | May | SCE 1-in-10 | 13 | -0.14991 | -0.16476 | -0.14991 | -0.16476 | 0 | 75.2294
| Sublap | SCEN | Average Weekday | May | SCE 1-in-10 | 14 | -0.049362 | -0.080694 | -0.049362 | -0.080694 | 0 | 77.5833
| Sublap | SCEN | Average Weekday | May | SCE 1-in-10 | 15 | 0.13706 | 0.11091 | 0.13706 | 0.11091 | 0 | 79.0413
| Sublap | SCEN | Average Weekday | May | SCE 1-in-10 | 16 | 0.42649 | 0.40654 | 0.42649 | 0.40654 | 0 | 79.9572
| Sublap | SCEN | Average Weekday | May | SCE 1-in-10 | 17 | 0.77895 | 0.76878 | -0.14106 | -0.15123 | 0.14549 | 80.089
| Sublap | SCEN | Average Weekday | May | SCE 1-in-10 | 18 | 1.1514 | 1.1249 | 0.38376 | 0.58374 | 0.32743 | 79.7685
| Sublap | SCEN | Average Weekday | May | SCE 1-in-10 | 19 | 1.3947 | 1.3393 | 0.7199 | 0.89893 | 0.25051 | 78.8888
| Sublap | SCEN | Average Weekday | May | SCE 1-in-10 | 20 | 1.463 | 1.3988 | 0.99539 | 1.0714 | 0.11621 | 77.1818
| Sublap | SCEN | Average Weekday | May | SCE 1-in-10 | 21 | 1.4517 | 1.4118 | 0.97248 | 1.0727 | 0.12979 | 74.6499
| Sublap | SCEN | Average Weekday | May | SCE 1-in-10 | 22 | 1.345 | 1.3203 | 1.8538 | 1.9251 | 0.14579 | 71.5161
| Sublap | SCEN | Average Weekday | May | SCE 1-in-10 | 23 | 1.1715 | 1.1619 | 1.1715 | 1.1619 | 0 | 68.988
| Sublap | SCEN | Average Weekday | May | SCE 1-in-10 | 24 | 0.96893 | 0.9592 | 0.96893 | 0.9592 | 0 | 66.6011
| Sublap | SCEN | Average Weekday | May | SCE 1-in-2 | 1 | 0.82957 | 0.81383 | 0.82957 | 0.81383 | 0 | 62.7762
| Sublap | SCEN | Average Weekday | May | SCE 1-in-2 | 2 | 0.72151 | 0.70097 | 0.72151 | 0.70097 | 0 | 61.3335
| Sublap | SCEN | Average Weekday | May | SCE 1-in-2 | 3 | 0.66456 | 0.64057 | 0.66456 | 0.64057 | 0 | 60.0779
| Sublap | SCEN | Average Weekday | May | SCE 1-in-2 | 4 | 0.62972 | 0.60623 | 0.62972 | 0.60623 | 0 | 58.9517
| Sublap | SCEN | Average Weekday | May | SCE 1-in-2 | 5 | 0.61434 | 0.59639 | 0.61434 | 0.59639 | 0 | 57.9157
| Sublap | SCEN | Average Weekday | May | SCE 1-in-2 | 6 | 0.62525 | 0.6268 | 0.62525 | 0.6268 | 0 | 56.9183
| Sublap | SCEN | Average Weekday | May | SCE 1-in-2 | 7 | 0.63543 | 0.67335 | 0.63543 | 0.67335 | 0 | 56.0313
| Sublap | SCEN | Average Weekday | May | SCE 1-in-2 | 8 | 0.56058 | 0.5937 | 0.56058 | 0.5937 | 0 | 56.1416
| Sublap | SCEN | Average Weekday | May | SCE 1-in-2 | 9 | 0.38029 | 0.37257 | 0.38029 | 0.37257 | 0 | 58.7703
| Sublap | SCEN | Average Weekday | May | SCE 1-in-2 | 10 | 0.15209 | 0.15406 | 0.15209 | 0.15406 | 0 | 62.3829
| Sublap | SCEN | Average Weekday | May | SCE 1-in-2 | 11 | -0.039398 | -0.025504 | -0.039398 | -0.025504 | 0 | 66.2532
| Sublap | SCEN | Average Weekday | May | SCE 1-in-2 | 12 | -0.13878 | -0.14048 | -0.13878 | -0.14048 | 0 | 69.7976
| Sublap | SCEN | Average Weekday | May | SCE 1-in-2 | 13 | -0.1475 | -0.16235 | -0.1475 | -0.16235 | 0 | 72.8995
| Sublap | SCEN | Average Weekday | May | SCE 1-in-2 | 14 | -0.082913 | -0.11425 | -0.082913 | -0.11425 | 0 | 75.1985
| Sublap | SCEN | Average Weekday | May | SCE 1-in-2 | 15 | 0.062803 | 0.036655 | 0.062803 | 0.036655 | 0 | 76.7961
| Sublap | SCEN | Average Weekday | May | SCE 1-in-2 | 16 | 0.30119 | 0.28124 | 0.30119 | 0.28124 | 0 | 77.5737
| Sublap | SCEN | Average Weekday | May | SCE 1-in-2 | 17 | 0.60734 | 0.59718 | 0.028716 | 0.018551 | 0.16174 | 77.6899
| Sublap | SCEN | Average Weekday | May | SCE 1-in-2 | 18 | 0.95607 | 0.92962 | 0.38872 | 0.40527 | 0.36167 | 77.2208
| Sublap | SCEN | Average Weekday | May | SCE 1-in-2 | 19 | 1.2098 | 1.1544 | 0.65283 | 0.70063 | 0.27882 | 76.165
| Sublap | SCEN | Average Weekday | May | SCE 1-in-2 | 20 | 1.3069 | 1.2427 | 0.82529 | 0.90126 | 0.13247 | 74.1499
| Sublap | SCEN | Average Weekday | May | SCE 1-in-2 | 21 | 1.3084 | 1.2685 | 0.81375 | 0.91401 | 0.14781 | 71.3036
| Sublap | SCEN | Average Weekday | May | SCE 1-in-2 | 22 | 1.2118 | 1.1872 | 1.7108 | 1.7821 | 0.16807 | 68.199
| Sublap | SCEN | Average Weekday | May | SCE 1-in-2 | 23 | 1.0762 | 1.0666 | 1.0762 | 1.0666 | 0 | 65.9518
| Sublap | SCEN | Average Weekday | May | SCE 1-in-2 | 24 | 0.90868 | 0.89895 | 0.90868 | 0.89895 | 0 | 64.1331
| Sublap | SCEN | Average Weekday | November | CAISO 1-in-10 | 1 | 0.71162 | 0.69589 | 0.71162 | 0.69589 | 0 | 52.0274
| Sublap | SCEN | Average Weekday | November | CAISO 1-in-10 | 2 | 0.65982 | 0.63928 | 0.65982 | 0.63928 | 0 | 50.7629
| Sublap | SCEN | Average Weekday | November | CAISO 1-in-10 | 3 | 0.63337 | 0.60938 | 0.63337 | 0.60938 | 0 | 49.7111
| Sublap | SCEN | Average Weekday | November | CAISO 1-in-10 | 4 | 0.61841 | 0.59491 | 0.61841 | 0.59491 | 0 | 48.7165
| Sublap | SCEN | Average Weekday | November | CAISO 1-in-10 | 5 | 0.62574 | 0.60779 | 0.62574 | 0.60779 | 0 | 47.8173
| Sublap | SCEN | Average Weekday | November | CAISO 1-in-10 | 6 | 0.6593 | 0.66084 | 0.6593 | 0.66084 | 0 | 47.1671
| Sublap | SCEN | Average Weekday | November | CAISO 1-in-10 | 7 | 0.70991 | 0.74783 | 0.70991 | 0.74783 | 0 | 46.6843
| Sublap | SCEN | Average Weekday | November | CAISO 1-in-10 | 8 | 0.65525 | 0.68837 | 0.65525 | 0.68837 | 0 | 46.1252
| Sublap | SCEN | Average Weekday | November | CAISO 1-in-10 | 9 | 0.46857 | 0.46085 | 0.46857 | 0.46085 | 0 | 47.4233
| Sublap | SCEN | Average Weekday | November | CAISO 1-in-10 | 10 | 0.25285 | 0.25482 | 0.25285 | 0.25482 | 0 | 51.5032
| Sublap | SCEN | Average Weekday | November | CAISO 1-in-10 | 11 | 0.070575 | 0.084468 | 0.070575 | 0.084468 | 0 | 56.4395
| Sublap | SCEN | Average Weekday | November | CAISO 1-in-10 | 12 | -0.026561 | -0.028266 | -0.026561 | -0.028266 | 0 | 60.9859
| Sublap | SCEN | Average Weekday | November | CAISO 1-in-10 | 13 | -0.051877 | -0.066726 | -0.051877 | -0.066726 | 0 | 64.1901
| Sublap | SCEN | Average Weekday | November | CAISO 1-in-10 | 14 | 0.018464 | -0.012869 | 0.018464 | -0.012869 | 0 | 66.3078
| Sublap | SCEN | Average Weekday | November | CAISO 1-in-10 | 15 | 0.12888 | 0.10273 | 0.12888 | 0.10273 | 0 | 67.703
| Sublap | SCEN | Average Weekday | November | CAISO 1-in-10 | 16 | 0.29867 | 0.27872 | 0.29867 | 0.27872 | 0 | 68.349
| Sublap | SCEN | Average Weekday | November | CAISO 1-in-10 | 17 | 0.53414 | 0.52397 | 0.53414 | 0.52397 | 0 | 67.9862
| Sublap | SCEN | Average Weekday | November | CAISO 1-in-10 | 18 | 0.81787 | 0.79142 | 0.81787 | 0.79142 | 0 | 66.4434
| Sublap | SCEN | Average Weekday | November | CAISO 1-in-10 | 19 | 1.0171 | 0.96171 | 1.0171 | 0.96171 | 0 | 63.6928
| Sublap | SCEN | Average Weekday | November | CAISO 1-in-10 | 20 | 1.1045 | 1.0403 | 1.1045 | 1.0403 | 0 | 61.0126
| Sublap | SCEN | Average Weekday | November | CAISO 1-in-10 | 21 | 1.0965 | 1.0566 | 1.0965 | 1.0566 | 0 | 58.5636
| Sublap | SCEN | Average Weekday | November | CAISO 1-in-10 | 22 | 1.0146 | 0.98993 | 1.0146 | 0.98993 | 0 | 56.1916
| Sublap | SCEN | Average Weekday | November | CAISO 1-in-10 | 23 | 0.90324 | 0.89364 | 0.90324 | 0.89364 | 0 | 54.3389
| Sublap | SCEN | Average Weekday | November | CAISO 1-in-10 | 24 | 0.78305 | 0.77332 | 0.78305 | 0.77332 | 0 | 52.8277
| Sublap | SCEN | Average Weekday | November | CAISO 1-in-2 | 1 | 0.71502 | 0.69929 | 0.71502 | 0.69929 | 0 | 51.5671
| Sublap | SCEN | Average Weekday | November | CAISO 1-in-2 | 2 | 0.66332 | 0.64278 | 0.66332 | 0.64278 | 0 | 50.5797
| Sublap | SCEN | Average Weekday | November | CAISO 1-in-2 | 3 | 0.63702 | 0.61303 | 0.63702 | 0.61303 | 0 | 49.6765
| Sublap | SCEN | Average Weekday | November | CAISO 1-in-2 | 4 | 0.62231 | 0.59882 | 0.62231 | 0.59882 | 0 | 48.7417
| Sublap | SCEN | Average Weekday | November | CAISO 1-in-2 | 5 | 0.63 | 0.61204 | 0.63 | 0.61204 | 0 | 47.9546
| Sublap | SCEN | Average Weekday | November | CAISO 1-in-2 | 6 | 0.66385 | 0.66539 | 0.66385 | 0.66539 | 0 | 47.3234
| Sublap | SCEN | Average Weekday | November | CAISO 1-in-2 | 7 | 0.71479 | 0.75271 | 0.71479 | 0.75271 | 0 | 46.8806
| Sublap | SCEN | Average Weekday | November | CAISO 1-in-2 | 8 | 0.66061 | 0.69373 | 0.66061 | 0.69373 | 0 | 46.5931
| Sublap | SCEN | Average Weekday | November | CAISO 1-in-2 | 9 | 0.47364 | 0.46592 | 0.47364 | 0.46592 | 0 | 47.7693
| Sublap | SCEN | Average Weekday | November | CAISO 1-in-2 | 10 | 0.25776 | 0.25973 | 0.25776 | 0.25973 | 0 | 51.6137
| Sublap | SCEN | Average Weekday | November | CAISO 1-in-2 | 11 | 0.075739 | 0.089632 | 0.075739 | 0.089632 | 0 | 56.3975
| Sublap | SCEN | Average Weekday | November | CAISO 1-in-2 | 12 | -0.019475 | -0.021179 | -0.019475 | -0.021179 | 0 | 60.7831
| Sublap | SCEN | Average Weekday | November | CAISO 1-in-2 | 13 | -0.041323 | -0.056172 | -0.041323 | -0.056172 | 0 | 63.948
| Sublap | SCEN | Average Weekday | November | CAISO 1-in-2 | 14 | 0.023095 | -0.0082371 | 0.023095 | -0.0082371 | 0 | 66.0665
| Sublap | SCEN | Average Weekday | November | CAISO 1-in-2 | 15 | 0.13044 | 0.10429 | 0.13044 | 0.10429 | 0 | 67.181
| Sublap | SCEN | Average Weekday | November | CAISO 1-in-2 | 16 | 0.29531 | 0.27537 | 0.29531 | 0.27537 | 0 | 67.5522
| Sublap | SCEN | Average Weekday | November | CAISO 1-in-2 | 17 | 0.52667 | 0.51651 | 0.52667 | 0.51651 | 0 | 66.8852
| Sublap | SCEN | Average Weekday | November | CAISO 1-in-2 | 18 | 0.81407 | 0.78761 | 0.81407 | 0.78761 | 0 | 64.8463
| Sublap | SCEN | Average Weekday | November | CAISO 1-in-2 | 19 | 1.0201 | 0.96474 | 1.0201 | 0.96474 | 0 | 62.1643
| Sublap | SCEN | Average Weekday | November | CAISO 1-in-2 | 20 | 1.1099 | 1.0457 | 1.1099 | 1.0457 | 0 | 59.652
| Sublap | SCEN | Average Weekday | November | CAISO 1-in-2 | 21 | 1.101 | 1.0611 | 1.101 | 1.0611 | 0 | 57.4816
| Sublap | SCEN | Average Weekday | November | CAISO 1-in-2 | 22 | 1.0187 | 0.9941 | 1.0187 | 0.9941 | 0 | 55.6122
| Sublap | SCEN | Average Weekday | November | CAISO 1-in-2 | 23 | 0.90716 | 0.89756 | 0.90716 | 0.89756 | 0 | 54.0793
| Sublap | SCEN | Average Weekday | November | CAISO 1-in-2 | 24 | 0.78675 | 0.77701 | 0.78675 | 0.77701 | 0 | 52.7389
| Sublap | SCEN | Average Weekday | November | SCE 1-in-10 | 1 | 0.71162 | 0.69589 | 0.71162 | 0.69589 | 0 | 52.0274
| Sublap | SCEN | Average Weekday | November | SCE 1-in-10 | 2 | 0.65982 | 0.63928 | 0.65982 | 0.63928 | 0 | 50.7629
| Sublap | SCEN | Average Weekday | November | SCE 1-in-10 | 3 | 0.63337 | 0.60938 | 0.63337 | 0.60938 | 0 | 49.7111
| Sublap | SCEN | Average Weekday | November | SCE 1-in-10 | 4 | 0.61841 | 0.59491 | 0.61841 | 0.59491 | 0 | 48.7165
| Sublap | SCEN | Average Weekday | November | SCE 1-in-10 | 5 | 0.62574 | 0.60779 | 0.62574 | 0.60779 | 0 | 47.8173
| Sublap | SCEN | Average Weekday | November | SCE 1-in-10 | 6 | 0.6593 | 0.66084 | 0.6593 | 0.66084 | 0 | 47.1671
| Sublap | SCEN | Average Weekday | November | SCE 1-in-10 | 7 | 0.70991 | 0.74783 | 0.70991 | 0.74783 | 0 | 46.6843
| Sublap | SCEN | Average Weekday | November | SCE 1-in-10 | 8 | 0.65525 | 0.68837 | 0.65525 | 0.68837 | 0 | 46.1252
| Sublap | SCEN | Average Weekday | November | SCE 1-in-10 | 9 | 0.46857 | 0.46085 | 0.46857 | 0.46085 | 0 | 47.4233
| Sublap | SCEN | Average Weekday | November | SCE 1-in-10 | 10 | 0.25285 | 0.25482 | 0.25285 | 0.25482 | 0 | 51.5032
| Sublap | SCEN | Average Weekday | November | SCE 1-in-10 | 11 | 0.070575 | 0.084468 | 0.070575 | 0.084468 | 0 | 56.4395
| Sublap | SCEN | Average Weekday | November | SCE 1-in-10 | 12 | -0.026561 | -0.028266 | -0.026561 | -0.028266 | 0 | 60.9859
| Sublap | SCEN | Average Weekday | November | SCE 1-in-10 | 13 | -0.051877 | -0.066726 | -0.051877 | -0.066726 | 0 | 64.1901
| Sublap | SCEN | Average Weekday | November | SCE 1-in-10 | 14 | 0.018464 | -0.012869 | 0.018464 | -0.012869 | 0 | 66.3078
| Sublap | SCEN | Average Weekday | November | SCE 1-in-10 | 15 | 0.12888 | 0.10273 | 0.12888 | 0.10273 | 0 | 67.703
| Sublap | SCEN | Average Weekday | November | SCE 1-in-10 | 16 | 0.29867 | 0.27872 | 0.29867 | 0.27872 | 0 | 68.349
| Sublap | SCEN | Average Weekday | November | SCE 1-in-10 | 17 | 0.53414 | 0.52397 | 0.53414 | 0.52397 | 0 | 67.9862
| Sublap | SCEN | Average Weekday | November | SCE 1-in-10 | 18 | 0.81787 | 0.79142 | 0.81787 | 0.79142 | 0 | 66.4434
| Sublap | SCEN | Average Weekday | November | SCE 1-in-10 | 19 | 1.0171 | 0.96171 | 1.0171 | 0.96171 | 0 | 63.6928
| Sublap | SCEN | Average Weekday | November | SCE 1-in-10 | 20 | 1.1045 | 1.0403 | 1.1045 | 1.0403 | 0 | 61.0126
| Sublap | SCEN | Average Weekday | November | SCE 1-in-10 | 21 | 1.0965 | 1.0566 | 1.0965 | 1.0566 | 0 | 58.5636
| Sublap | SCEN | Average Weekday | November | SCE 1-in-10 | 22 | 1.0146 | 0.98993 | 1.0146 | 0.98993 | 0 | 56.1916
| Sublap | SCEN | Average Weekday | November | SCE 1-in-10 | 23 | 0.90324 | 0.89364 | 0.90324 | 0.89364 | 0 | 54.3389
| Sublap | SCEN | Average Weekday | November | SCE 1-in-10 | 24 | 0.78305 | 0.77332 | 0.78305 | 0.77332 | 0 | 52.8277
| Sublap | SCEN | Average Weekday | November | SCE 1-in-2 | 1 | 0.70271 | 0.68697 | 0.70271 | 0.68697 | 0 | 52.5591
| Sublap | SCEN | Average Weekday | November | SCE 1-in-2 | 2 | 0.65088 | 0.63035 | 0.65088 | 0.63035 | 0 | 51.4398
| Sublap | SCEN | Average Weekday | November | SCE 1-in-2 | 3 | 0.62422 | 0.60023 | 0.62422 | 0.60023 | 0 | 50.5419
| Sublap | SCEN | Average Weekday | November | SCE 1-in-2 | 4 | 0.60873 | 0.58524 | 0.60873 | 0.58524 | 0 | 49.77
| Sublap | SCEN | Average Weekday | November | SCE 1-in-2 | 5 | 0.61531 | 0.59736 | 0.61531 | 0.59736 | 0 | 49.0739
| Sublap | SCEN | Average Weekday | November | SCE 1-in-2 | 6 | 0.6483 | 0.64984 | 0.6483 | 0.64984 | 0 | 48.4725
| Sublap | SCEN | Average Weekday | November | SCE 1-in-2 | 7 | 0.69839 | 0.7363 | 0.69839 | 0.7363 | 0 | 48.0471
| Sublap | SCEN | Average Weekday | November | SCE 1-in-2 | 8 | 0.64263 | 0.67575 | 0.64263 | 0.67575 | 0 | 47.7589
| Sublap | SCEN | Average Weekday | November | SCE 1-in-2 | 9 | 0.45662 | 0.4489 | 0.45662 | 0.4489 | 0 | 49.0915
| Sublap | SCEN | Average Weekday | November | SCE 1-in-2 | 10 | 0.24126 | 0.24323 | 0.24126 | 0.24323 | 0 | 53.0932
| Sublap | SCEN | Average Weekday | November | SCE 1-in-2 | 11 | 0.059729 | 0.073622 | 0.059729 | 0.073622 | 0 | 57.8751
| Sublap | SCEN | Average Weekday | November | SCE 1-in-2 | 12 | -0.041351 | -0.043055 | -0.041351 | -0.043055 | 0 | 62.1905
| Sublap | SCEN | Average Weekday | November | SCE 1-in-2 | 13 | -0.063577 | -0.078426 | -0.063577 | -0.078426 | 0 | 65.2595
| Sublap | SCEN | Average Weekday | November | SCE 1-in-2 | 14 | 0.0051723 | -0.02616 | 0.0051723 | -0.02616 | 0 | 67.2675
| Sublap | SCEN | Average Weekday | November | SCE 1-in-2 | 15 | 0.11437 | 0.08822 | 0.11437 | 0.08822 | 0 | 68.439
| Sublap | SCEN | Average Weekday | November | SCE 1-in-2 | 16 | 0.28345 | 0.2635 | 0.28345 | 0.2635 | 0 | 68.8895
| Sublap | SCEN | Average Weekday | November | SCE 1-in-2 | 17 | 0.51271 | 0.50255 | 0.51271 | 0.50255 | 0 | 68.2218
| Sublap | SCEN | Average Weekday | November | SCE 1-in-2 | 18 | 0.79218 | 0.76573 | 0.79218 | 0.76573 | 0 | 66.2698
| Sublap | SCEN | Average Weekday | November | SCE 1-in-2 | 19 | 0.99816 | 0.94276 | 0.99816 | 0.94276 | 0 | 63.4606
| Sublap | SCEN | Average Weekday | November | SCE 1-in-2 | 20 | 1.0912 | 1.027 | 1.0912 | 1.027 | 0 | 61.0666
| Sublap | SCEN | Average Weekday | November | SCE 1-in-2 | 21 | 1.0852 | 1.0453 | 1.0852 | 1.0453 | 0 | 58.9409
| Sublap | SCEN | Average Weekday | November | SCE 1-in-2 | 22 | 1.0036 | 0.97895 | 1.0036 | 0.97895 | 0 | 56.792
| Sublap | SCEN | Average Weekday | November | SCE 1-in-2 | 23 | 0.89276 | 0.88317 | 0.89276 | 0.88317 | 0 | 55.1888
| Sublap | SCEN | Average Weekday | November | SCE 1-in-2 | 24 | 0.77329 | 0.76356 | 0.77329 | 0.76356 | 0 | 53.8665
| Sublap | SCEN | Average Weekday | October | CAISO 1-in-10 | 1 | 0.81426 | 0.79853 | 0.81426 | 0.79853 | 0 | 63.91
| Sublap | SCEN | Average Weekday | October | CAISO 1-in-10 | 2 | 0.73829 | 0.71775 | 0.73829 | 0.71775 | 0 | 62.7127
| Sublap | SCEN | Average Weekday | October | CAISO 1-in-10 | 3 | 0.69188 | 0.66789 | 0.69188 | 0.66789 | 0 | 61.5892
| Sublap | SCEN | Average Weekday | October | CAISO 1-in-10 | 4 | 0.65279 | 0.6293 | 0.65279 | 0.6293 | 0 | 60.5069
| Sublap | SCEN | Average Weekday | October | CAISO 1-in-10 | 5 | 0.63292 | 0.61496 | 0.63292 | 0.61496 | 0 | 59.5198
| Sublap | SCEN | Average Weekday | October | CAISO 1-in-10 | 6 | 0.63912 | 0.64066 | 0.63912 | 0.64066 | 0 | 58.8858
| Sublap | SCEN | Average Weekday | October | CAISO 1-in-10 | 7 | 0.64093 | 0.67885 | 0.64093 | 0.67885 | 0 | 58.1714
| Sublap | SCEN | Average Weekday | October | CAISO 1-in-10 | 8 | 0.56112 | 0.59424 | 0.56112 | 0.59424 | 0 | 57.596
| Sublap | SCEN | Average Weekday | October | CAISO 1-in-10 | 9 | 0.37867 | 0.37095 | 0.37867 | 0.37095 | 0 | 57.8035
| Sublap | SCEN | Average Weekday | October | CAISO 1-in-10 | 10 | 0.13239 | 0.13436 | 0.13239 | 0.13436 | 0 | 60.9737
| Sublap | SCEN | Average Weekday | October | CAISO 1-in-10 | 11 | -0.048309 | -0.034415 | -0.048309 | -0.034415 | 0 | 66.1167
| Sublap | SCEN | Average Weekday | October | CAISO 1-in-10 | 12 | -0.15539 | -0.15709 | -0.15539 | -0.15709 | 0 | 71.1297
| Sublap | SCEN | Average Weekday | October | CAISO 1-in-10 | 13 | -0.15935 | -0.1742 | -0.15935 | -0.1742 | 0 | 75.2107
| Sublap | SCEN | Average Weekday | October | CAISO 1-in-10 | 14 | -0.061167 | -0.092499 | -0.061167 | -0.092499 | 0 | 77.9905
| Sublap | SCEN | Average Weekday | October | CAISO 1-in-10 | 15 | 0.12503 | 0.098877 | 0.12503 | 0.098877 | 0 | 79.7844
| Sublap | SCEN | Average Weekday | October | CAISO 1-in-10 | 16 | 0.41575 | 0.39581 | 0.41575 | 0.39581 | 0 | 81.0298
| Sublap | SCEN | Average Weekday | October | CAISO 1-in-10 | 17 | 0.76569 | 0.75553 | -0.1043 | -0.11447 | 0.13676 | 81.3855
| Sublap | SCEN | Average Weekday | October | CAISO 1-in-10 | 18 | 1.1227 | 1.0963 | 0.3491 | 0.54908 | 0.31518 | 80.6826
| Sublap | SCEN | Average Weekday | October | CAISO 1-in-10 | 19 | 1.3578 | 1.3024 | 0.68255 | 0.86159 | 0.25146 | 78.7971
| Sublap | SCEN | Average Weekday | October | CAISO 1-in-10 | 20 | 1.4158 | 1.3516 | 0.94011 | 1.0161 | 0.12557 | 75.4351
| Sublap | SCEN | Average Weekday | October | CAISO 1-in-10 | 21 | 1.4014 | 1.3615 | 0.91311 | 1.0134 | 0.14038 | 72.6799
| Sublap | SCEN | Average Weekday | October | CAISO 1-in-10 | 22 | 1.3032 | 1.2786 | 1.808 | 1.8793 | 0.15505 | 70.1337
| Sublap | SCEN | Average Weekday | October | CAISO 1-in-10 | 23 | 1.1386 | 1.129 | 1.1386 | 1.129 | 0 | 67.7095
| Sublap | SCEN | Average Weekday | October | CAISO 1-in-10 | 24 | 0.94215 | 0.93242 | 0.94215 | 0.93242 | 0 | 65.3882
| Sublap | SCEN | Average Weekday | October | CAISO 1-in-2 | 1 | 0.75106 | 0.73532 | 0.75106 | 0.73532 | 0 | 61.4118
| Sublap | SCEN | Average Weekday | October | CAISO 1-in-2 | 2 | 0.67657 | 0.65603 | 0.67657 | 0.65603 | 0 | 59.9883
| Sublap | SCEN | Average Weekday | October | CAISO 1-in-2 | 3 | 0.63271 | 0.60872 | 0.63271 | 0.60872 | 0 | 58.9771
| Sublap | SCEN | Average Weekday | October | CAISO 1-in-2 | 4 | 0.60307 | 0.57957 | 0.60307 | 0.57957 | 0 | 58.0258
| Sublap | SCEN | Average Weekday | October | CAISO 1-in-2 | 5 | 0.59284 | 0.57489 | 0.59284 | 0.57489 | 0 | 56.9342
| Sublap | SCEN | Average Weekday | October | CAISO 1-in-2 | 6 | 0.60833 | 0.60987 | 0.60833 | 0.60987 | 0 | 56.018
| Sublap | SCEN | Average Weekday | October | CAISO 1-in-2 | 7 | 0.62453 | 0.66245 | 0.62453 | 0.66245 | 0 | 55.3194
| Sublap | SCEN | Average Weekday | October | CAISO 1-in-2 | 8 | 0.55335 | 0.58647 | 0.55335 | 0.58647 | 0 | 54.66
| Sublap | SCEN | Average Weekday | October | CAISO 1-in-2 | 9 | 0.37227 | 0.36455 | 0.37227 | 0.36455 | 0 | 54.6918
| Sublap | SCEN | Average Weekday | October | CAISO 1-in-2 | 10 | 0.15575 | 0.15772 | 0.15575 | 0.15772 | 0 | 57.9996
| Sublap | SCEN | Average Weekday | October | CAISO 1-in-2 | 11 | -0.027581 | -0.013687 | -0.027581 | -0.013687 | 0 | 62.9519
| Sublap | SCEN | Average Weekday | October | CAISO 1-in-2 | 12 | -0.13432 | -0.13603 | -0.13432 | -0.13603 | 0 | 67.726
| Sublap | SCEN | Average Weekday | October | CAISO 1-in-2 | 13 | -0.17164 | -0.18649 | -0.17164 | -0.18649 | 0 | 71.6525
| Sublap | SCEN | Average Weekday | October | CAISO 1-in-2 | 14 | -0.13556 | -0.1669 | -0.13556 | -0.1669 | 0 | 74.5719
| Sublap | SCEN | Average Weekday | October | CAISO 1-in-2 | 15 | -0.018261 | -0.044409 | -0.018261 | -0.044409 | 0 | 76.4146
| Sublap | SCEN | Average Weekday | October | CAISO 1-in-2 | 16 | 0.19118 | 0.17123 | 0.19118 | 0.17123 | 0 | 77.6039
| Sublap | SCEN | Average Weekday | October | CAISO 1-in-2 | 17 | 0.46623 | 0.45607 | 0.17677 | 0.1666 | 0.16017 | 77.9208
| Sublap | SCEN | Average Weekday | October | CAISO 1-in-2 | 18 | 0.78778 | 0.76133 | 0.56301 | 0.53656 | 0.11239 | 77.1797
| Sublap | SCEN | Average Weekday | October | CAISO 1-in-2 | 19 | 1.0437 | 0.98834 | 0.82126 | 0.76586 | 0.11124 | 75.1756
| Sublap | SCEN | Average Weekday | October | CAISO 1-in-2 | 20 | 1.1634 | 1.0992 | 0.93268 | 0.86849 | 0.14467 | 71.885
| Sublap | SCEN | Average Weekday | October | CAISO 1-in-2 | 21 | 1.183 | 1.143 | 0.91552 | 0.87562 | 0.16081 | 68.8973
| Sublap | SCEN | Average Weekday | October | CAISO 1-in-2 | 22 | 1.1061 | 1.0814 | 1.5171 | 1.4925 | 0.18005 | 66.4248
| Sublap | SCEN | Average Weekday | October | CAISO 1-in-2 | 23 | 0.9799 | 0.9703 | 0.9799 | 0.9703 | 0 | 64.2993
| Sublap | SCEN | Average Weekday | October | CAISO 1-in-2 | 24 | 0.83817 | 0.82844 | 0.83817 | 0.82844 | 0 | 62.4404
| Sublap | SCEN | Average Weekday | October | SCE 1-in-10 | 1 | 0.81426 | 0.79853 | 0.81426 | 0.79853 | 0 | 63.91
| Sublap | SCEN | Average Weekday | October | SCE 1-in-10 | 2 | 0.73829 | 0.71775 | 0.73829 | 0.71775 | 0 | 62.7127
| Sublap | SCEN | Average Weekday | October | SCE 1-in-10 | 3 | 0.69188 | 0.66789 | 0.69188 | 0.66789 | 0 | 61.5892
| Sublap | SCEN | Average Weekday | October | SCE 1-in-10 | 4 | 0.65279 | 0.6293 | 0.65279 | 0.6293 | 0 | 60.5069
| Sublap | SCEN | Average Weekday | October | SCE 1-in-10 | 5 | 0.63292 | 0.61496 | 0.63292 | 0.61496 | 0 | 59.5198
| Sublap | SCEN | Average Weekday | October | SCE 1-in-10 | 6 | 0.63912 | 0.64066 | 0.63912 | 0.64066 | 0 | 58.8858
| Sublap | SCEN | Average Weekday | October | SCE 1-in-10 | 7 | 0.64093 | 0.67885 | 0.64093 | 0.67885 | 0 | 58.1714
| Sublap | SCEN | Average Weekday | October | SCE 1-in-10 | 8 | 0.56112 | 0.59424 | 0.56112 | 0.59424 | 0 | 57.596
| Sublap | SCEN | Average Weekday | October | SCE 1-in-10 | 9 | 0.37867 | 0.37095 | 0.37867 | 0.37095 | 0 | 57.8035
| Sublap | SCEN | Average Weekday | October | SCE 1-in-10 | 10 | 0.13239 | 0.13436 | 0.13239 | 0.13436 | 0 | 60.9737
| Sublap | SCEN | Average Weekday | October | SCE 1-in-10 | 11 | -0.048309 | -0.034415 | -0.048309 | -0.034415 | 0 | 66.1167
| Sublap | SCEN | Average Weekday | October | SCE 1-in-10 | 12 | -0.15539 | -0.15709 | -0.15539 | -0.15709 | 0 | 71.1297
| Sublap | SCEN | Average Weekday | October | SCE 1-in-10 | 13 | -0.15935 | -0.1742 | -0.15935 | -0.1742 | 0 | 75.2107
| Sublap | SCEN | Average Weekday | October | SCE 1-in-10 | 14 | -0.061167 | -0.092499 | -0.061167 | -0.092499 | 0 | 77.9905
| Sublap | SCEN | Average Weekday | October | SCE 1-in-10 | 15 | 0.12503 | 0.098877 | 0.12503 | 0.098877 | 0 | 79.7844
| Sublap | SCEN | Average Weekday | October | SCE 1-in-10 | 16 | 0.41575 | 0.39581 | 0.41575 | 0.39581 | 0 | 81.0298
| Sublap | SCEN | Average Weekday | October | SCE 1-in-10 | 17 | 0.76569 | 0.75553 | -0.1043 | -0.11447 | 0.13676 | 81.3855
| Sublap | SCEN | Average Weekday | October | SCE 1-in-10 | 18 | 1.1227 | 1.0963 | 0.3491 | 0.54908 | 0.31518 | 80.6826
| Sublap | SCEN | Average Weekday | October | SCE 1-in-10 | 19 | 1.3578 | 1.3024 | 0.68255 | 0.86159 | 0.25146 | 78.7971
| Sublap | SCEN | Average Weekday | October | SCE 1-in-10 | 20 | 1.4158 | 1.3516 | 0.94011 | 1.0161 | 0.12557 | 75.4351
| Sublap | SCEN | Average Weekday | October | SCE 1-in-10 | 21 | 1.4014 | 1.3615 | 0.91311 | 1.0134 | 0.14038 | 72.6799
| Sublap | SCEN | Average Weekday | October | SCE 1-in-10 | 22 | 1.3032 | 1.2786 | 1.808 | 1.8793 | 0.15505 | 70.1337
| Sublap | SCEN | Average Weekday | October | SCE 1-in-10 | 23 | 1.1386 | 1.129 | 1.1386 | 1.129 | 0 | 67.7095
| Sublap | SCEN | Average Weekday | October | SCE 1-in-10 | 24 | 0.94215 | 0.93242 | 0.94215 | 0.93242 | 0 | 65.3882
| Sublap | SCEN | Average Weekday | October | SCE 1-in-2 | 1 | 0.75106 | 0.73532 | 0.75106 | 0.73532 | 0 | 61.4118
| Sublap | SCEN | Average Weekday | October | SCE 1-in-2 | 2 | 0.67657 | 0.65603 | 0.67657 | 0.65603 | 0 | 59.9883
| Sublap | SCEN | Average Weekday | October | SCE 1-in-2 | 3 | 0.63271 | 0.60872 | 0.63271 | 0.60872 | 0 | 58.9771
| Sublap | SCEN | Average Weekday | October | SCE 1-in-2 | 4 | 0.60307 | 0.57957 | 0.60307 | 0.57957 | 0 | 58.0258
| Sublap | SCEN | Average Weekday | October | SCE 1-in-2 | 5 | 0.59284 | 0.57489 | 0.59284 | 0.57489 | 0 | 56.9342
| Sublap | SCEN | Average Weekday | October | SCE 1-in-2 | 6 | 0.60833 | 0.60987 | 0.60833 | 0.60987 | 0 | 56.018
| Sublap | SCEN | Average Weekday | October | SCE 1-in-2 | 7 | 0.62453 | 0.66245 | 0.62453 | 0.66245 | 0 | 55.3194
| Sublap | SCEN | Average Weekday | October | SCE 1-in-2 | 8 | 0.55335 | 0.58647 | 0.55335 | 0.58647 | 0 | 54.66
| Sublap | SCEN | Average Weekday | October | SCE 1-in-2 | 9 | 0.37227 | 0.36455 | 0.37227 | 0.36455 | 0 | 54.6918
| Sublap | SCEN | Average Weekday | October | SCE 1-in-2 | 10 | 0.15575 | 0.15772 | 0.15575 | 0.15772 | 0 | 57.9996
| Sublap | SCEN | Average Weekday | October | SCE 1-in-2 | 11 | -0.027581 | -0.013687 | -0.027581 | -0.013687 | 0 | 62.9519
| Sublap | SCEN | Average Weekday | October | SCE 1-in-2 | 12 | -0.13432 | -0.13603 | -0.13432 | -0.13603 | 0 | 67.726
| Sublap | SCEN | Average Weekday | October | SCE 1-in-2 | 13 | -0.17164 | -0.18649 | -0.17164 | -0.18649 | 0 | 71.6525
| Sublap | SCEN | Average Weekday | October | SCE 1-in-2 | 14 | -0.13556 | -0.1669 | -0.13556 | -0.1669 | 0 | 74.5719
| Sublap | SCEN | Average Weekday | October | SCE 1-in-2 | 15 | -0.018261 | -0.044409 | -0.018261 | -0.044409 | 0 | 76.4146
| Sublap | SCEN | Average Weekday | October | SCE 1-in-2 | 16 | 0.19118 | 0.17123 | 0.19118 | 0.17123 | 0 | 77.6039
| Sublap | SCEN | Average Weekday | October | SCE 1-in-2 | 17 | 0.46623 | 0.45607 | 0.17677 | 0.1666 | 0.16017 | 77.9208
| Sublap | SCEN | Average Weekday | October | SCE 1-in-2 | 18 | 0.78778 | 0.76133 | 0.56301 | 0.53656 | 0.11239 | 77.1797
| Sublap | SCEN | Average Weekday | October | SCE 1-in-2 | 19 | 1.0437 | 0.98834 | 0.82126 | 0.76586 | 0.11124 | 75.1756
| Sublap | SCEN | Average Weekday | October | SCE 1-in-2 | 20 | 1.1634 | 1.0992 | 0.93268 | 0.86849 | 0.14467 | 71.885
| Sublap | SCEN | Average Weekday | October | SCE 1-in-2 | 21 | 1.183 | 1.143 | 0.91552 | 0.87562 | 0.16081 | 68.8973
| Sublap | SCEN | Average Weekday | October | SCE 1-in-2 | 22 | 1.1061 | 1.0814 | 1.5171 | 1.4925 | 0.18005 | 66.4248
| Sublap | SCEN | Average Weekday | October | SCE 1-in-2 | 23 | 0.9799 | 0.9703 | 0.9799 | 0.9703 | 0 | 64.2993
| Sublap | SCEN | Average Weekday | October | SCE 1-in-2 | 24 | 0.83817 | 0.82844 | 0.83817 | 0.82844 | 0 | 62.4404
| Sublap | SCEN | Average Weekday | September | CAISO 1-in-10 | 1 | 1.1887 | 1.173 | 1.1887 | 1.173 | 0 | 70.895
| Sublap | SCEN | Average Weekday | September | CAISO 1-in-10 | 2 | 1.0129 | 0.99236 | 1.0129 | 0.99236 | 0 | 69.5036
| Sublap | SCEN | Average Weekday | September | CAISO 1-in-10 | 3 | 0.88827 | 0.86428 | 0.88827 | 0.86428 | 0 | 68.1771
| Sublap | SCEN | Average Weekday | September | CAISO 1-in-10 | 4 | 0.80173 | 0.77823 | 0.80173 | 0.77823 | 0 | 67.1736
| Sublap | SCEN | Average Weekday | September | CAISO 1-in-10 | 5 | 0.73966 | 0.7217 | 0.73966 | 0.7217 | 0 | 65.9474
| Sublap | SCEN | Average Weekday | September | CAISO 1-in-10 | 6 | 0.72626 | 0.7278 | 0.72626 | 0.7278 | 0 | 64.8671
| Sublap | SCEN | Average Weekday | September | CAISO 1-in-10 | 7 | 0.70899 | 0.74691 | 0.70899 | 0.74691 | 0 | 64.1759
| Sublap | SCEN | Average Weekday | September | CAISO 1-in-10 | 8 | 0.62948 | 0.6626 | 0.62948 | 0.6626 | 0 | 63.528
| Sublap | SCEN | Average Weekday | September | CAISO 1-in-10 | 9 | 0.46651 | 0.45879 | 0.46651 | 0.45879 | 0 | 64.794
| Sublap | SCEN | Average Weekday | September | CAISO 1-in-10 | 10 | 0.32525 | 0.32722 | 0.32525 | 0.32722 | 0 | 68.6942
| Sublap | SCEN | Average Weekday | September | CAISO 1-in-10 | 11 | 0.23816 | 0.25206 | 0.23816 | 0.25206 | 0 | 73.6953
| Sublap | SCEN | Average Weekday | September | CAISO 1-in-10 | 12 | 0.24536 | 0.24366 | 0.24536 | 0.24366 | 0 | 78.4694
| Sublap | SCEN | Average Weekday | September | CAISO 1-in-10 | 13 | 0.35866 | 0.34381 | 0.35866 | 0.34381 | 0 | 82.6182
| Sublap | SCEN | Average Weekday | September | CAISO 1-in-10 | 14 | 0.5715 | 0.54016 | 0.5715 | 0.54016 | 0 | 85.7441
| Sublap | SCEN | Average Weekday | September | CAISO 1-in-10 | 15 | 0.85948 | 0.83333 | 0.85948 | 0.83333 | 0 | 87.7274
| Sublap | SCEN | Average Weekday | September | CAISO 1-in-10 | 16 | 1.2294 | 1.2094 | 1.2294 | 1.2094 | 0 | 88.9093
| Sublap | SCEN | Average Weekday | September | CAISO 1-in-10 | 17 | 1.6197 | 1.6095 | 0.40646 | 0.42351 | 0.086015 | 89.1316
| Sublap | SCEN | Average Weekday | September | CAISO 1-in-10 | 18 | 1.9935 | 1.9671 | 1.1684 | 1.3684 | 0.21204 | 88.4801
| Sublap | SCEN | Average Weekday | September | CAISO 1-in-10 | 19 | 2.1931 | 2.1377 | 1.5568 | 1.7358 | 0.16993 | 86.6994
| Sublap | SCEN | Average Weekday | September | CAISO 1-in-10 | 20 | 2.164 | 2.0998 | 1.7256 | 1.8016 | 0.082634 | 83.5291
| Sublap | SCEN | Average Weekday | September | CAISO 1-in-10 | 21 | 2.0581 | 2.0181 | 1.6015 | 1.7017 | 0.10348 | 79.5721
| Sublap | SCEN | Average Weekday | September | CAISO 1-in-10 | 22 | 1.9052 | 1.8806 | 2.4299 | 2.5012 | 0.11037 | 76.869
| Sublap | SCEN | Average Weekday | September | CAISO 1-in-10 | 23 | 1.6616 | 1.652 | 1.6616 | 1.7134 | 0 | 74.5295
| Sublap | SCEN | Average Weekday | September | CAISO 1-in-10 | 24 | 1.3772 | 1.3675 | 1.3772 | 1.3675 | 0 | 72.4003
| Sublap | SCEN | Average Weekday | September | CAISO 1-in-2 | 1 | 1.1252 | 1.1095 | 1.1252 | 1.1095 | 0 | 69.6415
| Sublap | SCEN | Average Weekday | September | CAISO 1-in-2 | 2 | 0.94838 | 0.92784 | 0.94838 | 0.92784 | 0 | 68.0652
| Sublap | SCEN | Average Weekday | September | CAISO 1-in-2 | 3 | 0.84661 | 0.82262 | 0.84661 | 0.82262 | 0 | 66.8456
| Sublap | SCEN | Average Weekday | September | CAISO 1-in-2 | 4 | 0.77339 | 0.74989 | 0.77339 | 0.74989 | 0 | 65.5203
| Sublap | SCEN | Average Weekday | September | CAISO 1-in-2 | 5 | 0.72715 | 0.70919 | 0.72715 | 0.70919 | 0 | 64.3526
| Sublap | SCEN | Average Weekday | September | CAISO 1-in-2 | 6 | 0.71324 | 0.71478 | 0.71324 | 0.71478 | 0 | 63.3216
| Sublap | SCEN | Average Weekday | September | CAISO 1-in-2 | 7 | 0.698 | 0.73592 | 0.698 | 0.73592 | 0 | 62.6346
| Sublap | SCEN | Average Weekday | September | CAISO 1-in-2 | 8 | 0.61774 | 0.65087 | 0.61774 | 0.65087 | 0 | 62.0106
| Sublap | SCEN | Average Weekday | September | CAISO 1-in-2 | 9 | 0.45494 | 0.44722 | 0.45494 | 0.44722 | 0 | 63.2732
| Sublap | SCEN | Average Weekday | September | CAISO 1-in-2 | 10 | 0.29755 | 0.29952 | 0.29755 | 0.29952 | 0 | 67.5514
| Sublap | SCEN | Average Weekday | September | CAISO 1-in-2 | 11 | 0.20604 | 0.21994 | 0.20604 | 0.21994 | 0 | 72.9077
| Sublap | SCEN | Average Weekday | September | CAISO 1-in-2 | 12 | 0.18948 | 0.18778 | 0.18948 | 0.18778 | 0 | 78.3928
| Sublap | SCEN | Average Weekday | September | CAISO 1-in-2 | 13 | 0.29095 | 0.2761 | 0.29095 | 0.2761 | 0 | 83.0286
| Sublap | SCEN | Average Weekday | September | CAISO 1-in-2 | 14 | 0.50504 | 0.47371 | 0.50504 | 0.47371 | 0 | 86.2735
| Sublap | SCEN | Average Weekday | September | CAISO 1-in-2 | 15 | 0.79097 | 0.76482 | 0.79097 | 0.76482 | 0 | 88.1424
| Sublap | SCEN | Average Weekday | September | CAISO 1-in-2 | 16 | 1.1574 | 1.1374 | 1.1574 | 1.1374 | 0 | 89.0802
| Sublap | SCEN | Average Weekday | September | CAISO 1-in-2 | 17 | 1.5455 | 1.5353 | 0.33145 | 0.34851 | 0.085506 | 89.2128
| Sublap | SCEN | Average Weekday | September | CAISO 1-in-2 | 18 | 1.9132 | 1.8867 | 1.0886 | 1.2886 | 0.21306 | 88.402
| Sublap | SCEN | Average Weekday | September | CAISO 1-in-2 | 19 | 2.1136 | 2.0582 | 1.4771 | 1.6561 | 0.17037 | 86.6565
| Sublap | SCEN | Average Weekday | September | CAISO 1-in-2 | 20 | 2.0983 | 2.0341 | 1.6604 | 1.7364 | 0.082131 | 83.6255
| Sublap | SCEN | Average Weekday | September | CAISO 1-in-2 | 21 | 2.0003 | 1.9604 | 1.5436 | 1.6439 | 0.1036 | 79.5485
| Sublap | SCEN | Average Weekday | September | CAISO 1-in-2 | 22 | 1.8438 | 1.8192 | 2.3666 | 2.4379 | 0.11454 | 76.2308
| Sublap | SCEN | Average Weekday | September | CAISO 1-in-2 | 23 | 1.6052 | 1.5956 | 1.6052 | 1.6373 | 0 | 73.5889
| Sublap | SCEN | Average Weekday | September | CAISO 1-in-2 | 24 | 1.3297 | 1.32 | 1.3297 | 1.32 | 0 | 71.4519
| Sublap | SCEN | Average Weekday | September | SCE 1-in-10 | 1 | 1.1887 | 1.173 | 1.1887 | 1.173 | 0 | 70.895
| Sublap | SCEN | Average Weekday | September | SCE 1-in-10 | 2 | 1.0129 | 0.99236 | 1.0129 | 0.99236 | 0 | 69.5036
| Sublap | SCEN | Average Weekday | September | SCE 1-in-10 | 3 | 0.88827 | 0.86428 | 0.88827 | 0.86428 | 0 | 68.1771
| Sublap | SCEN | Average Weekday | September | SCE 1-in-10 | 4 | 0.80173 | 0.77823 | 0.80173 | 0.77823 | 0 | 67.1736
| Sublap | SCEN | Average Weekday | September | SCE 1-in-10 | 5 | 0.73966 | 0.7217 | 0.73966 | 0.7217 | 0 | 65.9474
| Sublap | SCEN | Average Weekday | September | SCE 1-in-10 | 6 | 0.72626 | 0.7278 | 0.72626 | 0.7278 | 0 | 64.8671
| Sublap | SCEN | Average Weekday | September | SCE 1-in-10 | 7 | 0.70899 | 0.74691 | 0.70899 | 0.74691 | 0 | 64.1759
| Sublap | SCEN | Average Weekday | September | SCE 1-in-10 | 8 | 0.62948 | 0.6626 | 0.62948 | 0.6626 | 0 | 63.528
| Sublap | SCEN | Average Weekday | September | SCE 1-in-10 | 9 | 0.46651 | 0.45879 | 0.46651 | 0.45879 | 0 | 64.794
| Sublap | SCEN | Average Weekday | September | SCE 1-in-10 | 10 | 0.32525 | 0.32722 | 0.32525 | 0.32722 | 0 | 68.6942
| Sublap | SCEN | Average Weekday | September | SCE 1-in-10 | 11 | 0.23816 | 0.25206 | 0.23816 | 0.25206 | 0 | 73.6953
| Sublap | SCEN | Average Weekday | September | SCE 1-in-10 | 12 | 0.24536 | 0.24366 | 0.24536 | 0.24366 | 0 | 78.4694
| Sublap | SCEN | Average Weekday | September | SCE 1-in-10 | 13 | 0.35866 | 0.34381 | 0.35866 | 0.34381 | 0 | 82.6182
| Sublap | SCEN | Average Weekday | September | SCE 1-in-10 | 14 | 0.5715 | 0.54016 | 0.5715 | 0.54016 | 0 | 85.7441
| Sublap | SCEN | Average Weekday | September | SCE 1-in-10 | 15 | 0.85948 | 0.83333 | 0.85948 | 0.83333 | 0 | 87.7274
| Sublap | SCEN | Average Weekday | September | SCE 1-in-10 | 16 | 1.2294 | 1.2094 | 1.2294 | 1.2094 | 0 | 88.9093
| Sublap | SCEN | Average Weekday | September | SCE 1-in-10 | 17 | 1.6197 | 1.6095 | 0.40646 | 0.42351 | 0.086015 | 89.1316
| Sublap | SCEN | Average Weekday | September | SCE 1-in-10 | 18 | 1.9935 | 1.9671 | 1.1684 | 1.3684 | 0.21204 | 88.4801
| Sublap | SCEN | Average Weekday | September | SCE 1-in-10 | 19 | 2.1931 | 2.1377 | 1.5568 | 1.7358 | 0.16993 | 86.6994
| Sublap | SCEN | Average Weekday | September | SCE 1-in-10 | 20 | 2.164 | 2.0998 | 1.7256 | 1.8016 | 0.082634 | 83.5291
| Sublap | SCEN | Average Weekday | September | SCE 1-in-10 | 21 | 2.0581 | 2.0181 | 1.6015 | 1.7017 | 0.10348 | 79.5721
| Sublap | SCEN | Average Weekday | September | SCE 1-in-10 | 22 | 1.9052 | 1.8806 | 2.4299 | 2.5012 | 0.11037 | 76.869
| Sublap | SCEN | Average Weekday | September | SCE 1-in-10 | 23 | 1.6616 | 1.652 | 1.6616 | 1.7134 | 0 | 74.5295
| Sublap | SCEN | Average Weekday | September | SCE 1-in-10 | 24 | 1.3772 | 1.3675 | 1.3772 | 1.3675 | 0 | 72.4003
| Sublap | SCEN | Average Weekday | September | SCE 1-in-2 | 1 | 1.0517 | 1.036 | 1.0517 | 1.036 | 0 | 68.4633
| Sublap | SCEN | Average Weekday | September | SCE 1-in-2 | 2 | 0.89136 | 0.87083 | 0.89136 | 0.87083 | 0 | 66.8805
| Sublap | SCEN | Average Weekday | September | SCE 1-in-2 | 3 | 0.80291 | 0.77892 | 0.80291 | 0.77892 | 0 | 65.6058
| Sublap | SCEN | Average Weekday | September | SCE 1-in-2 | 4 | 0.73461 | 0.71111 | 0.73461 | 0.71111 | 0 | 64.3933
| Sublap | SCEN | Average Weekday | September | SCE 1-in-2 | 5 | 0.69766 | 0.6797 | 0.69766 | 0.6797 | 0 | 63.2325
| Sublap | SCEN | Average Weekday | September | SCE 1-in-2 | 6 | 0.69133 | 0.69287 | 0.69133 | 0.69287 | 0 | 62.091
| Sublap | SCEN | Average Weekday | September | SCE 1-in-2 | 7 | 0.67758 | 0.7155 | 0.67758 | 0.7155 | 0 | 61.2945
| Sublap | SCEN | Average Weekday | September | SCE 1-in-2 | 8 | 0.59508 | 0.6282 | 0.59508 | 0.6282 | 0 | 60.6364
| Sublap | SCEN | Average Weekday | September | SCE 1-in-2 | 9 | 0.42736 | 0.41964 | 0.42736 | 0.41964 | 0 | 61.8336
| Sublap | SCEN | Average Weekday | September | SCE 1-in-2 | 10 | 0.23729 | 0.23926 | 0.23729 | 0.23926 | 0 | 66.0636
| Sublap | SCEN | Average Weekday | September | SCE 1-in-2 | 11 | 0.1152 | 0.12909 | 0.1152 | 0.12909 | 0 | 71.3117
| Sublap | SCEN | Average Weekday | September | SCE 1-in-2 | 12 | 0.071757 | 0.070053 | 0.071757 | 0.070053 | 0 | 76.5456
| Sublap | SCEN | Average Weekday | September | SCE 1-in-2 | 13 | 0.14569 | 0.13084 | 0.14569 | 0.13084 | 0 | 80.7899
| Sublap | SCEN | Average Weekday | September | SCE 1-in-2 | 14 | 0.32969 | 0.29836 | 0.32969 | 0.29836 | 0 | 83.9362
| Sublap | SCEN | Average Weekday | September | SCE 1-in-2 | 15 | 0.59518 | 0.56903 | 0.59518 | 0.56903 | 0 | 85.9801
| Sublap | SCEN | Average Weekday | September | SCE 1-in-2 | 16 | 0.95227 | 0.93232 | 0.95227 | 0.93232 | 0 | 87.1455
| Sublap | SCEN | Average Weekday | September | SCE 1-in-2 | 17 | 1.341 | 1.3309 | 0.14501 | 0.16206 | 0.09719 | 87.377
| Sublap | SCEN | Average Weekday | September | SCE 1-in-2 | 18 | 1.7101 | 1.6836 | 0.89755 | 1.0975 | 0.23686 | 86.5808
| Sublap | SCEN | Average Weekday | September | SCE 1-in-2 | 19 | 1.9175 | 1.8621 | 1.2718 | 1.4508 | 0.18947 | 84.7941
| Sublap | SCEN | Average Weekday | September | SCE 1-in-2 | 20 | 1.9185 | 1.8543 | 1.4721 | 1.5481 | 0.091687 | 81.8014
| Sublap | SCEN | Average Weekday | September | SCE 1-in-2 | 21 | 1.8373 | 1.7974 | 1.3725 | 1.4728 | 0.11295 | 77.7938
| Sublap | SCEN | Average Weekday | September | SCE 1-in-2 | 22 | 1.695 | 1.6704 | 2.2131 | 2.2844 | 0.12495 | 74.6491
| Sublap | SCEN | Average Weekday | September | SCE 1-in-2 | 23 | 1.4768 | 1.4672 | 1.4768 | 1.4774 | 0 | 72.0714
| Sublap | SCEN | Average Weekday | September | SCE 1-in-2 | 24 | 1.2218 | 1.212 | 1.2218 | 1.212 | 0 | 69.9356
| Sublap | SCEN | Monthly System Peak Day | April | CAISO 1-in-10 | 1 | 0.9176 | 0.90186 | 0.9176 | 0.90186 | 0 | 65.2307
| Sublap | SCEN | Monthly System Peak Day | April | CAISO 1-in-10 | 2 | 0.79445 | 0.77391 | 0.79445 | 0.77391 | 0 | 62.4839
| Sublap | SCEN | Monthly System Peak Day | April | CAISO 1-in-10 | 3 | 0.74132 | 0.71733 | 0.74132 | 0.71733 | 0 | 60.5103
| Sublap | SCEN | Monthly System Peak Day | April | CAISO 1-in-10 | 4 | 0.70631 | 0.68281 | 0.70631 | 0.68281 | 0 | 58.9315
| Sublap | SCEN | Monthly System Peak Day | April | CAISO 1-in-10 | 5 | 0.68468 | 0.66673 | 0.68468 | 0.66673 | 0 | 58.8087
| Sublap | SCEN | Monthly System Peak Day | April | CAISO 1-in-10 | 6 | 0.68387 | 0.68541 | 0.68387 | 0.68541 | 0 | 57.7437
| Sublap | SCEN | Monthly System Peak Day | April | CAISO 1-in-10 | 7 | 0.67563 | 0.71355 | 0.67563 | 0.71355 | 0 | 58.1832
| Sublap | SCEN | Monthly System Peak Day | April | CAISO 1-in-10 | 8 | 0.59934 | 0.63246 | 0.59934 | 0.63246 | 0 | 58.785
| Sublap | SCEN | Monthly System Peak Day | April | CAISO 1-in-10 | 9 | 0.42911 | 0.42139 | 0.42911 | 0.42139 | 0 | 62.5067
| Sublap | SCEN | Monthly System Peak Day | April | CAISO 1-in-10 | 10 | 0.24924 | 0.25121 | 0.24924 | 0.25121 | 0 | 66.8835
| Sublap | SCEN | Monthly System Peak Day | April | CAISO 1-in-10 | 11 | 0.11187 | 0.12576 | 0.11187 | 0.12576 | 0 | 72.1215
| Sublap | SCEN | Monthly System Peak Day | April | CAISO 1-in-10 | 12 | 0.073277 | 0.071573 | 0.073277 | 0.071573 | 0 | 77.3179
| Sublap | SCEN | Monthly System Peak Day | April | CAISO 1-in-10 | 13 | 0.15501 | 0.14016 | 0.15501 | 0.14016 | 0 | 81.4914
| Sublap | SCEN | Monthly System Peak Day | April | CAISO 1-in-10 | 14 | 0.34562 | 0.31429 | 0.34562 | 0.31429 | 0 | 84.083
| Sublap | SCEN | Monthly System Peak Day | April | CAISO 1-in-10 | 15 | 0.60965 | 0.5835 | 0.60965 | 0.5835 | 0 | 85.9409
| Sublap | SCEN | Monthly System Peak Day | April | CAISO 1-in-10 | 16 | 0.97109 | 0.95115 | 0.97109 | 0.95115 | 0 | 87.6122
| Sublap | SCEN | Monthly System Peak Day | April | CAISO 1-in-10 | 17 | 1.3718 | 1.3617 | 0.16167 | 0.17872 | 0.087962 | 88.8226
| Sublap | SCEN | Monthly System Peak Day | April | CAISO 1-in-10 | 18 | 1.7445 | 1.7181 | 0.91411 | 1.1141 | 0.20155 | 89.2904
| Sublap | SCEN | Monthly System Peak Day | April | CAISO 1-in-10 | 19 | 1.9445 | 1.8891 | 1.3155 | 1.4945 | 0.15485 | 88.1787
| Sublap | SCEN | Monthly System Peak Day | April | CAISO 1-in-10 | 20 | 1.9831 | 1.919 | 1.5592 | 1.6352 | 0.066473 | 86.6696
| Sublap | SCEN | Monthly System Peak Day | April | CAISO 1-in-10 | 21 | 1.9243 | 1.8844 | 1.4844 | 1.5847 | 0.084352 | 83.1998
| Sublap | SCEN | Monthly System Peak Day | April | CAISO 1-in-10 | 22 | 1.7804 | 1.7557 | 2.3124 | 2.3837 | 0.09435 | 79.3521
| Sublap | SCEN | Monthly System Peak Day | April | CAISO 1-in-10 | 23 | 1.53 | 1.5204 | 1.53 | 1.6121 | 0 | 75.985
| Sublap | SCEN | Monthly System Peak Day | April | CAISO 1-in-10 | 24 | 1.2424 | 1.2327 | 1.2424 | 1.2327 | 0 | 71.2896
| Sublap | SCEN | Monthly System Peak Day | April | CAISO 1-in-2 | 1 | 0.83227 | 0.81653 | 0.83227 | 0.81653 | 0 | 62.4551
| Sublap | SCEN | Monthly System Peak Day | April | CAISO 1-in-2 | 2 | 0.75156 | 0.73102 | 0.75156 | 0.73102 | 0 | 60.2525
| Sublap | SCEN | Monthly System Peak Day | April | CAISO 1-in-2 | 3 | 0.70319 | 0.6792 | 0.70319 | 0.6792 | 0 | 58.1673
| Sublap | SCEN | Monthly System Peak Day | April | CAISO 1-in-2 | 4 | 0.66108 | 0.63758 | 0.66108 | 0.63758 | 0 | 56.9076
| Sublap | SCEN | Monthly System Peak Day | April | CAISO 1-in-2 | 5 | 0.63928 | 0.62133 | 0.63928 | 0.62133 | 0 | 55.7233
| Sublap | SCEN | Monthly System Peak Day | April | CAISO 1-in-2 | 6 | 0.64374 | 0.64528 | 0.64374 | 0.64528 | 0 | 54.6368
| Sublap | SCEN | Monthly System Peak Day | April | CAISO 1-in-2 | 7 | 0.64282 | 0.68074 | 0.64282 | 0.68074 | 0 | 53.4965
| Sublap | SCEN | Monthly System Peak Day | April | CAISO 1-in-2 | 8 | 0.56122 | 0.59434 | 0.56122 | 0.59434 | 0 | 53.4032
| Sublap | SCEN | Monthly System Peak Day | April | CAISO 1-in-2 | 9 | 0.37833 | 0.37061 | 0.37833 | 0.37061 | 0 | 55.575
| Sublap | SCEN | Monthly System Peak Day | April | CAISO 1-in-2 | 10 | 0.12542 | 0.12739 | 0.12542 | 0.12739 | 0 | 60.1882
| Sublap | SCEN | Monthly System Peak Day | April | CAISO 1-in-2 | 11 | -0.064178 | -0.050285 | -0.064178 | -0.050285 | 0 | 67.435
| Sublap | SCEN | Monthly System Peak Day | April | CAISO 1-in-2 | 12 | -0.1847 | -0.1864 | -0.1847 | -0.1864 | 0 | 73.0513
| Sublap | SCEN | Monthly System Peak Day | April | CAISO 1-in-2 | 13 | -0.17651 | -0.19136 | -0.17651 | -0.19136 | 0 | 77.3469
| Sublap | SCEN | Monthly System Peak Day | April | CAISO 1-in-2 | 14 | -0.050888 | -0.08222 | -0.050888 | -0.08222 | 0 | 80.8063
| Sublap | SCEN | Monthly System Peak Day | April | CAISO 1-in-2 | 15 | 0.16744 | 0.14129 | 0.16744 | 0.14129 | 0 | 83.4113
| Sublap | SCEN | Monthly System Peak Day | April | CAISO 1-in-2 | 16 | 0.49179 | 0.47185 | 0.49179 | 0.47185 | 0 | 84.957
| Sublap | SCEN | Monthly System Peak Day | April | CAISO 1-in-2 | 17 | 0.86218 | 0.85201 | -0.14419 | -0.15435 | 0.10956 | 85.4765
| Sublap | SCEN | Monthly System Peak Day | April | CAISO 1-in-2 | 18 | 1.2131 | 1.1867 | 0.40968 | 0.60966 | 0.25499 | 85.2046
| Sublap | SCEN | Monthly System Peak Day | April | CAISO 1-in-2 | 19 | 1.4325 | 1.3771 | 0.78263 | 0.96166 | 0.1982 | 83.9449
| Sublap | SCEN | Monthly System Peak Day | April | CAISO 1-in-2 | 20 | 1.5174 | 1.4532 | 1.0696 | 1.1456 | 0.093305 | 81.4942
| Sublap | SCEN | Monthly System Peak Day | April | CAISO 1-in-2 | 21 | 1.4925 | 1.4526 | 1.0254 | 1.1256 | 0.11568 | 77.2813
| Sublap | SCEN | Monthly System Peak Day | April | CAISO 1-in-2 | 22 | 1.3648 | 1.3402 | 1.8769 | 1.9482 | 0.13853 | 72.603
| Sublap | SCEN | Monthly System Peak Day | April | CAISO 1-in-2 | 23 | 1.1744 | 1.1648 | 1.1744 | 1.1648 | 0 | 69.0784
| Sublap | SCEN | Monthly System Peak Day | April | CAISO 1-in-2 | 24 | 0.97296 | 0.96323 | 0.97296 | 0.96323 | 0 | 66.0148
| Sublap | SCEN | Monthly System Peak Day | April | SCE 1-in-10 | 1 | 1.1303 | 1.1146 | 1.1303 | 1.1146 | 0 | 69.7985
| Sublap | SCEN | Monthly System Peak Day | April | SCE 1-in-10 | 2 | 0.89331 | 0.87278 | 0.89331 | 0.87278 | 0 | 66.8146
| Sublap | SCEN | Monthly System Peak Day | April | SCE 1-in-10 | 3 | 0.77651 | 0.75252 | 0.77651 | 0.75252 | 0 | 64.7885
| Sublap | SCEN | Monthly System Peak Day | April | SCE 1-in-10 | 4 | 0.72941 | 0.70591 | 0.72941 | 0.70591 | 0 | 63.2636
| Sublap | SCEN | Monthly System Peak Day | April | SCE 1-in-10 | 5 | 0.69996 | 0.68201 | 0.69996 | 0.68201 | 0 | 61.0671
| Sublap | SCEN | Monthly System Peak Day | April | SCE 1-in-10 | 6 | 0.69664 | 0.69819 | 0.69664 | 0.69819 | 0 | 59.3295
| Sublap | SCEN | Monthly System Peak Day | April | SCE 1-in-10 | 7 | 0.68602 | 0.72393 | 0.68602 | 0.72393 | 0 | 58.9751
| Sublap | SCEN | Monthly System Peak Day | April | SCE 1-in-10 | 8 | 0.60836 | 0.64148 | 0.60836 | 0.64148 | 0 | 58.2737
| Sublap | SCEN | Monthly System Peak Day | April | SCE 1-in-10 | 9 | 0.43935 | 0.43163 | 0.43935 | 0.43163 | 0 | 60.1686
| Sublap | SCEN | Monthly System Peak Day | April | SCE 1-in-10 | 10 | 0.28522 | 0.28719 | 0.28522 | 0.28719 | 0 | 66.7412
| Sublap | SCEN | Monthly System Peak Day | April | SCE 1-in-10 | 11 | 0.20575 | 0.21964 | 0.20575 | 0.21964 | 0 | 72.1407
| Sublap | SCEN | Monthly System Peak Day | April | SCE 1-in-10 | 12 | 0.17734 | 0.17564 | 0.17734 | 0.17564 | 0 | 78.1062
| Sublap | SCEN | Monthly System Peak Day | April | SCE 1-in-10 | 13 | 0.26449 | 0.24965 | 0.26449 | 0.24965 | 0 | 84.0057
| Sublap | SCEN | Monthly System Peak Day | April | SCE 1-in-10 | 14 | 0.48911 | 0.45778 | 0.48911 | 0.45778 | 0 | 87.4686
| Sublap | SCEN | Monthly System Peak Day | April | SCE 1-in-10 | 15 | 0.78047 | 0.75432 | 0.78047 | 0.75432 | 0 | 89.0982
| Sublap | SCEN | Monthly System Peak Day | April | SCE 1-in-10 | 16 | 1.153 | 1.1331 | 1.153 | 1.1331 | 0 | 90.0482
| Sublap | SCEN | Monthly System Peak Day | April | SCE 1-in-10 | 17 | 1.5558 | 1.5457 | 0.32446 | 0.34151 | 0.07455 | 90.9903
| Sublap | SCEN | Monthly System Peak Day | April | SCE 1-in-10 | 18 | 1.9232 | 1.8967 | 1.0814 | 1.2814 | 0.1795 | 91.0127
| Sublap | SCEN | Monthly System Peak Day | April | SCE 1-in-10 | 19 | 2.1183 | 2.0629 | 1.4994 | 1.6785 | 0.13398 | 90.2426
| Sublap | SCEN | Monthly System Peak Day | April | SCE 1-in-10 | 20 | 2.1227 | 2.0585 | 1.6999 | 1.7759 | 0.065176 | 86.9261
| Sublap | SCEN | Monthly System Peak Day | April | SCE 1-in-10 | 21 | 2.0371 | 1.9972 | 1.5958 | 1.6961 | 0.085913 | 82.9013
| Sublap | SCEN | Monthly System Peak Day | April | SCE 1-in-10 | 22 | 1.8639 | 1.8393 | 2.3922 | 2.4635 | 0.10238 | 78.1002
| Sublap | SCEN | Monthly System Peak Day | April | SCE 1-in-10 | 23 | 1.6043 | 1.5947 | 1.6043 | 1.6517 | 0 | 74.3192
| Sublap | SCEN | Monthly System Peak Day | April | SCE 1-in-10 | 24 | 1.3278 | 1.3181 | 1.3278 | 1.3181 | 0 | 71.9563
| Sublap | SCEN | Monthly System Peak Day | April | SCE 1-in-2 | 1 | 0.82421 | 0.80847 | 0.82421 | 0.80847 | 0 | 63.1447
| Sublap | SCEN | Monthly System Peak Day | April | SCE 1-in-2 | 2 | 0.74848 | 0.72794 | 0.74848 | 0.72794 | 0 | 61.2494
| Sublap | SCEN | Monthly System Peak Day | April | SCE 1-in-2 | 3 | 0.70118 | 0.67719 | 0.70118 | 0.67719 | 0 | 59.7695
| Sublap | SCEN | Monthly System Peak Day | April | SCE 1-in-2 | 4 | 0.66168 | 0.63818 | 0.66168 | 0.63818 | 0 | 58.6952
| Sublap | SCEN | Monthly System Peak Day | April | SCE 1-in-2 | 5 | 0.6408 | 0.62285 | 0.6408 | 0.62285 | 0 | 57.6136
| Sublap | SCEN | Monthly System Peak Day | April | SCE 1-in-2 | 6 | 0.64553 | 0.64707 | 0.64553 | 0.64707 | 0 | 56.7862
| Sublap | SCEN | Monthly System Peak Day | April | SCE 1-in-2 | 7 | 0.64515 | 0.68307 | 0.64515 | 0.68307 | 0 | 55.2167
| Sublap | SCEN | Monthly System Peak Day | April | SCE 1-in-2 | 8 | 0.56467 | 0.59779 | 0.56467 | 0.59779 | 0 | 54.2256
| Sublap | SCEN | Monthly System Peak Day | April | SCE 1-in-2 | 9 | 0.38306 | 0.37534 | 0.38306 | 0.37534 | 0 | 55.2688
| Sublap | SCEN | Monthly System Peak Day | April | SCE 1-in-2 | 10 | 0.13994 | 0.14191 | 0.13994 | 0.14191 | 0 | 60.4912
| Sublap | SCEN | Monthly System Peak Day | April | SCE 1-in-2 | 11 | -0.031465 | -0.017571 | -0.031465 | -0.017571 | 0 | 66.6988
| Sublap | SCEN | Monthly System Peak Day | April | SCE 1-in-2 | 12 | -0.13255 | -0.13426 | -0.13255 | -0.13426 | 0 | 71.8442
| Sublap | SCEN | Monthly System Peak Day | April | SCE 1-in-2 | 13 | -0.13017 | -0.14502 | -0.13017 | -0.14502 | 0 | 76.3084
| Sublap | SCEN | Monthly System Peak Day | April | SCE 1-in-2 | 14 | -0.014081 | -0.045413 | -0.014081 | -0.045413 | 0 | 80.1605
| Sublap | SCEN | Monthly System Peak Day | April | SCE 1-in-2 | 15 | 0.20033 | 0.17418 | 0.20033 | 0.17418 | 0 | 82.8596
| Sublap | SCEN | Monthly System Peak Day | April | SCE 1-in-2 | 16 | 0.52024 | 0.50029 | 0.52024 | 0.50029 | 0 | 84.5183
| Sublap | SCEN | Monthly System Peak Day | April | SCE 1-in-2 | 17 | 0.88379 | 0.87362 | -0.17111 | -0.18127 | 0.11323 | 84.9171
| Sublap | SCEN | Monthly System Peak Day | April | SCE 1-in-2 | 18 | 1.2326 | 1.2061 | 0.43517 | 0.63516 | 0.26714 | 84.2866
| Sublap | SCEN | Monthly System Peak Day | April | SCE 1-in-2 | 19 | 1.4566 | 1.4012 | 0.80288 | 0.98191 | 0.20619 | 83.1707
| Sublap | SCEN | Monthly System Peak Day | April | SCE 1-in-2 | 20 | 1.5351 | 1.4709 | 1.0838 | 1.1598 | 0.097393 | 80.72
| Sublap | SCEN | Monthly System Peak Day | April | SCE 1-in-2 | 21 | 1.503 | 1.4631 | 1.0316 | 1.1318 | 0.12069 | 76.345
| Sublap | SCEN | Monthly System Peak Day | April | SCE 1-in-2 | 22 | 1.385 | 1.3604 | 1.8968 | 1.9681 | 0.13915 | 72.5097
| Sublap | SCEN | Monthly System Peak Day | April | SCE 1-in-2 | 23 | 1.1992 | 1.1896 | 1.1992 | 1.1896 | 0 | 69.5399
| Sublap | SCEN | Monthly System Peak Day | April | SCE 1-in-2 | 24 | 0.98766 | 0.97792 | 0.98766 | 0.97792 | 0 | 66.9099
| Sublap | SCEN | Monthly System Peak Day | August | CAISO 1-in-10 | 1 | 1.6927 | 1.677 | 1.6927 | 1.677 | 0 | 78.9359
| Sublap | SCEN | Monthly System Peak Day | August | CAISO 1-in-10 | 2 | 1.4496 | 1.4291 | 1.4496 | 1.4291 | 0 | 77.551
| Sublap | SCEN | Monthly System Peak Day | August | CAISO 1-in-10 | 3 | 1.2951 | 1.2711 | 1.2951 | 1.2711 | 0 | 76.6352
| Sublap | SCEN | Monthly System Peak Day | August | CAISO 1-in-10 | 4 | 1.1617 | 1.1382 | 1.1617 | 1.1382 | 0 | 75.2893
| Sublap | SCEN | Monthly System Peak Day | August | CAISO 1-in-10 | 5 | 1.0668 | 1.0488 | 1.0668 | 1.0488 | 0 | 74.0862
| Sublap | SCEN | Monthly System Peak Day | August | CAISO 1-in-10 | 6 | 1.0178 | 1.0193 | 1.0178 | 1.0193 | 0 | 72.9844
| Sublap | SCEN | Monthly System Peak Day | August | CAISO 1-in-10 | 7 | 0.96075 | 0.99867 | 0.96075 | 0.99867 | 0 | 72.0832
| Sublap | SCEN | Monthly System Peak Day | August | CAISO 1-in-10 | 8 | 0.88631 | 0.91943 | 0.88631 | 0.91943 | 0 | 71.222
| Sublap | SCEN | Monthly System Peak Day | August | CAISO 1-in-10 | 9 | 0.81554 | 0.80782 | 0.81554 | 0.80782 | 0 | 74.2069
| Sublap | SCEN | Monthly System Peak Day | August | CAISO 1-in-10 | 10 | 0.76246 | 0.76443 | 0.76246 | 0.76443 | 0 | 79.4672
| Sublap | SCEN | Monthly System Peak Day | August | CAISO 1-in-10 | 11 | 0.84753 | 0.86143 | 0.84753 | 0.86143 | 0 | 85.3573
| Sublap | SCEN | Monthly System Peak Day | August | CAISO 1-in-10 | 12 | 1.0497 | 1.048 | 1.0497 | 1.048 | 0 | 91.3317
| Sublap | SCEN | Monthly System Peak Day | August | CAISO 1-in-10 | 13 | 1.3701 | 1.3552 | 1.3701 | 1.3552 | 0 | 96.297
| Sublap | SCEN | Monthly System Peak Day | August | CAISO 1-in-10 | 14 | 1.7742 | 1.7428 | 1.7742 | 1.7428 | 0 | 99.4328
| Sublap | SCEN | Monthly System Peak Day | August | CAISO 1-in-10 | 15 | 2.2003 | 2.1742 | 2.2003 | 2.1742 | 0 | 101.1978
| Sublap | SCEN | Monthly System Peak Day | August | CAISO 1-in-10 | 16 | 2.652 | 2.6321 | 2.652 | 2.6321 | 0 | 102.3368
| Sublap | SCEN | Monthly System Peak Day | August | CAISO 1-in-10 | 17 | 3.0505 | 3.0403 | 1.7065 | 1.7236 | 0.040803 | 102.4895
| Sublap | SCEN | Monthly System Peak Day | August | CAISO 1-in-10 | 18 | 3.4131 | 3.3867 | 2.5003 | 2.7003 | 0.070561 | 101.7743
| Sublap | SCEN | Monthly System Peak Day | August | CAISO 1-in-10 | 19 | 3.5591 | 3.5037 | 2.9898 | 3.1688 | 0.045119 | 100.3295
| Sublap | SCEN | Monthly System Peak Day | August | CAISO 1-in-10 | 20 | 3.4235 | 3.3593 | 3.0479 | 3.1239 | 0.025699 | 97.1591
| Sublap | SCEN | Monthly System Peak Day | August | CAISO 1-in-10 | 21 | 3.2005 | 3.1606 | 2.8039 | 2.9042 | 0.038537 | 92.5919
| Sublap | SCEN | Monthly System Peak Day | August | CAISO 1-in-10 | 22 | 2.9425 | 2.9179 | 3.5009 | 3.5722 | 0.044376 | 88.2721
| Sublap | SCEN | Monthly System Peak Day | August | CAISO 1-in-10 | 23 | 2.5487 | 2.5391 | 2.7077 | 2.8199 | 0.038258 | 85.079
| Sublap | SCEN | Monthly System Peak Day | August | CAISO 1-in-10 | 24 | 2.1282 | 2.1185 | 2.2455 | 2.2699 | 0.025653 | 83.3905
| Sublap | SCEN | Monthly System Peak Day | August | CAISO 1-in-2 | 1 | 1.7746 | 1.7589 | 1.7746 | 1.7589 | 0 | 80.9349
| Sublap | SCEN | Monthly System Peak Day | August | CAISO 1-in-2 | 2 | 1.5122 | 1.4917 | 1.5122 | 1.4917 | 0 | 79.215
| Sublap | SCEN | Monthly System Peak Day | August | CAISO 1-in-2 | 3 | 1.3064 | 1.2824 | 1.3064 | 1.2824 | 0 | 77.1044
| Sublap | SCEN | Monthly System Peak Day | August | CAISO 1-in-2 | 4 | 1.1713 | 1.1478 | 1.1713 | 1.1478 | 0 | 75.9004
| Sublap | SCEN | Monthly System Peak Day | August | CAISO 1-in-2 | 5 | 1.0735 | 1.0556 | 1.0735 | 1.0556 | 0 | 74.7382
| Sublap | SCEN | Monthly System Peak Day | August | CAISO 1-in-2 | 6 | 1.0176 | 1.0191 | 1.0176 | 1.0191 | 0 | 73.3786
| Sublap | SCEN | Monthly System Peak Day | August | CAISO 1-in-2 | 7 | 0.96055 | 0.99847 | 0.96055 | 0.99847 | 0 | 72.4411
| Sublap | SCEN | Monthly System Peak Day | August | CAISO 1-in-2 | 8 | 0.89486 | 0.92799 | 0.89486 | 0.92799 | 0 | 71.9765
| Sublap | SCEN | Monthly System Peak Day | August | CAISO 1-in-2 | 9 | 0.80622 | 0.7985 | 0.80622 | 0.7985 | 0 | 74.4231
| Sublap | SCEN | Monthly System Peak Day | August | CAISO 1-in-2 | 10 | 0.72004 | 0.72201 | 0.72004 | 0.72201 | 0 | 78.9373
| Sublap | SCEN | Monthly System Peak Day | August | CAISO 1-in-2 | 11 | 0.7837 | 0.79759 | 0.7837 | 0.79759 | 0 | 84.0585
| Sublap | SCEN | Monthly System Peak Day | August | CAISO 1-in-2 | 12 | 0.97321 | 0.9715 | 0.97321 | 0.9715 | 0 | 89.3688
| Sublap | SCEN | Monthly System Peak Day | August | CAISO 1-in-2 | 13 | 1.2777 | 1.2629 | 1.2777 | 1.2629 | 0 | 93.0015
| Sublap | SCEN | Monthly System Peak Day | August | CAISO 1-in-2 | 14 | 1.642 | 1.6106 | 1.642 | 1.6106 | 0 | 95.9966
| Sublap | SCEN | Monthly System Peak Day | August | CAISO 1-in-2 | 15 | 2.0451 | 2.019 | 2.0451 | 2.019 | 0 | 98.217
| Sublap | SCEN | Monthly System Peak Day | August | CAISO 1-in-2 | 16 | 2.4753 | 2.4554 | 2.4753 | 2.4554 | 0 | 98.9605
| Sublap | SCEN | Monthly System Peak Day | August | CAISO 1-in-2 | 17 | 2.8712 | 2.861 | 1.5599 | 1.5769 | 0.038275 | 99.1543
| Sublap | SCEN | Monthly System Peak Day | August | CAISO 1-in-2 | 18 | 3.2413 | 3.2148 | 2.3526 | 2.5526 | 0.096743 | 98.1131
| Sublap | SCEN | Monthly System Peak Day | August | CAISO 1-in-2 | 19 | 3.4015 | 3.3461 | 2.8136 | 2.9927 | 0.073316 | 96.5426
| Sublap | SCEN | Monthly System Peak Day | August | CAISO 1-in-2 | 20 | 3.2712 | 3.207 | 2.8815 | 2.9575 | 0.03283 | 94.0846
| Sublap | SCEN | Monthly System Peak Day | August | CAISO 1-in-2 | 21 | 3.0721 | 3.0321 | 2.6667 | 2.767 | 0.046828 | 90.7012
| Sublap | SCEN | Monthly System Peak Day | August | CAISO 1-in-2 | 22 | 2.8307 | 2.8061 | 3.3852 | 3.4565 | 0.050197 | 86.9458
| Sublap | SCEN | Monthly System Peak Day | August | CAISO 1-in-2 | 23 | 2.4612 | 2.4516 | 2.608 | 2.7203 | 0.040392 | 84.4944
| Sublap | SCEN | Monthly System Peak Day | August | CAISO 1-in-2 | 24 | 2.0587 | 2.049 | 2.1711 | 2.1954 | 0.026121 | 83.088
| Sublap | SCEN | Monthly System Peak Day | August | SCE 1-in-10 | 1 | 1.8902 | 1.8745 | 1.8902 | 1.8745 | 0 | 82.9261
| Sublap | SCEN | Monthly System Peak Day | August | SCE 1-in-10 | 2 | 1.5996 | 1.5791 | 1.5996 | 1.5791 | 0 | 80.8771
| Sublap | SCEN | Monthly System Peak Day | August | SCE 1-in-10 | 3 | 1.4001 | 1.3761 | 1.4001 | 1.3761 | 0 | 79.1458
| Sublap | SCEN | Monthly System Peak Day | August | SCE 1-in-10 | 4 | 1.2329 | 1.2094 | 1.2329 | 1.2094 | 0 | 77.281
| Sublap | SCEN | Monthly System Peak Day | August | SCE 1-in-10 | 5 | 1.1216 | 1.1037 | 1.1216 | 1.1037 | 0 | 75.8083
| Sublap | SCEN | Monthly System Peak Day | August | SCE 1-in-10 | 6 | 1.0543 | 1.0558 | 1.0543 | 1.0558 | 0 | 74.1149
| Sublap | SCEN | Monthly System Peak Day | August | SCE 1-in-10 | 7 | 0.96458 | 1.0025 | 0.96458 | 1.0025 | 0 | 71.9998
| Sublap | SCEN | Monthly System Peak Day | August | SCE 1-in-10 | 8 | 0.89733 | 0.93046 | 0.89733 | 0.93046 | 0 | 71.3908
| Sublap | SCEN | Monthly System Peak Day | August | SCE 1-in-10 | 9 | 0.81445 | 0.80673 | 0.81445 | 0.80673 | 0 | 73.81
| Sublap | SCEN | Monthly System Peak Day | August | SCE 1-in-10 | 10 | 0.78559 | 0.78756 | 0.78559 | 0.78756 | 0 | 79.4985
| Sublap | SCEN | Monthly System Peak Day | August | SCE 1-in-10 | 11 | 0.90256 | 0.91646 | 0.90256 | 0.91646 | 0 | 85.1492
| Sublap | SCEN | Monthly System Peak Day | August | SCE 1-in-10 | 12 | 1.121 | 1.1192 | 1.121 | 1.1192 | 0 | 90.7777
| Sublap | SCEN | Monthly System Peak Day | August | SCE 1-in-10 | 13 | 1.4478 | 1.4329 | 1.4478 | 1.4329 | 0 | 95.4325
| Sublap | SCEN | Monthly System Peak Day | August | SCE 1-in-10 | 14 | 1.8459 | 1.8146 | 1.8459 | 1.8146 | 0 | 98.6291
| Sublap | SCEN | Monthly System Peak Day | August | SCE 1-in-10 | 15 | 2.2723 | 2.2462 | 2.2723 | 2.2462 | 0 | 100.6008
| Sublap | SCEN | Monthly System Peak Day | August | SCE 1-in-10 | 16 | 2.7204 | 2.7004 | 2.7204 | 2.7004 | 0 | 101.6356
| Sublap | SCEN | Monthly System Peak Day | August | SCE 1-in-10 | 17 | 3.1122 | 3.1021 | 1.7785 | 1.7956 | 0.038545 | 101.4468
| Sublap | SCEN | Monthly System Peak Day | August | SCE 1-in-10 | 18 | 3.4821 | 3.4557 | 2.5769 | 2.7769 | 0.07625 | 100.6218
| Sublap | SCEN | Monthly System Peak Day | August | SCE 1-in-10 | 19 | 3.6361 | 3.5807 | 3.0643 | 3.2433 | 0.048119 | 99.7943
| Sublap | SCEN | Monthly System Peak Day | August | SCE 1-in-10 | 20 | 3.4974 | 3.4332 | 3.1239 | 3.1999 | 0.025431 | 97.6223
| Sublap | SCEN | Monthly System Peak Day | August | SCE 1-in-10 | 21 | 3.2817 | 3.2418 | 2.8919 | 2.9921 | 0.032857 | 94.0771
| Sublap | SCEN | Monthly System Peak Day | August | SCE 1-in-10 | 22 | 3.0227 | 2.998 | 3.5859 | 3.6572 | 0.038999 | 89.9096
| Sublap | SCEN | Monthly System Peak Day | August | SCE 1-in-10 | 23 | 2.6224 | 2.6128 | 2.8265 | 2.9387 | 0.032916 | 87.2479
| Sublap | SCEN | Monthly System Peak Day | August | SCE 1-in-10 | 24 | 2.1975 | 2.1878 | 2.3577 | 2.3821 | 0.024508 | 85.9791
| Sublap | SCEN | Monthly System Peak Day | August | SCE 1-in-2 | 1 | 1.7381 | 1.7224 | 1.7381 | 1.7224 | 0 | 80.238
| Sublap | SCEN | Monthly System Peak Day | August | SCE 1-in-2 | 2 | 1.4812 | 1.4606 | 1.4812 | 1.4606 | 0 | 78.5554
| Sublap | SCEN | Monthly System Peak Day | August | SCE 1-in-2 | 3 | 1.2979 | 1.2739 | 1.2979 | 1.2739 | 0 | 76.9392
| Sublap | SCEN | Monthly System Peak Day | August | SCE 1-in-2 | 4 | 1.1621 | 1.1386 | 1.1621 | 1.1386 | 0 | 75.669
| Sublap | SCEN | Monthly System Peak Day | August | SCE 1-in-2 | 5 | 1.0615 | 1.0436 | 1.0615 | 1.0436 | 0 | 74.3735
| Sublap | SCEN | Monthly System Peak Day | August | SCE 1-in-2 | 6 | 1.0146 | 1.0162 | 1.0146 | 1.0162 | 0 | 73.338
| Sublap | SCEN | Monthly System Peak Day | August | SCE 1-in-2 | 7 | 0.94847 | 0.98638 | 0.94847 | 0.98638 | 0 | 72.0367
| Sublap | SCEN | Monthly System Peak Day | August | SCE 1-in-2 | 8 | 0.87806 | 0.91119 | 0.87806 | 0.91119 | 0 | 71.416
| Sublap | SCEN | Monthly System Peak Day | August | SCE 1-in-2 | 9 | 0.78874 | 0.78102 | 0.78874 | 0.78102 | 0 | 73.8713
| Sublap | SCEN | Monthly System Peak Day | August | SCE 1-in-2 | 10 | 0.70955 | 0.71152 | 0.70955 | 0.71152 | 0 | 78.8468
| Sublap | SCEN | Monthly System Peak Day | August | SCE 1-in-2 | 11 | 0.75393 | 0.76782 | 0.75393 | 0.76782 | 0 | 84.483
| Sublap | SCEN | Monthly System Peak Day | August | SCE 1-in-2 | 12 | 0.93898 | 0.93727 | 0.93898 | 0.93727 | 0 | 89.8285
| Sublap | SCEN | Monthly System Peak Day | August | SCE 1-in-2 | 13 | 1.2438 | 1.2289 | 1.2438 | 1.2289 | 0 | 93.4091
| Sublap | SCEN | Monthly System Peak Day | August | SCE 1-in-2 | 14 | 1.6107 | 1.5794 | 1.6107 | 1.5794 | 0 | 96.2995
| Sublap | SCEN | Monthly System Peak Day | August | SCE 1-in-2 | 15 | 2.0097 | 1.9836 | 2.0097 | 1.9836 | 0 | 97.9813
| Sublap | SCEN | Monthly System Peak Day | August | SCE 1-in-2 | 16 | 2.4349 | 2.415 | 2.4349 | 2.415 | 0 | 98.4727
| Sublap | SCEN | Monthly System Peak Day | August | SCE 1-in-2 | 17 | 2.8284 | 2.8182 | 1.5232 | 1.5403 | 0.039344 | 98.5318
| Sublap | SCEN | Monthly System Peak Day | August | SCE 1-in-2 | 18 | 3.2022 | 3.1758 | 2.3162 | 2.5162 | 0.10069 | 97.7158
| Sublap | SCEN | Monthly System Peak Day | August | SCE 1-in-2 | 19 | 3.3663 | 3.3109 | 2.7783 | 2.9573 | 0.073476 | 96.5245
| Sublap | SCEN | Monthly System Peak Day | August | SCE 1-in-2 | 20 | 3.2439 | 3.1797 | 2.8551 | 2.9311 | 0.032066 | 94.3086
| Sublap | SCEN | Monthly System Peak Day | August | SCE 1-in-2 | 21 | 3.0443 | 3.0044 | 2.6384 | 2.7386 | 0.047412 | 90.5747
| Sublap | SCEN | Monthly System Peak Day | August | SCE 1-in-2 | 22 | 2.7972 | 2.7726 | 3.3498 | 3.4211 | 0.053265 | 86.3212
| Sublap | SCEN | Monthly System Peak Day | August | SCE 1-in-2 | 23 | 2.4284 | 2.4188 | 2.5544 | 2.6667 | 0.044528 | 83.4945
| Sublap | SCEN | Monthly System Peak Day | August | SCE 1-in-2 | 24 | 2.0217 | 2.012 | 2.1057 | 2.13 | 0.029814 | 81.374
| Sublap | SCEN | Monthly System Peak Day | December | CAISO 1-in-10 | 1 | 0.88219 | 0.86646 | 0.88219 | 0.86646 | 0 | 38.3721
| Sublap | SCEN | Monthly System Peak Day | December | CAISO 1-in-10 | 2 | 0.83182 | 0.81129 | 0.83182 | 0.81129 | 0 | 37.5259
| Sublap | SCEN | Monthly System Peak Day | December | CAISO 1-in-10 | 3 | 0.81038 | 0.78639 | 0.81038 | 0.78639 | 0 | 36.4298
| Sublap | SCEN | Monthly System Peak Day | December | CAISO 1-in-10 | 4 | 0.80604 | 0.78254 | 0.80604 | 0.78254 | 0 | 35.5178
| Sublap | SCEN | Monthly System Peak Day | December | CAISO 1-in-10 | 5 | 0.82841 | 0.81046 | 0.82841 | 0.81046 | 0 | 34.8784
| Sublap | SCEN | Monthly System Peak Day | December | CAISO 1-in-10 | 6 | 0.87377 | 0.87531 | 0.87377 | 0.87531 | 0 | 33.8046
| Sublap | SCEN | Monthly System Peak Day | December | CAISO 1-in-10 | 7 | 0.93597 | 0.97389 | 0.93597 | 0.97389 | 0 | 32.2032
| Sublap | SCEN | Monthly System Peak Day | December | CAISO 1-in-10 | 8 | 0.90296 | 0.93609 | 0.90296 | 0.93609 | 0 | 31.5485
| Sublap | SCEN | Monthly System Peak Day | December | CAISO 1-in-10 | 9 | 0.70315 | 0.69543 | 0.70315 | 0.69543 | 0 | 32.8572
| Sublap | SCEN | Monthly System Peak Day | December | CAISO 1-in-10 | 10 | 0.48013 | 0.4821 | 0.48013 | 0.4821 | 0 | 36.0327
| Sublap | SCEN | Monthly System Peak Day | December | CAISO 1-in-10 | 11 | 0.29144 | 0.30534 | 0.29144 | 0.30534 | 0 | 39.5906
| Sublap | SCEN | Monthly System Peak Day | December | CAISO 1-in-10 | 12 | 0.21998 | 0.21828 | 0.21998 | 0.21828 | 0 | 43.1684
| Sublap | SCEN | Monthly System Peak Day | December | CAISO 1-in-10 | 13 | 0.20341 | 0.18856 | 0.20341 | 0.18856 | 0 | 45.3044
| Sublap | SCEN | Monthly System Peak Day | December | CAISO 1-in-10 | 14 | 0.27437 | 0.24303 | 0.27437 | 0.24303 | 0 | 46.6578
| Sublap | SCEN | Monthly System Peak Day | December | CAISO 1-in-10 | 15 | 0.41173 | 0.38558 | 0.41173 | 0.38558 | 0 | 46.8795
| Sublap | SCEN | Monthly System Peak Day | December | CAISO 1-in-10 | 16 | 0.61812 | 0.59818 | 0.61812 | 0.59818 | 0 | 47.2718
| Sublap | SCEN | Monthly System Peak Day | December | CAISO 1-in-10 | 17 | 0.90154 | 0.89137 | 0.90154 | 0.89137 | 0 | 46.7836
| Sublap | SCEN | Monthly System Peak Day | December | CAISO 1-in-10 | 18 | 1.2004 | 1.174 | 1.2004 | 1.174 | 0 | 46.0656
| Sublap | SCEN | Monthly System Peak Day | December | CAISO 1-in-10 | 19 | 1.3359 | 1.2805 | 1.3359 | 1.2805 | 0 | 44.1618
| Sublap | SCEN | Monthly System Peak Day | December | CAISO 1-in-10 | 20 | 1.3633 | 1.2991 | 1.3633 | 1.2991 | 0 | 41.1462
| Sublap | SCEN | Monthly System Peak Day | December | CAISO 1-in-10 | 21 | 1.3153 | 1.2754 | 1.3153 | 1.2754 | 0 | 39.2936
| Sublap | SCEN | Monthly System Peak Day | December | CAISO 1-in-10 | 22 | 1.2244 | 1.1998 | 1.2244 | 1.1998 | 0 | 38.4761
| Sublap | SCEN | Monthly System Peak Day | December | CAISO 1-in-10 | 23 | 1.1028 | 1.0932 | 1.1028 | 1.0932 | 0 | 37.1513
| Sublap | SCEN | Monthly System Peak Day | December | CAISO 1-in-10 | 24 | 0.96955 | 0.95982 | 0.96955 | 0.95982 | 0 | 35.951
| Sublap | SCEN | Monthly System Peak Day | December | CAISO 1-in-2 | 1 | 0.77786 | 0.76212 | 0.77786 | 0.76212 | 0 | 47.7932
| Sublap | SCEN | Monthly System Peak Day | December | CAISO 1-in-2 | 2 | 0.72666 | 0.70612 | 0.72666 | 0.70612 | 0 | 46.6411
| Sublap | SCEN | Monthly System Peak Day | December | CAISO 1-in-2 | 3 | 0.70219 | 0.6782 | 0.70219 | 0.6782 | 0 | 46.0302
| Sublap | SCEN | Monthly System Peak Day | December | CAISO 1-in-2 | 4 | 0.69137 | 0.66788 | 0.69137 | 0.66788 | 0 | 45.6827
| Sublap | SCEN | Monthly System Peak Day | December | CAISO 1-in-2 | 5 | 0.70458 | 0.68663 | 0.70458 | 0.68663 | 0 | 44.8424
| Sublap | SCEN | Monthly System Peak Day | December | CAISO 1-in-2 | 6 | 0.74276 | 0.7443 | 0.74276 | 0.7443 | 0 | 44.5239
| Sublap | SCEN | Monthly System Peak Day | December | CAISO 1-in-2 | 7 | 0.79793 | 0.83585 | 0.79793 | 0.83585 | 0 | 44.0426
| Sublap | SCEN | Monthly System Peak Day | December | CAISO 1-in-2 | 8 | 0.75171 | 0.78483 | 0.75171 | 0.78483 | 0 | 43.6817
| Sublap | SCEN | Monthly System Peak Day | December | CAISO 1-in-2 | 9 | 0.55992 | 0.5522 | 0.55992 | 0.5522 | 0 | 43.6972
| Sublap | SCEN | Monthly System Peak Day | December | CAISO 1-in-2 | 10 | 0.34135 | 0.34332 | 0.34135 | 0.34332 | 0 | 46.3873
| Sublap | SCEN | Monthly System Peak Day | December | CAISO 1-in-2 | 11 | 0.15682 | 0.17072 | 0.15682 | 0.17072 | 0 | 50.1724
| Sublap | SCEN | Monthly System Peak Day | December | CAISO 1-in-2 | 12 | 0.070783 | 0.069079 | 0.070783 | 0.069079 | 0 | 54.1749
| Sublap | SCEN | Monthly System Peak Day | December | CAISO 1-in-2 | 13 | 0.057482 | 0.042633 | 0.057482 | 0.042633 | 0 | 56.2479
| Sublap | SCEN | Monthly System Peak Day | December | CAISO 1-in-2 | 14 | 0.11421 | 0.082878 | 0.11421 | 0.082878 | 0 | 57.1348
| Sublap | SCEN | Monthly System Peak Day | December | CAISO 1-in-2 | 15 | 0.22113 | 0.19498 | 0.22113 | 0.19498 | 0 | 57.92
| Sublap | SCEN | Monthly System Peak Day | December | CAISO 1-in-2 | 16 | 0.39245 | 0.37251 | 0.39245 | 0.37251 | 0 | 58.4665
| Sublap | SCEN | Monthly System Peak Day | December | CAISO 1-in-2 | 17 | 0.6469 | 0.63674 | 0.6469 | 0.63674 | 0 | 57.6871
| Sublap | SCEN | Monthly System Peak Day | December | CAISO 1-in-2 | 18 | 0.95362 | 0.92717 | 0.95362 | 0.92717 | 0 | 55.7195
| Sublap | SCEN | Monthly System Peak Day | December | CAISO 1-in-2 | 19 | 1.1388 | 1.0834 | 1.1388 | 1.0834 | 0 | 52.7671
| Sublap | SCEN | Monthly System Peak Day | December | CAISO 1-in-2 | 20 | 1.2052 | 1.141 | 1.2052 | 1.141 | 0 | 50.8013
| Sublap | SCEN | Monthly System Peak Day | December | CAISO 1-in-2 | 21 | 1.1816 | 1.1417 | 1.1816 | 1.1417 | 0 | 49.2637
| Sublap | SCEN | Monthly System Peak Day | December | CAISO 1-in-2 | 22 | 1.096 | 1.0714 | 1.096 | 1.0714 | 0 | 48.2463
| Sublap | SCEN | Monthly System Peak Day | December | CAISO 1-in-2 | 23 | 0.98071 | 0.97111 | 0.98071 | 0.97111 | 0 | 47.1056
| Sublap | SCEN | Monthly System Peak Day | December | CAISO 1-in-2 | 24 | 0.85546 | 0.84573 | 0.85546 | 0.84573 | 0 | 45.8164
| Sublap | SCEN | Monthly System Peak Day | December | SCE 1-in-10 | 1 | 0.88219 | 0.86646 | 0.88219 | 0.86646 | 0 | 38.3721
| Sublap | SCEN | Monthly System Peak Day | December | SCE 1-in-10 | 2 | 0.83182 | 0.81129 | 0.83182 | 0.81129 | 0 | 37.5259
| Sublap | SCEN | Monthly System Peak Day | December | SCE 1-in-10 | 3 | 0.81038 | 0.78639 | 0.81038 | 0.78639 | 0 | 36.4298
| Sublap | SCEN | Monthly System Peak Day | December | SCE 1-in-10 | 4 | 0.80604 | 0.78254 | 0.80604 | 0.78254 | 0 | 35.5178
| Sublap | SCEN | Monthly System Peak Day | December | SCE 1-in-10 | 5 | 0.82841 | 0.81046 | 0.82841 | 0.81046 | 0 | 34.8784
| Sublap | SCEN | Monthly System Peak Day | December | SCE 1-in-10 | 6 | 0.87377 | 0.87531 | 0.87377 | 0.87531 | 0 | 33.8046
| Sublap | SCEN | Monthly System Peak Day | December | SCE 1-in-10 | 7 | 0.93597 | 0.97389 | 0.93597 | 0.97389 | 0 | 32.2032
| Sublap | SCEN | Monthly System Peak Day | December | SCE 1-in-10 | 8 | 0.90296 | 0.93609 | 0.90296 | 0.93609 | 0 | 31.5485
| Sublap | SCEN | Monthly System Peak Day | December | SCE 1-in-10 | 9 | 0.70315 | 0.69543 | 0.70315 | 0.69543 | 0 | 32.8572
| Sublap | SCEN | Monthly System Peak Day | December | SCE 1-in-10 | 10 | 0.48013 | 0.4821 | 0.48013 | 0.4821 | 0 | 36.0327
| Sublap | SCEN | Monthly System Peak Day | December | SCE 1-in-10 | 11 | 0.29144 | 0.30534 | 0.29144 | 0.30534 | 0 | 39.5906
| Sublap | SCEN | Monthly System Peak Day | December | SCE 1-in-10 | 12 | 0.21998 | 0.21828 | 0.21998 | 0.21828 | 0 | 43.1684
| Sublap | SCEN | Monthly System Peak Day | December | SCE 1-in-10 | 13 | 0.20341 | 0.18856 | 0.20341 | 0.18856 | 0 | 45.3044
| Sublap | SCEN | Monthly System Peak Day | December | SCE 1-in-10 | 14 | 0.27437 | 0.24303 | 0.27437 | 0.24303 | 0 | 46.6578
| Sublap | SCEN | Monthly System Peak Day | December | SCE 1-in-10 | 15 | 0.41173 | 0.38558 | 0.41173 | 0.38558 | 0 | 46.8795
| Sublap | SCEN | Monthly System Peak Day | December | SCE 1-in-10 | 16 | 0.61812 | 0.59818 | 0.61812 | 0.59818 | 0 | 47.2718
| Sublap | SCEN | Monthly System Peak Day | December | SCE 1-in-10 | 17 | 0.90154 | 0.89137 | 0.90154 | 0.89137 | 0 | 46.7836
| Sublap | SCEN | Monthly System Peak Day | December | SCE 1-in-10 | 18 | 1.2004 | 1.174 | 1.2004 | 1.174 | 0 | 46.0656
| Sublap | SCEN | Monthly System Peak Day | December | SCE 1-in-10 | 19 | 1.3359 | 1.2805 | 1.3359 | 1.2805 | 0 | 44.1618
| Sublap | SCEN | Monthly System Peak Day | December | SCE 1-in-10 | 20 | 1.3633 | 1.2991 | 1.3633 | 1.2991 | 0 | 41.1462
| Sublap | SCEN | Monthly System Peak Day | December | SCE 1-in-10 | 21 | 1.3153 | 1.2754 | 1.3153 | 1.2754 | 0 | 39.2936
| Sublap | SCEN | Monthly System Peak Day | December | SCE 1-in-10 | 22 | 1.2244 | 1.1998 | 1.2244 | 1.1998 | 0 | 38.4761
| Sublap | SCEN | Monthly System Peak Day | December | SCE 1-in-10 | 23 | 1.1028 | 1.0932 | 1.1028 | 1.0932 | 0 | 37.1513
| Sublap | SCEN | Monthly System Peak Day | December | SCE 1-in-10 | 24 | 0.96955 | 0.95982 | 0.96955 | 0.95982 | 0 | 35.951
| Sublap | SCEN | Monthly System Peak Day | December | SCE 1-in-2 | 1 | 0.85544 | 0.8397 | 0.85544 | 0.8397 | 0 | 40.2533
| Sublap | SCEN | Monthly System Peak Day | December | SCE 1-in-2 | 2 | 0.80486 | 0.78432 | 0.80486 | 0.78432 | 0 | 38.7171
| Sublap | SCEN | Monthly System Peak Day | December | SCE 1-in-2 | 3 | 0.78264 | 0.75865 | 0.78264 | 0.75865 | 0 | 37.7279
| Sublap | SCEN | Monthly System Peak Day | December | SCE 1-in-2 | 4 | 0.77664 | 0.75314 | 0.77664 | 0.75314 | 0 | 36.6362
| Sublap | SCEN | Monthly System Peak Day | December | SCE 1-in-2 | 5 | 0.79666 | 0.77871 | 0.79666 | 0.77871 | 0 | 35.9017
| Sublap | SCEN | Monthly System Peak Day | December | SCE 1-in-2 | 6 | 0.84017 | 0.84172 | 0.84017 | 0.84172 | 0 | 35.2827
| Sublap | SCEN | Monthly System Peak Day | December | SCE 1-in-2 | 7 | 0.90057 | 0.93849 | 0.90057 | 0.93849 | 0 | 34.6999
| Sublap | SCEN | Monthly System Peak Day | December | SCE 1-in-2 | 8 | 0.86418 | 0.8973 | 0.86418 | 0.8973 | 0 | 34.2267
| Sublap | SCEN | Monthly System Peak Day | December | SCE 1-in-2 | 9 | 0.66642 | 0.6587 | 0.66642 | 0.6587 | 0 | 34.6786
| Sublap | SCEN | Monthly System Peak Day | December | SCE 1-in-2 | 10 | 0.44454 | 0.44651 | 0.44454 | 0.44651 | 0 | 37.2878
| Sublap | SCEN | Monthly System Peak Day | December | SCE 1-in-2 | 11 | 0.25692 | 0.27082 | 0.25692 | 0.27082 | 0 | 41.214
| Sublap | SCEN | Monthly System Peak Day | December | SCE 1-in-2 | 12 | 0.18172 | 0.18002 | 0.18172 | 0.18002 | 0 | 45.0898
| Sublap | SCEN | Monthly System Peak Day | December | SCE 1-in-2 | 13 | 0.16599 | 0.15114 | 0.16599 | 0.15114 | 0 | 47.2772
| Sublap | SCEN | Monthly System Peak Day | December | SCE 1-in-2 | 14 | 0.2333 | 0.20197 | 0.2333 | 0.20197 | 0 | 48.88
| Sublap | SCEN | Monthly System Peak Day | December | SCE 1-in-2 | 15 | 0.36286 | 0.33671 | 0.36286 | 0.33671 | 0 | 50.3913
| Sublap | SCEN | Monthly System Peak Day | December | SCE 1-in-2 | 16 | 0.56026 | 0.54031 | 0.56026 | 0.54031 | 0 | 51.2879
| Sublap | SCEN | Monthly System Peak Day | December | SCE 1-in-2 | 17 | 0.83625 | 0.82608 | 0.83625 | 0.82608 | 0 | 51.3411
| Sublap | SCEN | Monthly System Peak Day | December | SCE 1-in-2 | 18 | 1.1371 | 1.1107 | 1.1371 | 1.1107 | 0 | 50.0439
| Sublap | SCEN | Monthly System Peak Day | December | SCE 1-in-2 | 19 | 1.2854 | 1.23 | 1.2854 | 1.23 | 0 | 47.8309
| Sublap | SCEN | Monthly System Peak Day | December | SCE 1-in-2 | 20 | 1.3228 | 1.2586 | 1.3228 | 1.2586 | 0 | 45.6165
| Sublap | SCEN | Monthly System Peak Day | December | SCE 1-in-2 | 21 | 1.281 | 1.2411 | 1.281 | 1.2411 | 0 | 44.0523
| Sublap | SCEN | Monthly System Peak Day | December | SCE 1-in-2 | 22 | 1.1915 | 1.1669 | 1.1915 | 1.1669 | 0 | 42.2012
| Sublap | SCEN | Monthly System Peak Day | December | SCE 1-in-2 | 23 | 1.0715 | 1.0619 | 1.0715 | 1.0619 | 0 | 40.4652
| Sublap | SCEN | Monthly System Peak Day | December | SCE 1-in-2 | 24 | 0.94029 | 0.93056 | 0.94029 | 0.93056 | 0 | 39.5002
| Sublap | SCEN | Monthly System Peak Day | February | CAISO 1-in-10 | 1 | 0.78809 | 0.77235 | 0.78809 | 0.77235 | 0 | 47.4483
| Sublap | SCEN | Monthly System Peak Day | February | CAISO 1-in-10 | 2 | 0.73697 | 0.71643 | 0.73697 | 0.71643 | 0 | 46.8945
| Sublap | SCEN | Monthly System Peak Day | February | CAISO 1-in-10 | 3 | 0.71279 | 0.6888 | 0.71279 | 0.6888 | 0 | 46.7757
| Sublap | SCEN | Monthly System Peak Day | February | CAISO 1-in-10 | 4 | 0.70262 | 0.67912 | 0.70262 | 0.67912 | 0 | 47.0435
| Sublap | SCEN | Monthly System Peak Day | February | CAISO 1-in-10 | 5 | 0.71672 | 0.69877 | 0.71672 | 0.69877 | 0 | 46.8937
| Sublap | SCEN | Monthly System Peak Day | February | CAISO 1-in-10 | 6 | 0.7556 | 0.75714 | 0.7556 | 0.75714 | 0 | 46.8207
| Sublap | SCEN | Monthly System Peak Day | February | CAISO 1-in-10 | 7 | 0.81147 | 0.84938 | 0.81147 | 0.84938 | 0 | 46.8485
| Sublap | SCEN | Monthly System Peak Day | February | CAISO 1-in-10 | 8 | 0.76654 | 0.79966 | 0.76654 | 0.79966 | 0 | 46.3986
| Sublap | SCEN | Monthly System Peak Day | February | CAISO 1-in-10 | 9 | 0.57396 | 0.56624 | 0.57396 | 0.56624 | 0 | 45.9474
| Sublap | SCEN | Monthly System Peak Day | February | CAISO 1-in-10 | 10 | 0.35495 | 0.35692 | 0.35495 | 0.35692 | 0 | 46.868
| Sublap | SCEN | Monthly System Peak Day | February | CAISO 1-in-10 | 11 | 0.17002 | 0.18392 | 0.17002 | 0.18392 | 0 | 48.2943
| Sublap | SCEN | Monthly System Peak Day | February | CAISO 1-in-10 | 12 | 0.085412 | 0.083708 | 0.085412 | 0.083708 | 0 | 49.386
| Sublap | SCEN | Monthly System Peak Day | February | CAISO 1-in-10 | 13 | 0.07179 | 0.056941 | 0.07179 | 0.056941 | 0 | 50.3323
| Sublap | SCEN | Monthly System Peak Day | February | CAISO 1-in-10 | 14 | 0.12991 | 0.098581 | 0.12991 | 0.098581 | 0 | 50.9223
| Sublap | SCEN | Monthly System Peak Day | February | CAISO 1-in-10 | 15 | 0.23982 | 0.21367 | 0.23982 | 0.21367 | 0 | 51.2456
| Sublap | SCEN | Monthly System Peak Day | February | CAISO 1-in-10 | 16 | 0.41458 | 0.39464 | 0.41458 | 0.39464 | 0 | 51.7317
| Sublap | SCEN | Monthly System Peak Day | February | CAISO 1-in-10 | 17 | 0.67187 | 0.66171 | 0.67187 | 0.66171 | 0 | 52.2493
| Sublap | SCEN | Monthly System Peak Day | February | CAISO 1-in-10 | 18 | 0.97782 | 0.95137 | 0.97782 | 0.95137 | 0 | 52.054
| Sublap | SCEN | Monthly System Peak Day | February | CAISO 1-in-10 | 19 | 1.1582 | 1.1028 | 1.1582 | 1.1028 | 0 | 51.1722
| Sublap | SCEN | Monthly System Peak Day | February | CAISO 1-in-10 | 20 | 1.2207 | 1.1565 | 1.2207 | 1.1565 | 0 | 50.3879
| Sublap | SCEN | Monthly System Peak Day | February | CAISO 1-in-10 | 21 | 1.1947 | 1.1548 | 1.1947 | 1.1548 | 0 | 49.7743
| Sublap | SCEN | Monthly System Peak Day | February | CAISO 1-in-10 | 22 | 1.1086 | 1.084 | 1.1086 | 1.084 | 0 | 49.1325
| Sublap | SCEN | Monthly System Peak Day | February | CAISO 1-in-10 | 23 | 0.99269 | 0.98309 | 0.99269 | 0.98309 | 0 | 48.4919
| Sublap | SCEN | Monthly System Peak Day | February | CAISO 1-in-10 | 24 | 0.86664 | 0.85691 | 0.86664 | 0.85691 | 0 | 47.438
| Sublap | SCEN | Monthly System Peak Day | February | CAISO 1-in-2 | 1 | 0.83681 | 0.82107 | 0.83681 | 0.82107 | 0 | 40.0084
| Sublap | SCEN | Monthly System Peak Day | February | CAISO 1-in-2 | 2 | 0.78607 | 0.76554 | 0.78607 | 0.76554 | 0 | 38.8282
| Sublap | SCEN | Monthly System Peak Day | February | CAISO 1-in-2 | 3 | 0.76331 | 0.73932 | 0.76331 | 0.73932 | 0 | 38.2817
| Sublap | SCEN | Monthly System Peak Day | February | CAISO 1-in-2 | 4 | 0.75616 | 0.73266 | 0.75616 | 0.73266 | 0 | 37.3878
| Sublap | SCEN | Monthly System Peak Day | February | CAISO 1-in-2 | 5 | 0.77454 | 0.75659 | 0.77454 | 0.75659 | 0 | 36.4343
| Sublap | SCEN | Monthly System Peak Day | February | CAISO 1-in-2 | 6 | 0.81678 | 0.81832 | 0.81678 | 0.81832 | 0 | 36.0274
| Sublap | SCEN | Monthly System Peak Day | February | CAISO 1-in-2 | 7 | 0.87592 | 0.91384 | 0.87592 | 0.91384 | 0 | 36.2983
| Sublap | SCEN | Monthly System Peak Day | February | CAISO 1-in-2 | 8 | 0.83717 | 0.87029 | 0.83717 | 0.87029 | 0 | 36.2496
| Sublap | SCEN | Monthly System Peak Day | February | CAISO 1-in-2 | 9 | 0.64084 | 0.63312 | 0.64084 | 0.63312 | 0 | 37.7489
| Sublap | SCEN | Monthly System Peak Day | February | CAISO 1-in-2 | 10 | 0.41976 | 0.42173 | 0.41976 | 0.42173 | 0 | 40.4645
| Sublap | SCEN | Monthly System Peak Day | February | CAISO 1-in-2 | 11 | 0.23288 | 0.24678 | 0.23288 | 0.24678 | 0 | 43.5797
| Sublap | SCEN | Monthly System Peak Day | February | CAISO 1-in-2 | 12 | 0.15508 | 0.15337 | 0.15508 | 0.15337 | 0 | 46.4559
| Sublap | SCEN | Monthly System Peak Day | February | CAISO 1-in-2 | 13 | 0.13993 | 0.12508 | 0.13993 | 0.12508 | 0 | 49.3275
| Sublap | SCEN | Monthly System Peak Day | February | CAISO 1-in-2 | 14 | 0.2047 | 0.17336 | 0.2047 | 0.17336 | 0 | 51.1502
| Sublap | SCEN | Monthly System Peak Day | February | CAISO 1-in-2 | 15 | 0.32882 | 0.30267 | 0.32882 | 0.30267 | 0 | 52.4434
| Sublap | SCEN | Monthly System Peak Day | February | CAISO 1-in-2 | 16 | 0.51995 | 0.50001 | 0.51995 | 0.50001 | 0 | 53.5677
| Sublap | SCEN | Monthly System Peak Day | February | CAISO 1-in-2 | 17 | 0.79077 | 0.7806 | 0.79077 | 0.7806 | 0 | 53.8764
| Sublap | SCEN | Monthly System Peak Day | February | CAISO 1-in-2 | 18 | 1.0931 | 1.0666 | 1.0931 | 1.0666 | 0 | 52.7827
| Sublap | SCEN | Monthly System Peak Day | February | CAISO 1-in-2 | 19 | 1.2502 | 1.1948 | 1.2502 | 1.1948 | 0 | 50.4079
| Sublap | SCEN | Monthly System Peak Day | February | CAISO 1-in-2 | 20 | 1.2945 | 1.2303 | 1.2945 | 1.2303 | 0 | 47.9575
| Sublap | SCEN | Monthly System Peak Day | February | CAISO 1-in-2 | 21 | 1.2571 | 1.2172 | 1.2571 | 1.2172 | 0 | 46.3336
| Sublap | SCEN | Monthly System Peak Day | February | CAISO 1-in-2 | 22 | 1.1686 | 1.1439 | 1.1686 | 1.1439 | 0 | 44.6723
| Sublap | SCEN | Monthly System Peak Day | February | CAISO 1-in-2 | 23 | 1.0497 | 1.0401 | 1.0497 | 1.0401 | 0 | 43.0793
| Sublap | SCEN | Monthly System Peak Day | February | CAISO 1-in-2 | 24 | 0.91992 | 0.91018 | 0.91992 | 0.91018 | 0 | 41.4929
| Sublap | SCEN | Monthly System Peak Day | February | SCE 1-in-10 | 1 | 0.84758 | 0.83185 | 0.84758 | 0.83185 | 0 | 59.2006
| Sublap | SCEN | Monthly System Peak Day | February | SCE 1-in-10 | 2 | 0.70343 | 0.68289 | 0.70343 | 0.68289 | 0 | 56.7369
| Sublap | SCEN | Monthly System Peak Day | February | SCE 1-in-10 | 3 | 0.66512 | 0.64113 | 0.66512 | 0.64113 | 0 | 57.9811
| Sublap | SCEN | Monthly System Peak Day | February | SCE 1-in-10 | 4 | 0.63602 | 0.61253 | 0.63602 | 0.61253 | 0 | 56.2777
| Sublap | SCEN | Monthly System Peak Day | February | SCE 1-in-10 | 5 | 0.62894 | 0.61099 | 0.62894 | 0.61099 | 0 | 54.5047
| Sublap | SCEN | Monthly System Peak Day | February | SCE 1-in-10 | 6 | 0.64803 | 0.64957 | 0.64803 | 0.64957 | 0 | 52.1594
| Sublap | SCEN | Monthly System Peak Day | February | SCE 1-in-10 | 7 | 0.67226 | 0.71018 | 0.67226 | 0.71018 | 0 | 50.5978
| Sublap | SCEN | Monthly System Peak Day | February | SCE 1-in-10 | 8 | 0.60388 | 0.637 | 0.60388 | 0.637 | 0 | 49.3209
| Sublap | SCEN | Monthly System Peak Day | February | SCE 1-in-10 | 9 | 0.41939 | 0.41167 | 0.41939 | 0.41167 | 0 | 49.9197
| Sublap | SCEN | Monthly System Peak Day | February | SCE 1-in-10 | 10 | 0.18738 | 0.18935 | 0.18738 | 0.18935 | 0 | 56.1027
| Sublap | SCEN | Monthly System Peak Day | February | SCE 1-in-10 | 11 | -0.012992 | 0.00090129 | -0.012992 | 0.00090129 | 0 | 62.5894
| Sublap | SCEN | Monthly System Peak Day | February | SCE 1-in-10 | 12 | -0.1244 | -0.12611 | -0.1244 | -0.12611 | 0 | 68.4115
| Sublap | SCEN | Monthly System Peak Day | February | SCE 1-in-10 | 13 | -0.1214 | -0.13625 | -0.1214 | -0.13625 | 0 | 71.7496
| Sublap | SCEN | Monthly System Peak Day | February | SCE 1-in-10 | 14 | -0.031588 | -0.06292 | -0.031588 | -0.06292 | 0 | 74.1511
| Sublap | SCEN | Monthly System Peak Day | February | SCE 1-in-10 | 15 | 0.12473 | 0.098578 | 0.12473 | 0.098578 | 0 | 75.8164
| Sublap | SCEN | Monthly System Peak Day | February | SCE 1-in-10 | 16 | 0.36805 | 0.3481 | 0.36805 | 0.3481 | 0 | 77.1004
| Sublap | SCEN | Monthly System Peak Day | February | SCE 1-in-10 | 17 | 0.6596 | 0.64943 | 0.14921 | 0.13904 | 0.16708 | 76.9036
| Sublap | SCEN | Monthly System Peak Day | February | SCE 1-in-10 | 18 | 0.9791 | 0.95265 | 0.44187 | 0.43169 | 0.36859 | 76.7075
| Sublap | SCEN | Monthly System Peak Day | February | SCE 1-in-10 | 19 | 1.1808 | 1.1254 | 0.69483 | 0.65826 | 0.30709 | 73.4501
| Sublap | SCEN | Monthly System Peak Day | February | SCE 1-in-10 | 20 | 1.2391 | 1.1749 | 0.85731 | 0.80911 | 0.16102 | 68.8581
| Sublap | SCEN | Monthly System Peak Day | February | SCE 1-in-10 | 21 | 1.2125 | 1.1726 | 0.88597 | 0.84606 | 0.18344 | 64.7208
| Sublap | SCEN | Monthly System Peak Day | February | SCE 1-in-10 | 22 | 1.1094 | 1.0848 | 1.5305 | 1.5059 | 0.21889 | 60.7029
| Sublap | SCEN | Monthly System Peak Day | February | SCE 1-in-10 | 23 | 0.99884 | 0.98924 | 0.99884 | 0.98924 | 0 | 58.1787
| Sublap | SCEN | Monthly System Peak Day | February | SCE 1-in-10 | 24 | 0.85357 | 0.84384 | 0.85357 | 0.84384 | 0 | 56.549
| Sublap | SCEN | Monthly System Peak Day | February | SCE 1-in-2 | 1 | 0.83007 | 0.81434 | 0.83007 | 0.81434 | 0 | 39.9715
| Sublap | SCEN | Monthly System Peak Day | February | SCE 1-in-2 | 2 | 0.77929 | 0.75875 | 0.77929 | 0.75875 | 0 | 39.3818
| Sublap | SCEN | Monthly System Peak Day | February | SCE 1-in-2 | 3 | 0.75633 | 0.73234 | 0.75633 | 0.73234 | 0 | 38.6302
| Sublap | SCEN | Monthly System Peak Day | February | SCE 1-in-2 | 4 | 0.74876 | 0.72526 | 0.74876 | 0.72526 | 0 | 37.6594
| Sublap | SCEN | Monthly System Peak Day | February | SCE 1-in-2 | 5 | 0.76655 | 0.7486 | 0.76655 | 0.7486 | 0 | 37.1618
| Sublap | SCEN | Monthly System Peak Day | February | SCE 1-in-2 | 6 | 0.80832 | 0.80986 | 0.80832 | 0.80986 | 0 | 37.1096
| Sublap | SCEN | Monthly System Peak Day | February | SCE 1-in-2 | 7 | 0.86701 | 0.90493 | 0.86701 | 0.90493 | 0 | 37.5923
| Sublap | SCEN | Monthly System Peak Day | February | SCE 1-in-2 | 8 | 0.82741 | 0.86053 | 0.82741 | 0.86053 | 0 | 38.2833
| Sublap | SCEN | Monthly System Peak Day | February | SCE 1-in-2 | 9 | 0.6316 | 0.62388 | 0.6316 | 0.62388 | 0 | 39.7242
| Sublap | SCEN | Monthly System Peak Day | February | SCE 1-in-2 | 10 | 0.4108 | 0.41277 | 0.4108 | 0.41277 | 0 | 41.8967
| Sublap | SCEN | Monthly System Peak Day | February | SCE 1-in-2 | 11 | 0.22419 | 0.23809 | 0.22419 | 0.23809 | 0 | 44.6294
| Sublap | SCEN | Monthly System Peak Day | February | SCE 1-in-2 | 12 | 0.14545 | 0.14375 | 0.14545 | 0.14375 | 0 | 47.3739
| Sublap | SCEN | Monthly System Peak Day | February | SCE 1-in-2 | 13 | 0.13051 | 0.11566 | 0.13051 | 0.11566 | 0 | 49.7408
| Sublap | SCEN | Monthly System Peak Day | February | SCE 1-in-2 | 14 | 0.19436 | 0.16303 | 0.19436 | 0.16303 | 0 | 51.3643
| Sublap | SCEN | Monthly System Peak Day | February | SCE 1-in-2 | 15 | 0.31652 | 0.29037 | 0.31652 | 0.29037 | 0 | 52.5589
| Sublap | SCEN | Monthly System Peak Day | February | SCE 1-in-2 | 16 | 0.50539 | 0.48545 | 0.50539 | 0.48545 | 0 | 53.4258
| Sublap | SCEN | Monthly System Peak Day | February | SCE 1-in-2 | 17 | 0.77434 | 0.76417 | 0.77434 | 0.76417 | 0 | 53.6293
| Sublap | SCEN | Monthly System Peak Day | February | SCE 1-in-2 | 18 | 1.0771 | 1.0507 | 1.0771 | 1.0507 | 0 | 52.7115
| Sublap | SCEN | Monthly System Peak Day | February | SCE 1-in-2 | 19 | 1.2375 | 1.1821 | 1.2375 | 1.1821 | 0 | 50.3183
| Sublap | SCEN | Monthly System Peak Day | February | SCE 1-in-2 | 20 | 1.2843 | 1.2201 | 1.2843 | 1.2201 | 0 | 48.0354
| Sublap | SCEN | Monthly System Peak Day | February | SCE 1-in-2 | 21 | 1.2485 | 1.2086 | 1.2485 | 1.2086 | 0 | 46.7892
| Sublap | SCEN | Monthly System Peak Day | February | SCE 1-in-2 | 22 | 1.1603 | 1.1356 | 1.1603 | 1.1356 | 0 | 45.6074
| Sublap | SCEN | Monthly System Peak Day | February | SCE 1-in-2 | 23 | 1.0418 | 1.0322 | 1.0418 | 1.0322 | 0 | 44.272
| Sublap | SCEN | Monthly System Peak Day | February | SCE 1-in-2 | 24 | 0.91255 | 0.90282 | 0.91255 | 0.90282 | 0 | 42.9783
| Sublap | SCEN | Monthly System Peak Day | January | CAISO 1-in-10 | 1 | 0.86694 | 0.85121 | 0.86694 | 0.85121 | 0 | 42.2284
| Sublap | SCEN | Monthly System Peak Day | January | CAISO 1-in-10 | 2 | 0.81645 | 0.79591 | 0.81645 | 0.79591 | 0 | 41.1306
| Sublap | SCEN | Monthly System Peak Day | January | CAISO 1-in-10 | 3 | 0.79456 | 0.77057 | 0.79456 | 0.77057 | 0 | 40.2326
| Sublap | SCEN | Monthly System Peak Day | January | CAISO 1-in-10 | 4 | 0.78928 | 0.76578 | 0.78928 | 0.76578 | 0 | 38.7388
| Sublap | SCEN | Monthly System Peak Day | January | CAISO 1-in-10 | 5 | 0.81031 | 0.79236 | 0.81031 | 0.79236 | 0 | 37.7953
| Sublap | SCEN | Monthly System Peak Day | January | CAISO 1-in-10 | 6 | 0.85462 | 0.85616 | 0.85462 | 0.85616 | 0 | 37.3974
| Sublap | SCEN | Monthly System Peak Day | January | CAISO 1-in-10 | 7 | 0.91579 | 0.95371 | 0.91579 | 0.95371 | 0 | 37.4072
| Sublap | SCEN | Monthly System Peak Day | January | CAISO 1-in-10 | 8 | 0.88085 | 0.91398 | 0.88085 | 0.91398 | 0 | 36.7966
| Sublap | SCEN | Monthly System Peak Day | January | CAISO 1-in-10 | 9 | 0.68221 | 0.67449 | 0.68221 | 0.67449 | 0 | 36.7943
| Sublap | SCEN | Monthly System Peak Day | January | CAISO 1-in-10 | 10 | 0.45984 | 0.46181 | 0.45984 | 0.46181 | 0 | 38.437
| Sublap | SCEN | Monthly System Peak Day | January | CAISO 1-in-10 | 11 | 0.27176 | 0.28566 | 0.27176 | 0.28566 | 0 | 39.4214
| Sublap | SCEN | Monthly System Peak Day | January | CAISO 1-in-10 | 12 | 0.19817 | 0.19647 | 0.19817 | 0.19647 | 0 | 40.8923
| Sublap | SCEN | Monthly System Peak Day | January | CAISO 1-in-10 | 13 | 0.18208 | 0.16723 | 0.18208 | 0.16723 | 0 | 43.1527
| Sublap | SCEN | Monthly System Peak Day | January | CAISO 1-in-10 | 14 | 0.25095 | 0.21962 | 0.25095 | 0.21962 | 0 | 44.482
| Sublap | SCEN | Monthly System Peak Day | January | CAISO 1-in-10 | 15 | 0.38387 | 0.35772 | 0.38387 | 0.35772 | 0 | 45.5495
| Sublap | SCEN | Monthly System Peak Day | January | CAISO 1-in-10 | 16 | 0.58513 | 0.56519 | 0.58513 | 0.56519 | 0 | 46.2996
| Sublap | SCEN | Monthly System Peak Day | January | CAISO 1-in-10 | 17 | 0.86432 | 0.85415 | 0.86432 | 0.85415 | 0 | 46.4454
| Sublap | SCEN | Monthly System Peak Day | January | CAISO 1-in-10 | 18 | 1.1643 | 1.1379 | 1.1643 | 1.1379 | 0 | 45.5009
| Sublap | SCEN | Monthly System Peak Day | January | CAISO 1-in-10 | 19 | 1.3071 | 1.2517 | 1.3071 | 1.2517 | 0 | 43.782
| Sublap | SCEN | Monthly System Peak Day | January | CAISO 1-in-10 | 20 | 1.3402 | 1.276 | 1.3402 | 1.276 | 0 | 42.1921
| Sublap | SCEN | Monthly System Peak Day | January | CAISO 1-in-10 | 21 | 1.2957 | 1.2558 | 1.2957 | 1.2558 | 0 | 40.9734
| Sublap | SCEN | Monthly System Peak Day | January | CAISO 1-in-10 | 22 | 1.2056 | 1.181 | 1.2056 | 1.181 | 0 | 40.2936
| Sublap | SCEN | Monthly System Peak Day | January | CAISO 1-in-10 | 23 | 1.085 | 1.0754 | 1.085 | 1.0754 | 0 | 39.1382
| Sublap | SCEN | Monthly System Peak Day | January | CAISO 1-in-10 | 24 | 0.95287 | 0.94314 | 0.95287 | 0.94314 | 0 | 38.2095
| Sublap | SCEN | Monthly System Peak Day | January | CAISO 1-in-2 | 1 | 0.82869 | 0.81296 | 0.82869 | 0.81296 | 0 | 43.2697
| Sublap | SCEN | Monthly System Peak Day | January | CAISO 1-in-2 | 2 | 0.7779 | 0.75736 | 0.7779 | 0.75736 | 0 | 41.9835
| Sublap | SCEN | Monthly System Peak Day | January | CAISO 1-in-2 | 3 | 0.7549 | 0.73091 | 0.7549 | 0.73091 | 0 | 40.6362
| Sublap | SCEN | Monthly System Peak Day | January | CAISO 1-in-2 | 4 | 0.74724 | 0.72374 | 0.74724 | 0.72374 | 0 | 39.4739
| Sublap | SCEN | Monthly System Peak Day | January | CAISO 1-in-2 | 5 | 0.76491 | 0.74696 | 0.76491 | 0.74696 | 0 | 38.7661
| Sublap | SCEN | Monthly System Peak Day | January | CAISO 1-in-2 | 6 | 0.80659 | 0.80813 | 0.80659 | 0.80813 | 0 | 38.2465
| Sublap | SCEN | Monthly System Peak Day | January | CAISO 1-in-2 | 7 | 0.86519 | 0.9031 | 0.86519 | 0.9031 | 0 | 38.0624
| Sublap | SCEN | Monthly System Peak Day | January | CAISO 1-in-2 | 8 | 0.8254 | 0.85853 | 0.8254 | 0.85853 | 0 | 38.0191
| Sublap | SCEN | Monthly System Peak Day | January | CAISO 1-in-2 | 9 | 0.6297 | 0.62198 | 0.6297 | 0.62198 | 0 | 38.341
| Sublap | SCEN | Monthly System Peak Day | January | CAISO 1-in-2 | 10 | 0.40896 | 0.41093 | 0.40896 | 0.41093 | 0 | 41.0268
| Sublap | SCEN | Monthly System Peak Day | January | CAISO 1-in-2 | 11 | 0.22241 | 0.2363 | 0.22241 | 0.2363 | 0 | 45.2222
| Sublap | SCEN | Monthly System Peak Day | January | CAISO 1-in-2 | 12 | 0.14347 | 0.14177 | 0.14347 | 0.14177 | 0 | 48.3693
| Sublap | SCEN | Monthly System Peak Day | January | CAISO 1-in-2 | 13 | 0.12858 | 0.11373 | 0.12858 | 0.11373 | 0 | 49.1928
| Sublap | SCEN | Monthly System Peak Day | January | CAISO 1-in-2 | 14 | 0.19224 | 0.16091 | 0.19224 | 0.16091 | 0 | 50.2272
| Sublap | SCEN | Monthly System Peak Day | January | CAISO 1-in-2 | 15 | 0.31399 | 0.28785 | 0.31399 | 0.28785 | 0 | 51.0893
| Sublap | SCEN | Monthly System Peak Day | January | CAISO 1-in-2 | 16 | 0.5024 | 0.48246 | 0.5024 | 0.48246 | 0 | 50.9706
| Sublap | SCEN | Monthly System Peak Day | January | CAISO 1-in-2 | 17 | 0.77096 | 0.7608 | 0.77096 | 0.7608 | 0 | 51.5539
| Sublap | SCEN | Monthly System Peak Day | January | CAISO 1-in-2 | 18 | 1.0739 | 1.0474 | 1.0739 | 1.0474 | 0 | 50.9291
| Sublap | SCEN | Monthly System Peak Day | January | CAISO 1-in-2 | 19 | 1.2349 | 1.1795 | 1.2349 | 1.1795 | 0 | 49.0008
| Sublap | SCEN | Monthly System Peak Day | January | CAISO 1-in-2 | 20 | 1.2822 | 1.218 | 1.2822 | 1.218 | 0 | 47.8131
| Sublap | SCEN | Monthly System Peak Day | January | CAISO 1-in-2 | 21 | 1.2467 | 1.2068 | 1.2467 | 1.2068 | 0 | 46.7191
| Sublap | SCEN | Monthly System Peak Day | January | CAISO 1-in-2 | 22 | 1.1586 | 1.1339 | 1.1586 | 1.1339 | 0 | 45.7546
| Sublap | SCEN | Monthly System Peak Day | January | CAISO 1-in-2 | 23 | 1.0402 | 1.0306 | 1.0402 | 1.0306 | 0 | 44.9678
| Sublap | SCEN | Monthly System Peak Day | January | CAISO 1-in-2 | 24 | 0.91104 | 0.90131 | 0.91104 | 0.90131 | 0 | 44.4919
| Sublap | SCEN | Monthly System Peak Day | January | SCE 1-in-10 | 1 | 0.87128 | 0.85554 | 0.87128 | 0.85554 | 0 | 39.7196
| Sublap | SCEN | Monthly System Peak Day | January | SCE 1-in-10 | 2 | 0.82082 | 0.80028 | 0.82082 | 0.80028 | 0 | 38.7558
| Sublap | SCEN | Monthly System Peak Day | January | SCE 1-in-10 | 3 | 0.79906 | 0.77507 | 0.79906 | 0.77507 | 0 | 37.8286
| Sublap | SCEN | Monthly System Peak Day | January | SCE 1-in-10 | 4 | 0.79404 | 0.77055 | 0.79404 | 0.77055 | 0 | 36.5392
| Sublap | SCEN | Monthly System Peak Day | January | SCE 1-in-10 | 5 | 0.81545 | 0.7975 | 0.81545 | 0.7975 | 0 | 35.9405
| Sublap | SCEN | Monthly System Peak Day | January | SCE 1-in-10 | 6 | 0.86006 | 0.8616 | 0.86006 | 0.8616 | 0 | 35.6153
| Sublap | SCEN | Monthly System Peak Day | January | SCE 1-in-10 | 7 | 0.92153 | 0.95944 | 0.92153 | 0.95944 | 0 | 35.3657
| Sublap | SCEN | Monthly System Peak Day | January | SCE 1-in-10 | 8 | 0.88714 | 0.92026 | 0.88714 | 0.92026 | 0 | 35.4435
| Sublap | SCEN | Monthly System Peak Day | January | SCE 1-in-10 | 9 | 0.68816 | 0.68044 | 0.68816 | 0.68044 | 0 | 35.7517
| Sublap | SCEN | Monthly System Peak Day | January | SCE 1-in-10 | 10 | 0.46561 | 0.46758 | 0.46561 | 0.46758 | 0 | 38.1994
| Sublap | SCEN | Monthly System Peak Day | January | SCE 1-in-10 | 11 | 0.27736 | 0.29125 | 0.27736 | 0.29125 | 0 | 40.5282
| Sublap | SCEN | Monthly System Peak Day | January | SCE 1-in-10 | 12 | 0.20437 | 0.20267 | 0.20437 | 0.20267 | 0 | 42.7423
| Sublap | SCEN | Monthly System Peak Day | January | SCE 1-in-10 | 13 | 0.18814 | 0.17329 | 0.18814 | 0.17329 | 0 | 42.9575
| Sublap | SCEN | Monthly System Peak Day | January | SCE 1-in-10 | 14 | 0.25761 | 0.22628 | 0.25761 | 0.22628 | 0 | 44.2904
| Sublap | SCEN | Monthly System Peak Day | January | SCE 1-in-10 | 15 | 0.39179 | 0.36564 | 0.39179 | 0.36564 | 0 | 45.4425
| Sublap | SCEN | Monthly System Peak Day | January | SCE 1-in-10 | 16 | 0.59451 | 0.57457 | 0.59451 | 0.57457 | 0 | 45.5691
| Sublap | SCEN | Monthly System Peak Day | January | SCE 1-in-10 | 17 | 0.8749 | 0.86473 | 0.8749 | 0.86473 | 0 | 46.5405
| Sublap | SCEN | Monthly System Peak Day | January | SCE 1-in-10 | 18 | 1.1746 | 1.1481 | 1.1746 | 1.1481 | 0 | 45.6786
| Sublap | SCEN | Monthly System Peak Day | January | SCE 1-in-10 | 19 | 1.3153 | 1.2599 | 1.3153 | 1.2599 | 0 | 43.5572
| Sublap | SCEN | Monthly System Peak Day | January | SCE 1-in-10 | 20 | 1.3468 | 1.2826 | 1.3468 | 1.2826 | 0 | 42.6103
| Sublap | SCEN | Monthly System Peak Day | January | SCE 1-in-10 | 21 | 1.3013 | 1.2614 | 1.3013 | 1.2614 | 0 | 41.7149
| Sublap | SCEN | Monthly System Peak Day | January | SCE 1-in-10 | 22 | 1.211 | 1.1863 | 1.211 | 1.1863 | 0 | 41.1844
| Sublap | SCEN | Monthly System Peak Day | January | SCE 1-in-10 | 23 | 1.0901 | 1.0805 | 1.0901 | 1.0805 | 0 | 40.5736
| Sublap | SCEN | Monthly System Peak Day | January | SCE 1-in-10 | 24 | 0.95761 | 0.94788 | 0.95761 | 0.94788 | 0 | 40.4437
| Sublap | SCEN | Monthly System Peak Day | January | SCE 1-in-2 | 1 | 0.83945 | 0.82371 | 0.83945 | 0.82371 | 0 | 42.4852
| Sublap | SCEN | Monthly System Peak Day | January | SCE 1-in-2 | 2 | 0.78874 | 0.7682 | 0.78874 | 0.7682 | 0 | 42.0331
| Sublap | SCEN | Monthly System Peak Day | January | SCE 1-in-2 | 3 | 0.76605 | 0.74206 | 0.76605 | 0.74206 | 0 | 40.9093
| Sublap | SCEN | Monthly System Peak Day | January | SCE 1-in-2 | 4 | 0.75906 | 0.73557 | 0.75906 | 0.73557 | 0 | 39.4663
| Sublap | SCEN | Monthly System Peak Day | January | SCE 1-in-2 | 5 | 0.77768 | 0.75972 | 0.77768 | 0.75972 | 0 | 37.7047
| Sublap | SCEN | Monthly System Peak Day | January | SCE 1-in-2 | 6 | 0.82009 | 0.82164 | 0.82009 | 0.82164 | 0 | 36.7579
| Sublap | SCEN | Monthly System Peak Day | January | SCE 1-in-2 | 7 | 0.87942 | 0.91733 | 0.87942 | 0.91733 | 0 | 36.5116
| Sublap | SCEN | Monthly System Peak Day | January | SCE 1-in-2 | 8 | 0.841 | 0.87412 | 0.841 | 0.87412 | 0 | 36.6817
| Sublap | SCEN | Monthly System Peak Day | January | SCE 1-in-2 | 9 | 0.64447 | 0.63675 | 0.64447 | 0.63675 | 0 | 37.6814
| Sublap | SCEN | Monthly System Peak Day | January | SCE 1-in-2 | 10 | 0.42327 | 0.42524 | 0.42327 | 0.42524 | 0 | 40.7387
| Sublap | SCEN | Monthly System Peak Day | January | SCE 1-in-2 | 11 | 0.23629 | 0.25018 | 0.23629 | 0.25018 | 0 | 44.1494
| Sublap | SCEN | Monthly System Peak Day | January | SCE 1-in-2 | 12 | 0.15885 | 0.15715 | 0.15885 | 0.15715 | 0 | 46.9128
| Sublap | SCEN | Monthly System Peak Day | January | SCE 1-in-2 | 13 | 0.14362 | 0.12877 | 0.14362 | 0.12877 | 0 | 48.7529
| Sublap | SCEN | Monthly System Peak Day | January | SCE 1-in-2 | 14 | 0.20875 | 0.17742 | 0.20875 | 0.17742 | 0 | 49.1938
| Sublap | SCEN | Monthly System Peak Day | January | SCE 1-in-2 | 15 | 0.33364 | 0.3075 | 0.33364 | 0.3075 | 0 | 49.3924
| Sublap | SCEN | Monthly System Peak Day | January | SCE 1-in-2 | 16 | 0.52567 | 0.50572 | 0.52567 | 0.50572 | 0 | 50.1394
| Sublap | SCEN | Monthly System Peak Day | January | SCE 1-in-2 | 17 | 0.79722 | 0.78705 | 0.79722 | 0.78705 | 0 | 50.4574
| Sublap | SCEN | Monthly System Peak Day | January | SCE 1-in-2 | 18 | 1.0993 | 1.0729 | 1.0993 | 1.0729 | 0 | 49.9293
| Sublap | SCEN | Monthly System Peak Day | January | SCE 1-in-2 | 19 | 1.2552 | 1.1998 | 1.2552 | 1.1998 | 0 | 48.0511
| Sublap | SCEN | Monthly System Peak Day | January | SCE 1-in-2 | 20 | 1.2985 | 1.2343 | 1.2985 | 1.2343 | 0 | 46.7987
| Sublap | SCEN | Monthly System Peak Day | January | SCE 1-in-2 | 21 | 1.2605 | 1.2206 | 1.2605 | 1.2206 | 0 | 45.5209
| Sublap | SCEN | Monthly System Peak Day | January | SCE 1-in-2 | 22 | 1.1718 | 1.1472 | 1.1718 | 1.1472 | 0 | 44.1924
| Sublap | SCEN | Monthly System Peak Day | January | SCE 1-in-2 | 23 | 1.0528 | 1.0432 | 1.0528 | 1.0432 | 0 | 42.5012
| Sublap | SCEN | Monthly System Peak Day | January | SCE 1-in-2 | 24 | 0.92281 | 0.91307 | 0.92281 | 0.91307 | 0 | 41.6217
| Sublap | SCEN | Monthly System Peak Day | July | CAISO 1-in-10 | 1 | 1.9889 | 1.9731 | 1.9889 | 1.9731 | 0 | 84.6697
| Sublap | SCEN | Monthly System Peak Day | July | CAISO 1-in-10 | 2 | 1.7649 | 1.7444 | 1.7649 | 1.7444 | 0 | 84.4266
| Sublap | SCEN | Monthly System Peak Day | July | CAISO 1-in-10 | 3 | 1.5134 | 1.4894 | 1.5134 | 1.4894 | 0 | 81.756
| Sublap | SCEN | Monthly System Peak Day | July | CAISO 1-in-10 | 4 | 1.2481 | 1.2246 | 1.2481 | 1.2246 | 0 | 77.3502
| Sublap | SCEN | Monthly System Peak Day | July | CAISO 1-in-10 | 5 | 1.1168 | 1.0988 | 1.1168 | 1.0988 | 0 | 75.1171
| Sublap | SCEN | Monthly System Peak Day | July | CAISO 1-in-10 | 6 | 1.0709 | 1.0724 | 1.0709 | 1.0724 | 0 | 74.2384
| Sublap | SCEN | Monthly System Peak Day | July | CAISO 1-in-10 | 7 | 1.0172 | 1.0551 | 1.0172 | 1.0551 | 0 | 73.6203
| Sublap | SCEN | Monthly System Peak Day | July | CAISO 1-in-10 | 8 | 0.96896 | 1.0021 | 0.96896 | 1.0021 | 0 | 73.5803
| Sublap | SCEN | Monthly System Peak Day | July | CAISO 1-in-10 | 9 | 0.91889 | 0.91117 | 0.91889 | 0.91117 | 0 | 77.3025
| Sublap | SCEN | Monthly System Peak Day | July | CAISO 1-in-10 | 10 | 0.85885 | 0.86082 | 0.85885 | 0.86082 | 0 | 83.2432
| Sublap | SCEN | Monthly System Peak Day | July | CAISO 1-in-10 | 11 | 0.94661 | 0.9605 | 0.94661 | 0.9605 | 0 | 88.6774
| Sublap | SCEN | Monthly System Peak Day | July | CAISO 1-in-10 | 12 | 1.2005 | 1.1988 | 1.2005 | 1.1988 | 0 | 94.1406
| Sublap | SCEN | Monthly System Peak Day | July | CAISO 1-in-10 | 13 | 1.5779 | 1.563 | 1.5779 | 1.563 | 0 | 97.494
| Sublap | SCEN | Monthly System Peak Day | July | CAISO 1-in-10 | 14 | 2.002 | 1.9706 | 2.002 | 1.9706 | 0 | 99.8036
| Sublap | SCEN | Monthly System Peak Day | July | CAISO 1-in-10 | 15 | 2.4463 | 2.4201 | 2.4463 | 2.4201 | 0 | 102.1662
| Sublap | SCEN | Monthly System Peak Day | July | CAISO 1-in-10 | 16 | 2.8997 | 2.8798 | 2.8997 | 2.8798 | 0 | 102.8608
| Sublap | SCEN | Monthly System Peak Day | July | CAISO 1-in-10 | 17 | 3.2914 | 3.2813 | 1.9463 | 1.9633 | 0.041161 | 102.6179
| Sublap | SCEN | Monthly System Peak Day | July | CAISO 1-in-10 | 18 | 3.6663 | 3.6399 | 2.751 | 2.951 | 0.069376 | 102.1537
| Sublap | SCEN | Monthly System Peak Day | July | CAISO 1-in-10 | 19 | 3.8123 | 3.7569 | 3.2466 | 3.4256 | 0.041954 | 101.0466
| Sublap | SCEN | Monthly System Peak Day | July | CAISO 1-in-10 | 20 | 3.6512 | 3.587 | 3.2815 | 3.3575 | 0.025572 | 98.4387
| Sublap | SCEN | Monthly System Peak Day | July | CAISO 1-in-10 | 21 | 3.4181 | 3.3782 | 3.0321 | 3.1323 | 0.030265 | 94.8772
| Sublap | SCEN | Monthly System Peak Day | July | CAISO 1-in-10 | 22 | 3.1309 | 3.1063 | 3.6936 | 3.7649 | 0.039453 | 89.735
| Sublap | SCEN | Monthly System Peak Day | July | CAISO 1-in-10 | 23 | 2.7189 | 2.7093 | 2.9178 | 3.0301 | 0.033279 | 87.0011
| Sublap | SCEN | Monthly System Peak Day | July | CAISO 1-in-10 | 24 | 2.2557 | 2.246 | 2.3833 | 2.4076 | 0.024902 | 84.006
| Sublap | SCEN | Monthly System Peak Day | July | CAISO 1-in-2 | 1 | 1.6075 | 1.5917 | 1.6075 | 1.5917 | 0 | 77.72
| Sublap | SCEN | Monthly System Peak Day | July | CAISO 1-in-2 | 2 | 1.3662 | 1.3457 | 1.3662 | 1.3457 | 0 | 76.0829
| Sublap | SCEN | Monthly System Peak Day | July | CAISO 1-in-2 | 3 | 1.215 | 1.191 | 1.215 | 1.191 | 0 | 75.003
| Sublap | SCEN | Monthly System Peak Day | July | CAISO 1-in-2 | 4 | 1.0846 | 1.0611 | 1.0846 | 1.0611 | 0 | 73.5534
| Sublap | SCEN | Monthly System Peak Day | July | CAISO 1-in-2 | 5 | 1.01 | 0.99201 | 1.01 | 0.99201 | 0 | 72.8539
| Sublap | SCEN | Monthly System Peak Day | July | CAISO 1-in-2 | 6 | 0.96768 | 0.96922 | 0.96768 | 0.96922 | 0 | 71.9044
| Sublap | SCEN | Monthly System Peak Day | July | CAISO 1-in-2 | 7 | 0.91685 | 0.95477 | 0.91685 | 0.95477 | 0 | 71.0895
| Sublap | SCEN | Monthly System Peak Day | July | CAISO 1-in-2 | 8 | 0.86544 | 0.89857 | 0.86544 | 0.89857 | 0 | 71.3146
| Sublap | SCEN | Monthly System Peak Day | July | CAISO 1-in-2 | 9 | 0.79033 | 0.78261 | 0.79033 | 0.78261 | 0 | 74.4425
| Sublap | SCEN | Monthly System Peak Day | July | CAISO 1-in-2 | 10 | 0.67663 | 0.6786 | 0.67663 | 0.6786 | 0 | 78.9231
| Sublap | SCEN | Monthly System Peak Day | July | CAISO 1-in-2 | 11 | 0.69773 | 0.71162 | 0.69773 | 0.71162 | 0 | 83.4229
| Sublap | SCEN | Monthly System Peak Day | July | CAISO 1-in-2 | 12 | 0.88081 | 0.8791 | 0.88081 | 0.8791 | 0 | 87.6183
| Sublap | SCEN | Monthly System Peak Day | July | CAISO 1-in-2 | 13 | 1.1537 | 1.1388 | 1.1537 | 1.1388 | 0 | 91.8145
| Sublap | SCEN | Monthly System Peak Day | July | CAISO 1-in-2 | 14 | 1.4992 | 1.4679 | 1.4992 | 1.4679 | 0 | 94.5346
| Sublap | SCEN | Monthly System Peak Day | July | CAISO 1-in-2 | 15 | 1.8882 | 1.8621 | 1.8882 | 1.8621 | 0 | 96.9199
| Sublap | SCEN | Monthly System Peak Day | July | CAISO 1-in-2 | 16 | 2.3103 | 2.2903 | 2.3103 | 2.2903 | 0 | 97.6636
| Sublap | SCEN | Monthly System Peak Day | July | CAISO 1-in-2 | 17 | 2.7079 | 2.6977 | 1.4077 | 1.4248 | 0.04056 | 98.0167
| Sublap | SCEN | Monthly System Peak Day | July | CAISO 1-in-2 | 18 | 3.0833 | 3.0568 | 2.198 | 2.398 | 0.10183 | 97.6027
| Sublap | SCEN | Monthly System Peak Day | July | CAISO 1-in-2 | 19 | 3.2474 | 3.192 | 2.6583 | 2.8374 | 0.075386 | 96.3104
| Sublap | SCEN | Monthly System Peak Day | July | CAISO 1-in-2 | 20 | 3.1308 | 3.0666 | 2.7372 | 2.8131 | 0.035938 | 93.241
| Sublap | SCEN | Monthly System Peak Day | July | CAISO 1-in-2 | 21 | 2.9382 | 2.8983 | 2.5264 | 2.6266 | 0.053526 | 89.2822
| Sublap | SCEN | Monthly System Peak Day | July | CAISO 1-in-2 | 22 | 2.7165 | 2.6919 | 3.2686 | 3.3399 | 0.054202 | 86.1369
| Sublap | SCEN | Monthly System Peak Day | July | CAISO 1-in-2 | 23 | 2.3621 | 2.3525 | 2.4935 | 2.6058 | 0.043392 | 83.7564
| Sublap | SCEN | Monthly System Peak Day | July | CAISO 1-in-2 | 24 | 1.9651 | 1.9554 | 2.0497 | 2.0741 | 0.029712 | 81.4136
| Sublap | SCEN | Monthly System Peak Day | July | SCE 1-in-10 | 1 | 1.8914 | 1.8756 | 1.8914 | 1.8756 | 0 | 82.7709
| Sublap | SCEN | Monthly System Peak Day | July | SCE 1-in-10 | 2 | 1.5183 | 1.4977 | 1.5183 | 1.4977 | 0 | 78.8574
| Sublap | SCEN | Monthly System Peak Day | July | SCE 1-in-10 | 3 | 1.3142 | 1.2902 | 1.3142 | 1.2902 | 0 | 76.8719
| Sublap | SCEN | Monthly System Peak Day | July | SCE 1-in-10 | 4 | 1.1686 | 1.1451 | 1.1686 | 1.1451 | 0 | 75.0952
| Sublap | SCEN | Monthly System Peak Day | July | SCE 1-in-10 | 5 | 1.0491 | 1.0312 | 1.0491 | 1.0312 | 0 | 72.919
| Sublap | SCEN | Monthly System Peak Day | July | SCE 1-in-10 | 6 | 0.97596 | 0.9775 | 0.97596 | 0.9775 | 0 | 70.9001
| Sublap | SCEN | Monthly System Peak Day | July | SCE 1-in-10 | 7 | 0.91208 | 0.94999 | 0.91208 | 0.94999 | 0 | 69.6826
| Sublap | SCEN | Monthly System Peak Day | July | SCE 1-in-10 | 8 | 0.86601 | 0.89914 | 0.86601 | 0.89914 | 0 | 69.9607
| Sublap | SCEN | Monthly System Peak Day | July | SCE 1-in-10 | 9 | 0.82492 | 0.8172 | 0.82492 | 0.8172 | 0 | 73.8662
| Sublap | SCEN | Monthly System Peak Day | July | SCE 1-in-10 | 10 | 0.81654 | 0.81851 | 0.81654 | 0.81851 | 0 | 80.3561
| Sublap | SCEN | Monthly System Peak Day | July | SCE 1-in-10 | 11 | 0.91495 | 0.92884 | 0.91495 | 0.92884 | 0 | 87.6237
| Sublap | SCEN | Monthly System Peak Day | July | SCE 1-in-10 | 12 | 1.1502 | 1.1485 | 1.1502 | 1.1485 | 0 | 93.393
| Sublap | SCEN | Monthly System Peak Day | July | SCE 1-in-10 | 13 | 1.5049 | 1.49 | 1.5049 | 1.49 | 0 | 97.9265
| Sublap | SCEN | Monthly System Peak Day | July | SCE 1-in-10 | 14 | 1.9326 | 1.9013 | 1.9326 | 1.9013 | 0 | 101.172
| Sublap | SCEN | Monthly System Peak Day | July | SCE 1-in-10 | 15 | 2.3791 | 2.3529 | 2.3791 | 2.3529 | 0 | 103.2165
| Sublap | SCEN | Monthly System Peak Day | July | SCE 1-in-10 | 16 | 2.836 | 2.816 | 2.836 | 2.816 | 0 | 103.849
| Sublap | SCEN | Monthly System Peak Day | July | SCE 1-in-10 | 17 | 3.2491 | 3.2389 | 1.881 | 1.8981 | 0.050096 | 104.9529
| Sublap | SCEN | Monthly System Peak Day | July | SCE 1-in-10 | 18 | 3.6024 | 3.576 | 2.6763 | 2.8763 | 0.068687 | 103.7874
| Sublap | SCEN | Monthly System Peak Day | July | SCE 1-in-10 | 19 | 3.7319 | 3.6765 | 3.1656 | 3.3446 | 0.042449 | 100.9158
| Sublap | SCEN | Monthly System Peak Day | July | SCE 1-in-10 | 20 | 3.5897 | 3.5255 | 3.2225 | 3.2985 | 0.026104 | 98.9906
| Sublap | SCEN | Monthly System Peak Day | July | SCE 1-in-10 | 21 | 3.3763 | 3.3364 | 2.9955 | 3.0958 | 0.027349 | 96.0288
| Sublap | SCEN | Monthly System Peak Day | July | SCE 1-in-10 | 22 | 3.1254 | 3.1008 | 3.6965 | 3.7678 | 0.036567 | 92.5576
| Sublap | SCEN | Monthly System Peak Day | July | SCE 1-in-10 | 23 | 2.7089 | 2.6993 | 2.9712 | 3.0835 | 0.034013 | 90.0477
| Sublap | SCEN | Monthly System Peak Day | July | SCE 1-in-10 | 24 | 2.2682 | 2.2585 | 2.4673 | 2.4917 | 0.027952 | 88.3319
| Sublap | SCEN | Monthly System Peak Day | July | SCE 1-in-2 | 1 | 1.6785 | 1.6627 | 1.6785 | 1.6627 | 0 | 79.0025
| Sublap | SCEN | Monthly System Peak Day | July | SCE 1-in-2 | 2 | 1.4383 | 1.4178 | 1.4383 | 1.4178 | 0 | 77.563
| Sublap | SCEN | Monthly System Peak Day | July | SCE 1-in-2 | 3 | 1.2957 | 1.2717 | 1.2957 | 1.2717 | 0 | 76.8483
| Sublap | SCEN | Monthly System Peak Day | July | SCE 1-in-2 | 4 | 1.1534 | 1.1299 | 1.1534 | 1.1299 | 0 | 75.3877
| Sublap | SCEN | Monthly System Peak Day | July | SCE 1-in-2 | 5 | 1.0579 | 1.0399 | 1.0579 | 1.0399 | 0 | 74.2327
| Sublap | SCEN | Monthly System Peak Day | July | SCE 1-in-2 | 6 | 1.009 | 1.0106 | 1.009 | 1.0106 | 0 | 73.1106
| Sublap | SCEN | Monthly System Peak Day | July | SCE 1-in-2 | 7 | 0.95108 | 0.989 | 0.95108 | 0.989 | 0 | 72.1291
| Sublap | SCEN | Monthly System Peak Day | July | SCE 1-in-2 | 8 | 0.89398 | 0.92711 | 0.89398 | 0.92711 | 0 | 72.0439
| Sublap | SCEN | Monthly System Peak Day | July | SCE 1-in-2 | 9 | 0.81831 | 0.81059 | 0.81831 | 0.81059 | 0 | 75.1026
| Sublap | SCEN | Monthly System Peak Day | July | SCE 1-in-2 | 10 | 0.71136 | 0.71333 | 0.71136 | 0.71333 | 0 | 79.5108
| Sublap | SCEN | Monthly System Peak Day | July | SCE 1-in-2 | 11 | 0.76406 | 0.77795 | 0.76406 | 0.77795 | 0 | 83.5681
| Sublap | SCEN | Monthly System Peak Day | July | SCE 1-in-2 | 12 | 0.95692 | 0.95522 | 0.95692 | 0.95522 | 0 | 88.1603
| Sublap | SCEN | Monthly System Peak Day | July | SCE 1-in-2 | 13 | 1.241 | 1.2262 | 1.241 | 1.2262 | 0 | 92.719
| Sublap | SCEN | Monthly System Peak Day | July | SCE 1-in-2 | 14 | 1.5988 | 1.5675 | 1.5988 | 1.5675 | 0 | 94.8897
| Sublap | SCEN | Monthly System Peak Day | July | SCE 1-in-2 | 15 | 1.9934 | 1.9673 | 1.9934 | 1.9673 | 0 | 97.1217
| Sublap | SCEN | Monthly System Peak Day | July | SCE 1-in-2 | 16 | 2.4214 | 2.4014 | 2.4214 | 2.4014 | 0 | 98.1417
| Sublap | SCEN | Monthly System Peak Day | July | SCE 1-in-2 | 17 | 2.8126 | 2.8025 | 1.5119 | 1.529 | 0.04042 | 98.0704
| Sublap | SCEN | Monthly System Peak Day | July | SCE 1-in-2 | 18 | 3.1975 | 3.1711 | 2.3083 | 2.5083 | 0.095934 | 98.1965
| Sublap | SCEN | Monthly System Peak Day | July | SCE 1-in-2 | 19 | 3.3625 | 3.3071 | 2.7795 | 2.9585 | 0.064859 | 97.523
| Sublap | SCEN | Monthly System Peak Day | July | SCE 1-in-2 | 20 | 3.2488 | 3.1846 | 2.8652 | 2.9412 | 0.028746 | 95.4234
| Sublap | SCEN | Monthly System Peak Day | July | SCE 1-in-2 | 21 | 3.061 | 3.0211 | 2.6626 | 2.7628 | 0.040216 | 92.1907
| Sublap | SCEN | Monthly System Peak Day | July | SCE 1-in-2 | 22 | 2.8082 | 2.7836 | 3.3639 | 3.4352 | 0.048271 | 87.3593
| Sublap | SCEN | Monthly System Peak Day | July | SCE 1-in-2 | 23 | 2.4244 | 2.4148 | 2.5532 | 2.6655 | 0.04394 | 83.6291
| Sublap | SCEN | Monthly System Peak Day | July | SCE 1-in-2 | 24 | 2.01 | 2.0002 | 2.084 | 2.1084 | 0.031444 | 80.7756
| Sublap | SCEN | Monthly System Peak Day | June | CAISO 1-in-10 | 1 | 1.6839 | 1.6682 | 1.6839 | 1.6682 | 0 | 78.501
| Sublap | SCEN | Monthly System Peak Day | June | CAISO 1-in-10 | 2 | 1.467 | 1.4465 | 1.467 | 1.4465 | 0 | 77.7247
| Sublap | SCEN | Monthly System Peak Day | June | CAISO 1-in-10 | 3 | 1.2912 | 1.2672 | 1.2912 | 1.2672 | 0 | 76.3052
| Sublap | SCEN | Monthly System Peak Day | June | CAISO 1-in-10 | 4 | 1.1594 | 1.1359 | 1.1594 | 1.1359 | 0 | 74.8731
| Sublap | SCEN | Monthly System Peak Day | June | CAISO 1-in-10 | 5 | 1.0522 | 1.0342 | 1.0522 | 1.0342 | 0 | 73.1202
| Sublap | SCEN | Monthly System Peak Day | June | CAISO 1-in-10 | 6 | 1.005 | 1.0065 | 1.005 | 1.0065 | 0 | 72.0586
| Sublap | SCEN | Monthly System Peak Day | June | CAISO 1-in-10 | 7 | 0.94041 | 0.97833 | 0.94041 | 0.97833 | 0 | 70.8678
| Sublap | SCEN | Monthly System Peak Day | June | CAISO 1-in-10 | 8 | 0.8987 | 0.93182 | 0.8987 | 0.93182 | 0 | 71.2967
| Sublap | SCEN | Monthly System Peak Day | June | CAISO 1-in-10 | 9 | 0.87877 | 0.87105 | 0.87877 | 0.87105 | 0 | 76.236
| Sublap | SCEN | Monthly System Peak Day | June | CAISO 1-in-10 | 10 | 0.81511 | 0.81708 | 0.81511 | 0.81708 | 0 | 82.157
| Sublap | SCEN | Monthly System Peak Day | June | CAISO 1-in-10 | 11 | 0.87948 | 0.89337 | 0.87948 | 0.89337 | 0 | 87.8717
| Sublap | SCEN | Monthly System Peak Day | June | CAISO 1-in-10 | 12 | 1.1107 | 1.109 | 1.1107 | 1.109 | 0 | 93.4921
| Sublap | SCEN | Monthly System Peak Day | June | CAISO 1-in-10 | 13 | 1.4646 | 1.4498 | 1.4646 | 1.4498 | 0 | 97.6293
| Sublap | SCEN | Monthly System Peak Day | June | CAISO 1-in-10 | 14 | 1.8869 | 1.8555 | 1.8869 | 1.8555 | 0 | 100.6071
| Sublap | SCEN | Monthly System Peak Day | June | CAISO 1-in-10 | 15 | 2.3237 | 2.2976 | 2.3237 | 2.2976 | 0 | 102.1604
| Sublap | SCEN | Monthly System Peak Day | June | CAISO 1-in-10 | 16 | 2.7826 | 2.7626 | 2.7826 | 2.7626 | 0 | 103.3701
| Sublap | SCEN | Monthly System Peak Day | June | CAISO 1-in-10 | 17 | 3.176 | 3.1658 | 1.8257 | 1.8428 | 0.042788 | 103.1413
| Sublap | SCEN | Monthly System Peak Day | June | CAISO 1-in-10 | 18 | 3.5378 | 3.5114 | 2.6226 | 2.8225 | 0.069405 | 102.1428
| Sublap | SCEN | Monthly System Peak Day | June | CAISO 1-in-10 | 19 | 3.6853 | 3.6299 | 3.1206 | 3.2996 | 0.04123 | 101.2606
| Sublap | SCEN | Monthly System Peak Day | June | CAISO 1-in-10 | 20 | 3.5507 | 3.4865 | 3.1846 | 3.2605 | 0.026413 | 99.212
| Sublap | SCEN | Monthly System Peak Day | June | CAISO 1-in-10 | 21 | 3.343 | 3.3031 | 2.9631 | 3.0633 | 0.026998 | 96.2089
| Sublap | SCEN | Monthly System Peak Day | June | CAISO 1-in-10 | 22 | 3.0749 | 3.0502 | 3.6427 | 3.7139 | 0.03651 | 91.4441
| Sublap | SCEN | Monthly System Peak Day | June | CAISO 1-in-10 | 23 | 2.6509 | 2.6413 | 2.8629 | 2.9752 | 0.032496 | 87.6303
| Sublap | SCEN | Monthly System Peak Day | June | CAISO 1-in-10 | 24 | 2.2039 | 2.1942 | 2.3457 | 2.37 | 0.02434 | 84.8659
| Sublap | SCEN | Monthly System Peak Day | June | CAISO 1-in-2 | 1 | 1.3909 | 1.3752 | 1.3909 | 1.3752 | 0 | 73.9229
| Sublap | SCEN | Monthly System Peak Day | June | CAISO 1-in-2 | 2 | 1.158 | 1.1375 | 1.158 | 1.1375 | 0 | 71.855
| Sublap | SCEN | Monthly System Peak Day | June | CAISO 1-in-2 | 3 | 1.0375 | 1.0135 | 1.0375 | 1.0135 | 0 | 70.2384
| Sublap | SCEN | Monthly System Peak Day | June | CAISO 1-in-2 | 4 | 0.94081 | 0.91732 | 0.94081 | 0.91732 | 0 | 68.3759
| Sublap | SCEN | Monthly System Peak Day | June | CAISO 1-in-2 | 5 | 0.87125 | 0.8533 | 0.87125 | 0.8533 | 0 | 66.6961
| Sublap | SCEN | Monthly System Peak Day | June | CAISO 1-in-2 | 6 | 0.83679 | 0.83833 | 0.83679 | 0.83833 | 0 | 65.0637
| Sublap | SCEN | Monthly System Peak Day | June | CAISO 1-in-2 | 7 | 0.80124 | 0.83916 | 0.80124 | 0.83916 | 0 | 64.4156
| Sublap | SCEN | Monthly System Peak Day | June | CAISO 1-in-2 | 8 | 0.74777 | 0.78089 | 0.74777 | 0.78089 | 0 | 65.2103
| Sublap | SCEN | Monthly System Peak Day | June | CAISO 1-in-2 | 9 | 0.6514 | 0.64368 | 0.6514 | 0.64368 | 0 | 68.6263
| Sublap | SCEN | Monthly System Peak Day | June | CAISO 1-in-2 | 10 | 0.52482 | 0.52679 | 0.52482 | 0.52679 | 0 | 74.0789
| Sublap | SCEN | Monthly System Peak Day | June | CAISO 1-in-2 | 11 | 0.49175 | 0.50564 | 0.49175 | 0.50564 | 0 | 79.9219
| Sublap | SCEN | Monthly System Peak Day | June | CAISO 1-in-2 | 12 | 0.59491 | 0.5932 | 0.59491 | 0.5932 | 0 | 84.7936
| Sublap | SCEN | Monthly System Peak Day | June | CAISO 1-in-2 | 13 | 0.80898 | 0.79413 | 0.80898 | 0.79413 | 0 | 88.7643
| Sublap | SCEN | Monthly System Peak Day | June | CAISO 1-in-2 | 14 | 1.1077 | 1.0764 | 1.1077 | 1.0764 | 0 | 92.1775
| Sublap | SCEN | Monthly System Peak Day | June | CAISO 1-in-2 | 15 | 1.4625 | 1.4364 | 1.4625 | 1.4364 | 0 | 94.5531
| Sublap | SCEN | Monthly System Peak Day | June | CAISO 1-in-2 | 16 | 1.878 | 1.8581 | 1.878 | 1.8581 | 0 | 96.1725
| Sublap | SCEN | Monthly System Peak Day | June | CAISO 1-in-2 | 17 | 2.2808 | 2.2706 | 0.99126 | 1.0083 | 0.043995 | 96.929
| Sublap | SCEN | Monthly System Peak Day | June | CAISO 1-in-2 | 18 | 2.6394 | 2.6129 | 1.7634 | 1.9634 | 0.11702 | 96.1846
| Sublap | SCEN | Monthly System Peak Day | June | CAISO 1-in-2 | 19 | 2.8064 | 2.751 | 2.2073 | 2.3863 | 0.094481 | 94.2555
| Sublap | SCEN | Monthly System Peak Day | June | CAISO 1-in-2 | 20 | 2.7528 | 2.6887 | 2.3544 | 2.4304 | 0.040179 | 92.1994
| Sublap | SCEN | Monthly System Peak Day | June | CAISO 1-in-2 | 21 | 2.6116 | 2.5717 | 2.1963 | 2.2966 | 0.057133 | 88.541
| Sublap | SCEN | Monthly System Peak Day | June | CAISO 1-in-2 | 22 | 2.3907 | 2.3661 | 2.9349 | 3.0062 | 0.069135 | 83.4439
| Sublap | SCEN | Monthly System Peak Day | June | CAISO 1-in-2 | 23 | 2.0595 | 2.0499 | 2.1024 | 2.2146 | 0.021449 | 79.4999
| Sublap | SCEN | Monthly System Peak Day | June | CAISO 1-in-2 | 24 | 1.7062 | 1.6965 | 1.715 | 1.7393 | 0.0043629 | 76.8308
| Sublap | SCEN | Monthly System Peak Day | June | SCE 1-in-10 | 1 | 1.7871 | 1.7714 | 1.7871 | 1.7714 | 0 | 80.6449
| Sublap | SCEN | Monthly System Peak Day | June | SCE 1-in-10 | 2 | 1.5295 | 1.509 | 1.5295 | 1.509 | 0 | 79.1687
| Sublap | SCEN | Monthly System Peak Day | June | SCE 1-in-10 | 3 | 1.3253 | 1.3014 | 1.3253 | 1.3014 | 0 | 77.1726
| Sublap | SCEN | Monthly System Peak Day | June | SCE 1-in-10 | 4 | 1.1927 | 1.1692 | 1.1927 | 1.1692 | 0 | 75.9007
| Sublap | SCEN | Monthly System Peak Day | June | SCE 1-in-10 | 5 | 1.0777 | 1.0598 | 1.0777 | 1.0598 | 0 | 74.0411
| Sublap | SCEN | Monthly System Peak Day | June | SCE 1-in-10 | 6 | 1.0199 | 1.0214 | 1.0199 | 1.0214 | 0 | 72.6157
| Sublap | SCEN | Monthly System Peak Day | June | SCE 1-in-10 | 7 | 0.95427 | 0.99218 | 0.95427 | 0.99218 | 0 | 71.4088
| Sublap | SCEN | Monthly System Peak Day | June | SCE 1-in-10 | 8 | 0.92192 | 0.95505 | 0.92192 | 0.95505 | 0 | 72.1686
| Sublap | SCEN | Monthly System Peak Day | June | SCE 1-in-10 | 9 | 0.9012 | 0.89348 | 0.9012 | 0.89348 | 0 | 77.0707
| Sublap | SCEN | Monthly System Peak Day | June | SCE 1-in-10 | 10 | 0.82313 | 0.8251 | 0.82313 | 0.8251 | 0 | 82.6895
| Sublap | SCEN | Monthly System Peak Day | June | SCE 1-in-10 | 11 | 0.88457 | 0.89847 | 0.88457 | 0.89847 | 0 | 88.132
| Sublap | SCEN | Monthly System Peak Day | June | SCE 1-in-10 | 12 | 1.1225 | 1.1208 | 1.1225 | 1.1208 | 0 | 93.4986
| Sublap | SCEN | Monthly System Peak Day | June | SCE 1-in-10 | 13 | 1.4792 | 1.4644 | 1.4792 | 1.4644 | 0 | 97.4792
| Sublap | SCEN | Monthly System Peak Day | June | SCE 1-in-10 | 14 | 1.8995 | 1.8682 | 1.8995 | 1.8682 | 0 | 100.0489
| Sublap | SCEN | Monthly System Peak Day | June | SCE 1-in-10 | 15 | 2.3324 | 2.3062 | 2.3324 | 2.3062 | 0 | 101.451
| Sublap | SCEN | Monthly System Peak Day | June | SCE 1-in-10 | 16 | 2.7843 | 2.7643 | 2.7843 | 2.7643 | 0 | 102.3988
| Sublap | SCEN | Monthly System Peak Day | June | SCE 1-in-10 | 17 | 3.1813 | 3.1711 | 1.8372 | 1.8542 | 0.040853 | 102.5079
| Sublap | SCEN | Monthly System Peak Day | June | SCE 1-in-10 | 18 | 3.5512 | 3.5248 | 2.6371 | 2.8371 | 0.069901 | 101.9709
| Sublap | SCEN | Monthly System Peak Day | June | SCE 1-in-10 | 19 | 3.6987 | 3.6433 | 3.1326 | 3.3116 | 0.042238 | 100.9704
| Sublap | SCEN | Monthly System Peak Day | June | SCE 1-in-10 | 20 | 3.5632 | 3.499 | 3.1969 | 3.2729 | 0.026365 | 99.18
| Sublap | SCEN | Monthly System Peak Day | June | SCE 1-in-10 | 21 | 3.3527 | 3.3128 | 2.9723 | 3.0726 | 0.027189 | 96.1088
| Sublap | SCEN | Monthly System Peak Day | June | SCE 1-in-10 | 22 | 3.0819 | 3.0572 | 3.6491 | 3.7204 | 0.036651 | 91.2654
| Sublap | SCEN | Monthly System Peak Day | June | SCE 1-in-10 | 23 | 2.6461 | 2.6365 | 2.8344 | 2.9466 | 0.03425 | 86.4892
| Sublap | SCEN | Monthly System Peak Day | June | SCE 1-in-10 | 24 | 2.1876 | 2.1779 | 2.2961 | 2.3204 | 0.026528 | 82.8525
| Sublap | SCEN | Monthly System Peak Day | June | SCE 1-in-2 | 1 | 1.3943 | 1.3785 | 1.3943 | 1.3785 | 0 | 74.1493
| Sublap | SCEN | Monthly System Peak Day | June | SCE 1-in-2 | 2 | 1.1601 | 1.1396 | 1.1601 | 1.1396 | 0 | 72.0192
| Sublap | SCEN | Monthly System Peak Day | June | SCE 1-in-2 | 3 | 1.0234 | 0.9994 | 1.0234 | 0.9994 | 0 | 70.5044
| Sublap | SCEN | Monthly System Peak Day | June | SCE 1-in-2 | 4 | 0.93099 | 0.9075 | 0.93099 | 0.9075 | 0 | 68.7412
| Sublap | SCEN | Monthly System Peak Day | June | SCE 1-in-2 | 5 | 0.8772 | 0.85925 | 0.8772 | 0.85925 | 0 | 67.9049
| Sublap | SCEN | Monthly System Peak Day | June | SCE 1-in-2 | 6 | 0.84191 | 0.84345 | 0.84191 | 0.84345 | 0 | 66.68
| Sublap | SCEN | Monthly System Peak Day | June | SCE 1-in-2 | 7 | 0.79976 | 0.83768 | 0.79976 | 0.83768 | 0 | 65.5885
| Sublap | SCEN | Monthly System Peak Day | June | SCE 1-in-2 | 8 | 0.74182 | 0.77494 | 0.74182 | 0.77494 | 0 | 66.3035
| Sublap | SCEN | Monthly System Peak Day | June | SCE 1-in-2 | 9 | 0.64533 | 0.63761 | 0.64533 | 0.63761 | 0 | 70.6109
| Sublap | SCEN | Monthly System Peak Day | June | SCE 1-in-2 | 10 | 0.5174 | 0.51937 | 0.5174 | 0.51937 | 0 | 76.1091
| Sublap | SCEN | Monthly System Peak Day | June | SCE 1-in-2 | 11 | 0.41018 | 0.42408 | 0.41018 | 0.42408 | 0 | 81.7484
| Sublap | SCEN | Monthly System Peak Day | June | SCE 1-in-2 | 12 | 0.50972 | 0.50801 | 0.50972 | 0.50801 | 0 | 86.4248
| Sublap | SCEN | Monthly System Peak Day | June | SCE 1-in-2 | 13 | 0.73832 | 0.72347 | 0.73832 | 0.72347 | 0 | 89.1025
| Sublap | SCEN | Monthly System Peak Day | June | SCE 1-in-2 | 14 | 1.0347 | 1.0033 | 1.0347 | 1.0033 | 0 | 91.279
| Sublap | SCEN | Monthly System Peak Day | June | SCE 1-in-2 | 15 | 1.3672 | 1.341 | 1.3672 | 1.341 | 0 | 92.1001
| Sublap | SCEN | Monthly System Peak Day | June | SCE 1-in-2 | 16 | 1.7561 | 1.7362 | 1.7561 | 1.7362 | 0 | 92.7711
| Sublap | SCEN | Monthly System Peak Day | June | SCE 1-in-2 | 17 | 2.1438 | 2.1337 | 0.89453 | 0.91159 | 0.063837 | 92.8194
| Sublap | SCEN | Monthly System Peak Day | June | SCE 1-in-2 | 18 | 2.5236 | 2.4972 | 1.6714 | 1.8714 | 0.15963 | 92.5958
| Sublap | SCEN | Monthly System Peak Day | June | SCE 1-in-2 | 19 | 2.7143 | 2.6589 | 2.1053 | 2.2843 | 0.11408 | 92.2402
| Sublap | SCEN | Monthly System Peak Day | June | SCE 1-in-2 | 20 | 2.6613 | 2.5971 | 2.2537 | 2.3297 | 0.04909 | 90.2144
| Sublap | SCEN | Monthly System Peak Day | June | SCE 1-in-2 | 21 | 2.5149 | 2.475 | 2.0878 | 2.188 | 0.070033 | 85.9693
| Sublap | SCEN | Monthly System Peak Day | June | SCE 1-in-2 | 22 | 2.2864 | 2.2617 | 2.8213 | 2.8925 | 0.088192 | 80.3243
| Sublap | SCEN | Monthly System Peak Day | June | SCE 1-in-2 | 23 | 1.9724 | 1.9628 | 1.9724 | 2.0591 | 0 | 76.211
| Sublap | SCEN | Monthly System Peak Day | June | SCE 1-in-2 | 24 | 1.6314 | 1.6216 | 1.6314 | 1.6216 | 0 | 73.7234
| Sublap | SCEN | Monthly System Peak Day | March | CAISO 1-in-10 | 1 | 0.81063 | 0.7949 | 0.81063 | 0.7949 | 0 | 61.0654
| Sublap | SCEN | Monthly System Peak Day | March | CAISO 1-in-10 | 2 | 0.73506 | 0.71452 | 0.73506 | 0.71452 | 0 | 58.6577
| Sublap | SCEN | Monthly System Peak Day | March | CAISO 1-in-10 | 3 | 0.68832 | 0.66433 | 0.68832 | 0.66433 | 0 | 57.0048
| Sublap | SCEN | Monthly System Peak Day | March | CAISO 1-in-10 | 4 | 0.65171 | 0.62822 | 0.65171 | 0.62822 | 0 | 55.6492
| Sublap | SCEN | Monthly System Peak Day | March | CAISO 1-in-10 | 5 | 0.63176 | 0.61381 | 0.63176 | 0.61381 | 0 | 54.6219
| Sublap | SCEN | Monthly System Peak Day | March | CAISO 1-in-10 | 6 | 0.63846 | 0.64 | 0.63846 | 0.64 | 0 | 53.5923
| Sublap | SCEN | Monthly System Peak Day | March | CAISO 1-in-10 | 7 | 0.64112 | 0.67904 | 0.64112 | 0.67904 | 0 | 52.9831
| Sublap | SCEN | Monthly System Peak Day | March | CAISO 1-in-10 | 8 | 0.56236 | 0.59548 | 0.56236 | 0.59548 | 0 | 52.0111
| Sublap | SCEN | Monthly System Peak Day | March | CAISO 1-in-10 | 9 | 0.3824 | 0.37468 | 0.3824 | 0.37468 | 0 | 52.9355
| Sublap | SCEN | Monthly System Peak Day | March | CAISO 1-in-10 | 10 | 0.14411 | 0.14608 | 0.14411 | 0.14608 | 0 | 58.2864
| Sublap | SCEN | Monthly System Peak Day | March | CAISO 1-in-10 | 11 | -0.015063 | -0.0011695 | -0.015063 | -0.0011695 | 0 | 65.1073
| Sublap | SCEN | Monthly System Peak Day | March | CAISO 1-in-10 | 12 | -0.15254 | -0.15424 | -0.15254 | -0.15424 | 0 | 72.3936
| Sublap | SCEN | Monthly System Peak Day | March | CAISO 1-in-10 | 13 | -0.15717 | -0.17202 | -0.15717 | -0.17202 | 0 | 77.8289
| Sublap | SCEN | Monthly System Peak Day | March | CAISO 1-in-10 | 14 | -0.032711 | -0.064044 | -0.032711 | -0.064044 | 0 | 80.8642
| Sublap | SCEN | Monthly System Peak Day | March | CAISO 1-in-10 | 15 | 0.16705 | 0.1409 | 0.16705 | 0.1409 | 0 | 82.5707
| Sublap | SCEN | Monthly System Peak Day | March | CAISO 1-in-10 | 16 | 0.47159 | 0.45164 | 0.47159 | 0.45164 | 0 | 84.213
| Sublap | SCEN | Monthly System Peak Day | March | CAISO 1-in-10 | 17 | 0.82506 | 0.81489 | -0.10496 | -0.11512 | 0.11295 | 84.9596
| Sublap | SCEN | Monthly System Peak Day | March | CAISO 1-in-10 | 18 | 1.1728 | 1.1464 | 0.36819 | 0.56817 | 0.25269 | 85.3783
| Sublap | SCEN | Monthly System Peak Day | March | CAISO 1-in-10 | 19 | 1.3991 | 1.3437 | 0.75494 | 0.93397 | 0.18614 | 85.1175
| Sublap | SCEN | Monthly System Peak Day | March | CAISO 1-in-10 | 20 | 1.5205 | 1.4563 | 1.0833 | 1.1593 | 0.081319 | 83.7815
| Sublap | SCEN | Monthly System Peak Day | March | CAISO 1-in-10 | 21 | 1.5018 | 1.4618 | 1.0422 | 1.1425 | 0.10685 | 78.9378
| Sublap | SCEN | Monthly System Peak Day | March | CAISO 1-in-10 | 22 | 1.3723 | 1.3477 | 1.8879 | 1.9592 | 0.13052 | 73.8078
| Sublap | SCEN | Monthly System Peak Day | March | CAISO 1-in-10 | 23 | 1.1648 | 1.1552 | 1.1648 | 1.1552 | 0 | 69.2618
| Sublap | SCEN | Monthly System Peak Day | March | CAISO 1-in-10 | 24 | 0.9502 | 0.94046 | 0.9502 | 0.94046 | 0 | 65.276
| Sublap | SCEN | Monthly System Peak Day | March | CAISO 1-in-2 | 1 | 0.71228 | 0.69655 | 0.71228 | 0.69655 | 0 | 52.8609
| Sublap | SCEN | Monthly System Peak Day | March | CAISO 1-in-2 | 2 | 0.66056 | 0.64002 | 0.66056 | 0.64002 | 0 | 51.3827
| Sublap | SCEN | Monthly System Peak Day | March | CAISO 1-in-2 | 3 | 0.63418 | 0.61019 | 0.63418 | 0.61019 | 0 | 49.2707
| Sublap | SCEN | Monthly System Peak Day | March | CAISO 1-in-2 | 4 | 0.6193 | 0.59581 | 0.6193 | 0.59581 | 0 | 47.9893
| Sublap | SCEN | Monthly System Peak Day | March | CAISO 1-in-2 | 5 | 0.62675 | 0.60879 | 0.62675 | 0.60879 | 0 | 46.7578
| Sublap | SCEN | Monthly System Peak Day | March | CAISO 1-in-2 | 6 | 0.66041 | 0.66195 | 0.66041 | 0.66195 | 0 | 45.8778
| Sublap | SCEN | Monthly System Peak Day | March | CAISO 1-in-2 | 7 | 0.71117 | 0.74909 | 0.71117 | 0.74909 | 0 | 45.3439
| Sublap | SCEN | Monthly System Peak Day | March | CAISO 1-in-2 | 8 | 0.65664 | 0.68976 | 0.65664 | 0.68976 | 0 | 44.526
| Sublap | SCEN | Monthly System Peak Day | March | CAISO 1-in-2 | 9 | 0.46989 | 0.46217 | 0.46989 | 0.46217 | 0 | 44.5686
| Sublap | SCEN | Monthly System Peak Day | March | CAISO 1-in-2 | 10 | 0.25411 | 0.25608 | 0.25411 | 0.25608 | 0 | 47.5032
| Sublap | SCEN | Monthly System Peak Day | March | CAISO 1-in-2 | 11 | 0.072206 | 0.0861 | 0.072206 | 0.0861 | 0 | 52.4427
| Sublap | SCEN | Monthly System Peak Day | March | CAISO 1-in-2 | 12 | -0.02336 | -0.025064 | -0.02336 | -0.025064 | 0 | 57.7138
| Sublap | SCEN | Monthly System Peak Day | March | CAISO 1-in-2 | 13 | -0.037324 | -0.052173 | -0.037324 | -0.052173 | 0 | 61.9613
| Sublap | SCEN | Monthly System Peak Day | March | CAISO 1-in-2 | 14 | 0.018479 | -0.012854 | 0.018479 | -0.012854 | 0 | 64.6794
| Sublap | SCEN | Monthly System Peak Day | March | CAISO 1-in-2 | 15 | 0.12725 | 0.1011 | 0.12725 | 0.1011 | 0 | 66.4837
| Sublap | SCEN | Monthly System Peak Day | March | CAISO 1-in-2 | 16 | 0.30331 | 0.28336 | 0.30331 | 0.28336 | 0 | 68.1796
| Sublap | SCEN | Monthly System Peak Day | March | CAISO 1-in-2 | 17 | 0.55041 | 0.54025 | 0.55041 | 0.54025 | 0 | 69.0725
| Sublap | SCEN | Monthly System Peak Day | March | CAISO 1-in-2 | 18 | 0.83879 | 0.81233 | 0.83879 | 0.81233 | 0 | 68.7946
| Sublap | SCEN | Monthly System Peak Day | March | CAISO 1-in-2 | 19 | 1.0292 | 0.97379 | 1.0292 | 0.97379 | 0 | 66.9556
| Sublap | SCEN | Monthly System Peak Day | March | CAISO 1-in-2 | 20 | 1.1137 | 1.0496 | 1.1137 | 1.0496 | 0 | 64.4643
| Sublap | SCEN | Monthly System Peak Day | March | CAISO 1-in-2 | 21 | 1.0975 | 1.0576 | 1.0975 | 1.0576 | 0 | 61.4967
| Sublap | SCEN | Monthly System Peak Day | March | CAISO 1-in-2 | 22 | 1.0154 | 0.99073 | 1.0154 | 0.99073 | 0 | 58.9443
| Sublap | SCEN | Monthly System Peak Day | March | CAISO 1-in-2 | 23 | 0.90395 | 0.89435 | 0.90395 | 0.89435 | 0 | 57.2656
| Sublap | SCEN | Monthly System Peak Day | March | CAISO 1-in-2 | 24 | 0.78375 | 0.77402 | 0.78375 | 0.77402 | 0 | 56.0538
| Sublap | SCEN | Monthly System Peak Day | March | SCE 1-in-10 | 1 | 0.81836 | 0.80263 | 0.81836 | 0.80263 | 0 | 62.7749
| Sublap | SCEN | Monthly System Peak Day | March | SCE 1-in-10 | 2 | 0.74266 | 0.72212 | 0.74266 | 0.72212 | 0 | 60.7266
| Sublap | SCEN | Monthly System Peak Day | March | SCE 1-in-10 | 3 | 0.69556 | 0.67157 | 0.69556 | 0.67157 | 0 | 58.2525
| Sublap | SCEN | Monthly System Peak Day | March | SCE 1-in-10 | 4 | 0.65684 | 0.63334 | 0.65684 | 0.63334 | 0 | 56.8849
| Sublap | SCEN | Monthly System Peak Day | March | SCE 1-in-10 | 5 | 0.6368 | 0.61885 | 0.6368 | 0.61885 | 0 | 55.4553
| Sublap | SCEN | Monthly System Peak Day | March | SCE 1-in-10 | 6 | 0.64237 | 0.64391 | 0.64237 | 0.64391 | 0 | 54.445
| Sublap | SCEN | Monthly System Peak Day | March | SCE 1-in-10 | 7 | 0.64327 | 0.68118 | 0.64327 | 0.68118 | 0 | 53.5413
| Sublap | SCEN | Monthly System Peak Day | March | SCE 1-in-10 | 8 | 0.56351 | 0.59664 | 0.56351 | 0.59664 | 0 | 52.8603
| Sublap | SCEN | Monthly System Peak Day | March | SCE 1-in-10 | 9 | 0.38197 | 0.37425 | 0.38197 | 0.37425 | 0 | 53.8867
| Sublap | SCEN | Monthly System Peak Day | March | SCE 1-in-10 | 10 | 0.14169 | 0.14366 | 0.14169 | 0.14366 | 0 | 59.4672
| Sublap | SCEN | Monthly System Peak Day | March | SCE 1-in-10 | 11 | -0.013224 | 0.00066937 | -0.013224 | 0.00066937 | 0 | 64.8591
| Sublap | SCEN | Monthly System Peak Day | March | SCE 1-in-10 | 12 | -0.13686 | -0.13856 | -0.13686 | -0.13856 | 0 | 71.8038
| Sublap | SCEN | Monthly System Peak Day | March | SCE 1-in-10 | 13 | -0.15398 | -0.16883 | -0.15398 | -0.16883 | 0 | 78.4131
| Sublap | SCEN | Monthly System Peak Day | March | SCE 1-in-10 | 14 | -0.02115 | -0.052482 | -0.02115 | -0.052482 | 0 | 81.113
| Sublap | SCEN | Monthly System Peak Day | March | SCE 1-in-10 | 15 | 0.198 | 0.17185 | 0.198 | 0.17185 | 0 | 84.2674
| Sublap | SCEN | Monthly System Peak Day | March | SCE 1-in-10 | 16 | 0.50354 | 0.48359 | 0.50354 | 0.48359 | 0 | 84.7747
| Sublap | SCEN | Monthly System Peak Day | March | SCE 1-in-10 | 17 | 0.85262 | 0.84245 | -0.14303 | -0.15319 | 0.11531 | 84.6023
| Sublap | SCEN | Monthly System Peak Day | March | SCE 1-in-10 | 18 | 1.2044 | 1.1779 | 0.40491 | 0.60489 | 0.26304 | 84.5958
| Sublap | SCEN | Monthly System Peak Day | March | SCE 1-in-10 | 19 | 1.4285 | 1.3731 | 0.77658 | 0.95562 | 0.20239 | 83.5391
| Sublap | SCEN | Monthly System Peak Day | March | SCE 1-in-10 | 20 | 1.5205 | 1.4563 | 1.0722 | 1.1482 | 0.093942 | 81.3734
| Sublap | SCEN | Monthly System Peak Day | March | SCE 1-in-10 | 21 | 1.5149 | 1.475 | 1.0526 | 1.1529 | 0.11008 | 78.331
| Sublap | SCEN | Monthly System Peak Day | March | SCE 1-in-10 | 22 | 1.3887 | 1.3641 | 1.9039 | 1.9752 | 0.13152 | 73.6565
| Sublap | SCEN | Monthly System Peak Day | March | SCE 1-in-10 | 23 | 1.1889 | 1.1793 | 1.1889 | 1.1793 | 0 | 69.8139
| Sublap | SCEN | Monthly System Peak Day | March | SCE 1-in-10 | 24 | 0.97513 | 0.9654 | 0.97513 | 0.9654 | 0 | 66.7215
| Sublap | SCEN | Monthly System Peak Day | March | SCE 1-in-2 | 1 | 0.7099 | 0.69416 | 0.7099 | 0.69416 | 0 | 51.7919
| Sublap | SCEN | Monthly System Peak Day | March | SCE 1-in-2 | 2 | 0.65816 | 0.63762 | 0.65816 | 0.63762 | 0 | 50.6389
| Sublap | SCEN | Monthly System Peak Day | March | SCE 1-in-2 | 3 | 0.63171 | 0.60772 | 0.63171 | 0.60772 | 0 | 48.7005
| Sublap | SCEN | Monthly System Peak Day | March | SCE 1-in-2 | 4 | 0.61669 | 0.59319 | 0.61669 | 0.59319 | 0 | 47.8282
| Sublap | SCEN | Monthly System Peak Day | March | SCE 1-in-2 | 5 | 0.62392 | 0.60597 | 0.62392 | 0.60597 | 0 | 47.4786
| Sublap | SCEN | Monthly System Peak Day | March | SCE 1-in-2 | 6 | 0.65742 | 0.65896 | 0.65742 | 0.65896 | 0 | 46.0631
| Sublap | SCEN | Monthly System Peak Day | March | SCE 1-in-2 | 7 | 0.70802 | 0.74594 | 0.70802 | 0.74594 | 0 | 45.5974
| Sublap | SCEN | Monthly System Peak Day | March | SCE 1-in-2 | 8 | 0.65319 | 0.68631 | 0.65319 | 0.68631 | 0 | 44.6691
| Sublap | SCEN | Monthly System Peak Day | March | SCE 1-in-2 | 9 | 0.46662 | 0.4589 | 0.46662 | 0.4589 | 0 | 44.8204
| Sublap | SCEN | Monthly System Peak Day | March | SCE 1-in-2 | 10 | 0.25095 | 0.25292 | 0.25095 | 0.25292 | 0 | 48.2663
| Sublap | SCEN | Monthly System Peak Day | March | SCE 1-in-2 | 11 | 0.069136 | 0.08303 | 0.069136 | 0.08303 | 0 | 53.5908
| Sublap | SCEN | Monthly System Peak Day | March | SCE 1-in-2 | 12 | -0.026536 | -0.02824 | -0.026536 | -0.02824 | 0 | 58.1613
| Sublap | SCEN | Monthly System Peak Day | March | SCE 1-in-2 | 13 | -0.039838 | -0.054687 | -0.039838 | -0.054687 | 0 | 62.2245
| Sublap | SCEN | Monthly System Peak Day | March | SCE 1-in-2 | 14 | 0.014029 | -0.017303 | 0.014029 | -0.017303 | 0 | 64.7512
| Sublap | SCEN | Monthly System Peak Day | March | SCE 1-in-2 | 15 | 0.12061 | 0.094461 | 0.12061 | 0.094461 | 0 | 66.551
| Sublap | SCEN | Monthly System Peak Day | March | SCE 1-in-2 | 16 | 0.2947 | 0.27476 | 0.2947 | 0.27476 | 0 | 68.1423
| Sublap | SCEN | Monthly System Peak Day | March | SCE 1-in-2 | 17 | 0.54364 | 0.53348 | 0.54364 | 0.53348 | 0 | 68.9698
| Sublap | SCEN | Monthly System Peak Day | March | SCE 1-in-2 | 18 | 0.83273 | 0.80628 | 0.83273 | 0.80628 | 0 | 68.7426
| Sublap | SCEN | Monthly System Peak Day | March | SCE 1-in-2 | 19 | 1.0277 | 0.97228 | 1.0277 | 0.97228 | 0 | 67.4759
| Sublap | SCEN | Monthly System Peak Day | March | SCE 1-in-2 | 20 | 1.1187 | 1.0545 | 1.1187 | 1.0545 | 0 | 65.4059
| Sublap | SCEN | Monthly System Peak Day | March | SCE 1-in-2 | 21 | 1.0945 | 1.0545 | 1.0945 | 1.0545 | 0 | 62.3218
| Sublap | SCEN | Monthly System Peak Day | March | SCE 1-in-2 | 22 | 1.0124 | 0.9878 | 1.0124 | 0.9878 | 0 | 59.6419
| Sublap | SCEN | Monthly System Peak Day | March | SCE 1-in-2 | 23 | 0.90116 | 0.89157 | 0.90116 | 0.89157 | 0 | 57.7985
| Sublap | SCEN | Monthly System Peak Day | March | SCE 1-in-2 | 24 | 0.78115 | 0.77141 | 0.78115 | 0.77141 | 0 | 56.6071
| Sublap | SCEN | Monthly System Peak Day | May | CAISO 1-in-10 | 1 | 1.4387 | 1.423 | 1.4387 | 1.423 | 0 | 74.9341
| Sublap | SCEN | Monthly System Peak Day | May | CAISO 1-in-10 | 2 | 1.2034 | 1.1828 | 1.2034 | 1.1828 | 0 | 72.9397
| Sublap | SCEN | Monthly System Peak Day | May | CAISO 1-in-10 | 3 | 1.0119 | 0.98796 | 1.0119 | 0.98796 | 0 | 70.4533
| Sublap | SCEN | Monthly System Peak Day | May | CAISO 1-in-10 | 4 | 0.88925 | 0.86576 | 0.88925 | 0.86576 | 0 | 68.4556
| Sublap | SCEN | Monthly System Peak Day | May | CAISO 1-in-10 | 5 | 0.7854 | 0.76745 | 0.7854 | 0.76745 | 0 | 65.9218
| Sublap | SCEN | Monthly System Peak Day | May | CAISO 1-in-10 | 6 | 0.75719 | 0.75873 | 0.75719 | 0.75873 | 0 | 64.2716
| Sublap | SCEN | Monthly System Peak Day | May | CAISO 1-in-10 | 7 | 0.7376 | 0.77552 | 0.7376 | 0.77552 | 0 | 63.1512
| Sublap | SCEN | Monthly System Peak Day | May | CAISO 1-in-10 | 8 | 0.6716 | 0.70472 | 0.6716 | 0.70472 | 0 | 63.32
| Sublap | SCEN | Monthly System Peak Day | May | CAISO 1-in-10 | 9 | 0.56239 | 0.55467 | 0.56239 | 0.55467 | 0 | 66.9343
| Sublap | SCEN | Monthly System Peak Day | May | CAISO 1-in-10 | 10 | 0.52517 | 0.52714 | 0.52517 | 0.52714 | 0 | 72.8245
| Sublap | SCEN | Monthly System Peak Day | May | CAISO 1-in-10 | 11 | 0.50726 | 0.52115 | 0.50726 | 0.52115 | 0 | 80.2889
| Sublap | SCEN | Monthly System Peak Day | May | CAISO 1-in-10 | 12 | 0.60752 | 0.60581 | 0.60752 | 0.60581 | 0 | 85.7563
| Sublap | SCEN | Monthly System Peak Day | May | CAISO 1-in-10 | 13 | 0.81939 | 0.80454 | 0.81939 | 0.80454 | 0 | 91.2324
| Sublap | SCEN | Monthly System Peak Day | May | CAISO 1-in-10 | 14 | 1.1446 | 1.1133 | 1.1446 | 1.1133 | 0 | 94.0622
| Sublap | SCEN | Monthly System Peak Day | May | CAISO 1-in-10 | 15 | 1.5054 | 1.4793 | 1.5054 | 1.4793 | 0 | 95.472
| Sublap | SCEN | Monthly System Peak Day | May | CAISO 1-in-10 | 16 | 1.9196 | 1.8996 | 1.9196 | 1.8996 | 0 | 96.5166
| Sublap | SCEN | Monthly System Peak Day | May | CAISO 1-in-10 | 17 | 2.3168 | 2.3066 | 1.0287 | 1.0457 | 0.044527 | 96.7849
| Sublap | SCEN | Monthly System Peak Day | May | CAISO 1-in-10 | 18 | 2.682 | 2.6556 | 1.8046 | 2.0046 | 0.11457 | 96.4055
| Sublap | SCEN | Monthly System Peak Day | May | CAISO 1-in-10 | 19 | 2.8528 | 2.7973 | 2.2589 | 2.438 | 0.084247 | 95.3406
| Sublap | SCEN | Monthly System Peak Day | May | CAISO 1-in-10 | 20 | 2.7954 | 2.7312 | 2.4005 | 2.4765 | 0.037 | 92.971
| Sublap | SCEN | Monthly System Peak Day | May | CAISO 1-in-10 | 21 | 2.6516 | 2.6117 | 2.2398 | 2.3401 | 0.053397 | 89.3089
| Sublap | SCEN | Monthly System Peak Day | May | CAISO 1-in-10 | 22 | 2.4472 | 2.4226 | 2.9969 | 3.0682 | 0.058492 | 85.3234
| Sublap | SCEN | Monthly System Peak Day | May | CAISO 1-in-10 | 23 | 2.1073 | 2.0977 | 2.1947 | 2.307 | 0.053374 | 81.6403
| Sublap | SCEN | Monthly System Peak Day | May | CAISO 1-in-10 | 24 | 1.7237 | 1.714 | 1.7318 | 1.7562 | 0.004069 | 76.7952
| Sublap | SCEN | Monthly System Peak Day | May | CAISO 1-in-2 | 1 | 1.1027 | 1.0869 | 1.1027 | 1.0869 | 0 | 69.3281
| Sublap | SCEN | Monthly System Peak Day | May | CAISO 1-in-2 | 2 | 0.93791 | 0.91737 | 0.93791 | 0.91737 | 0 | 67.6221
| Sublap | SCEN | Monthly System Peak Day | May | CAISO 1-in-2 | 3 | 0.83914 | 0.81515 | 0.83914 | 0.81515 | 0 | 65.5014
| Sublap | SCEN | Monthly System Peak Day | May | CAISO 1-in-2 | 4 | 0.74363 | 0.72014 | 0.74363 | 0.72014 | 0 | 63.214
| Sublap | SCEN | Monthly System Peak Day | May | CAISO 1-in-2 | 5 | 0.70945 | 0.6915 | 0.70945 | 0.6915 | 0 | 62.2484
| Sublap | SCEN | Monthly System Peak Day | May | CAISO 1-in-2 | 6 | 0.70117 | 0.70271 | 0.70117 | 0.70271 | 0 | 60.4181
| Sublap | SCEN | Monthly System Peak Day | May | CAISO 1-in-2 | 7 | 0.68683 | 0.72475 | 0.68683 | 0.72475 | 0 | 59.3182
| Sublap | SCEN | Monthly System Peak Day | May | CAISO 1-in-2 | 8 | 0.60877 | 0.64189 | 0.60877 | 0.64189 | 0 | 59.2054
| Sublap | SCEN | Monthly System Peak Day | May | CAISO 1-in-2 | 9 | 0.44583 | 0.43811 | 0.44583 | 0.43811 | 0 | 61.2488
| Sublap | SCEN | Monthly System Peak Day | May | CAISO 1-in-2 | 10 | 0.26383 | 0.26579 | 0.26383 | 0.26579 | 0 | 66.3373
| Sublap | SCEN | Monthly System Peak Day | May | CAISO 1-in-2 | 11 | 0.14476 | 0.15865 | 0.14476 | 0.15865 | 0 | 72.7715
| Sublap | SCEN | Monthly System Peak Day | May | CAISO 1-in-2 | 12 | 0.098558 | 0.096854 | 0.098558 | 0.096854 | 0 | 79.2317
| Sublap | SCEN | Monthly System Peak Day | May | CAISO 1-in-2 | 13 | 0.19123 | 0.17638 | 0.19123 | 0.17638 | 0 | 84.4614
| Sublap | SCEN | Monthly System Peak Day | May | CAISO 1-in-2 | 14 | 0.41583 | 0.3845 | 0.41583 | 0.3845 | 0 | 87.3806
| Sublap | SCEN | Monthly System Peak Day | May | CAISO 1-in-2 | 15 | 0.69955 | 0.6734 | 0.69955 | 0.6734 | 0 | 88.7333
| Sublap | SCEN | Monthly System Peak Day | May | CAISO 1-in-2 | 16 | 1.0607 | 1.0408 | 1.0607 | 1.0408 | 0 | 89.1694
| Sublap | SCEN | Monthly System Peak Day | May | CAISO 1-in-2 | 17 | 1.4401 | 1.4299 | 0.23129 | 0.24834 | 0.088846 | 88.6828
| Sublap | SCEN | Monthly System Peak Day | May | CAISO 1-in-2 | 18 | 1.8128 | 1.7864 | 0.98697 | 1.187 | 0.21051 | 88.5985
| Sublap | SCEN | Monthly System Peak Day | May | CAISO 1-in-2 | 19 | 2.0143 | 1.9589 | 1.3802 | 1.5593 | 0.16521 | 87.1613
| Sublap | SCEN | Monthly System Peak Day | May | CAISO 1-in-2 | 20 | 2.0136 | 1.9494 | 1.5766 | 1.6526 | 0.081096 | 83.8245
| Sublap | SCEN | Monthly System Peak Day | May | CAISO 1-in-2 | 21 | 1.9219 | 1.882 | 1.4641 | 1.5644 | 0.10487 | 79.3098
| Sublap | SCEN | Monthly System Peak Day | May | CAISO 1-in-2 | 22 | 1.7613 | 1.7367 | 2.2811 | 2.3524 | 0.12129 | 75.2036
| Sublap | SCEN | Monthly System Peak Day | May | CAISO 1-in-2 | 23 | 1.5151 | 1.5055 | 1.5151 | 1.5055 | 0 | 70.9934
| Sublap | SCEN | Monthly System Peak Day | May | CAISO 1-in-2 | 24 | 1.2488 | 1.2391 | 1.2488 | 1.2391 | 0 | 68.5179
| Sublap | SCEN | Monthly System Peak Day | May | SCE 1-in-10 | 1 | 1.4387 | 1.423 | 1.4387 | 1.423 | 0 | 74.9341
| Sublap | SCEN | Monthly System Peak Day | May | SCE 1-in-10 | 2 | 1.2034 | 1.1828 | 1.2034 | 1.1828 | 0 | 72.9397
| Sublap | SCEN | Monthly System Peak Day | May | SCE 1-in-10 | 3 | 1.0119 | 0.98796 | 1.0119 | 0.98796 | 0 | 70.4533
| Sublap | SCEN | Monthly System Peak Day | May | SCE 1-in-10 | 4 | 0.88925 | 0.86576 | 0.88925 | 0.86576 | 0 | 68.4556
| Sublap | SCEN | Monthly System Peak Day | May | SCE 1-in-10 | 5 | 0.7854 | 0.76745 | 0.7854 | 0.76745 | 0 | 65.9218
| Sublap | SCEN | Monthly System Peak Day | May | SCE 1-in-10 | 6 | 0.75719 | 0.75873 | 0.75719 | 0.75873 | 0 | 64.2716
| Sublap | SCEN | Monthly System Peak Day | May | SCE 1-in-10 | 7 | 0.7376 | 0.77552 | 0.7376 | 0.77552 | 0 | 63.1512
| Sublap | SCEN | Monthly System Peak Day | May | SCE 1-in-10 | 8 | 0.6716 | 0.70472 | 0.6716 | 0.70472 | 0 | 63.32
| Sublap | SCEN | Monthly System Peak Day | May | SCE 1-in-10 | 9 | 0.56239 | 0.55467 | 0.56239 | 0.55467 | 0 | 66.9343
| Sublap | SCEN | Monthly System Peak Day | May | SCE 1-in-10 | 10 | 0.52517 | 0.52714 | 0.52517 | 0.52714 | 0 | 72.8245
| Sublap | SCEN | Monthly System Peak Day | May | SCE 1-in-10 | 11 | 0.50726 | 0.52115 | 0.50726 | 0.52115 | 0 | 80.2889
| Sublap | SCEN | Monthly System Peak Day | May | SCE 1-in-10 | 12 | 0.60752 | 0.60581 | 0.60752 | 0.60581 | 0 | 85.7563
| Sublap | SCEN | Monthly System Peak Day | May | SCE 1-in-10 | 13 | 0.81939 | 0.80454 | 0.81939 | 0.80454 | 0 | 91.2324
| Sublap | SCEN | Monthly System Peak Day | May | SCE 1-in-10 | 14 | 1.1446 | 1.1133 | 1.1446 | 1.1133 | 0 | 94.0622
| Sublap | SCEN | Monthly System Peak Day | May | SCE 1-in-10 | 15 | 1.5054 | 1.4793 | 1.5054 | 1.4793 | 0 | 95.472
| Sublap | SCEN | Monthly System Peak Day | May | SCE 1-in-10 | 16 | 1.9196 | 1.8996 | 1.9196 | 1.8996 | 0 | 96.5166
| Sublap | SCEN | Monthly System Peak Day | May | SCE 1-in-10 | 17 | 2.3168 | 2.3066 | 1.0287 | 1.0457 | 0.044527 | 96.7849
| Sublap | SCEN | Monthly System Peak Day | May | SCE 1-in-10 | 18 | 2.682 | 2.6556 | 1.8046 | 2.0046 | 0.11457 | 96.4055
| Sublap | SCEN | Monthly System Peak Day | May | SCE 1-in-10 | 19 | 2.8528 | 2.7973 | 2.2589 | 2.438 | 0.084247 | 95.3406
| Sublap | SCEN | Monthly System Peak Day | May | SCE 1-in-10 | 20 | 2.7954 | 2.7312 | 2.4005 | 2.4765 | 0.037 | 92.971
| Sublap | SCEN | Monthly System Peak Day | May | SCE 1-in-10 | 21 | 2.6516 | 2.6117 | 2.2398 | 2.3401 | 0.053397 | 89.3089
| Sublap | SCEN | Monthly System Peak Day | May | SCE 1-in-10 | 22 | 2.4472 | 2.4226 | 2.9969 | 3.0682 | 0.058492 | 85.3234
| Sublap | SCEN | Monthly System Peak Day | May | SCE 1-in-10 | 23 | 2.1073 | 2.0977 | 2.1947 | 2.307 | 0.053374 | 81.6403
| Sublap | SCEN | Monthly System Peak Day | May | SCE 1-in-10 | 24 | 1.7237 | 1.714 | 1.7318 | 1.7562 | 0.004069 | 76.7952
| Sublap | SCEN | Monthly System Peak Day | May | SCE 1-in-2 | 1 | 1.0466 | 1.0308 | 1.0466 | 1.0308 | 0 | 68.2939
| Sublap | SCEN | Monthly System Peak Day | May | SCE 1-in-2 | 2 | 0.86008 | 0.83954 | 0.86008 | 0.83954 | 0 | 66.2353
| Sublap | SCEN | Monthly System Peak Day | May | SCE 1-in-2 | 3 | 0.76959 | 0.7456 | 0.76959 | 0.7456 | 0 | 65.0808
| Sublap | SCEN | Monthly System Peak Day | May | SCE 1-in-2 | 4 | 0.71013 | 0.68663 | 0.71013 | 0.68663 | 0 | 63.3735
| Sublap | SCEN | Monthly System Peak Day | May | SCE 1-in-2 | 5 | 0.6862 | 0.66825 | 0.6862 | 0.66825 | 0 | 61.7445
| Sublap | SCEN | Monthly System Peak Day | May | SCE 1-in-2 | 6 | 0.68426 | 0.6858 | 0.68426 | 0.6858 | 0 | 60.0743
| Sublap | SCEN | Monthly System Peak Day | May | SCE 1-in-2 | 7 | 0.67442 | 0.71234 | 0.67442 | 0.71234 | 0 | 58.8399
| Sublap | SCEN | Monthly System Peak Day | May | SCE 1-in-2 | 8 | 0.5941 | 0.62722 | 0.5941 | 0.62722 | 0 | 58.9278
| Sublap | SCEN | Monthly System Peak Day | May | SCE 1-in-2 | 9 | 0.42445 | 0.41673 | 0.42445 | 0.41673 | 0 | 62.1115
| Sublap | SCEN | Monthly System Peak Day | May | SCE 1-in-2 | 10 | 0.24134 | 0.24331 | 0.24134 | 0.24331 | 0 | 66.944
| Sublap | SCEN | Monthly System Peak Day | May | SCE 1-in-2 | 11 | 0.093764 | 0.10766 | 0.093764 | 0.10766 | 0 | 72.1833
| Sublap | SCEN | Monthly System Peak Day | May | SCE 1-in-2 | 12 | 0.053085 | 0.05138 | 0.053085 | 0.05138 | 0 | 77.2982
| Sublap | SCEN | Monthly System Peak Day | May | SCE 1-in-2 | 13 | 0.13482 | 0.11997 | 0.13482 | 0.11997 | 0 | 81.1136
| Sublap | SCEN | Monthly System Peak Day | May | SCE 1-in-2 | 14 | 0.32105 | 0.28972 | 0.32105 | 0.28972 | 0 | 83.9736
| Sublap | SCEN | Monthly System Peak Day | May | SCE 1-in-2 | 15 | 0.58562 | 0.55947 | 0.58562 | 0.55947 | 0 | 85.9259
| Sublap | SCEN | Monthly System Peak Day | May | SCE 1-in-2 | 16 | 0.94891 | 0.92896 | 0.94891 | 0.92896 | 0 | 87.576
| Sublap | SCEN | Monthly System Peak Day | May | SCE 1-in-2 | 17 | 1.3358 | 1.3256 | 0.13739 | 0.15444 | 0.095629 | 87.6197
| Sublap | SCEN | Monthly System Peak Day | May | SCE 1-in-2 | 18 | 1.7031 | 1.6767 | 0.88929 | 1.0893 | 0.23429 | 86.7764
| Sublap | SCEN | Monthly System Peak Day | May | SCE 1-in-2 | 19 | 1.9124 | 1.857 | 1.2698 | 1.4488 | 0.18298 | 85.4255
| Sublap | SCEN | Monthly System Peak Day | May | SCE 1-in-2 | 20 | 1.923 | 1.8588 | 1.4815 | 1.5575 | 0.086143 | 82.8574
| Sublap | SCEN | Monthly System Peak Day | May | SCE 1-in-2 | 21 | 1.8461 | 1.8062 | 1.3863 | 1.4865 | 0.10724 | 78.8639
| Sublap | SCEN | Monthly System Peak Day | May | SCE 1-in-2 | 22 | 1.6958 | 1.6712 | 2.2152 | 2.2865 | 0.12221 | 75.0644
| Sublap | SCEN | Monthly System Peak Day | May | SCE 1-in-2 | 23 | 1.479 | 1.4694 | 1.479 | 1.4923 | 0 | 72.6779
| Sublap | SCEN | Monthly System Peak Day | May | SCE 1-in-2 | 24 | 1.2305 | 1.2208 | 1.2305 | 1.2208 | 0 | 71.0356
| Sublap | SCEN | Monthly System Peak Day | November | CAISO 1-in-10 | 1 | 0.80813 | 0.79239 | 0.80813 | 0.79239 | 0 | 62.5245
| Sublap | SCEN | Monthly System Peak Day | November | CAISO 1-in-10 | 2 | 0.73167 | 0.71114 | 0.73167 | 0.71114 | 0 | 60.8523
| Sublap | SCEN | Monthly System Peak Day | November | CAISO 1-in-10 | 3 | 0.68404 | 0.66005 | 0.68404 | 0.66005 | 0 | 59.3431
| Sublap | SCEN | Monthly System Peak Day | November | CAISO 1-in-10 | 4 | 0.64711 | 0.62362 | 0.64711 | 0.62362 | 0 | 57.7404
| Sublap | SCEN | Monthly System Peak Day | November | CAISO 1-in-10 | 5 | 0.6306 | 0.61265 | 0.6306 | 0.61265 | 0 | 57.1911
| Sublap | SCEN | Monthly System Peak Day | November | CAISO 1-in-10 | 6 | 0.63992 | 0.64147 | 0.63992 | 0.64147 | 0 | 56.1656
| Sublap | SCEN | Monthly System Peak Day | November | CAISO 1-in-10 | 7 | 0.6462 | 0.68411 | 0.6462 | 0.68411 | 0 | 55.1206
| Sublap | SCEN | Monthly System Peak Day | November | CAISO 1-in-10 | 8 | 0.56975 | 0.60287 | 0.56975 | 0.60287 | 0 | 53.388
| Sublap | SCEN | Monthly System Peak Day | November | CAISO 1-in-10 | 9 | 0.3892 | 0.38148 | 0.3892 | 0.38148 | 0 | 54.4098
| Sublap | SCEN | Monthly System Peak Day | November | CAISO 1-in-10 | 10 | 0.15676 | 0.15873 | 0.15676 | 0.15873 | 0 | 59.5783
| Sublap | SCEN | Monthly System Peak Day | November | CAISO 1-in-10 | 11 | -0.028906 | -0.015012 | -0.028906 | -0.015012 | 0 | 66.1133
| Sublap | SCEN | Monthly System Peak Day | November | CAISO 1-in-10 | 12 | -0.15031 | -0.15201 | -0.15031 | -0.15201 | 0 | 72.902
| Sublap | SCEN | Monthly System Peak Day | November | CAISO 1-in-10 | 13 | -0.14342 | -0.15827 | -0.14342 | -0.15827 | 0 | 77.4387
| Sublap | SCEN | Monthly System Peak Day | November | CAISO 1-in-10 | 14 | -0.020809 | -0.052141 | -0.020809 | -0.052141 | 0 | 80.7467
| Sublap | SCEN | Monthly System Peak Day | November | CAISO 1-in-10 | 15 | 0.17346 | 0.14732 | 0.17346 | 0.14732 | 0 | 82.5361
| Sublap | SCEN | Monthly System Peak Day | November | CAISO 1-in-10 | 16 | 0.46129 | 0.44135 | 0.46129 | 0.44135 | 0 | 83.7448
| Sublap | SCEN | Monthly System Peak Day | November | CAISO 1-in-10 | 17 | 0.79429 | 0.78413 | -0.058513 | -0.068678 | 0.11872 | 84.0866
| Sublap | SCEN | Monthly System Peak Day | November | CAISO 1-in-10 | 18 | 1.1222 | 1.0957 | 0.3308 | 0.53078 | 0.27929 | 83.372
| Sublap | SCEN | Monthly System Peak Day | November | CAISO 1-in-10 | 19 | 1.3348 | 1.2794 | 0.66527 | 0.8443 | 0.23942 | 79.958
| Sublap | SCEN | Monthly System Peak Day | November | CAISO 1-in-10 | 20 | 1.3897 | 1.3255 | 0.90962 | 0.98559 | 0.13069 | 74.4818
| Sublap | SCEN | Monthly System Peak Day | November | CAISO 1-in-10 | 21 | 1.3611 | 1.3212 | 0.8636 | 0.96386 | 0.15116 | 70.6819
| Sublap | SCEN | Monthly System Peak Day | November | CAISO 1-in-10 | 22 | 1.2556 | 1.231 | 1.7537 | 1.825 | 0.17019 | 67.8843
| Sublap | SCEN | Monthly System Peak Day | November | CAISO 1-in-10 | 23 | 1.1086 | 1.099 | 1.1086 | 1.099 | 0 | 65.032
| Sublap | SCEN | Monthly System Peak Day | November | CAISO 1-in-10 | 24 | 0.92736 | 0.91763 | 0.92736 | 0.91763 | 0 | 63.04
| Sublap | SCEN | Monthly System Peak Day | November | CAISO 1-in-2 | 1 | 0.717 | 0.70127 | 0.717 | 0.70127 | 0 | 49.7798
| Sublap | SCEN | Monthly System Peak Day | November | CAISO 1-in-2 | 2 | 0.66404 | 0.64351 | 0.66404 | 0.64351 | 0 | 47.9953
| Sublap | SCEN | Monthly System Peak Day | November | CAISO 1-in-2 | 3 | 0.63677 | 0.61278 | 0.63677 | 0.61278 | 0 | 46.6951
| Sublap | SCEN | Monthly System Peak Day | November | CAISO 1-in-2 | 4 | 0.6212 | 0.59771 | 0.6212 | 0.59771 | 0 | 45.7331
| Sublap | SCEN | Monthly System Peak Day | November | CAISO 1-in-2 | 5 | 0.62786 | 0.60991 | 0.62786 | 0.60991 | 0 | 45.1166
| Sublap | SCEN | Monthly System Peak Day | November | CAISO 1-in-2 | 6 | 0.66066 | 0.66221 | 0.66066 | 0.66221 | 0 | 43.6362
| Sublap | SCEN | Monthly System Peak Day | November | CAISO 1-in-2 | 7 | 0.70964 | 0.74756 | 0.70964 | 0.74756 | 0 | 43.3204
| Sublap | SCEN | Monthly System Peak Day | November | CAISO 1-in-2 | 8 | 0.65448 | 0.68761 | 0.65448 | 0.68761 | 0 | 43.0234
| Sublap | SCEN | Monthly System Peak Day | November | CAISO 1-in-2 | 9 | 0.46785 | 0.46013 | 0.46785 | 0.46013 | 0 | 44.616
| Sublap | SCEN | Monthly System Peak Day | November | CAISO 1-in-2 | 10 | 0.25254 | 0.25451 | 0.25254 | 0.25451 | 0 | 50.4479
| Sublap | SCEN | Monthly System Peak Day | November | CAISO 1-in-2 | 11 | 0.066133 | 0.080027 | 0.066133 | 0.080027 | 0 | 57.7006
| Sublap | SCEN | Monthly System Peak Day | November | CAISO 1-in-2 | 12 | -0.081508 | -0.083212 | -0.081508 | -0.083212 | 0 | 64.1701
| Sublap | SCEN | Monthly System Peak Day | November | CAISO 1-in-2 | 13 | -0.078969 | -0.093818 | -0.078969 | -0.093818 | 0 | 67.2345
| Sublap | SCEN | Monthly System Peak Day | November | CAISO 1-in-2 | 14 | 0.021614 | -0.0097185 | 0.021614 | -0.0097185 | 0 | 69.3504
| Sublap | SCEN | Monthly System Peak Day | November | CAISO 1-in-2 | 15 | 0.14906 | 0.12291 | 0.14906 | 0.12291 | 0 | 70.5968
| Sublap | SCEN | Monthly System Peak Day | November | CAISO 1-in-2 | 16 | 0.35123 | 0.33129 | 0.35123 | 0.33129 | 0 | 72.9991
| Sublap | SCEN | Monthly System Peak Day | November | CAISO 1-in-2 | 17 | 0.59804 | 0.58787 | 0.59804 | 0.58787 | 0 | 72.8655
| Sublap | SCEN | Monthly System Peak Day | November | CAISO 1-in-2 | 18 | 0.85509 | 0.82864 | 0.85509 | 0.82864 | 0 | 70.7472
| Sublap | SCEN | Monthly System Peak Day | November | CAISO 1-in-2 | 19 | 1.0362 | 0.98084 | 1.0362 | 0.98084 | 0 | 66.728
| Sublap | SCEN | Monthly System Peak Day | November | CAISO 1-in-2 | 20 | 1.1216 | 1.0574 | 1.1216 | 1.0574 | 0 | 62.6342
| Sublap | SCEN | Monthly System Peak Day | November | CAISO 1-in-2 | 21 | 1.1024 | 1.0625 | 1.1024 | 1.0625 | 0 | 59.2425
| Sublap | SCEN | Monthly System Peak Day | November | CAISO 1-in-2 | 22 | 1.0221 | 0.99748 | 1.0221 | 0.99748 | 0 | 56.7157
| Sublap | SCEN | Monthly System Peak Day | November | CAISO 1-in-2 | 23 | 0.91116 | 0.90156 | 0.91116 | 0.90156 | 0 | 54.0439
| Sublap | SCEN | Monthly System Peak Day | November | CAISO 1-in-2 | 24 | 0.78962 | 0.77989 | 0.78962 | 0.77989 | 0 | 51.6514
| Sublap | SCEN | Monthly System Peak Day | November | SCE 1-in-10 | 1 | 0.80813 | 0.79239 | 0.80813 | 0.79239 | 0 | 62.5245
| Sublap | SCEN | Monthly System Peak Day | November | SCE 1-in-10 | 2 | 0.73167 | 0.71114 | 0.73167 | 0.71114 | 0 | 60.8523
| Sublap | SCEN | Monthly System Peak Day | November | SCE 1-in-10 | 3 | 0.68404 | 0.66005 | 0.68404 | 0.66005 | 0 | 59.3431
| Sublap | SCEN | Monthly System Peak Day | November | SCE 1-in-10 | 4 | 0.64711 | 0.62362 | 0.64711 | 0.62362 | 0 | 57.7404
| Sublap | SCEN | Monthly System Peak Day | November | SCE 1-in-10 | 5 | 0.6306 | 0.61265 | 0.6306 | 0.61265 | 0 | 57.1911
| Sublap | SCEN | Monthly System Peak Day | November | SCE 1-in-10 | 6 | 0.63992 | 0.64147 | 0.63992 | 0.64147 | 0 | 56.1656
| Sublap | SCEN | Monthly System Peak Day | November | SCE 1-in-10 | 7 | 0.6462 | 0.68411 | 0.6462 | 0.68411 | 0 | 55.1206
| Sublap | SCEN | Monthly System Peak Day | November | SCE 1-in-10 | 8 | 0.56975 | 0.60287 | 0.56975 | 0.60287 | 0 | 53.388
| Sublap | SCEN | Monthly System Peak Day | November | SCE 1-in-10 | 9 | 0.3892 | 0.38148 | 0.3892 | 0.38148 | 0 | 54.4098
| Sublap | SCEN | Monthly System Peak Day | November | SCE 1-in-10 | 10 | 0.15676 | 0.15873 | 0.15676 | 0.15873 | 0 | 59.5783
| Sublap | SCEN | Monthly System Peak Day | November | SCE 1-in-10 | 11 | -0.028906 | -0.015012 | -0.028906 | -0.015012 | 0 | 66.1133
| Sublap | SCEN | Monthly System Peak Day | November | SCE 1-in-10 | 12 | -0.15031 | -0.15201 | -0.15031 | -0.15201 | 0 | 72.902
| Sublap | SCEN | Monthly System Peak Day | November | SCE 1-in-10 | 13 | -0.14342 | -0.15827 | -0.14342 | -0.15827 | 0 | 77.4387
| Sublap | SCEN | Monthly System Peak Day | November | SCE 1-in-10 | 14 | -0.020809 | -0.052141 | -0.020809 | -0.052141 | 0 | 80.7467
| Sublap | SCEN | Monthly System Peak Day | November | SCE 1-in-10 | 15 | 0.17346 | 0.14732 | 0.17346 | 0.14732 | 0 | 82.5361
| Sublap | SCEN | Monthly System Peak Day | November | SCE 1-in-10 | 16 | 0.46129 | 0.44135 | 0.46129 | 0.44135 | 0 | 83.7448
| Sublap | SCEN | Monthly System Peak Day | November | SCE 1-in-10 | 17 | 0.79429 | 0.78413 | -0.058513 | -0.068678 | 0.11872 | 84.0866
| Sublap | SCEN | Monthly System Peak Day | November | SCE 1-in-10 | 18 | 1.1222 | 1.0957 | 0.3308 | 0.53078 | 0.27929 | 83.372
| Sublap | SCEN | Monthly System Peak Day | November | SCE 1-in-10 | 19 | 1.3348 | 1.2794 | 0.66527 | 0.8443 | 0.23942 | 79.958
| Sublap | SCEN | Monthly System Peak Day | November | SCE 1-in-10 | 20 | 1.3897 | 1.3255 | 0.90962 | 0.98559 | 0.13069 | 74.4818
| Sublap | SCEN | Monthly System Peak Day | November | SCE 1-in-10 | 21 | 1.3611 | 1.3212 | 0.8636 | 0.96386 | 0.15116 | 70.6819
| Sublap | SCEN | Monthly System Peak Day | November | SCE 1-in-10 | 22 | 1.2556 | 1.231 | 1.7537 | 1.825 | 0.17019 | 67.8843
| Sublap | SCEN | Monthly System Peak Day | November | SCE 1-in-10 | 23 | 1.1086 | 1.099 | 1.1086 | 1.099 | 0 | 65.032
| Sublap | SCEN | Monthly System Peak Day | November | SCE 1-in-10 | 24 | 0.92736 | 0.91763 | 0.92736 | 0.91763 | 0 | 63.04
| Sublap | SCEN | Monthly System Peak Day | November | SCE 1-in-2 | 1 | 0.75819 | 0.74246 | 0.75819 | 0.74246 | 0 | 56.9084
| Sublap | SCEN | Monthly System Peak Day | November | SCE 1-in-2 | 2 | 0.69263 | 0.67209 | 0.69263 | 0.67209 | 0 | 55.2825
| Sublap | SCEN | Monthly System Peak Day | November | SCE 1-in-2 | 3 | 0.65407 | 0.63008 | 0.65407 | 0.63008 | 0 | 53.9022
| Sublap | SCEN | Monthly System Peak Day | November | SCE 1-in-2 | 4 | 0.62439 | 0.6009 | 0.62439 | 0.6009 | 0 | 52.9976
| Sublap | SCEN | Monthly System Peak Day | November | SCE 1-in-2 | 5 | 0.615 | 0.59705 | 0.615 | 0.59705 | 0 | 52.2398
| Sublap | SCEN | Monthly System Peak Day | November | SCE 1-in-2 | 6 | 0.63201 | 0.63355 | 0.63201 | 0.63355 | 0 | 50.9663
| Sublap | SCEN | Monthly System Peak Day | November | SCE 1-in-2 | 7 | 0.65346 | 0.69137 | 0.65346 | 0.69137 | 0 | 50.5793
| Sublap | SCEN | Monthly System Peak Day | November | SCE 1-in-2 | 8 | 0.58282 | 0.61595 | 0.58282 | 0.61595 | 0 | 50.1001
| Sublap | SCEN | Monthly System Peak Day | November | SCE 1-in-2 | 9 | 0.40108 | 0.39336 | 0.40108 | 0.39336 | 0 | 51.1644
| Sublap | SCEN | Monthly System Peak Day | November | SCE 1-in-2 | 10 | 0.1677 | 0.16967 | 0.1677 | 0.16967 | 0 | 56.6635
| Sublap | SCEN | Monthly System Peak Day | November | SCE 1-in-2 | 11 | -0.039739 | -0.025845 | -0.039739 | -0.025845 | 0 | 64.1799
| Sublap | SCEN | Monthly System Peak Day | November | SCE 1-in-2 | 12 | -0.17132 | -0.17303 | -0.17132 | -0.17303 | 0 | 70.9183
| Sublap | SCEN | Monthly System Peak Day | November | SCE 1-in-2 | 13 | -0.1673 | -0.18215 | -0.1673 | -0.18215 | 0 | 75.3141
| Sublap | SCEN | Monthly System Peak Day | November | SCE 1-in-2 | 14 | -0.047651 | -0.078983 | -0.047651 | -0.078983 | 0 | 77.829
| Sublap | SCEN | Monthly System Peak Day | November | SCE 1-in-2 | 15 | 0.13107 | 0.10492 | 0.13107 | 0.10492 | 0 | 79.8844
| Sublap | SCEN | Monthly System Peak Day | November | SCE 1-in-2 | 16 | 0.40363 | 0.38369 | 0.40363 | 0.38369 | 0 | 81.8475
| Sublap | SCEN | Monthly System Peak Day | November | SCE 1-in-2 | 17 | 0.7064 | 0.69623 | 0.12879 | 0.11863 | 0.13407 | 81.7861
| Sublap | SCEN | Monthly System Peak Day | November | SCE 1-in-2 | 18 | 0.99445 | 0.968 | 0.424 | 0.42646 | 0.32666 | 79.8256
| Sublap | SCEN | Monthly System Peak Day | November | SCE 1-in-2 | 19 | 1.1896 | 1.1342 | 0.68289 | 0.6784 | 0.28307 | 75.7564
| Sublap | SCEN | Monthly System Peak Day | November | SCE 1-in-2 | 20 | 1.2637 | 1.1996 | 0.83213 | 0.84743 | 0.14501 | 71.8223
| Sublap | SCEN | Monthly System Peak Day | November | SCE 1-in-2 | 21 | 1.253 | 1.2131 | 0.84546 | 0.84529 | 0.16345 | 68.4096
| Sublap | SCEN | Monthly System Peak Day | November | SCE 1-in-2 | 22 | 1.157 | 1.1323 | 1.6486 | 1.6962 | 0.185 | 65.6925
| Sublap | SCEN | Monthly System Peak Day | November | SCE 1-in-2 | 23 | 1.0146 | 1.005 | 1.0146 | 1.005 | 0 | 62.8
| Sublap | SCEN | Monthly System Peak Day | November | SCE 1-in-2 | 24 | 0.85342 | 0.84369 | 0.85342 | 0.84369 | 0 | 59.7804
| Sublap | SCEN | Monthly System Peak Day | October | CAISO 1-in-10 | 1 | 1.4123 | 1.3966 | 1.4123 | 1.3966 | 0 | 74.6023
| Sublap | SCEN | Monthly System Peak Day | October | CAISO 1-in-10 | 2 | 1.2262 | 1.2057 | 1.2262 | 1.2057 | 0 | 73.6348
| Sublap | SCEN | Monthly System Peak Day | October | CAISO 1-in-10 | 3 | 1.0952 | 1.0712 | 1.0952 | 1.0712 | 0 | 72.6849
| Sublap | SCEN | Monthly System Peak Day | October | CAISO 1-in-10 | 4 | 0.96467 | 0.94117 | 0.96467 | 0.94117 | 0 | 71.0472
| Sublap | SCEN | Monthly System Peak Day | October | CAISO 1-in-10 | 5 | 0.87947 | 0.86152 | 0.87947 | 0.86152 | 0 | 69.6598
| Sublap | SCEN | Monthly System Peak Day | October | CAISO 1-in-10 | 6 | 0.88112 | 0.88267 | 0.88112 | 0.88267 | 0 | 70.1231
| Sublap | SCEN | Monthly System Peak Day | October | CAISO 1-in-10 | 7 | 0.83615 | 0.87406 | 0.83615 | 0.87406 | 0 | 69.2598
| Sublap | SCEN | Monthly System Peak Day | October | CAISO 1-in-10 | 8 | 0.732 | 0.76512 | 0.732 | 0.76512 | 0 | 67.7923
| Sublap | SCEN | Monthly System Peak Day | October | CAISO 1-in-10 | 9 | 0.57173 | 0.56401 | 0.57173 | 0.56401 | 0 | 67.7305
| Sublap | SCEN | Monthly System Peak Day | October | CAISO 1-in-10 | 10 | 0.48691 | 0.48888 | 0.48691 | 0.48888 | 0 | 71.7764
| Sublap | SCEN | Monthly System Peak Day | October | CAISO 1-in-10 | 11 | 0.48256 | 0.49645 | 0.48256 | 0.49645 | 0 | 77.7419
| Sublap | SCEN | Monthly System Peak Day | October | CAISO 1-in-10 | 12 | 0.55403 | 0.55233 | 0.55403 | 0.55233 | 0 | 83.6389
| Sublap | SCEN | Monthly System Peak Day | October | CAISO 1-in-10 | 13 | 0.7462 | 0.73136 | 0.7462 | 0.73136 | 0 | 88.4287
| Sublap | SCEN | Monthly System Peak Day | October | CAISO 1-in-10 | 14 | 1.0402 | 1.0089 | 1.0402 | 1.0089 | 0 | 92.2315
| Sublap | SCEN | Monthly System Peak Day | October | CAISO 1-in-10 | 15 | 1.3865 | 1.3603 | 1.3865 | 1.3603 | 0 | 93.7899
| Sublap | SCEN | Monthly System Peak Day | October | CAISO 1-in-10 | 16 | 1.7907 | 1.7708 | 1.7907 | 1.7708 | 0 | 94.8067
| Sublap | SCEN | Monthly System Peak Day | October | CAISO 1-in-10 | 17 | 2.1747 | 2.1645 | 0.9113 | 0.92836 | 0.056028 | 94.2572
| Sublap | SCEN | Monthly System Peak Day | October | CAISO 1-in-10 | 18 | 2.5361 | 2.5096 | 1.6832 | 1.8832 | 0.15843 | 92.693
| Sublap | SCEN | Monthly System Peak Day | October | CAISO 1-in-10 | 19 | 2.7135 | 2.6581 | 2.094 | 2.2731 | 0.13503 | 90.1377
| Sublap | SCEN | Monthly System Peak Day | October | CAISO 1-in-10 | 20 | 2.6282 | 2.564 | 2.2043 | 2.2803 | 0.066427 | 86.6785
| Sublap | SCEN | Monthly System Peak Day | October | CAISO 1-in-10 | 21 | 2.4865 | 2.4466 | 2.0485 | 2.1488 | 0.082194 | 83.6135
| Sublap | SCEN | Monthly System Peak Day | October | CAISO 1-in-10 | 22 | 2.2885 | 2.2639 | 2.8229 | 2.8942 | 0.089291 | 80.1499
| Sublap | SCEN | Monthly System Peak Day | October | CAISO 1-in-10 | 23 | 1.9892 | 1.9796 | 1.9892 | 2.0976 | 0 | 77.2563
| Sublap | SCEN | Monthly System Peak Day | October | CAISO 1-in-10 | 24 | 1.6466 | 1.6369 | 1.6466 | 1.6462 | 0 | 74.8063
| Sublap | SCEN | Monthly System Peak Day | October | CAISO 1-in-2 | 1 | 1.2488 | 1.2331 | 1.2488 | 1.2331 | 0 | 71.9482
| Sublap | SCEN | Monthly System Peak Day | October | CAISO 1-in-2 | 2 | 1.0389 | 1.0184 | 1.0389 | 1.0184 | 0 | 69.941
| Sublap | SCEN | Monthly System Peak Day | October | CAISO 1-in-2 | 3 | 0.94355 | 0.91956 | 0.94355 | 0.91956 | 0 | 69.4393
| Sublap | SCEN | Monthly System Peak Day | October | CAISO 1-in-2 | 4 | 0.8462 | 0.82271 | 0.8462 | 0.82271 | 0 | 68.3389
| Sublap | SCEN | Monthly System Peak Day | October | CAISO 1-in-2 | 5 | 0.7794 | 0.76145 | 0.7794 | 0.76145 | 0 | 67.2417
| Sublap | SCEN | Monthly System Peak Day | October | CAISO 1-in-2 | 6 | 0.7411 | 0.74264 | 0.7411 | 0.74264 | 0 | 65.975
| Sublap | SCEN | Monthly System Peak Day | October | CAISO 1-in-2 | 7 | 0.7099 | 0.74782 | 0.7099 | 0.74782 | 0 | 64.9364
| Sublap | SCEN | Monthly System Peak Day | October | CAISO 1-in-2 | 8 | 0.62421 | 0.65734 | 0.62421 | 0.65734 | 0 | 63.8392
| Sublap | SCEN | Monthly System Peak Day | October | CAISO 1-in-2 | 9 | 0.46119 | 0.45347 | 0.46119 | 0.45347 | 0 | 64.0006
| Sublap | SCEN | Monthly System Peak Day | October | CAISO 1-in-2 | 10 | 0.34887 | 0.35084 | 0.34887 | 0.35084 | 0 | 68.2154
| Sublap | SCEN | Monthly System Peak Day | October | CAISO 1-in-2 | 11 | 0.29471 | 0.3086 | 0.29471 | 0.3086 | 0 | 73.925
| Sublap | SCEN | Monthly System Peak Day | October | CAISO 1-in-2 | 12 | 0.30614 | 0.30443 | 0.30614 | 0.30443 | 0 | 79.3433
| Sublap | SCEN | Monthly System Peak Day | October | CAISO 1-in-2 | 13 | 0.43211 | 0.41726 | 0.43211 | 0.41726 | 0 | 83.8045
| Sublap | SCEN | Monthly System Peak Day | October | CAISO 1-in-2 | 14 | 0.66089 | 0.62955 | 0.66089 | 0.62955 | 0 | 86.9104
| Sublap | SCEN | Monthly System Peak Day | October | CAISO 1-in-2 | 15 | 0.96138 | 0.93523 | 0.96138 | 0.93523 | 0 | 89.0428
| Sublap | SCEN | Monthly System Peak Day | October | CAISO 1-in-2 | 16 | 1.346 | 1.3261 | 1.346 | 1.3261 | 0 | 90.76
| Sublap | SCEN | Monthly System Peak Day | October | CAISO 1-in-2 | 17 | 1.7484 | 1.7382 | 0.51013 | 0.52718 | 0.070373 | 91.6896
| Sublap | SCEN | Monthly System Peak Day | October | CAISO 1-in-2 | 18 | 2.1016 | 2.0751 | 1.2679 | 1.4679 | 0.19526 | 89.7794
| Sublap | SCEN | Monthly System Peak Day | October | CAISO 1-in-2 | 19 | 2.2884 | 2.233 | 1.652 | 1.831 | 0.17001 | 86.6916
| Sublap | SCEN | Monthly System Peak Day | October | CAISO 1-in-2 | 20 | 2.2474 | 2.1833 | 1.8099 | 1.8858 | 0.081743 | 83.7001
| Sublap | SCEN | Monthly System Peak Day | October | CAISO 1-in-2 | 21 | 2.1426 | 2.1027 | 1.6905 | 1.7908 | 0.0983 | 80.5485
| Sublap | SCEN | Monthly System Peak Day | October | CAISO 1-in-2 | 22 | 1.9759 | 1.9513 | 2.502 | 2.5733 | 0.10723 | 77.3524
| Sublap | SCEN | Monthly System Peak Day | October | CAISO 1-in-2 | 23 | 1.7247 | 1.7151 | 1.7247 | 1.7885 | 0 | 75.1072
| Sublap | SCEN | Monthly System Peak Day | October | CAISO 1-in-2 | 24 | 1.431 | 1.4213 | 1.431 | 1.4213 | 0 | 73.0711
| Sublap | SCEN | Monthly System Peak Day | October | SCE 1-in-10 | 1 | 1.2199 | 1.2042 | 1.2199 | 1.2042 | 0 | 70.5674
| Sublap | SCEN | Monthly System Peak Day | October | SCE 1-in-10 | 2 | 1.1226 | 1.1021 | 1.1226 | 1.1021 | 0 | 70.6748
| Sublap | SCEN | Monthly System Peak Day | October | SCE 1-in-10 | 3 | 1.1233 | 1.0993 | 1.1233 | 1.0993 | 0 | 72.4589
| Sublap | SCEN | Monthly System Peak Day | October | SCE 1-in-10 | 4 | 1.0204 | 0.99688 | 1.0204 | 0.99688 | 0 | 71.5354
| Sublap | SCEN | Monthly System Peak Day | October | SCE 1-in-10 | 5 | 0.94436 | 0.92641 | 0.94436 | 0.92641 | 0 | 70.3265
| Sublap | SCEN | Monthly System Peak Day | October | SCE 1-in-10 | 6 | 0.91764 | 0.91918 | 0.91764 | 0.91918 | 0 | 69.5933
| Sublap | SCEN | Monthly System Peak Day | October | SCE 1-in-10 | 7 | 0.88247 | 0.92038 | 0.88247 | 0.92038 | 0 | 68.632
| Sublap | SCEN | Monthly System Peak Day | October | SCE 1-in-10 | 8 | 0.81337 | 0.84649 | 0.81337 | 0.84649 | 0 | 68.0973
| Sublap | SCEN | Monthly System Peak Day | October | SCE 1-in-10 | 9 | 0.64238 | 0.63466 | 0.64238 | 0.63466 | 0 | 68.1409
| Sublap | SCEN | Monthly System Peak Day | October | SCE 1-in-10 | 10 | 0.48599 | 0.48796 | 0.48599 | 0.48796 | 0 | 72.0721
| Sublap | SCEN | Monthly System Peak Day | October | SCE 1-in-10 | 11 | 0.46907 | 0.48296 | 0.46907 | 0.48296 | 0 | 77.2582
| Sublap | SCEN | Monthly System Peak Day | October | SCE 1-in-10 | 12 | 0.53449 | 0.53278 | 0.53449 | 0.53278 | 0 | 83.1454
| Sublap | SCEN | Monthly System Peak Day | October | SCE 1-in-10 | 13 | 0.7273 | 0.71245 | 0.7273 | 0.71245 | 0 | 87.0357
| Sublap | SCEN | Monthly System Peak Day | October | SCE 1-in-10 | 14 | 1.0014 | 0.97003 | 1.0014 | 0.97003 | 0 | 89.1059
| Sublap | SCEN | Monthly System Peak Day | October | SCE 1-in-10 | 15 | 1.3275 | 1.3013 | 1.3275 | 1.3013 | 0 | 90.7629
| Sublap | SCEN | Monthly System Peak Day | October | SCE 1-in-10 | 16 | 1.7217 | 1.7018 | 1.7217 | 1.7018 | 0 | 92.2398
| Sublap | SCEN | Monthly System Peak Day | October | SCE 1-in-10 | 17 | 2.1204 | 2.1102 | 0.86978 | 0.88683 | 0.063074 | 92.955
| Sublap | SCEN | Monthly System Peak Day | October | SCE 1-in-10 | 18 | 2.5032 | 2.4767 | 1.6473 | 1.8473 | 0.15289 | 93.1421
| Sublap | SCEN | Monthly System Peak Day | October | SCE 1-in-10 | 19 | 2.6871 | 2.6317 | 2.0771 | 2.2562 | 0.1159 | 92.056
| Sublap | SCEN | Monthly System Peak Day | October | SCE 1-in-10 | 20 | 2.6242 | 2.56 | 2.2111 | 2.2871 | 0.054804 | 89.0181
| Sublap | SCEN | Monthly System Peak Day | October | SCE 1-in-10 | 21 | 2.4828 | 2.4429 | 2.0521 | 2.1524 | 0.074051 | 85.1856
| Sublap | SCEN | Monthly System Peak Day | October | SCE 1-in-10 | 22 | 2.2877 | 2.2631 | 2.8261 | 2.8974 | 0.080742 | 81.5198
| Sublap | SCEN | Monthly System Peak Day | October | SCE 1-in-10 | 23 | 1.9838 | 1.9742 | 2.0071 | 2.1194 | 0.011676 | 78.5604
| Sublap | SCEN | Monthly System Peak Day | October | SCE 1-in-10 | 24 | 1.6474 | 1.6377 | 1.6479 | 1.6723 | 0.00023105 | 76.3317
| Sublap | SCEN | Monthly System Peak Day | October | SCE 1-in-2 | 1 | 0.98412 | 0.96839 | 0.98412 | 0.96839 | 0 | 66.5276
| Sublap | SCEN | Monthly System Peak Day | October | SCE 1-in-2 | 2 | 0.85795 | 0.83741 | 0.85795 | 0.83741 | 0 | 64.6428
| Sublap | SCEN | Monthly System Peak Day | October | SCE 1-in-2 | 3 | 0.80118 | 0.77719 | 0.80118 | 0.77719 | 0 | 64.2776
| Sublap | SCEN | Monthly System Peak Day | October | SCE 1-in-2 | 4 | 0.75844 | 0.73494 | 0.75844 | 0.73494 | 0 | 63.7
| Sublap | SCEN | Monthly System Peak Day | October | SCE 1-in-2 | 5 | 0.71859 | 0.70064 | 0.71859 | 0.70064 | 0 | 63.0804
| Sublap | SCEN | Monthly System Peak Day | October | SCE 1-in-2 | 6 | 0.70522 | 0.70677 | 0.70522 | 0.70677 | 0 | 61.9148
| Sublap | SCEN | Monthly System Peak Day | October | SCE 1-in-2 | 7 | 0.68559 | 0.7235 | 0.68559 | 0.7235 | 0 | 60.9868
| Sublap | SCEN | Monthly System Peak Day | October | SCE 1-in-2 | 8 | 0.60101 | 0.63414 | 0.60101 | 0.63414 | 0 | 60.265
| Sublap | SCEN | Monthly System Peak Day | October | SCE 1-in-2 | 9 | 0.43069 | 0.42297 | 0.43069 | 0.42297 | 0 | 60.9071
| Sublap | SCEN | Monthly System Peak Day | October | SCE 1-in-2 | 10 | 0.25116 | 0.25313 | 0.25116 | 0.25313 | 0 | 65.2042
| Sublap | SCEN | Monthly System Peak Day | October | SCE 1-in-2 | 11 | 0.13242 | 0.14632 | 0.13242 | 0.14632 | 0 | 71.5471
| Sublap | SCEN | Monthly System Peak Day | October | SCE 1-in-2 | 12 | 0.082493 | 0.080788 | 0.082493 | 0.080788 | 0 | 77.6139
| Sublap | SCEN | Monthly System Peak Day | October | SCE 1-in-2 | 13 | 0.16909 | 0.15424 | 0.16909 | 0.15424 | 0 | 81.6689
| Sublap | SCEN | Monthly System Peak Day | October | SCE 1-in-2 | 14 | 0.3628 | 0.33146 | 0.3628 | 0.33146 | 0 | 84.1575
| Sublap | SCEN | Monthly System Peak Day | October | SCE 1-in-2 | 15 | 0.63237 | 0.60622 | 0.63237 | 0.60622 | 0 | 86.2577
| Sublap | SCEN | Monthly System Peak Day | October | SCE 1-in-2 | 16 | 0.99841 | 0.97847 | 0.99841 | 0.97847 | 0 | 87.9005
| Sublap | SCEN | Monthly System Peak Day | October | SCE 1-in-2 | 17 | 1.3952 | 1.385 | 0.18743 | 0.20448 | 0.089523 | 88.576
| Sublap | SCEN | Monthly System Peak Day | October | SCE 1-in-2 | 18 | 1.7647 | 1.7382 | 0.94115 | 1.1411 | 0.21513 | 88.2429
| Sublap | SCEN | Monthly System Peak Day | October | SCE 1-in-2 | 19 | 1.9672 | 1.9117 | 1.3316 | 1.5106 | 0.16826 | 86.8628
| Sublap | SCEN | Monthly System Peak Day | October | SCE 1-in-2 | 20 | 1.9785 | 1.9144 | 1.5434 | 1.6194 | 0.079011 | 84.2257
| Sublap | SCEN | Monthly System Peak Day | October | SCE 1-in-2 | 21 | 1.8964 | 1.8565 | 1.4416 | 1.5419 | 0.10136 | 79.9705
| Sublap | SCEN | Monthly System Peak Day | October | SCE 1-in-2 | 22 | 1.7472 | 1.7226 | 2.2704 | 2.3417 | 0.11371 | 76.3578
| Sublap | SCEN | Monthly System Peak Day | October | SCE 1-in-2 | 23 | 1.511 | 1.5014 | 1.511 | 1.534 | 0 | 73.1521
| Sublap | SCEN | Monthly System Peak Day | October | SCE 1-in-2 | 24 | 1.2445 | 1.2347 | 1.2445 | 1.2347 | 0 | 70.4402
| Sublap | SCEN | Monthly System Peak Day | September | CAISO 1-in-10 | 1 | 1.8157 | 1.8 | 1.8157 | 1.8 | 0 | 81.4746
| Sublap | SCEN | Monthly System Peak Day | September | CAISO 1-in-10 | 2 | 1.5296 | 1.509 | 1.5296 | 1.509 | 0 | 79.3481
| Sublap | SCEN | Monthly System Peak Day | September | CAISO 1-in-10 | 3 | 1.3725 | 1.3485 | 1.3725 | 1.3485 | 0 | 78.5268
| Sublap | SCEN | Monthly System Peak Day | September | CAISO 1-in-10 | 4 | 1.2513 | 1.2278 | 1.2513 | 1.2278 | 0 | 77.9705
| Sublap | SCEN | Monthly System Peak Day | September | CAISO 1-in-10 | 5 | 1.1649 | 1.147 | 1.1649 | 1.147 | 0 | 77.5485
| Sublap | SCEN | Monthly System Peak Day | September | CAISO 1-in-10 | 6 | 1.102 | 1.1035 | 1.102 | 1.1035 | 0 | 76.0555
| Sublap | SCEN | Monthly System Peak Day | September | CAISO 1-in-10 | 7 | 1.0553 | 1.0932 | 1.0553 | 1.0932 | 0 | 75.7422
| Sublap | SCEN | Monthly System Peak Day | September | CAISO 1-in-10 | 8 | 1.0044 | 1.0375 | 1.0044 | 1.0375 | 0 | 75.5925
| Sublap | SCEN | Monthly System Peak Day | September | CAISO 1-in-10 | 9 | 0.87331 | 0.86559 | 0.87331 | 0.86559 | 0 | 76.4083
| Sublap | SCEN | Monthly System Peak Day | September | CAISO 1-in-10 | 10 | 0.7726 | 0.77457 | 0.7726 | 0.77457 | 0 | 80.0335
| Sublap | SCEN | Monthly System Peak Day | September | CAISO 1-in-10 | 11 | 0.87388 | 0.88777 | 0.87388 | 0.88777 | 0 | 84.6522
| Sublap | SCEN | Monthly System Peak Day | September | CAISO 1-in-10 | 12 | 1.0996 | 1.0979 | 1.0996 | 1.0979 | 0 | 89.1667
| Sublap | SCEN | Monthly System Peak Day | September | CAISO 1-in-10 | 13 | 1.4195 | 1.4046 | 1.4195 | 1.4046 | 0 | 92.613
| Sublap | SCEN | Monthly System Peak Day | September | CAISO 1-in-10 | 14 | 1.7851 | 1.7537 | 1.7851 | 1.7537 | 0 | 95.4373
| Sublap | SCEN | Monthly System Peak Day | September | CAISO 1-in-10 | 15 | 2.1901 | 2.1639 | 2.1901 | 2.1639 | 0 | 97.4779
| Sublap | SCEN | Monthly System Peak Day | September | CAISO 1-in-10 | 16 | 2.6279 | 2.6079 | 2.6279 | 2.6079 | 0 | 98.9601
| Sublap | SCEN | Monthly System Peak Day | September | CAISO 1-in-10 | 17 | 3.0365 | 3.0264 | 1.7157 | 1.7327 | 0.037564 | 100.1318
| Sublap | SCEN | Monthly System Peak Day | September | CAISO 1-in-10 | 18 | 3.4152 | 3.3887 | 2.5153 | 2.7153 | 0.081899 | 99.8059
| Sublap | SCEN | Monthly System Peak Day | September | CAISO 1-in-10 | 19 | 3.5655 | 3.5101 | 2.9834 | 3.1624 | 0.063146 | 97.7298
| Sublap | SCEN | Monthly System Peak Day | September | CAISO 1-in-10 | 20 | 3.417 | 3.3528 | 3.0318 | 3.1077 | 0.029749 | 95.0541
| Sublap | SCEN | Monthly System Peak Day | September | CAISO 1-in-10 | 21 | 3.2117 | 3.1718 | 2.8136 | 2.9139 | 0.039819 | 92.2844
| Sublap | SCEN | Monthly System Peak Day | September | CAISO 1-in-10 | 22 | 2.982 | 2.9573 | 3.5449 | 3.6162 | 0.039273 | 89.803
| Sublap | SCEN | Monthly System Peak Day | September | CAISO 1-in-10 | 23 | 2.5836 | 2.574 | 2.781 | 2.8932 | 0.033403 | 86.926
| Sublap | SCEN | Monthly System Peak Day | September | CAISO 1-in-10 | 24 | 2.1567 | 2.1469 | 2.2996 | 2.324 | 0.02432 | 84.9382
| Sublap | SCEN | Monthly System Peak Day | September | CAISO 1-in-2 | 1 | 1.5452 | 1.5294 | 1.5452 | 1.5294 | 0 | 76.7679
| Sublap | SCEN | Monthly System Peak Day | September | CAISO 1-in-2 | 2 | 1.2967 | 1.2762 | 1.2967 | 1.2762 | 0 | 74.7664
| Sublap | SCEN | Monthly System Peak Day | September | CAISO 1-in-2 | 3 | 1.1402 | 1.1162 | 1.1402 | 1.1162 | 0 | 73.3875
| Sublap | SCEN | Monthly System Peak Day | September | CAISO 1-in-2 | 4 | 1.0081 | 0.98461 | 1.0081 | 0.98461 | 0 | 71.6502
| Sublap | SCEN | Monthly System Peak Day | September | CAISO 1-in-2 | 5 | 0.92724 | 0.90929 | 0.92724 | 0.90929 | 0 | 70.4432
| Sublap | SCEN | Monthly System Peak Day | September | CAISO 1-in-2 | 6 | 0.8778 | 0.87934 | 0.8778 | 0.87934 | 0 | 69.1037
| Sublap | SCEN | Monthly System Peak Day | September | CAISO 1-in-2 | 7 | 0.82649 | 0.86441 | 0.82649 | 0.86441 | 0 | 67.8928
| Sublap | SCEN | Monthly System Peak Day | September | CAISO 1-in-2 | 8 | 0.74822 | 0.78135 | 0.74822 | 0.78135 | 0 | 67.0102
| Sublap | SCEN | Monthly System Peak Day | September | CAISO 1-in-2 | 9 | 0.63175 | 0.62403 | 0.63175 | 0.62403 | 0 | 68.8168
| Sublap | SCEN | Monthly System Peak Day | September | CAISO 1-in-2 | 10 | 0.5888 | 0.59077 | 0.5888 | 0.59077 | 0 | 73.6704
| Sublap | SCEN | Monthly System Peak Day | September | CAISO 1-in-2 | 11 | 0.63451 | 0.64841 | 0.63451 | 0.64841 | 0 | 80.4403
| Sublap | SCEN | Monthly System Peak Day | September | CAISO 1-in-2 | 12 | 0.74776 | 0.74606 | 0.74776 | 0.74606 | 0 | 86.995
| Sublap | SCEN | Monthly System Peak Day | September | CAISO 1-in-2 | 13 | 0.99947 | 0.98462 | 0.99947 | 0.98462 | 0 | 91.0901
| Sublap | SCEN | Monthly System Peak Day | September | CAISO 1-in-2 | 14 | 1.3309 | 1.2996 | 1.3309 | 1.2996 | 0 | 93.9393
| Sublap | SCEN | Monthly System Peak Day | September | CAISO 1-in-2 | 15 | 1.7028 | 1.6766 | 1.7028 | 1.6766 | 0 | 95.6724
| Sublap | SCEN | Monthly System Peak Day | September | CAISO 1-in-2 | 16 | 2.127 | 2.1071 | 2.127 | 2.1071 | 0 | 97.2179
| Sublap | SCEN | Monthly System Peak Day | September | CAISO 1-in-2 | 17 | 2.5277 | 2.5176 | 1.2302 | 1.2472 | 0.041295 | 97.7516
| Sublap | SCEN | Monthly System Peak Day | September | CAISO 1-in-2 | 18 | 2.8958 | 2.8693 | 2.0128 | 2.2127 | 0.10536 | 97.2619
| Sublap | SCEN | Monthly System Peak Day | September | CAISO 1-in-2 | 19 | 3.0644 | 3.009 | 2.4763 | 2.6553 | 0.073691 | 96.5003
| Sublap | SCEN | Monthly System Peak Day | September | CAISO 1-in-2 | 20 | 2.9843 | 2.9201 | 2.5949 | 2.6708 | 0.032597 | 94.1521
| Sublap | SCEN | Monthly System Peak Day | September | CAISO 1-in-2 | 21 | 2.8024 | 2.7625 | 2.3905 | 2.4908 | 0.053565 | 89.274
| Sublap | SCEN | Monthly System Peak Day | September | CAISO 1-in-2 | 22 | 2.5879 | 2.5633 | 3.1386 | 3.2099 | 0.056619 | 85.6732
| Sublap | SCEN | Monthly System Peak Day | September | CAISO 1-in-2 | 23 | 2.2423 | 2.2327 | 2.354 | 2.4663 | 0.047645 | 82.8098
| Sublap | SCEN | Monthly System Peak Day | September | CAISO 1-in-2 | 24 | 1.8667 | 1.857 | 1.9376 | 1.962 | 0.031991 | 80.5855
| Sublap | SCEN | Monthly System Peak Day | September | SCE 1-in-10 | 1 | 1.6471 | 1.6314 | 1.6471 | 1.6314 | 0 | 78.1428
| Sublap | SCEN | Monthly System Peak Day | September | SCE 1-in-10 | 2 | 1.4005 | 1.38 | 1.4005 | 1.38 | 0 | 76.5419
| Sublap | SCEN | Monthly System Peak Day | September | SCE 1-in-10 | 3 | 1.2524 | 1.2284 | 1.2524 | 1.2284 | 0 | 75.6615
| Sublap | SCEN | Monthly System Peak Day | September | SCE 1-in-10 | 4 | 1.1566 | 1.1331 | 1.1566 | 1.1331 | 0 | 75.3099
| Sublap | SCEN | Monthly System Peak Day | September | SCE 1-in-10 | 5 | 1.0916 | 1.0737 | 1.0916 | 1.0737 | 0 | 75.2235
| Sublap | SCEN | Monthly System Peak Day | September | SCE 1-in-10 | 6 | 1.018 | 1.0196 | 1.018 | 1.0196 | 0 | 73.2355
| Sublap | SCEN | Monthly System Peak Day | September | SCE 1-in-10 | 7 | 0.98721 | 1.0251 | 0.98721 | 1.0251 | 0 | 73.3486
| Sublap | SCEN | Monthly System Peak Day | September | SCE 1-in-10 | 8 | 0.92349 | 0.95661 | 0.92349 | 0.95661 | 0 | 72.8846
| Sublap | SCEN | Monthly System Peak Day | September | SCE 1-in-10 | 9 | 0.80538 | 0.79766 | 0.80538 | 0.79766 | 0 | 74.1533
| Sublap | SCEN | Monthly System Peak Day | September | SCE 1-in-10 | 10 | 0.72988 | 0.73185 | 0.72988 | 0.73185 | 0 | 78.495
| Sublap | SCEN | Monthly System Peak Day | September | SCE 1-in-10 | 11 | 0.81732 | 0.83121 | 0.81732 | 0.83121 | 0 | 83.7674
| Sublap | SCEN | Monthly System Peak Day | September | SCE 1-in-10 | 12 | 1.0192 | 1.0175 | 1.0192 | 1.0175 | 0 | 88.6297
| Sublap | SCEN | Monthly System Peak Day | September | SCE 1-in-10 | 13 | 1.3197 | 1.3049 | 1.3197 | 1.3049 | 0 | 92.6387
| Sublap | SCEN | Monthly System Peak Day | September | SCE 1-in-10 | 14 | 1.6822 | 1.6508 | 1.6822 | 1.6508 | 0 | 95.7815
| Sublap | SCEN | Monthly System Peak Day | September | SCE 1-in-10 | 15 | 2.0878 | 2.0617 | 2.0878 | 2.0617 | 0 | 98.2392
| Sublap | SCEN | Monthly System Peak Day | September | SCE 1-in-10 | 16 | 2.5289 | 2.5089 | 2.5289 | 2.5089 | 0 | 99.7741
| Sublap | SCEN | Monthly System Peak Day | September | SCE 1-in-10 | 17 | 2.9378 | 2.9276 | 1.6101 | 1.6271 | 0.037814 | 100.8339
| Sublap | SCEN | Monthly System Peak Day | September | SCE 1-in-10 | 18 | 3.3079 | 3.2814 | 2.4036 | 2.6036 | 0.077208 | 100.4703
| Sublap | SCEN | Monthly System Peak Day | September | SCE 1-in-10 | 19 | 3.4542 | 3.3988 | 2.8743 | 3.0534 | 0.059623 | 98.1668
| Sublap | SCEN | Monthly System Peak Day | September | SCE 1-in-10 | 20 | 3.3246 | 3.2604 | 2.9412 | 3.0171 | 0.028656 | 95.4587
| Sublap | SCEN | Monthly System Peak Day | September | SCE 1-in-10 | 21 | 3.1312 | 3.0913 | 2.7343 | 2.8346 | 0.038785 | 92.5319
| Sublap | SCEN | Monthly System Peak Day | September | SCE 1-in-10 | 22 | 2.9068 | 2.8821 | 3.4697 | 3.5409 | 0.03931 | 89.7886
| Sublap | SCEN | Monthly System Peak Day | September | SCE 1-in-10 | 23 | 2.5155 | 2.5059 | 2.7113 | 2.8235 | 0.033537 | 86.8492
| Sublap | SCEN | Monthly System Peak Day | September | SCE 1-in-10 | 24 | 2.0959 | 2.0862 | 2.2307 | 2.2551 | 0.024539 | 84.4487
| Sublap | SCEN | Monthly System Peak Day | September | SCE 1-in-2 | 1 | 1.5085 | 1.4927 | 1.5085 | 1.4927 | 0 | 76.0672
| Sublap | SCEN | Monthly System Peak Day | September | SCE 1-in-2 | 2 | 1.2734 | 1.2528 | 1.2734 | 1.2528 | 0 | 74.2824
| Sublap | SCEN | Monthly System Peak Day | September | SCE 1-in-2 | 3 | 1.1269 | 1.1029 | 1.1269 | 1.1029 | 0 | 73.1044
| Sublap | SCEN | Monthly System Peak Day | September | SCE 1-in-2 | 4 | 0.99869 | 0.97519 | 0.99869 | 0.97519 | 0 | 71.4408
| Sublap | SCEN | Monthly System Peak Day | September | SCE 1-in-2 | 5 | 0.90656 | 0.88861 | 0.90656 | 0.88861 | 0 | 69.7701
| Sublap | SCEN | Monthly System Peak Day | September | SCE 1-in-2 | 6 | 0.86474 | 0.86628 | 0.86474 | 0.86628 | 0 | 68.6689
| Sublap | SCEN | Monthly System Peak Day | September | SCE 1-in-2 | 7 | 0.81282 | 0.85074 | 0.81282 | 0.85074 | 0 | 67.5453
| Sublap | SCEN | Monthly System Peak Day | September | SCE 1-in-2 | 8 | 0.72891 | 0.76203 | 0.72891 | 0.76203 | 0 | 66.8009
| Sublap | SCEN | Monthly System Peak Day | September | SCE 1-in-2 | 9 | 0.63125 | 0.62353 | 0.63125 | 0.62353 | 0 | 68.9492
| Sublap | SCEN | Monthly System Peak Day | September | SCE 1-in-2 | 10 | 0.57937 | 0.58134 | 0.57937 | 0.58134 | 0 | 73.693
| Sublap | SCEN | Monthly System Peak Day | September | SCE 1-in-2 | 11 | 0.62285 | 0.63674 | 0.62285 | 0.63674 | 0 | 79.8919
| Sublap | SCEN | Monthly System Peak Day | September | SCE 1-in-2 | 12 | 0.73878 | 0.73707 | 0.73878 | 0.73707 | 0 | 85.8687
| Sublap | SCEN | Monthly System Peak Day | September | SCE 1-in-2 | 13 | 0.97 | 0.95515 | 0.97 | 0.95515 | 0 | 91.0936
| Sublap | SCEN | Monthly System Peak Day | September | SCE 1-in-2 | 14 | 1.3008 | 1.2695 | 1.3008 | 1.2695 | 0 | 94.265
| Sublap | SCEN | Monthly System Peak Day | September | SCE 1-in-2 | 15 | 1.6747 | 1.6486 | 1.6747 | 1.6486 | 0 | 96.1866
| Sublap | SCEN | Monthly System Peak Day | September | SCE 1-in-2 | 16 | 2.102 | 2.082 | 2.102 | 2.082 | 0 | 97.7954
| Sublap | SCEN | Monthly System Peak Day | September | SCE 1-in-2 | 17 | 2.504 | 2.4938 | 1.2006 | 1.2176 | 0.039744 | 98.3485
| Sublap | SCEN | Monthly System Peak Day | September | SCE 1-in-2 | 18 | 2.8649 | 2.8384 | 1.9799 | 2.1799 | 0.10233 | 97.5542
| Sublap | SCEN | Monthly System Peak Day | September | SCE 1-in-2 | 19 | 3.0291 | 2.9737 | 2.4394 | 2.6184 | 0.076495 | 96.187
| Sublap | SCEN | Monthly System Peak Day | September | SCE 1-in-2 | 20 | 2.9446 | 2.8804 | 2.5508 | 2.6268 | 0.03607 | 93.2072
| Sublap | SCEN | Monthly System Peak Day | September | SCE 1-in-2 | 21 | 2.7744 | 2.7345 | 2.3615 | 2.4617 | 0.054607 | 89.0586
| Sublap | SCEN | Monthly System Peak Day | September | SCE 1-in-2 | 22 | 2.5554 | 2.5307 | 3.1042 | 3.1755 | 0.059996 | 85.0477
| Sublap | SCEN | Monthly System Peak Day | September | SCE 1-in-2 | 23 | 2.2122 | 2.2026 | 2.3064 | 2.4186 | 0.051748 | 81.9632
| Sublap | SCEN | Monthly System Peak Day | September | SCE 1-in-2 | 24 | 1.8367 | 1.8269 | 1.8881 | 1.9125 | 0.035641 | 79.41
| Sublap | SCEN | Typical Event Day | Typical Event | CAISO 1-in-10 | 1 | 1.7953 | 1.7796 | 1.7953 | 1.7796 | 0 | 80.8953
| Sublap | SCEN | Typical Event Day | Typical Event | CAISO 1-in-10 | 2 | 1.5525 | 1.5319 | 1.5525 | 1.5319 | 0 | 79.7626
| Sublap | SCEN | Typical Event Day | Typical Event | CAISO 1-in-10 | 3 | 1.3674 | 1.3435 | 1.3674 | 1.3435 | 0 | 78.3058
| Sublap | SCEN | Typical Event Day | Typical Event | CAISO 1-in-10 | 4 | 1.2046 | 1.1811 | 1.2046 | 1.1811 | 0 | 76.3708
| Sublap | SCEN | Typical Event Day | Typical Event | CAISO 1-in-10 | 5 | 1.0994 | 1.0814 | 1.0994 | 1.0814 | 0 | 74.968
| Sublap | SCEN | Typical Event Day | Typical Event | CAISO 1-in-10 | 6 | 1.0476 | 1.0492 | 1.0476 | 1.0492 | 0 | 73.8342
| Sublap | SCEN | Typical Event Day | Typical Event | CAISO 1-in-10 | 7 | 0.99217 | 1.0301 | 0.99217 | 1.0301 | 0 | 73.0784
| Sublap | SCEN | Typical Event Day | Typical Event | CAISO 1-in-10 | 8 | 0.9386 | 0.97172 | 0.9386 | 0.97172 | 0 | 72.9229
| Sublap | SCEN | Typical Event Day | Typical Event | CAISO 1-in-10 | 9 | 0.87155 | 0.86383 | 0.87155 | 0.86383 | 0 | 76.0384
| Sublap | SCEN | Typical Event Day | Typical Event | CAISO 1-in-10 | 10 | 0.80221 | 0.80418 | 0.80221 | 0.80418 | 0 | 81.2252
| Sublap | SCEN | Typical Event Day | Typical Event | CAISO 1-in-10 | 11 | 0.8868 | 0.90069 | 0.8868 | 0.90069 | 0 | 86.6397
| Sublap | SCEN | Typical Event Day | Typical Event | CAISO 1-in-10 | 12 | 1.115 | 1.1133 | 1.115 | 1.1133 | 0 | 92.0328
| Sublap | SCEN | Typical Event Day | Typical Event | CAISO 1-in-10 | 13 | 1.4579 | 1.4431 | 1.4579 | 1.4431 | 0 | 96.0083
| Sublap | SCEN | Typical Event Day | Typical Event | CAISO 1-in-10 | 14 | 1.8619 | 1.8306 | 1.8619 | 1.8306 | 0 | 98.8202
| Sublap | SCEN | Typical Event Day | Typical Event | CAISO 1-in-10 | 15 | 2.29 | 2.2638 | 2.29 | 2.2638 | 0 | 100.7506
| Sublap | SCEN | Typical Event Day | Typical Event | CAISO 1-in-10 | 16 | 2.7404 | 2.7205 | 2.7404 | 2.7205 | 0 | 101.882
| Sublap | SCEN | Typical Event Day | Typical Event | CAISO 1-in-10 | 17 | 3.1385 | 3.1283 | 1.7984 | 1.8155 | 0.039807 | 102.0951
| Sublap | SCEN | Typical Event Day | Typical Event | CAISO 1-in-10 | 18 | 3.508 | 3.4815 | 2.5972 | 2.7972 | 0.071773 | 101.4692
| Sublap | SCEN | Typical Event Day | Typical Event | CAISO 1-in-10 | 19 | 3.6554 | 3.6 | 3.085 | 3.264 | 0.046392 | 100.0916
| Sublap | SCEN | Typical Event Day | Typical Event | CAISO 1-in-10 | 20 | 3.5105 | 3.4463 | 3.1363 | 3.2123 | 0.025494 | 97.466
| Sublap | SCEN | Typical Event Day | Typical Event | CAISO 1-in-10 | 21 | 3.2933 | 3.2534 | 2.9031 | 3.0034 | 0.033159 | 93.9906
| Sublap | SCEN | Typical Event Day | Typical Event | CAISO 1-in-10 | 22 | 3.0325 | 3.0079 | 3.5955 | 3.6667 | 0.039245 | 89.8135
| Sublap | SCEN | Typical Event Day | Typical Event | CAISO 1-in-10 | 23 | 2.6254 | 2.6158 | 2.8173 | 2.9295 | 0.033896 | 86.6591
| Sublap | SCEN | Typical Event Day | Typical Event | CAISO 1-in-10 | 24 | 2.1861 | 2.1763 | 2.3185 | 2.3428 | 0.024644 | 84.3001
| Sublap | SCEN | Typical Event Day | Typical Event | CAISO 1-in-2 | 1 | 1.5783 | 1.5626 | 1.5783 | 1.5626 | 0 | 77.3364
| Sublap | SCEN | Typical Event Day | Typical Event | CAISO 1-in-2 | 2 | 1.332 | 1.3115 | 1.332 | 1.3115 | 0 | 75.4798
| Sublap | SCEN | Typical Event Day | Typical Event | CAISO 1-in-2 | 3 | 1.1652 | 1.1412 | 1.1652 | 1.1412 | 0 | 73.9333
| Sublap | SCEN | Typical Event Day | Typical Event | CAISO 1-in-2 | 4 | 1.0366 | 1.0131 | 1.0366 | 1.0131 | 0 | 72.37
| Sublap | SCEN | Typical Event Day | Typical Event | CAISO 1-in-2 | 5 | 0.95334 | 0.93539 | 0.95334 | 0.93539 | 0 | 71.1829
| Sublap | SCEN | Typical Event Day | Typical Event | CAISO 1-in-2 | 6 | 0.90373 | 0.90527 | 0.90373 | 0.90527 | 0 | 69.8626
| Sublap | SCEN | Typical Event Day | Typical Event | CAISO 1-in-2 | 7 | 0.85479 | 0.8927 | 0.85479 | 0.8927 | 0 | 68.9597
| Sublap | SCEN | Typical Event Day | Typical Event | CAISO 1-in-2 | 8 | 0.79154 | 0.82466 | 0.79154 | 0.82466 | 0 | 68.8779
| Sublap | SCEN | Typical Event Day | Typical Event | CAISO 1-in-2 | 9 | 0.70677 | 0.69905 | 0.70677 | 0.69905 | 0 | 71.5772
| Sublap | SCEN | Typical Event Day | Typical Event | CAISO 1-in-2 | 10 | 0.62667 | 0.62864 | 0.62667 | 0.62864 | 0 | 76.4024
| Sublap | SCEN | Typical Event Day | Typical Event | CAISO 1-in-2 | 11 | 0.65045 | 0.66435 | 0.65045 | 0.66435 | 0 | 81.9609
| Sublap | SCEN | Typical Event Day | Typical Event | CAISO 1-in-2 | 12 | 0.79749 | 0.79579 | 0.79749 | 0.79579 | 0 | 87.1939
| Sublap | SCEN | Typical Event Day | Typical Event | CAISO 1-in-2 | 13 | 1.0581 | 1.0433 | 1.0581 | 1.0433 | 0 | 91.1676
| Sublap | SCEN | Typical Event Day | Typical Event | CAISO 1-in-2 | 14 | 1.3931 | 1.3618 | 1.3931 | 1.3618 | 0 | 94.162
| Sublap | SCEN | Typical Event Day | Typical Event | CAISO 1-in-2 | 15 | 1.773 | 1.7469 | 1.773 | 1.7469 | 0 | 96.3406
| Sublap | SCEN | Typical Event Day | Typical Event | CAISO 1-in-2 | 16 | 2.1964 | 2.1765 | 2.1964 | 2.1765 | 0 | 97.5036
| Sublap | SCEN | Typical Event Day | Typical Event | CAISO 1-in-2 | 17 | 2.5961 | 2.5859 | 1.2964 | 1.3135 | 0.040704 | 97.9629
| Sublap | SCEN | Typical Event Day | Typical Event | CAISO 1-in-2 | 18 | 2.9644 | 2.9379 | 2.0811 | 2.2811 | 0.10506 | 97.2906
| Sublap | SCEN | Typical Event Day | Typical Event | CAISO 1-in-2 | 19 | 3.1293 | 3.0739 | 2.5383 | 2.7173 | 0.079077 | 95.9022
| Sublap | SCEN | Typical Event Day | Typical Event | CAISO 1-in-2 | 20 | 3.034 | 2.9698 | 2.6412 | 2.7172 | 0.035254 | 93.4193
| Sublap | SCEN | Typical Event Day | Typical Event | CAISO 1-in-2 | 21 | 2.8553 | 2.8154 | 2.4442 | 2.5445 | 0.05272 | 89.4496
| Sublap | SCEN | Typical Event Day | Typical Event | CAISO 1-in-2 | 22 | 2.6306 | 2.606 | 3.181 | 3.2523 | 0.057274 | 85.5499
| Sublap | SCEN | Typical Event Day | Typical Event | CAISO 1-in-2 | 23 | 2.2804 | 2.2708 | 2.3886 | 2.5009 | 0.048447 | 82.6401
| Sublap | SCEN | Typical Event Day | Typical Event | CAISO 1-in-2 | 24 | 1.8984 | 1.8886 | 1.9675 | 1.9918 | 0.032302 | 80.4795
| Sublap | SCEN | Typical Event Day | Typical Event | SCE 1-in-10 | 1 | 1.8039 | 1.7882 | 1.8039 | 1.7882 | 0 | 81.1212
| Sublap | SCEN | Typical Event Day | Typical Event | SCE 1-in-10 | 2 | 1.5119 | 1.4913 | 1.5119 | 1.4913 | 0 | 78.8613
| Sublap | SCEN | Typical Event Day | Typical Event | SCE 1-in-10 | 3 | 1.3226 | 1.2986 | 1.3226 | 1.2986 | 0 | 77.2129
| Sublap | SCEN | Typical Event Day | Typical Event | SCE 1-in-10 | 4 | 1.1874 | 1.164 | 1.1874 | 1.164 | 0 | 75.8967
| Sublap | SCEN | Typical Event Day | Typical Event | SCE 1-in-10 | 5 | 1.0844 | 1.0665 | 1.0844 | 1.0665 | 0 | 74.498
| Sublap | SCEN | Typical Event Day | Typical Event | SCE 1-in-10 | 6 | 1.0159 | 1.0175 | 1.0159 | 1.0175 | 0 | 72.7166
| Sublap | SCEN | Typical Event Day | Typical Event | SCE 1-in-10 | 7 | 0.95342 | 0.99134 | 0.95342 | 0.99134 | 0 | 71.61
| Sublap | SCEN | Typical Event Day | Typical Event | SCE 1-in-10 | 8 | 0.90168 | 0.9348 | 0.90168 | 0.9348 | 0 | 71.6012
| Sublap | SCEN | Typical Event Day | Typical Event | SCE 1-in-10 | 9 | 0.83637 | 0.82865 | 0.83637 | 0.82865 | 0 | 74.7251
| Sublap | SCEN | Typical Event Day | Typical Event | SCE 1-in-10 | 10 | 0.78877 | 0.79074 | 0.78877 | 0.79074 | 0 | 80.2598
| Sublap | SCEN | Typical Event Day | Typical Event | SCE 1-in-10 | 11 | 0.87983 | 0.89372 | 0.87983 | 0.89372 | 0 | 86.1681
| Sublap | SCEN | Typical Event Day | Typical Event | SCE 1-in-10 | 12 | 1.1032 | 1.1015 | 1.1032 | 1.1015 | 0 | 91.5747
| Sublap | SCEN | Typical Event Day | Typical Event | SCE 1-in-10 | 13 | 1.4379 | 1.423 | 1.4379 | 1.423 | 0 | 95.8692
| Sublap | SCEN | Typical Event Day | Typical Event | SCE 1-in-10 | 14 | 1.84 | 1.8086 | 1.84 | 1.8086 | 0 | 98.9079
| Sublap | SCEN | Typical Event Day | Typical Event | SCE 1-in-10 | 15 | 2.2677 | 2.2416 | 2.2677 | 2.2416 | 0 | 100.8769
| Sublap | SCEN | Typical Event Day | Typical Event | SCE 1-in-10 | 16 | 2.7172 | 2.6972 | 2.7172 | 2.6972 | 0 | 101.9144
| Sublap | SCEN | Typical Event Day | Typical Event | SCE 1-in-10 | 17 | 3.1198 | 3.1096 | 1.7764 | 1.7935 | 0.040657 | 102.4354
| Sublap | SCEN | Typical Event Day | Typical Event | SCE 1-in-10 | 18 | 3.4856 | 3.4592 | 2.5732 | 2.7732 | 0.070787 | 101.7126
| Sublap | SCEN | Typical Event Day | Typical Event | SCE 1-in-10 | 19 | 3.63 | 3.5746 | 3.0589 | 3.238 | 0.047128 | 99.9618
| Sublap | SCEN | Typical Event Day | Typical Event | SCE 1-in-10 | 20 | 3.4935 | 3.4293 | 3.121 | 3.1969 | 0.025394 | 97.8129
| Sublap | SCEN | Typical Event Day | Typical Event | SCE 1-in-10 | 21 | 3.2854 | 3.2455 | 2.8984 | 2.9987 | 0.030845 | 94.6866
| Sublap | SCEN | Typical Event Day | Typical Event | SCE 1-in-10 | 22 | 3.0341 | 3.0095 | 3.6002 | 3.6715 | 0.037094 | 90.8803
| Sublap | SCEN | Typical Event Day | Typical Event | SCE 1-in-10 | 23 | 2.6231 | 2.6135 | 2.8358 | 2.948 | 0.032472 | 87.6585
| Sublap | SCEN | Typical Event Day | Typical Event | SCE 1-in-10 | 24 | 2.1873 | 2.1775 | 2.3379 | 2.3623 | 0.024294 | 85.4031
| Sublap | SCEN | Typical Event Day | Typical Event | SCE 1-in-2 | 1 | 1.5785 | 1.5628 | 1.5785 | 1.5628 | 0 | 77.3642
| Sublap | SCEN | Typical Event Day | Typical Event | SCE 1-in-2 | 2 | 1.3374 | 1.3169 | 1.3374 | 1.3169 | 0 | 75.605
| Sublap | SCEN | Typical Event Day | Typical Event | SCE 1-in-2 | 3 | 1.1829 | 1.1589 | 1.1829 | 1.1589 | 0 | 74.3491
| Sublap | SCEN | Typical Event Day | Typical Event | SCE 1-in-2 | 4 | 1.0519 | 1.0284 | 1.0519 | 1.0284 | 0 | 72.8097
| Sublap | SCEN | Typical Event Day | Typical Event | SCE 1-in-2 | 5 | 0.96498 | 0.94703 | 0.96498 | 0.94703 | 0 | 71.5703
| Sublap | SCEN | Typical Event Day | Typical Event | SCE 1-in-2 | 6 | 0.92015 | 0.92169 | 0.92015 | 0.92169 | 0 | 70.4494
| Sublap | SCEN | Typical Event Day | Typical Event | SCE 1-in-2 | 7 | 0.86473 | 0.90265 | 0.86473 | 0.90265 | 0 | 69.3249
| Sublap | SCEN | Typical Event Day | Typical Event | SCE 1-in-2 | 8 | 0.79904 | 0.83216 | 0.79904 | 0.83216 | 0 | 69.1411
| Sublap | SCEN | Typical Event Day | Typical Event | SCE 1-in-2 | 9 | 0.71996 | 0.71224 | 0.71996 | 0.71224 | 0 | 72.1335
| Sublap | SCEN | Typical Event Day | Typical Event | SCE 1-in-2 | 10 | 0.6281 | 0.63007 | 0.6281 | 0.63007 | 0 | 77.0399
| Sublap | SCEN | Typical Event Day | Typical Event | SCE 1-in-2 | 11 | 0.6356 | 0.64949 | 0.6356 | 0.64949 | 0 | 82.4229
| Sublap | SCEN | Typical Event Day | Typical Event | SCE 1-in-2 | 12 | 0.78363 | 0.78193 | 0.78363 | 0.78193 | 0 | 87.5706
| Sublap | SCEN | Typical Event Day | Typical Event | SCE 1-in-2 | 13 | 1.0456 | 1.0307 | 1.0456 | 1.0307 | 0 | 91.581
| Sublap | SCEN | Typical Event Day | Typical Event | SCE 1-in-2 | 14 | 1.3837 | 1.3524 | 1.3837 | 1.3524 | 0 | 94.1833
| Sublap | SCEN | Typical Event Day | Typical Event | SCE 1-in-2 | 15 | 1.759 | 1.7329 | 1.759 | 1.7329 | 0 | 95.8474
| Sublap | SCEN | Typical Event Day | Typical Event | SCE 1-in-2 | 16 | 2.177 | 2.157 | 2.177 | 2.157 | 0 | 96.7952
| Sublap | SCEN | Typical Event Day | Typical Event | SCE 1-in-2 | 17 | 2.5713 | 2.5611 | 1.2817 | 1.2987 | 0.043946 | 96.9425
| Sublap | SCEN | Typical Event Day | Typical Event | SCE 1-in-2 | 18 | 2.9465 | 2.9201 | 2.0684 | 2.2684 | 0.11336 | 96.5156
| Sublap | SCEN | Typical Event Day | Typical Event | SCE 1-in-2 | 19 | 3.1174 | 3.062 | 2.525 | 2.704 | 0.081675 | 95.6187
| Sublap | SCEN | Typical Event Day | Typical Event | SCE 1-in-2 | 20 | 3.0237 | 2.9595 | 2.6303 | 2.7062 | 0.035755 | 93.2884
| Sublap | SCEN | Typical Event Day | Typical Event | SCE 1-in-2 | 21 | 2.8476 | 2.8077 | 2.4365 | 2.5368 | 0.052726 | 89.4483
| Sublap | SCEN | Typical Event Day | Typical Event | SCE 1-in-2 | 22 | 2.6107 | 2.5861 | 3.1588 | 3.2301 | 0.061571 | 84.7631
| Sublap | SCEN | Typical Event Day | Typical Event | SCE 1-in-2 | 23 | 2.2584 | 2.2488 | 2.3392 | 2.4515 | 0.054992 | 81.3245
| Sublap | SCEN | Typical Event Day | Typical Event | SCE 1-in-2 | 24 | 1.8739 | 1.8641 | 1.9155 | 1.9399 | 0.037614 | 78.8207
| Sublap | SCEW | Average Weekday | April | CAISO 1-in-10 | 1 | 0.74594 | 0.72893 | 0.74594 | 0.72893 | 0 | 60.6453
| Sublap | SCEW | Average Weekday | April | CAISO 1-in-10 | 2 | 0.65283 | 0.64513 | 0.65283 | 0.64513 | 0 | 59.8443
| Sublap | SCEW | Average Weekday | April | CAISO 1-in-10 | 3 | 0.58533 | 0.57704 | 0.58533 | 0.57704 | 0 | 59.0634
| Sublap | SCEW | Average Weekday | April | CAISO 1-in-10 | 4 | 0.53904 | 0.53064 | 0.53904 | 0.53064 | 0 | 58.2753
| Sublap | SCEW | Average Weekday | April | CAISO 1-in-10 | 5 | 0.51311 | 0.50573 | 0.51311 | 0.50573 | 0 | 57.6949
| Sublap | SCEW | Average Weekday | April | CAISO 1-in-10 | 6 | 0.51373 | 0.51726 | 0.51373 | 0.51726 | 0 | 57.2703
| Sublap | SCEW | Average Weekday | April | CAISO 1-in-10 | 7 | 0.54794 | 0.58614 | 0.54794 | 0.58614 | 0 | 57.0668
| Sublap | SCEW | Average Weekday | April | CAISO 1-in-10 | 8 | 0.56848 | 0.60187 | 0.56848 | 0.60187 | 0 | 57.2419
| Sublap | SCEW | Average Weekday | April | CAISO 1-in-10 | 9 | 0.51862 | 0.48451 | 0.51862 | 0.48451 | 0 | 58.82
| Sublap | SCEW | Average Weekday | April | CAISO 1-in-10 | 10 | 0.43288 | 0.37509 | 0.43288 | 0.37509 | 0 | 61.1613
| Sublap | SCEW | Average Weekday | April | CAISO 1-in-10 | 11 | 0.3431 | 0.28645 | 0.3431 | 0.28645 | 0 | 63.9278
| Sublap | SCEW | Average Weekday | April | CAISO 1-in-10 | 12 | 0.28462 | 0.21741 | 0.28462 | 0.21741 | 0 | 66.7312
| Sublap | SCEW | Average Weekday | April | CAISO 1-in-10 | 13 | 0.27137 | 0.18238 | 0.27137 | 0.18238 | 0 | 68.5483
| Sublap | SCEW | Average Weekday | April | CAISO 1-in-10 | 14 | 0.27079 | 0.17837 | 0.27079 | 0.17837 | 0 | 69.7013
| Sublap | SCEW | Average Weekday | April | CAISO 1-in-10 | 15 | 0.30824 | 0.21834 | 0.30824 | 0.21834 | 0 | 70.4544
| Sublap | SCEW | Average Weekday | April | CAISO 1-in-10 | 16 | 0.40348 | 0.31695 | 0.40348 | 0.31695 | 0 | 70.832
| Sublap | SCEW | Average Weekday | April | CAISO 1-in-10 | 17 | 0.53849 | 0.46237 | 0.53849 | 0.46237 | 0 | 71.1008
| Sublap | SCEW | Average Weekday | April | CAISO 1-in-10 | 18 | 0.74335 | 0.6669 | 0.74335 | 0.6669 | 0 | 70.4939
| Sublap | SCEW | Average Weekday | April | CAISO 1-in-10 | 19 | 0.92514 | 0.8479 | 0.92514 | 0.8479 | 0 | 69.4551
| Sublap | SCEW | Average Weekday | April | CAISO 1-in-10 | 20 | 1.0145 | 0.94497 | 1.0145 | 0.94497 | 0 | 67.6493
| Sublap | SCEW | Average Weekday | April | CAISO 1-in-10 | 21 | 1.0322 | 0.97228 | 1.0322 | 0.97228 | 0 | 65.3389
| Sublap | SCEW | Average Weekday | April | CAISO 1-in-10 | 22 | 0.99019 | 0.93599 | 0.99019 | 0.93599 | 0 | 63.808
| Sublap | SCEW | Average Weekday | April | CAISO 1-in-10 | 23 | 0.94649 | 0.91168 | 0.94649 | 0.91168 | 0 | 62.8026
| Sublap | SCEW | Average Weekday | April | CAISO 1-in-10 | 24 | 0.83006 | 0.80328 | 0.83006 | 0.80328 | 0 | 62.0114
| Sublap | SCEW | Average Weekday | April | CAISO 1-in-2 | 1 | 0.73738 | 0.72037 | 0.73738 | 0.72037 | 0 | 58.2317
| Sublap | SCEW | Average Weekday | April | CAISO 1-in-2 | 2 | 0.64775 | 0.64005 | 0.64775 | 0.64005 | 0 | 57.7252
| Sublap | SCEW | Average Weekday | April | CAISO 1-in-2 | 3 | 0.58521 | 0.57692 | 0.58521 | 0.57692 | 0 | 57.0732
| Sublap | SCEW | Average Weekday | April | CAISO 1-in-2 | 4 | 0.54316 | 0.53475 | 0.54316 | 0.53475 | 0 | 56.5354
| Sublap | SCEW | Average Weekday | April | CAISO 1-in-2 | 5 | 0.52344 | 0.51606 | 0.52344 | 0.51606 | 0 | 56.0932
| Sublap | SCEW | Average Weekday | April | CAISO 1-in-2 | 6 | 0.5315 | 0.53503 | 0.5315 | 0.53503 | 0 | 55.8599
| Sublap | SCEW | Average Weekday | April | CAISO 1-in-2 | 7 | 0.57878 | 0.61699 | 0.57878 | 0.61699 | 0 | 55.6979
| Sublap | SCEW | Average Weekday | April | CAISO 1-in-2 | 8 | 0.60391 | 0.6373 | 0.60391 | 0.6373 | 0 | 55.7099
| Sublap | SCEW | Average Weekday | April | CAISO 1-in-2 | 9 | 0.54095 | 0.50683 | 0.54095 | 0.50683 | 0 | 56.8739
| Sublap | SCEW | Average Weekday | April | CAISO 1-in-2 | 10 | 0.44997 | 0.39218 | 0.44997 | 0.39218 | 0 | 58.8544
| Sublap | SCEW | Average Weekday | April | CAISO 1-in-2 | 11 | 0.36654 | 0.30989 | 0.36654 | 0.30989 | 0 | 61.0919
| Sublap | SCEW | Average Weekday | April | CAISO 1-in-2 | 12 | 0.32209 | 0.25488 | 0.32209 | 0.25488 | 0 | 63.4465
| Sublap | SCEW | Average Weekday | April | CAISO 1-in-2 | 13 | 0.32339 | 0.23441 | 0.32339 | 0.23441 | 0 | 65.2352
| Sublap | SCEW | Average Weekday | April | CAISO 1-in-2 | 14 | 0.32668 | 0.23426 | 0.32668 | 0.23426 | 0 | 66.4984
| Sublap | SCEW | Average Weekday | April | CAISO 1-in-2 | 15 | 0.3609 | 0.27101 | 0.3609 | 0.27101 | 0 | 67.3412
| Sublap | SCEW | Average Weekday | April | CAISO 1-in-2 | 16 | 0.45113 | 0.3646 | 0.45113 | 0.3646 | 0 | 67.5353
| Sublap | SCEW | Average Weekday | April | CAISO 1-in-2 | 17 | 0.58305 | 0.50693 | 0.58305 | 0.50693 | 0 | 67.5107
| Sublap | SCEW | Average Weekday | April | CAISO 1-in-2 | 18 | 0.79528 | 0.71883 | 0.79528 | 0.71883 | 0 | 66.8748
| Sublap | SCEW | Average Weekday | April | CAISO 1-in-2 | 19 | 0.95672 | 0.87948 | 0.95672 | 0.87948 | 0 | 65.8229
| Sublap | SCEW | Average Weekday | April | CAISO 1-in-2 | 20 | 1.0288 | 0.95927 | 1.0288 | 0.95927 | 0 | 63.9276
| Sublap | SCEW | Average Weekday | April | CAISO 1-in-2 | 21 | 1.0459 | 0.98598 | 1.0459 | 0.98598 | 0 | 61.6347
| Sublap | SCEW | Average Weekday | April | CAISO 1-in-2 | 22 | 0.9941 | 0.9399 | 0.9941 | 0.9399 | 0 | 60.1604
| Sublap | SCEW | Average Weekday | April | CAISO 1-in-2 | 23 | 0.94785 | 0.91303 | 0.94785 | 0.91303 | 0 | 59.2827
| Sublap | SCEW | Average Weekday | April | CAISO 1-in-2 | 24 | 0.82894 | 0.80215 | 0.82894 | 0.80215 | 0 | 58.6583
| Sublap | SCEW | Average Weekday | April | SCE 1-in-10 | 1 | 0.74622 | 0.72921 | 0.74622 | 0.72921 | 0 | 60.3222
| Sublap | SCEW | Average Weekday | April | SCE 1-in-10 | 2 | 0.65292 | 0.64522 | 0.65292 | 0.64522 | 0 | 59.4982
| Sublap | SCEW | Average Weekday | April | SCE 1-in-10 | 3 | 0.58514 | 0.57685 | 0.58514 | 0.57685 | 0 | 58.7115
| Sublap | SCEW | Average Weekday | April | SCE 1-in-10 | 4 | 0.53862 | 0.53021 | 0.53862 | 0.53021 | 0 | 57.9706
| Sublap | SCEW | Average Weekday | April | SCE 1-in-10 | 5 | 0.51233 | 0.50495 | 0.51233 | 0.50495 | 0 | 57.4338
| Sublap | SCEW | Average Weekday | April | SCE 1-in-10 | 6 | 0.51253 | 0.51606 | 0.51253 | 0.51606 | 0 | 57.0139
| Sublap | SCEW | Average Weekday | April | SCE 1-in-10 | 7 | 0.546 | 0.5842 | 0.546 | 0.5842 | 0 | 56.7617
| Sublap | SCEW | Average Weekday | April | SCE 1-in-10 | 8 | 0.56631 | 0.59971 | 0.56631 | 0.59971 | 0 | 56.9472
| Sublap | SCEW | Average Weekday | April | SCE 1-in-10 | 9 | 0.51722 | 0.48311 | 0.51722 | 0.48311 | 0 | 58.6534
| Sublap | SCEW | Average Weekday | April | SCE 1-in-10 | 10 | 0.4318 | 0.37401 | 0.4318 | 0.37401 | 0 | 61.349
| Sublap | SCEW | Average Weekday | April | SCE 1-in-10 | 11 | 0.34167 | 0.28502 | 0.34167 | 0.28502 | 0 | 64.2251
| Sublap | SCEW | Average Weekday | April | SCE 1-in-10 | 12 | 0.27993 | 0.21272 | 0.27993 | 0.21272 | 0 | 67.071
| Sublap | SCEW | Average Weekday | April | SCE 1-in-10 | 13 | 0.26358 | 0.1746 | 0.26358 | 0.1746 | 0 | 69.1458
| Sublap | SCEW | Average Weekday | April | SCE 1-in-10 | 14 | 0.26283 | 0.1704 | 0.26283 | 0.1704 | 0 | 70.4731
| Sublap | SCEW | Average Weekday | April | SCE 1-in-10 | 15 | 0.30268 | 0.21278 | 0.30268 | 0.21278 | 0 | 71.1832
| Sublap | SCEW | Average Weekday | April | SCE 1-in-10 | 16 | 0.39991 | 0.31337 | 0.39991 | 0.31337 | 0 | 71.58
| Sublap | SCEW | Average Weekday | April | SCE 1-in-10 | 17 | 0.53581 | 0.45969 | 0.53581 | 0.45969 | 0 | 71.7917
| Sublap | SCEW | Average Weekday | April | SCE 1-in-10 | 18 | 0.74016 | 0.66371 | 0.74016 | 0.66371 | 0 | 71.0388
| Sublap | SCEW | Average Weekday | April | SCE 1-in-10 | 19 | 0.92427 | 0.84703 | 0.92427 | 0.84703 | 0 | 69.8991
| Sublap | SCEW | Average Weekday | April | SCE 1-in-10 | 20 | 1.0168 | 0.9473 | 1.0168 | 0.9473 | 0 | 68.1325
| Sublap | SCEW | Average Weekday | April | SCE 1-in-10 | 21 | 1.0323 | 0.97234 | 1.0323 | 0.97234 | 0 | 65.6574
| Sublap | SCEW | Average Weekday | April | SCE 1-in-10 | 22 | 0.98979 | 0.93559 | 0.98979 | 0.93559 | 0 | 64.0344
| Sublap | SCEW | Average Weekday | April | SCE 1-in-10 | 23 | 0.94622 | 0.91141 | 0.94622 | 0.91141 | 0 | 63.0027
| Sublap | SCEW | Average Weekday | April | SCE 1-in-10 | 24 | 0.82993 | 0.80314 | 0.82993 | 0.80314 | 0 | 62.0676
| Sublap | SCEW | Average Weekday | April | SCE 1-in-2 | 1 | 0.7373 | 0.72028 | 0.7373 | 0.72028 | 0 | 58.2566
| Sublap | SCEW | Average Weekday | April | SCE 1-in-2 | 2 | 0.64776 | 0.64006 | 0.64776 | 0.64006 | 0 | 57.6938
| Sublap | SCEW | Average Weekday | April | SCE 1-in-2 | 3 | 0.58537 | 0.57708 | 0.58537 | 0.57708 | 0 | 57.0079
| Sublap | SCEW | Average Weekday | April | SCE 1-in-2 | 4 | 0.54344 | 0.53503 | 0.54344 | 0.53503 | 0 | 56.4352
| Sublap | SCEW | Average Weekday | April | SCE 1-in-2 | 5 | 0.52391 | 0.51653 | 0.52391 | 0.51653 | 0 | 55.9737
| Sublap | SCEW | Average Weekday | April | SCE 1-in-2 | 6 | 0.53219 | 0.53572 | 0.53219 | 0.53572 | 0 | 55.6066
| Sublap | SCEW | Average Weekday | April | SCE 1-in-2 | 7 | 0.57986 | 0.61806 | 0.57986 | 0.61806 | 0 | 55.4472
| Sublap | SCEW | Average Weekday | April | SCE 1-in-2 | 8 | 0.60509 | 0.63848 | 0.60509 | 0.63848 | 0 | 55.4623
| Sublap | SCEW | Average Weekday | April | SCE 1-in-2 | 9 | 0.54172 | 0.5076 | 0.54172 | 0.5076 | 0 | 56.6919
| Sublap | SCEW | Average Weekday | April | SCE 1-in-2 | 10 | 0.45056 | 0.39277 | 0.45056 | 0.39277 | 0 | 58.7372
| Sublap | SCEW | Average Weekday | April | SCE 1-in-2 | 11 | 0.36731 | 0.31067 | 0.36731 | 0.31067 | 0 | 60.9674
| Sublap | SCEW | Average Weekday | April | SCE 1-in-2 | 12 | 0.32258 | 0.25537 | 0.32258 | 0.25537 | 0 | 63.3184
| Sublap | SCEW | Average Weekday | April | SCE 1-in-2 | 13 | 0.32503 | 0.23605 | 0.32503 | 0.23605 | 0 | 65.1041
| Sublap | SCEW | Average Weekday | April | SCE 1-in-2 | 14 | 0.32885 | 0.23643 | 0.32885 | 0.23643 | 0 | 66.3478
| Sublap | SCEW | Average Weekday | April | SCE 1-in-2 | 15 | 0.36255 | 0.27265 | 0.36255 | 0.27265 | 0 | 67.24
| Sublap | SCEW | Average Weekday | April | SCE 1-in-2 | 16 | 0.4525 | 0.36596 | 0.4525 | 0.36596 | 0 | 67.518
| Sublap | SCEW | Average Weekday | April | SCE 1-in-2 | 17 | 0.58448 | 0.50836 | 0.58448 | 0.50836 | 0 | 67.4517
| Sublap | SCEW | Average Weekday | April | SCE 1-in-2 | 18 | 0.79697 | 0.72052 | 0.79697 | 0.72052 | 0 | 66.8172
| Sublap | SCEW | Average Weekday | April | SCE 1-in-2 | 19 | 0.95849 | 0.88125 | 0.95849 | 0.88125 | 0 | 65.8609
| Sublap | SCEW | Average Weekday | April | SCE 1-in-2 | 20 | 1.0303 | 0.96082 | 1.0303 | 0.96082 | 0 | 64.0321
| Sublap | SCEW | Average Weekday | April | SCE 1-in-2 | 21 | 1.0465 | 0.9866 | 1.0465 | 0.9866 | 0 | 61.6996
| Sublap | SCEW | Average Weekday | April | SCE 1-in-2 | 22 | 0.99437 | 0.94017 | 0.99437 | 0.94017 | 0 | 60.0706
| Sublap | SCEW | Average Weekday | April | SCE 1-in-2 | 23 | 0.94805 | 0.91323 | 0.94805 | 0.91323 | 0 | 59.2043
| Sublap | SCEW | Average Weekday | April | SCE 1-in-2 | 24 | 0.82907 | 0.80229 | 0.82907 | 0.80229 | 0 | 58.5516
| Sublap | SCEW | Average Weekday | August | CAISO 1-in-10 | 1 | 1.0518 | 1.0348 | 1.0518 | 1.0348 | 0 | 69.88
| Sublap | SCEW | Average Weekday | August | CAISO 1-in-10 | 2 | 0.89332 | 0.88563 | 0.89332 | 0.88563 | 0 | 69.5138
| Sublap | SCEW | Average Weekday | August | CAISO 1-in-10 | 3 | 0.782 | 0.77371 | 0.782 | 0.77371 | 0 | 69.1751
| Sublap | SCEW | Average Weekday | August | CAISO 1-in-10 | 4 | 0.70174 | 0.69334 | 0.70174 | 0.69334 | 0 | 68.9277
| Sublap | SCEW | Average Weekday | August | CAISO 1-in-10 | 5 | 0.64742 | 0.64004 | 0.64742 | 0.64004 | 0 | 68.7039
| Sublap | SCEW | Average Weekday | August | CAISO 1-in-10 | 6 | 0.62022 | 0.62375 | 0.62022 | 0.62375 | 0 | 68.575
| Sublap | SCEW | Average Weekday | August | CAISO 1-in-10 | 7 | 0.62602 | 0.66422 | 0.62602 | 0.66422 | 0 | 68.4083
| Sublap | SCEW | Average Weekday | August | CAISO 1-in-10 | 8 | 0.64714 | 0.68054 | 0.64714 | 0.68054 | 0 | 68.4336
| Sublap | SCEW | Average Weekday | August | CAISO 1-in-10 | 9 | 0.62841 | 0.5943 | 0.62841 | 0.5943 | 0 | 69.3255
| Sublap | SCEW | Average Weekday | August | CAISO 1-in-10 | 10 | 0.55516 | 0.49737 | 0.55516 | 0.49737 | 0 | 70.9826
| Sublap | SCEW | Average Weekday | August | CAISO 1-in-10 | 11 | 0.51992 | 0.46327 | 0.51992 | 0.46327 | 0 | 73.2278
| Sublap | SCEW | Average Weekday | August | CAISO 1-in-10 | 12 | 0.5784 | 0.51119 | 0.5784 | 0.51119 | 0 | 75.5964
| Sublap | SCEW | Average Weekday | August | CAISO 1-in-10 | 13 | 0.71467 | 0.62568 | 0.71467 | 0.62568 | 0 | 77.3238
| Sublap | SCEW | Average Weekday | August | CAISO 1-in-10 | 14 | 0.8726 | 0.78018 | 0.8726 | 0.78018 | 0 | 78.6192
| Sublap | SCEW | Average Weekday | August | CAISO 1-in-10 | 15 | 1.0432 | 0.95326 | 1.0432 | 0.95326 | 0 | 79.598
| Sublap | SCEW | Average Weekday | August | CAISO 1-in-10 | 16 | 1.2542 | 1.1677 | 1.2542 | 1.1677 | 0 | 79.983
| Sublap | SCEW | Average Weekday | August | CAISO 1-in-10 | 17 | 1.4522 | 1.376 | 0.82439 | 0.65484 | 0.027573 | 80.0986
| Sublap | SCEW | Average Weekday | August | CAISO 1-in-10 | 18 | 1.6471 | 1.5706 | 1.2749 | 1.1422 | 0.063842 | 79.4739
| Sublap | SCEW | Average Weekday | August | CAISO 1-in-10 | 19 | 1.7335 | 1.6562 | 1.5176 | 1.3601 | 0.044097 | 78.2499
| Sublap | SCEW | Average Weekday | August | CAISO 1-in-10 | 20 | 1.6899 | 1.6203 | 1.5426 | 1.3945 | 0.021195 | 76.4488
| Sublap | SCEW | Average Weekday | August | CAISO 1-in-10 | 21 | 1.6527 | 1.5927 | 1.5353 | 1.3968 | 0.026763 | 73.946
| Sublap | SCEW | Average Weekday | August | CAISO 1-in-10 | 22 | 1.5626 | 1.5084 | 1.8131 | 1.7996 | 0.030355 | 72.2348
| Sublap | SCEW | Average Weekday | August | CAISO 1-in-10 | 23 | 1.4446 | 1.4098 | 1.5148 | 1.4809 | 0.019338 | 71.4154
| Sublap | SCEW | Average Weekday | August | CAISO 1-in-10 | 24 | 1.2295 | 1.2027 | 1.2753 | 1.2469 | 0.016922 | 70.6782
| Sublap | SCEW | Average Weekday | August | CAISO 1-in-2 | 1 | 0.95594 | 0.93893 | 0.95594 | 0.93893 | 0 | 67.5936
| Sublap | SCEW | Average Weekday | August | CAISO 1-in-2 | 2 | 0.80605 | 0.79835 | 0.80605 | 0.79835 | 0 | 67.1217
| Sublap | SCEW | Average Weekday | August | CAISO 1-in-2 | 3 | 0.70425 | 0.69596 | 0.70425 | 0.69596 | 0 | 66.7278
| Sublap | SCEW | Average Weekday | August | CAISO 1-in-2 | 4 | 0.63113 | 0.62272 | 0.63113 | 0.62272 | 0 | 66.3489
| Sublap | SCEW | Average Weekday | August | CAISO 1-in-2 | 5 | 0.58345 | 0.57607 | 0.58345 | 0.57607 | 0 | 66.0297
| Sublap | SCEW | Average Weekday | August | CAISO 1-in-2 | 6 | 0.56049 | 0.56402 | 0.56049 | 0.56402 | 0 | 65.7049
| Sublap | SCEW | Average Weekday | August | CAISO 1-in-2 | 7 | 0.57216 | 0.61036 | 0.57216 | 0.61036 | 0 | 65.6112
| Sublap | SCEW | Average Weekday | August | CAISO 1-in-2 | 8 | 0.58727 | 0.62066 | 0.58727 | 0.62066 | 0 | 65.7725
| Sublap | SCEW | Average Weekday | August | CAISO 1-in-2 | 9 | 0.56226 | 0.52815 | 0.56226 | 0.52815 | 0 | 67.0811
| Sublap | SCEW | Average Weekday | August | CAISO 1-in-2 | 10 | 0.49429 | 0.4365 | 0.49429 | 0.4365 | 0 | 69.0763
| Sublap | SCEW | Average Weekday | August | CAISO 1-in-2 | 11 | 0.43269 | 0.37604 | 0.43269 | 0.37604 | 0 | 71.7746
| Sublap | SCEW | Average Weekday | August | CAISO 1-in-2 | 12 | 0.44486 | 0.37765 | 0.44486 | 0.37765 | 0 | 74.6276
| Sublap | SCEW | Average Weekday | August | CAISO 1-in-2 | 13 | 0.54183 | 0.45284 | 0.54183 | 0.45284 | 0 | 76.5774
| Sublap | SCEW | Average Weekday | August | CAISO 1-in-2 | 14 | 0.67403 | 0.5816 | 0.67403 | 0.5816 | 0 | 77.9986
| Sublap | SCEW | Average Weekday | August | CAISO 1-in-2 | 15 | 0.83199 | 0.74209 | 0.83199 | 0.74209 | 0 | 78.8088
| Sublap | SCEW | Average Weekday | August | CAISO 1-in-2 | 16 | 1.0358 | 0.94929 | 1.0358 | 0.94929 | 0 | 78.9685
| Sublap | SCEW | Average Weekday | August | CAISO 1-in-2 | 17 | 1.2358 | 1.1597 | 0.62884 | 0.45929 | 0.028968 | 79.1434
| Sublap | SCEW | Average Weekday | August | CAISO 1-in-2 | 18 | 1.438 | 1.3616 | 1.0813 | 0.94863 | 0.067367 | 78.5451
| Sublap | SCEW | Average Weekday | August | CAISO 1-in-2 | 19 | 1.5456 | 1.4684 | 1.342 | 1.1845 | 0.04692 | 77.3501
| Sublap | SCEW | Average Weekday | August | CAISO 1-in-2 | 20 | 1.5275 | 1.458 | 1.393 | 1.2449 | 0.023505 | 75.3804
| Sublap | SCEW | Average Weekday | August | CAISO 1-in-2 | 21 | 1.4956 | 1.4357 | 1.3978 | 1.2593 | 0.030634 | 72.3094
| Sublap | SCEW | Average Weekday | August | CAISO 1-in-2 | 22 | 1.4205 | 1.3663 | 1.645 | 1.6315 | 0.037362 | 70.0076
| Sublap | SCEW | Average Weekday | August | CAISO 1-in-2 | 23 | 1.3262 | 1.2914 | 1.3673 | 1.3334 | 0.024545 | 68.8883
| Sublap | SCEW | Average Weekday | August | CAISO 1-in-2 | 24 | 1.1274 | 1.1006 | 1.1579 | 1.1294 | 0.021095 | 68.2408
| Sublap | SCEW | Average Weekday | August | SCE 1-in-10 | 1 | 1.1036 | 1.0865 | 1.1036 | 1.0865 | 0 | 70.9458
| Sublap | SCEW | Average Weekday | August | SCE 1-in-10 | 2 | 0.93323 | 0.92553 | 0.93323 | 0.92553 | 0 | 70.5133
| Sublap | SCEW | Average Weekday | August | SCE 1-in-10 | 3 | 0.81454 | 0.80625 | 0.81454 | 0.80625 | 0 | 70.142
| Sublap | SCEW | Average Weekday | August | SCE 1-in-10 | 4 | 0.72826 | 0.71985 | 0.72826 | 0.71985 | 0 | 69.8244
| Sublap | SCEW | Average Weekday | August | SCE 1-in-10 | 5 | 0.67037 | 0.66299 | 0.67037 | 0.66299 | 0 | 69.5774
| Sublap | SCEW | Average Weekday | August | SCE 1-in-10 | 6 | 0.6403 | 0.64383 | 0.6403 | 0.64383 | 0 | 69.4285
| Sublap | SCEW | Average Weekday | August | SCE 1-in-10 | 7 | 0.64637 | 0.68457 | 0.64637 | 0.68457 | 0 | 69.3621
| Sublap | SCEW | Average Weekday | August | SCE 1-in-10 | 8 | 0.67304 | 0.70644 | 0.67304 | 0.70644 | 0 | 69.4992
| Sublap | SCEW | Average Weekday | August | SCE 1-in-10 | 9 | 0.66501 | 0.63089 | 0.66501 | 0.63089 | 0 | 70.5974
| Sublap | SCEW | Average Weekday | August | SCE 1-in-10 | 10 | 0.61246 | 0.55467 | 0.61246 | 0.55467 | 0 | 72.8015
| Sublap | SCEW | Average Weekday | August | SCE 1-in-10 | 11 | 0.58502 | 0.52837 | 0.58502 | 0.52837 | 0 | 75.4148
| Sublap | SCEW | Average Weekday | August | SCE 1-in-10 | 12 | 0.66242 | 0.59521 | 0.66242 | 0.59521 | 0 | 78.111
| Sublap | SCEW | Average Weekday | August | SCE 1-in-10 | 13 | 0.82929 | 0.74031 | 0.82929 | 0.74031 | 0 | 79.6768
| Sublap | SCEW | Average Weekday | August | SCE 1-in-10 | 14 | 1.0128 | 0.92039 | 1.0128 | 0.92039 | 0 | 80.8076
| Sublap | SCEW | Average Weekday | August | SCE 1-in-10 | 15 | 1.1996 | 1.1097 | 1.1996 | 1.1097 | 0 | 81.5089
| Sublap | SCEW | Average Weekday | August | SCE 1-in-10 | 16 | 1.4195 | 1.333 | 1.4195 | 1.333 | 0 | 81.526
| Sublap | SCEW | Average Weekday | August | SCE 1-in-10 | 17 | 1.6154 | 1.5393 | 0.95741 | 0.78786 | 0.025914 | 81.4826
| Sublap | SCEW | Average Weekday | August | SCE 1-in-10 | 18 | 1.8041 | 1.7276 | 1.4083 | 1.2756 | 0.058699 | 80.8808
| Sublap | SCEW | Average Weekday | August | SCE 1-in-10 | 19 | 1.8789 | 1.8016 | 1.6446 | 1.4871 | 0.03993 | 79.6114
| Sublap | SCEW | Average Weekday | August | SCE 1-in-10 | 20 | 1.817 | 1.7474 | 1.6562 | 1.5081 | 0.018909 | 77.5778
| Sublap | SCEW | Average Weekday | August | SCE 1-in-10 | 21 | 1.7712 | 1.7113 | 1.6426 | 1.5041 | 0.024616 | 74.8834
| Sublap | SCEW | Average Weekday | August | SCE 1-in-10 | 22 | 1.679 | 1.6248 | 1.9379 | 1.9244 | 0.028394 | 72.9554
| Sublap | SCEW | Average Weekday | August | SCE 1-in-10 | 23 | 1.5428 | 1.508 | 1.622 | 1.5881 | 0.018122 | 72.1914
| Sublap | SCEW | Average Weekday | August | SCE 1-in-10 | 24 | 1.3054 | 1.2786 | 1.3578 | 1.3293 | 0.01572 | 71.7161
| Sublap | SCEW | Average Weekday | August | SCE 1-in-2 | 1 | 0.95594 | 0.93893 | 0.95594 | 0.93893 | 0 | 67.5936
| Sublap | SCEW | Average Weekday | August | SCE 1-in-2 | 2 | 0.80605 | 0.79835 | 0.80605 | 0.79835 | 0 | 67.1217
| Sublap | SCEW | Average Weekday | August | SCE 1-in-2 | 3 | 0.70425 | 0.69596 | 0.70425 | 0.69596 | 0 | 66.7278
| Sublap | SCEW | Average Weekday | August | SCE 1-in-2 | 4 | 0.63113 | 0.62272 | 0.63113 | 0.62272 | 0 | 66.3489
| Sublap | SCEW | Average Weekday | August | SCE 1-in-2 | 5 | 0.58345 | 0.57607 | 0.58345 | 0.57607 | 0 | 66.0297
| Sublap | SCEW | Average Weekday | August | SCE 1-in-2 | 6 | 0.56049 | 0.56402 | 0.56049 | 0.56402 | 0 | 65.7049
| Sublap | SCEW | Average Weekday | August | SCE 1-in-2 | 7 | 0.57216 | 0.61036 | 0.57216 | 0.61036 | 0 | 65.6112
| Sublap | SCEW | Average Weekday | August | SCE 1-in-2 | 8 | 0.58727 | 0.62066 | 0.58727 | 0.62066 | 0 | 65.7725
| Sublap | SCEW | Average Weekday | August | SCE 1-in-2 | 9 | 0.56226 | 0.52815 | 0.56226 | 0.52815 | 0 | 67.0811
| Sublap | SCEW | Average Weekday | August | SCE 1-in-2 | 10 | 0.49429 | 0.4365 | 0.49429 | 0.4365 | 0 | 69.0763
| Sublap | SCEW | Average Weekday | August | SCE 1-in-2 | 11 | 0.43269 | 0.37604 | 0.43269 | 0.37604 | 0 | 71.7746
| Sublap | SCEW | Average Weekday | August | SCE 1-in-2 | 12 | 0.44486 | 0.37765 | 0.44486 | 0.37765 | 0 | 74.6276
| Sublap | SCEW | Average Weekday | August | SCE 1-in-2 | 13 | 0.54183 | 0.45284 | 0.54183 | 0.45284 | 0 | 76.5774
| Sublap | SCEW | Average Weekday | August | SCE 1-in-2 | 14 | 0.67403 | 0.5816 | 0.67403 | 0.5816 | 0 | 77.9986
| Sublap | SCEW | Average Weekday | August | SCE 1-in-2 | 15 | 0.83199 | 0.74209 | 0.83199 | 0.74209 | 0 | 78.8088
| Sublap | SCEW | Average Weekday | August | SCE 1-in-2 | 16 | 1.0358 | 0.94929 | 1.0358 | 0.94929 | 0 | 78.9685
| Sublap | SCEW | Average Weekday | August | SCE 1-in-2 | 17 | 1.2358 | 1.1597 | 0.62884 | 0.45929 | 0.028968 | 79.1434
| Sublap | SCEW | Average Weekday | August | SCE 1-in-2 | 18 | 1.438 | 1.3616 | 1.0813 | 0.94863 | 0.067367 | 78.5451
| Sublap | SCEW | Average Weekday | August | SCE 1-in-2 | 19 | 1.5456 | 1.4684 | 1.342 | 1.1845 | 0.04692 | 77.3501
| Sublap | SCEW | Average Weekday | August | SCE 1-in-2 | 20 | 1.5275 | 1.458 | 1.393 | 1.2449 | 0.023505 | 75.3804
| Sublap | SCEW | Average Weekday | August | SCE 1-in-2 | 21 | 1.4956 | 1.4357 | 1.3978 | 1.2593 | 0.030634 | 72.3094
| Sublap | SCEW | Average Weekday | August | SCE 1-in-2 | 22 | 1.4205 | 1.3663 | 1.645 | 1.6315 | 0.037362 | 70.0076
| Sublap | SCEW | Average Weekday | August | SCE 1-in-2 | 23 | 1.3262 | 1.2914 | 1.3673 | 1.3334 | 0.024545 | 68.8883
| Sublap | SCEW | Average Weekday | August | SCE 1-in-2 | 24 | 1.1274 | 1.1006 | 1.1579 | 1.1294 | 0.021095 | 68.2408
| Sublap | SCEW | Average Weekday | December | CAISO 1-in-10 | 1 | 0.76457 | 0.74756 | 0.76457 | 0.74756 | 0 | 54.7543
| Sublap | SCEW | Average Weekday | December | CAISO 1-in-10 | 2 | 0.67622 | 0.66852 | 0.67622 | 0.66852 | 0 | 54.0345
| Sublap | SCEW | Average Weekday | December | CAISO 1-in-10 | 3 | 0.61603 | 0.60774 | 0.61603 | 0.60774 | 0 | 53.3182
| Sublap | SCEW | Average Weekday | December | CAISO 1-in-10 | 4 | 0.57641 | 0.568 | 0.57641 | 0.568 | 0 | 52.621
| Sublap | SCEW | Average Weekday | December | CAISO 1-in-10 | 5 | 0.56091 | 0.55353 | 0.56091 | 0.55353 | 0 | 52.0865
| Sublap | SCEW | Average Weekday | December | CAISO 1-in-10 | 6 | 0.57452 | 0.57805 | 0.57452 | 0.57805 | 0 | 51.5622
| Sublap | SCEW | Average Weekday | December | CAISO 1-in-10 | 7 | 0.62926 | 0.66746 | 0.62926 | 0.66746 | 0 | 51.3497
| Sublap | SCEW | Average Weekday | December | CAISO 1-in-10 | 8 | 0.6518 | 0.68519 | 0.6518 | 0.68519 | 0 | 51.5596
| Sublap | SCEW | Average Weekday | December | CAISO 1-in-10 | 9 | 0.57668 | 0.54256 | 0.57668 | 0.54256 | 0 | 52.3531
| Sublap | SCEW | Average Weekday | December | CAISO 1-in-10 | 10 | 0.47815 | 0.42036 | 0.47815 | 0.42036 | 0 | 54.8953
| Sublap | SCEW | Average Weekday | December | CAISO 1-in-10 | 11 | 0.39674 | 0.34009 | 0.39674 | 0.34009 | 0 | 58.1605
| Sublap | SCEW | Average Weekday | December | CAISO 1-in-10 | 12 | 0.35053 | 0.28332 | 0.35053 | 0.28332 | 0 | 61.0884
| Sublap | SCEW | Average Weekday | December | CAISO 1-in-10 | 13 | 0.3582 | 0.26922 | 0.3582 | 0.26922 | 0 | 63.1064
| Sublap | SCEW | Average Weekday | December | CAISO 1-in-10 | 14 | 0.37137 | 0.27894 | 0.37137 | 0.27894 | 0 | 64.4718
| Sublap | SCEW | Average Weekday | December | CAISO 1-in-10 | 15 | 0.40731 | 0.31742 | 0.40731 | 0.31742 | 0 | 64.9707
| Sublap | SCEW | Average Weekday | December | CAISO 1-in-10 | 16 | 0.4972 | 0.41067 | 0.4972 | 0.41067 | 0 | 64.8243
| Sublap | SCEW | Average Weekday | December | CAISO 1-in-10 | 17 | 0.63389 | 0.55777 | 0.63389 | 0.55777 | 0 | 63.9118
| Sublap | SCEW | Average Weekday | December | CAISO 1-in-10 | 18 | 0.86001 | 0.78356 | 0.86001 | 0.78356 | 0 | 62.0711
| Sublap | SCEW | Average Weekday | December | CAISO 1-in-10 | 19 | 1.0175 | 0.94023 | 1.0175 | 0.94023 | 0 | 60.4729
| Sublap | SCEW | Average Weekday | December | CAISO 1-in-10 | 20 | 1.0797 | 1.0102 | 1.0797 | 1.0102 | 0 | 59.4786
| Sublap | SCEW | Average Weekday | December | CAISO 1-in-10 | 21 | 1.0805 | 1.0206 | 1.0805 | 1.0206 | 0 | 58.4213
| Sublap | SCEW | Average Weekday | December | CAISO 1-in-10 | 22 | 1.0254 | 0.97121 | 1.0254 | 0.97121 | 0 | 57.3598
| Sublap | SCEW | Average Weekday | December | CAISO 1-in-10 | 23 | 0.97998 | 0.94516 | 0.97998 | 0.94516 | 0 | 56.4355
| Sublap | SCEW | Average Weekday | December | CAISO 1-in-10 | 24 | 0.86035 | 0.83357 | 0.86035 | 0.83357 | 0 | 55.6191
| Sublap | SCEW | Average Weekday | December | CAISO 1-in-2 | 1 | 0.80034 | 0.78333 | 0.80034 | 0.78333 | 0 | 51.9907
| Sublap | SCEW | Average Weekday | December | CAISO 1-in-2 | 2 | 0.71189 | 0.7042 | 0.71189 | 0.7042 | 0 | 51.2355
| Sublap | SCEW | Average Weekday | December | CAISO 1-in-2 | 3 | 0.65217 | 0.64388 | 0.65217 | 0.64388 | 0 | 50.573
| Sublap | SCEW | Average Weekday | December | CAISO 1-in-2 | 4 | 0.61346 | 0.60505 | 0.61346 | 0.60505 | 0 | 50.0729
| Sublap | SCEW | Average Weekday | December | CAISO 1-in-2 | 5 | 0.60005 | 0.59267 | 0.60005 | 0.59267 | 0 | 49.5896
| Sublap | SCEW | Average Weekday | December | CAISO 1-in-2 | 6 | 0.61675 | 0.62028 | 0.61675 | 0.62028 | 0 | 49.0808
| Sublap | SCEW | Average Weekday | December | CAISO 1-in-2 | 7 | 0.67422 | 0.71242 | 0.67422 | 0.71242 | 0 | 48.7636
| Sublap | SCEW | Average Weekday | December | CAISO 1-in-2 | 8 | 0.69162 | 0.72502 | 0.69162 | 0.72502 | 0 | 48.8018
| Sublap | SCEW | Average Weekday | December | CAISO 1-in-2 | 9 | 0.60828 | 0.57416 | 0.60828 | 0.57416 | 0 | 49.6463
| Sublap | SCEW | Average Weekday | December | CAISO 1-in-2 | 10 | 0.50331 | 0.44552 | 0.50331 | 0.44552 | 0 | 52.2572
| Sublap | SCEW | Average Weekday | December | CAISO 1-in-2 | 11 | 0.42135 | 0.3647 | 0.42135 | 0.3647 | 0 | 55.3727
| Sublap | SCEW | Average Weekday | December | CAISO 1-in-2 | 12 | 0.3778 | 0.31059 | 0.3778 | 0.31059 | 0 | 58.0945
| Sublap | SCEW | Average Weekday | December | CAISO 1-in-2 | 13 | 0.38304 | 0.29405 | 0.38304 | 0.29405 | 0 | 60.0799
| Sublap | SCEW | Average Weekday | December | CAISO 1-in-2 | 14 | 0.39269 | 0.30027 | 0.39269 | 0.30027 | 0 | 61.4528
| Sublap | SCEW | Average Weekday | December | CAISO 1-in-2 | 15 | 0.43358 | 0.34369 | 0.43358 | 0.34369 | 0 | 62.1037
| Sublap | SCEW | Average Weekday | December | CAISO 1-in-2 | 16 | 0.52758 | 0.44105 | 0.52758 | 0.44105 | 0 | 62.0247
| Sublap | SCEW | Average Weekday | December | CAISO 1-in-2 | 17 | 0.67294 | 0.59682 | 0.67294 | 0.59682 | 0 | 61.1321
| Sublap | SCEW | Average Weekday | December | CAISO 1-in-2 | 18 | 0.91186 | 0.83541 | 0.91186 | 0.83541 | 0 | 59.2429
| Sublap | SCEW | Average Weekday | December | CAISO 1-in-2 | 19 | 1.073 | 0.99575 | 1.073 | 0.99575 | 0 | 57.3492
| Sublap | SCEW | Average Weekday | December | CAISO 1-in-2 | 20 | 1.1187 | 1.0492 | 1.1187 | 1.0492 | 0 | 56.1891
| Sublap | SCEW | Average Weekday | December | CAISO 1-in-2 | 21 | 1.1133 | 1.0534 | 1.1133 | 1.0534 | 0 | 55.1604
| Sublap | SCEW | Average Weekday | December | CAISO 1-in-2 | 22 | 1.0603 | 1.0061 | 1.0603 | 1.0061 | 0 | 54.1597
| Sublap | SCEW | Average Weekday | December | CAISO 1-in-2 | 23 | 1.017 | 0.98217 | 1.017 | 0.98217 | 0 | 53.2597
| Sublap | SCEW | Average Weekday | December | CAISO 1-in-2 | 24 | 0.89765 | 0.87087 | 0.89765 | 0.87087 | 0 | 52.4588
| Sublap | SCEW | Average Weekday | December | SCE 1-in-10 | 1 | 0.7932 | 0.77618 | 0.7932 | 0.77618 | 0 | 52.2593
| Sublap | SCEW | Average Weekday | December | SCE 1-in-10 | 2 | 0.70477 | 0.69707 | 0.70477 | 0.69707 | 0 | 51.3025
| Sublap | SCEW | Average Weekday | December | SCE 1-in-10 | 3 | 0.64495 | 0.63666 | 0.64495 | 0.63666 | 0 | 50.4268
| Sublap | SCEW | Average Weekday | December | SCE 1-in-10 | 4 | 0.60606 | 0.59765 | 0.60606 | 0.59765 | 0 | 49.6148
| Sublap | SCEW | Average Weekday | December | SCE 1-in-10 | 5 | 0.59224 | 0.58485 | 0.59224 | 0.58485 | 0 | 49.1223
| Sublap | SCEW | Average Weekday | December | SCE 1-in-10 | 6 | 0.60832 | 0.61185 | 0.60832 | 0.61185 | 0 | 48.6484
| Sublap | SCEW | Average Weekday | December | SCE 1-in-10 | 7 | 0.66524 | 0.70344 | 0.66524 | 0.70344 | 0 | 48.5755
| Sublap | SCEW | Average Weekday | December | SCE 1-in-10 | 8 | 0.68367 | 0.71707 | 0.68367 | 0.71707 | 0 | 48.7486
| Sublap | SCEW | Average Weekday | December | SCE 1-in-10 | 9 | 0.60197 | 0.56785 | 0.60197 | 0.56785 | 0 | 49.6536
| Sublap | SCEW | Average Weekday | December | SCE 1-in-10 | 10 | 0.49828 | 0.44049 | 0.49828 | 0.44049 | 0 | 52.7058
| Sublap | SCEW | Average Weekday | December | SCE 1-in-10 | 11 | 0.41644 | 0.35979 | 0.41644 | 0.35979 | 0 | 56.1778
| Sublap | SCEW | Average Weekday | December | SCE 1-in-10 | 12 | 0.37236 | 0.30515 | 0.37236 | 0.30515 | 0 | 59.1658
| Sublap | SCEW | Average Weekday | December | SCE 1-in-10 | 13 | 0.37808 | 0.28909 | 0.37808 | 0.28909 | 0 | 61.1973
| Sublap | SCEW | Average Weekday | December | SCE 1-in-10 | 14 | 0.38843 | 0.29601 | 0.38843 | 0.29601 | 0 | 62.5389
| Sublap | SCEW | Average Weekday | December | SCE 1-in-10 | 15 | 0.4287 | 0.3388 | 0.4287 | 0.3388 | 0 | 63.1265
| Sublap | SCEW | Average Weekday | December | SCE 1-in-10 | 16 | 0.5216 | 0.43507 | 0.5216 | 0.43507 | 0 | 63.1126
| Sublap | SCEW | Average Weekday | December | SCE 1-in-10 | 17 | 0.66515 | 0.58903 | 0.66515 | 0.58903 | 0 | 62.119
| Sublap | SCEW | Average Weekday | December | SCE 1-in-10 | 18 | 0.90151 | 0.82506 | 0.90151 | 0.82506 | 0 | 60.2114
| Sublap | SCEW | Average Weekday | December | SCE 1-in-10 | 19 | 1.0619 | 0.98466 | 1.0619 | 0.98466 | 0 | 58.4729
| Sublap | SCEW | Average Weekday | December | SCE 1-in-10 | 20 | 1.1109 | 1.0414 | 1.1109 | 1.0414 | 0 | 57.46
| Sublap | SCEW | Average Weekday | December | SCE 1-in-10 | 21 | 1.1068 | 1.0468 | 1.1068 | 1.0468 | 0 | 56.3925
| Sublap | SCEW | Average Weekday | December | SCE 1-in-10 | 22 | 1.0533 | 0.99911 | 1.0533 | 0.99911 | 0 | 55.2999
| Sublap | SCEW | Average Weekday | December | SCE 1-in-10 | 23 | 1.0096 | 0.97478 | 1.0096 | 0.97478 | 0 | 54.1832
| Sublap | SCEW | Average Weekday | December | SCE 1-in-10 | 24 | 0.8902 | 0.86342 | 0.8902 | 0.86342 | 0 | 53.3193
| Sublap | SCEW | Average Weekday | December | SCE 1-in-2 | 1 | 0.78076 | 0.76375 | 0.78076 | 0.76375 | 0 | 54.0053
| Sublap | SCEW | Average Weekday | December | SCE 1-in-2 | 2 | 0.69237 | 0.68467 | 0.69237 | 0.68467 | 0 | 53.3575
| Sublap | SCEW | Average Weekday | December | SCE 1-in-2 | 3 | 0.63238 | 0.6241 | 0.63238 | 0.6241 | 0 | 52.7967
| Sublap | SCEW | Average Weekday | December | SCE 1-in-2 | 4 | 0.59318 | 0.58477 | 0.59318 | 0.58477 | 0 | 52.2361
| Sublap | SCEW | Average Weekday | December | SCE 1-in-2 | 5 | 0.57863 | 0.57125 | 0.57863 | 0.57125 | 0 | 51.8364
| Sublap | SCEW | Average Weekday | December | SCE 1-in-2 | 6 | 0.59363 | 0.59716 | 0.59363 | 0.59716 | 0 | 51.3392
| Sublap | SCEW | Average Weekday | December | SCE 1-in-2 | 7 | 0.64961 | 0.68781 | 0.64961 | 0.68781 | 0 | 51.0365
| Sublap | SCEW | Average Weekday | December | SCE 1-in-2 | 8 | 0.66982 | 0.70322 | 0.66982 | 0.70322 | 0 | 51.0209
| Sublap | SCEW | Average Weekday | December | SCE 1-in-2 | 9 | 0.59098 | 0.55687 | 0.59098 | 0.55687 | 0 | 51.6896
| Sublap | SCEW | Average Weekday | December | SCE 1-in-2 | 10 | 0.48954 | 0.43175 | 0.48954 | 0.43175 | 0 | 53.7943
| Sublap | SCEW | Average Weekday | December | SCE 1-in-2 | 11 | 0.40788 | 0.35123 | 0.40788 | 0.35123 | 0 | 56.5514
| Sublap | SCEW | Average Weekday | December | SCE 1-in-2 | 12 | 0.36287 | 0.29566 | 0.36287 | 0.29566 | 0 | 59.1157
| Sublap | SCEW | Average Weekday | December | SCE 1-in-2 | 13 | 0.36944 | 0.28046 | 0.36944 | 0.28046 | 0 | 61.0287
| Sublap | SCEW | Average Weekday | December | SCE 1-in-2 | 14 | 0.38102 | 0.28859 | 0.38102 | 0.28859 | 0 | 62.4297
| Sublap | SCEW | Average Weekday | December | SCE 1-in-2 | 15 | 0.42019 | 0.3303 | 0.42019 | 0.3303 | 0 | 62.9764
| Sublap | SCEW | Average Weekday | December | SCE 1-in-2 | 16 | 0.51118 | 0.42465 | 0.51118 | 0.42465 | 0 | 62.8219
| Sublap | SCEW | Average Weekday | December | SCE 1-in-2 | 17 | 0.65157 | 0.57545 | 0.65157 | 0.57545 | 0 | 61.9231
| Sublap | SCEW | Average Weekday | December | SCE 1-in-2 | 18 | 0.88348 | 0.80703 | 0.88348 | 0.80703 | 0 | 60.1085
| Sublap | SCEW | Average Weekday | December | SCE 1-in-2 | 19 | 1.0426 | 0.96536 | 1.0426 | 0.96536 | 0 | 58.4981
| Sublap | SCEW | Average Weekday | December | SCE 1-in-2 | 20 | 1.0973 | 1.0278 | 1.0973 | 1.0278 | 0 | 57.5434
| Sublap | SCEW | Average Weekday | December | SCE 1-in-2 | 21 | 1.0954 | 1.0354 | 1.0954 | 1.0354 | 0 | 56.6635
| Sublap | SCEW | Average Weekday | December | SCE 1-in-2 | 22 | 1.0412 | 0.98699 | 1.0412 | 0.98699 | 0 | 55.7604
| Sublap | SCEW | Average Weekday | December | SCE 1-in-2 | 23 | 0.99673 | 0.96191 | 0.99673 | 0.96191 | 0 | 54.9825
| Sublap | SCEW | Average Weekday | December | SCE 1-in-2 | 24 | 0.87723 | 0.85045 | 0.87723 | 0.85045 | 0 | 54.2545
| Sublap | SCEW | Average Weekday | February | CAISO 1-in-10 | 1 | 0.79518 | 0.77816 | 0.79518 | 0.77816 | 0 | 52.0145
| Sublap | SCEW | Average Weekday | February | CAISO 1-in-10 | 2 | 0.70674 | 0.69905 | 0.70674 | 0.69905 | 0 | 51.2334
| Sublap | SCEW | Average Weekday | February | CAISO 1-in-10 | 3 | 0.64695 | 0.63866 | 0.64695 | 0.63866 | 0 | 50.4334
| Sublap | SCEW | Average Weekday | February | CAISO 1-in-10 | 4 | 0.60811 | 0.5997 | 0.60811 | 0.5997 | 0 | 49.7423
| Sublap | SCEW | Average Weekday | February | CAISO 1-in-10 | 5 | 0.5944 | 0.58702 | 0.5944 | 0.58702 | 0 | 49.0804
| Sublap | SCEW | Average Weekday | February | CAISO 1-in-10 | 6 | 0.61065 | 0.61418 | 0.61065 | 0.61418 | 0 | 48.5565
| Sublap | SCEW | Average Weekday | February | CAISO 1-in-10 | 7 | 0.66773 | 0.70593 | 0.66773 | 0.70593 | 0 | 48.4364
| Sublap | SCEW | Average Weekday | February | CAISO 1-in-10 | 8 | 0.68587 | 0.71927 | 0.68587 | 0.71927 | 0 | 48.625
| Sublap | SCEW | Average Weekday | February | CAISO 1-in-10 | 9 | 0.60372 | 0.5696 | 0.60372 | 0.5696 | 0 | 50.125
| Sublap | SCEW | Average Weekday | February | CAISO 1-in-10 | 10 | 0.49968 | 0.44189 | 0.49968 | 0.44189 | 0 | 53.3906
| Sublap | SCEW | Average Weekday | February | CAISO 1-in-10 | 11 | 0.4178 | 0.36115 | 0.4178 | 0.36115 | 0 | 56.5346
| Sublap | SCEW | Average Weekday | February | CAISO 1-in-10 | 12 | 0.37387 | 0.30666 | 0.37387 | 0.30666 | 0 | 58.9134
| Sublap | SCEW | Average Weekday | February | CAISO 1-in-10 | 13 | 0.37945 | 0.29047 | 0.37945 | 0.29047 | 0 | 60.4451
| Sublap | SCEW | Average Weekday | February | CAISO 1-in-10 | 14 | 0.38961 | 0.29719 | 0.38961 | 0.29719 | 0 | 61.655
| Sublap | SCEW | Average Weekday | February | CAISO 1-in-10 | 15 | 0.43005 | 0.34016 | 0.43005 | 0.34016 | 0 | 62.2017
| Sublap | SCEW | Average Weekday | February | CAISO 1-in-10 | 16 | 0.52326 | 0.43673 | 0.52326 | 0.43673 | 0 | 62.2955
| Sublap | SCEW | Average Weekday | February | CAISO 1-in-10 | 17 | 0.66731 | 0.59119 | 0.66731 | 0.59119 | 0 | 61.7835
| Sublap | SCEW | Average Weekday | February | CAISO 1-in-10 | 18 | 0.90438 | 0.82793 | 0.90438 | 0.82793 | 0 | 60.4614
| Sublap | SCEW | Average Weekday | February | CAISO 1-in-10 | 19 | 1.065 | 0.98774 | 1.065 | 0.98774 | 0 | 58.4511
| Sublap | SCEW | Average Weekday | February | CAISO 1-in-10 | 20 | 1.113 | 1.0435 | 1.113 | 1.0435 | 0 | 57.0691
| Sublap | SCEW | Average Weekday | February | CAISO 1-in-10 | 21 | 1.1086 | 1.0486 | 1.1086 | 1.0486 | 0 | 56.0478
| Sublap | SCEW | Average Weekday | February | CAISO 1-in-10 | 22 | 1.0552 | 1.001 | 1.0552 | 1.001 | 0 | 55.1132
| Sublap | SCEW | Average Weekday | February | CAISO 1-in-10 | 23 | 1.0116 | 0.97683 | 1.0116 | 0.97683 | 0 | 54.1492
| Sublap | SCEW | Average Weekday | February | CAISO 1-in-10 | 24 | 0.89227 | 0.86548 | 0.89227 | 0.86548 | 0 | 53.2669
| Sublap | SCEW | Average Weekday | February | CAISO 1-in-2 | 1 | 0.74611 | 0.7291 | 0.74611 | 0.7291 | 0 | 56.0886
| Sublap | SCEW | Average Weekday | February | CAISO 1-in-2 | 2 | 0.65781 | 0.65011 | 0.65781 | 0.65011 | 0 | 55.2102
| Sublap | SCEW | Average Weekday | February | CAISO 1-in-2 | 3 | 0.59738 | 0.58909 | 0.59738 | 0.58909 | 0 | 54.3825
| Sublap | SCEW | Average Weekday | February | CAISO 1-in-2 | 4 | 0.55729 | 0.54888 | 0.55729 | 0.54888 | 0 | 53.5783
| Sublap | SCEW | Average Weekday | February | CAISO 1-in-2 | 5 | 0.54071 | 0.53333 | 0.54071 | 0.53333 | 0 | 52.9306
| Sublap | SCEW | Average Weekday | February | CAISO 1-in-2 | 6 | 0.55273 | 0.55626 | 0.55273 | 0.55626 | 0 | 52.3128
| Sublap | SCEW | Average Weekday | February | CAISO 1-in-2 | 7 | 0.60606 | 0.64426 | 0.60606 | 0.64426 | 0 | 52.0433
| Sublap | SCEW | Average Weekday | February | CAISO 1-in-2 | 8 | 0.63124 | 0.66464 | 0.63124 | 0.66464 | 0 | 51.9973
| Sublap | SCEW | Average Weekday | February | CAISO 1-in-2 | 9 | 0.56037 | 0.52626 | 0.56037 | 0.52626 | 0 | 53.3085
| Sublap | SCEW | Average Weekday | February | CAISO 1-in-2 | 10 | 0.46517 | 0.40738 | 0.46517 | 0.40738 | 0 | 56.5318
| Sublap | SCEW | Average Weekday | February | CAISO 1-in-2 | 11 | 0.38404 | 0.32739 | 0.38404 | 0.32739 | 0 | 60.1309
| Sublap | SCEW | Average Weekday | February | CAISO 1-in-2 | 12 | 0.33646 | 0.26925 | 0.33646 | 0.26925 | 0 | 63.0857
| Sublap | SCEW | Average Weekday | February | CAISO 1-in-2 | 13 | 0.33902 | 0.25004 | 0.33902 | 0.25004 | 0 | 65.3279
| Sublap | SCEW | Average Weekday | February | CAISO 1-in-2 | 14 | 0.34499 | 0.25257 | 0.34499 | 0.25257 | 0 | 66.6276
| Sublap | SCEW | Average Weekday | February | CAISO 1-in-2 | 15 | 0.38558 | 0.29569 | 0.38558 | 0.29569 | 0 | 67.0903
| Sublap | SCEW | Average Weekday | February | CAISO 1-in-2 | 16 | 0.4792 | 0.39266 | 0.4792 | 0.39266 | 0 | 66.8027
| Sublap | SCEW | Average Weekday | February | CAISO 1-in-2 | 17 | 0.61371 | 0.53759 | 0.61371 | 0.53759 | 0 | 66.0112
| Sublap | SCEW | Average Weekday | February | CAISO 1-in-2 | 18 | 0.83324 | 0.75679 | 0.83324 | 0.75679 | 0 | 64.5757
| Sublap | SCEW | Average Weekday | February | CAISO 1-in-2 | 19 | 0.98882 | 0.91158 | 0.98882 | 0.91158 | 0 | 62.4865
| Sublap | SCEW | Average Weekday | February | CAISO 1-in-2 | 20 | 1.0596 | 0.99005 | 1.0596 | 0.99005 | 0 | 60.7947
| Sublap | SCEW | Average Weekday | February | CAISO 1-in-2 | 21 | 1.0636 | 1.0037 | 1.0636 | 1.0037 | 0 | 59.6583
| Sublap | SCEW | Average Weekday | February | CAISO 1-in-2 | 22 | 1.0074 | 0.95321 | 1.0074 | 0.95321 | 0 | 58.7814
| Sublap | SCEW | Average Weekday | February | CAISO 1-in-2 | 23 | 0.96088 | 0.92606 | 0.96088 | 0.92606 | 0 | 57.7936
| Sublap | SCEW | Average Weekday | February | CAISO 1-in-2 | 24 | 0.8411 | 0.81432 | 0.8411 | 0.81432 | 0 | 56.9034
| Sublap | SCEW | Average Weekday | February | SCE 1-in-10 | 1 | 0.73744 | 0.72043 | 0.73744 | 0.72043 | 0 | 57.9847
| Sublap | SCEW | Average Weekday | February | SCE 1-in-10 | 2 | 0.6478 | 0.64011 | 0.6478 | 0.64011 | 0 | 56.8894
| Sublap | SCEW | Average Weekday | February | SCE 1-in-10 | 3 | 0.58526 | 0.57697 | 0.58526 | 0.57697 | 0 | 55.9715
| Sublap | SCEW | Average Weekday | February | SCE 1-in-10 | 4 | 0.54321 | 0.5348 | 0.54321 | 0.5348 | 0 | 55.0053
| Sublap | SCEW | Average Weekday | February | SCE 1-in-10 | 5 | 0.52349 | 0.5161 | 0.52349 | 0.5161 | 0 | 54.2628
| Sublap | SCEW | Average Weekday | February | SCE 1-in-10 | 6 | 0.53154 | 0.53507 | 0.53154 | 0.53507 | 0 | 53.721
| Sublap | SCEW | Average Weekday | February | SCE 1-in-10 | 7 | 0.57881 | 0.61701 | 0.57881 | 0.61701 | 0 | 53.5612
| Sublap | SCEW | Average Weekday | February | SCE 1-in-10 | 8 | 0.60392 | 0.63732 | 0.60392 | 0.63732 | 0 | 53.5033
| Sublap | SCEW | Average Weekday | February | SCE 1-in-10 | 9 | 0.54097 | 0.50685 | 0.54097 | 0.50685 | 0 | 54.8359
| Sublap | SCEW | Average Weekday | February | SCE 1-in-10 | 10 | 0.44999 | 0.3922 | 0.44999 | 0.3922 | 0 | 58.358
| Sublap | SCEW | Average Weekday | February | SCE 1-in-10 | 11 | 0.36655 | 0.3099 | 0.36655 | 0.3099 | 0 | 62.2419
| Sublap | SCEW | Average Weekday | February | SCE 1-in-10 | 12 | 0.31385 | 0.24664 | 0.31385 | 0.24664 | 0 | 65.4684
| Sublap | SCEW | Average Weekday | February | SCE 1-in-10 | 13 | 0.29585 | 0.20686 | 0.29585 | 0.20686 | 0 | 67.7946
| Sublap | SCEW | Average Weekday | February | SCE 1-in-10 | 14 | 0.30323 | 0.21081 | 0.30323 | 0.21081 | 0 | 69.4194
| Sublap | SCEW | Average Weekday | February | SCE 1-in-10 | 15 | 0.34902 | 0.25912 | 0.34902 | 0.25912 | 0 | 69.9567
| Sublap | SCEW | Average Weekday | February | SCE 1-in-10 | 16 | 0.44781 | 0.36128 | 0.44781 | 0.36128 | 0 | 69.8841
| Sublap | SCEW | Average Weekday | February | SCE 1-in-10 | 17 | 0.58302 | 0.50691 | 0.58302 | 0.50691 | 0 | 68.9796
| Sublap | SCEW | Average Weekday | February | SCE 1-in-10 | 18 | 0.79522 | 0.71877 | 0.79522 | 0.71877 | 0 | 67.3836
| Sublap | SCEW | Average Weekday | February | SCE 1-in-10 | 19 | 0.95366 | 0.87642 | 0.95366 | 0.87642 | 0 | 64.9884
| Sublap | SCEW | Average Weekday | February | SCE 1-in-10 | 20 | 1.0286 | 0.95912 | 1.0286 | 0.95912 | 0 | 63.0672
| Sublap | SCEW | Average Weekday | February | SCE 1-in-10 | 21 | 1.0459 | 0.98601 | 1.0459 | 0.98601 | 0 | 61.7319
| Sublap | SCEW | Average Weekday | February | SCE 1-in-10 | 22 | 0.99415 | 0.93995 | 0.99415 | 0.93995 | 0 | 60.6761
| Sublap | SCEW | Average Weekday | February | SCE 1-in-10 | 23 | 0.9479 | 0.91308 | 0.9479 | 0.91308 | 0 | 59.4734
| Sublap | SCEW | Average Weekday | February | SCE 1-in-10 | 24 | 0.82899 | 0.80221 | 0.82899 | 0.80221 | 0 | 58.497
| Sublap | SCEW | Average Weekday | February | SCE 1-in-2 | 1 | 0.76051 | 0.7435 | 0.76051 | 0.7435 | 0 | 54.6632
| Sublap | SCEW | Average Weekday | February | SCE 1-in-2 | 2 | 0.67217 | 0.66448 | 0.67217 | 0.66448 | 0 | 54.0001
| Sublap | SCEW | Average Weekday | February | SCE 1-in-2 | 3 | 0.61193 | 0.60364 | 0.61193 | 0.60364 | 0 | 53.2642
| Sublap | SCEW | Average Weekday | February | SCE 1-in-2 | 4 | 0.57221 | 0.5638 | 0.57221 | 0.5638 | 0 | 52.6244
| Sublap | SCEW | Average Weekday | February | SCE 1-in-2 | 5 | 0.55647 | 0.54909 | 0.55647 | 0.54909 | 0 | 52.067
| Sublap | SCEW | Average Weekday | February | SCE 1-in-2 | 6 | 0.56973 | 0.57326 | 0.56973 | 0.57326 | 0 | 51.5638
| Sublap | SCEW | Average Weekday | February | SCE 1-in-2 | 7 | 0.62416 | 0.66236 | 0.62416 | 0.66236 | 0 | 51.2669
| Sublap | SCEW | Average Weekday | February | SCE 1-in-2 | 8 | 0.64728 | 0.68068 | 0.64728 | 0.68068 | 0 | 51.3516
| Sublap | SCEW | Average Weekday | February | SCE 1-in-2 | 9 | 0.57309 | 0.53898 | 0.57309 | 0.53898 | 0 | 52.6526
| Sublap | SCEW | Average Weekday | February | SCE 1-in-2 | 10 | 0.4753 | 0.41751 | 0.4753 | 0.41751 | 0 | 55.5769
| Sublap | SCEW | Average Weekday | February | SCE 1-in-2 | 11 | 0.39395 | 0.3373 | 0.39395 | 0.3373 | 0 | 58.7625
| Sublap | SCEW | Average Weekday | February | SCE 1-in-2 | 12 | 0.34744 | 0.28023 | 0.34744 | 0.28023 | 0 | 61.6489
| Sublap | SCEW | Average Weekday | February | SCE 1-in-2 | 13 | 0.35539 | 0.2664 | 0.35539 | 0.2664 | 0 | 63.9006
| Sublap | SCEW | Average Weekday | February | SCE 1-in-2 | 14 | 0.36433 | 0.27191 | 0.36433 | 0.27191 | 0 | 65.2324
| Sublap | SCEW | Average Weekday | February | SCE 1-in-2 | 15 | 0.40152 | 0.31163 | 0.40152 | 0.31163 | 0 | 65.7033
| Sublap | SCEW | Average Weekday | February | SCE 1-in-2 | 16 | 0.49291 | 0.40638 | 0.49291 | 0.40638 | 0 | 65.4822
| Sublap | SCEW | Average Weekday | February | SCE 1-in-2 | 17 | 0.62945 | 0.55333 | 0.62945 | 0.55333 | 0 | 64.772
| Sublap | SCEW | Average Weekday | February | SCE 1-in-2 | 18 | 0.85413 | 0.77768 | 0.85413 | 0.77768 | 0 | 63.3056
| Sublap | SCEW | Average Weekday | February | SCE 1-in-2 | 19 | 1.0112 | 0.93393 | 1.0112 | 0.93393 | 0 | 61.0758
| Sublap | SCEW | Average Weekday | February | SCE 1-in-2 | 20 | 1.0753 | 1.0057 | 1.0753 | 1.0057 | 0 | 59.4275
| Sublap | SCEW | Average Weekday | February | SCE 1-in-2 | 21 | 1.0768 | 1.0169 | 1.0768 | 1.0169 | 0 | 58.3839
| Sublap | SCEW | Average Weekday | February | SCE 1-in-2 | 22 | 1.0215 | 0.96725 | 1.0215 | 0.96725 | 0 | 57.5478
| Sublap | SCEW | Average Weekday | February | SCE 1-in-2 | 23 | 0.97578 | 0.94096 | 0.97578 | 0.94096 | 0 | 56.6614
| Sublap | SCEW | Average Weekday | February | SCE 1-in-2 | 24 | 0.85612 | 0.82933 | 0.85612 | 0.82933 | 0 | 55.8038
| Sublap | SCEW | Average Weekday | January | CAISO 1-in-10 | 1 | 0.79896 | 0.78195 | 0.79896 | 0.78195 | 0 | 52.168
| Sublap | SCEW | Average Weekday | January | CAISO 1-in-10 | 2 | 0.71052 | 0.70282 | 0.71052 | 0.70282 | 0 | 51.2983
| Sublap | SCEW | Average Weekday | January | CAISO 1-in-10 | 3 | 0.65078 | 0.64249 | 0.65078 | 0.64249 | 0 | 50.5618
| Sublap | SCEW | Average Weekday | January | CAISO 1-in-10 | 4 | 0.61203 | 0.60362 | 0.61203 | 0.60362 | 0 | 49.7251
| Sublap | SCEW | Average Weekday | January | CAISO 1-in-10 | 5 | 0.59854 | 0.59116 | 0.59854 | 0.59116 | 0 | 49.0041
| Sublap | SCEW | Average Weekday | January | CAISO 1-in-10 | 6 | 0.61512 | 0.61865 | 0.61512 | 0.61865 | 0 | 48.4589
| Sublap | SCEW | Average Weekday | January | CAISO 1-in-10 | 7 | 0.67249 | 0.71069 | 0.67249 | 0.71069 | 0 | 47.9431
| Sublap | SCEW | Average Weekday | January | CAISO 1-in-10 | 8 | 0.69009 | 0.72349 | 0.69009 | 0.72349 | 0 | 48.0008
| Sublap | SCEW | Average Weekday | January | CAISO 1-in-10 | 9 | 0.60706 | 0.57295 | 0.60706 | 0.57295 | 0 | 48.6944
| Sublap | SCEW | Average Weekday | January | CAISO 1-in-10 | 10 | 0.50234 | 0.44455 | 0.50234 | 0.44455 | 0 | 51.4713
| Sublap | SCEW | Average Weekday | January | CAISO 1-in-10 | 11 | 0.4204 | 0.36376 | 0.4204 | 0.36376 | 0 | 55.0524
| Sublap | SCEW | Average Weekday | January | CAISO 1-in-10 | 12 | 0.37675 | 0.30954 | 0.37675 | 0.30954 | 0 | 58.1459
| Sublap | SCEW | Average Weekday | January | CAISO 1-in-10 | 13 | 0.38208 | 0.2931 | 0.38208 | 0.2931 | 0 | 60.2691
| Sublap | SCEW | Average Weekday | January | CAISO 1-in-10 | 14 | 0.39187 | 0.29945 | 0.39187 | 0.29945 | 0 | 61.6849
| Sublap | SCEW | Average Weekday | January | CAISO 1-in-10 | 15 | 0.43264 | 0.34275 | 0.43264 | 0.34275 | 0 | 62.3745
| Sublap | SCEW | Average Weekday | January | CAISO 1-in-10 | 16 | 0.52643 | 0.4399 | 0.52643 | 0.4399 | 0 | 62.4718
| Sublap | SCEW | Average Weekday | January | CAISO 1-in-10 | 17 | 0.67144 | 0.59532 | 0.67144 | 0.59532 | 0 | 61.8314
| Sublap | SCEW | Average Weekday | January | CAISO 1-in-10 | 18 | 0.90987 | 0.83342 | 0.90987 | 0.83342 | 0 | 60.2982
| Sublap | SCEW | Average Weekday | January | CAISO 1-in-10 | 19 | 1.0709 | 0.99361 | 1.0709 | 0.99361 | 0 | 58.3082
| Sublap | SCEW | Average Weekday | January | CAISO 1-in-10 | 20 | 1.1172 | 1.0477 | 1.1172 | 1.0477 | 0 | 56.9935
| Sublap | SCEW | Average Weekday | January | CAISO 1-in-10 | 21 | 1.1121 | 1.0521 | 1.1121 | 1.0521 | 0 | 56.0216
| Sublap | SCEW | Average Weekday | January | CAISO 1-in-10 | 22 | 1.0589 | 1.0047 | 1.0589 | 1.0047 | 0 | 55.0638
| Sublap | SCEW | Average Weekday | January | CAISO 1-in-10 | 23 | 1.0156 | 0.98075 | 1.0156 | 0.98075 | 0 | 53.943
| Sublap | SCEW | Average Weekday | January | CAISO 1-in-10 | 24 | 0.89621 | 0.86943 | 0.89621 | 0.86943 | 0 | 52.9558
| Sublap | SCEW | Average Weekday | January | CAISO 1-in-2 | 1 | 0.75286 | 0.73585 | 0.75286 | 0.73585 | 0 | 54.8554
| Sublap | SCEW | Average Weekday | January | CAISO 1-in-2 | 2 | 0.66454 | 0.65684 | 0.66454 | 0.65684 | 0 | 54.1282
| Sublap | SCEW | Average Weekday | January | CAISO 1-in-2 | 3 | 0.60419 | 0.59591 | 0.60419 | 0.59591 | 0 | 53.3371
| Sublap | SCEW | Average Weekday | January | CAISO 1-in-2 | 4 | 0.56428 | 0.55587 | 0.56428 | 0.55587 | 0 | 52.9572
| Sublap | SCEW | Average Weekday | January | CAISO 1-in-2 | 5 | 0.5481 | 0.54072 | 0.5481 | 0.54072 | 0 | 52.1519
| Sublap | SCEW | Average Weekday | January | CAISO 1-in-2 | 6 | 0.5607 | 0.56423 | 0.5607 | 0.56423 | 0 | 51.7217
| Sublap | SCEW | Average Weekday | January | CAISO 1-in-2 | 7 | 0.61454 | 0.65275 | 0.61454 | 0.65275 | 0 | 51.5317
| Sublap | SCEW | Average Weekday | January | CAISO 1-in-2 | 8 | 0.63876 | 0.67216 | 0.63876 | 0.67216 | 0 | 51.6553
| Sublap | SCEW | Average Weekday | January | CAISO 1-in-2 | 9 | 0.56633 | 0.53222 | 0.56633 | 0.53222 | 0 | 52.1398
| Sublap | SCEW | Average Weekday | January | CAISO 1-in-2 | 10 | 0.46991 | 0.41212 | 0.46991 | 0.41212 | 0 | 54.9486
| Sublap | SCEW | Average Weekday | January | CAISO 1-in-2 | 11 | 0.38869 | 0.33204 | 0.38869 | 0.33204 | 0 | 58.5302
| Sublap | SCEW | Average Weekday | January | CAISO 1-in-2 | 12 | 0.3416 | 0.27439 | 0.3416 | 0.27439 | 0 | 61.9108
| Sublap | SCEW | Average Weekday | January | CAISO 1-in-2 | 13 | 0.35007 | 0.26109 | 0.35007 | 0.26109 | 0 | 64.5537
| Sublap | SCEW | Average Weekday | January | CAISO 1-in-2 | 14 | 0.35181 | 0.25939 | 0.35181 | 0.25939 | 0 | 66.3418
| Sublap | SCEW | Average Weekday | January | CAISO 1-in-2 | 15 | 0.38925 | 0.29936 | 0.38925 | 0.29936 | 0 | 67.3204
| Sublap | SCEW | Average Weekday | January | CAISO 1-in-2 | 16 | 0.48386 | 0.39733 | 0.48386 | 0.39733 | 0 | 67.5195
| Sublap | SCEW | Average Weekday | January | CAISO 1-in-2 | 17 | 0.62107 | 0.54495 | 0.62107 | 0.54495 | 0 | 66.6059
| Sublap | SCEW | Average Weekday | January | CAISO 1-in-2 | 18 | 0.84298 | 0.76653 | 0.84298 | 0.76653 | 0 | 64.8323
| Sublap | SCEW | Average Weekday | January | CAISO 1-in-2 | 19 | 0.99929 | 0.92205 | 0.99929 | 0.92205 | 0 | 62.294
| Sublap | SCEW | Average Weekday | January | CAISO 1-in-2 | 20 | 1.0669 | 0.99741 | 1.0669 | 0.99741 | 0 | 60.6717
| Sublap | SCEW | Average Weekday | January | CAISO 1-in-2 | 21 | 1.0698 | 1.0099 | 1.0698 | 1.0099 | 0 | 59.4922
| Sublap | SCEW | Average Weekday | January | CAISO 1-in-2 | 22 | 1.014 | 0.95979 | 1.014 | 0.95979 | 0 | 58.3387
| Sublap | SCEW | Average Weekday | January | CAISO 1-in-2 | 23 | 0.96786 | 0.93305 | 0.96786 | 0.93305 | 0 | 57.3853
| Sublap | SCEW | Average Weekday | January | CAISO 1-in-2 | 24 | 0.84814 | 0.82135 | 0.84814 | 0.82135 | 0 | 56.2418
| Sublap | SCEW | Average Weekday | January | SCE 1-in-10 | 1 | 0.79896 | 0.78195 | 0.79896 | 0.78195 | 0 | 52.168
| Sublap | SCEW | Average Weekday | January | SCE 1-in-10 | 2 | 0.71052 | 0.70282 | 0.71052 | 0.70282 | 0 | 51.2983
| Sublap | SCEW | Average Weekday | January | SCE 1-in-10 | 3 | 0.65078 | 0.64249 | 0.65078 | 0.64249 | 0 | 50.5618
| Sublap | SCEW | Average Weekday | January | SCE 1-in-10 | 4 | 0.61203 | 0.60362 | 0.61203 | 0.60362 | 0 | 49.7251
| Sublap | SCEW | Average Weekday | January | SCE 1-in-10 | 5 | 0.59854 | 0.59116 | 0.59854 | 0.59116 | 0 | 49.0041
| Sublap | SCEW | Average Weekday | January | SCE 1-in-10 | 6 | 0.61512 | 0.61865 | 0.61512 | 0.61865 | 0 | 48.4589
| Sublap | SCEW | Average Weekday | January | SCE 1-in-10 | 7 | 0.67249 | 0.71069 | 0.67249 | 0.71069 | 0 | 47.9431
| Sublap | SCEW | Average Weekday | January | SCE 1-in-10 | 8 | 0.69009 | 0.72349 | 0.69009 | 0.72349 | 0 | 48.0008
| Sublap | SCEW | Average Weekday | January | SCE 1-in-10 | 9 | 0.60706 | 0.57295 | 0.60706 | 0.57295 | 0 | 48.6944
| Sublap | SCEW | Average Weekday | January | SCE 1-in-10 | 10 | 0.50234 | 0.44455 | 0.50234 | 0.44455 | 0 | 51.4713
| Sublap | SCEW | Average Weekday | January | SCE 1-in-10 | 11 | 0.4204 | 0.36376 | 0.4204 | 0.36376 | 0 | 55.0524
| Sublap | SCEW | Average Weekday | January | SCE 1-in-10 | 12 | 0.37675 | 0.30954 | 0.37675 | 0.30954 | 0 | 58.1459
| Sublap | SCEW | Average Weekday | January | SCE 1-in-10 | 13 | 0.38208 | 0.2931 | 0.38208 | 0.2931 | 0 | 60.2691
| Sublap | SCEW | Average Weekday | January | SCE 1-in-10 | 14 | 0.39187 | 0.29945 | 0.39187 | 0.29945 | 0 | 61.6849
| Sublap | SCEW | Average Weekday | January | SCE 1-in-10 | 15 | 0.43264 | 0.34275 | 0.43264 | 0.34275 | 0 | 62.3745
| Sublap | SCEW | Average Weekday | January | SCE 1-in-10 | 16 | 0.52643 | 0.4399 | 0.52643 | 0.4399 | 0 | 62.4718
| Sublap | SCEW | Average Weekday | January | SCE 1-in-10 | 17 | 0.67144 | 0.59532 | 0.67144 | 0.59532 | 0 | 61.8314
| Sublap | SCEW | Average Weekday | January | SCE 1-in-10 | 18 | 0.90987 | 0.83342 | 0.90987 | 0.83342 | 0 | 60.2982
| Sublap | SCEW | Average Weekday | January | SCE 1-in-10 | 19 | 1.0709 | 0.99361 | 1.0709 | 0.99361 | 0 | 58.3082
| Sublap | SCEW | Average Weekday | January | SCE 1-in-10 | 20 | 1.1172 | 1.0477 | 1.1172 | 1.0477 | 0 | 56.9935
| Sublap | SCEW | Average Weekday | January | SCE 1-in-10 | 21 | 1.1121 | 1.0521 | 1.1121 | 1.0521 | 0 | 56.0216
| Sublap | SCEW | Average Weekday | January | SCE 1-in-10 | 22 | 1.0589 | 1.0047 | 1.0589 | 1.0047 | 0 | 55.0638
| Sublap | SCEW | Average Weekday | January | SCE 1-in-10 | 23 | 1.0156 | 0.98075 | 1.0156 | 0.98075 | 0 | 53.943
| Sublap | SCEW | Average Weekday | January | SCE 1-in-10 | 24 | 0.89621 | 0.86943 | 0.89621 | 0.86943 | 0 | 52.9558
| Sublap | SCEW | Average Weekday | January | SCE 1-in-2 | 1 | 0.74927 | 0.73225 | 0.74927 | 0.73225 | 0 | 54.7331
| Sublap | SCEW | Average Weekday | January | SCE 1-in-2 | 2 | 0.66096 | 0.65326 | 0.66096 | 0.65326 | 0 | 53.7097
| Sublap | SCEW | Average Weekday | January | SCE 1-in-2 | 3 | 0.60056 | 0.59228 | 0.60056 | 0.59228 | 0 | 52.8475
| Sublap | SCEW | Average Weekday | January | SCE 1-in-2 | 4 | 0.56056 | 0.55215 | 0.56056 | 0.55215 | 0 | 52.2714
| Sublap | SCEW | Average Weekday | January | SCE 1-in-2 | 5 | 0.54417 | 0.53678 | 0.54417 | 0.53678 | 0 | 51.5324
| Sublap | SCEW | Average Weekday | January | SCE 1-in-2 | 6 | 0.55645 | 0.55998 | 0.55645 | 0.55998 | 0 | 51.109
| Sublap | SCEW | Average Weekday | January | SCE 1-in-2 | 7 | 0.61003 | 0.64823 | 0.61003 | 0.64823 | 0 | 51.0239
| Sublap | SCEW | Average Weekday | January | SCE 1-in-2 | 8 | 0.63476 | 0.66816 | 0.63476 | 0.66816 | 0 | 51.1805
| Sublap | SCEW | Average Weekday | January | SCE 1-in-2 | 9 | 0.56316 | 0.52904 | 0.56316 | 0.52904 | 0 | 51.7578
| Sublap | SCEW | Average Weekday | January | SCE 1-in-2 | 10 | 0.46739 | 0.4096 | 0.46739 | 0.4096 | 0 | 54.9369
| Sublap | SCEW | Average Weekday | January | SCE 1-in-2 | 11 | 0.38621 | 0.32957 | 0.38621 | 0.32957 | 0 | 58.9724
| Sublap | SCEW | Average Weekday | January | SCE 1-in-2 | 12 | 0.33886 | 0.27165 | 0.33886 | 0.27165 | 0 | 62.7241
| Sublap | SCEW | Average Weekday | January | SCE 1-in-2 | 13 | 0.34019 | 0.2512 | 0.34019 | 0.2512 | 0 | 65.4722
| Sublap | SCEW | Average Weekday | January | SCE 1-in-2 | 14 | 0.34064 | 0.24822 | 0.34064 | 0.24822 | 0 | 67.4493
| Sublap | SCEW | Average Weekday | January | SCE 1-in-2 | 15 | 0.38127 | 0.29137 | 0.38127 | 0.29137 | 0 | 68.5162
| Sublap | SCEW | Average Weekday | January | SCE 1-in-2 | 16 | 0.47915 | 0.39262 | 0.47915 | 0.39262 | 0 | 68.7072
| Sublap | SCEW | Average Weekday | January | SCE 1-in-2 | 17 | 0.61712 | 0.541 | 0.61712 | 0.541 | 0 | 67.84
| Sublap | SCEW | Average Weekday | January | SCE 1-in-2 | 18 | 0.83765 | 0.7612 | 0.83765 | 0.7612 | 0 | 65.9137
| Sublap | SCEW | Average Weekday | January | SCE 1-in-2 | 19 | 0.99372 | 0.91648 | 0.99372 | 0.91648 | 0 | 63.1171
| Sublap | SCEW | Average Weekday | January | SCE 1-in-2 | 20 | 1.063 | 0.99349 | 1.063 | 0.99349 | 0 | 61.2768
| Sublap | SCEW | Average Weekday | January | SCE 1-in-2 | 21 | 1.0665 | 1.0066 | 1.0665 | 1.0066 | 0 | 60.0344
| Sublap | SCEW | Average Weekday | January | SCE 1-in-2 | 22 | 1.0105 | 0.95629 | 1.0105 | 0.95629 | 0 | 58.8159
| Sublap | SCEW | Average Weekday | January | SCE 1-in-2 | 23 | 0.96414 | 0.92933 | 0.96414 | 0.92933 | 0 | 57.8287
| Sublap | SCEW | Average Weekday | January | SCE 1-in-2 | 24 | 0.84439 | 0.81761 | 0.84439 | 0.81761 | 0 | 56.6098
| Sublap | SCEW | Average Weekday | July | CAISO 1-in-10 | 1 | 1.0569 | 1.0399 | 1.0569 | 1.0399 | 0 | 69.8148
| Sublap | SCEW | Average Weekday | July | CAISO 1-in-10 | 2 | 0.89373 | 0.88603 | 0.89373 | 0.88603 | 0 | 69.4519
| Sublap | SCEW | Average Weekday | July | CAISO 1-in-10 | 3 | 0.77927 | 0.77099 | 0.77927 | 0.77099 | 0 | 69.0874
| Sublap | SCEW | Average Weekday | July | CAISO 1-in-10 | 4 | 0.69897 | 0.69056 | 0.69897 | 0.69056 | 0 | 68.8391
| Sublap | SCEW | Average Weekday | July | CAISO 1-in-10 | 5 | 0.64581 | 0.63843 | 0.64581 | 0.63843 | 0 | 68.655
| Sublap | SCEW | Average Weekday | July | CAISO 1-in-10 | 6 | 0.61927 | 0.6228 | 0.61927 | 0.6228 | 0 | 68.5338
| Sublap | SCEW | Average Weekday | July | CAISO 1-in-10 | 7 | 0.62736 | 0.66556 | 0.62736 | 0.66556 | 0 | 68.4977
| Sublap | SCEW | Average Weekday | July | CAISO 1-in-10 | 8 | 0.65618 | 0.68958 | 0.65618 | 0.68958 | 0 | 68.821
| Sublap | SCEW | Average Weekday | July | CAISO 1-in-10 | 9 | 0.6559 | 0.62178 | 0.6559 | 0.62178 | 0 | 70.2255
| Sublap | SCEW | Average Weekday | July | CAISO 1-in-10 | 10 | 0.59609 | 0.5383 | 0.59609 | 0.5383 | 0 | 72.389
| Sublap | SCEW | Average Weekday | July | CAISO 1-in-10 | 11 | 0.54618 | 0.48953 | 0.54618 | 0.48953 | 0 | 75.034
| Sublap | SCEW | Average Weekday | July | CAISO 1-in-10 | 12 | 0.60845 | 0.54124 | 0.60845 | 0.54124 | 0 | 77.4221
| Sublap | SCEW | Average Weekday | July | CAISO 1-in-10 | 13 | 0.76161 | 0.67263 | 0.76161 | 0.67263 | 0 | 78.8305
| Sublap | SCEW | Average Weekday | July | CAISO 1-in-10 | 14 | 0.93617 | 0.84374 | 0.93617 | 0.84374 | 0 | 79.582
| Sublap | SCEW | Average Weekday | July | CAISO 1-in-10 | 15 | 1.1147 | 1.0248 | 1.1147 | 1.0248 | 0 | 80.1611
| Sublap | SCEW | Average Weekday | July | CAISO 1-in-10 | 16 | 1.3279 | 1.2414 | 1.3279 | 1.2414 | 0 | 80.5814
| Sublap | SCEW | Average Weekday | July | CAISO 1-in-10 | 17 | 1.5242 | 1.4481 | 0.88348 | 0.71393 | 0.026804 | 80.6931
| Sublap | SCEW | Average Weekday | July | CAISO 1-in-10 | 18 | 1.7162 | 1.6397 | 1.3333 | 1.2006 | 0.061481 | 80.1111
| Sublap | SCEW | Average Weekday | July | CAISO 1-in-10 | 19 | 1.7995 | 1.7222 | 1.5709 | 1.4134 | 0.041211 | 79.1881
| Sublap | SCEW | Average Weekday | July | CAISO 1-in-10 | 20 | 1.7516 | 1.6821 | 1.5925 | 1.4444 | 0.019187 | 77.4354
| Sublap | SCEW | Average Weekday | July | CAISO 1-in-10 | 21 | 1.7082 | 1.6482 | 1.5788 | 1.4403 | 0.024464 | 74.9509
| Sublap | SCEW | Average Weekday | July | CAISO 1-in-10 | 22 | 1.6138 | 1.5596 | 1.869 | 1.8555 | 0.029233 | 72.6384
| Sublap | SCEW | Average Weekday | July | CAISO 1-in-10 | 23 | 1.4911 | 1.4563 | 1.5608 | 1.5269 | 0.019422 | 71.366
| Sublap | SCEW | Average Weekday | July | CAISO 1-in-10 | 24 | 1.262 | 1.2352 | 1.3075 | 1.279 | 0.016996 | 70.6241
| Sublap | SCEW | Average Weekday | July | CAISO 1-in-2 | 1 | 0.8768 | 0.85979 | 0.8768 | 0.85979 | 0 | 65.9197
| Sublap | SCEW | Average Weekday | July | CAISO 1-in-2 | 2 | 0.74068 | 0.73299 | 0.74068 | 0.73299 | 0 | 65.4998
| Sublap | SCEW | Average Weekday | July | CAISO 1-in-2 | 3 | 0.64887 | 0.64058 | 0.64887 | 0.64058 | 0 | 65.1377
| Sublap | SCEW | Average Weekday | July | CAISO 1-in-2 | 4 | 0.58955 | 0.58114 | 0.58955 | 0.58114 | 0 | 64.7725
| Sublap | SCEW | Average Weekday | July | CAISO 1-in-2 | 5 | 0.55202 | 0.54464 | 0.55202 | 0.54464 | 0 | 64.5013
| Sublap | SCEW | Average Weekday | July | CAISO 1-in-2 | 6 | 0.53805 | 0.54157 | 0.53805 | 0.54157 | 0 | 64.2209
| Sublap | SCEW | Average Weekday | July | CAISO 1-in-2 | 7 | 0.55333 | 0.59153 | 0.55333 | 0.59153 | 0 | 64.0787
| Sublap | SCEW | Average Weekday | July | CAISO 1-in-2 | 8 | 0.56486 | 0.59826 | 0.56486 | 0.59826 | 0 | 64.6625
| Sublap | SCEW | Average Weekday | July | CAISO 1-in-2 | 9 | 0.54588 | 0.51177 | 0.54588 | 0.51177 | 0 | 66.385
| Sublap | SCEW | Average Weekday | July | CAISO 1-in-2 | 10 | 0.46237 | 0.40458 | 0.46237 | 0.40458 | 0 | 68.3505
| Sublap | SCEW | Average Weekday | July | CAISO 1-in-2 | 11 | 0.34454 | 0.28789 | 0.34454 | 0.28789 | 0 | 70.642
| Sublap | SCEW | Average Weekday | July | CAISO 1-in-2 | 12 | 0.32185 | 0.25464 | 0.32185 | 0.25464 | 0 | 72.9287
| Sublap | SCEW | Average Weekday | July | CAISO 1-in-2 | 13 | 0.3879 | 0.29892 | 0.3879 | 0.29892 | 0 | 74.4393
| Sublap | SCEW | Average Weekday | July | CAISO 1-in-2 | 14 | 0.49481 | 0.40239 | 0.49481 | 0.40239 | 0 | 75.4193
| Sublap | SCEW | Average Weekday | July | CAISO 1-in-2 | 15 | 0.63296 | 0.54306 | 0.63296 | 0.54306 | 0 | 76.2418
| Sublap | SCEW | Average Weekday | July | CAISO 1-in-2 | 16 | 0.82406 | 0.73752 | 0.82406 | 0.73752 | 0 | 76.4156
| Sublap | SCEW | Average Weekday | July | CAISO 1-in-2 | 17 | 1.0243 | 0.94818 | 0.47218 | 0.30263 | 0.033395 | 76.6315
| Sublap | SCEW | Average Weekday | July | CAISO 1-in-2 | 18 | 1.2341 | 1.1576 | 0.91858 | 0.78589 | 0.077097 | 76.0815
| Sublap | SCEW | Average Weekday | July | CAISO 1-in-2 | 19 | 1.3536 | 1.2763 | 1.1835 | 1.026 | 0.05488 | 74.8781
| Sublap | SCEW | Average Weekday | July | CAISO 1-in-2 | 20 | 1.3579 | 1.2884 | 1.2476 | 1.0996 | 0.028156 | 73.3504
| Sublap | SCEW | Average Weekday | July | CAISO 1-in-2 | 21 | 1.3431 | 1.2832 | 1.2604 | 1.1219 | 0.0337 | 71.0457
| Sublap | SCEW | Average Weekday | July | CAISO 1-in-2 | 22 | 1.2763 | 1.2221 | 1.4828 | 1.4693 | 0.042747 | 68.4714
| Sublap | SCEW | Average Weekday | July | CAISO 1-in-2 | 23 | 1.2057 | 1.1709 | 1.2262 | 1.1923 | 0.010256 | 67.1019
| Sublap | SCEW | Average Weekday | July | CAISO 1-in-2 | 24 | 1.0286 | 1.0018 | 1.0479 | 1.0195 | 0.0096822 | 66.4622
| Sublap | SCEW | Average Weekday | July | SCE 1-in-10 | 1 | 1.0569 | 1.0399 | 1.0569 | 1.0399 | 0 | 69.8148
| Sublap | SCEW | Average Weekday | July | SCE 1-in-10 | 2 | 0.89373 | 0.88603 | 0.89373 | 0.88603 | 0 | 69.4519
| Sublap | SCEW | Average Weekday | July | SCE 1-in-10 | 3 | 0.77927 | 0.77099 | 0.77927 | 0.77099 | 0 | 69.0874
| Sublap | SCEW | Average Weekday | July | SCE 1-in-10 | 4 | 0.69897 | 0.69056 | 0.69897 | 0.69056 | 0 | 68.8391
| Sublap | SCEW | Average Weekday | July | SCE 1-in-10 | 5 | 0.64581 | 0.63843 | 0.64581 | 0.63843 | 0 | 68.655
| Sublap | SCEW | Average Weekday | July | SCE 1-in-10 | 6 | 0.61927 | 0.6228 | 0.61927 | 0.6228 | 0 | 68.5338
| Sublap | SCEW | Average Weekday | July | SCE 1-in-10 | 7 | 0.62736 | 0.66556 | 0.62736 | 0.66556 | 0 | 68.4977
| Sublap | SCEW | Average Weekday | July | SCE 1-in-10 | 8 | 0.65618 | 0.68958 | 0.65618 | 0.68958 | 0 | 68.821
| Sublap | SCEW | Average Weekday | July | SCE 1-in-10 | 9 | 0.6559 | 0.62178 | 0.6559 | 0.62178 | 0 | 70.2255
| Sublap | SCEW | Average Weekday | July | SCE 1-in-10 | 10 | 0.59609 | 0.5383 | 0.59609 | 0.5383 | 0 | 72.389
| Sublap | SCEW | Average Weekday | July | SCE 1-in-10 | 11 | 0.54618 | 0.48953 | 0.54618 | 0.48953 | 0 | 75.034
| Sublap | SCEW | Average Weekday | July | SCE 1-in-10 | 12 | 0.60845 | 0.54124 | 0.60845 | 0.54124 | 0 | 77.4221
| Sublap | SCEW | Average Weekday | July | SCE 1-in-10 | 13 | 0.76161 | 0.67263 | 0.76161 | 0.67263 | 0 | 78.8305
| Sublap | SCEW | Average Weekday | July | SCE 1-in-10 | 14 | 0.93617 | 0.84374 | 0.93617 | 0.84374 | 0 | 79.582
| Sublap | SCEW | Average Weekday | July | SCE 1-in-10 | 15 | 1.1147 | 1.0248 | 1.1147 | 1.0248 | 0 | 80.1611
| Sublap | SCEW | Average Weekday | July | SCE 1-in-10 | 16 | 1.3279 | 1.2414 | 1.3279 | 1.2414 | 0 | 80.5814
| Sublap | SCEW | Average Weekday | July | SCE 1-in-10 | 17 | 1.5242 | 1.4481 | 0.88348 | 0.71393 | 0.026804 | 80.6931
| Sublap | SCEW | Average Weekday | July | SCE 1-in-10 | 18 | 1.7162 | 1.6397 | 1.3333 | 1.2006 | 0.061481 | 80.1111
| Sublap | SCEW | Average Weekday | July | SCE 1-in-10 | 19 | 1.7995 | 1.7222 | 1.5709 | 1.4134 | 0.041211 | 79.1881
| Sublap | SCEW | Average Weekday | July | SCE 1-in-10 | 20 | 1.7516 | 1.6821 | 1.5925 | 1.4444 | 0.019187 | 77.4354
| Sublap | SCEW | Average Weekday | July | SCE 1-in-10 | 21 | 1.7082 | 1.6482 | 1.5788 | 1.4403 | 0.024464 | 74.9509
| Sublap | SCEW | Average Weekday | July | SCE 1-in-10 | 22 | 1.6138 | 1.5596 | 1.869 | 1.8555 | 0.029233 | 72.6384
| Sublap | SCEW | Average Weekday | July | SCE 1-in-10 | 23 | 1.4911 | 1.4563 | 1.5608 | 1.5269 | 0.019422 | 71.366
| Sublap | SCEW | Average Weekday | July | SCE 1-in-10 | 24 | 1.262 | 1.2352 | 1.3075 | 1.279 | 0.016996 | 70.6241
| Sublap | SCEW | Average Weekday | July | SCE 1-in-2 | 1 | 0.8768 | 0.85979 | 0.8768 | 0.85979 | 0 | 65.9197
| Sublap | SCEW | Average Weekday | July | SCE 1-in-2 | 2 | 0.74068 | 0.73299 | 0.74068 | 0.73299 | 0 | 65.4998
| Sublap | SCEW | Average Weekday | July | SCE 1-in-2 | 3 | 0.64887 | 0.64058 | 0.64887 | 0.64058 | 0 | 65.1377
| Sublap | SCEW | Average Weekday | July | SCE 1-in-2 | 4 | 0.58955 | 0.58114 | 0.58955 | 0.58114 | 0 | 64.7725
| Sublap | SCEW | Average Weekday | July | SCE 1-in-2 | 5 | 0.55202 | 0.54464 | 0.55202 | 0.54464 | 0 | 64.5013
| Sublap | SCEW | Average Weekday | July | SCE 1-in-2 | 6 | 0.53805 | 0.54157 | 0.53805 | 0.54157 | 0 | 64.2209
| Sublap | SCEW | Average Weekday | July | SCE 1-in-2 | 7 | 0.55333 | 0.59153 | 0.55333 | 0.59153 | 0 | 64.0787
| Sublap | SCEW | Average Weekday | July | SCE 1-in-2 | 8 | 0.56486 | 0.59826 | 0.56486 | 0.59826 | 0 | 64.6625
| Sublap | SCEW | Average Weekday | July | SCE 1-in-2 | 9 | 0.54588 | 0.51177 | 0.54588 | 0.51177 | 0 | 66.385
| Sublap | SCEW | Average Weekday | July | SCE 1-in-2 | 10 | 0.46237 | 0.40458 | 0.46237 | 0.40458 | 0 | 68.3505
| Sublap | SCEW | Average Weekday | July | SCE 1-in-2 | 11 | 0.34454 | 0.28789 | 0.34454 | 0.28789 | 0 | 70.642
| Sublap | SCEW | Average Weekday | July | SCE 1-in-2 | 12 | 0.32185 | 0.25464 | 0.32185 | 0.25464 | 0 | 72.9287
| Sublap | SCEW | Average Weekday | July | SCE 1-in-2 | 13 | 0.3879 | 0.29892 | 0.3879 | 0.29892 | 0 | 74.4393
| Sublap | SCEW | Average Weekday | July | SCE 1-in-2 | 14 | 0.49481 | 0.40239 | 0.49481 | 0.40239 | 0 | 75.4193
| Sublap | SCEW | Average Weekday | July | SCE 1-in-2 | 15 | 0.63296 | 0.54306 | 0.63296 | 0.54306 | 0 | 76.2418
| Sublap | SCEW | Average Weekday | July | SCE 1-in-2 | 16 | 0.82406 | 0.73752 | 0.82406 | 0.73752 | 0 | 76.4156
| Sublap | SCEW | Average Weekday | July | SCE 1-in-2 | 17 | 1.0243 | 0.94818 | 0.47218 | 0.30263 | 0.033395 | 76.6315
| Sublap | SCEW | Average Weekday | July | SCE 1-in-2 | 18 | 1.2341 | 1.1576 | 0.91858 | 0.78589 | 0.077097 | 76.0815
| Sublap | SCEW | Average Weekday | July | SCE 1-in-2 | 19 | 1.3536 | 1.2763 | 1.1835 | 1.026 | 0.05488 | 74.8781
| Sublap | SCEW | Average Weekday | July | SCE 1-in-2 | 20 | 1.3579 | 1.2884 | 1.2476 | 1.0996 | 0.028156 | 73.3504
| Sublap | SCEW | Average Weekday | July | SCE 1-in-2 | 21 | 1.3431 | 1.2832 | 1.2604 | 1.1219 | 0.0337 | 71.0457
| Sublap | SCEW | Average Weekday | July | SCE 1-in-2 | 22 | 1.2763 | 1.2221 | 1.4828 | 1.4693 | 0.042747 | 68.4714
| Sublap | SCEW | Average Weekday | July | SCE 1-in-2 | 23 | 1.2057 | 1.1709 | 1.2262 | 1.1923 | 0.010256 | 67.1019
| Sublap | SCEW | Average Weekday | July | SCE 1-in-2 | 24 | 1.0286 | 1.0018 | 1.0479 | 1.0195 | 0.0096822 | 66.4622
| Sublap | SCEW | Average Weekday | June | CAISO 1-in-10 | 1 | 0.8383 | 0.82129 | 0.8383 | 0.82129 | 0 | 65.0558
| Sublap | SCEW | Average Weekday | June | CAISO 1-in-10 | 2 | 0.71842 | 0.71072 | 0.71842 | 0.71072 | 0 | 64.7589
| Sublap | SCEW | Average Weekday | June | CAISO 1-in-10 | 3 | 0.63463 | 0.62634 | 0.63463 | 0.62634 | 0 | 64.5148
| Sublap | SCEW | Average Weekday | June | CAISO 1-in-10 | 4 | 0.57423 | 0.56582 | 0.57423 | 0.56582 | 0 | 64.2243
| Sublap | SCEW | Average Weekday | June | CAISO 1-in-10 | 5 | 0.53777 | 0.53039 | 0.53777 | 0.53039 | 0 | 64.062
| Sublap | SCEW | Average Weekday | June | CAISO 1-in-10 | 6 | 0.52807 | 0.5316 | 0.52807 | 0.5316 | 0 | 63.9576
| Sublap | SCEW | Average Weekday | June | CAISO 1-in-10 | 7 | 0.54767 | 0.58587 | 0.54767 | 0.58587 | 0 | 63.8662
| Sublap | SCEW | Average Weekday | June | CAISO 1-in-10 | 8 | 0.56011 | 0.5935 | 0.56011 | 0.5935 | 0 | 64.079
| Sublap | SCEW | Average Weekday | June | CAISO 1-in-10 | 9 | 0.51516 | 0.48104 | 0.51516 | 0.48104 | 0 | 64.9334
| Sublap | SCEW | Average Weekday | June | CAISO 1-in-10 | 10 | 0.43212 | 0.37433 | 0.43212 | 0.37433 | 0 | 66.5293
| Sublap | SCEW | Average Weekday | June | CAISO 1-in-10 | 11 | 0.34092 | 0.28427 | 0.34092 | 0.28427 | 0 | 68.6989
| Sublap | SCEW | Average Weekday | June | CAISO 1-in-10 | 12 | 0.31078 | 0.24357 | 0.31078 | 0.24357 | 0 | 70.9155
| Sublap | SCEW | Average Weekday | June | CAISO 1-in-10 | 13 | 0.35793 | 0.26895 | 0.35793 | 0.26895 | 0 | 72.24
| Sublap | SCEW | Average Weekday | June | CAISO 1-in-10 | 14 | 0.43356 | 0.34114 | 0.43356 | 0.34114 | 0 | 73.1113
| Sublap | SCEW | Average Weekday | June | CAISO 1-in-10 | 15 | 0.5414 | 0.45151 | 0.5414 | 0.45151 | 0 | 73.8599
| Sublap | SCEW | Average Weekday | June | CAISO 1-in-10 | 16 | 0.70321 | 0.61668 | 0.70321 | 0.61668 | 0 | 74.4688
| Sublap | SCEW | Average Weekday | June | CAISO 1-in-10 | 17 | 0.88546 | 0.80934 | 0.37998 | 0.21043 | 0.037796 | 74.4941
| Sublap | SCEW | Average Weekday | June | CAISO 1-in-10 | 18 | 1.0937 | 1.0172 | 0.81491 | 0.68222 | 0.086127 | 73.883
| Sublap | SCEW | Average Weekday | June | CAISO 1-in-10 | 19 | 1.2272 | 1.1499 | 1.0847 | 0.9272 | 0.061598 | 72.842
| Sublap | SCEW | Average Weekday | June | CAISO 1-in-10 | 20 | 1.2518 | 1.1823 | 1.1672 | 1.0191 | 0.033314 | 71.2035
| Sublap | SCEW | Average Weekday | June | CAISO 1-in-10 | 21 | 1.2531 | 1.1932 | 1.1926 | 1.0542 | 0.038296 | 69.1867
| Sublap | SCEW | Average Weekday | June | CAISO 1-in-10 | 22 | 1.1973 | 1.1431 | 1.3889 | 1.3754 | 0.047444 | 67.1939
| Sublap | SCEW | Average Weekday | June | CAISO 1-in-10 | 23 | 1.1347 | 1.0999 | 1.1441 | 1.1102 | 0.0047203 | 66.1411
| Sublap | SCEW | Average Weekday | June | CAISO 1-in-10 | 24 | 0.97256 | 0.94577 | 0.98648 | 0.95801 | 0.0069634 | 65.5975
| Sublap | SCEW | Average Weekday | June | CAISO 1-in-2 | 1 | 0.77974 | 0.76273 | 0.77974 | 0.76273 | 0 | 63.0929
| Sublap | SCEW | Average Weekday | June | CAISO 1-in-2 | 2 | 0.67622 | 0.66852 | 0.67622 | 0.66852 | 0 | 62.7333
| Sublap | SCEW | Average Weekday | June | CAISO 1-in-2 | 3 | 0.60288 | 0.5946 | 0.60288 | 0.5946 | 0 | 62.4185
| Sublap | SCEW | Average Weekday | June | CAISO 1-in-2 | 4 | 0.55213 | 0.54372 | 0.55213 | 0.54372 | 0 | 62.1389
| Sublap | SCEW | Average Weekday | June | CAISO 1-in-2 | 5 | 0.52142 | 0.51404 | 0.52142 | 0.51404 | 0 | 61.9568
| Sublap | SCEW | Average Weekday | June | CAISO 1-in-2 | 6 | 0.51589 | 0.51942 | 0.51589 | 0.51942 | 0 | 61.8121
| Sublap | SCEW | Average Weekday | June | CAISO 1-in-2 | 7 | 0.54086 | 0.57906 | 0.54086 | 0.57906 | 0 | 61.7184
| Sublap | SCEW | Average Weekday | June | CAISO 1-in-2 | 8 | 0.5569 | 0.5903 | 0.5569 | 0.5903 | 0 | 62.0265
| Sublap | SCEW | Average Weekday | June | CAISO 1-in-2 | 9 | 0.50643 | 0.47232 | 0.50643 | 0.47232 | 0 | 63.0447
| Sublap | SCEW | Average Weekday | June | CAISO 1-in-2 | 10 | 0.41086 | 0.35307 | 0.41086 | 0.35307 | 0 | 64.6268
| Sublap | SCEW | Average Weekday | June | CAISO 1-in-2 | 11 | 0.33614 | 0.27949 | 0.33614 | 0.27949 | 0 | 66.713
| Sublap | SCEW | Average Weekday | June | CAISO 1-in-2 | 12 | 0.29038 | 0.22317 | 0.29038 | 0.22317 | 0 | 68.8698
| Sublap | SCEW | Average Weekday | June | CAISO 1-in-2 | 13 | 0.30686 | 0.21788 | 0.30686 | 0.21788 | 0 | 70.1823
| Sublap | SCEW | Average Weekday | June | CAISO 1-in-2 | 14 | 0.33633 | 0.24391 | 0.33633 | 0.24391 | 0 | 71.1736
| Sublap | SCEW | Average Weekday | June | CAISO 1-in-2 | 15 | 0.40208 | 0.31219 | 0.40208 | 0.31219 | 0 | 71.9607
| Sublap | SCEW | Average Weekday | June | CAISO 1-in-2 | 16 | 0.52529 | 0.43876 | 0.52529 | 0.43876 | 0 | 72.3281
| Sublap | SCEW | Average Weekday | June | CAISO 1-in-2 | 17 | 0.68029 | 0.60417 | 0.40367 | 0.32755 | 0.0417 | 72.7432
| Sublap | SCEW | Average Weekday | June | CAISO 1-in-2 | 18 | 0.88503 | 0.80858 | 0.68186 | 0.60541 | 0.093078 | 72.2287
| Sublap | SCEW | Average Weekday | June | CAISO 1-in-2 | 19 | 1.047 | 0.9698 | 0.9264 | 0.79244 | 0.066984 | 71.2317
| Sublap | SCEW | Average Weekday | June | CAISO 1-in-2 | 20 | 1.1117 | 1.0422 | 1.0461 | 0.90798 | 0.037239 | 69.6111
| Sublap | SCEW | Average Weekday | June | CAISO 1-in-2 | 21 | 1.1259 | 1.066 | 1.0875 | 0.94898 | 0.019233 | 67.3435
| Sublap | SCEW | Average Weekday | June | CAISO 1-in-2 | 22 | 1.0849 | 1.0307 | 1.2521 | 1.2386 | 0.055397 | 65.1081
| Sublap | SCEW | Average Weekday | June | CAISO 1-in-2 | 23 | 1.0322 | 0.99736 | 1.0322 | 0.99736 | 0 | 64.121
| Sublap | SCEW | Average Weekday | June | CAISO 1-in-2 | 24 | 0.89134 | 0.86456 | 0.89273 | 0.86456 | 0.00069156 | 63.6027
| Sublap | SCEW | Average Weekday | June | SCE 1-in-10 | 1 | 0.8383 | 0.82129 | 0.8383 | 0.82129 | 0 | 65.0558
| Sublap | SCEW | Average Weekday | June | SCE 1-in-10 | 2 | 0.71842 | 0.71072 | 0.71842 | 0.71072 | 0 | 64.7589
| Sublap | SCEW | Average Weekday | June | SCE 1-in-10 | 3 | 0.63463 | 0.62634 | 0.63463 | 0.62634 | 0 | 64.5148
| Sublap | SCEW | Average Weekday | June | SCE 1-in-10 | 4 | 0.57423 | 0.56582 | 0.57423 | 0.56582 | 0 | 64.2243
| Sublap | SCEW | Average Weekday | June | SCE 1-in-10 | 5 | 0.53777 | 0.53039 | 0.53777 | 0.53039 | 0 | 64.062
| Sublap | SCEW | Average Weekday | June | SCE 1-in-10 | 6 | 0.52807 | 0.5316 | 0.52807 | 0.5316 | 0 | 63.9576
| Sublap | SCEW | Average Weekday | June | SCE 1-in-10 | 7 | 0.54767 | 0.58587 | 0.54767 | 0.58587 | 0 | 63.8662
| Sublap | SCEW | Average Weekday | June | SCE 1-in-10 | 8 | 0.56011 | 0.5935 | 0.56011 | 0.5935 | 0 | 64.079
| Sublap | SCEW | Average Weekday | June | SCE 1-in-10 | 9 | 0.51516 | 0.48104 | 0.51516 | 0.48104 | 0 | 64.9334
| Sublap | SCEW | Average Weekday | June | SCE 1-in-10 | 10 | 0.43212 | 0.37433 | 0.43212 | 0.37433 | 0 | 66.5293
| Sublap | SCEW | Average Weekday | June | SCE 1-in-10 | 11 | 0.34092 | 0.28427 | 0.34092 | 0.28427 | 0 | 68.6989
| Sublap | SCEW | Average Weekday | June | SCE 1-in-10 | 12 | 0.31078 | 0.24357 | 0.31078 | 0.24357 | 0 | 70.9155
| Sublap | SCEW | Average Weekday | June | SCE 1-in-10 | 13 | 0.35793 | 0.26895 | 0.35793 | 0.26895 | 0 | 72.24
| Sublap | SCEW | Average Weekday | June | SCE 1-in-10 | 14 | 0.43356 | 0.34114 | 0.43356 | 0.34114 | 0 | 73.1113
| Sublap | SCEW | Average Weekday | June | SCE 1-in-10 | 15 | 0.5414 | 0.45151 | 0.5414 | 0.45151 | 0 | 73.8599
| Sublap | SCEW | Average Weekday | June | SCE 1-in-10 | 16 | 0.70321 | 0.61668 | 0.70321 | 0.61668 | 0 | 74.4688
| Sublap | SCEW | Average Weekday | June | SCE 1-in-10 | 17 | 0.88546 | 0.80934 | 0.37998 | 0.21043 | 0.037796 | 74.4941
| Sublap | SCEW | Average Weekday | June | SCE 1-in-10 | 18 | 1.0937 | 1.0172 | 0.81491 | 0.68222 | 0.086127 | 73.883
| Sublap | SCEW | Average Weekday | June | SCE 1-in-10 | 19 | 1.2272 | 1.1499 | 1.0847 | 0.9272 | 0.061598 | 72.842
| Sublap | SCEW | Average Weekday | June | SCE 1-in-10 | 20 | 1.2518 | 1.1823 | 1.1672 | 1.0191 | 0.033314 | 71.2035
| Sublap | SCEW | Average Weekday | June | SCE 1-in-10 | 21 | 1.2531 | 1.1932 | 1.1926 | 1.0542 | 0.038296 | 69.1867
| Sublap | SCEW | Average Weekday | June | SCE 1-in-10 | 22 | 1.1973 | 1.1431 | 1.3889 | 1.3754 | 0.047444 | 67.1939
| Sublap | SCEW | Average Weekday | June | SCE 1-in-10 | 23 | 1.1347 | 1.0999 | 1.1441 | 1.1102 | 0.0047203 | 66.1411
| Sublap | SCEW | Average Weekday | June | SCE 1-in-10 | 24 | 0.97256 | 0.94577 | 0.98648 | 0.95801 | 0.0069634 | 65.5975
| Sublap | SCEW | Average Weekday | June | SCE 1-in-2 | 1 | 0.77974 | 0.76273 | 0.77974 | 0.76273 | 0 | 63.0929
| Sublap | SCEW | Average Weekday | June | SCE 1-in-2 | 2 | 0.67622 | 0.66852 | 0.67622 | 0.66852 | 0 | 62.7333
| Sublap | SCEW | Average Weekday | June | SCE 1-in-2 | 3 | 0.60288 | 0.5946 | 0.60288 | 0.5946 | 0 | 62.4185
| Sublap | SCEW | Average Weekday | June | SCE 1-in-2 | 4 | 0.55213 | 0.54372 | 0.55213 | 0.54372 | 0 | 62.1389
| Sublap | SCEW | Average Weekday | June | SCE 1-in-2 | 5 | 0.52142 | 0.51404 | 0.52142 | 0.51404 | 0 | 61.9568
| Sublap | SCEW | Average Weekday | June | SCE 1-in-2 | 6 | 0.51589 | 0.51942 | 0.51589 | 0.51942 | 0 | 61.8121
| Sublap | SCEW | Average Weekday | June | SCE 1-in-2 | 7 | 0.54086 | 0.57906 | 0.54086 | 0.57906 | 0 | 61.7184
| Sublap | SCEW | Average Weekday | June | SCE 1-in-2 | 8 | 0.5569 | 0.5903 | 0.5569 | 0.5903 | 0 | 62.0265
| Sublap | SCEW | Average Weekday | June | SCE 1-in-2 | 9 | 0.50643 | 0.47232 | 0.50643 | 0.47232 | 0 | 63.0447
| Sublap | SCEW | Average Weekday | June | SCE 1-in-2 | 10 | 0.41086 | 0.35307 | 0.41086 | 0.35307 | 0 | 64.6268
| Sublap | SCEW | Average Weekday | June | SCE 1-in-2 | 11 | 0.33614 | 0.27949 | 0.33614 | 0.27949 | 0 | 66.713
| Sublap | SCEW | Average Weekday | June | SCE 1-in-2 | 12 | 0.29038 | 0.22317 | 0.29038 | 0.22317 | 0 | 68.8698
| Sublap | SCEW | Average Weekday | June | SCE 1-in-2 | 13 | 0.30686 | 0.21788 | 0.30686 | 0.21788 | 0 | 70.1823
| Sublap | SCEW | Average Weekday | June | SCE 1-in-2 | 14 | 0.33633 | 0.24391 | 0.33633 | 0.24391 | 0 | 71.1736
| Sublap | SCEW | Average Weekday | June | SCE 1-in-2 | 15 | 0.40208 | 0.31219 | 0.40208 | 0.31219 | 0 | 71.9607
| Sublap | SCEW | Average Weekday | June | SCE 1-in-2 | 16 | 0.52529 | 0.43876 | 0.52529 | 0.43876 | 0 | 72.3281
| Sublap | SCEW | Average Weekday | June | SCE 1-in-2 | 17 | 0.68029 | 0.60417 | 0.40367 | 0.32755 | 0.0417 | 72.7432
| Sublap | SCEW | Average Weekday | June | SCE 1-in-2 | 18 | 0.88503 | 0.80858 | 0.68186 | 0.60541 | 0.093078 | 72.2287
| Sublap | SCEW | Average Weekday | June | SCE 1-in-2 | 19 | 1.047 | 0.9698 | 0.9264 | 0.79244 | 0.066984 | 71.2317
| Sublap | SCEW | Average Weekday | June | SCE 1-in-2 | 20 | 1.1117 | 1.0422 | 1.0461 | 0.90798 | 0.037239 | 69.6111
| Sublap | SCEW | Average Weekday | June | SCE 1-in-2 | 21 | 1.1259 | 1.066 | 1.0875 | 0.94898 | 0.019233 | 67.3435
| Sublap | SCEW | Average Weekday | June | SCE 1-in-2 | 22 | 1.0849 | 1.0307 | 1.2521 | 1.2386 | 0.055397 | 65.1081
| Sublap | SCEW | Average Weekday | June | SCE 1-in-2 | 23 | 1.0322 | 0.99736 | 1.0322 | 0.99736 | 0 | 64.121
| Sublap | SCEW | Average Weekday | June | SCE 1-in-2 | 24 | 0.89134 | 0.86456 | 0.89273 | 0.86456 | 0.00069156 | 63.6027
| Sublap | SCEW | Average Weekday | March | CAISO 1-in-10 | 1 | 0.74449 | 0.72748 | 0.74449 | 0.72748 | 0 | 59.7641
| Sublap | SCEW | Average Weekday | March | CAISO 1-in-10 | 2 | 0.65171 | 0.64401 | 0.65171 | 0.64401 | 0 | 58.759
| Sublap | SCEW | Average Weekday | March | CAISO 1-in-10 | 3 | 0.58467 | 0.57638 | 0.58467 | 0.57638 | 0 | 57.9228
| Sublap | SCEW | Average Weekday | March | CAISO 1-in-10 | 4 | 0.53877 | 0.53036 | 0.53877 | 0.53036 | 0 | 57.0643
| Sublap | SCEW | Average Weekday | March | CAISO 1-in-10 | 5 | 0.51338 | 0.506 | 0.51338 | 0.506 | 0 | 56.3347
| Sublap | SCEW | Average Weekday | March | CAISO 1-in-10 | 6 | 0.51464 | 0.51817 | 0.51464 | 0.51817 | 0 | 55.7596
| Sublap | SCEW | Average Weekday | March | CAISO 1-in-10 | 7 | 0.55003 | 0.58823 | 0.55003 | 0.58823 | 0 | 55.3913
| Sublap | SCEW | Average Weekday | March | CAISO 1-in-10 | 8 | 0.57109 | 0.60449 | 0.57109 | 0.60449 | 0 | 55.5851
| Sublap | SCEW | Average Weekday | March | CAISO 1-in-10 | 9 | 0.52015 | 0.48604 | 0.52015 | 0.48604 | 0 | 56.974
| Sublap | SCEW | Average Weekday | March | CAISO 1-in-10 | 10 | 0.43403 | 0.37624 | 0.43403 | 0.37624 | 0 | 60.0409
| Sublap | SCEW | Average Weekday | March | CAISO 1-in-10 | 11 | 0.34486 | 0.28821 | 0.34486 | 0.28821 | 0 | 63.8298
| Sublap | SCEW | Average Weekday | March | CAISO 1-in-10 | 12 | 0.27934 | 0.21213 | 0.27934 | 0.21213 | 0 | 67.3054
| Sublap | SCEW | Average Weekday | March | CAISO 1-in-10 | 13 | 0.25742 | 0.16844 | 0.25742 | 0.16844 | 0 | 69.8762
| Sublap | SCEW | Average Weekday | March | CAISO 1-in-10 | 14 | 0.25736 | 0.16494 | 0.25736 | 0.16494 | 0 | 71.6721
| Sublap | SCEW | Average Weekday | March | CAISO 1-in-10 | 15 | 0.30246 | 0.21257 | 0.30246 | 0.21257 | 0 | 72.4131
| Sublap | SCEW | Average Weekday | March | CAISO 1-in-10 | 16 | 0.40455 | 0.31801 | 0.40455 | 0.31801 | 0 | 72.5751
| Sublap | SCEW | Average Weekday | March | CAISO 1-in-10 | 17 | 0.54195 | 0.46583 | 0.54195 | 0.46583 | 0 | 72.0973
| Sublap | SCEW | Average Weekday | March | CAISO 1-in-10 | 18 | 0.74717 | 0.67072 | 0.74717 | 0.67072 | 0 | 71.0954
| Sublap | SCEW | Average Weekday | March | CAISO 1-in-10 | 19 | 0.92923 | 0.85199 | 0.92923 | 0.85199 | 0 | 69.5998
| Sublap | SCEW | Average Weekday | March | CAISO 1-in-10 | 20 | 1.0132 | 0.94369 | 1.0132 | 0.94369 | 0 | 67.2509
| Sublap | SCEW | Average Weekday | March | CAISO 1-in-10 | 21 | 1.0322 | 0.97228 | 1.0322 | 0.97228 | 0 | 65.0209
| Sublap | SCEW | Average Weekday | March | CAISO 1-in-10 | 22 | 0.98993 | 0.93573 | 0.98993 | 0.93573 | 0 | 63.7758
| Sublap | SCEW | Average Weekday | March | CAISO 1-in-10 | 23 | 0.94595 | 0.91114 | 0.94595 | 0.91114 | 0 | 62.9495
| Sublap | SCEW | Average Weekday | March | CAISO 1-in-10 | 24 | 0.82929 | 0.8025 | 0.82929 | 0.8025 | 0 | 61.8927
| Sublap | SCEW | Average Weekday | March | CAISO 1-in-2 | 1 | 0.74533 | 0.72831 | 0.74533 | 0.72831 | 0 | 56.5039
| Sublap | SCEW | Average Weekday | March | CAISO 1-in-2 | 2 | 0.65703 | 0.64933 | 0.65703 | 0.64933 | 0 | 55.6098
| Sublap | SCEW | Average Weekday | March | CAISO 1-in-2 | 3 | 0.59658 | 0.5883 | 0.59658 | 0.5883 | 0 | 54.8049
| Sublap | SCEW | Average Weekday | March | CAISO 1-in-2 | 4 | 0.55648 | 0.54807 | 0.55648 | 0.54807 | 0 | 54.1104
| Sublap | SCEW | Average Weekday | March | CAISO 1-in-2 | 5 | 0.53986 | 0.53248 | 0.53986 | 0.53248 | 0 | 53.5201
| Sublap | SCEW | Average Weekday | March | CAISO 1-in-2 | 6 | 0.5518 | 0.55533 | 0.5518 | 0.55533 | 0 | 53.0071
| Sublap | SCEW | Average Weekday | March | CAISO 1-in-2 | 7 | 0.60508 | 0.64328 | 0.60508 | 0.64328 | 0 | 52.7932
| Sublap | SCEW | Average Weekday | March | CAISO 1-in-2 | 8 | 0.63037 | 0.66377 | 0.63037 | 0.66377 | 0 | 52.8372
| Sublap | SCEW | Average Weekday | March | CAISO 1-in-2 | 9 | 0.55968 | 0.52557 | 0.55968 | 0.52557 | 0 | 53.924
| Sublap | SCEW | Average Weekday | March | CAISO 1-in-2 | 10 | 0.46462 | 0.40683 | 0.46462 | 0.40683 | 0 | 56.3747
| Sublap | SCEW | Average Weekday | March | CAISO 1-in-2 | 11 | 0.3835 | 0.32686 | 0.3835 | 0.32686 | 0 | 59.257
| Sublap | SCEW | Average Weekday | March | CAISO 1-in-2 | 12 | 0.33586 | 0.26865 | 0.33586 | 0.26865 | 0 | 61.9921
| Sublap | SCEW | Average Weekday | March | CAISO 1-in-2 | 13 | 0.34484 | 0.25586 | 0.34484 | 0.25586 | 0 | 64.0323
| Sublap | SCEW | Average Weekday | March | CAISO 1-in-2 | 14 | 0.35464 | 0.26221 | 0.35464 | 0.26221 | 0 | 65.2086
| Sublap | SCEW | Average Weekday | March | CAISO 1-in-2 | 15 | 0.39036 | 0.30046 | 0.39036 | 0.30046 | 0 | 65.9012
| Sublap | SCEW | Average Weekday | March | CAISO 1-in-2 | 16 | 0.47938 | 0.39285 | 0.47938 | 0.39285 | 0 | 66.1797
| Sublap | SCEW | Average Weekday | March | CAISO 1-in-2 | 17 | 0.61285 | 0.53673 | 0.61285 | 0.53673 | 0 | 66.1379
| Sublap | SCEW | Average Weekday | March | CAISO 1-in-2 | 18 | 0.83201 | 0.75556 | 0.83201 | 0.75556 | 0 | 65.2635
| Sublap | SCEW | Average Weekday | March | CAISO 1-in-2 | 19 | 0.98773 | 0.91049 | 0.98773 | 0.91049 | 0 | 63.668
| Sublap | SCEW | Average Weekday | March | CAISO 1-in-2 | 20 | 1.0587 | 0.9892 | 1.0587 | 0.9892 | 0 | 61.5492
| Sublap | SCEW | Average Weekday | March | CAISO 1-in-2 | 21 | 1.0629 | 1.003 | 1.0629 | 1.003 | 0 | 59.6617
| Sublap | SCEW | Average Weekday | March | CAISO 1-in-2 | 22 | 1.0067 | 0.95245 | 1.0067 | 0.95245 | 0 | 58.7506
| Sublap | SCEW | Average Weekday | March | CAISO 1-in-2 | 23 | 0.96007 | 0.92525 | 0.96007 | 0.92525 | 0 | 57.8807
| Sublap | SCEW | Average Weekday | March | CAISO 1-in-2 | 24 | 0.84028 | 0.8135 | 0.84028 | 0.8135 | 0 | 56.9916
| Sublap | SCEW | Average Weekday | March | SCE 1-in-10 | 1 | 0.74449 | 0.72748 | 0.74449 | 0.72748 | 0 | 59.7641
| Sublap | SCEW | Average Weekday | March | SCE 1-in-10 | 2 | 0.65171 | 0.64401 | 0.65171 | 0.64401 | 0 | 58.759
| Sublap | SCEW | Average Weekday | March | SCE 1-in-10 | 3 | 0.58467 | 0.57638 | 0.58467 | 0.57638 | 0 | 57.9228
| Sublap | SCEW | Average Weekday | March | SCE 1-in-10 | 4 | 0.53877 | 0.53036 | 0.53877 | 0.53036 | 0 | 57.0643
| Sublap | SCEW | Average Weekday | March | SCE 1-in-10 | 5 | 0.51338 | 0.506 | 0.51338 | 0.506 | 0 | 56.3347
| Sublap | SCEW | Average Weekday | March | SCE 1-in-10 | 6 | 0.51464 | 0.51817 | 0.51464 | 0.51817 | 0 | 55.7596
| Sublap | SCEW | Average Weekday | March | SCE 1-in-10 | 7 | 0.55003 | 0.58823 | 0.55003 | 0.58823 | 0 | 55.3913
| Sublap | SCEW | Average Weekday | March | SCE 1-in-10 | 8 | 0.57109 | 0.60449 | 0.57109 | 0.60449 | 0 | 55.5851
| Sublap | SCEW | Average Weekday | March | SCE 1-in-10 | 9 | 0.52015 | 0.48604 | 0.52015 | 0.48604 | 0 | 56.974
| Sublap | SCEW | Average Weekday | March | SCE 1-in-10 | 10 | 0.43403 | 0.37624 | 0.43403 | 0.37624 | 0 | 60.0409
| Sublap | SCEW | Average Weekday | March | SCE 1-in-10 | 11 | 0.34486 | 0.28821 | 0.34486 | 0.28821 | 0 | 63.8298
| Sublap | SCEW | Average Weekday | March | SCE 1-in-10 | 12 | 0.27934 | 0.21213 | 0.27934 | 0.21213 | 0 | 67.3054
| Sublap | SCEW | Average Weekday | March | SCE 1-in-10 | 13 | 0.25742 | 0.16844 | 0.25742 | 0.16844 | 0 | 69.8762
| Sublap | SCEW | Average Weekday | March | SCE 1-in-10 | 14 | 0.25736 | 0.16494 | 0.25736 | 0.16494 | 0 | 71.6721
| Sublap | SCEW | Average Weekday | March | SCE 1-in-10 | 15 | 0.30246 | 0.21257 | 0.30246 | 0.21257 | 0 | 72.4131
| Sublap | SCEW | Average Weekday | March | SCE 1-in-10 | 16 | 0.40455 | 0.31801 | 0.40455 | 0.31801 | 0 | 72.5751
| Sublap | SCEW | Average Weekday | March | SCE 1-in-10 | 17 | 0.54195 | 0.46583 | 0.54195 | 0.46583 | 0 | 72.0973
| Sublap | SCEW | Average Weekday | March | SCE 1-in-10 | 18 | 0.74717 | 0.67072 | 0.74717 | 0.67072 | 0 | 71.0954
| Sublap | SCEW | Average Weekday | March | SCE 1-in-10 | 19 | 0.92923 | 0.85199 | 0.92923 | 0.85199 | 0 | 69.5998
| Sublap | SCEW | Average Weekday | March | SCE 1-in-10 | 20 | 1.0132 | 0.94369 | 1.0132 | 0.94369 | 0 | 67.2509
| Sublap | SCEW | Average Weekday | March | SCE 1-in-10 | 21 | 1.0322 | 0.97228 | 1.0322 | 0.97228 | 0 | 65.0209
| Sublap | SCEW | Average Weekday | March | SCE 1-in-10 | 22 | 0.98993 | 0.93573 | 0.98993 | 0.93573 | 0 | 63.7758
| Sublap | SCEW | Average Weekday | March | SCE 1-in-10 | 23 | 0.94595 | 0.91114 | 0.94595 | 0.91114 | 0 | 62.9495
| Sublap | SCEW | Average Weekday | March | SCE 1-in-10 | 24 | 0.82929 | 0.8025 | 0.82929 | 0.8025 | 0 | 61.8927
| Sublap | SCEW | Average Weekday | March | SCE 1-in-2 | 1 | 0.74185 | 0.72483 | 0.74185 | 0.72483 | 0 | 56.6788
| Sublap | SCEW | Average Weekday | March | SCE 1-in-2 | 2 | 0.65356 | 0.64586 | 0.65356 | 0.64586 | 0 | 55.881
| Sublap | SCEW | Average Weekday | March | SCE 1-in-2 | 3 | 0.59307 | 0.58478 | 0.59307 | 0.58478 | 0 | 55.1653
| Sublap | SCEW | Average Weekday | March | SCE 1-in-2 | 4 | 0.55288 | 0.54447 | 0.55288 | 0.54447 | 0 | 54.6262
| Sublap | SCEW | Average Weekday | March | SCE 1-in-2 | 5 | 0.53605 | 0.52867 | 0.53605 | 0.52867 | 0 | 54.1879
| Sublap | SCEW | Average Weekday | March | SCE 1-in-2 | 6 | 0.5477 | 0.55123 | 0.5477 | 0.55123 | 0 | 53.8302
| Sublap | SCEW | Average Weekday | March | SCE 1-in-2 | 7 | 0.6007 | 0.63891 | 0.6007 | 0.63891 | 0 | 53.5791
| Sublap | SCEW | Average Weekday | March | SCE 1-in-2 | 8 | 0.6265 | 0.6599 | 0.6265 | 0.6599 | 0 | 53.5988
| Sublap | SCEW | Average Weekday | March | SCE 1-in-2 | 9 | 0.5566 | 0.52249 | 0.5566 | 0.52249 | 0 | 54.4531
| Sublap | SCEW | Average Weekday | March | SCE 1-in-2 | 10 | 0.46217 | 0.40438 | 0.46217 | 0.40438 | 0 | 56.7195
| Sublap | SCEW | Average Weekday | March | SCE 1-in-2 | 11 | 0.38111 | 0.32446 | 0.38111 | 0.32446 | 0 | 59.4314
| Sublap | SCEW | Average Weekday | March | SCE 1-in-2 | 12 | 0.33321 | 0.266 | 0.33321 | 0.266 | 0 | 62.1488
| Sublap | SCEW | Average Weekday | March | SCE 1-in-2 | 13 | 0.34243 | 0.25344 | 0.34243 | 0.25344 | 0 | 64.0382
| Sublap | SCEW | Average Weekday | March | SCE 1-in-2 | 14 | 0.35232 | 0.2599 | 0.35232 | 0.2599 | 0 | 65.1128
| Sublap | SCEW | Average Weekday | March | SCE 1-in-2 | 15 | 0.38868 | 0.29878 | 0.38868 | 0.29878 | 0 | 65.6495
| Sublap | SCEW | Average Weekday | March | SCE 1-in-2 | 16 | 0.47659 | 0.39005 | 0.47659 | 0.39005 | 0 | 66.0191
| Sublap | SCEW | Average Weekday | March | SCE 1-in-2 | 17 | 0.60905 | 0.53294 | 0.60905 | 0.53294 | 0 | 65.9038
| Sublap | SCEW | Average Weekday | March | SCE 1-in-2 | 18 | 0.827 | 0.75055 | 0.827 | 0.75055 | 0 | 64.9664
| Sublap | SCEW | Average Weekday | March | SCE 1-in-2 | 19 | 0.98229 | 0.90505 | 0.98229 | 0.90505 | 0 | 63.6041
| Sublap | SCEW | Average Weekday | March | SCE 1-in-2 | 20 | 1.0549 | 0.9854 | 1.0549 | 0.9854 | 0 | 61.7133
| Sublap | SCEW | Average Weekday | March | SCE 1-in-2 | 21 | 1.0597 | 0.99977 | 1.0597 | 0.99977 | 0 | 60.0381
| Sublap | SCEW | Average Weekday | March | SCE 1-in-2 | 22 | 1.0033 | 0.94906 | 1.0033 | 0.94906 | 0 | 59.1549
| Sublap | SCEW | Average Weekday | March | SCE 1-in-2 | 23 | 0.95647 | 0.92165 | 0.95647 | 0.92165 | 0 | 58.4399
| Sublap | SCEW | Average Weekday | March | SCE 1-in-2 | 24 | 0.83665 | 0.80987 | 0.83665 | 0.80987 | 0 | 57.717
| Sublap | SCEW | Average Weekday | May | CAISO 1-in-10 | 1 | 0.8051 | 0.78808 | 0.8051 | 0.78808 | 0 | 63.9171
| Sublap | SCEW | Average Weekday | May | CAISO 1-in-10 | 2 | 0.69412 | 0.68642 | 0.69412 | 0.68642 | 0 | 63.2318
| Sublap | SCEW | Average Weekday | May | CAISO 1-in-10 | 3 | 0.61746 | 0.60918 | 0.61746 | 0.60918 | 0 | 62.7969
| Sublap | SCEW | Average Weekday | May | CAISO 1-in-10 | 4 | 0.56429 | 0.55588 | 0.56429 | 0.55588 | 0 | 62.3584
| Sublap | SCEW | Average Weekday | May | CAISO 1-in-10 | 5 | 0.5315 | 0.52411 | 0.5315 | 0.52411 | 0 | 61.9539
| Sublap | SCEW | Average Weekday | May | CAISO 1-in-10 | 6 | 0.52312 | 0.52665 | 0.52312 | 0.52665 | 0 | 61.6939
| Sublap | SCEW | Average Weekday | May | CAISO 1-in-10 | 7 | 0.54434 | 0.58255 | 0.54434 | 0.58255 | 0 | 61.5142
| Sublap | SCEW | Average Weekday | May | CAISO 1-in-10 | 8 | 0.55798 | 0.59138 | 0.55798 | 0.59138 | 0 | 62.2882
| Sublap | SCEW | Average Weekday | May | CAISO 1-in-10 | 9 | 0.50321 | 0.46909 | 0.50321 | 0.46909 | 0 | 64.1239
| Sublap | SCEW | Average Weekday | May | CAISO 1-in-10 | 10 | 0.43965 | 0.38186 | 0.43965 | 0.38186 | 0 | 66.6741
| Sublap | SCEW | Average Weekday | May | CAISO 1-in-10 | 11 | 0.33318 | 0.27654 | 0.33318 | 0.27654 | 0 | 69.1155
| Sublap | SCEW | Average Weekday | May | CAISO 1-in-10 | 12 | 0.29049 | 0.22328 | 0.29049 | 0.22328 | 0 | 71.1864
| Sublap | SCEW | Average Weekday | May | CAISO 1-in-10 | 13 | 0.32524 | 0.23625 | 0.32524 | 0.23625 | 0 | 72.6012
| Sublap | SCEW | Average Weekday | May | CAISO 1-in-10 | 14 | 0.38593 | 0.29351 | 0.38593 | 0.29351 | 0 | 73.6847
| Sublap | SCEW | Average Weekday | May | CAISO 1-in-10 | 15 | 0.48199 | 0.3921 | 0.48199 | 0.3921 | 0 | 74.5802
| Sublap | SCEW | Average Weekday | May | CAISO 1-in-10 | 16 | 0.63445 | 0.54791 | 0.63445 | 0.54791 | 0 | 74.8429
| Sublap | SCEW | Average Weekday | May | CAISO 1-in-10 | 17 | 0.80833 | 0.73221 | 0.29503 | 0.21321 | 0.037028 | 74.8521
| Sublap | SCEW | Average Weekday | May | CAISO 1-in-10 | 18 | 1.015 | 0.93856 | 0.7327 | 0.60001 | 0.085244 | 74.0952
| Sublap | SCEW | Average Weekday | May | CAISO 1-in-10 | 19 | 1.1622 | 1.085 | 1.0193 | 0.86183 | 0.061501 | 72.8713
| Sublap | SCEW | Average Weekday | May | CAISO 1-in-10 | 20 | 1.2036 | 1.1341 | 1.12 | 0.97192 | 0.03351 | 71.1231
| Sublap | SCEW | Average Weekday | May | CAISO 1-in-10 | 21 | 1.2058 | 1.1459 | 1.1525 | 1.014 | 0.03981 | 68.5811
| Sublap | SCEW | Average Weekday | May | CAISO 1-in-10 | 22 | 1.1555 | 1.1013 | 1.3387 | 1.3251 | 0.050168 | 66.4704
| Sublap | SCEW | Average Weekday | May | CAISO 1-in-10 | 23 | 1.0993 | 1.0645 | 1.0993 | 1.0649 | 0 | 65.2745
| Sublap | SCEW | Average Weekday | May | CAISO 1-in-10 | 24 | 0.94111 | 0.91433 | 0.94748 | 0.91901 | 0.0031848 | 64.3957
| Sublap | SCEW | Average Weekday | May | CAISO 1-in-2 | 1 | 0.7426 | 0.72559 | 0.7426 | 0.72559 | 0 | 60.6214
| Sublap | SCEW | Average Weekday | May | CAISO 1-in-2 | 2 | 0.65055 | 0.64286 | 0.65055 | 0.64286 | 0 | 60.3269
| Sublap | SCEW | Average Weekday | May | CAISO 1-in-2 | 3 | 0.58455 | 0.57626 | 0.58455 | 0.57626 | 0 | 60.0497
| Sublap | SCEW | Average Weekday | May | CAISO 1-in-2 | 4 | 0.53954 | 0.53113 | 0.53954 | 0.53113 | 0 | 59.7717
| Sublap | SCEW | Average Weekday | May | CAISO 1-in-2 | 5 | 0.51546 | 0.50808 | 0.51546 | 0.50808 | 0 | 59.5389
| Sublap | SCEW | Average Weekday | May | CAISO 1-in-2 | 6 | 0.51828 | 0.52181 | 0.51828 | 0.52181 | 0 | 59.3132
| Sublap | SCEW | Average Weekday | May | CAISO 1-in-2 | 7 | 0.55641 | 0.59461 | 0.55641 | 0.59461 | 0 | 59.1413
| Sublap | SCEW | Average Weekday | May | CAISO 1-in-2 | 8 | 0.57845 | 0.61185 | 0.57845 | 0.61185 | 0 | 59.3011
| Sublap | SCEW | Average Weekday | May | CAISO 1-in-2 | 9 | 0.52477 | 0.49066 | 0.52477 | 0.49066 | 0 | 60.0947
| Sublap | SCEW | Average Weekday | May | CAISO 1-in-2 | 10 | 0.43757 | 0.37978 | 0.43757 | 0.37978 | 0 | 61.3272
| Sublap | SCEW | Average Weekday | May | CAISO 1-in-2 | 11 | 0.34973 | 0.29308 | 0.34973 | 0.29308 | 0 | 62.9809
| Sublap | SCEW | Average Weekday | May | CAISO 1-in-2 | 12 | 0.3122 | 0.24499 | 0.3122 | 0.24499 | 0 | 64.6123
| Sublap | SCEW | Average Weekday | May | CAISO 1-in-2 | 13 | 0.30582 | 0.21683 | 0.30582 | 0.21683 | 0 | 66.022
| Sublap | SCEW | Average Weekday | May | CAISO 1-in-2 | 14 | 0.30163 | 0.20921 | 0.30163 | 0.20921 | 0 | 67.0669
| Sublap | SCEW | Average Weekday | May | CAISO 1-in-2 | 15 | 0.33234 | 0.24244 | 0.33234 | 0.24244 | 0 | 67.754
| Sublap | SCEW | Average Weekday | May | CAISO 1-in-2 | 16 | 0.42005 | 0.33352 | 0.42005 | 0.33352 | 0 | 68.058
| Sublap | SCEW | Average Weekday | May | CAISO 1-in-2 | 17 | 0.5513 | 0.47518 | 0.5513 | 0.47518 | 0 | 68.0434
| Sublap | SCEW | Average Weekday | May | CAISO 1-in-2 | 18 | 0.75835 | 0.6819 | 0.75835 | 0.6819 | 0 | 67.6527
| Sublap | SCEW | Average Weekday | May | CAISO 1-in-2 | 19 | 0.92449 | 0.84724 | 0.92449 | 0.84724 | 0 | 66.6977
| Sublap | SCEW | Average Weekday | May | CAISO 1-in-2 | 20 | 1.0022 | 0.93273 | 1.0022 | 0.93273 | 0 | 65.1936
| Sublap | SCEW | Average Weekday | May | CAISO 1-in-2 | 21 | 1.0335 | 0.97357 | 1.0335 | 0.97357 | 0 | 63.2936
| Sublap | SCEW | Average Weekday | May | CAISO 1-in-2 | 22 | 0.99067 | 0.93647 | 0.99067 | 0.93647 | 0 | 61.9634
| Sublap | SCEW | Average Weekday | May | CAISO 1-in-2 | 23 | 0.94615 | 0.91133 | 0.94615 | 0.91133 | 0 | 61.3616
| Sublap | SCEW | Average Weekday | May | CAISO 1-in-2 | 24 | 0.82896 | 0.80217 | 0.82896 | 0.80217 | 0 | 60.9862
| Sublap | SCEW | Average Weekday | May | SCE 1-in-10 | 1 | 0.8051 | 0.78808 | 0.8051 | 0.78808 | 0 | 63.9171
| Sublap | SCEW | Average Weekday | May | SCE 1-in-10 | 2 | 0.69412 | 0.68642 | 0.69412 | 0.68642 | 0 | 63.2318
| Sublap | SCEW | Average Weekday | May | SCE 1-in-10 | 3 | 0.61746 | 0.60918 | 0.61746 | 0.60918 | 0 | 62.7969
| Sublap | SCEW | Average Weekday | May | SCE 1-in-10 | 4 | 0.56429 | 0.55588 | 0.56429 | 0.55588 | 0 | 62.3584
| Sublap | SCEW | Average Weekday | May | SCE 1-in-10 | 5 | 0.5315 | 0.52411 | 0.5315 | 0.52411 | 0 | 61.9539
| Sublap | SCEW | Average Weekday | May | SCE 1-in-10 | 6 | 0.52312 | 0.52665 | 0.52312 | 0.52665 | 0 | 61.6939
| Sublap | SCEW | Average Weekday | May | SCE 1-in-10 | 7 | 0.54434 | 0.58255 | 0.54434 | 0.58255 | 0 | 61.5142
| Sublap | SCEW | Average Weekday | May | SCE 1-in-10 | 8 | 0.55798 | 0.59138 | 0.55798 | 0.59138 | 0 | 62.2882
| Sublap | SCEW | Average Weekday | May | SCE 1-in-10 | 9 | 0.50321 | 0.46909 | 0.50321 | 0.46909 | 0 | 64.1239
| Sublap | SCEW | Average Weekday | May | SCE 1-in-10 | 10 | 0.43965 | 0.38186 | 0.43965 | 0.38186 | 0 | 66.6741
| Sublap | SCEW | Average Weekday | May | SCE 1-in-10 | 11 | 0.33318 | 0.27654 | 0.33318 | 0.27654 | 0 | 69.1155
| Sublap | SCEW | Average Weekday | May | SCE 1-in-10 | 12 | 0.29049 | 0.22328 | 0.29049 | 0.22328 | 0 | 71.1864
| Sublap | SCEW | Average Weekday | May | SCE 1-in-10 | 13 | 0.32524 | 0.23625 | 0.32524 | 0.23625 | 0 | 72.6012
| Sublap | SCEW | Average Weekday | May | SCE 1-in-10 | 14 | 0.38593 | 0.29351 | 0.38593 | 0.29351 | 0 | 73.6847
| Sublap | SCEW | Average Weekday | May | SCE 1-in-10 | 15 | 0.48199 | 0.3921 | 0.48199 | 0.3921 | 0 | 74.5802
| Sublap | SCEW | Average Weekday | May | SCE 1-in-10 | 16 | 0.63445 | 0.54791 | 0.63445 | 0.54791 | 0 | 74.8429
| Sublap | SCEW | Average Weekday | May | SCE 1-in-10 | 17 | 0.80833 | 0.73221 | 0.29503 | 0.21321 | 0.037028 | 74.8521
| Sublap | SCEW | Average Weekday | May | SCE 1-in-10 | 18 | 1.015 | 0.93856 | 0.7327 | 0.60001 | 0.085244 | 74.0952
| Sublap | SCEW | Average Weekday | May | SCE 1-in-10 | 19 | 1.1622 | 1.085 | 1.0193 | 0.86183 | 0.061501 | 72.8713
| Sublap | SCEW | Average Weekday | May | SCE 1-in-10 | 20 | 1.2036 | 1.1341 | 1.12 | 0.97192 | 0.03351 | 71.1231
| Sublap | SCEW | Average Weekday | May | SCE 1-in-10 | 21 | 1.2058 | 1.1459 | 1.1525 | 1.014 | 0.03981 | 68.5811
| Sublap | SCEW | Average Weekday | May | SCE 1-in-10 | 22 | 1.1555 | 1.1013 | 1.3387 | 1.3251 | 0.050168 | 66.4704
| Sublap | SCEW | Average Weekday | May | SCE 1-in-10 | 23 | 1.0993 | 1.0645 | 1.0993 | 1.0649 | 0 | 65.2745
| Sublap | SCEW | Average Weekday | May | SCE 1-in-10 | 24 | 0.94111 | 0.91433 | 0.94748 | 0.91901 | 0.0031848 | 64.3957
| Sublap | SCEW | Average Weekday | May | SCE 1-in-2 | 1 | 0.7426 | 0.72559 | 0.7426 | 0.72559 | 0 | 60.6214
| Sublap | SCEW | Average Weekday | May | SCE 1-in-2 | 2 | 0.65055 | 0.64286 | 0.65055 | 0.64286 | 0 | 60.3269
| Sublap | SCEW | Average Weekday | May | SCE 1-in-2 | 3 | 0.58455 | 0.57626 | 0.58455 | 0.57626 | 0 | 60.0497
| Sublap | SCEW | Average Weekday | May | SCE 1-in-2 | 4 | 0.53954 | 0.53113 | 0.53954 | 0.53113 | 0 | 59.7717
| Sublap | SCEW | Average Weekday | May | SCE 1-in-2 | 5 | 0.51546 | 0.50808 | 0.51546 | 0.50808 | 0 | 59.5389
| Sublap | SCEW | Average Weekday | May | SCE 1-in-2 | 6 | 0.51828 | 0.52181 | 0.51828 | 0.52181 | 0 | 59.3132
| Sublap | SCEW | Average Weekday | May | SCE 1-in-2 | 7 | 0.55641 | 0.59461 | 0.55641 | 0.59461 | 0 | 59.1413
| Sublap | SCEW | Average Weekday | May | SCE 1-in-2 | 8 | 0.57845 | 0.61185 | 0.57845 | 0.61185 | 0 | 59.3011
| Sublap | SCEW | Average Weekday | May | SCE 1-in-2 | 9 | 0.52477 | 0.49066 | 0.52477 | 0.49066 | 0 | 60.0947
| Sublap | SCEW | Average Weekday | May | SCE 1-in-2 | 10 | 0.43757 | 0.37978 | 0.43757 | 0.37978 | 0 | 61.3272
| Sublap | SCEW | Average Weekday | May | SCE 1-in-2 | 11 | 0.34973 | 0.29308 | 0.34973 | 0.29308 | 0 | 62.9809
| Sublap | SCEW | Average Weekday | May | SCE 1-in-2 | 12 | 0.3122 | 0.24499 | 0.3122 | 0.24499 | 0 | 64.6123
| Sublap | SCEW | Average Weekday | May | SCE 1-in-2 | 13 | 0.30582 | 0.21683 | 0.30582 | 0.21683 | 0 | 66.022
| Sublap | SCEW | Average Weekday | May | SCE 1-in-2 | 14 | 0.30163 | 0.20921 | 0.30163 | 0.20921 | 0 | 67.0669
| Sublap | SCEW | Average Weekday | May | SCE 1-in-2 | 15 | 0.33234 | 0.24244 | 0.33234 | 0.24244 | 0 | 67.754
| Sublap | SCEW | Average Weekday | May | SCE 1-in-2 | 16 | 0.42005 | 0.33352 | 0.42005 | 0.33352 | 0 | 68.058
| Sublap | SCEW | Average Weekday | May | SCE 1-in-2 | 17 | 0.5513 | 0.47518 | 0.5513 | 0.47518 | 0 | 68.0434
| Sublap | SCEW | Average Weekday | May | SCE 1-in-2 | 18 | 0.75835 | 0.6819 | 0.75835 | 0.6819 | 0 | 67.6527
| Sublap | SCEW | Average Weekday | May | SCE 1-in-2 | 19 | 0.92449 | 0.84724 | 0.92449 | 0.84724 | 0 | 66.6977
| Sublap | SCEW | Average Weekday | May | SCE 1-in-2 | 20 | 1.0022 | 0.93273 | 1.0022 | 0.93273 | 0 | 65.1936
| Sublap | SCEW | Average Weekday | May | SCE 1-in-2 | 21 | 1.0335 | 0.97357 | 1.0335 | 0.97357 | 0 | 63.2936
| Sublap | SCEW | Average Weekday | May | SCE 1-in-2 | 22 | 0.99067 | 0.93647 | 0.99067 | 0.93647 | 0 | 61.9634
| Sublap | SCEW | Average Weekday | May | SCE 1-in-2 | 23 | 0.94615 | 0.91133 | 0.94615 | 0.91133 | 0 | 61.3616
| Sublap | SCEW | Average Weekday | May | SCE 1-in-2 | 24 | 0.82896 | 0.80217 | 0.82896 | 0.80217 | 0 | 60.9862
| Sublap | SCEW | Average Weekday | November | CAISO 1-in-10 | 1 | 0.74153 | 0.72451 | 0.74153 | 0.72451 | 0 | 59.3908
| Sublap | SCEW | Average Weekday | November | CAISO 1-in-10 | 2 | 0.64989 | 0.6422 | 0.64989 | 0.6422 | 0 | 58.478
| Sublap | SCEW | Average Weekday | November | CAISO 1-in-10 | 3 | 0.58449 | 0.5762 | 0.58449 | 0.5762 | 0 | 57.6368
| Sublap | SCEW | Average Weekday | November | CAISO 1-in-10 | 4 | 0.53998 | 0.53157 | 0.53998 | 0.53157 | 0 | 56.5602
| Sublap | SCEW | Average Weekday | November | CAISO 1-in-10 | 5 | 0.51664 | 0.50926 | 0.51664 | 0.50926 | 0 | 55.8253
| Sublap | SCEW | Average Weekday | November | CAISO 1-in-10 | 6 | 0.52035 | 0.52388 | 0.52035 | 0.52388 | 0 | 55.1475
| Sublap | SCEW | Average Weekday | November | CAISO 1-in-10 | 7 | 0.56005 | 0.59825 | 0.56005 | 0.59825 | 0 | 54.8288
| Sublap | SCEW | Average Weekday | November | CAISO 1-in-10 | 8 | 0.58264 | 0.61604 | 0.58264 | 0.61604 | 0 | 54.6993
| Sublap | SCEW | Average Weekday | November | CAISO 1-in-10 | 9 | 0.52741 | 0.49329 | 0.52741 | 0.49329 | 0 | 56.1525
| Sublap | SCEW | Average Weekday | November | CAISO 1-in-10 | 10 | 0.43958 | 0.38179 | 0.43958 | 0.38179 | 0 | 59.8412
| Sublap | SCEW | Average Weekday | November | CAISO 1-in-10 | 11 | 0.35251 | 0.29586 | 0.35251 | 0.29586 | 0 | 64.1517
| Sublap | SCEW | Average Weekday | November | CAISO 1-in-10 | 12 | 0.2827 | 0.21549 | 0.2827 | 0.21549 | 0 | 67.5025
| Sublap | SCEW | Average Weekday | November | CAISO 1-in-10 | 13 | 0.26385 | 0.17487 | 0.26385 | 0.17487 | 0 | 69.8497
| Sublap | SCEW | Average Weekday | November | CAISO 1-in-10 | 14 | 0.27248 | 0.18006 | 0.27248 | 0.18006 | 0 | 71.1503
| Sublap | SCEW | Average Weekday | November | CAISO 1-in-10 | 15 | 0.31948 | 0.22959 | 0.31948 | 0.22959 | 0 | 71.5894
| Sublap | SCEW | Average Weekday | November | CAISO 1-in-10 | 16 | 0.42043 | 0.33389 | 0.42043 | 0.33389 | 0 | 71.4321
| Sublap | SCEW | Average Weekday | November | CAISO 1-in-10 | 17 | 0.55653 | 0.48041 | 0.55653 | 0.48041 | 0 | 70.5076
| Sublap | SCEW | Average Weekday | November | CAISO 1-in-10 | 18 | 0.7643 | 0.68785 | 0.7643 | 0.68785 | 0 | 68.725
| Sublap | SCEW | Average Weekday | November | CAISO 1-in-10 | 19 | 0.93047 | 0.85322 | 0.93047 | 0.85322 | 0 | 66.7687
| Sublap | SCEW | Average Weekday | November | CAISO 1-in-10 | 20 | 1.0072 | 0.93766 | 1.0072 | 0.93766 | 0 | 65.1336
| Sublap | SCEW | Average Weekday | November | CAISO 1-in-10 | 21 | 1.0355 | 0.97555 | 1.0355 | 0.97555 | 0 | 63.8839
| Sublap | SCEW | Average Weekday | November | CAISO 1-in-10 | 22 | 0.99109 | 0.93689 | 0.99109 | 0.93689 | 0 | 62.5049
| Sublap | SCEW | Average Weekday | November | CAISO 1-in-10 | 23 | 0.94626 | 0.91144 | 0.94626 | 0.91144 | 0 | 61.2966
| Sublap | SCEW | Average Weekday | November | CAISO 1-in-10 | 24 | 0.82877 | 0.80199 | 0.82877 | 0.80199 | 0 | 60.2687
| Sublap | SCEW | Average Weekday | November | CAISO 1-in-2 | 1 | 0.73787 | 0.72086 | 0.73787 | 0.72086 | 0 | 58.6732
| Sublap | SCEW | Average Weekday | November | CAISO 1-in-2 | 2 | 0.64765 | 0.63996 | 0.64765 | 0.63996 | 0 | 57.9887
| Sublap | SCEW | Average Weekday | November | CAISO 1-in-2 | 3 | 0.58427 | 0.57598 | 0.58427 | 0.57598 | 0 | 57.3874
| Sublap | SCEW | Average Weekday | November | CAISO 1-in-2 | 4 | 0.54148 | 0.53307 | 0.54148 | 0.53307 | 0 | 56.804
| Sublap | SCEW | Average Weekday | November | CAISO 1-in-2 | 5 | 0.52066 | 0.51328 | 0.52066 | 0.51328 | 0 | 56.23
| Sublap | SCEW | Average Weekday | November | CAISO 1-in-2 | 6 | 0.52738 | 0.53091 | 0.52738 | 0.53091 | 0 | 55.8128
| Sublap | SCEW | Average Weekday | November | CAISO 1-in-2 | 7 | 0.57239 | 0.61059 | 0.57239 | 0.61059 | 0 | 55.7077
| Sublap | SCEW | Average Weekday | November | CAISO 1-in-2 | 8 | 0.59687 | 0.63027 | 0.59687 | 0.63027 | 0 | 55.8108
| Sublap | SCEW | Average Weekday | November | CAISO 1-in-2 | 9 | 0.53634 | 0.50223 | 0.53634 | 0.50223 | 0 | 56.9084
| Sublap | SCEW | Average Weekday | November | CAISO 1-in-2 | 10 | 0.44642 | 0.38863 | 0.44642 | 0.38863 | 0 | 59.3808
| Sublap | SCEW | Average Weekday | November | CAISO 1-in-2 | 11 | 0.36193 | 0.30529 | 0.36193 | 0.30529 | 0 | 62.633
| Sublap | SCEW | Average Weekday | November | CAISO 1-in-2 | 12 | 0.31199 | 0.24478 | 0.31199 | 0.24478 | 0 | 65.5159
| Sublap | SCEW | Average Weekday | November | CAISO 1-in-2 | 13 | 0.29643 | 0.20744 | 0.29643 | 0.20744 | 0 | 67.6022
| Sublap | SCEW | Average Weekday | November | CAISO 1-in-2 | 14 | 0.30415 | 0.21173 | 0.30415 | 0.21173 | 0 | 68.7601
| Sublap | SCEW | Average Weekday | November | CAISO 1-in-2 | 15 | 0.34655 | 0.25666 | 0.34655 | 0.25666 | 0 | 69.0906
| Sublap | SCEW | Average Weekday | November | CAISO 1-in-2 | 16 | 0.44154 | 0.35501 | 0.44154 | 0.35501 | 0 | 68.8066
| Sublap | SCEW | Average Weekday | November | CAISO 1-in-2 | 17 | 0.57451 | 0.49839 | 0.57451 | 0.49839 | 0 | 67.8014
| Sublap | SCEW | Average Weekday | November | CAISO 1-in-2 | 18 | 0.78538 | 0.70893 | 0.78538 | 0.70893 | 0 | 65.9393
| Sublap | SCEW | Average Weekday | November | CAISO 1-in-2 | 19 | 0.94055 | 0.86331 | 0.94055 | 0.86331 | 0 | 64.1277
| Sublap | SCEW | Average Weekday | November | CAISO 1-in-2 | 20 | 1.02 | 0.95045 | 1.02 | 0.95045 | 0 | 62.955
| Sublap | SCEW | Average Weekday | November | CAISO 1-in-2 | 21 | 1.0422 | 0.98226 | 1.0422 | 0.98226 | 0 | 61.9758
| Sublap | SCEW | Average Weekday | November | CAISO 1-in-2 | 22 | 0.99251 | 0.93831 | 0.99251 | 0.93831 | 0 | 61.0777
| Sublap | SCEW | Average Weekday | November | CAISO 1-in-2 | 23 | 0.94663 | 0.91182 | 0.94663 | 0.91182 | 0 | 60.2363
| Sublap | SCEW | Average Weekday | November | CAISO 1-in-2 | 24 | 0.82813 | 0.80135 | 0.82813 | 0.80135 | 0 | 59.4545
| Sublap | SCEW | Average Weekday | November | SCE 1-in-10 | 1 | 0.74153 | 0.72451 | 0.74153 | 0.72451 | 0 | 59.3908
| Sublap | SCEW | Average Weekday | November | SCE 1-in-10 | 2 | 0.64989 | 0.6422 | 0.64989 | 0.6422 | 0 | 58.478
| Sublap | SCEW | Average Weekday | November | SCE 1-in-10 | 3 | 0.58449 | 0.5762 | 0.58449 | 0.5762 | 0 | 57.6368
| Sublap | SCEW | Average Weekday | November | SCE 1-in-10 | 4 | 0.53998 | 0.53157 | 0.53998 | 0.53157 | 0 | 56.5602
| Sublap | SCEW | Average Weekday | November | SCE 1-in-10 | 5 | 0.51664 | 0.50926 | 0.51664 | 0.50926 | 0 | 55.8253
| Sublap | SCEW | Average Weekday | November | SCE 1-in-10 | 6 | 0.52035 | 0.52388 | 0.52035 | 0.52388 | 0 | 55.1475
| Sublap | SCEW | Average Weekday | November | SCE 1-in-10 | 7 | 0.56005 | 0.59825 | 0.56005 | 0.59825 | 0 | 54.8288
| Sublap | SCEW | Average Weekday | November | SCE 1-in-10 | 8 | 0.58264 | 0.61604 | 0.58264 | 0.61604 | 0 | 54.6993
| Sublap | SCEW | Average Weekday | November | SCE 1-in-10 | 9 | 0.52741 | 0.49329 | 0.52741 | 0.49329 | 0 | 56.1525
| Sublap | SCEW | Average Weekday | November | SCE 1-in-10 | 10 | 0.43958 | 0.38179 | 0.43958 | 0.38179 | 0 | 59.8412
| Sublap | SCEW | Average Weekday | November | SCE 1-in-10 | 11 | 0.35251 | 0.29586 | 0.35251 | 0.29586 | 0 | 64.1517
| Sublap | SCEW | Average Weekday | November | SCE 1-in-10 | 12 | 0.2827 | 0.21549 | 0.2827 | 0.21549 | 0 | 67.5025
| Sublap | SCEW | Average Weekday | November | SCE 1-in-10 | 13 | 0.26385 | 0.17487 | 0.26385 | 0.17487 | 0 | 69.8497
| Sublap | SCEW | Average Weekday | November | SCE 1-in-10 | 14 | 0.27248 | 0.18006 | 0.27248 | 0.18006 | 0 | 71.1503
| Sublap | SCEW | Average Weekday | November | SCE 1-in-10 | 15 | 0.31948 | 0.22959 | 0.31948 | 0.22959 | 0 | 71.5894
| Sublap | SCEW | Average Weekday | November | SCE 1-in-10 | 16 | 0.42043 | 0.33389 | 0.42043 | 0.33389 | 0 | 71.4321
| Sublap | SCEW | Average Weekday | November | SCE 1-in-10 | 17 | 0.55653 | 0.48041 | 0.55653 | 0.48041 | 0 | 70.5076
| Sublap | SCEW | Average Weekday | November | SCE 1-in-10 | 18 | 0.7643 | 0.68785 | 0.7643 | 0.68785 | 0 | 68.725
| Sublap | SCEW | Average Weekday | November | SCE 1-in-10 | 19 | 0.93047 | 0.85322 | 0.93047 | 0.85322 | 0 | 66.7687
| Sublap | SCEW | Average Weekday | November | SCE 1-in-10 | 20 | 1.0072 | 0.93766 | 1.0072 | 0.93766 | 0 | 65.1336
| Sublap | SCEW | Average Weekday | November | SCE 1-in-10 | 21 | 1.0355 | 0.97555 | 1.0355 | 0.97555 | 0 | 63.8839
| Sublap | SCEW | Average Weekday | November | SCE 1-in-10 | 22 | 0.99109 | 0.93689 | 0.99109 | 0.93689 | 0 | 62.5049
| Sublap | SCEW | Average Weekday | November | SCE 1-in-10 | 23 | 0.94626 | 0.91144 | 0.94626 | 0.91144 | 0 | 61.2966
| Sublap | SCEW | Average Weekday | November | SCE 1-in-10 | 24 | 0.82877 | 0.80199 | 0.82877 | 0.80199 | 0 | 60.2687
| Sublap | SCEW | Average Weekday | November | SCE 1-in-2 | 1 | 0.74257 | 0.72556 | 0.74257 | 0.72556 | 0 | 59.899
| Sublap | SCEW | Average Weekday | November | SCE 1-in-2 | 2 | 0.65053 | 0.64284 | 0.65053 | 0.64284 | 0 | 59.1651
| Sublap | SCEW | Average Weekday | November | SCE 1-in-2 | 3 | 0.58455 | 0.57626 | 0.58455 | 0.57626 | 0 | 58.5482
| Sublap | SCEW | Average Weekday | November | SCE 1-in-2 | 4 | 0.53955 | 0.53114 | 0.53955 | 0.53114 | 0 | 58.0168
| Sublap | SCEW | Average Weekday | November | SCE 1-in-2 | 5 | 0.51549 | 0.50811 | 0.51549 | 0.50811 | 0 | 57.5468
| Sublap | SCEW | Average Weekday | November | SCE 1-in-2 | 6 | 0.51834 | 0.52187 | 0.51834 | 0.52187 | 0 | 57.1107
| Sublap | SCEW | Average Weekday | November | SCE 1-in-2 | 7 | 0.55652 | 0.59472 | 0.55652 | 0.59472 | 0 | 57.002
| Sublap | SCEW | Average Weekday | November | SCE 1-in-2 | 8 | 0.57858 | 0.61197 | 0.57858 | 0.61197 | 0 | 57.2168
| Sublap | SCEW | Average Weekday | November | SCE 1-in-2 | 9 | 0.52485 | 0.49074 | 0.52485 | 0.49074 | 0 | 58.5919
| Sublap | SCEW | Average Weekday | November | SCE 1-in-2 | 10 | 0.43763 | 0.37984 | 0.43763 | 0.37984 | 0 | 61.447
| Sublap | SCEW | Average Weekday | November | SCE 1-in-2 | 11 | 0.34979 | 0.29314 | 0.34979 | 0.29314 | 0 | 64.5282
| Sublap | SCEW | Average Weekday | November | SCE 1-in-2 | 12 | 0.28587 | 0.21866 | 0.28587 | 0.21866 | 0 | 67.1286
| Sublap | SCEW | Average Weekday | November | SCE 1-in-2 | 13 | 0.27198 | 0.18299 | 0.27198 | 0.18299 | 0 | 69.0368
| Sublap | SCEW | Average Weekday | November | SCE 1-in-2 | 14 | 0.27661 | 0.18418 | 0.27661 | 0.18418 | 0 | 70.2475
| Sublap | SCEW | Average Weekday | November | SCE 1-in-2 | 15 | 0.31897 | 0.22908 | 0.31897 | 0.22908 | 0 | 70.7646
| Sublap | SCEW | Average Weekday | November | SCE 1-in-2 | 16 | 0.41679 | 0.33025 | 0.41679 | 0.33025 | 0 | 70.5446
| Sublap | SCEW | Average Weekday | November | SCE 1-in-2 | 17 | 0.55143 | 0.47531 | 0.55143 | 0.47531 | 0 | 69.4764
| Sublap | SCEW | Average Weekday | November | SCE 1-in-2 | 18 | 0.75858 | 0.68213 | 0.75858 | 0.68213 | 0 | 67.4611
| Sublap | SCEW | Average Weekday | November | SCE 1-in-2 | 19 | 0.91823 | 0.84099 | 0.91823 | 0.84099 | 0 | 65.5181
| Sublap | SCEW | Average Weekday | November | SCE 1-in-2 | 20 | 0.99649 | 0.92697 | 0.99649 | 0.92697 | 0 | 64.2984
| Sublap | SCEW | Average Weekday | November | SCE 1-in-2 | 21 | 1.0336 | 0.97363 | 1.0336 | 0.97363 | 0 | 63.1961
| Sublap | SCEW | Average Weekday | November | SCE 1-in-2 | 22 | 0.99068 | 0.93648 | 0.99068 | 0.93648 | 0 | 62.2408
| Sublap | SCEW | Average Weekday | November | SCE 1-in-2 | 23 | 0.94615 | 0.91134 | 0.94615 | 0.91134 | 0 | 61.3587
| Sublap | SCEW | Average Weekday | November | SCE 1-in-2 | 24 | 0.82895 | 0.80217 | 0.82895 | 0.80217 | 0 | 60.5899
| Sublap | SCEW | Average Weekday | October | CAISO 1-in-10 | 1 | 1.0292 | 1.0122 | 1.0292 | 1.0122 | 0 | 69.5571
| Sublap | SCEW | Average Weekday | October | CAISO 1-in-10 | 2 | 0.86952 | 0.86183 | 0.86952 | 0.86183 | 0 | 68.9245
| Sublap | SCEW | Average Weekday | October | CAISO 1-in-10 | 3 | 0.75475 | 0.74647 | 0.75475 | 0.74647 | 0 | 68.3385
| Sublap | SCEW | Average Weekday | October | CAISO 1-in-10 | 4 | 0.67027 | 0.66186 | 0.67027 | 0.66186 | 0 | 67.8343
| Sublap | SCEW | Average Weekday | October | CAISO 1-in-10 | 5 | 0.60874 | 0.60136 | 0.60874 | 0.60136 | 0 | 67.2103
| Sublap | SCEW | Average Weekday | October | CAISO 1-in-10 | 6 | 0.57907 | 0.58259 | 0.57907 | 0.58259 | 0 | 66.7373
| Sublap | SCEW | Average Weekday | October | CAISO 1-in-10 | 7 | 0.58253 | 0.62073 | 0.58253 | 0.62073 | 0 | 66.3375
| Sublap | SCEW | Average Weekday | October | CAISO 1-in-10 | 8 | 0.59089 | 0.62429 | 0.59089 | 0.62429 | 0 | 66.1572
| Sublap | SCEW | Average Weekday | October | CAISO 1-in-10 | 9 | 0.53588 | 0.50177 | 0.53588 | 0.50177 | 0 | 66.4371
| Sublap | SCEW | Average Weekday | October | CAISO 1-in-10 | 10 | 0.48819 | 0.4304 | 0.48819 | 0.4304 | 0 | 68.6949
| Sublap | SCEW | Average Weekday | October | CAISO 1-in-10 | 11 | 0.46788 | 0.41123 | 0.46788 | 0.41123 | 0 | 71.8321
| Sublap | SCEW | Average Weekday | October | CAISO 1-in-10 | 12 | 0.49787 | 0.43066 | 0.49787 | 0.43066 | 0 | 74.9327
| Sublap | SCEW | Average Weekday | October | CAISO 1-in-10 | 13 | 0.60457 | 0.51559 | 0.60457 | 0.51559 | 0 | 77.3832
| Sublap | SCEW | Average Weekday | October | CAISO 1-in-10 | 14 | 0.75016 | 0.65774 | 0.75016 | 0.65774 | 0 | 78.8838
| Sublap | SCEW | Average Weekday | October | CAISO 1-in-10 | 15 | 0.91817 | 0.82828 | 0.91817 | 0.82828 | 0 | 79.7128
| Sublap | SCEW | Average Weekday | October | CAISO 1-in-10 | 16 | 1.1296 | 1.043 | 1.1296 | 1.043 | 0 | 79.8071
| Sublap | SCEW | Average Weekday | October | CAISO 1-in-10 | 17 | 1.3315 | 1.2554 | 0.71681 | 0.54726 | 0.028429 | 79.4979
| Sublap | SCEW | Average Weekday | October | CAISO 1-in-10 | 18 | 1.5314 | 1.4549 | 1.1713 | 1.0386 | 0.066587 | 78.7484
| Sublap | SCEW | Average Weekday | October | CAISO 1-in-10 | 19 | 1.6253 | 1.548 | 1.4247 | 1.2672 | 0.047641 | 77.1225
| Sublap | SCEW | Average Weekday | October | CAISO 1-in-10 | 20 | 1.5852 | 1.5157 | 1.459 | 1.3109 | 0.02507 | 74.6828
| Sublap | SCEW | Average Weekday | October | CAISO 1-in-10 | 21 | 1.5631 | 1.5031 | 1.4569 | 1.3184 | 0.028956 | 73.012
| Sublap | SCEW | Average Weekday | October | CAISO 1-in-10 | 22 | 1.4732 | 1.419 | 1.7209 | 1.7073 | 0.031039 | 71.9978
| Sublap | SCEW | Average Weekday | October | CAISO 1-in-10 | 23 | 1.3697 | 1.3349 | 1.4359 | 1.402 | 0.019945 | 71.0719
| Sublap | SCEW | Average Weekday | October | CAISO 1-in-10 | 24 | 1.1738 | 1.147 | 1.2172 | 1.1887 | 0.017481 | 70.286
| Sublap | SCEW | Average Weekday | October | CAISO 1-in-2 | 1 | 0.79129 | 0.77427 | 0.79129 | 0.77427 | 0 | 64.583
| Sublap | SCEW | Average Weekday | October | CAISO 1-in-2 | 2 | 0.68261 | 0.67491 | 0.68261 | 0.67491 | 0 | 63.8938
| Sublap | SCEW | Average Weekday | October | CAISO 1-in-2 | 3 | 0.60797 | 0.59968 | 0.60797 | 0.59968 | 0 | 63.0713
| Sublap | SCEW | Average Weekday | October | CAISO 1-in-2 | 4 | 0.55624 | 0.54783 | 0.55624 | 0.54783 | 0 | 62.4668
| Sublap | SCEW | Average Weekday | October | CAISO 1-in-2 | 5 | 0.52462 | 0.51724 | 0.52462 | 0.51724 | 0 | 61.8622
| Sublap | SCEW | Average Weekday | October | CAISO 1-in-2 | 6 | 0.51788 | 0.52141 | 0.51788 | 0.52141 | 0 | 61.6311
| Sublap | SCEW | Average Weekday | October | CAISO 1-in-2 | 7 | 0.54115 | 0.57935 | 0.54115 | 0.57935 | 0 | 61.4334
| Sublap | SCEW | Average Weekday | October | CAISO 1-in-2 | 8 | 0.55621 | 0.58961 | 0.55621 | 0.58961 | 0 | 61.4053
| Sublap | SCEW | Average Weekday | October | CAISO 1-in-2 | 9 | 0.50464 | 0.47053 | 0.50464 | 0.47053 | 0 | 61.6063
| Sublap | SCEW | Average Weekday | October | CAISO 1-in-2 | 10 | 0.40592 | 0.34813 | 0.40592 | 0.34813 | 0 | 63.4375
| Sublap | SCEW | Average Weekday | October | CAISO 1-in-2 | 11 | 0.34196 | 0.28531 | 0.34196 | 0.28531 | 0 | 66.0021
| Sublap | SCEW | Average Weekday | October | CAISO 1-in-2 | 12 | 0.30263 | 0.23542 | 0.30263 | 0.23542 | 0 | 68.6905
| Sublap | SCEW | Average Weekday | October | CAISO 1-in-2 | 13 | 0.31117 | 0.22218 | 0.31117 | 0.22218 | 0 | 71.1701
| Sublap | SCEW | Average Weekday | October | CAISO 1-in-2 | 14 | 0.34601 | 0.25358 | 0.34601 | 0.25358 | 0 | 72.8476
| Sublap | SCEW | Average Weekday | October | CAISO 1-in-2 | 15 | 0.42365 | 0.33376 | 0.42365 | 0.33376 | 0 | 73.939
| Sublap | SCEW | Average Weekday | October | CAISO 1-in-2 | 16 | 0.56015 | 0.47361 | 0.56015 | 0.47361 | 0 | 74.4147
| Sublap | SCEW | Average Weekday | October | CAISO 1-in-2 | 17 | 0.72342 | 0.64731 | 0.36689 | 0.29077 | 0.039042 | 73.9239
| Sublap | SCEW | Average Weekday | October | CAISO 1-in-2 | 18 | 0.92864 | 0.85219 | 0.66647 | 0.56207 | 0.090283 | 72.8905
| Sublap | SCEW | Average Weekday | October | CAISO 1-in-2 | 19 | 1.083 | 1.0057 | 0.96077 | 0.80328 | 0.066601 | 71.3457
| Sublap | SCEW | Average Weekday | October | CAISO 1-in-2 | 20 | 1.1313 | 1.0618 | 1.0709 | 0.92284 | 0.038321 | 69.1764
| Sublap | SCEW | Average Weekday | October | CAISO 1-in-2 | 21 | 1.1528 | 1.0929 | 1.109 | 0.97049 | 0.041798 | 67.7901
| Sublap | SCEW | Average Weekday | October | CAISO 1-in-2 | 22 | 1.1001 | 1.0459 | 1.288 | 1.2744 | 0.048628 | 66.8781
| Sublap | SCEW | Average Weekday | October | CAISO 1-in-2 | 23 | 1.0488 | 1.014 | 1.057 | 1.0231 | 0.0041022 | 66.0338
| Sublap | SCEW | Average Weekday | October | CAISO 1-in-2 | 24 | 0.90987 | 0.88309 | 0.92137 | 0.89289 | 0.0057463 | 65.2104
| Sublap | SCEW | Average Weekday | October | SCE 1-in-10 | 1 | 1.0292 | 1.0122 | 1.0292 | 1.0122 | 0 | 69.5571
| Sublap | SCEW | Average Weekday | October | SCE 1-in-10 | 2 | 0.86952 | 0.86183 | 0.86952 | 0.86183 | 0 | 68.9245
| Sublap | SCEW | Average Weekday | October | SCE 1-in-10 | 3 | 0.75475 | 0.74647 | 0.75475 | 0.74647 | 0 | 68.3385
| Sublap | SCEW | Average Weekday | October | SCE 1-in-10 | 4 | 0.67027 | 0.66186 | 0.67027 | 0.66186 | 0 | 67.8343
| Sublap | SCEW | Average Weekday | October | SCE 1-in-10 | 5 | 0.60874 | 0.60136 | 0.60874 | 0.60136 | 0 | 67.2103
| Sublap | SCEW | Average Weekday | October | SCE 1-in-10 | 6 | 0.57907 | 0.58259 | 0.57907 | 0.58259 | 0 | 66.7373
| Sublap | SCEW | Average Weekday | October | SCE 1-in-10 | 7 | 0.58253 | 0.62073 | 0.58253 | 0.62073 | 0 | 66.3375
| Sublap | SCEW | Average Weekday | October | SCE 1-in-10 | 8 | 0.59089 | 0.62429 | 0.59089 | 0.62429 | 0 | 66.1572
| Sublap | SCEW | Average Weekday | October | SCE 1-in-10 | 9 | 0.53588 | 0.50177 | 0.53588 | 0.50177 | 0 | 66.4371
| Sublap | SCEW | Average Weekday | October | SCE 1-in-10 | 10 | 0.48819 | 0.4304 | 0.48819 | 0.4304 | 0 | 68.6949
| Sublap | SCEW | Average Weekday | October | SCE 1-in-10 | 11 | 0.46788 | 0.41123 | 0.46788 | 0.41123 | 0 | 71.8321
| Sublap | SCEW | Average Weekday | October | SCE 1-in-10 | 12 | 0.49787 | 0.43066 | 0.49787 | 0.43066 | 0 | 74.9327
| Sublap | SCEW | Average Weekday | October | SCE 1-in-10 | 13 | 0.60457 | 0.51559 | 0.60457 | 0.51559 | 0 | 77.3832
| Sublap | SCEW | Average Weekday | October | SCE 1-in-10 | 14 | 0.75016 | 0.65774 | 0.75016 | 0.65774 | 0 | 78.8838
| Sublap | SCEW | Average Weekday | October | SCE 1-in-10 | 15 | 0.91817 | 0.82828 | 0.91817 | 0.82828 | 0 | 79.7128
| Sublap | SCEW | Average Weekday | October | SCE 1-in-10 | 16 | 1.1296 | 1.043 | 1.1296 | 1.043 | 0 | 79.8071
| Sublap | SCEW | Average Weekday | October | SCE 1-in-10 | 17 | 1.3315 | 1.2554 | 0.71681 | 0.54726 | 0.028429 | 79.4979
| Sublap | SCEW | Average Weekday | October | SCE 1-in-10 | 18 | 1.5314 | 1.4549 | 1.1713 | 1.0386 | 0.066587 | 78.7484
| Sublap | SCEW | Average Weekday | October | SCE 1-in-10 | 19 | 1.6253 | 1.548 | 1.4247 | 1.2672 | 0.047641 | 77.1225
| Sublap | SCEW | Average Weekday | October | SCE 1-in-10 | 20 | 1.5852 | 1.5157 | 1.459 | 1.3109 | 0.02507 | 74.6828
| Sublap | SCEW | Average Weekday | October | SCE 1-in-10 | 21 | 1.5631 | 1.5031 | 1.4569 | 1.3184 | 0.028956 | 73.012
| Sublap | SCEW | Average Weekday | October | SCE 1-in-10 | 22 | 1.4732 | 1.419 | 1.7209 | 1.7073 | 0.031039 | 71.9978
| Sublap | SCEW | Average Weekday | October | SCE 1-in-10 | 23 | 1.3697 | 1.3349 | 1.4359 | 1.402 | 0.019945 | 71.0719
| Sublap | SCEW | Average Weekday | October | SCE 1-in-10 | 24 | 1.1738 | 1.147 | 1.2172 | 1.1887 | 0.017481 | 70.286
| Sublap | SCEW | Average Weekday | October | SCE 1-in-2 | 1 | 0.79129 | 0.77427 | 0.79129 | 0.77427 | 0 | 64.583
| Sublap | SCEW | Average Weekday | October | SCE 1-in-2 | 2 | 0.68261 | 0.67491 | 0.68261 | 0.67491 | 0 | 63.8938
| Sublap | SCEW | Average Weekday | October | SCE 1-in-2 | 3 | 0.60797 | 0.59968 | 0.60797 | 0.59968 | 0 | 63.0713
| Sublap | SCEW | Average Weekday | October | SCE 1-in-2 | 4 | 0.55624 | 0.54783 | 0.55624 | 0.54783 | 0 | 62.4668
| Sublap | SCEW | Average Weekday | October | SCE 1-in-2 | 5 | 0.52462 | 0.51724 | 0.52462 | 0.51724 | 0 | 61.8622
| Sublap | SCEW | Average Weekday | October | SCE 1-in-2 | 6 | 0.51788 | 0.52141 | 0.51788 | 0.52141 | 0 | 61.6311
| Sublap | SCEW | Average Weekday | October | SCE 1-in-2 | 7 | 0.54115 | 0.57935 | 0.54115 | 0.57935 | 0 | 61.4334
| Sublap | SCEW | Average Weekday | October | SCE 1-in-2 | 8 | 0.55621 | 0.58961 | 0.55621 | 0.58961 | 0 | 61.4053
| Sublap | SCEW | Average Weekday | October | SCE 1-in-2 | 9 | 0.50464 | 0.47053 | 0.50464 | 0.47053 | 0 | 61.6063
| Sublap | SCEW | Average Weekday | October | SCE 1-in-2 | 10 | 0.40592 | 0.34813 | 0.40592 | 0.34813 | 0 | 63.4375
| Sublap | SCEW | Average Weekday | October | SCE 1-in-2 | 11 | 0.34196 | 0.28531 | 0.34196 | 0.28531 | 0 | 66.0021
| Sublap | SCEW | Average Weekday | October | SCE 1-in-2 | 12 | 0.30263 | 0.23542 | 0.30263 | 0.23542 | 0 | 68.6905
| Sublap | SCEW | Average Weekday | October | SCE 1-in-2 | 13 | 0.31117 | 0.22218 | 0.31117 | 0.22218 | 0 | 71.1701
| Sublap | SCEW | Average Weekday | October | SCE 1-in-2 | 14 | 0.34601 | 0.25358 | 0.34601 | 0.25358 | 0 | 72.8476
| Sublap | SCEW | Average Weekday | October | SCE 1-in-2 | 15 | 0.42365 | 0.33376 | 0.42365 | 0.33376 | 0 | 73.939
| Sublap | SCEW | Average Weekday | October | SCE 1-in-2 | 16 | 0.56015 | 0.47361 | 0.56015 | 0.47361 | 0 | 74.4147
| Sublap | SCEW | Average Weekday | October | SCE 1-in-2 | 17 | 0.72342 | 0.64731 | 0.36689 | 0.29077 | 0.039042 | 73.9239
| Sublap | SCEW | Average Weekday | October | SCE 1-in-2 | 18 | 0.92864 | 0.85219 | 0.66647 | 0.56207 | 0.090283 | 72.8905
| Sublap | SCEW | Average Weekday | October | SCE 1-in-2 | 19 | 1.083 | 1.0057 | 0.96077 | 0.80328 | 0.066601 | 71.3457
| Sublap | SCEW | Average Weekday | October | SCE 1-in-2 | 20 | 1.1313 | 1.0618 | 1.0709 | 0.92284 | 0.038321 | 69.1764
| Sublap | SCEW | Average Weekday | October | SCE 1-in-2 | 21 | 1.1528 | 1.0929 | 1.109 | 0.97049 | 0.041798 | 67.7901
| Sublap | SCEW | Average Weekday | October | SCE 1-in-2 | 22 | 1.1001 | 1.0459 | 1.288 | 1.2744 | 0.048628 | 66.8781
| Sublap | SCEW | Average Weekday | October | SCE 1-in-2 | 23 | 1.0488 | 1.014 | 1.057 | 1.0231 | 0.0041022 | 66.0338
| Sublap | SCEW | Average Weekday | October | SCE 1-in-2 | 24 | 0.90987 | 0.88309 | 0.92137 | 0.89289 | 0.0057463 | 65.2104
| Sublap | SCEW | Average Weekday | September | CAISO 1-in-10 | 1 | 1.1358 | 1.1188 | 1.1358 | 1.1188 | 0 | 71.8141
| Sublap | SCEW | Average Weekday | September | CAISO 1-in-10 | 2 | 0.95688 | 0.94918 | 0.95688 | 0.94918 | 0 | 71.1717
| Sublap | SCEW | Average Weekday | September | CAISO 1-in-10 | 3 | 0.83004 | 0.82175 | 0.83004 | 0.82175 | 0 | 70.6075
| Sublap | SCEW | Average Weekday | September | CAISO 1-in-10 | 4 | 0.73728 | 0.72887 | 0.73728 | 0.72887 | 0 | 70.127
| Sublap | SCEW | Average Weekday | September | CAISO 1-in-10 | 5 | 0.67463 | 0.66725 | 0.67463 | 0.66725 | 0 | 69.7357
| Sublap | SCEW | Average Weekday | September | CAISO 1-in-10 | 6 | 0.63952 | 0.64305 | 0.63952 | 0.64305 | 0 | 69.3862
| Sublap | SCEW | Average Weekday | September | CAISO 1-in-10 | 7 | 0.64069 | 0.67889 | 0.64069 | 0.67889 | 0 | 69.1201
| Sublap | SCEW | Average Weekday | September | CAISO 1-in-10 | 8 | 0.66111 | 0.69451 | 0.66111 | 0.69451 | 0 | 69.0833
| Sublap | SCEW | Average Weekday | September | CAISO 1-in-10 | 9 | 0.6508 | 0.61669 | 0.6508 | 0.61669 | 0 | 70.2182
| Sublap | SCEW | Average Weekday | September | CAISO 1-in-10 | 10 | 0.61132 | 0.55352 | 0.61132 | 0.55352 | 0 | 72.6493
| Sublap | SCEW | Average Weekday | September | CAISO 1-in-10 | 11 | 0.60161 | 0.54496 | 0.60161 | 0.54496 | 0 | 75.526
| Sublap | SCEW | Average Weekday | September | CAISO 1-in-10 | 12 | 0.68577 | 0.61856 | 0.68577 | 0.61856 | 0 | 78.3471
| Sublap | SCEW | Average Weekday | September | CAISO 1-in-10 | 13 | 0.85465 | 0.76566 | 0.85465 | 0.76566 | 0 | 80.2864
| Sublap | SCEW | Average Weekday | September | CAISO 1-in-10 | 14 | 1.0444 | 0.952 | 1.0444 | 0.952 | 0 | 81.3834
| Sublap | SCEW | Average Weekday | September | CAISO 1-in-10 | 15 | 1.235 | 1.1451 | 1.235 | 1.1451 | 0 | 82.0958
| Sublap | SCEW | Average Weekday | September | CAISO 1-in-10 | 16 | 1.4574 | 1.3708 | 1.4574 | 1.3708 | 0 | 82.2174
| Sublap | SCEW | Average Weekday | September | CAISO 1-in-10 | 17 | 1.6534 | 1.5773 | 0.98225 | 0.8127 | 0.025342 | 82.0871
| Sublap | SCEW | Average Weekday | September | CAISO 1-in-10 | 18 | 1.8407 | 1.7643 | 1.4377 | 1.305 | 0.057157 | 81.3184
| Sublap | SCEW | Average Weekday | September | CAISO 1-in-10 | 19 | 1.9121 | 1.8348 | 1.6752 | 1.5177 | 0.039371 | 79.7978
| Sublap | SCEW | Average Weekday | September | CAISO 1-in-10 | 20 | 1.8429 | 1.7734 | 1.6829 | 1.5348 | 0.019035 | 77.5133
| Sublap | SCEW | Average Weekday | September | CAISO 1-in-10 | 21 | 1.7986 | 1.7386 | 1.6677 | 1.5292 | 0.024181 | 75.077
| Sublap | SCEW | Average Weekday | September | CAISO 1-in-10 | 22 | 1.7 | 1.6458 | 1.9693 | 1.9557 | 0.026275 | 73.8394
| Sublap | SCEW | Average Weekday | September | CAISO 1-in-10 | 23 | 1.5614 | 1.5266 | 1.6494 | 1.6155 | 0.017171 | 72.956
| Sublap | SCEW | Average Weekday | September | CAISO 1-in-10 | 24 | 1.3236 | 1.2968 | 1.3792 | 1.3507 | 0.015303 | 72.2193
| Sublap | SCEW | Average Weekday | September | CAISO 1-in-2 | 1 | 0.95724 | 0.94023 | 0.95724 | 0.94023 | 0 | 67.8931
| Sublap | SCEW | Average Weekday | September | CAISO 1-in-2 | 2 | 0.81107 | 0.80338 | 0.81107 | 0.80338 | 0 | 67.4116
| Sublap | SCEW | Average Weekday | September | CAISO 1-in-2 | 3 | 0.70851 | 0.70022 | 0.70851 | 0.70022 | 0 | 67.0011
| Sublap | SCEW | Average Weekday | September | CAISO 1-in-2 | 4 | 0.63528 | 0.62687 | 0.63528 | 0.62687 | 0 | 66.699
| Sublap | SCEW | Average Weekday | September | CAISO 1-in-2 | 5 | 0.58743 | 0.58005 | 0.58743 | 0.58005 | 0 | 66.45
| Sublap | SCEW | Average Weekday | September | CAISO 1-in-2 | 6 | 0.56492 | 0.56845 | 0.56492 | 0.56845 | 0 | 66.2125
| Sublap | SCEW | Average Weekday | September | CAISO 1-in-2 | 7 | 0.57546 | 0.61366 | 0.57546 | 0.61366 | 0 | 66.0815
| Sublap | SCEW | Average Weekday | September | CAISO 1-in-2 | 8 | 0.59018 | 0.62358 | 0.59018 | 0.62358 | 0 | 66.1378
| Sublap | SCEW | Average Weekday | September | CAISO 1-in-2 | 9 | 0.55014 | 0.51602 | 0.55014 | 0.51602 | 0 | 66.6908
| Sublap | SCEW | Average Weekday | September | CAISO 1-in-2 | 10 | 0.47012 | 0.41233 | 0.47012 | 0.41233 | 0 | 68.328
| Sublap | SCEW | Average Weekday | September | CAISO 1-in-2 | 11 | 0.40704 | 0.35039 | 0.40704 | 0.35039 | 0 | 70.6731
| Sublap | SCEW | Average Weekday | September | CAISO 1-in-2 | 12 | 0.41365 | 0.34644 | 0.41365 | 0.34644 | 0 | 73.4008
| Sublap | SCEW | Average Weekday | September | CAISO 1-in-2 | 13 | 0.49496 | 0.40598 | 0.49496 | 0.40598 | 0 | 75.729
| Sublap | SCEW | Average Weekday | September | CAISO 1-in-2 | 14 | 0.61785 | 0.52543 | 0.61785 | 0.52543 | 0 | 77.2485
| Sublap | SCEW | Average Weekday | September | CAISO 1-in-2 | 15 | 0.77197 | 0.68208 | 0.77197 | 0.68208 | 0 | 77.9001
| Sublap | SCEW | Average Weekday | September | CAISO 1-in-2 | 16 | 0.97297 | 0.88643 | 0.97297 | 0.88643 | 0 | 78.0247
| Sublap | SCEW | Average Weekday | September | CAISO 1-in-2 | 17 | 1.174 | 1.0979 | 0.59714 | 0.42759 | 0.031274 | 77.7674
| Sublap | SCEW | Average Weekday | September | CAISO 1-in-2 | 18 | 1.3791 | 1.3027 | 1.0506 | 0.91794 | 0.07398 | 76.8577
| Sublap | SCEW | Average Weekday | September | CAISO 1-in-2 | 19 | 1.4827 | 1.4055 | 1.3063 | 1.1488 | 0.053367 | 75.3421
| Sublap | SCEW | Average Weekday | September | CAISO 1-in-2 | 20 | 1.4596 | 1.3901 | 1.3516 | 1.2036 | 0.028602 | 73.1613
| Sublap | SCEW | Average Weekday | September | CAISO 1-in-2 | 21 | 1.4457 | 1.3857 | 1.3636 | 1.2251 | 0.033835 | 70.9904
| Sublap | SCEW | Average Weekday | September | CAISO 1-in-2 | 22 | 1.3743 | 1.3201 | 1.5979 | 1.5844 | 0.037611 | 69.9342
| Sublap | SCEW | Average Weekday | September | CAISO 1-in-2 | 23 | 1.2843 | 1.2495 | 1.3293 | 1.2954 | 0.023775 | 69.222
| Sublap | SCEW | Average Weekday | September | CAISO 1-in-2 | 24 | 1.0997 | 1.073 | 1.132 | 1.1035 | 0.020568 | 68.5082
| Sublap | SCEW | Average Weekday | September | SCE 1-in-10 | 1 | 1.1358 | 1.1188 | 1.1358 | 1.1188 | 0 | 71.8141
| Sublap | SCEW | Average Weekday | September | SCE 1-in-10 | 2 | 0.95688 | 0.94918 | 0.95688 | 0.94918 | 0 | 71.1717
| Sublap | SCEW | Average Weekday | September | SCE 1-in-10 | 3 | 0.83004 | 0.82175 | 0.83004 | 0.82175 | 0 | 70.6075
| Sublap | SCEW | Average Weekday | September | SCE 1-in-10 | 4 | 0.73728 | 0.72887 | 0.73728 | 0.72887 | 0 | 70.127
| Sublap | SCEW | Average Weekday | September | SCE 1-in-10 | 5 | 0.67463 | 0.66725 | 0.67463 | 0.66725 | 0 | 69.7357
| Sublap | SCEW | Average Weekday | September | SCE 1-in-10 | 6 | 0.63952 | 0.64305 | 0.63952 | 0.64305 | 0 | 69.3862
| Sublap | SCEW | Average Weekday | September | SCE 1-in-10 | 7 | 0.64069 | 0.67889 | 0.64069 | 0.67889 | 0 | 69.1201
| Sublap | SCEW | Average Weekday | September | SCE 1-in-10 | 8 | 0.66111 | 0.69451 | 0.66111 | 0.69451 | 0 | 69.0833
| Sublap | SCEW | Average Weekday | September | SCE 1-in-10 | 9 | 0.6508 | 0.61669 | 0.6508 | 0.61669 | 0 | 70.2182
| Sublap | SCEW | Average Weekday | September | SCE 1-in-10 | 10 | 0.61132 | 0.55352 | 0.61132 | 0.55352 | 0 | 72.6493
| Sublap | SCEW | Average Weekday | September | SCE 1-in-10 | 11 | 0.60161 | 0.54496 | 0.60161 | 0.54496 | 0 | 75.526
| Sublap | SCEW | Average Weekday | September | SCE 1-in-10 | 12 | 0.68577 | 0.61856 | 0.68577 | 0.61856 | 0 | 78.3471
| Sublap | SCEW | Average Weekday | September | SCE 1-in-10 | 13 | 0.85465 | 0.76566 | 0.85465 | 0.76566 | 0 | 80.2864
| Sublap | SCEW | Average Weekday | September | SCE 1-in-10 | 14 | 1.0444 | 0.952 | 1.0444 | 0.952 | 0 | 81.3834
| Sublap | SCEW | Average Weekday | September | SCE 1-in-10 | 15 | 1.235 | 1.1451 | 1.235 | 1.1451 | 0 | 82.0958
| Sublap | SCEW | Average Weekday | September | SCE 1-in-10 | 16 | 1.4574 | 1.3708 | 1.4574 | 1.3708 | 0 | 82.2174
| Sublap | SCEW | Average Weekday | September | SCE 1-in-10 | 17 | 1.6534 | 1.5773 | 0.98225 | 0.8127 | 0.025342 | 82.0871
| Sublap | SCEW | Average Weekday | September | SCE 1-in-10 | 18 | 1.8407 | 1.7643 | 1.4377 | 1.305 | 0.057157 | 81.3184
| Sublap | SCEW | Average Weekday | September | SCE 1-in-10 | 19 | 1.9121 | 1.8348 | 1.6752 | 1.5177 | 0.039371 | 79.7978
| Sublap | SCEW | Average Weekday | September | SCE 1-in-10 | 20 | 1.8429 | 1.7734 | 1.6829 | 1.5348 | 0.019035 | 77.5133
| Sublap | SCEW | Average Weekday | September | SCE 1-in-10 | 21 | 1.7986 | 1.7386 | 1.6677 | 1.5292 | 0.024181 | 75.077
| Sublap | SCEW | Average Weekday | September | SCE 1-in-10 | 22 | 1.7 | 1.6458 | 1.9693 | 1.9557 | 0.026275 | 73.8394
| Sublap | SCEW | Average Weekday | September | SCE 1-in-10 | 23 | 1.5614 | 1.5266 | 1.6494 | 1.6155 | 0.017171 | 72.956
| Sublap | SCEW | Average Weekday | September | SCE 1-in-10 | 24 | 1.3236 | 1.2968 | 1.3792 | 1.3507 | 0.015303 | 72.2193
| Sublap | SCEW | Average Weekday | September | SCE 1-in-2 | 1 | 0.97191 | 0.95489 | 0.97191 | 0.95489 | 0 | 68.3159
| Sublap | SCEW | Average Weekday | September | SCE 1-in-2 | 2 | 0.82329 | 0.81559 | 0.82329 | 0.81559 | 0 | 67.7582
| Sublap | SCEW | Average Weekday | September | SCE 1-in-2 | 3 | 0.7182 | 0.70992 | 0.7182 | 0.70992 | 0 | 67.2858
| Sublap | SCEW | Average Weekday | September | SCE 1-in-2 | 4 | 0.6398 | 0.63139 | 0.6398 | 0.63139 | 0 | 66.8406
| Sublap | SCEW | Average Weekday | September | SCE 1-in-2 | 5 | 0.58912 | 0.58174 | 0.58912 | 0.58174 | 0 | 66.5019
| Sublap | SCEW | Average Weekday | September | SCE 1-in-2 | 6 | 0.56518 | 0.56871 | 0.56518 | 0.56871 | 0 | 66.2249
| Sublap | SCEW | Average Weekday | September | SCE 1-in-2 | 7 | 0.57553 | 0.61373 | 0.57553 | 0.61373 | 0 | 66.0639
| Sublap | SCEW | Average Weekday | September | SCE 1-in-2 | 8 | 0.58876 | 0.62216 | 0.58876 | 0.62216 | 0 | 66.0625
| Sublap | SCEW | Average Weekday | September | SCE 1-in-2 | 9 | 0.55062 | 0.51651 | 0.55062 | 0.51651 | 0 | 66.7095
| Sublap | SCEW | Average Weekday | September | SCE 1-in-2 | 10 | 0.47309 | 0.4153 | 0.47309 | 0.4153 | 0 | 68.4578
| Sublap | SCEW | Average Weekday | September | SCE 1-in-2 | 11 | 0.40674 | 0.3501 | 0.40674 | 0.3501 | 0 | 70.96
| Sublap | SCEW | Average Weekday | September | SCE 1-in-2 | 12 | 0.41374 | 0.34653 | 0.41374 | 0.34653 | 0 | 73.5633
| Sublap | SCEW | Average Weekday | September | SCE 1-in-2 | 13 | 0.49827 | 0.40928 | 0.49827 | 0.40928 | 0 | 75.7027
| Sublap | SCEW | Average Weekday | September | SCE 1-in-2 | 14 | 0.62344 | 0.53102 | 0.62344 | 0.53102 | 0 | 77.0459
| Sublap | SCEW | Average Weekday | September | SCE 1-in-2 | 15 | 0.77793 | 0.68804 | 0.77793 | 0.68804 | 0 | 77.6237
| Sublap | SCEW | Average Weekday | September | SCE 1-in-2 | 16 | 0.97872 | 0.89218 | 0.97872 | 0.89218 | 0 | 77.7294
| Sublap | SCEW | Average Weekday | September | SCE 1-in-2 | 17 | 1.1798 | 1.1037 | 0.60974 | 0.44019 | 0.031842 | 77.4537
| Sublap | SCEW | Average Weekday | September | SCE 1-in-2 | 18 | 1.3849 | 1.3085 | 1.0602 | 0.92751 | 0.074881 | 76.6323
| Sublap | SCEW | Average Weekday | September | SCE 1-in-2 | 19 | 1.4873 | 1.4101 | 1.3114 | 1.154 | 0.053486 | 75.3054
| Sublap | SCEW | Average Weekday | September | SCE 1-in-2 | 20 | 1.4633 | 1.3938 | 1.3553 | 1.2072 | 0.0286 | 73.1624
| Sublap | SCEW | Average Weekday | September | SCE 1-in-2 | 21 | 1.4496 | 1.3896 | 1.3665 | 1.228 | 0.033635 | 71.0722
| Sublap | SCEW | Average Weekday | September | SCE 1-in-2 | 22 | 1.3767 | 1.3225 | 1.6023 | 1.5888 | 0.03701 | 70.1117
| Sublap | SCEW | Average Weekday | September | SCE 1-in-2 | 23 | 1.2855 | 1.2507 | 1.3338 | 1.2999 | 0.023113 | 69.5165
| Sublap | SCEW | Average Weekday | September | SCE 1-in-2 | 24 | 1.1028 | 1.076 | 1.137 | 1.1085 | 0.019986 | 68.8121
| Sublap | SCEW | Monthly System Peak Day | April | CAISO 1-in-10 | 1 | 1.2976 | 1.2805 | 1.2976 | 1.2805 | 0 | 74.546
| Sublap | SCEW | Monthly System Peak Day | April | CAISO 1-in-10 | 2 | 1.0102 | 1.0025 | 1.0102 | 1.0025 | 0 | 71.9476
| Sublap | SCEW | Monthly System Peak Day | April | CAISO 1-in-10 | 3 | 0.80089 | 0.7926 | 0.80089 | 0.7926 | 0 | 69.5616
| Sublap | SCEW | Monthly System Peak Day | April | CAISO 1-in-10 | 4 | 0.68104 | 0.67263 | 0.68104 | 0.67263 | 0 | 68.1495
| Sublap | SCEW | Monthly System Peak Day | April | CAISO 1-in-10 | 5 | 0.61248 | 0.6051 | 0.61248 | 0.6051 | 0 | 67.3827
| Sublap | SCEW | Monthly System Peak Day | April | CAISO 1-in-10 | 6 | 0.63732 | 0.64085 | 0.63732 | 0.64085 | 0 | 69.2066
| Sublap | SCEW | Monthly System Peak Day | April | CAISO 1-in-10 | 7 | 0.67651 | 0.71471 | 0.67651 | 0.71471 | 0 | 70.9346
| Sublap | SCEW | Monthly System Peak Day | April | CAISO 1-in-10 | 8 | 0.71242 | 0.74581 | 0.71242 | 0.74581 | 0 | 71.4514
| Sublap | SCEW | Monthly System Peak Day | April | CAISO 1-in-10 | 9 | 0.7388 | 0.70468 | 0.7388 | 0.70468 | 0 | 73.624
| Sublap | SCEW | Monthly System Peak Day | April | CAISO 1-in-10 | 10 | 0.77119 | 0.7134 | 0.77119 | 0.7134 | 0 | 76.9783
| Sublap | SCEW | Monthly System Peak Day | April | CAISO 1-in-10 | 11 | 0.90089 | 0.84424 | 0.90089 | 0.84424 | 0 | 80.6293
| Sublap | SCEW | Monthly System Peak Day | April | CAISO 1-in-10 | 12 | 1.1007 | 1.0335 | 1.1007 | 1.0335 | 0 | 84.6796
| Sublap | SCEW | Monthly System Peak Day | April | CAISO 1-in-10 | 13 | 1.3806 | 1.2916 | 1.3806 | 1.2916 | 0 | 87.4098
| Sublap | SCEW | Monthly System Peak Day | April | CAISO 1-in-10 | 14 | 1.6569 | 1.5645 | 1.6569 | 1.5645 | 0 | 89.1969
| Sublap | SCEW | Monthly System Peak Day | April | CAISO 1-in-10 | 15 | 1.9024 | 1.8126 | 1.9024 | 1.8126 | 0 | 90.453
| Sublap | SCEW | Monthly System Peak Day | April | CAISO 1-in-10 | 16 | 2.1595 | 2.073 | 2.1595 | 2.073 | 0 | 91.3302
| Sublap | SCEW | Monthly System Peak Day | April | CAISO 1-in-10 | 17 | 2.3499 | 2.2738 | 1.4653 | 1.2958 | 0.031137 | 91.8699
| Sublap | SCEW | Monthly System Peak Day | April | CAISO 1-in-10 | 18 | 2.5098 | 2.4333 | 1.9252 | 1.7925 | 0.038191 | 92.1802
| Sublap | SCEW | Monthly System Peak Day | April | CAISO 1-in-10 | 19 | 2.5638 | 2.4866 | 2.1678 | 2.0103 | 0.022674 | 91.531
| Sublap | SCEW | Monthly System Peak Day | April | CAISO 1-in-10 | 20 | 2.465 | 2.3955 | 2.1589 | 2.0108 | 0.022447 | 89.7363
| Sublap | SCEW | Monthly System Peak Day | April | CAISO 1-in-10 | 21 | 2.3407 | 2.2807 | 2.0675 | 1.929 | 0.016993 | 86.9786
| Sublap | SCEW | Monthly System Peak Day | April | CAISO 1-in-10 | 22 | 2.1329 | 2.0787 | 2.5285 | 2.5149 | 0.039398 | 84.6507
| Sublap | SCEW | Monthly System Peak Day | April | CAISO 1-in-10 | 23 | 1.9386 | 1.9038 | 2.1331 | 2.0991 | 0.027898 | 82.1982
| Sublap | SCEW | Monthly System Peak Day | April | CAISO 1-in-10 | 24 | 1.6545 | 1.6277 | 1.7549 | 1.7265 | 0.021904 | 79.3618
| Sublap | SCEW | Monthly System Peak Day | April | CAISO 1-in-2 | 1 | 0.7847 | 0.76768 | 0.7847 | 0.76768 | 0 | 61.9835
| Sublap | SCEW | Monthly System Peak Day | April | CAISO 1-in-2 | 2 | 0.67971 | 0.67202 | 0.67971 | 0.67202 | 0 | 61.2304
| Sublap | SCEW | Monthly System Peak Day | April | CAISO 1-in-2 | 3 | 0.60577 | 0.59748 | 0.60577 | 0.59748 | 0 | 60.5716
| Sublap | SCEW | Monthly System Peak Day | April | CAISO 1-in-2 | 4 | 0.55459 | 0.54618 | 0.55459 | 0.54618 | 0 | 60.2145
| Sublap | SCEW | Monthly System Peak Day | April | CAISO 1-in-2 | 5 | 0.52355 | 0.51617 | 0.52355 | 0.51617 | 0 | 59.3592
| Sublap | SCEW | Monthly System Peak Day | April | CAISO 1-in-2 | 6 | 0.51755 | 0.52108 | 0.51755 | 0.52108 | 0 | 58.7834
| Sublap | SCEW | Monthly System Peak Day | April | CAISO 1-in-2 | 7 | 0.54195 | 0.58015 | 0.54195 | 0.58015 | 0 | 58.6489
| Sublap | SCEW | Monthly System Peak Day | April | CAISO 1-in-2 | 8 | 0.55756 | 0.59096 | 0.55756 | 0.59096 | 0 | 58.539
| Sublap | SCEW | Monthly System Peak Day | April | CAISO 1-in-2 | 9 | 0.50606 | 0.47195 | 0.50606 | 0.47195 | 0 | 59.6078
| Sublap | SCEW | Monthly System Peak Day | April | CAISO 1-in-2 | 10 | 0.40858 | 0.35079 | 0.40858 | 0.35079 | 0 | 62.4027
| Sublap | SCEW | Monthly System Peak Day | April | CAISO 1-in-2 | 11 | 0.34123 | 0.28458 | 0.34123 | 0.28458 | 0 | 65.963
| Sublap | SCEW | Monthly System Peak Day | April | CAISO 1-in-2 | 12 | 0.28574 | 0.21853 | 0.28574 | 0.21853 | 0 | 69.7497
| Sublap | SCEW | Monthly System Peak Day | April | CAISO 1-in-2 | 13 | 0.27953 | 0.19055 | 0.27953 | 0.19055 | 0 | 73.2545
| Sublap | SCEW | Monthly System Peak Day | April | CAISO 1-in-2 | 14 | 0.31069 | 0.21827 | 0.31069 | 0.21827 | 0 | 75.9902
| Sublap | SCEW | Monthly System Peak Day | April | CAISO 1-in-2 | 15 | 0.39519 | 0.3053 | 0.39519 | 0.3053 | 0 | 77.4306
| Sublap | SCEW | Monthly System Peak Day | April | CAISO 1-in-2 | 16 | 0.54201 | 0.45547 | 0.54201 | 0.45547 | 0 | 76.7971
| Sublap | SCEW | Monthly System Peak Day | April | CAISO 1-in-2 | 17 | 0.70658 | 0.63046 | 0.40879 | 0.33267 | 0.035456 | 75.6023
| Sublap | SCEW | Monthly System Peak Day | April | CAISO 1-in-2 | 18 | 0.91149 | 0.83504 | 0.65959 | 0.58314 | 0.081477 | 75.0069
| Sublap | SCEW | Monthly System Peak Day | April | CAISO 1-in-2 | 19 | 1.0881 | 1.0108 | 0.91915 | 0.76165 | 0.055161 | 74.7921
| Sublap | SCEW | Monthly System Peak Day | April | CAISO 1-in-2 | 20 | 1.1652 | 1.0956 | 1.058 | 0.90994 | 0.028771 | 73.09
| Sublap | SCEW | Monthly System Peak Day | April | CAISO 1-in-2 | 21 | 1.15 | 1.0901 | 1.088 | 0.94948 | 0.037967 | 69.3187
| Sublap | SCEW | Monthly System Peak Day | April | CAISO 1-in-2 | 22 | 1.101 | 1.0468 | 1.2678 | 1.2543 | 0.055516 | 65.0775
| Sublap | SCEW | Monthly System Peak Day | April | CAISO 1-in-2 | 23 | 1.0461 | 1.0113 | 1.0461 | 1.0113 | 0 | 62.9472
| Sublap | SCEW | Monthly System Peak Day | April | CAISO 1-in-2 | 24 | 0.90136 | 0.87458 | 0.90136 | 0.87458 | 0 | 61.8773
| Sublap | SCEW | Monthly System Peak Day | April | SCE 1-in-10 | 1 | 1.0843 | 1.0673 | 1.0843 | 1.0673 | 0 | 70.8976
| Sublap | SCEW | Monthly System Peak Day | April | SCE 1-in-10 | 2 | 0.92321 | 0.91551 | 0.92321 | 0.91551 | 0 | 70.4529
| Sublap | SCEW | Monthly System Peak Day | April | SCE 1-in-10 | 3 | 0.78043 | 0.77214 | 0.78043 | 0.77214 | 0 | 69.1889
| Sublap | SCEW | Monthly System Peak Day | April | SCE 1-in-10 | 4 | 0.65661 | 0.6482 | 0.65661 | 0.6482 | 0 | 67.4015
| Sublap | SCEW | Monthly System Peak Day | April | SCE 1-in-10 | 5 | 0.59134 | 0.58396 | 0.59134 | 0.58396 | 0 | 66.3952
| Sublap | SCEW | Monthly System Peak Day | April | SCE 1-in-10 | 6 | 0.55729 | 0.56082 | 0.55729 | 0.56082 | 0 | 65.5626
| Sublap | SCEW | Monthly System Peak Day | April | SCE 1-in-10 | 7 | 0.55172 | 0.58992 | 0.55172 | 0.58992 | 0 | 64.6325
| Sublap | SCEW | Monthly System Peak Day | April | SCE 1-in-10 | 8 | 0.55799 | 0.59139 | 0.55799 | 0.59139 | 0 | 64.522
| Sublap | SCEW | Monthly System Peak Day | April | SCE 1-in-10 | 9 | 0.55065 | 0.51654 | 0.55065 | 0.51654 | 0 | 67.0401
| Sublap | SCEW | Monthly System Peak Day | April | SCE 1-in-10 | 10 | 0.57277 | 0.51498 | 0.57277 | 0.51498 | 0 | 71.5259
| Sublap | SCEW | Monthly System Peak Day | April | SCE 1-in-10 | 11 | 0.52339 | 0.46674 | 0.52339 | 0.46674 | 0 | 75.1465
| Sublap | SCEW | Monthly System Peak Day | April | SCE 1-in-10 | 12 | 0.55436 | 0.48715 | 0.55436 | 0.48715 | 0 | 78.8416
| Sublap | SCEW | Monthly System Peak Day | April | SCE 1-in-10 | 13 | 0.6918 | 0.60281 | 0.6918 | 0.60281 | 0 | 80.813
| Sublap | SCEW | Monthly System Peak Day | April | SCE 1-in-10 | 14 | 0.86299 | 0.77057 | 0.86299 | 0.77057 | 0 | 81.9687
| Sublap | SCEW | Monthly System Peak Day | April | SCE 1-in-10 | 15 | 1.0442 | 0.95426 | 1.0442 | 0.95426 | 0 | 82.8071
| Sublap | SCEW | Monthly System Peak Day | April | SCE 1-in-10 | 16 | 1.2622 | 1.1757 | 1.2622 | 1.1757 | 0 | 83.7441
| Sublap | SCEW | Monthly System Peak Day | April | SCE 1-in-10 | 17 | 1.4624 | 1.3863 | 0.73825 | 0.56869 | 0.024138 | 84.5159
| Sublap | SCEW | Monthly System Peak Day | April | SCE 1-in-10 | 18 | 1.6552 | 1.5787 | 1.1926 | 1.0599 | 0.046023 | 84.8762
| Sublap | SCEW | Monthly System Peak Day | April | SCE 1-in-10 | 19 | 1.763 | 1.6858 | 1.4954 | 1.3379 | 0.032862 | 82.0699
| Sublap | SCEW | Monthly System Peak Day | April | SCE 1-in-10 | 20 | 1.6939 | 1.6244 | 1.5542 | 1.4061 | 0.022548 | 75.8163
| Sublap | SCEW | Monthly System Peak Day | April | SCE 1-in-10 | 21 | 1.6461 | 1.5862 | 1.5735 | 1.435 | 0.035784 | 70.1982
| Sublap | SCEW | Monthly System Peak Day | April | SCE 1-in-10 | 22 | 1.6051 | 1.5509 | 1.808 | 1.7945 | 0.043871 | 68.1616
| Sublap | SCEW | Monthly System Peak Day | April | SCE 1-in-10 | 23 | 1.4798 | 1.4449 | 1.5026 | 1.4687 | 0.011407 | 67.3018
| Sublap | SCEW | Monthly System Peak Day | April | SCE 1-in-10 | 24 | 1.226 | 1.1992 | 1.2451 | 1.2167 | 0.0095609 | 66.4236
| Sublap | SCEW | Monthly System Peak Day | April | SCE 1-in-2 | 1 | 0.84555 | 0.82853 | 0.84555 | 0.82853 | 0 | 63.9243
| Sublap | SCEW | Monthly System Peak Day | April | SCE 1-in-2 | 2 | 0.71981 | 0.71212 | 0.71981 | 0.71212 | 0 | 63.3778
| Sublap | SCEW | Monthly System Peak Day | April | SCE 1-in-2 | 3 | 0.63717 | 0.62889 | 0.63717 | 0.62889 | 0 | 62.5826
| Sublap | SCEW | Monthly System Peak Day | April | SCE 1-in-2 | 4 | 0.58078 | 0.57237 | 0.58078 | 0.57237 | 0 | 62.1338
| Sublap | SCEW | Monthly System Peak Day | April | SCE 1-in-2 | 5 | 0.54545 | 0.53807 | 0.54545 | 0.53807 | 0 | 61.2695
| Sublap | SCEW | Monthly System Peak Day | April | SCE 1-in-2 | 6 | 0.53395 | 0.53748 | 0.53395 | 0.53748 | 0 | 60.5442
| Sublap | SCEW | Monthly System Peak Day | April | SCE 1-in-2 | 7 | 0.55041 | 0.58861 | 0.55041 | 0.58861 | 0 | 60.2978
| Sublap | SCEW | Monthly System Peak Day | April | SCE 1-in-2 | 8 | 0.5605 | 0.5939 | 0.5605 | 0.5939 | 0 | 60.2129
| Sublap | SCEW | Monthly System Peak Day | April | SCE 1-in-2 | 9 | 0.49805 | 0.46394 | 0.49805 | 0.46394 | 0 | 61.6788
| Sublap | SCEW | Monthly System Peak Day | April | SCE 1-in-2 | 10 | 0.39811 | 0.34032 | 0.39811 | 0.34032 | 0 | 65.3092
| Sublap | SCEW | Monthly System Peak Day | April | SCE 1-in-2 | 11 | 0.36863 | 0.31198 | 0.36863 | 0.31198 | 0 | 69.8542
| Sublap | SCEW | Monthly System Peak Day | April | SCE 1-in-2 | 12 | 0.33071 | 0.2635 | 0.33071 | 0.2635 | 0 | 74.363
| Sublap | SCEW | Monthly System Peak Day | April | SCE 1-in-2 | 13 | 0.37243 | 0.28345 | 0.37243 | 0.28345 | 0 | 78.2056
| Sublap | SCEW | Monthly System Peak Day | April | SCE 1-in-2 | 14 | 0.48256 | 0.39013 | 0.48256 | 0.39013 | 0 | 80.3022
| Sublap | SCEW | Monthly System Peak Day | April | SCE 1-in-2 | 15 | 0.63633 | 0.54644 | 0.63633 | 0.54644 | 0 | 80.8035
| Sublap | SCEW | Monthly System Peak Day | April | SCE 1-in-2 | 16 | 0.83806 | 0.75153 | 0.83806 | 0.75153 | 0 | 80.608
| Sublap | SCEW | Monthly System Peak Day | April | SCE 1-in-2 | 17 | 1.0391 | 0.96293 | 0.44037 | 0.27082 | 0.02957 | 78.7652
| Sublap | SCEW | Monthly System Peak Day | April | SCE 1-in-2 | 18 | 1.2462 | 1.1698 | 0.88175 | 0.74906 | 0.065586 | 79.0112
| Sublap | SCEW | Monthly System Peak Day | April | SCE 1-in-2 | 19 | 1.3849 | 1.3077 | 1.1681 | 1.0106 | 0.04387 | 78.323
| Sublap | SCEW | Monthly System Peak Day | April | SCE 1-in-2 | 20 | 1.403 | 1.3334 | 1.2591 | 1.1111 | 0.021813 | 76.1576
| Sublap | SCEW | Monthly System Peak Day | April | SCE 1-in-2 | 21 | 1.3651 | 1.3052 | 1.2628 | 1.1243 | 0.029737 | 72.6838
| Sublap | SCEW | Monthly System Peak Day | April | SCE 1-in-2 | 22 | 1.2778 | 1.2236 | 1.5019 | 1.4884 | 0.037457 | 69.9797
| Sublap | SCEW | Monthly System Peak Day | April | SCE 1-in-2 | 23 | 1.2109 | 1.1761 | 1.241 | 1.207 | 0.026852 | 67.9315
| Sublap | SCEW | Monthly System Peak Day | April | SCE 1-in-2 | 24 | 1.0342 | 1.0074 | 1.0448 | 1.0163 | 0.0052816 | 65.0626
| Sublap | SCEW | Monthly System Peak Day | August | CAISO 1-in-10 | 1 | 1.1544 | 1.1374 | 1.1544 | 1.1374 | 0 | 71.3937
| Sublap | SCEW | Monthly System Peak Day | August | CAISO 1-in-10 | 2 | 0.96145 | 0.95375 | 0.96145 | 0.95375 | 0 | 70.948
| Sublap | SCEW | Monthly System Peak Day | August | CAISO 1-in-10 | 3 | 0.83128 | 0.82299 | 0.83128 | 0.82299 | 0 | 70.5799
| Sublap | SCEW | Monthly System Peak Day | August | CAISO 1-in-10 | 4 | 0.73885 | 0.73044 | 0.73885 | 0.73044 | 0 | 70.159
| Sublap | SCEW | Monthly System Peak Day | August | CAISO 1-in-10 | 5 | 0.67659 | 0.66921 | 0.67659 | 0.66921 | 0 | 69.8141
| Sublap | SCEW | Monthly System Peak Day | August | CAISO 1-in-10 | 6 | 0.64525 | 0.64878 | 0.64525 | 0.64878 | 0 | 69.5984
| Sublap | SCEW | Monthly System Peak Day | August | CAISO 1-in-10 | 7 | 0.6426 | 0.6808 | 0.6426 | 0.6808 | 0 | 69.3039
| Sublap | SCEW | Monthly System Peak Day | August | CAISO 1-in-10 | 8 | 0.66087 | 0.69427 | 0.66087 | 0.69427 | 0 | 69.2832
| Sublap | SCEW | Monthly System Peak Day | August | CAISO 1-in-10 | 9 | 0.64711 | 0.613 | 0.64711 | 0.613 | 0 | 70.4574
| Sublap | SCEW | Monthly System Peak Day | August | CAISO 1-in-10 | 10 | 0.65551 | 0.59772 | 0.65551 | 0.59772 | 0 | 73.5029
| Sublap | SCEW | Monthly System Peak Day | August | CAISO 1-in-10 | 11 | 0.73449 | 0.67784 | 0.73449 | 0.67784 | 0 | 77.482
| Sublap | SCEW | Monthly System Peak Day | August | CAISO 1-in-10 | 12 | 0.86136 | 0.79415 | 0.86136 | 0.79415 | 0 | 81.6738
| Sublap | SCEW | Monthly System Peak Day | August | CAISO 1-in-10 | 13 | 1.0755 | 0.98651 | 1.0755 | 0.98651 | 0 | 84.2752
| Sublap | SCEW | Monthly System Peak Day | August | CAISO 1-in-10 | 14 | 1.2983 | 1.2058 | 1.2983 | 1.2058 | 0 | 86.6631
| Sublap | SCEW | Monthly System Peak Day | August | CAISO 1-in-10 | 15 | 1.5216 | 1.4317 | 1.5216 | 1.4317 | 0 | 87.2124
| Sublap | SCEW | Monthly System Peak Day | August | CAISO 1-in-10 | 16 | 1.765 | 1.6784 | 1.765 | 1.6784 | 0 | 87.0305
| Sublap | SCEW | Monthly System Peak Day | August | CAISO 1-in-10 | 17 | 1.9598 | 1.8836 | 1.1826 | 1.0131 | 0.02482 | 86.9436
| Sublap | SCEW | Monthly System Peak Day | August | CAISO 1-in-10 | 18 | 2.1349 | 2.0585 | 1.6422 | 1.5095 | 0.041739 | 86.6839
| Sublap | SCEW | Monthly System Peak Day | August | CAISO 1-in-10 | 19 | 2.2 | 2.1228 | 1.8898 | 1.7323 | 0.025368 | 85.2073
| Sublap | SCEW | Monthly System Peak Day | August | CAISO 1-in-10 | 20 | 2.1211 | 2.0516 | 1.8917 | 1.7436 | 0.012966 | 83.3188
| Sublap | SCEW | Monthly System Peak Day | August | CAISO 1-in-10 | 21 | 2.034 | 1.974 | 1.8484 | 1.7099 | 0.01536 | 79.6478
| Sublap | SCEW | Monthly System Peak Day | August | CAISO 1-in-10 | 22 | 1.9038 | 1.8496 | 2.2098 | 2.1963 | 0.022509 | 76.9885
| Sublap | SCEW | Monthly System Peak Day | August | CAISO 1-in-10 | 23 | 1.7345 | 1.6997 | 1.8577 | 1.8238 | 0.016523 | 76.0124
| Sublap | SCEW | Monthly System Peak Day | August | CAISO 1-in-10 | 24 | 1.4678 | 1.441 | 1.5399 | 1.5115 | 0.01521 | 74.8469
| Sublap | SCEW | Monthly System Peak Day | August | CAISO 1-in-2 | 1 | 1.2956 | 1.2786 | 1.2956 | 1.2786 | 0 | 75.0214
| Sublap | SCEW | Monthly System Peak Day | August | CAISO 1-in-2 | 2 | 1.0918 | 1.0841 | 1.0918 | 1.0841 | 0 | 74.5807
| Sublap | SCEW | Monthly System Peak Day | August | CAISO 1-in-2 | 3 | 0.95465 | 0.94636 | 0.95465 | 0.94636 | 0 | 74.3359
| Sublap | SCEW | Monthly System Peak Day | August | CAISO 1-in-2 | 4 | 0.83584 | 0.82743 | 0.83584 | 0.82743 | 0 | 73.4706
| Sublap | SCEW | Monthly System Peak Day | August | CAISO 1-in-2 | 5 | 0.76679 | 0.75941 | 0.76679 | 0.75941 | 0 | 73.2471
| Sublap | SCEW | Monthly System Peak Day | August | CAISO 1-in-2 | 6 | 0.7195 | 0.72303 | 0.7195 | 0.72303 | 0 | 72.8059
| Sublap | SCEW | Monthly System Peak Day | August | CAISO 1-in-2 | 7 | 0.71351 | 0.75172 | 0.71351 | 0.75172 | 0 | 72.5188
| Sublap | SCEW | Monthly System Peak Day | August | CAISO 1-in-2 | 8 | 0.75842 | 0.79182 | 0.75842 | 0.79182 | 0 | 73.034
| Sublap | SCEW | Monthly System Peak Day | August | CAISO 1-in-2 | 9 | 0.77835 | 0.74424 | 0.77835 | 0.74424 | 0 | 74.609
| Sublap | SCEW | Monthly System Peak Day | August | CAISO 1-in-2 | 10 | 0.77838 | 0.72059 | 0.77838 | 0.72059 | 0 | 77.7773
| Sublap | SCEW | Monthly System Peak Day | August | CAISO 1-in-2 | 11 | 0.8198 | 0.76315 | 0.8198 | 0.76315 | 0 | 81.4078
| Sublap | SCEW | Monthly System Peak Day | August | CAISO 1-in-2 | 12 | 0.97916 | 0.91195 | 0.97916 | 0.91195 | 0 | 84.967
| Sublap | SCEW | Monthly System Peak Day | August | CAISO 1-in-2 | 13 | 1.24 | 1.151 | 1.24 | 1.151 | 0 | 86.9619
| Sublap | SCEW | Monthly System Peak Day | August | CAISO 1-in-2 | 14 | 1.5087 | 1.4162 | 1.5087 | 1.4162 | 0 | 87.5902
| Sublap | SCEW | Monthly System Peak Day | August | CAISO 1-in-2 | 15 | 1.7497 | 1.6598 | 1.7497 | 1.6598 | 0 | 87.1187
| Sublap | SCEW | Monthly System Peak Day | August | CAISO 1-in-2 | 16 | 1.9955 | 1.909 | 1.9955 | 1.909 | 0 | 86.9415
| Sublap | SCEW | Monthly System Peak Day | August | CAISO 1-in-2 | 17 | 2.1842 | 2.1081 | 1.4172 | 1.2477 | 0.024546 | 86.4803
| Sublap | SCEW | Monthly System Peak Day | August | CAISO 1-in-2 | 18 | 2.3513 | 2.2748 | 1.8888 | 1.7562 | 0.046037 | 84.8711
| Sublap | SCEW | Monthly System Peak Day | August | CAISO 1-in-2 | 19 | 2.3816 | 2.3043 | 2.0934 | 1.9359 | 0.028952 | 83.586
| Sublap | SCEW | Monthly System Peak Day | August | CAISO 1-in-2 | 20 | 2.2624 | 2.1929 | 2.0518 | 1.9037 | 0.013192 | 81.7455
| Sublap | SCEW | Monthly System Peak Day | August | CAISO 1-in-2 | 21 | 2.1902 | 2.1303 | 2.007 | 1.8685 | 0.015649 | 79.4511
| Sublap | SCEW | Monthly System Peak Day | August | CAISO 1-in-2 | 22 | 2.0651 | 2.0109 | 2.3811 | 2.3675 | 0.022769 | 77.8416
| Sublap | SCEW | Monthly System Peak Day | August | CAISO 1-in-2 | 23 | 1.8714 | 1.8365 | 2.004 | 1.9701 | 0.017252 | 76.8307
| Sublap | SCEW | Monthly System Peak Day | August | CAISO 1-in-2 | 24 | 1.5718 | 1.5451 | 1.6519 | 1.6234 | 0.016396 | 76.1169
| Sublap | SCEW | Monthly System Peak Day | August | SCE 1-in-10 | 1 | 1.2258 | 1.2088 | 1.2258 | 1.2088 | 0 | 73.1713
| Sublap | SCEW | Monthly System Peak Day | August | SCE 1-in-10 | 2 | 1.0266 | 1.0189 | 1.0266 | 1.0189 | 0 | 72.7381
| Sublap | SCEW | Monthly System Peak Day | August | SCE 1-in-10 | 3 | 0.88738 | 0.87909 | 0.88738 | 0.87909 | 0 | 72.2792
| Sublap | SCEW | Monthly System Peak Day | August | SCE 1-in-10 | 4 | 0.7804 | 0.77199 | 0.7804 | 0.77199 | 0 | 71.5726
| Sublap | SCEW | Monthly System Peak Day | August | SCE 1-in-10 | 5 | 0.7075 | 0.70012 | 0.7075 | 0.70012 | 0 | 70.9889
| Sublap | SCEW | Monthly System Peak Day | August | SCE 1-in-10 | 6 | 0.67084 | 0.67437 | 0.67084 | 0.67437 | 0 | 70.6952
| Sublap | SCEW | Monthly System Peak Day | August | SCE 1-in-10 | 7 | 0.66744 | 0.70564 | 0.66744 | 0.70564 | 0 | 70.4453
| Sublap | SCEW | Monthly System Peak Day | August | SCE 1-in-10 | 8 | 0.69249 | 0.72588 | 0.69249 | 0.72588 | 0 | 70.5371
| Sublap | SCEW | Monthly System Peak Day | August | SCE 1-in-10 | 9 | 0.7025 | 0.66839 | 0.7025 | 0.66839 | 0 | 72.2499
| Sublap | SCEW | Monthly System Peak Day | August | SCE 1-in-10 | 10 | 0.72625 | 0.66846 | 0.72625 | 0.66846 | 0 | 75.965
| Sublap | SCEW | Monthly System Peak Day | August | SCE 1-in-10 | 11 | 0.78031 | 0.72366 | 0.78031 | 0.72366 | 0 | 80.4993
| Sublap | SCEW | Monthly System Peak Day | August | SCE 1-in-10 | 12 | 0.94075 | 0.87354 | 0.94075 | 0.87354 | 0 | 82.6894
| Sublap | SCEW | Monthly System Peak Day | August | SCE 1-in-10 | 13 | 1.2101 | 1.1211 | 1.2101 | 1.1211 | 0 | 82.5733
| Sublap | SCEW | Monthly System Peak Day | August | SCE 1-in-10 | 14 | 1.4479 | 1.3555 | 1.4479 | 1.3555 | 0 | 83.904
| Sublap | SCEW | Monthly System Peak Day | August | SCE 1-in-10 | 15 | 1.6604 | 1.5705 | 1.6604 | 1.5705 | 0 | 85.8145
| Sublap | SCEW | Monthly System Peak Day | August | SCE 1-in-10 | 16 | 1.8968 | 1.8103 | 1.8968 | 1.8103 | 0 | 88.4501
| Sublap | SCEW | Monthly System Peak Day | August | SCE 1-in-10 | 17 | 2.0903 | 2.0141 | 1.2484 | 1.0789 | 0.027979 | 89.9071
| Sublap | SCEW | Monthly System Peak Day | August | SCE 1-in-10 | 18 | 2.2603 | 2.1839 | 1.7295 | 1.5968 | 0.038307 | 88.9645
| Sublap | SCEW | Monthly System Peak Day | August | SCE 1-in-10 | 19 | 2.3205 | 2.2432 | 1.9848 | 1.8273 | 0.022371 | 87.0843
| Sublap | SCEW | Monthly System Peak Day | August | SCE 1-in-10 | 20 | 2.2225 | 2.153 | 1.9825 | 1.8344 | 0.01342 | 84.2058
| Sublap | SCEW | Monthly System Peak Day | August | SCE 1-in-10 | 21 | 2.1326 | 2.0727 | 1.9278 | 1.7893 | 0.013521 | 81.2612
| Sublap | SCEW | Monthly System Peak Day | August | SCE 1-in-10 | 22 | 1.9923 | 1.9381 | 2.3114 | 2.2979 | 0.022965 | 78.1068
| Sublap | SCEW | Monthly System Peak Day | August | SCE 1-in-10 | 23 | 1.8181 | 1.7833 | 1.9402 | 1.9063 | 0.016459 | 75.9137
| Sublap | SCEW | Monthly System Peak Day | August | SCE 1-in-10 | 24 | 1.5263 | 1.4995 | 1.598 | 1.5695 | 0.015171 | 74.7859
| Sublap | SCEW | Monthly System Peak Day | August | SCE 1-in-2 | 1 | 1.2322 | 1.2152 | 1.2322 | 1.2152 | 0 | 73.529
| Sublap | SCEW | Monthly System Peak Day | August | SCE 1-in-2 | 2 | 1.0338 | 1.0261 | 1.0338 | 1.0261 | 0 | 73.0243
| Sublap | SCEW | Monthly System Peak Day | August | SCE 1-in-2 | 3 | 0.90168 | 0.89339 | 0.90168 | 0.89339 | 0 | 72.7494
| Sublap | SCEW | Monthly System Peak Day | August | SCE 1-in-2 | 4 | 0.79015 | 0.78174 | 0.79015 | 0.78174 | 0 | 71.9294
| Sublap | SCEW | Monthly System Peak Day | August | SCE 1-in-2 | 5 | 0.72601 | 0.71863 | 0.72601 | 0.71863 | 0 | 71.7107
| Sublap | SCEW | Monthly System Peak Day | August | SCE 1-in-2 | 6 | 0.69205 | 0.69558 | 0.69205 | 0.69558 | 0 | 71.64
| Sublap | SCEW | Monthly System Peak Day | August | SCE 1-in-2 | 7 | 0.68853 | 0.72673 | 0.68853 | 0.72673 | 0 | 71.3767
| Sublap | SCEW | Monthly System Peak Day | August | SCE 1-in-2 | 8 | 0.7232 | 0.75659 | 0.7232 | 0.75659 | 0 | 71.6474
| Sublap | SCEW | Monthly System Peak Day | August | SCE 1-in-2 | 9 | 0.72231 | 0.6882 | 0.72231 | 0.6882 | 0 | 72.7906
| Sublap | SCEW | Monthly System Peak Day | August | SCE 1-in-2 | 10 | 0.71961 | 0.66182 | 0.71961 | 0.66182 | 0 | 75.7922
| Sublap | SCEW | Monthly System Peak Day | August | SCE 1-in-2 | 11 | 0.76723 | 0.71058 | 0.76723 | 0.71058 | 0 | 79.3856
| Sublap | SCEW | Monthly System Peak Day | August | SCE 1-in-2 | 12 | 0.91518 | 0.84797 | 0.91518 | 0.84797 | 0 | 82.4315
| Sublap | SCEW | Monthly System Peak Day | August | SCE 1-in-2 | 13 | 1.1516 | 1.0626 | 1.1516 | 1.0626 | 0 | 84.4239
| Sublap | SCEW | Monthly System Peak Day | August | SCE 1-in-2 | 14 | 1.3891 | 1.2967 | 1.3891 | 1.2967 | 0 | 86.0345
| Sublap | SCEW | Monthly System Peak Day | August | SCE 1-in-2 | 15 | 1.6104 | 1.5205 | 1.6104 | 1.5205 | 0 | 87.1628
| Sublap | SCEW | Monthly System Peak Day | August | SCE 1-in-2 | 16 | 1.8541 | 1.7676 | 1.8541 | 1.7676 | 0 | 86.8323
| Sublap | SCEW | Monthly System Peak Day | August | SCE 1-in-2 | 17 | 2.0456 | 1.9695 | 1.2917 | 1.1221 | 0.02429 | 85.8802
| Sublap | SCEW | Monthly System Peak Day | August | SCE 1-in-2 | 18 | 2.2175 | 2.141 | 1.7508 | 1.6181 | 0.045358 | 85.1281
| Sublap | SCEW | Monthly System Peak Day | August | SCE 1-in-2 | 19 | 2.2703 | 2.1931 | 1.9664 | 1.8089 | 0.026311 | 84.7455
| Sublap | SCEW | Monthly System Peak Day | August | SCE 1-in-2 | 20 | 2.1798 | 2.1103 | 1.953 | 1.8049 | 0.012917 | 83.1019
| Sublap | SCEW | Monthly System Peak Day | August | SCE 1-in-2 | 21 | 2.0939 | 2.034 | 1.9103 | 1.7718 | 0.0156 | 79.4843
| Sublap | SCEW | Monthly System Peak Day | August | SCE 1-in-2 | 22 | 1.973 | 1.9188 | 2.2731 | 2.2596 | 0.022628 | 76.4855
| Sublap | SCEW | Monthly System Peak Day | August | SCE 1-in-2 | 23 | 1.798 | 1.7632 | 1.9075 | 1.8736 | 0.01613 | 74.8248
| Sublap | SCEW | Monthly System Peak Day | August | SCE 1-in-2 | 24 | 1.5039 | 1.4771 | 1.5688 | 1.5403 | 0.014807 | 73.7038
| Sublap | SCEW | Monthly System Peak Day | December | CAISO 1-in-10 | 1 | 0.8761 | 0.85908 | 0.8761 | 0.85908 | 0 | 45.3643
| Sublap | SCEW | Monthly System Peak Day | December | CAISO 1-in-10 | 2 | 0.78745 | 0.77975 | 0.78745 | 0.77975 | 0 | 43.922
| Sublap | SCEW | Monthly System Peak Day | December | CAISO 1-in-10 | 3 | 0.72871 | 0.72042 | 0.72871 | 0.72042 | 0 | 43.0679
| Sublap | SCEW | Monthly System Peak Day | December | CAISO 1-in-10 | 4 | 0.69193 | 0.68352 | 0.69193 | 0.68352 | 0 | 41.9497
| Sublap | SCEW | Monthly System Peak Day | December | CAISO 1-in-10 | 5 | 0.68294 | 0.67556 | 0.68294 | 0.67556 | 0 | 41.0013
| Sublap | SCEW | Monthly System Peak Day | December | CAISO 1-in-10 | 6 | 0.70619 | 0.70972 | 0.70619 | 0.70972 | 0 | 39.8559
| Sublap | SCEW | Monthly System Peak Day | December | CAISO 1-in-10 | 7 | 0.76944 | 0.80764 | 0.76944 | 0.80764 | 0 | 39.7727
| Sublap | SCEW | Monthly System Peak Day | December | CAISO 1-in-10 | 8 | 0.77597 | 0.80936 | 0.77597 | 0.80936 | 0 | 40.6129
| Sublap | SCEW | Monthly System Peak Day | December | CAISO 1-in-10 | 9 | 0.6752 | 0.64109 | 0.6752 | 0.64109 | 0 | 41.8628
| Sublap | SCEW | Monthly System Peak Day | December | CAISO 1-in-10 | 10 | 0.55659 | 0.4988 | 0.55659 | 0.4988 | 0 | 46.7344
| Sublap | SCEW | Monthly System Peak Day | December | CAISO 1-in-10 | 11 | 0.47347 | 0.41683 | 0.47347 | 0.41683 | 0 | 51.2252
| Sublap | SCEW | Monthly System Peak Day | December | CAISO 1-in-10 | 12 | 0.43557 | 0.36836 | 0.43557 | 0.36836 | 0 | 53.3951
| Sublap | SCEW | Monthly System Peak Day | December | CAISO 1-in-10 | 13 | 0.43564 | 0.34665 | 0.43564 | 0.34665 | 0 | 54.5296
| Sublap | SCEW | Monthly System Peak Day | December | CAISO 1-in-10 | 14 | 0.43785 | 0.34542 | 0.43785 | 0.34542 | 0 | 55.5242
| Sublap | SCEW | Monthly System Peak Day | December | CAISO 1-in-10 | 15 | 0.48541 | 0.39551 | 0.48541 | 0.39551 | 0 | 56.3567
| Sublap | SCEW | Monthly System Peak Day | December | CAISO 1-in-10 | 16 | 0.59104 | 0.50451 | 0.59104 | 0.50451 | 0 | 56.5036
| Sublap | SCEW | Monthly System Peak Day | December | CAISO 1-in-10 | 17 | 0.75565 | 0.67954 | 0.75565 | 0.67954 | 0 | 56.2323
| Sublap | SCEW | Monthly System Peak Day | December | CAISO 1-in-10 | 18 | 1.0217 | 0.94524 | 1.0217 | 0.94524 | 0 | 54.4424
| Sublap | SCEW | Monthly System Peak Day | December | CAISO 1-in-10 | 19 | 1.1906 | 1.1133 | 1.1906 | 1.1133 | 0 | 52.7416
| Sublap | SCEW | Monthly System Peak Day | December | CAISO 1-in-10 | 20 | 1.2013 | 1.1317 | 1.2013 | 1.1317 | 0 | 51.9534
| Sublap | SCEW | Monthly System Peak Day | December | CAISO 1-in-10 | 21 | 1.1828 | 1.1228 | 1.1828 | 1.1228 | 0 | 50.628
| Sublap | SCEW | Monthly System Peak Day | December | CAISO 1-in-10 | 22 | 1.1341 | 1.0799 | 1.1341 | 1.0799 | 0 | 49.1468
| Sublap | SCEW | Monthly System Peak Day | December | CAISO 1-in-10 | 23 | 1.0954 | 1.0606 | 1.0954 | 1.0606 | 0 | 48.9089
| Sublap | SCEW | Monthly System Peak Day | December | CAISO 1-in-10 | 24 | 0.97665 | 0.94987 | 0.97665 | 0.94987 | 0 | 48.5635
| Sublap | SCEW | Monthly System Peak Day | December | CAISO 1-in-2 | 1 | 0.79321 | 0.77619 | 0.79321 | 0.77619 | 0 | 50.2689
| Sublap | SCEW | Monthly System Peak Day | December | CAISO 1-in-2 | 2 | 0.70478 | 0.69708 | 0.70478 | 0.69708 | 0 | 48.8955
| Sublap | SCEW | Monthly System Peak Day | December | CAISO 1-in-2 | 3 | 0.64496 | 0.63667 | 0.64496 | 0.63667 | 0 | 48.1449
| Sublap | SCEW | Monthly System Peak Day | December | CAISO 1-in-2 | 4 | 0.60607 | 0.59766 | 0.60607 | 0.59766 | 0 | 47.4855
| Sublap | SCEW | Monthly System Peak Day | December | CAISO 1-in-2 | 5 | 0.59224 | 0.58486 | 0.59224 | 0.58486 | 0 | 47.0091
| Sublap | SCEW | Monthly System Peak Day | December | CAISO 1-in-2 | 6 | 0.60833 | 0.61186 | 0.60833 | 0.61186 | 0 | 46.7061
| Sublap | SCEW | Monthly System Peak Day | December | CAISO 1-in-2 | 7 | 0.66525 | 0.70345 | 0.66525 | 0.70345 | 0 | 46.2652
| Sublap | SCEW | Monthly System Peak Day | December | CAISO 1-in-2 | 8 | 0.68368 | 0.71707 | 0.68368 | 0.71707 | 0 | 46.2358
| Sublap | SCEW | Monthly System Peak Day | December | CAISO 1-in-2 | 9 | 0.60197 | 0.56786 | 0.60197 | 0.56786 | 0 | 47.0807
| Sublap | SCEW | Monthly System Peak Day | December | CAISO 1-in-2 | 10 | 0.49829 | 0.4405 | 0.49829 | 0.4405 | 0 | 50.072
| Sublap | SCEW | Monthly System Peak Day | December | CAISO 1-in-2 | 11 | 0.41644 | 0.35979 | 0.41644 | 0.35979 | 0 | 55.2069
| Sublap | SCEW | Monthly System Peak Day | December | CAISO 1-in-2 | 12 | 0.37236 | 0.30515 | 0.37236 | 0.30515 | 0 | 60.2593
| Sublap | SCEW | Monthly System Peak Day | December | CAISO 1-in-2 | 13 | 0.37808 | 0.2891 | 0.37808 | 0.2891 | 0 | 64.1426
| Sublap | SCEW | Monthly System Peak Day | December | CAISO 1-in-2 | 14 | 0.37597 | 0.28355 | 0.37597 | 0.28355 | 0 | 66.1055
| Sublap | SCEW | Monthly System Peak Day | December | CAISO 1-in-2 | 15 | 0.42246 | 0.33256 | 0.42246 | 0.33256 | 0 | 65.7362
| Sublap | SCEW | Monthly System Peak Day | December | CAISO 1-in-2 | 16 | 0.52025 | 0.43371 | 0.52025 | 0.43371 | 0 | 65.2953
| Sublap | SCEW | Monthly System Peak Day | December | CAISO 1-in-2 | 17 | 0.66514 | 0.58902 | 0.66514 | 0.58902 | 0 | 64.6784
| Sublap | SCEW | Monthly System Peak Day | December | CAISO 1-in-2 | 18 | 0.90152 | 0.82507 | 0.90152 | 0.82507 | 0 | 62.0991
| Sublap | SCEW | Monthly System Peak Day | December | CAISO 1-in-2 | 19 | 1.0619 | 0.98467 | 1.0619 | 0.98467 | 0 | 60.2679
| Sublap | SCEW | Monthly System Peak Day | December | CAISO 1-in-2 | 20 | 1.1109 | 1.0414 | 1.1109 | 1.0414 | 0 | 58.9176
| Sublap | SCEW | Monthly System Peak Day | December | CAISO 1-in-2 | 21 | 1.1068 | 1.0468 | 1.1068 | 1.0468 | 0 | 57.3426
| Sublap | SCEW | Monthly System Peak Day | December | CAISO 1-in-2 | 22 | 1.0533 | 0.99912 | 1.0533 | 0.99912 | 0 | 56.0299
| Sublap | SCEW | Monthly System Peak Day | December | CAISO 1-in-2 | 23 | 1.0096 | 0.97479 | 1.0096 | 0.97479 | 0 | 55.2251
| Sublap | SCEW | Monthly System Peak Day | December | CAISO 1-in-2 | 24 | 0.89021 | 0.86342 | 0.89021 | 0.86342 | 0 | 54.3528
| Sublap | SCEW | Monthly System Peak Day | December | SCE 1-in-10 | 1 | 0.8761 | 0.85908 | 0.8761 | 0.85908 | 0 | 45.3643
| Sublap | SCEW | Monthly System Peak Day | December | SCE 1-in-10 | 2 | 0.78745 | 0.77975 | 0.78745 | 0.77975 | 0 | 43.922
| Sublap | SCEW | Monthly System Peak Day | December | SCE 1-in-10 | 3 | 0.72871 | 0.72042 | 0.72871 | 0.72042 | 0 | 43.0679
| Sublap | SCEW | Monthly System Peak Day | December | SCE 1-in-10 | 4 | 0.69193 | 0.68352 | 0.69193 | 0.68352 | 0 | 41.9497
| Sublap | SCEW | Monthly System Peak Day | December | SCE 1-in-10 | 5 | 0.68294 | 0.67556 | 0.68294 | 0.67556 | 0 | 41.0013
| Sublap | SCEW | Monthly System Peak Day | December | SCE 1-in-10 | 6 | 0.70619 | 0.70972 | 0.70619 | 0.70972 | 0 | 39.8559
| Sublap | SCEW | Monthly System Peak Day | December | SCE 1-in-10 | 7 | 0.76944 | 0.80764 | 0.76944 | 0.80764 | 0 | 39.7727
| Sublap | SCEW | Monthly System Peak Day | December | SCE 1-in-10 | 8 | 0.77597 | 0.80936 | 0.77597 | 0.80936 | 0 | 40.6129
| Sublap | SCEW | Monthly System Peak Day | December | SCE 1-in-10 | 9 | 0.6752 | 0.64109 | 0.6752 | 0.64109 | 0 | 41.8628
| Sublap | SCEW | Monthly System Peak Day | December | SCE 1-in-10 | 10 | 0.55659 | 0.4988 | 0.55659 | 0.4988 | 0 | 46.7344
| Sublap | SCEW | Monthly System Peak Day | December | SCE 1-in-10 | 11 | 0.47347 | 0.41683 | 0.47347 | 0.41683 | 0 | 51.2252
| Sublap | SCEW | Monthly System Peak Day | December | SCE 1-in-10 | 12 | 0.43557 | 0.36836 | 0.43557 | 0.36836 | 0 | 53.3951
| Sublap | SCEW | Monthly System Peak Day | December | SCE 1-in-10 | 13 | 0.43564 | 0.34665 | 0.43564 | 0.34665 | 0 | 54.5296
| Sublap | SCEW | Monthly System Peak Day | December | SCE 1-in-10 | 14 | 0.43785 | 0.34542 | 0.43785 | 0.34542 | 0 | 55.5242
| Sublap | SCEW | Monthly System Peak Day | December | SCE 1-in-10 | 15 | 0.48541 | 0.39551 | 0.48541 | 0.39551 | 0 | 56.3567
| Sublap | SCEW | Monthly System Peak Day | December | SCE 1-in-10 | 16 | 0.59104 | 0.50451 | 0.59104 | 0.50451 | 0 | 56.5036
| Sublap | SCEW | Monthly System Peak Day | December | SCE 1-in-10 | 17 | 0.75565 | 0.67954 | 0.75565 | 0.67954 | 0 | 56.2323
| Sublap | SCEW | Monthly System Peak Day | December | SCE 1-in-10 | 18 | 1.0217 | 0.94524 | 1.0217 | 0.94524 | 0 | 54.4424
| Sublap | SCEW | Monthly System Peak Day | December | SCE 1-in-10 | 19 | 1.1906 | 1.1133 | 1.1906 | 1.1133 | 0 | 52.7416
| Sublap | SCEW | Monthly System Peak Day | December | SCE 1-in-10 | 20 | 1.2013 | 1.1317 | 1.2013 | 1.1317 | 0 | 51.9534
| Sublap | SCEW | Monthly System Peak Day | December | SCE 1-in-10 | 21 | 1.1828 | 1.1228 | 1.1828 | 1.1228 | 0 | 50.628
| Sublap | SCEW | Monthly System Peak Day | December | SCE 1-in-10 | 22 | 1.1341 | 1.0799 | 1.1341 | 1.0799 | 0 | 49.1468
| Sublap | SCEW | Monthly System Peak Day | December | SCE 1-in-10 | 23 | 1.0954 | 1.0606 | 1.0954 | 1.0606 | 0 | 48.9089
| Sublap | SCEW | Monthly System Peak Day | December | SCE 1-in-10 | 24 | 0.97665 | 0.94987 | 0.97665 | 0.94987 | 0 | 48.5635
| Sublap | SCEW | Monthly System Peak Day | December | SCE 1-in-2 | 1 | 0.81164 | 0.79462 | 0.81164 | 0.79462 | 0 | 48.2309
| Sublap | SCEW | Monthly System Peak Day | December | SCE 1-in-2 | 2 | 0.72316 | 0.71546 | 0.72316 | 0.71546 | 0 | 47.5926
| Sublap | SCEW | Monthly System Peak Day | December | SCE 1-in-2 | 3 | 0.66358 | 0.65529 | 0.66358 | 0.65529 | 0 | 47.4168
| Sublap | SCEW | Monthly System Peak Day | December | SCE 1-in-2 | 4 | 0.62516 | 0.61675 | 0.62516 | 0.61675 | 0 | 47.6176
| Sublap | SCEW | Monthly System Peak Day | December | SCE 1-in-2 | 5 | 0.61241 | 0.60503 | 0.61241 | 0.60503 | 0 | 47.8064
| Sublap | SCEW | Monthly System Peak Day | December | SCE 1-in-2 | 6 | 0.63009 | 0.63362 | 0.63009 | 0.63362 | 0 | 47.3756
| Sublap | SCEW | Monthly System Peak Day | December | SCE 1-in-2 | 7 | 0.68842 | 0.72662 | 0.68842 | 0.72662 | 0 | 47.6374
| Sublap | SCEW | Monthly System Peak Day | December | SCE 1-in-2 | 8 | 0.7042 | 0.73759 | 0.7042 | 0.73759 | 0 | 47.585
| Sublap | SCEW | Monthly System Peak Day | December | SCE 1-in-2 | 9 | 0.61825 | 0.58414 | 0.61825 | 0.58414 | 0 | 48.276
| Sublap | SCEW | Monthly System Peak Day | December | SCE 1-in-2 | 10 | 0.51125 | 0.45346 | 0.51125 | 0.45346 | 0 | 51.4103
| Sublap | SCEW | Monthly System Peak Day | December | SCE 1-in-2 | 11 | 0.42912 | 0.37248 | 0.42912 | 0.37248 | 0 | 55.112
| Sublap | SCEW | Monthly System Peak Day | December | SCE 1-in-2 | 12 | 0.38642 | 0.31921 | 0.38642 | 0.31921 | 0 | 58.5267
| Sublap | SCEW | Monthly System Peak Day | December | SCE 1-in-2 | 13 | 0.39088 | 0.3019 | 0.39088 | 0.3019 | 0 | 60.432
| Sublap | SCEW | Monthly System Peak Day | December | SCE 1-in-2 | 14 | 0.39942 | 0.307 | 0.39942 | 0.307 | 0 | 61.5617
| Sublap | SCEW | Monthly System Peak Day | December | SCE 1-in-2 | 15 | 0.44131 | 0.35142 | 0.44131 | 0.35142 | 0 | 62.0283
| Sublap | SCEW | Monthly System Peak Day | December | SCE 1-in-2 | 16 | 0.53705 | 0.45051 | 0.53705 | 0.45051 | 0 | 62.2683
| Sublap | SCEW | Monthly System Peak Day | December | SCE 1-in-2 | 17 | 0.68528 | 0.60916 | 0.68528 | 0.60916 | 0 | 61.8727
| Sublap | SCEW | Monthly System Peak Day | December | SCE 1-in-2 | 18 | 0.92824 | 0.85179 | 0.92824 | 0.85179 | 0 | 60.0077
| Sublap | SCEW | Monthly System Peak Day | December | SCE 1-in-2 | 19 | 1.0905 | 1.0133 | 1.0905 | 1.0133 | 0 | 57.7271
| Sublap | SCEW | Monthly System Peak Day | December | SCE 1-in-2 | 20 | 1.131 | 1.0615 | 1.131 | 1.0615 | 0 | 56.6486
| Sublap | SCEW | Monthly System Peak Day | December | SCE 1-in-2 | 21 | 1.1237 | 1.0637 | 1.1237 | 1.0637 | 0 | 55.1142
| Sublap | SCEW | Monthly System Peak Day | December | SCE 1-in-2 | 22 | 1.0713 | 1.0171 | 1.0713 | 1.0171 | 0 | 53.5542
| Sublap | SCEW | Monthly System Peak Day | December | SCE 1-in-2 | 23 | 1.0287 | 0.99386 | 1.0287 | 0.99386 | 0 | 51.7606
| Sublap | SCEW | Monthly System Peak Day | December | SCE 1-in-2 | 24 | 0.90943 | 0.88265 | 0.90943 | 0.88265 | 0 | 50.7889
| Sublap | SCEW | Monthly System Peak Day | February | CAISO 1-in-10 | 1 | 0.81771 | 0.8007 | 0.81771 | 0.8007 | 0 | 52.4648
| Sublap | SCEW | Monthly System Peak Day | February | CAISO 1-in-10 | 2 | 0.72922 | 0.72152 | 0.72922 | 0.72152 | 0 | 52.4092
| Sublap | SCEW | Monthly System Peak Day | February | CAISO 1-in-10 | 3 | 0.66972 | 0.66143 | 0.66972 | 0.66143 | 0 | 52.3101
| Sublap | SCEW | Monthly System Peak Day | February | CAISO 1-in-10 | 4 | 0.63145 | 0.62304 | 0.63145 | 0.62304 | 0 | 51.7086
| Sublap | SCEW | Monthly System Peak Day | February | CAISO 1-in-10 | 5 | 0.61906 | 0.61168 | 0.61906 | 0.61168 | 0 | 50.9449
| Sublap | SCEW | Monthly System Peak Day | February | CAISO 1-in-10 | 6 | 0.63726 | 0.64079 | 0.63726 | 0.64079 | 0 | 49.7981
| Sublap | SCEW | Monthly System Peak Day | February | CAISO 1-in-10 | 7 | 0.69605 | 0.73426 | 0.69605 | 0.73426 | 0 | 49.4491
| Sublap | SCEW | Monthly System Peak Day | February | CAISO 1-in-10 | 8 | 0.71096 | 0.74436 | 0.71096 | 0.74436 | 0 | 49.2302
| Sublap | SCEW | Monthly System Peak Day | February | CAISO 1-in-10 | 9 | 0.62362 | 0.58951 | 0.62362 | 0.58951 | 0 | 49.7667
| Sublap | SCEW | Monthly System Peak Day | February | CAISO 1-in-10 | 10 | 0.51553 | 0.45774 | 0.51553 | 0.45774 | 0 | 50.9044
| Sublap | SCEW | Monthly System Peak Day | February | CAISO 1-in-10 | 11 | 0.4333 | 0.37666 | 0.4333 | 0.37666 | 0 | 51.541
| Sublap | SCEW | Monthly System Peak Day | February | CAISO 1-in-10 | 12 | 0.39105 | 0.32384 | 0.39105 | 0.32384 | 0 | 52.6651
| Sublap | SCEW | Monthly System Peak Day | February | CAISO 1-in-10 | 13 | 0.3951 | 0.30611 | 0.3951 | 0.30611 | 0 | 53.5923
| Sublap | SCEW | Monthly System Peak Day | February | CAISO 1-in-10 | 14 | 0.40304 | 0.31062 | 0.40304 | 0.31062 | 0 | 54.6521
| Sublap | SCEW | Monthly System Peak Day | February | CAISO 1-in-10 | 15 | 0.44547 | 0.35557 | 0.44547 | 0.35557 | 0 | 55.3943
| Sublap | SCEW | Monthly System Peak Day | February | CAISO 1-in-10 | 16 | 0.54214 | 0.4556 | 0.54214 | 0.4556 | 0 | 56.3916
| Sublap | SCEW | Monthly System Peak Day | February | CAISO 1-in-10 | 17 | 0.69191 | 0.61579 | 0.69191 | 0.61579 | 0 | 58.1711
| Sublap | SCEW | Monthly System Peak Day | February | CAISO 1-in-10 | 18 | 0.93705 | 0.8606 | 0.93705 | 0.8606 | 0 | 57.8654
| Sublap | SCEW | Monthly System Peak Day | February | CAISO 1-in-10 | 19 | 1.1 | 1.0227 | 1.1 | 1.0227 | 0 | 56.7575
| Sublap | SCEW | Monthly System Peak Day | February | CAISO 1-in-10 | 20 | 1.1376 | 1.0681 | 1.1376 | 1.0681 | 0 | 55.5357
| Sublap | SCEW | Monthly System Peak Day | February | CAISO 1-in-10 | 21 | 1.1292 | 1.0693 | 1.1292 | 1.0693 | 0 | 54.8749
| Sublap | SCEW | Monthly System Peak Day | February | CAISO 1-in-10 | 22 | 1.0772 | 1.023 | 1.0772 | 1.023 | 0 | 54.2005
| Sublap | SCEW | Monthly System Peak Day | February | CAISO 1-in-10 | 23 | 1.035 | 1.0001 | 1.035 | 1.0001 | 0 | 53.4064
| Sublap | SCEW | Monthly System Peak Day | February | CAISO 1-in-10 | 24 | 0.91577 | 0.88898 | 0.91577 | 0.88898 | 0 | 52.6249
| Sublap | SCEW | Monthly System Peak Day | February | CAISO 1-in-2 | 1 | 0.84958 | 0.83257 | 0.84958 | 0.83257 | 0 | 47.5747
| Sublap | SCEW | Monthly System Peak Day | February | CAISO 1-in-2 | 2 | 0.761 | 0.7533 | 0.761 | 0.7533 | 0 | 47.2783
| Sublap | SCEW | Monthly System Peak Day | February | CAISO 1-in-2 | 3 | 0.70192 | 0.69363 | 0.70192 | 0.69363 | 0 | 46.5041
| Sublap | SCEW | Monthly System Peak Day | February | CAISO 1-in-2 | 4 | 0.66446 | 0.65605 | 0.66446 | 0.65605 | 0 | 45.6349
| Sublap | SCEW | Monthly System Peak Day | February | CAISO 1-in-2 | 5 | 0.65393 | 0.64655 | 0.65393 | 0.64655 | 0 | 44.3212
| Sublap | SCEW | Monthly System Peak Day | February | CAISO 1-in-2 | 6 | 0.67488 | 0.67841 | 0.67488 | 0.67841 | 0 | 43.338
| Sublap | SCEW | Monthly System Peak Day | February | CAISO 1-in-2 | 7 | 0.73611 | 0.77431 | 0.73611 | 0.77431 | 0 | 42.6621
| Sublap | SCEW | Monthly System Peak Day | February | CAISO 1-in-2 | 8 | 0.74644 | 0.77984 | 0.74644 | 0.77984 | 0 | 42.5396
| Sublap | SCEW | Monthly System Peak Day | February | CAISO 1-in-2 | 9 | 0.65177 | 0.61766 | 0.65177 | 0.61766 | 0 | 44.3229
| Sublap | SCEW | Monthly System Peak Day | February | CAISO 1-in-2 | 10 | 0.53794 | 0.48015 | 0.53794 | 0.48015 | 0 | 47.8864
| Sublap | SCEW | Monthly System Peak Day | February | CAISO 1-in-2 | 11 | 0.45523 | 0.39858 | 0.45523 | 0.39858 | 0 | 51.1855
| Sublap | SCEW | Monthly System Peak Day | February | CAISO 1-in-2 | 12 | 0.41535 | 0.34814 | 0.41535 | 0.34814 | 0 | 54.413
| Sublap | SCEW | Monthly System Peak Day | February | CAISO 1-in-2 | 13 | 0.41722 | 0.32824 | 0.41722 | 0.32824 | 0 | 56.1778
| Sublap | SCEW | Monthly System Peak Day | February | CAISO 1-in-2 | 14 | 0.42204 | 0.32962 | 0.42204 | 0.32962 | 0 | 57.6481
| Sublap | SCEW | Monthly System Peak Day | February | CAISO 1-in-2 | 15 | 0.46727 | 0.37737 | 0.46727 | 0.37737 | 0 | 58.3499
| Sublap | SCEW | Monthly System Peak Day | February | CAISO 1-in-2 | 16 | 0.56883 | 0.48229 | 0.56883 | 0.48229 | 0 | 58.285
| Sublap | SCEW | Monthly System Peak Day | February | CAISO 1-in-2 | 17 | 0.7267 | 0.65058 | 0.7267 | 0.65058 | 0 | 57.9481
| Sublap | SCEW | Monthly System Peak Day | February | CAISO 1-in-2 | 18 | 0.98324 | 0.90679 | 0.98324 | 0.90679 | 0 | 56.9834
| Sublap | SCEW | Monthly System Peak Day | February | CAISO 1-in-2 | 19 | 1.1494 | 1.0722 | 1.1494 | 1.0722 | 0 | 55.0833
| Sublap | SCEW | Monthly System Peak Day | February | CAISO 1-in-2 | 20 | 1.1723 | 1.1028 | 1.1723 | 1.1028 | 0 | 53.5693
| Sublap | SCEW | Monthly System Peak Day | February | CAISO 1-in-2 | 21 | 1.1584 | 1.0985 | 1.1584 | 1.0985 | 0 | 52.6668
| Sublap | SCEW | Monthly System Peak Day | February | CAISO 1-in-2 | 22 | 1.1083 | 1.0541 | 1.1083 | 1.0541 | 0 | 51.5035
| Sublap | SCEW | Monthly System Peak Day | February | CAISO 1-in-2 | 23 | 1.0679 | 1.0331 | 1.0679 | 1.0331 | 0 | 50.2756
| Sublap | SCEW | Monthly System Peak Day | February | CAISO 1-in-2 | 24 | 0.949 | 0.92221 | 0.949 | 0.92221 | 0 | 49.18
| Sublap | SCEW | Monthly System Peak Day | February | SCE 1-in-10 | 1 | 1.06 | 1.043 | 1.06 | 1.043 | 0 | 70.2018
| Sublap | SCEW | Monthly System Peak Day | February | SCE 1-in-10 | 2 | 0.85948 | 0.85178 | 0.85948 | 0.85178 | 0 | 68.492
| Sublap | SCEW | Monthly System Peak Day | February | SCE 1-in-10 | 3 | 0.73639 | 0.72811 | 0.73639 | 0.72811 | 0 | 67.5048
| Sublap | SCEW | Monthly System Peak Day | February | SCE 1-in-10 | 4 | 0.6457 | 0.63729 | 0.6457 | 0.63729 | 0 | 66.2142
| Sublap | SCEW | Monthly System Peak Day | February | SCE 1-in-10 | 5 | 0.58334 | 0.57596 | 0.58334 | 0.57596 | 0 | 65.3039
| Sublap | SCEW | Monthly System Peak Day | February | SCE 1-in-10 | 6 | 0.5581 | 0.56163 | 0.5581 | 0.56163 | 0 | 64.4187
| Sublap | SCEW | Monthly System Peak Day | February | SCE 1-in-10 | 7 | 0.57079 | 0.60899 | 0.57079 | 0.60899 | 0 | 64.7218
| Sublap | SCEW | Monthly System Peak Day | February | SCE 1-in-10 | 8 | 0.58791 | 0.62131 | 0.58791 | 0.62131 | 0 | 65.1231
| Sublap | SCEW | Monthly System Peak Day | February | SCE 1-in-10 | 9 | 0.54294 | 0.50882 | 0.54294 | 0.50882 | 0 | 65.9558
| Sublap | SCEW | Monthly System Peak Day | February | SCE 1-in-10 | 10 | 0.55476 | 0.49697 | 0.55476 | 0.49697 | 0 | 71.0968
| Sublap | SCEW | Monthly System Peak Day | February | SCE 1-in-10 | 11 | 0.48826 | 0.43161 | 0.48826 | 0.43161 | 0 | 76.64
| Sublap | SCEW | Monthly System Peak Day | February | SCE 1-in-10 | 12 | 0.50209 | 0.43488 | 0.50209 | 0.43488 | 0 | 79.8984
| Sublap | SCEW | Monthly System Peak Day | February | SCE 1-in-10 | 13 | 0.62012 | 0.53114 | 0.62012 | 0.53114 | 0 | 82.8999
| Sublap | SCEW | Monthly System Peak Day | February | SCE 1-in-10 | 14 | 0.7901 | 0.69768 | 0.7901 | 0.69768 | 0 | 84.981
| Sublap | SCEW | Monthly System Peak Day | February | SCE 1-in-10 | 15 | 0.98409 | 0.89419 | 0.98409 | 0.89419 | 0 | 85.8407
| Sublap | SCEW | Monthly System Peak Day | February | SCE 1-in-10 | 16 | 1.2175 | 1.131 | 1.2175 | 1.131 | 0 | 85.3796
| Sublap | SCEW | Monthly System Peak Day | February | SCE 1-in-10 | 17 | 1.425 | 1.3489 | 0.71843 | 0.54887 | 0.024333 | 83.7109
| Sublap | SCEW | Monthly System Peak Day | February | SCE 1-in-10 | 18 | 1.6213 | 1.5448 | 1.2294 | 1.0967 | 0.059535 | 80.6472
| Sublap | SCEW | Monthly System Peak Day | February | SCE 1-in-10 | 19 | 1.6985 | 1.6213 | 1.5135 | 1.356 | 0.051309 | 75.9771
| Sublap | SCEW | Monthly System Peak Day | February | SCE 1-in-10 | 20 | 1.6319 | 1.5624 | 1.5272 | 1.3791 | 0.029251 | 72.8876
| Sublap | SCEW | Monthly System Peak Day | February | SCE 1-in-10 | 21 | 1.6208 | 1.5608 | 1.5352 | 1.3967 | 0.033128 | 71.2798
| Sublap | SCEW | Monthly System Peak Day | February | SCE 1-in-10 | 22 | 1.5598 | 1.5056 | 1.7845 | 1.7709 | 0.037293 | 70.0279
| Sublap | SCEW | Monthly System Peak Day | February | SCE 1-in-10 | 23 | 1.4511 | 1.4163 | 1.482 | 1.4481 | 0.02668 | 68.0011
| Sublap | SCEW | Monthly System Peak Day | February | SCE 1-in-10 | 24 | 1.2064 | 1.1796 | 1.2258 | 1.1974 | 0.0097169 | 66.4733
| Sublap | SCEW | Monthly System Peak Day | February | SCE 1-in-2 | 1 | 0.85376 | 0.83674 | 0.85376 | 0.83674 | 0 | 47.0971
| Sublap | SCEW | Monthly System Peak Day | February | SCE 1-in-2 | 2 | 0.76516 | 0.75747 | 0.76516 | 0.75747 | 0 | 46.7516
| Sublap | SCEW | Monthly System Peak Day | February | SCE 1-in-2 | 3 | 0.70613 | 0.69785 | 0.70613 | 0.69785 | 0 | 46.2356
| Sublap | SCEW | Monthly System Peak Day | February | SCE 1-in-2 | 4 | 0.66878 | 0.66037 | 0.66878 | 0.66037 | 0 | 45.4517
| Sublap | SCEW | Monthly System Peak Day | February | SCE 1-in-2 | 5 | 0.6585 | 0.65111 | 0.6585 | 0.65111 | 0 | 44.6517
| Sublap | SCEW | Monthly System Peak Day | February | SCE 1-in-2 | 6 | 0.67981 | 0.68334 | 0.67981 | 0.68334 | 0 | 43.7137
| Sublap | SCEW | Monthly System Peak Day | February | SCE 1-in-2 | 7 | 0.74135 | 0.77955 | 0.74135 | 0.77955 | 0 | 43.2306
| Sublap | SCEW | Monthly System Peak Day | February | SCE 1-in-2 | 8 | 0.75109 | 0.78449 | 0.75109 | 0.78449 | 0 | 43.3702
| Sublap | SCEW | Monthly System Peak Day | February | SCE 1-in-2 | 9 | 0.65546 | 0.62135 | 0.65546 | 0.62135 | 0 | 44.9819
| Sublap | SCEW | Monthly System Peak Day | February | SCE 1-in-2 | 10 | 0.54088 | 0.48309 | 0.54088 | 0.48309 | 0 | 47.8356
| Sublap | SCEW | Monthly System Peak Day | February | SCE 1-in-2 | 11 | 0.4581 | 0.40145 | 0.4581 | 0.40145 | 0 | 50.6835
| Sublap | SCEW | Monthly System Peak Day | February | SCE 1-in-2 | 12 | 0.41853 | 0.35132 | 0.41853 | 0.35132 | 0 | 53.0456
| Sublap | SCEW | Monthly System Peak Day | February | SCE 1-in-2 | 13 | 0.42012 | 0.33114 | 0.42012 | 0.33114 | 0 | 54.5198
| Sublap | SCEW | Monthly System Peak Day | February | SCE 1-in-2 | 14 | 0.42453 | 0.3321 | 0.42453 | 0.3321 | 0 | 55.6558
| Sublap | SCEW | Monthly System Peak Day | February | SCE 1-in-2 | 15 | 0.47012 | 0.38023 | 0.47012 | 0.38023 | 0 | 56.7571
| Sublap | SCEW | Monthly System Peak Day | February | SCE 1-in-2 | 16 | 0.57233 | 0.48579 | 0.57233 | 0.48579 | 0 | 57.3878
| Sublap | SCEW | Monthly System Peak Day | February | SCE 1-in-2 | 17 | 0.73126 | 0.65514 | 0.73126 | 0.65514 | 0 | 57.1214
| Sublap | SCEW | Monthly System Peak Day | February | SCE 1-in-2 | 18 | 0.98929 | 0.91284 | 0.98929 | 0.91284 | 0 | 56.2933
| Sublap | SCEW | Monthly System Peak Day | February | SCE 1-in-2 | 19 | 1.1559 | 1.0787 | 1.1559 | 1.0787 | 0 | 54.5914
| Sublap | SCEW | Monthly System Peak Day | February | SCE 1-in-2 | 20 | 1.1769 | 1.1074 | 1.1769 | 1.1074 | 0 | 53.4891
| Sublap | SCEW | Monthly System Peak Day | February | SCE 1-in-2 | 21 | 1.1623 | 1.1023 | 1.1623 | 1.1023 | 0 | 52.6376
| Sublap | SCEW | Monthly System Peak Day | February | SCE 1-in-2 | 22 | 1.1123 | 1.0581 | 1.1123 | 1.0581 | 0 | 51.7666
| Sublap | SCEW | Monthly System Peak Day | February | SCE 1-in-2 | 23 | 1.0722 | 1.0374 | 1.0722 | 1.0374 | 0 | 50.6358
| Sublap | SCEW | Monthly System Peak Day | February | SCE 1-in-2 | 24 | 0.95335 | 0.92657 | 0.95335 | 0.92657 | 0 | 49.3919
| Sublap | SCEW | Monthly System Peak Day | January | CAISO 1-in-10 | 1 | 0.86001 | 0.84299 | 0.86001 | 0.84299 | 0 | 49.0738
| Sublap | SCEW | Monthly System Peak Day | January | CAISO 1-in-10 | 2 | 0.7714 | 0.7637 | 0.7714 | 0.7637 | 0 | 48.38
| Sublap | SCEW | Monthly System Peak Day | January | CAISO 1-in-10 | 3 | 0.71245 | 0.70416 | 0.71245 | 0.70416 | 0 | 48.9474
| Sublap | SCEW | Monthly System Peak Day | January | CAISO 1-in-10 | 4 | 0.67526 | 0.66685 | 0.67526 | 0.66685 | 0 | 48.5535
| Sublap | SCEW | Monthly System Peak Day | January | CAISO 1-in-10 | 5 | 0.66534 | 0.65795 | 0.66534 | 0.65795 | 0 | 48.1493
| Sublap | SCEW | Monthly System Peak Day | January | CAISO 1-in-10 | 6 | 0.68719 | 0.69072 | 0.68719 | 0.69072 | 0 | 47.8063
| Sublap | SCEW | Monthly System Peak Day | January | CAISO 1-in-10 | 7 | 0.74921 | 0.78741 | 0.74921 | 0.78741 | 0 | 47.2794
| Sublap | SCEW | Monthly System Peak Day | January | CAISO 1-in-10 | 8 | 0.75805 | 0.79145 | 0.75805 | 0.79145 | 0 | 46.6916
| Sublap | SCEW | Monthly System Peak Day | January | CAISO 1-in-10 | 9 | 0.66098 | 0.62687 | 0.66098 | 0.62687 | 0 | 46.1288
| Sublap | SCEW | Monthly System Peak Day | January | CAISO 1-in-10 | 10 | 0.54527 | 0.48748 | 0.54527 | 0.48748 | 0 | 48.2107
| Sublap | SCEW | Monthly System Peak Day | January | CAISO 1-in-10 | 11 | 0.4624 | 0.40575 | 0.4624 | 0.40575 | 0 | 48.5966
| Sublap | SCEW | Monthly System Peak Day | January | CAISO 1-in-10 | 12 | 0.4233 | 0.35609 | 0.4233 | 0.35609 | 0 | 50.5856
| Sublap | SCEW | Monthly System Peak Day | January | CAISO 1-in-10 | 13 | 0.42446 | 0.33548 | 0.42446 | 0.33548 | 0 | 52.6668
| Sublap | SCEW | Monthly System Peak Day | January | CAISO 1-in-10 | 14 | 0.42825 | 0.33583 | 0.42825 | 0.33583 | 0 | 52.3972
| Sublap | SCEW | Monthly System Peak Day | January | CAISO 1-in-10 | 15 | 0.4744 | 0.3845 | 0.4744 | 0.3845 | 0 | 53.3055
| Sublap | SCEW | Monthly System Peak Day | January | CAISO 1-in-10 | 16 | 0.57756 | 0.49103 | 0.57756 | 0.49103 | 0 | 53.6644
| Sublap | SCEW | Monthly System Peak Day | January | CAISO 1-in-10 | 17 | 0.73809 | 0.66197 | 0.73809 | 0.66197 | 0 | 53.872
| Sublap | SCEW | Monthly System Peak Day | January | CAISO 1-in-10 | 18 | 0.99836 | 0.92191 | 0.99836 | 0.92191 | 0 | 53.0021
| Sublap | SCEW | Monthly System Peak Day | January | CAISO 1-in-10 | 19 | 1.1656 | 1.0884 | 1.1656 | 1.0884 | 0 | 51.1164
| Sublap | SCEW | Monthly System Peak Day | January | CAISO 1-in-10 | 20 | 1.1837 | 1.1142 | 1.1837 | 1.1142 | 0 | 50.6447
| Sublap | SCEW | Monthly System Peak Day | January | CAISO 1-in-10 | 21 | 1.168 | 1.1081 | 1.168 | 1.1081 | 0 | 50.1033
| Sublap | SCEW | Monthly System Peak Day | January | CAISO 1-in-10 | 22 | 1.1184 | 1.0642 | 1.1184 | 1.0642 | 0 | 49.8475
| Sublap | SCEW | Monthly System Peak Day | January | CAISO 1-in-10 | 23 | 1.0787 | 1.0439 | 1.0787 | 1.0439 | 0 | 48.8452
| Sublap | SCEW | Monthly System Peak Day | January | CAISO 1-in-10 | 24 | 0.95987 | 0.93309 | 0.95987 | 0.93309 | 0 | 47.3971
| Sublap | SCEW | Monthly System Peak Day | January | CAISO 1-in-2 | 1 | 0.82222 | 0.8052 | 0.82222 | 0.8052 | 0 | 51.5482
| Sublap | SCEW | Monthly System Peak Day | January | CAISO 1-in-2 | 2 | 0.73371 | 0.72601 | 0.73371 | 0.72601 | 0 | 50.4493
| Sublap | SCEW | Monthly System Peak Day | January | CAISO 1-in-2 | 3 | 0.67427 | 0.66598 | 0.67427 | 0.66598 | 0 | 49.1939
| Sublap | SCEW | Monthly System Peak Day | January | CAISO 1-in-2 | 4 | 0.63612 | 0.62771 | 0.63612 | 0.62771 | 0 | 48.2086
| Sublap | SCEW | Monthly System Peak Day | January | CAISO 1-in-2 | 5 | 0.62399 | 0.61661 | 0.62399 | 0.61661 | 0 | 47.423
| Sublap | SCEW | Monthly System Peak Day | January | CAISO 1-in-2 | 6 | 0.64258 | 0.64611 | 0.64258 | 0.64611 | 0 | 46.8467
| Sublap | SCEW | Monthly System Peak Day | January | CAISO 1-in-2 | 7 | 0.70172 | 0.73992 | 0.70172 | 0.73992 | 0 | 46.7401
| Sublap | SCEW | Monthly System Peak Day | January | CAISO 1-in-2 | 8 | 0.71598 | 0.74938 | 0.71598 | 0.74938 | 0 | 46.7886
| Sublap | SCEW | Monthly System Peak Day | January | CAISO 1-in-2 | 9 | 0.6276 | 0.59349 | 0.6276 | 0.59349 | 0 | 48.0187
| Sublap | SCEW | Monthly System Peak Day | January | CAISO 1-in-2 | 10 | 0.51869 | 0.4609 | 0.51869 | 0.4609 | 0 | 50.4882
| Sublap | SCEW | Monthly System Peak Day | January | CAISO 1-in-2 | 11 | 0.4364 | 0.37976 | 0.4364 | 0.37976 | 0 | 54.0027
| Sublap | SCEW | Monthly System Peak Day | January | CAISO 1-in-2 | 12 | 0.39448 | 0.32727 | 0.39448 | 0.32727 | 0 | 56.5641
| Sublap | SCEW | Monthly System Peak Day | January | CAISO 1-in-2 | 13 | 0.39823 | 0.30924 | 0.39823 | 0.30924 | 0 | 57.5655
| Sublap | SCEW | Monthly System Peak Day | January | CAISO 1-in-2 | 14 | 0.40573 | 0.31331 | 0.40573 | 0.31331 | 0 | 58.6503
| Sublap | SCEW | Monthly System Peak Day | January | CAISO 1-in-2 | 15 | 0.44855 | 0.35865 | 0.44855 | 0.35865 | 0 | 59.4448
| Sublap | SCEW | Monthly System Peak Day | January | CAISO 1-in-2 | 16 | 0.54591 | 0.45938 | 0.54591 | 0.45938 | 0 | 59.2488
| Sublap | SCEW | Monthly System Peak Day | January | CAISO 1-in-2 | 17 | 0.69683 | 0.62071 | 0.69683 | 0.62071 | 0 | 58.0913
| Sublap | SCEW | Monthly System Peak Day | January | CAISO 1-in-2 | 18 | 0.94358 | 0.86713 | 0.94358 | 0.86713 | 0 | 56.7454
| Sublap | SCEW | Monthly System Peak Day | January | CAISO 1-in-2 | 19 | 1.1069 | 1.0297 | 1.1069 | 1.0297 | 0 | 55.8122
| Sublap | SCEW | Monthly System Peak Day | January | CAISO 1-in-2 | 20 | 1.1425 | 1.073 | 1.1425 | 1.073 | 0 | 55.0842
| Sublap | SCEW | Monthly System Peak Day | January | CAISO 1-in-2 | 21 | 1.1334 | 1.0734 | 1.1334 | 1.0734 | 0 | 54.2096
| Sublap | SCEW | Monthly System Peak Day | January | CAISO 1-in-2 | 22 | 1.0816 | 1.0274 | 1.0816 | 1.0274 | 0 | 53.1685
| Sublap | SCEW | Monthly System Peak Day | January | CAISO 1-in-2 | 23 | 1.0396 | 1.0048 | 1.0396 | 1.0048 | 0 | 52.3046
| Sublap | SCEW | Monthly System Peak Day | January | CAISO 1-in-2 | 24 | 0.92046 | 0.89368 | 0.92046 | 0.89368 | 0 | 51.3904
| Sublap | SCEW | Monthly System Peak Day | January | SCE 1-in-10 | 1 | 0.84873 | 0.83171 | 0.84873 | 0.83171 | 0 | 50.3507
| Sublap | SCEW | Monthly System Peak Day | January | SCE 1-in-10 | 2 | 0.76015 | 0.75245 | 0.76015 | 0.75245 | 0 | 50.2298
| Sublap | SCEW | Monthly System Peak Day | January | SCE 1-in-10 | 3 | 0.70106 | 0.69277 | 0.70106 | 0.69277 | 0 | 49.4413
| Sublap | SCEW | Monthly System Peak Day | January | SCE 1-in-10 | 4 | 0.66358 | 0.65517 | 0.66358 | 0.65517 | 0 | 48.647
| Sublap | SCEW | Monthly System Peak Day | January | SCE 1-in-10 | 5 | 0.65299 | 0.64561 | 0.65299 | 0.64561 | 0 | 48.0694
| Sublap | SCEW | Monthly System Peak Day | January | SCE 1-in-10 | 6 | 0.67387 | 0.6774 | 0.67387 | 0.6774 | 0 | 47.4585
| Sublap | SCEW | Monthly System Peak Day | January | SCE 1-in-10 | 7 | 0.73503 | 0.77324 | 0.73503 | 0.77324 | 0 | 46.935
| Sublap | SCEW | Monthly System Peak Day | January | SCE 1-in-10 | 8 | 0.74549 | 0.77889 | 0.74549 | 0.77889 | 0 | 46.724
| Sublap | SCEW | Monthly System Peak Day | January | SCE 1-in-10 | 9 | 0.65102 | 0.61691 | 0.65102 | 0.61691 | 0 | 47.2849
| Sublap | SCEW | Monthly System Peak Day | January | SCE 1-in-10 | 10 | 0.53734 | 0.47955 | 0.53734 | 0.47955 | 0 | 48.8554
| Sublap | SCEW | Monthly System Peak Day | January | SCE 1-in-10 | 11 | 0.45464 | 0.39799 | 0.45464 | 0.39799 | 0 | 51.2693
| Sublap | SCEW | Monthly System Peak Day | January | SCE 1-in-10 | 12 | 0.4147 | 0.34749 | 0.4147 | 0.34749 | 0 | 53.2528
| Sublap | SCEW | Monthly System Peak Day | January | SCE 1-in-10 | 13 | 0.41663 | 0.32765 | 0.41663 | 0.32765 | 0 | 53.2958
| Sublap | SCEW | Monthly System Peak Day | January | SCE 1-in-10 | 14 | 0.42153 | 0.32911 | 0.42153 | 0.32911 | 0 | 53.7973
| Sublap | SCEW | Monthly System Peak Day | January | SCE 1-in-10 | 15 | 0.46668 | 0.37679 | 0.46668 | 0.37679 | 0 | 54.1539
| Sublap | SCEW | Monthly System Peak Day | January | SCE 1-in-10 | 16 | 0.56811 | 0.48158 | 0.56811 | 0.48158 | 0 | 54.9678
| Sublap | SCEW | Monthly System Peak Day | January | SCE 1-in-10 | 17 | 0.72577 | 0.64965 | 0.72577 | 0.64965 | 0 | 54.4367
| Sublap | SCEW | Monthly System Peak Day | January | SCE 1-in-10 | 18 | 0.98201 | 0.90556 | 0.98201 | 0.90556 | 0 | 53.3614
| Sublap | SCEW | Monthly System Peak Day | January | SCE 1-in-10 | 19 | 1.1481 | 1.0709 | 1.1481 | 1.0709 | 0 | 51.8906
| Sublap | SCEW | Monthly System Peak Day | January | SCE 1-in-10 | 20 | 1.1714 | 1.1019 | 1.1714 | 1.1019 | 0 | 51.3631
| Sublap | SCEW | Monthly System Peak Day | January | SCE 1-in-10 | 21 | 1.1577 | 1.0977 | 1.1577 | 1.0977 | 0 | 50.8681
| Sublap | SCEW | Monthly System Peak Day | January | SCE 1-in-10 | 22 | 1.1074 | 1.0532 | 1.1074 | 1.0532 | 0 | 50.7053
| Sublap | SCEW | Monthly System Peak Day | January | SCE 1-in-10 | 23 | 1.067 | 1.0322 | 1.067 | 1.0322 | 0 | 50.1606
| Sublap | SCEW | Monthly System Peak Day | January | SCE 1-in-10 | 24 | 0.94811 | 0.92132 | 0.94811 | 0.92132 | 0 | 49.452
| Sublap | SCEW | Monthly System Peak Day | January | SCE 1-in-2 | 1 | 0.84605 | 0.82903 | 0.84605 | 0.82903 | 0 | 49.0161
| Sublap | SCEW | Monthly System Peak Day | January | SCE 1-in-2 | 2 | 0.75747 | 0.74978 | 0.75747 | 0.74978 | 0 | 48.4877
| Sublap | SCEW | Monthly System Peak Day | January | SCE 1-in-2 | 3 | 0.69834 | 0.69006 | 0.69834 | 0.69006 | 0 | 46.6704
| Sublap | SCEW | Monthly System Peak Day | January | SCE 1-in-2 | 4 | 0.6608 | 0.65239 | 0.6608 | 0.65239 | 0 | 46.2427
| Sublap | SCEW | Monthly System Peak Day | January | SCE 1-in-2 | 5 | 0.65006 | 0.64268 | 0.65006 | 0.64268 | 0 | 45.3437
| Sublap | SCEW | Monthly System Peak Day | January | SCE 1-in-2 | 6 | 0.67071 | 0.67424 | 0.67071 | 0.67424 | 0 | 45.1787
| Sublap | SCEW | Monthly System Peak Day | January | SCE 1-in-2 | 7 | 0.73166 | 0.76987 | 0.73166 | 0.76987 | 0 | 45.2119
| Sublap | SCEW | Monthly System Peak Day | January | SCE 1-in-2 | 8 | 0.74251 | 0.7759 | 0.74251 | 0.7759 | 0 | 45.4298
| Sublap | SCEW | Monthly System Peak Day | January | SCE 1-in-2 | 9 | 0.64865 | 0.61454 | 0.64865 | 0.61454 | 0 | 46.2778
| Sublap | SCEW | Monthly System Peak Day | January | SCE 1-in-2 | 10 | 0.53545 | 0.47766 | 0.53545 | 0.47766 | 0 | 48.9916
| Sublap | SCEW | Monthly System Peak Day | January | SCE 1-in-2 | 11 | 0.4528 | 0.39615 | 0.4528 | 0.39615 | 0 | 52.6854
| Sublap | SCEW | Monthly System Peak Day | January | SCE 1-in-2 | 12 | 0.41265 | 0.34544 | 0.41265 | 0.34544 | 0 | 55.0739
| Sublap | SCEW | Monthly System Peak Day | January | SCE 1-in-2 | 13 | 0.41477 | 0.32579 | 0.41477 | 0.32579 | 0 | 56.0859
| Sublap | SCEW | Monthly System Peak Day | January | SCE 1-in-2 | 14 | 0.41993 | 0.32751 | 0.41993 | 0.32751 | 0 | 54.8366
| Sublap | SCEW | Monthly System Peak Day | January | SCE 1-in-2 | 15 | 0.46485 | 0.37495 | 0.46485 | 0.37495 | 0 | 54.3473
| Sublap | SCEW | Monthly System Peak Day | January | SCE 1-in-2 | 16 | 0.56587 | 0.47933 | 0.56587 | 0.47933 | 0 | 56.2844
| Sublap | SCEW | Monthly System Peak Day | January | SCE 1-in-2 | 17 | 0.72284 | 0.64672 | 0.72284 | 0.64672 | 0 | 56.9685
| Sublap | SCEW | Monthly System Peak Day | January | SCE 1-in-2 | 18 | 0.97812 | 0.90167 | 0.97812 | 0.90167 | 0 | 56.1464
| Sublap | SCEW | Monthly System Peak Day | January | SCE 1-in-2 | 19 | 1.1439 | 1.0667 | 1.1439 | 1.0667 | 0 | 54.6046
| Sublap | SCEW | Monthly System Peak Day | January | SCE 1-in-2 | 20 | 1.1685 | 1.099 | 1.1685 | 1.099 | 0 | 53.4832
| Sublap | SCEW | Monthly System Peak Day | January | SCE 1-in-2 | 21 | 1.1552 | 1.0953 | 1.1552 | 1.0953 | 0 | 52.9503
| Sublap | SCEW | Monthly System Peak Day | January | SCE 1-in-2 | 22 | 1.1048 | 1.0506 | 1.1048 | 1.0506 | 0 | 51.8376
| Sublap | SCEW | Monthly System Peak Day | January | SCE 1-in-2 | 23 | 1.0643 | 1.0295 | 1.0643 | 1.0295 | 0 | 50.4682
| Sublap | SCEW | Monthly System Peak Day | January | SCE 1-in-2 | 24 | 0.94531 | 0.91853 | 0.94531 | 0.91853 | 0 | 49.5102
| Sublap | SCEW | Monthly System Peak Day | July | CAISO 1-in-10 | 1 | 1.2027 | 1.1857 | 1.2027 | 1.1857 | 0 | 73.272
| Sublap | SCEW | Monthly System Peak Day | July | CAISO 1-in-10 | 2 | 1.028 | 1.0203 | 1.028 | 1.0203 | 0 | 73.0802
| Sublap | SCEW | Monthly System Peak Day | July | CAISO 1-in-10 | 3 | 0.89508 | 0.88679 | 0.89508 | 0.88679 | 0 | 72.5747
| Sublap | SCEW | Monthly System Peak Day | July | CAISO 1-in-10 | 4 | 0.79645 | 0.78804 | 0.79645 | 0.78804 | 0 | 72.1456
| Sublap | SCEW | Monthly System Peak Day | July | CAISO 1-in-10 | 5 | 0.72576 | 0.71838 | 0.72576 | 0.71838 | 0 | 71.6843
| Sublap | SCEW | Monthly System Peak Day | July | CAISO 1-in-10 | 6 | 0.68838 | 0.69191 | 0.68838 | 0.69191 | 0 | 71.4936
| Sublap | SCEW | Monthly System Peak Day | July | CAISO 1-in-10 | 7 | 0.68466 | 0.72286 | 0.68466 | 0.72286 | 0 | 71.1301
| Sublap | SCEW | Monthly System Peak Day | July | CAISO 1-in-10 | 8 | 0.71249 | 0.74589 | 0.71249 | 0.74589 | 0 | 71.1064
| Sublap | SCEW | Monthly System Peak Day | July | CAISO 1-in-10 | 9 | 0.71499 | 0.68088 | 0.71499 | 0.68088 | 0 | 72.3367
| Sublap | SCEW | Monthly System Peak Day | July | CAISO 1-in-10 | 10 | 0.66909 | 0.6113 | 0.66909 | 0.6113 | 0 | 74.4098
| Sublap | SCEW | Monthly System Peak Day | July | CAISO 1-in-10 | 11 | 0.67947 | 0.62282 | 0.67947 | 0.62282 | 0 | 77.4067
| Sublap | SCEW | Monthly System Peak Day | July | CAISO 1-in-10 | 12 | 0.79387 | 0.72666 | 0.79387 | 0.72666 | 0 | 80.3036
| Sublap | SCEW | Monthly System Peak Day | July | CAISO 1-in-10 | 13 | 0.99366 | 0.90467 | 0.99366 | 0.90467 | 0 | 82.3686
| Sublap | SCEW | Monthly System Peak Day | July | CAISO 1-in-10 | 14 | 1.208 | 1.1155 | 1.208 | 1.1155 | 0 | 83.5651
| Sublap | SCEW | Monthly System Peak Day | July | CAISO 1-in-10 | 15 | 1.4157 | 1.3258 | 1.4157 | 1.3258 | 0 | 83.9619
| Sublap | SCEW | Monthly System Peak Day | July | CAISO 1-in-10 | 16 | 1.6469 | 1.5603 | 1.6469 | 1.5603 | 0 | 83.7905
| Sublap | SCEW | Monthly System Peak Day | July | CAISO 1-in-10 | 17 | 1.8402 | 1.7641 | 1.1685 | 0.99896 | 0.025323 | 82.11
| Sublap | SCEW | Monthly System Peak Day | July | CAISO 1-in-10 | 18 | 2.0203 | 1.9439 | 1.6009 | 1.4682 | 0.053828 | 82.2953
| Sublap | SCEW | Monthly System Peak Day | July | CAISO 1-in-10 | 19 | 2.0786 | 2.0014 | 1.8201 | 1.6627 | 0.034737 | 81.3922
| Sublap | SCEW | Monthly System Peak Day | July | CAISO 1-in-10 | 20 | 1.9922 | 1.9226 | 1.8125 | 1.6645 | 0.016112 | 79.152
| Sublap | SCEW | Monthly System Peak Day | July | CAISO 1-in-10 | 21 | 1.9362 | 1.8763 | 1.7874 | 1.6489 | 0.020937 | 76.572
| Sublap | SCEW | Monthly System Peak Day | July | CAISO 1-in-10 | 22 | 1.84 | 1.7858 | 2.1095 | 2.096 | 0.026226 | 73.8621
| Sublap | SCEW | Monthly System Peak Day | July | CAISO 1-in-10 | 23 | 1.6799 | 1.6451 | 1.7684 | 1.7345 | 0.017127 | 72.9984
| Sublap | SCEW | Monthly System Peak Day | July | CAISO 1-in-10 | 24 | 1.408 | 1.3812 | 1.4647 | 1.4362 | 0.015187 | 72.3931
| Sublap | SCEW | Monthly System Peak Day | July | CAISO 1-in-2 | 1 | 1.0581 | 1.041 | 1.0581 | 1.041 | 0 | 69.3525
| Sublap | SCEW | Monthly System Peak Day | July | CAISO 1-in-2 | 2 | 0.87561 | 0.86792 | 0.87561 | 0.86792 | 0 | 68.7324
| Sublap | SCEW | Monthly System Peak Day | July | CAISO 1-in-2 | 3 | 0.76038 | 0.75209 | 0.76038 | 0.75209 | 0 | 68.4399
| Sublap | SCEW | Monthly System Peak Day | July | CAISO 1-in-2 | 4 | 0.67964 | 0.67123 | 0.67964 | 0.67123 | 0 | 68.1466
| Sublap | SCEW | Monthly System Peak Day | July | CAISO 1-in-2 | 5 | 0.6227 | 0.61532 | 0.6227 | 0.61532 | 0 | 67.7524
| Sublap | SCEW | Monthly System Peak Day | July | CAISO 1-in-2 | 6 | 0.59755 | 0.60108 | 0.59755 | 0.60108 | 0 | 67.5405
| Sublap | SCEW | Monthly System Peak Day | July | CAISO 1-in-2 | 7 | 0.59835 | 0.63655 | 0.59835 | 0.63655 | 0 | 67.2268
| Sublap | SCEW | Monthly System Peak Day | July | CAISO 1-in-2 | 8 | 0.61169 | 0.64509 | 0.61169 | 0.64509 | 0 | 67.241
| Sublap | SCEW | Monthly System Peak Day | July | CAISO 1-in-2 | 9 | 0.62245 | 0.58834 | 0.62245 | 0.58834 | 0 | 69.4164
| Sublap | SCEW | Monthly System Peak Day | July | CAISO 1-in-2 | 10 | 0.62445 | 0.56666 | 0.62445 | 0.56666 | 0 | 73.0034
| Sublap | SCEW | Monthly System Peak Day | July | CAISO 1-in-2 | 11 | 0.61319 | 0.55654 | 0.61319 | 0.55654 | 0 | 76.9489
| Sublap | SCEW | Monthly System Peak Day | July | CAISO 1-in-2 | 12 | 0.68648 | 0.61927 | 0.68648 | 0.61927 | 0 | 80.4142
| Sublap | SCEW | Monthly System Peak Day | July | CAISO 1-in-2 | 13 | 0.86662 | 0.77763 | 0.86662 | 0.77763 | 0 | 81.9183
| Sublap | SCEW | Monthly System Peak Day | July | CAISO 1-in-2 | 14 | 1.0654 | 0.97295 | 1.0654 | 0.97295 | 0 | 82.8464
| Sublap | SCEW | Monthly System Peak Day | July | CAISO 1-in-2 | 15 | 1.2617 | 1.1718 | 1.2617 | 1.1718 | 0 | 83.3578
| Sublap | SCEW | Monthly System Peak Day | July | CAISO 1-in-2 | 16 | 1.487 | 1.4005 | 1.487 | 1.4005 | 0 | 83.2138
| Sublap | SCEW | Monthly System Peak Day | July | CAISO 1-in-2 | 17 | 1.6819 | 1.6058 | 0.9882 | 0.81865 | 0.024608 | 83.1183
| Sublap | SCEW | Monthly System Peak Day | July | CAISO 1-in-2 | 18 | 1.8672 | 1.7907 | 1.4392 | 1.3065 | 0.052154 | 82.8076
| Sublap | SCEW | Monthly System Peak Day | July | CAISO 1-in-2 | 19 | 1.9481 | 1.8708 | 1.6809 | 1.5234 | 0.032947 | 82.0387
| Sublap | SCEW | Monthly System Peak Day | July | CAISO 1-in-2 | 20 | 1.8891 | 1.8195 | 1.7015 | 1.5534 | 0.015118 | 79.8192
| Sublap | SCEW | Monthly System Peak Day | July | CAISO 1-in-2 | 21 | 1.8328 | 1.7729 | 1.6684 | 1.5299 | 0.018337 | 77.8774
| Sublap | SCEW | Monthly System Peak Day | July | CAISO 1-in-2 | 22 | 1.705 | 1.6508 | 1.9996 | 1.986 | 0.022928 | 76.0048
| Sublap | SCEW | Monthly System Peak Day | July | CAISO 1-in-2 | 23 | 1.5731 | 1.5383 | 1.6735 | 1.6395 | 0.016331 | 74.0314
| Sublap | SCEW | Monthly System Peak Day | July | CAISO 1-in-2 | 24 | 1.3382 | 1.3114 | 1.396 | 1.3675 | 0.015078 | 72.5815
| Sublap | SCEW | Monthly System Peak Day | July | SCE 1-in-10 | 1 | 1.276 | 1.259 | 1.276 | 1.259 | 0 | 73.1253
| Sublap | SCEW | Monthly System Peak Day | July | SCE 1-in-10 | 2 | 0.9951 | 0.9874 | 0.9951 | 0.9874 | 0 | 71.2263
| Sublap | SCEW | Monthly System Peak Day | July | SCE 1-in-10 | 3 | 0.82347 | 0.81518 | 0.82347 | 0.81518 | 0 | 70.2128
| Sublap | SCEW | Monthly System Peak Day | July | SCE 1-in-10 | 4 | 0.72495 | 0.71654 | 0.72495 | 0.71654 | 0 | 69.6444
| Sublap | SCEW | Monthly System Peak Day | July | SCE 1-in-10 | 5 | 0.66804 | 0.66066 | 0.66804 | 0.66066 | 0 | 69.5036
| Sublap | SCEW | Monthly System Peak Day | July | SCE 1-in-10 | 6 | 0.64145 | 0.64498 | 0.64145 | 0.64498 | 0 | 69.3529
| Sublap | SCEW | Monthly System Peak Day | July | SCE 1-in-10 | 7 | 0.63099 | 0.66919 | 0.63099 | 0.66919 | 0 | 68.996
| Sublap | SCEW | Monthly System Peak Day | July | SCE 1-in-10 | 8 | 0.65225 | 0.68565 | 0.65225 | 0.68565 | 0 | 69.3938
| Sublap | SCEW | Monthly System Peak Day | July | SCE 1-in-10 | 9 | 0.66636 | 0.63224 | 0.66636 | 0.63224 | 0 | 71.7409
| Sublap | SCEW | Monthly System Peak Day | July | SCE 1-in-10 | 10 | 0.75178 | 0.69399 | 0.75178 | 0.69399 | 0 | 75.4764
| Sublap | SCEW | Monthly System Peak Day | July | SCE 1-in-10 | 11 | 1.0088 | 0.95211 | 1.0088 | 0.95211 | 0 | 80.9327
| Sublap | SCEW | Monthly System Peak Day | July | SCE 1-in-10 | 12 | 1.2645 | 1.1973 | 1.2645 | 1.1973 | 0 | 84.9173
| Sublap | SCEW | Monthly System Peak Day | July | SCE 1-in-10 | 13 | 1.5762 | 1.4872 | 1.5762 | 1.4872 | 0 | 88.3042
| Sublap | SCEW | Monthly System Peak Day | July | SCE 1-in-10 | 14 | 1.8613 | 1.7688 | 1.8613 | 1.7688 | 0 | 92.0763
| Sublap | SCEW | Monthly System Peak Day | July | SCE 1-in-10 | 15 | 2.1129 | 2.023 | 2.1129 | 2.023 | 0 | 96.2962
| Sublap | SCEW | Monthly System Peak Day | July | SCE 1-in-10 | 16 | 2.3897 | 2.3032 | 2.3897 | 2.3032 | 0 | 98.539
| Sublap | SCEW | Monthly System Peak Day | July | SCE 1-in-10 | 17 | 2.5841 | 2.5079 | 1.5421 | 1.3726 | 0.046651 | 99.078
| Sublap | SCEW | Monthly System Peak Day | July | SCE 1-in-10 | 18 | 2.7343 | 2.6579 | 2.0449 | 1.9122 | 0.052116 | 98.4538
| Sublap | SCEW | Monthly System Peak Day | July | SCE 1-in-10 | 19 | 2.7954 | 2.7182 | 2.3139 | 2.1564 | 0.037214 | 97.8423
| Sublap | SCEW | Monthly System Peak Day | July | SCE 1-in-10 | 20 | 2.694 | 2.6245 | 2.3168 | 2.1687 | 0.036477 | 95.6812
| Sublap | SCEW | Monthly System Peak Day | July | SCE 1-in-10 | 21 | 2.533 | 2.473 | 2.186 | 2.0475 | 0.030296 | 93.1492
| Sublap | SCEW | Monthly System Peak Day | July | SCE 1-in-10 | 22 | 2.2858 | 2.2316 | 2.7138 | 2.7002 | 0.049523 | 87.425
| Sublap | SCEW | Monthly System Peak Day | July | SCE 1-in-10 | 23 | 2.0914 | 2.0566 | 2.2799 | 2.246 | 0.026594 | 81.6758
| Sublap | SCEW | Monthly System Peak Day | July | SCE 1-in-10 | 24 | 1.7592 | 1.7324 | 1.8582 | 1.8297 | 0.021399 | 79.1148
| Sublap | SCEW | Monthly System Peak Day | July | SCE 1-in-2 | 1 | 0.97675 | 0.95974 | 0.97675 | 0.95974 | 0 | 67.4957
| Sublap | SCEW | Monthly System Peak Day | July | SCE 1-in-2 | 2 | 0.80297 | 0.79528 | 0.80297 | 0.79528 | 0 | 66.7777
| Sublap | SCEW | Monthly System Peak Day | July | SCE 1-in-2 | 3 | 0.68083 | 0.67254 | 0.68083 | 0.67254 | 0 | 66.0137
| Sublap | SCEW | Monthly System Peak Day | July | SCE 1-in-2 | 4 | 0.60691 | 0.5985 | 0.60691 | 0.5985 | 0 | 65.6386
| Sublap | SCEW | Monthly System Peak Day | July | SCE 1-in-2 | 5 | 0.56358 | 0.5562 | 0.56358 | 0.5562 | 0 | 65.4683
| Sublap | SCEW | Monthly System Peak Day | July | SCE 1-in-2 | 6 | 0.54954 | 0.55307 | 0.54954 | 0.55307 | 0 | 65.4404
| Sublap | SCEW | Monthly System Peak Day | July | SCE 1-in-2 | 7 | 0.55559 | 0.5938 | 0.55559 | 0.5938 | 0 | 64.9194
| Sublap | SCEW | Monthly System Peak Day | July | SCE 1-in-2 | 8 | 0.57057 | 0.60396 | 0.57057 | 0.60396 | 0 | 65.5787
| Sublap | SCEW | Monthly System Peak Day | July | SCE 1-in-2 | 9 | 0.59637 | 0.56226 | 0.59637 | 0.56226 | 0 | 68.4096
| Sublap | SCEW | Monthly System Peak Day | July | SCE 1-in-2 | 10 | 0.57798 | 0.52019 | 0.57798 | 0.52019 | 0 | 71.7456
| Sublap | SCEW | Monthly System Peak Day | July | SCE 1-in-2 | 11 | 0.52852 | 0.47187 | 0.52852 | 0.47187 | 0 | 74.8484
| Sublap | SCEW | Monthly System Peak Day | July | SCE 1-in-2 | 12 | 0.57588 | 0.50867 | 0.57588 | 0.50867 | 0 | 77.6858
| Sublap | SCEW | Monthly System Peak Day | July | SCE 1-in-2 | 13 | 0.7131 | 0.62412 | 0.7131 | 0.62412 | 0 | 79.785
| Sublap | SCEW | Monthly System Peak Day | July | SCE 1-in-2 | 14 | 0.88202 | 0.78959 | 0.88202 | 0.78959 | 0 | 81.0138
| Sublap | SCEW | Monthly System Peak Day | July | SCE 1-in-2 | 15 | 1.0586 | 0.96875 | 1.0586 | 0.96875 | 0 | 82.4505
| Sublap | SCEW | Monthly System Peak Day | July | SCE 1-in-2 | 16 | 1.2776 | 1.1911 | 1.2776 | 1.1911 | 0 | 82.8303
| Sublap | SCEW | Monthly System Peak Day | July | SCE 1-in-2 | 17 | 1.4773 | 1.4011 | 0.76038 | 0.59083 | 0.024194 | 84.1819
| Sublap | SCEW | Monthly System Peak Day | July | SCE 1-in-2 | 18 | 1.6701 | 1.5937 | 1.2319 | 1.0993 | 0.050232 | 83.4184
| Sublap | SCEW | Monthly System Peak Day | July | SCE 1-in-2 | 19 | 1.7689 | 1.6916 | 1.517 | 1.3595 | 0.036116 | 80.9073
| Sublap | SCEW | Monthly System Peak Day | July | SCE 1-in-2 | 20 | 1.7325 | 1.663 | 1.5588 | 1.4107 | 0.016921 | 78.6624
| Sublap | SCEW | Monthly System Peak Day | July | SCE 1-in-2 | 21 | 1.6826 | 1.6227 | 1.5366 | 1.3981 | 0.021414 | 76.3451
| Sublap | SCEW | Monthly System Peak Day | July | SCE 1-in-2 | 22 | 1.575 | 1.5208 | 1.8367 | 1.8231 | 0.027797 | 73.1904
| Sublap | SCEW | Monthly System Peak Day | July | SCE 1-in-2 | 23 | 1.4647 | 1.4299 | 1.5301 | 1.4962 | 0.02008 | 70.9984
| Sublap | SCEW | Monthly System Peak Day | July | SCE 1-in-2 | 24 | 1.239 | 1.2122 | 1.2784 | 1.2499 | 0.018491 | 69.6496
| Sublap | SCEW | Monthly System Peak Day | June | CAISO 1-in-10 | 1 | 1.0745 | 1.0575 | 1.0745 | 1.0575 | 0 | 69.6522
| Sublap | SCEW | Monthly System Peak Day | June | CAISO 1-in-10 | 2 | 0.86712 | 0.85942 | 0.86712 | 0.85942 | 0 | 68.3837
| Sublap | SCEW | Monthly System Peak Day | June | CAISO 1-in-10 | 3 | 0.72953 | 0.72124 | 0.72953 | 0.72124 | 0 | 67.4849
| Sublap | SCEW | Monthly System Peak Day | June | CAISO 1-in-10 | 4 | 0.65831 | 0.6499 | 0.65831 | 0.6499 | 0 | 67.4102
| Sublap | SCEW | Monthly System Peak Day | June | CAISO 1-in-10 | 5 | 0.59552 | 0.58814 | 0.59552 | 0.58814 | 0 | 66.7007
| Sublap | SCEW | Monthly System Peak Day | June | CAISO 1-in-10 | 6 | 0.57092 | 0.57445 | 0.57092 | 0.57445 | 0 | 66.3252
| Sublap | SCEW | Monthly System Peak Day | June | CAISO 1-in-10 | 7 | 0.56508 | 0.60328 | 0.56508 | 0.60328 | 0 | 65.6765
| Sublap | SCEW | Monthly System Peak Day | June | CAISO 1-in-10 | 8 | 0.58361 | 0.617 | 0.58361 | 0.617 | 0 | 66.2068
| Sublap | SCEW | Monthly System Peak Day | June | CAISO 1-in-10 | 9 | 0.61824 | 0.58412 | 0.61824 | 0.58412 | 0 | 69.3236
| Sublap | SCEW | Monthly System Peak Day | June | CAISO 1-in-10 | 10 | 0.67387 | 0.61608 | 0.67387 | 0.61608 | 0 | 74.7504
| Sublap | SCEW | Monthly System Peak Day | June | CAISO 1-in-10 | 11 | 0.63378 | 0.57713 | 0.63378 | 0.57713 | 0 | 79.5664
| Sublap | SCEW | Monthly System Peak Day | June | CAISO 1-in-10 | 12 | 0.70791 | 0.6407 | 0.70791 | 0.6407 | 0 | 82.6431
| Sublap | SCEW | Monthly System Peak Day | June | CAISO 1-in-10 | 13 | 0.92648 | 0.8375 | 0.92648 | 0.8375 | 0 | 82.0063
| Sublap | SCEW | Monthly System Peak Day | June | CAISO 1-in-10 | 14 | 1.133 | 1.0406 | 1.133 | 1.0406 | 0 | 82.7125
| Sublap | SCEW | Monthly System Peak Day | June | CAISO 1-in-10 | 15 | 1.3236 | 1.2337 | 1.3236 | 1.2337 | 0 | 84.744
| Sublap | SCEW | Monthly System Peak Day | June | CAISO 1-in-10 | 16 | 1.5493 | 1.4628 | 1.5493 | 1.4628 | 0 | 87.2366
| Sublap | SCEW | Monthly System Peak Day | June | CAISO 1-in-10 | 17 | 1.7472 | 1.6711 | 0.93801 | 0.76845 | 0.026104 | 88.4128
| Sublap | SCEW | Monthly System Peak Day | June | CAISO 1-in-10 | 18 | 1.9289 | 1.8525 | 1.4022 | 1.2696 | 0.038556 | 88.7159
| Sublap | SCEW | Monthly System Peak Day | June | CAISO 1-in-10 | 19 | 2.0309 | 1.9537 | 1.6932 | 1.5357 | 0.022193 | 87.2403
| Sublap | SCEW | Monthly System Peak Day | June | CAISO 1-in-10 | 20 | 1.9477 | 1.8782 | 1.7469 | 1.5989 | 0.013817 | 80.9243
| Sublap | SCEW | Monthly System Peak Day | June | CAISO 1-in-10 | 21 | 1.87 | 1.8101 | 1.7305 | 1.592 | 0.022593 | 75.7959
| Sublap | SCEW | Monthly System Peak Day | June | CAISO 1-in-10 | 22 | 1.7802 | 1.726 | 2.0394 | 2.0258 | 0.028328 | 72.981
| Sublap | SCEW | Monthly System Peak Day | June | CAISO 1-in-10 | 23 | 1.6341 | 1.5993 | 1.7042 | 1.6703 | 0.019352 | 71.4071
| Sublap | SCEW | Monthly System Peak Day | June | CAISO 1-in-10 | 24 | 1.3622 | 1.3355 | 1.4054 | 1.3769 | 0.017538 | 70.2473
| Sublap | SCEW | Monthly System Peak Day | June | CAISO 1-in-2 | 1 | 0.7867 | 0.76968 | 0.7867 | 0.76968 | 0 | 61.6852
| Sublap | SCEW | Monthly System Peak Day | June | CAISO 1-in-2 | 2 | 0.68115 | 0.67346 | 0.68115 | 0.67346 | 0 | 61.1726
| Sublap | SCEW | Monthly System Peak Day | June | CAISO 1-in-2 | 3 | 0.60701 | 0.59872 | 0.60701 | 0.59872 | 0 | 60.848
| Sublap | SCEW | Monthly System Peak Day | June | CAISO 1-in-2 | 4 | 0.55569 | 0.54728 | 0.55569 | 0.54728 | 0 | 60.1084
| Sublap | SCEW | Monthly System Peak Day | June | CAISO 1-in-2 | 5 | 0.52455 | 0.51717 | 0.52455 | 0.51717 | 0 | 59.6873
| Sublap | SCEW | Monthly System Peak Day | June | CAISO 1-in-2 | 6 | 0.51842 | 0.52195 | 0.51842 | 0.52195 | 0 | 59.6637
| Sublap | SCEW | Monthly System Peak Day | June | CAISO 1-in-2 | 7 | 0.54269 | 0.58089 | 0.54269 | 0.58089 | 0 | 59.5503
| Sublap | SCEW | Monthly System Peak Day | June | CAISO 1-in-2 | 8 | 0.55817 | 0.59157 | 0.55817 | 0.59157 | 0 | 60.1199
| Sublap | SCEW | Monthly System Peak Day | June | CAISO 1-in-2 | 9 | 0.50612 | 0.47201 | 0.50612 | 0.47201 | 0 | 62.0984
| Sublap | SCEW | Monthly System Peak Day | June | CAISO 1-in-2 | 10 | 0.4083 | 0.35051 | 0.4083 | 0.35051 | 0 | 64.6147
| Sublap | SCEW | Monthly System Peak Day | June | CAISO 1-in-2 | 11 | 0.33824 | 0.28159 | 0.33824 | 0.28159 | 0 | 66.7596
| Sublap | SCEW | Monthly System Peak Day | June | CAISO 1-in-2 | 12 | 0.2909 | 0.22369 | 0.2909 | 0.22369 | 0 | 69.4405
| Sublap | SCEW | Monthly System Peak Day | June | CAISO 1-in-2 | 13 | 0.29939 | 0.21041 | 0.29939 | 0.21041 | 0 | 71.9175
| Sublap | SCEW | Monthly System Peak Day | June | CAISO 1-in-2 | 14 | 0.33325 | 0.24083 | 0.33325 | 0.24083 | 0 | 74.0126
| Sublap | SCEW | Monthly System Peak Day | June | CAISO 1-in-2 | 15 | 0.40905 | 0.31915 | 0.40905 | 0.31915 | 0 | 76.2092
| Sublap | SCEW | Monthly System Peak Day | June | CAISO 1-in-2 | 16 | 0.55254 | 0.466 | 0.55254 | 0.466 | 0 | 76.3688
| Sublap | SCEW | Monthly System Peak Day | June | CAISO 1-in-2 | 17 | 0.71783 | 0.64171 | 0.39992 | 0.3238 | 0.035092 | 75.7797
| Sublap | SCEW | Monthly System Peak Day | June | CAISO 1-in-2 | 18 | 0.92305 | 0.8466 | 0.64863 | 0.57218 | 0.082008 | 74.8778
| Sublap | SCEW | Monthly System Peak Day | June | CAISO 1-in-2 | 19 | 1.0925 | 1.0153 | 0.93682 | 0.77933 | 0.058376 | 73.8142
| Sublap | SCEW | Monthly System Peak Day | June | CAISO 1-in-2 | 20 | 1.16 | 1.0905 | 1.0664 | 0.91835 | 0.031484 | 71.9564
| Sublap | SCEW | Monthly System Peak Day | June | CAISO 1-in-2 | 21 | 1.1551 | 1.0951 | 1.0973 | 0.9588 | 0.038867 | 68.9579
| Sublap | SCEW | Monthly System Peak Day | June | CAISO 1-in-2 | 22 | 1.1054 | 1.0512 | 1.2752 | 1.2617 | 0.054524 | 65.3336
| Sublap | SCEW | Monthly System Peak Day | June | CAISO 1-in-2 | 23 | 1.0522 | 1.0173 | 1.0522 | 1.0173 | 0 | 63.0546
| Sublap | SCEW | Monthly System Peak Day | June | CAISO 1-in-2 | 24 | 0.90544 | 0.87866 | 0.90544 | 0.87866 | 0 | 61.8824
| Sublap | SCEW | Monthly System Peak Day | June | SCE 1-in-10 | 1 | 1.0888 | 1.0718 | 1.0888 | 1.0718 | 0 | 70.588
| Sublap | SCEW | Monthly System Peak Day | June | SCE 1-in-10 | 2 | 0.8882 | 0.8805 | 0.8882 | 0.8805 | 0 | 69.2131
| Sublap | SCEW | Monthly System Peak Day | June | SCE 1-in-10 | 3 | 0.74733 | 0.73904 | 0.74733 | 0.73904 | 0 | 68.0733
| Sublap | SCEW | Monthly System Peak Day | June | SCE 1-in-10 | 4 | 0.67419 | 0.66578 | 0.67419 | 0.66578 | 0 | 67.9794
| Sublap | SCEW | Monthly System Peak Day | June | SCE 1-in-10 | 5 | 0.60826 | 0.60088 | 0.60826 | 0.60088 | 0 | 67.2109
| Sublap | SCEW | Monthly System Peak Day | June | SCE 1-in-10 | 6 | 0.57335 | 0.57688 | 0.57335 | 0.57688 | 0 | 66.458
| Sublap | SCEW | Monthly System Peak Day | June | SCE 1-in-10 | 7 | 0.56488 | 0.60308 | 0.56488 | 0.60308 | 0 | 65.6
| Sublap | SCEW | Monthly System Peak Day | June | SCE 1-in-10 | 8 | 0.57908 | 0.61248 | 0.57908 | 0.61248 | 0 | 65.9533
| Sublap | SCEW | Monthly System Peak Day | June | SCE 1-in-10 | 9 | 0.6018 | 0.56769 | 0.6018 | 0.56769 | 0 | 68.6825
| Sublap | SCEW | Monthly System Peak Day | June | SCE 1-in-10 | 10 | 0.63231 | 0.57452 | 0.63231 | 0.57452 | 0 | 73.5454
| Sublap | SCEW | Monthly System Peak Day | June | SCE 1-in-10 | 11 | 0.56919 | 0.51254 | 0.56919 | 0.51254 | 0 | 78.3775
| Sublap | SCEW | Monthly System Peak Day | June | SCE 1-in-10 | 12 | 0.6197 | 0.55249 | 0.6197 | 0.55249 | 0 | 81.1444
| Sublap | SCEW | Monthly System Peak Day | June | SCE 1-in-10 | 13 | 0.81491 | 0.72593 | 0.81491 | 0.72593 | 0 | 80.2948
| Sublap | SCEW | Monthly System Peak Day | June | SCE 1-in-10 | 14 | 1.0019 | 0.90946 | 1.0019 | 0.90946 | 0 | 80.9242
| Sublap | SCEW | Monthly System Peak Day | June | SCE 1-in-10 | 15 | 1.1825 | 1.0926 | 1.1825 | 1.0926 | 0 | 82.4301
| Sublap | SCEW | Monthly System Peak Day | June | SCE 1-in-10 | 16 | 1.3987 | 1.3121 | 1.3987 | 1.3121 | 0 | 85.3642
| Sublap | SCEW | Monthly System Peak Day | June | SCE 1-in-10 | 17 | 1.5982 | 1.5221 | 0.8158 | 0.64624 | 0.024989 | 87.1846
| Sublap | SCEW | Monthly System Peak Day | June | SCE 1-in-10 | 18 | 1.7859 | 1.7094 | 1.2876 | 1.1549 | 0.041088 | 87.0163
| Sublap | SCEW | Monthly System Peak Day | June | SCE 1-in-10 | 19 | 1.8903 | 1.813 | 1.5897 | 1.4322 | 0.026853 | 84.494
| Sublap | SCEW | Monthly System Peak Day | June | SCE 1-in-10 | 20 | 1.8109 | 1.7414 | 1.6453 | 1.4972 | 0.018134 | 77.9855
| Sublap | SCEW | Monthly System Peak Day | June | SCE 1-in-10 | 21 | 1.7522 | 1.6922 | 1.6473 | 1.5088 | 0.029219 | 72.9013
| Sublap | SCEW | Monthly System Peak Day | June | SCE 1-in-10 | 22 | 1.6927 | 1.6385 | 1.9172 | 1.9037 | 0.037345 | 70.0126
| Sublap | SCEW | Monthly System Peak Day | June | SCE 1-in-10 | 23 | 1.5601 | 1.5253 | 1.5962 | 1.5623 | 0.025564 | 68.4589
| Sublap | SCEW | Monthly System Peak Day | June | SCE 1-in-10 | 24 | 1.2881 | 1.2613 | 1.3129 | 1.2844 | 0.022975 | 67.3342
| Sublap | SCEW | Monthly System Peak Day | June | SCE 1-in-2 | 1 | 0.80428 | 0.78727 | 0.80428 | 0.78727 | 0 | 62.198
| Sublap | SCEW | Monthly System Peak Day | June | SCE 1-in-2 | 2 | 0.69345 | 0.68576 | 0.69345 | 0.68576 | 0 | 61.8581
| Sublap | SCEW | Monthly System Peak Day | June | SCE 1-in-2 | 3 | 0.61707 | 0.60878 | 0.61707 | 0.60878 | 0 | 61.4019
| Sublap | SCEW | Monthly System Peak Day | June | SCE 1-in-2 | 4 | 0.56421 | 0.5558 | 0.56421 | 0.5558 | 0 | 61.0519
| Sublap | SCEW | Monthly System Peak Day | June | SCE 1-in-2 | 5 | 0.53184 | 0.52446 | 0.53184 | 0.52446 | 0 | 60.7829
| Sublap | SCEW | Monthly System Peak Day | June | SCE 1-in-2 | 6 | 0.52402 | 0.52755 | 0.52402 | 0.52755 | 0 | 60.0778
| Sublap | SCEW | Monthly System Peak Day | June | SCE 1-in-2 | 7 | 0.54612 | 0.58432 | 0.54612 | 0.58432 | 0 | 59.6985
| Sublap | SCEW | Monthly System Peak Day | June | SCE 1-in-2 | 8 | 0.56007 | 0.59346 | 0.56007 | 0.59346 | 0 | 60.4919
| Sublap | SCEW | Monthly System Peak Day | June | SCE 1-in-2 | 9 | 0.50451 | 0.4704 | 0.50451 | 0.4704 | 0 | 62.6017
| Sublap | SCEW | Monthly System Peak Day | June | SCE 1-in-2 | 10 | 0.43543 | 0.37764 | 0.43543 | 0.37764 | 0 | 66.2219
| Sublap | SCEW | Monthly System Peak Day | June | SCE 1-in-2 | 11 | 0.33675 | 0.28011 | 0.33675 | 0.28011 | 0 | 68.8827
| Sublap | SCEW | Monthly System Peak Day | June | SCE 1-in-2 | 12 | 0.29304 | 0.22583 | 0.29304 | 0.22583 | 0 | 71.0734
| Sublap | SCEW | Monthly System Peak Day | June | SCE 1-in-2 | 13 | 0.34433 | 0.25534 | 0.34433 | 0.25534 | 0 | 71.1837
| Sublap | SCEW | Monthly System Peak Day | June | SCE 1-in-2 | 14 | 0.40058 | 0.30815 | 0.40058 | 0.30815 | 0 | 72.3138
| Sublap | SCEW | Monthly System Peak Day | June | SCE 1-in-2 | 15 | 0.48379 | 0.39389 | 0.48379 | 0.39389 | 0 | 74.9875
| Sublap | SCEW | Monthly System Peak Day | June | SCE 1-in-2 | 16 | 0.63504 | 0.54851 | 0.63504 | 0.54851 | 0 | 76.9893
| Sublap | SCEW | Monthly System Peak Day | June | SCE 1-in-2 | 17 | 0.81159 | 0.73548 | 0.32925 | 0.25313 | 0.030621 | 78.1386
| Sublap | SCEW | Monthly System Peak Day | June | SCE 1-in-2 | 18 | 1.0182 | 0.9417 | 0.68768 | 0.555 | 0.073508 | 76.9762
| Sublap | SCEW | Monthly System Peak Day | June | SCE 1-in-2 | 19 | 1.1703 | 1.093 | 1.017 | 0.8595 | 0.058959 | 73.6377
| Sublap | SCEW | Monthly System Peak Day | June | SCE 1-in-2 | 20 | 1.2105 | 1.141 | 1.1244 | 0.97635 | 0.033005 | 71.3302
| Sublap | SCEW | Monthly System Peak Day | June | SCE 1-in-2 | 21 | 1.2125 | 1.1525 | 1.1483 | 1.0098 | 0.037521 | 69.4976
| Sublap | SCEW | Monthly System Peak Day | June | SCE 1-in-2 | 22 | 1.1464 | 1.0922 | 1.3421 | 1.3285 | 0.046166 | 67.5371
| Sublap | SCEW | Monthly System Peak Day | June | SCE 1-in-2 | 23 | 1.0921 | 1.0573 | 1.1025 | 1.0686 | 0.0052375 | 66.2309
| Sublap | SCEW | Monthly System Peak Day | June | SCE 1-in-2 | 24 | 0.94222 | 0.91544 | 0.95189 | 0.92342 | 0.0048324 | 64.9197
| Sublap | SCEW | Monthly System Peak Day | March | CAISO 1-in-10 | 1 | 0.90134 | 0.88433 | 0.90134 | 0.88433 | 0 | 66.0299
| Sublap | SCEW | Monthly System Peak Day | March | CAISO 1-in-10 | 2 | 0.73288 | 0.72519 | 0.73288 | 0.72519 | 0 | 64.2604
| Sublap | SCEW | Monthly System Peak Day | March | CAISO 1-in-10 | 3 | 0.64367 | 0.63538 | 0.64367 | 0.63538 | 0 | 63.4316
| Sublap | SCEW | Monthly System Peak Day | March | CAISO 1-in-10 | 4 | 0.58539 | 0.57699 | 0.58539 | 0.57699 | 0 | 62.2326
| Sublap | SCEW | Monthly System Peak Day | March | CAISO 1-in-10 | 5 | 0.54895 | 0.54157 | 0.54895 | 0.54157 | 0 | 61.1491
| Sublap | SCEW | Monthly System Peak Day | March | CAISO 1-in-10 | 6 | 0.53664 | 0.54017 | 0.53664 | 0.54017 | 0 | 60.1907
| Sublap | SCEW | Monthly System Peak Day | March | CAISO 1-in-10 | 7 | 0.55018 | 0.58838 | 0.55018 | 0.58838 | 0 | 59.5678
| Sublap | SCEW | Monthly System Peak Day | March | CAISO 1-in-10 | 8 | 0.55784 | 0.59123 | 0.55784 | 0.59123 | 0 | 58.8494
| Sublap | SCEW | Monthly System Peak Day | March | CAISO 1-in-10 | 9 | 0.49142 | 0.4573 | 0.49142 | 0.4573 | 0 | 60.1384
| Sublap | SCEW | Monthly System Peak Day | March | CAISO 1-in-10 | 10 | 0.39589 | 0.3381 | 0.39589 | 0.3381 | 0 | 64.409
| Sublap | SCEW | Monthly System Peak Day | March | CAISO 1-in-10 | 11 | 0.43439 | 0.37774 | 0.43439 | 0.37774 | 0 | 69.5954
| Sublap | SCEW | Monthly System Peak Day | March | CAISO 1-in-10 | 12 | 0.42699 | 0.35978 | 0.42699 | 0.35978 | 0 | 74.999
| Sublap | SCEW | Monthly System Peak Day | March | CAISO 1-in-10 | 13 | 0.47504 | 0.38606 | 0.47504 | 0.38606 | 0 | 80.7643
| Sublap | SCEW | Monthly System Peak Day | March | CAISO 1-in-10 | 14 | 0.61533 | 0.5229 | 0.61533 | 0.5229 | 0 | 82.8626
| Sublap | SCEW | Monthly System Peak Day | March | CAISO 1-in-10 | 15 | 0.79576 | 0.70586 | 0.79576 | 0.70586 | 0 | 82.5091
| Sublap | SCEW | Monthly System Peak Day | March | CAISO 1-in-10 | 16 | 1.012 | 0.92542 | 1.012 | 0.92542 | 0 | 82.3853
| Sublap | SCEW | Monthly System Peak Day | March | CAISO 1-in-10 | 17 | 1.2174 | 1.1413 | 0.51932 | 0.34977 | 0.024502 | 83.32
| Sublap | SCEW | Monthly System Peak Day | March | CAISO 1-in-10 | 18 | 1.4198 | 1.3433 | 0.98697 | 0.85429 | 0.051227 | 83.0989
| Sublap | SCEW | Monthly System Peak Day | March | CAISO 1-in-10 | 19 | 1.551 | 1.4738 | 1.2935 | 1.1361 | 0.034941 | 81.3195
| Sublap | SCEW | Monthly System Peak Day | March | CAISO 1-in-10 | 20 | 1.5538 | 1.4843 | 1.3755 | 1.2275 | 0.016293 | 79.039
| Sublap | SCEW | Monthly System Peak Day | March | CAISO 1-in-10 | 21 | 1.4999 | 1.44 | 1.3568 | 1.2183 | 0.021933 | 76.1012
| Sublap | SCEW | Monthly System Peak Day | March | CAISO 1-in-10 | 22 | 1.3707 | 1.3165 | 1.6461 | 1.6326 | 0.025193 | 74.3668
| Sublap | SCEW | Monthly System Peak Day | March | CAISO 1-in-10 | 23 | 1.2918 | 1.257 | 1.3701 | 1.3362 | 0.018223 | 72.1208
| Sublap | SCEW | Monthly System Peak Day | March | CAISO 1-in-10 | 24 | 1.1217 | 1.0949 | 1.1593 | 1.1308 | 0.018999 | 69.3542
| Sublap | SCEW | Monthly System Peak Day | March | CAISO 1-in-2 | 1 | 0.73976 | 0.72275 | 0.73976 | 0.72275 | 0 | 60.4692
| Sublap | SCEW | Monthly System Peak Day | March | CAISO 1-in-2 | 2 | 0.64881 | 0.64112 | 0.64881 | 0.64112 | 0 | 59.241
| Sublap | SCEW | Monthly System Peak Day | March | CAISO 1-in-2 | 3 | 0.58438 | 0.57609 | 0.58438 | 0.57609 | 0 | 57.761
| Sublap | SCEW | Monthly System Peak Day | March | CAISO 1-in-2 | 4 | 0.54071 | 0.5323 | 0.54071 | 0.5323 | 0 | 56.8796
| Sublap | SCEW | Monthly System Peak Day | March | CAISO 1-in-2 | 5 | 0.51858 | 0.5112 | 0.51858 | 0.5112 | 0 | 56.0412
| Sublap | SCEW | Monthly System Peak Day | March | CAISO 1-in-2 | 6 | 0.52374 | 0.52727 | 0.52374 | 0.52727 | 0 | 55.3198
| Sublap | SCEW | Monthly System Peak Day | March | CAISO 1-in-2 | 7 | 0.56601 | 0.60421 | 0.56601 | 0.60421 | 0 | 54.9292
| Sublap | SCEW | Monthly System Peak Day | March | CAISO 1-in-2 | 8 | 0.58951 | 0.62291 | 0.58951 | 0.62291 | 0 | 54.3317
| Sublap | SCEW | Monthly System Peak Day | March | CAISO 1-in-2 | 9 | 0.53172 | 0.49761 | 0.53172 | 0.49761 | 0 | 54.8621
| Sublap | SCEW | Monthly System Peak Day | March | CAISO 1-in-2 | 10 | 0.44288 | 0.38509 | 0.44288 | 0.38509 | 0 | 57.6336
| Sublap | SCEW | Monthly System Peak Day | March | CAISO 1-in-2 | 11 | 0.35706 | 0.30041 | 0.35706 | 0.30041 | 0 | 62.2667
| Sublap | SCEW | Monthly System Peak Day | March | CAISO 1-in-2 | 12 | 0.29778 | 0.23057 | 0.29778 | 0.23057 | 0 | 66.3518
| Sublap | SCEW | Monthly System Peak Day | March | CAISO 1-in-2 | 13 | 0.27921 | 0.19023 | 0.27921 | 0.19023 | 0 | 68.638
| Sublap | SCEW | Monthly System Peak Day | March | CAISO 1-in-2 | 14 | 0.29343 | 0.20101 | 0.29343 | 0.20101 | 0 | 69.1645
| Sublap | SCEW | Monthly System Peak Day | March | CAISO 1-in-2 | 15 | 0.33397 | 0.24407 | 0.33397 | 0.24407 | 0 | 69.955
| Sublap | SCEW | Monthly System Peak Day | March | CAISO 1-in-2 | 16 | 0.42972 | 0.34318 | 0.42972 | 0.34318 | 0 | 70.6726
| Sublap | SCEW | Monthly System Peak Day | March | CAISO 1-in-2 | 17 | 0.56518 | 0.48906 | 0.56518 | 0.48906 | 0 | 70.6264
| Sublap | SCEW | Monthly System Peak Day | March | CAISO 1-in-2 | 18 | 0.77411 | 0.69766 | 0.77411 | 0.69766 | 0 | 69.8612
| Sublap | SCEW | Monthly System Peak Day | March | CAISO 1-in-2 | 19 | 0.94735 | 0.87011 | 0.94735 | 0.87011 | 0 | 68.0275
| Sublap | SCEW | Monthly System Peak Day | March | CAISO 1-in-2 | 20 | 1.0126 | 0.94305 | 1.0126 | 0.94305 | 0 | 64.5748
| Sublap | SCEW | Monthly System Peak Day | March | CAISO 1-in-2 | 21 | 1.0387 | 0.97879 | 1.0387 | 0.97879 | 0 | 62.1044
| Sublap | SCEW | Monthly System Peak Day | March | CAISO 1-in-2 | 22 | 0.99178 | 0.93757 | 0.99178 | 0.93757 | 0 | 61.3997
| Sublap | SCEW | Monthly System Peak Day | March | CAISO 1-in-2 | 23 | 0.94644 | 0.91162 | 0.94644 | 0.91162 | 0 | 60.2737
| Sublap | SCEW | Monthly System Peak Day | March | CAISO 1-in-2 | 24 | 0.82846 | 0.80168 | 0.82846 | 0.80168 | 0 | 59.0739
| Sublap | SCEW | Monthly System Peak Day | March | SCE 1-in-10 | 1 | 0.93441 | 0.9174 | 0.93441 | 0.9174 | 0 | 67.3673
| Sublap | SCEW | Monthly System Peak Day | March | SCE 1-in-10 | 2 | 0.75512 | 0.74743 | 0.75512 | 0.74743 | 0 | 65.7351
| Sublap | SCEW | Monthly System Peak Day | March | SCE 1-in-10 | 3 | 0.64946 | 0.64118 | 0.64946 | 0.64118 | 0 | 64.9583
| Sublap | SCEW | Monthly System Peak Day | March | SCE 1-in-10 | 4 | 0.58363 | 0.57522 | 0.58363 | 0.57522 | 0 | 63.7933
| Sublap | SCEW | Monthly System Peak Day | March | SCE 1-in-10 | 5 | 0.54712 | 0.53973 | 0.54712 | 0.53973 | 0 | 62.5817
| Sublap | SCEW | Monthly System Peak Day | March | SCE 1-in-10 | 6 | 0.53515 | 0.53868 | 0.53515 | 0.53868 | 0 | 61.4429
| Sublap | SCEW | Monthly System Peak Day | March | SCE 1-in-10 | 7 | 0.54979 | 0.58799 | 0.54979 | 0.58799 | 0 | 61.1237
| Sublap | SCEW | Monthly System Peak Day | March | SCE 1-in-10 | 8 | 0.55843 | 0.59183 | 0.55843 | 0.59183 | 0 | 60.5456
| Sublap | SCEW | Monthly System Peak Day | March | SCE 1-in-10 | 9 | 0.49389 | 0.45977 | 0.49389 | 0.45977 | 0 | 61.7405
| Sublap | SCEW | Monthly System Peak Day | March | SCE 1-in-10 | 10 | 0.41033 | 0.35254 | 0.41033 | 0.35254 | 0 | 65.8291
| Sublap | SCEW | Monthly System Peak Day | March | SCE 1-in-10 | 11 | 0.40419 | 0.34755 | 0.40419 | 0.34755 | 0 | 70.4031
| Sublap | SCEW | Monthly System Peak Day | March | SCE 1-in-10 | 12 | 0.38792 | 0.32071 | 0.38792 | 0.32071 | 0 | 74.6987
| Sublap | SCEW | Monthly System Peak Day | March | SCE 1-in-10 | 13 | 0.44801 | 0.35903 | 0.44801 | 0.35903 | 0 | 78.4367
| Sublap | SCEW | Monthly System Peak Day | March | SCE 1-in-10 | 14 | 0.57443 | 0.482 | 0.57443 | 0.482 | 0 | 80.0752
| Sublap | SCEW | Monthly System Peak Day | March | SCE 1-in-10 | 15 | 0.7279 | 0.63801 | 0.7279 | 0.63801 | 0 | 82.0067
| Sublap | SCEW | Monthly System Peak Day | March | SCE 1-in-10 | 16 | 0.93791 | 0.85138 | 0.93791 | 0.85138 | 0 | 82.1139
| Sublap | SCEW | Monthly System Peak Day | March | SCE 1-in-10 | 17 | 1.1418 | 1.0657 | 0.48546 | 0.31591 | 0.025992 | 81.4076
| Sublap | SCEW | Monthly System Peak Day | March | SCE 1-in-10 | 18 | 1.3463 | 1.2698 | 0.97568 | 0.84299 | 0.064207 | 79.3767
| Sublap | SCEW | Monthly System Peak Day | March | SCE 1-in-10 | 19 | 1.4722 | 1.395 | 1.2533 | 1.0958 | 0.043382 | 78.4806
| Sublap | SCEW | Monthly System Peak Day | March | SCE 1-in-10 | 20 | 1.4769 | 1.4074 | 1.3276 | 1.1795 | 0.020843 | 76.6171
| Sublap | SCEW | Monthly System Peak Day | March | SCE 1-in-10 | 21 | 1.4358 | 1.3759 | 1.3296 | 1.1911 | 0.028965 | 73.0082
| Sublap | SCEW | Monthly System Peak Day | March | SCE 1-in-10 | 22 | 1.3506 | 1.2964 | 1.578 | 1.5644 | 0.036539 | 70.252
| Sublap | SCEW | Monthly System Peak Day | March | SCE 1-in-10 | 23 | 1.2736 | 1.2388 | 1.306 | 1.2721 | 0.026341 | 68.1391
| Sublap | SCEW | Monthly System Peak Day | March | SCE 1-in-10 | 24 | 1.0825 | 1.0557 | 1.1016 | 1.0731 | 0.0095624 | 66.4241
| Sublap | SCEW | Monthly System Peak Day | March | SCE 1-in-2 | 1 | 0.74052 | 0.7235 | 0.74052 | 0.7235 | 0 | 60.0866
| Sublap | SCEW | Monthly System Peak Day | March | SCE 1-in-2 | 2 | 0.64928 | 0.64158 | 0.64928 | 0.64158 | 0 | 58.6601
| Sublap | SCEW | Monthly System Peak Day | March | SCE 1-in-2 | 3 | 0.58443 | 0.57614 | 0.58443 | 0.57614 | 0 | 57.2988
| Sublap | SCEW | Monthly System Peak Day | March | SCE 1-in-2 | 4 | 0.54039 | 0.53198 | 0.54039 | 0.53198 | 0 | 56.591
| Sublap | SCEW | Monthly System Peak Day | March | SCE 1-in-2 | 5 | 0.51775 | 0.51037 | 0.51775 | 0.51037 | 0 | 56.0005
| Sublap | SCEW | Monthly System Peak Day | March | SCE 1-in-2 | 6 | 0.52229 | 0.52582 | 0.52229 | 0.52582 | 0 | 55.5026
| Sublap | SCEW | Monthly System Peak Day | March | SCE 1-in-2 | 7 | 0.56345 | 0.60165 | 0.56345 | 0.60165 | 0 | 54.9518
| Sublap | SCEW | Monthly System Peak Day | March | SCE 1-in-2 | 8 | 0.58656 | 0.61996 | 0.58656 | 0.61996 | 0 | 54.8118
| Sublap | SCEW | Monthly System Peak Day | March | SCE 1-in-2 | 9 | 0.52987 | 0.49575 | 0.52987 | 0.49575 | 0 | 55.3671
| Sublap | SCEW | Monthly System Peak Day | March | SCE 1-in-2 | 10 | 0.44147 | 0.38368 | 0.44147 | 0.38368 | 0 | 58.3387
| Sublap | SCEW | Monthly System Peak Day | March | SCE 1-in-2 | 11 | 0.3551 | 0.29846 | 0.3551 | 0.29846 | 0 | 62.6339
| Sublap | SCEW | Monthly System Peak Day | March | SCE 1-in-2 | 12 | 0.28888 | 0.22167 | 0.28888 | 0.22167 | 0 | 67.0502
| Sublap | SCEW | Monthly System Peak Day | March | SCE 1-in-2 | 13 | 0.2723 | 0.18332 | 0.2723 | 0.18332 | 0 | 69.2816
| Sublap | SCEW | Monthly System Peak Day | March | SCE 1-in-2 | 14 | 0.28626 | 0.19384 | 0.28626 | 0.19384 | 0 | 69.8791
| Sublap | SCEW | Monthly System Peak Day | March | SCE 1-in-2 | 15 | 0.32864 | 0.23874 | 0.32864 | 0.23874 | 0 | 70.5127
| Sublap | SCEW | Monthly System Peak Day | March | SCE 1-in-2 | 16 | 0.42575 | 0.33921 | 0.42575 | 0.33921 | 0 | 71.0151
| Sublap | SCEW | Monthly System Peak Day | March | SCE 1-in-2 | 17 | 0.56147 | 0.48535 | 0.56147 | 0.48535 | 0 | 70.3553
| Sublap | SCEW | Monthly System Peak Day | March | SCE 1-in-2 | 18 | 0.76987 | 0.69342 | 0.76987 | 0.69342 | 0 | 69.5916
| Sublap | SCEW | Monthly System Peak Day | March | SCE 1-in-2 | 19 | 0.94164 | 0.8644 | 0.94164 | 0.8644 | 0 | 67.7924
| Sublap | SCEW | Monthly System Peak Day | March | SCE 1-in-2 | 20 | 1.009 | 0.93954 | 1.009 | 0.93954 | 0 | 64.7762
| Sublap | SCEW | Monthly System Peak Day | March | SCE 1-in-2 | 21 | 1.0373 | 0.9774 | 1.0373 | 0.9774 | 0 | 62.6953
| Sublap | SCEW | Monthly System Peak Day | March | SCE 1-in-2 | 22 | 0.99148 | 0.93728 | 0.99148 | 0.93728 | 0 | 62.0872
| Sublap | SCEW | Monthly System Peak Day | March | SCE 1-in-2 | 23 | 0.94636 | 0.91155 | 0.94636 | 0.91155 | 0 | 60.9228
| Sublap | SCEW | Monthly System Peak Day | March | SCE 1-in-2 | 24 | 0.82859 | 0.80181 | 0.82859 | 0.80181 | 0 | 59.7835
| Sublap | SCEW | Monthly System Peak Day | May | CAISO 1-in-10 | 1 | 1.2366 | 1.2196 | 1.2366 | 1.2196 | 0 | 72.6762
| Sublap | SCEW | Monthly System Peak Day | May | CAISO 1-in-10 | 2 | 0.98638 | 0.97868 | 0.98638 | 0.97868 | 0 | 71.241
| Sublap | SCEW | Monthly System Peak Day | May | CAISO 1-in-10 | 3 | 0.82683 | 0.81854 | 0.82683 | 0.81854 | 0 | 70.3622
| Sublap | SCEW | Monthly System Peak Day | May | CAISO 1-in-10 | 4 | 0.72187 | 0.71346 | 0.72187 | 0.71346 | 0 | 69.5509
| Sublap | SCEW | Monthly System Peak Day | May | CAISO 1-in-10 | 5 | 0.65566 | 0.64828 | 0.65566 | 0.64828 | 0 | 69.0253
| Sublap | SCEW | Monthly System Peak Day | May | CAISO 1-in-10 | 6 | 0.61753 | 0.62106 | 0.61753 | 0.62106 | 0 | 68.3447
| Sublap | SCEW | Monthly System Peak Day | May | CAISO 1-in-10 | 7 | 0.60861 | 0.64682 | 0.60861 | 0.64682 | 0 | 67.9244
| Sublap | SCEW | Monthly System Peak Day | May | CAISO 1-in-10 | 8 | 0.63809 | 0.67149 | 0.63809 | 0.67149 | 0 | 68.7074
| Sublap | SCEW | Monthly System Peak Day | May | CAISO 1-in-10 | 9 | 0.7368 | 0.70269 | 0.7368 | 0.70269 | 0 | 73.5606
| Sublap | SCEW | Monthly System Peak Day | May | CAISO 1-in-10 | 10 | 0.85517 | 0.79738 | 0.85517 | 0.79738 | 0 | 80.3744
| Sublap | SCEW | Monthly System Peak Day | May | CAISO 1-in-10 | 11 | 0.87502 | 0.81837 | 0.87502 | 0.81837 | 0 | 85.6856
| Sublap | SCEW | Monthly System Peak Day | May | CAISO 1-in-10 | 12 | 1.0521 | 0.98486 | 1.0521 | 0.98486 | 0 | 88.3693
| Sublap | SCEW | Monthly System Peak Day | May | CAISO 1-in-10 | 13 | 1.3381 | 1.2491 | 1.3381 | 1.2491 | 0 | 90.6705
| Sublap | SCEW | Monthly System Peak Day | May | CAISO 1-in-10 | 14 | 1.6338 | 1.5414 | 1.6338 | 1.5414 | 0 | 91.5235
| Sublap | SCEW | Monthly System Peak Day | May | CAISO 1-in-10 | 15 | 1.8865 | 1.7966 | 1.8865 | 1.7966 | 0 | 93.0303
| Sublap | SCEW | Monthly System Peak Day | May | CAISO 1-in-10 | 16 | 2.153 | 2.0665 | 2.153 | 2.0665 | 0 | 93.1535
| Sublap | SCEW | Monthly System Peak Day | May | CAISO 1-in-10 | 17 | 2.3462 | 2.2701 | 1.4448 | 1.2753 | 0.032544 | 92.6382
| Sublap | SCEW | Monthly System Peak Day | May | CAISO 1-in-10 | 18 | 2.5064 | 2.4299 | 1.9346 | 1.8019 | 0.037688 | 91.4105
| Sublap | SCEW | Monthly System Peak Day | May | CAISO 1-in-10 | 19 | 2.557 | 2.4797 | 2.1706 | 2.0131 | 0.021883 | 90.8262
| Sublap | SCEW | Monthly System Peak Day | May | CAISO 1-in-10 | 20 | 2.445 | 2.3755 | 2.1583 | 2.0102 | 0.019078 | 88.1082
| Sublap | SCEW | Monthly System Peak Day | May | CAISO 1-in-10 | 21 | 2.3255 | 2.2655 | 2.0855 | 1.947 | 0.013418 | 84.2037
| Sublap | SCEW | Monthly System Peak Day | May | CAISO 1-in-10 | 22 | 2.1659 | 2.1117 | 2.5113 | 2.4977 | 0.026562 | 80.3557
| Sublap | SCEW | Monthly System Peak Day | May | CAISO 1-in-10 | 23 | 1.9663 | 1.9315 | 2.1122 | 2.0783 | 0.018826 | 77.9876
| Sublap | SCEW | Monthly System Peak Day | May | CAISO 1-in-10 | 24 | 1.6433 | 1.6165 | 1.7197 | 1.6912 | 0.01576 | 75.5304
| Sublap | SCEW | Monthly System Peak Day | May | CAISO 1-in-2 | 1 | 0.81194 | 0.79492 | 0.81194 | 0.79492 | 0 | 62.9742
| Sublap | SCEW | Monthly System Peak Day | May | CAISO 1-in-2 | 2 | 0.69831 | 0.69062 | 0.69831 | 0.69062 | 0 | 61.7258
| Sublap | SCEW | Monthly System Peak Day | May | CAISO 1-in-2 | 3 | 0.621 | 0.61271 | 0.621 | 0.61271 | 0 | 60.8695
| Sublap | SCEW | Monthly System Peak Day | May | CAISO 1-in-2 | 4 | 0.56752 | 0.55912 | 0.56752 | 0.55912 | 0 | 59.9307
| Sublap | SCEW | Monthly System Peak Day | May | CAISO 1-in-2 | 5 | 0.53466 | 0.52728 | 0.53466 | 0.52728 | 0 | 58.8211
| Sublap | SCEW | Monthly System Peak Day | May | CAISO 1-in-2 | 6 | 0.52616 | 0.52969 | 0.52616 | 0.52969 | 0 | 58.5716
| Sublap | SCEW | Monthly System Peak Day | May | CAISO 1-in-2 | 7 | 0.54737 | 0.58557 | 0.54737 | 0.58557 | 0 | 58.5671
| Sublap | SCEW | Monthly System Peak Day | May | CAISO 1-in-2 | 8 | 0.56069 | 0.59409 | 0.56069 | 0.59409 | 0 | 59.0205
| Sublap | SCEW | Monthly System Peak Day | May | CAISO 1-in-2 | 9 | 0.50379 | 0.46967 | 0.50379 | 0.46967 | 0 | 60.8209
| Sublap | SCEW | Monthly System Peak Day | May | CAISO 1-in-2 | 10 | 0.39979 | 0.342 | 0.39979 | 0.342 | 0 | 64.3857
| Sublap | SCEW | Monthly System Peak Day | May | CAISO 1-in-2 | 11 | 0.33904 | 0.2824 | 0.33904 | 0.2824 | 0 | 69.0704
| Sublap | SCEW | Monthly System Peak Day | May | CAISO 1-in-2 | 12 | 0.27273 | 0.20552 | 0.27273 | 0.20552 | 0 | 73.3831
| Sublap | SCEW | Monthly System Peak Day | May | CAISO 1-in-2 | 13 | 0.29867 | 0.20968 | 0.29867 | 0.20968 | 0 | 76.1561
| Sublap | SCEW | Monthly System Peak Day | May | CAISO 1-in-2 | 14 | 0.38069 | 0.28826 | 0.38069 | 0.28826 | 0 | 77.2318
| Sublap | SCEW | Monthly System Peak Day | May | CAISO 1-in-2 | 15 | 0.49677 | 0.40687 | 0.49677 | 0.40687 | 0 | 78.101
| Sublap | SCEW | Monthly System Peak Day | May | CAISO 1-in-2 | 16 | 0.66482 | 0.57828 | 0.66482 | 0.57828 | 0 | 79.4961
| Sublap | SCEW | Monthly System Peak Day | May | CAISO 1-in-2 | 17 | 0.84912 | 0.773 | 0.30669 | 0.23057 | 0.028256 | 79.6149
| Sublap | SCEW | Monthly System Peak Day | May | CAISO 1-in-2 | 18 | 1.056 | 0.9796 | 0.69984 | 0.56715 | 0.06748 | 78.5157
| Sublap | SCEW | Monthly System Peak Day | May | CAISO 1-in-2 | 19 | 1.2126 | 1.1354 | 1.032 | 0.87451 | 0.052358 | 75.6527
| Sublap | SCEW | Monthly System Peak Day | May | CAISO 1-in-2 | 20 | 1.2444 | 1.1749 | 1.1463 | 0.99821 | 0.030571 | 72.3353
| Sublap | SCEW | Monthly System Peak Day | May | CAISO 1-in-2 | 21 | 1.2313 | 1.1714 | 1.1752 | 1.0367 | 0.0392 | 68.8246
| Sublap | SCEW | Monthly System Peak Day | May | CAISO 1-in-2 | 22 | 1.1812 | 1.127 | 1.3607 | 1.3472 | 0.051361 | 66.1568
| Sublap | SCEW | Monthly System Peak Day | May | CAISO 1-in-2 | 23 | 1.1179 | 1.0831 | 1.1181 | 1.0842 | 0.00012278 | 65.3431
| Sublap | SCEW | Monthly System Peak Day | May | CAISO 1-in-2 | 24 | 0.95604 | 0.92925 | 0.95604 | 0.92925 | 0 | 62.775
| Sublap | SCEW | Monthly System Peak Day | May | SCE 1-in-10 | 1 | 1.2366 | 1.2196 | 1.2366 | 1.2196 | 0 | 72.6762
| Sublap | SCEW | Monthly System Peak Day | May | SCE 1-in-10 | 2 | 0.98638 | 0.97868 | 0.98638 | 0.97868 | 0 | 71.241
| Sublap | SCEW | Monthly System Peak Day | May | SCE 1-in-10 | 3 | 0.82683 | 0.81854 | 0.82683 | 0.81854 | 0 | 70.3622
| Sublap | SCEW | Monthly System Peak Day | May | SCE 1-in-10 | 4 | 0.72187 | 0.71346 | 0.72187 | 0.71346 | 0 | 69.5509
| Sublap | SCEW | Monthly System Peak Day | May | SCE 1-in-10 | 5 | 0.65566 | 0.64828 | 0.65566 | 0.64828 | 0 | 69.0253
| Sublap | SCEW | Monthly System Peak Day | May | SCE 1-in-10 | 6 | 0.61753 | 0.62106 | 0.61753 | 0.62106 | 0 | 68.3447
| Sublap | SCEW | Monthly System Peak Day | May | SCE 1-in-10 | 7 | 0.60861 | 0.64682 | 0.60861 | 0.64682 | 0 | 67.9244
| Sublap | SCEW | Monthly System Peak Day | May | SCE 1-in-10 | 8 | 0.63809 | 0.67149 | 0.63809 | 0.67149 | 0 | 68.7074
| Sublap | SCEW | Monthly System Peak Day | May | SCE 1-in-10 | 9 | 0.7368 | 0.70269 | 0.7368 | 0.70269 | 0 | 73.5606
| Sublap | SCEW | Monthly System Peak Day | May | SCE 1-in-10 | 10 | 0.85517 | 0.79738 | 0.85517 | 0.79738 | 0 | 80.3744
| Sublap | SCEW | Monthly System Peak Day | May | SCE 1-in-10 | 11 | 0.87502 | 0.81837 | 0.87502 | 0.81837 | 0 | 85.6856
| Sublap | SCEW | Monthly System Peak Day | May | SCE 1-in-10 | 12 | 1.0521 | 0.98486 | 1.0521 | 0.98486 | 0 | 88.3693
| Sublap | SCEW | Monthly System Peak Day | May | SCE 1-in-10 | 13 | 1.3381 | 1.2491 | 1.3381 | 1.2491 | 0 | 90.6705
| Sublap | SCEW | Monthly System Peak Day | May | SCE 1-in-10 | 14 | 1.6338 | 1.5414 | 1.6338 | 1.5414 | 0 | 91.5235
| Sublap | SCEW | Monthly System Peak Day | May | SCE 1-in-10 | 15 | 1.8865 | 1.7966 | 1.8865 | 1.7966 | 0 | 93.0303
| Sublap | SCEW | Monthly System Peak Day | May | SCE 1-in-10 | 16 | 2.153 | 2.0665 | 2.153 | 2.0665 | 0 | 93.1535
| Sublap | SCEW | Monthly System Peak Day | May | SCE 1-in-10 | 17 | 2.3462 | 2.2701 | 1.4448 | 1.2753 | 0.032544 | 92.6382
| Sublap | SCEW | Monthly System Peak Day | May | SCE 1-in-10 | 18 | 2.5064 | 2.4299 | 1.9346 | 1.8019 | 0.037688 | 91.4105
| Sublap | SCEW | Monthly System Peak Day | May | SCE 1-in-10 | 19 | 2.557 | 2.4797 | 2.1706 | 2.0131 | 0.021883 | 90.8262
| Sublap | SCEW | Monthly System Peak Day | May | SCE 1-in-10 | 20 | 2.445 | 2.3755 | 2.1583 | 2.0102 | 0.019078 | 88.1082
| Sublap | SCEW | Monthly System Peak Day | May | SCE 1-in-10 | 21 | 2.3255 | 2.2655 | 2.0855 | 1.947 | 0.013418 | 84.2037
| Sublap | SCEW | Monthly System Peak Day | May | SCE 1-in-10 | 22 | 2.1659 | 2.1117 | 2.5113 | 2.4977 | 0.026562 | 80.3557
| Sublap | SCEW | Monthly System Peak Day | May | SCE 1-in-10 | 23 | 1.9663 | 1.9315 | 2.1122 | 2.0783 | 0.018826 | 77.9876
| Sublap | SCEW | Monthly System Peak Day | May | SCE 1-in-10 | 24 | 1.6433 | 1.6165 | 1.7197 | 1.6912 | 0.01576 | 75.5304
| Sublap | SCEW | Monthly System Peak Day | May | SCE 1-in-2 | 1 | 0.84449 | 0.82747 | 0.84449 | 0.82747 | 0 | 64.2426
| Sublap | SCEW | Monthly System Peak Day | May | SCE 1-in-2 | 2 | 0.72103 | 0.71333 | 0.72103 | 0.71333 | 0 | 63.0233
| Sublap | SCEW | Monthly System Peak Day | May | SCE 1-in-2 | 3 | 0.63894 | 0.63066 | 0.63894 | 0.63066 | 0 | 62.0201
| Sublap | SCEW | Monthly System Peak Day | May | SCE 1-in-2 | 4 | 0.58237 | 0.57396 | 0.58237 | 0.57396 | 0 | 61.7102
| Sublap | SCEW | Monthly System Peak Day | May | SCE 1-in-2 | 5 | 0.54683 | 0.53945 | 0.54683 | 0.53945 | 0 | 61.1904
| Sublap | SCEW | Monthly System Peak Day | May | SCE 1-in-2 | 6 | 0.53485 | 0.53838 | 0.53485 | 0.53838 | 0 | 60.5172
| Sublap | SCEW | Monthly System Peak Day | May | SCE 1-in-2 | 7 | 0.55111 | 0.58931 | 0.55111 | 0.58931 | 0 | 60.2092
| Sublap | SCEW | Monthly System Peak Day | May | SCE 1-in-2 | 8 | 0.56122 | 0.59462 | 0.56122 | 0.59462 | 0 | 60.8917
| Sublap | SCEW | Monthly System Peak Day | May | SCE 1-in-2 | 9 | 0.49999 | 0.46588 | 0.49999 | 0.46588 | 0 | 63.5997
| Sublap | SCEW | Monthly System Peak Day | May | SCE 1-in-2 | 10 | 0.44153 | 0.38374 | 0.44153 | 0.38374 | 0 | 67.3773
| Sublap | SCEW | Monthly System Peak Day | May | SCE 1-in-2 | 11 | 0.34572 | 0.28907 | 0.34572 | 0.28907 | 0 | 71.9031
| Sublap | SCEW | Monthly System Peak Day | May | SCE 1-in-2 | 12 | 0.29885 | 0.23164 | 0.29885 | 0.23164 | 0 | 75.4669
| Sublap | SCEW | Monthly System Peak Day | May | SCE 1-in-2 | 13 | 0.35636 | 0.26737 | 0.35636 | 0.26737 | 0 | 77.7743
| Sublap | SCEW | Monthly System Peak Day | May | SCE 1-in-2 | 14 | 0.46771 | 0.37529 | 0.46771 | 0.37529 | 0 | 79.6115
| Sublap | SCEW | Monthly System Peak Day | May | SCE 1-in-2 | 15 | 0.62448 | 0.53459 | 0.62448 | 0.53459 | 0 | 79.2996
| Sublap | SCEW | Monthly System Peak Day | May | SCE 1-in-2 | 16 | 0.82257 | 0.73604 | 0.82257 | 0.73604 | 0 | 79.8799
| Sublap | SCEW | Monthly System Peak Day | May | SCE 1-in-2 | 17 | 1.0255 | 0.94934 | 0.39795 | 0.2284 | 0.02759 | 80.0863
| Sublap | SCEW | Monthly System Peak Day | May | SCE 1-in-2 | 18 | 1.2341 | 1.1577 | 0.86909 | 0.7364 | 0.065465 | 79.0433
| Sublap | SCEW | Monthly System Peak Day | May | SCE 1-in-2 | 19 | 1.366 | 1.2887 | 1.1681 | 1.0107 | 0.048274 | 76.9235
| Sublap | SCEW | Monthly System Peak Day | May | SCE 1-in-2 | 20 | 1.3751 | 1.3056 | 1.2498 | 1.1018 | 0.025246 | 74.6056
| Sublap | SCEW | Monthly System Peak Day | May | SCE 1-in-2 | 21 | 1.3483 | 1.2884 | 1.2603 | 1.1218 | 0.03261 | 71.4921
| Sublap | SCEW | Monthly System Peak Day | May | SCE 1-in-2 | 22 | 1.2786 | 1.2244 | 1.4832 | 1.4697 | 0.04335 | 68.3049
| Sublap | SCEW | Monthly System Peak Day | May | SCE 1-in-2 | 23 | 1.2089 | 1.1741 | 1.2244 | 1.1905 | 0.007761 | 66.6689
| Sublap | SCEW | Monthly System Peak Day | May | SCE 1-in-2 | 24 | 1.0288 | 1.0021 | 1.0434 | 1.0149 | 0.0072811 | 65.6985
| Sublap | SCEW | Monthly System Peak Day | November | CAISO 1-in-10 | 1 | 1.1743 | 1.1572 | 1.1743 | 1.1572 | 0 | 71.5408
| Sublap | SCEW | Monthly System Peak Day | November | CAISO 1-in-10 | 2 | 0.94626 | 0.93857 | 0.94626 | 0.93857 | 0 | 70.324
| Sublap | SCEW | Monthly System Peak Day | November | CAISO 1-in-10 | 3 | 0.80841 | 0.80012 | 0.80841 | 0.80012 | 0 | 69.8414
| Sublap | SCEW | Monthly System Peak Day | November | CAISO 1-in-10 | 4 | 0.67648 | 0.66807 | 0.67648 | 0.66807 | 0 | 68.0053
| Sublap | SCEW | Monthly System Peak Day | November | CAISO 1-in-10 | 5 | 0.62515 | 0.61777 | 0.62515 | 0.61777 | 0 | 67.8568
| Sublap | SCEW | Monthly System Peak Day | November | CAISO 1-in-10 | 6 | 0.59236 | 0.59589 | 0.59236 | 0.59589 | 0 | 67.1106
| Sublap | SCEW | Monthly System Peak Day | November | CAISO 1-in-10 | 7 | 0.58996 | 0.62817 | 0.58996 | 0.62817 | 0 | 66.9038
| Sublap | SCEW | Monthly System Peak Day | November | CAISO 1-in-10 | 8 | 0.62484 | 0.65824 | 0.62484 | 0.65824 | 0 | 68.0436
| Sublap | SCEW | Monthly System Peak Day | November | CAISO 1-in-10 | 9 | 0.62971 | 0.5956 | 0.62971 | 0.5956 | 0 | 70.1025
| Sublap | SCEW | Monthly System Peak Day | November | CAISO 1-in-10 | 10 | 0.68067 | 0.62288 | 0.68067 | 0.62288 | 0 | 74.0908
| Sublap | SCEW | Monthly System Peak Day | November | CAISO 1-in-10 | 11 | 0.78098 | 0.72433 | 0.78098 | 0.72433 | 0 | 81.5281
| Sublap | SCEW | Monthly System Peak Day | November | CAISO 1-in-10 | 12 | 0.89246 | 0.82525 | 0.89246 | 0.82525 | 0 | 87.2409
| Sublap | SCEW | Monthly System Peak Day | November | CAISO 1-in-10 | 13 | 1.1259 | 1.037 | 1.1259 | 1.037 | 0 | 90.4327
| Sublap | SCEW | Monthly System Peak Day | November | CAISO 1-in-10 | 14 | 1.3907 | 1.2983 | 1.3907 | 1.2983 | 0 | 92.1329
| Sublap | SCEW | Monthly System Peak Day | November | CAISO 1-in-10 | 15 | 1.6414 | 1.5515 | 1.6414 | 1.5515 | 0 | 92.397
| Sublap | SCEW | Monthly System Peak Day | November | CAISO 1-in-10 | 16 | 1.9041 | 1.8176 | 1.9041 | 1.8176 | 0 | 91.8366
| Sublap | SCEW | Monthly System Peak Day | November | CAISO 1-in-10 | 17 | 2.1022 | 2.0261 | 1.2394 | 1.0698 | 0.02944 | 90.869
| Sublap | SCEW | Monthly System Peak Day | November | CAISO 1-in-10 | 18 | 2.2718 | 2.1954 | 1.7383 | 1.6056 | 0.038166 | 89.1225
| Sublap | SCEW | Monthly System Peak Day | November | CAISO 1-in-10 | 19 | 2.3288 | 2.2516 | 1.9977 | 1.8402 | 0.022794 | 86.7483
| Sublap | SCEW | Monthly System Peak Day | November | CAISO 1-in-10 | 20 | 2.2212 | 2.1517 | 1.9921 | 1.844 | 0.012958 | 83.2925
| Sublap | SCEW | Monthly System Peak Day | November | CAISO 1-in-10 | 21 | 2.1361 | 2.0761 | 1.9442 | 1.8057 | 0.014647 | 80.1756
| Sublap | SCEW | Monthly System Peak Day | November | CAISO 1-in-10 | 22 | 2.0033 | 1.9491 | 2.3196 | 2.3061 | 0.022787 | 77.8692
| Sublap | SCEW | Monthly System Peak Day | November | CAISO 1-in-10 | 23 | 1.8263 | 1.7915 | 1.9475 | 1.9135 | 0.016414 | 75.8378
| Sublap | SCEW | Monthly System Peak Day | November | CAISO 1-in-10 | 24 | 1.5294 | 1.5026 | 1.5952 | 1.5668 | 0.014821 | 73.8567
| Sublap | SCEW | Monthly System Peak Day | November | CAISO 1-in-2 | 1 | 0.77178 | 0.75476 | 0.77178 | 0.75476 | 0 | 60.1166
| Sublap | SCEW | Monthly System Peak Day | November | CAISO 1-in-2 | 2 | 0.67057 | 0.66287 | 0.67057 | 0.66287 | 0 | 58.5478
| Sublap | SCEW | Monthly System Peak Day | November | CAISO 1-in-2 | 3 | 0.59814 | 0.58985 | 0.59814 | 0.58985 | 0 | 57.3876
| Sublap | SCEW | Monthly System Peak Day | November | CAISO 1-in-2 | 4 | 0.54803 | 0.53962 | 0.54803 | 0.53962 | 0 | 56.6464
| Sublap | SCEW | Monthly System Peak Day | November | CAISO 1-in-2 | 5 | 0.51778 | 0.5104 | 0.51778 | 0.5104 | 0 | 55.5467
| Sublap | SCEW | Monthly System Peak Day | November | CAISO 1-in-2 | 6 | 0.51292 | 0.51645 | 0.51292 | 0.51645 | 0 | 54.4208
| Sublap | SCEW | Monthly System Peak Day | November | CAISO 1-in-2 | 7 | 0.5399 | 0.5781 | 0.5399 | 0.5781 | 0 | 54.3869
| Sublap | SCEW | Monthly System Peak Day | November | CAISO 1-in-2 | 8 | 0.55685 | 0.59024 | 0.55685 | 0.59024 | 0 | 54.4269
| Sublap | SCEW | Monthly System Peak Day | November | CAISO 1-in-2 | 9 | 0.51109 | 0.47697 | 0.51109 | 0.47697 | 0 | 57.6191
| Sublap | SCEW | Monthly System Peak Day | November | CAISO 1-in-2 | 10 | 0.41811 | 0.36032 | 0.41811 | 0.36032 | 0 | 63.3885
| Sublap | SCEW | Monthly System Peak Day | November | CAISO 1-in-2 | 11 | 0.32123 | 0.26458 | 0.32123 | 0.26458 | 0 | 69.1772
| Sublap | SCEW | Monthly System Peak Day | November | CAISO 1-in-2 | 12 | 0.21657 | 0.14936 | 0.21657 | 0.14936 | 0 | 74.0408
| Sublap | SCEW | Monthly System Peak Day | November | CAISO 1-in-2 | 13 | 0.20406 | 0.11508 | 0.20406 | 0.11508 | 0 | 77.4064
| Sublap | SCEW | Monthly System Peak Day | November | CAISO 1-in-2 | 14 | 0.2427 | 0.15028 | 0.2427 | 0.15028 | 0 | 79.4994
| Sublap | SCEW | Monthly System Peak Day | November | CAISO 1-in-2 | 15 | 0.33081 | 0.24091 | 0.33081 | 0.24091 | 0 | 80.379
| Sublap | SCEW | Monthly System Peak Day | November | CAISO 1-in-2 | 16 | 0.47669 | 0.39016 | 0.47669 | 0.39016 | 0 | 79.3324
| Sublap | SCEW | Monthly System Peak Day | November | CAISO 1-in-2 | 17 | 0.63681 | 0.56069 | 0.49766 | 0.42154 | 0.03184 | 77.4551
| Sublap | SCEW | Monthly System Peak Day | November | CAISO 1-in-2 | 18 | 0.84048 | 0.76403 | 0.72599 | 0.64954 | 0.086247 | 73.8544
| Sublap | SCEW | Monthly System Peak Day | November | CAISO 1-in-2 | 19 | 1.0078 | 0.93059 | 0.9083 | 0.83106 | 0.068445 | 70.7975
| Sublap | SCEW | Monthly System Peak Day | November | CAISO 1-in-2 | 20 | 1.0837 | 1.0142 | 1.0186 | 0.93591 | 0.03732 | 69.5786
| Sublap | SCEW | Monthly System Peak Day | November | CAISO 1-in-2 | 21 | 1.1029 | 1.0429 | 1.0577 | 0.94009 | 0.041519 | 67.901
| Sublap | SCEW | Monthly System Peak Day | November | CAISO 1-in-2 | 22 | 1.0536 | 0.99944 | 1.2295 | 1.1769 | 0.052542 | 65.8481
| Sublap | SCEW | Monthly System Peak Day | November | CAISO 1-in-2 | 23 | 1.0072 | 0.97235 | 1.0072 | 0.97235 | 0 | 64.188
| Sublap | SCEW | Monthly System Peak Day | November | CAISO 1-in-2 | 24 | 0.87573 | 0.84894 | 0.87573 | 0.84894 | 0 | 62.8629
| Sublap | SCEW | Monthly System Peak Day | November | SCE 1-in-10 | 1 | 1.1743 | 1.1572 | 1.1743 | 1.1572 | 0 | 71.5408
| Sublap | SCEW | Monthly System Peak Day | November | SCE 1-in-10 | 2 | 0.94626 | 0.93857 | 0.94626 | 0.93857 | 0 | 70.324
| Sublap | SCEW | Monthly System Peak Day | November | SCE 1-in-10 | 3 | 0.80841 | 0.80012 | 0.80841 | 0.80012 | 0 | 69.8414
| Sublap | SCEW | Monthly System Peak Day | November | SCE 1-in-10 | 4 | 0.67648 | 0.66807 | 0.67648 | 0.66807 | 0 | 68.0053
| Sublap | SCEW | Monthly System Peak Day | November | SCE 1-in-10 | 5 | 0.62515 | 0.61777 | 0.62515 | 0.61777 | 0 | 67.8568
| Sublap | SCEW | Monthly System Peak Day | November | SCE 1-in-10 | 6 | 0.59236 | 0.59589 | 0.59236 | 0.59589 | 0 | 67.1106
| Sublap | SCEW | Monthly System Peak Day | November | SCE 1-in-10 | 7 | 0.58996 | 0.62817 | 0.58996 | 0.62817 | 0 | 66.9038
| Sublap | SCEW | Monthly System Peak Day | November | SCE 1-in-10 | 8 | 0.62484 | 0.65824 | 0.62484 | 0.65824 | 0 | 68.0436
| Sublap | SCEW | Monthly System Peak Day | November | SCE 1-in-10 | 9 | 0.62971 | 0.5956 | 0.62971 | 0.5956 | 0 | 70.1025
| Sublap | SCEW | Monthly System Peak Day | November | SCE 1-in-10 | 10 | 0.68067 | 0.62288 | 0.68067 | 0.62288 | 0 | 74.0908
| Sublap | SCEW | Monthly System Peak Day | November | SCE 1-in-10 | 11 | 0.78098 | 0.72433 | 0.78098 | 0.72433 | 0 | 81.5281
| Sublap | SCEW | Monthly System Peak Day | November | SCE 1-in-10 | 12 | 0.89246 | 0.82525 | 0.89246 | 0.82525 | 0 | 87.2409
| Sublap | SCEW | Monthly System Peak Day | November | SCE 1-in-10 | 13 | 1.1259 | 1.037 | 1.1259 | 1.037 | 0 | 90.4327
| Sublap | SCEW | Monthly System Peak Day | November | SCE 1-in-10 | 14 | 1.3907 | 1.2983 | 1.3907 | 1.2983 | 0 | 92.1329
| Sublap | SCEW | Monthly System Peak Day | November | SCE 1-in-10 | 15 | 1.6414 | 1.5515 | 1.6414 | 1.5515 | 0 | 92.397
| Sublap | SCEW | Monthly System Peak Day | November | SCE 1-in-10 | 16 | 1.9041 | 1.8176 | 1.9041 | 1.8176 | 0 | 91.8366
| Sublap | SCEW | Monthly System Peak Day | November | SCE 1-in-10 | 17 | 2.1022 | 2.0261 | 1.2394 | 1.0698 | 0.02944 | 90.869
| Sublap | SCEW | Monthly System Peak Day | November | SCE 1-in-10 | 18 | 2.2718 | 2.1954 | 1.7383 | 1.6056 | 0.038166 | 89.1225
| Sublap | SCEW | Monthly System Peak Day | November | SCE 1-in-10 | 19 | 2.3288 | 2.2516 | 1.9977 | 1.8402 | 0.022794 | 86.7483
| Sublap | SCEW | Monthly System Peak Day | November | SCE 1-in-10 | 20 | 2.2212 | 2.1517 | 1.9921 | 1.844 | 0.012958 | 83.2925
| Sublap | SCEW | Monthly System Peak Day | November | SCE 1-in-10 | 21 | 2.1361 | 2.0761 | 1.9442 | 1.8057 | 0.014647 | 80.1756
| Sublap | SCEW | Monthly System Peak Day | November | SCE 1-in-10 | 22 | 2.0033 | 1.9491 | 2.3196 | 2.3061 | 0.022787 | 77.8692
| Sublap | SCEW | Monthly System Peak Day | November | SCE 1-in-10 | 23 | 1.8263 | 1.7915 | 1.9475 | 1.9135 | 0.016414 | 75.8378
| Sublap | SCEW | Monthly System Peak Day | November | SCE 1-in-10 | 24 | 1.5294 | 1.5026 | 1.5952 | 1.5668 | 0.014821 | 73.8567
| Sublap | SCEW | Monthly System Peak Day | November | SCE 1-in-2 | 1 | 0.89019 | 0.87318 | 0.89019 | 0.87318 | 0 | 65.0908
| Sublap | SCEW | Monthly System Peak Day | November | SCE 1-in-2 | 2 | 0.74013 | 0.73243 | 0.74013 | 0.73243 | 0 | 63.6029
| Sublap | SCEW | Monthly System Peak Day | November | SCE 1-in-2 | 3 | 0.65177 | 0.64348 | 0.65177 | 0.64348 | 0 | 62.592
| Sublap | SCEW | Monthly System Peak Day | November | SCE 1-in-2 | 4 | 0.59123 | 0.58282 | 0.59123 | 0.58282 | 0 | 61.7598
| Sublap | SCEW | Monthly System Peak Day | November | SCE 1-in-2 | 5 | 0.55445 | 0.54707 | 0.55445 | 0.54707 | 0 | 60.7003
| Sublap | SCEW | Monthly System Peak Day | November | SCE 1-in-2 | 6 | 0.54159 | 0.54512 | 0.54159 | 0.54512 | 0 | 59.6328
| Sublap | SCEW | Monthly System Peak Day | November | SCE 1-in-2 | 7 | 0.55596 | 0.59416 | 0.55596 | 0.59416 | 0 | 59.5525
| Sublap | SCEW | Monthly System Peak Day | November | SCE 1-in-2 | 8 | 0.56416 | 0.59756 | 0.56416 | 0.59756 | 0 | 59.6401
| Sublap | SCEW | Monthly System Peak Day | November | SCE 1-in-2 | 9 | 0.50205 | 0.46794 | 0.50205 | 0.46794 | 0 | 62.2083
| Sublap | SCEW | Monthly System Peak Day | November | SCE 1-in-2 | 10 | 0.44238 | 0.38459 | 0.44238 | 0.38459 | 0 | 67.0598
| Sublap | SCEW | Monthly System Peak Day | November | SCE 1-in-2 | 11 | 0.42285 | 0.36621 | 0.42285 | 0.36621 | 0 | 73.0385
| Sublap | SCEW | Monthly System Peak Day | November | SCE 1-in-2 | 12 | 0.38892 | 0.32171 | 0.38892 | 0.32171 | 0 | 78.7588
| Sublap | SCEW | Monthly System Peak Day | November | SCE 1-in-2 | 13 | 0.46037 | 0.37138 | 0.46037 | 0.37138 | 0 | 82.9796
| Sublap | SCEW | Monthly System Peak Day | November | SCE 1-in-2 | 14 | 0.60389 | 0.51147 | 0.60389 | 0.51147 | 0 | 86.0201
| Sublap | SCEW | Monthly System Peak Day | November | SCE 1-in-2 | 15 | 0.79091 | 0.70101 | 0.79091 | 0.70101 | 0 | 87.1893
| Sublap | SCEW | Monthly System Peak Day | November | SCE 1-in-2 | 16 | 1.0257 | 0.93916 | 1.0257 | 0.93916 | 0 | 86.1459
| Sublap | SCEW | Monthly System Peak Day | November | SCE 1-in-2 | 17 | 1.2377 | 1.1616 | 0.51935 | 0.3498 | 0.024179 | 84.2508
| Sublap | SCEW | Monthly System Peak Day | November | SCE 1-in-2 | 18 | 1.4404 | 1.364 | 1.0519 | 0.91919 | 0.060248 | 80.4494
| Sublap | SCEW | Monthly System Peak Day | November | SCE 1-in-2 | 19 | 1.5454 | 1.4682 | 1.3465 | 1.189 | 0.048011 | 77.0062
| Sublap | SCEW | Monthly System Peak Day | November | SCE 1-in-2 | 20 | 1.5264 | 1.4569 | 1.3934 | 1.2453 | 0.023775 | 75.2589
| Sublap | SCEW | Monthly System Peak Day | November | SCE 1-in-2 | 21 | 1.5 | 1.4401 | 1.3905 | 1.252 | 0.028299 | 73.2897
| Sublap | SCEW | Monthly System Peak Day | November | SCE 1-in-2 | 22 | 1.4092 | 1.355 | 1.65 | 1.6364 | 0.032823 | 71.4051
| Sublap | SCEW | Monthly System Peak Day | November | SCE 1-in-2 | 23 | 1.3187 | 1.2838 | 1.3727 | 1.3388 | 0.022031 | 70.0155
| Sublap | SCEW | Monthly System Peak Day | November | SCE 1-in-2 | 24 | 1.1287 | 1.1019 | 1.1626 | 1.1342 | 0.02004 | 68.7836
| Sublap | SCEW | Monthly System Peak Day | October | CAISO 1-in-10 | 1 | 1.3377 | 1.3207 | 1.3377 | 1.3207 | 0 | 76.7265
| Sublap | SCEW | Monthly System Peak Day | October | CAISO 1-in-10 | 2 | 1.1344 | 1.1267 | 1.1344 | 1.1267 | 0 | 75.9981
| Sublap | SCEW | Monthly System Peak Day | October | CAISO 1-in-10 | 3 | 0.97347 | 0.96518 | 0.97347 | 0.96518 | 0 | 74.9408
| Sublap | SCEW | Monthly System Peak Day | October | CAISO 1-in-10 | 4 | 0.85792 | 0.84951 | 0.85792 | 0.84951 | 0 | 74.2347
| Sublap | SCEW | Monthly System Peak Day | October | CAISO 1-in-10 | 5 | 0.7891 | 0.78171 | 0.7891 | 0.78171 | 0 | 74.0914
| Sublap | SCEW | Monthly System Peak Day | October | CAISO 1-in-10 | 6 | 0.74462 | 0.74815 | 0.74462 | 0.74815 | 0 | 73.9139
| Sublap | SCEW | Monthly System Peak Day | October | CAISO 1-in-10 | 7 | 0.74172 | 0.77992 | 0.74172 | 0.77992 | 0 | 73.7265
| Sublap | SCEW | Monthly System Peak Day | October | CAISO 1-in-10 | 8 | 0.77508 | 0.80848 | 0.77508 | 0.80848 | 0 | 73.5614
| Sublap | SCEW | Monthly System Peak Day | October | CAISO 1-in-10 | 9 | 0.76636 | 0.73225 | 0.76636 | 0.73225 | 0 | 74.1091
| Sublap | SCEW | Monthly System Peak Day | October | CAISO 1-in-10 | 10 | 0.75038 | 0.69259 | 0.75038 | 0.69259 | 0 | 77.036
| Sublap | SCEW | Monthly System Peak Day | October | CAISO 1-in-10 | 11 | 0.76647 | 0.70982 | 0.76647 | 0.70982 | 0 | 80.2652
| Sublap | SCEW | Monthly System Peak Day | October | CAISO 1-in-10 | 12 | 0.91635 | 0.84914 | 0.91635 | 0.84914 | 0 | 82.8163
| Sublap | SCEW | Monthly System Peak Day | October | CAISO 1-in-10 | 13 | 1.1599 | 1.0709 | 1.1599 | 1.0709 | 0 | 84.3965
| Sublap | SCEW | Monthly System Peak Day | October | CAISO 1-in-10 | 14 | 1.4085 | 1.3161 | 1.4085 | 1.3161 | 0 | 84.8781
| Sublap | SCEW | Monthly System Peak Day | October | CAISO 1-in-10 | 15 | 1.6317 | 1.5418 | 1.6317 | 1.5418 | 0 | 84.9961
| Sublap | SCEW | Monthly System Peak Day | October | CAISO 1-in-10 | 16 | 1.8688 | 1.7822 | 1.8688 | 1.7822 | 0 | 85.0955
| Sublap | SCEW | Monthly System Peak Day | October | CAISO 1-in-10 | 17 | 2.0583 | 1.9822 | 1.3353 | 1.1657 | 0.024145 | 84.4626
| Sublap | SCEW | Monthly System Peak Day | October | CAISO 1-in-10 | 18 | 2.2302 | 2.1538 | 1.7863 | 1.6537 | 0.049195 | 83.76
| Sublap | SCEW | Monthly System Peak Day | October | CAISO 1-in-10 | 19 | 2.2625 | 2.1853 | 2.0061 | 1.8486 | 0.03516 | 81.2422
| Sublap | SCEW | Monthly System Peak Day | October | CAISO 1-in-10 | 20 | 2.143 | 2.0735 | 1.9664 | 1.8184 | 0.016527 | 78.8963
| Sublap | SCEW | Monthly System Peak Day | October | CAISO 1-in-10 | 21 | 2.0891 | 2.0292 | 1.9396 | 1.8011 | 0.020803 | 76.6366
| Sublap | SCEW | Monthly System Peak Day | October | CAISO 1-in-10 | 22 | 1.994 | 1.9398 | 2.2769 | 2.2634 | 0.024093 | 75.0083
| Sublap | SCEW | Monthly System Peak Day | October | CAISO 1-in-10 | 23 | 1.8105 | 1.7757 | 1.9119 | 1.878 | 0.016287 | 74.1265
| Sublap | SCEW | Monthly System Peak Day | October | CAISO 1-in-10 | 24 | 1.5088 | 1.4821 | 1.5729 | 1.5444 | 0.014805 | 73.5642
| Sublap | SCEW | Monthly System Peak Day | October | CAISO 1-in-2 | 1 | 1.159 | 1.142 | 1.159 | 1.142 | 0 | 72.4866
| Sublap | SCEW | Monthly System Peak Day | October | CAISO 1-in-2 | 2 | 0.96537 | 0.95768 | 0.96537 | 0.95768 | 0 | 71.4095
| Sublap | SCEW | Monthly System Peak Day | October | CAISO 1-in-2 | 3 | 0.81201 | 0.80373 | 0.81201 | 0.80373 | 0 | 70.0483
| Sublap | SCEW | Monthly System Peak Day | October | CAISO 1-in-2 | 4 | 0.71804 | 0.70963 | 0.71804 | 0.70963 | 0 | 69.4652
| Sublap | SCEW | Monthly System Peak Day | October | CAISO 1-in-2 | 5 | 0.63394 | 0.62656 | 0.63394 | 0.62656 | 0 | 68.1878
| Sublap | SCEW | Monthly System Peak Day | October | CAISO 1-in-2 | 6 | 0.60107 | 0.6046 | 0.60107 | 0.6046 | 0 | 67.7091
| Sublap | SCEW | Monthly System Peak Day | October | CAISO 1-in-2 | 7 | 0.60438 | 0.64258 | 0.60438 | 0.64258 | 0 | 67.5152
| Sublap | SCEW | Monthly System Peak Day | October | CAISO 1-in-2 | 8 | 0.61248 | 0.64588 | 0.61248 | 0.64588 | 0 | 67.2988
| Sublap | SCEW | Monthly System Peak Day | October | CAISO 1-in-2 | 9 | 0.57749 | 0.54338 | 0.57749 | 0.54338 | 0 | 68.057
| Sublap | SCEW | Monthly System Peak Day | October | CAISO 1-in-2 | 10 | 0.57088 | 0.51309 | 0.57088 | 0.51309 | 0 | 70.9793
| Sublap | SCEW | Monthly System Peak Day | October | CAISO 1-in-2 | 11 | 0.61032 | 0.55367 | 0.61032 | 0.55367 | 0 | 75.0081
| Sublap | SCEW | Monthly System Peak Day | October | CAISO 1-in-2 | 12 | 0.68013 | 0.61292 | 0.68013 | 0.61292 | 0 | 79.5616
| Sublap | SCEW | Monthly System Peak Day | October | CAISO 1-in-2 | 13 | 0.83529 | 0.74631 | 0.83529 | 0.74631 | 0 | 82.8719
| Sublap | SCEW | Monthly System Peak Day | October | CAISO 1-in-2 | 14 | 1.0329 | 0.94044 | 1.0329 | 0.94044 | 0 | 84.3309
| Sublap | SCEW | Monthly System Peak Day | October | CAISO 1-in-2 | 15 | 1.2396 | 1.1497 | 1.2396 | 1.1497 | 0 | 84.0064
| Sublap | SCEW | Monthly System Peak Day | October | CAISO 1-in-2 | 16 | 1.4685 | 1.382 | 1.4685 | 1.382 | 0 | 84.0719
| Sublap | SCEW | Monthly System Peak Day | October | CAISO 1-in-2 | 17 | 1.6669 | 1.5908 | 0.9645 | 0.79495 | 0.024411 | 83.5175
| Sublap | SCEW | Monthly System Peak Day | October | CAISO 1-in-2 | 18 | 1.8535 | 1.7771 | 1.4313 | 1.2986 | 0.053262 | 82.4667
| Sublap | SCEW | Monthly System Peak Day | October | CAISO 1-in-2 | 19 | 1.9256 | 1.8483 | 1.6833 | 1.5258 | 0.03818 | 80.1989
| Sublap | SCEW | Monthly System Peak Day | October | CAISO 1-in-2 | 20 | 1.8532 | 1.7837 | 1.6923 | 1.5442 | 0.018891 | 77.587
| Sublap | SCEW | Monthly System Peak Day | October | CAISO 1-in-2 | 21 | 1.8096 | 1.7497 | 1.6745 | 1.536 | 0.023398 | 75.4288
| Sublap | SCEW | Monthly System Peak Day | October | CAISO 1-in-2 | 22 | 1.7076 | 1.6534 | 1.9804 | 1.9669 | 0.025619 | 74.1505
| Sublap | SCEW | Monthly System Peak Day | October | CAISO 1-in-2 | 23 | 1.5705 | 1.5356 | 1.6577 | 1.6238 | 0.017238 | 72.8939
| Sublap | SCEW | Monthly System Peak Day | October | CAISO 1-in-2 | 24 | 1.3291 | 1.3023 | 1.3832 | 1.3548 | 0.015478 | 71.9902
| Sublap | SCEW | Monthly System Peak Day | October | SCE 1-in-10 | 1 | 1.5668 | 1.5498 | 1.5668 | 1.5498 | 0 | 79.7984
| Sublap | SCEW | Monthly System Peak Day | October | SCE 1-in-10 | 2 | 1.3374 | 1.3297 | 1.3374 | 1.3297 | 0 | 80.6354
| Sublap | SCEW | Monthly System Peak Day | October | SCE 1-in-10 | 3 | 1.1264 | 1.1181 | 1.1264 | 1.1181 | 0 | 79.417
| Sublap | SCEW | Monthly System Peak Day | October | SCE 1-in-10 | 4 | 1.0299 | 1.0215 | 1.0299 | 1.0215 | 0 | 80.0741
| Sublap | SCEW | Monthly System Peak Day | October | SCE 1-in-10 | 5 | 0.94264 | 0.93526 | 0.94264 | 0.93526 | 0 | 79.9718
| Sublap | SCEW | Monthly System Peak Day | October | SCE 1-in-10 | 6 | 0.90046 | 0.90399 | 0.90046 | 0.90399 | 0 | 80.573
| Sublap | SCEW | Monthly System Peak Day | October | SCE 1-in-10 | 7 | 0.8802 | 0.9184 | 0.8802 | 0.9184 | 0 | 80.2793
| Sublap | SCEW | Monthly System Peak Day | October | SCE 1-in-10 | 8 | 0.93094 | 0.96434 | 0.93094 | 0.96434 | 0 | 80.1647
| Sublap | SCEW | Monthly System Peak Day | October | SCE 1-in-10 | 9 | 0.92591 | 0.8918 | 0.92591 | 0.8918 | 0 | 80.2599
| Sublap | SCEW | Monthly System Peak Day | October | SCE 1-in-10 | 10 | 0.98541 | 0.92762 | 0.98541 | 0.92762 | 0 | 82.705
| Sublap | SCEW | Monthly System Peak Day | October | SCE 1-in-10 | 11 | 1.316 | 1.2594 | 1.316 | 1.2594 | 0 | 86.1987
| Sublap | SCEW | Monthly System Peak Day | October | SCE 1-in-10 | 12 | 1.6888 | 1.6216 | 1.6888 | 1.6216 | 0 | 91.5401
| Sublap | SCEW | Monthly System Peak Day | October | SCE 1-in-10 | 13 | 2.1008 | 2.0119 | 2.1008 | 2.0119 | 0 | 96.8329
| Sublap | SCEW | Monthly System Peak Day | October | SCE 1-in-10 | 14 | 2.497 | 2.4045 | 2.497 | 2.4045 | 0 | 99.119
| Sublap | SCEW | Monthly System Peak Day | October | SCE 1-in-10 | 15 | 2.8169 | 2.727 | 2.8169 | 2.727 | 0 | 100.5237
| Sublap | SCEW | Monthly System Peak Day | October | SCE 1-in-10 | 16 | 3.1184 | 3.0318 | 3.1184 | 3.0318 | 0 | 100.8602
| Sublap | SCEW | Monthly System Peak Day | October | SCE 1-in-10 | 17 | 3.2964 | 3.2203 | 2.2355 | 2.0659 | 0.048757 | 99.9471
| Sublap | SCEW | Monthly System Peak Day | October | SCE 1-in-10 | 18 | 3.4196 | 3.3431 | 2.7051 | 2.5724 | 0.057131 | 99.9478
| Sublap | SCEW | Monthly System Peak Day | October | SCE 1-in-10 | 19 | 3.4012 | 3.324 | 2.9131 | 2.7556 | 0.038623 | 98.3215
| Sublap | SCEW | Monthly System Peak Day | October | SCE 1-in-10 | 20 | 3.1824 | 3.1129 | 2.8209 | 2.6728 | 0.033252 | 94.3706
| Sublap | SCEW | Monthly System Peak Day | October | SCE 1-in-10 | 21 | 3.016 | 2.9561 | 2.7122 | 2.5737 | 0.022022 | 89.5394
| Sublap | SCEW | Monthly System Peak Day | October | SCE 1-in-10 | 22 | 2.8145 | 2.7603 | 3.2514 | 3.2379 | 0.05244 | 88.1912
| Sublap | SCEW | Monthly System Peak Day | October | SCE 1-in-10 | 23 | 2.5061 | 2.4713 | 2.7571 | 2.7232 | 0.041252 | 87.1023
| Sublap | SCEW | Monthly System Peak Day | October | SCE 1-in-10 | 24 | 2.0971 | 2.0703 | 2.2404 | 2.2119 | 0.038208 | 86.1685
| Sublap | SCEW | Monthly System Peak Day | October | SCE 1-in-2 | 1 | 1.2685 | 1.2515 | 1.2685 | 1.2515 | 0 | 74.4366
| Sublap | SCEW | Monthly System Peak Day | October | SCE 1-in-2 | 2 | 1.0322 | 1.0245 | 1.0322 | 1.0245 | 0 | 72.8876
| Sublap | SCEW | Monthly System Peak Day | October | SCE 1-in-2 | 3 | 0.79289 | 0.78461 | 0.79289 | 0.78461 | 0 | 69.3621
| Sublap | SCEW | Monthly System Peak Day | October | SCE 1-in-2 | 4 | 0.68469 | 0.67628 | 0.68469 | 0.67628 | 0 | 68.2872
| Sublap | SCEW | Monthly System Peak Day | October | SCE 1-in-2 | 5 | 0.62343 | 0.61605 | 0.62343 | 0.61605 | 0 | 67.7915
| Sublap | SCEW | Monthly System Peak Day | October | SCE 1-in-2 | 6 | 0.59969 | 0.60322 | 0.59969 | 0.60322 | 0 | 67.4763
| Sublap | SCEW | Monthly System Peak Day | October | SCE 1-in-2 | 7 | 0.59244 | 0.63064 | 0.59244 | 0.63064 | 0 | 66.9405
| Sublap | SCEW | Monthly System Peak Day | October | SCE 1-in-2 | 8 | 0.59556 | 0.62896 | 0.59556 | 0.62896 | 0 | 66.7884
| Sublap | SCEW | Monthly System Peak Day | October | SCE 1-in-2 | 9 | 0.53601 | 0.50189 | 0.53601 | 0.50189 | 0 | 67.3254
| Sublap | SCEW | Monthly System Peak Day | October | SCE 1-in-2 | 10 | 0.61571 | 0.55792 | 0.61571 | 0.55792 | 0 | 71.4599
| Sublap | SCEW | Monthly System Peak Day | October | SCE 1-in-2 | 11 | 0.80177 | 0.74512 | 0.80177 | 0.74512 | 0 | 77.5855
| Sublap | SCEW | Monthly System Peak Day | October | SCE 1-in-2 | 12 | 0.93427 | 0.86706 | 0.93427 | 0.86706 | 0 | 84.1304
| Sublap | SCEW | Monthly System Peak Day | October | SCE 1-in-2 | 13 | 1.1499 | 1.0609 | 1.1499 | 1.0609 | 0 | 88.7506
| Sublap | SCEW | Monthly System Peak Day | October | SCE 1-in-2 | 14 | 1.402 | 1.3096 | 1.402 | 1.3096 | 0 | 91.2746
| Sublap | SCEW | Monthly System Peak Day | October | SCE 1-in-2 | 15 | 1.6462 | 1.5563 | 1.6462 | 1.5563 | 0 | 92.3012
| Sublap | SCEW | Monthly System Peak Day | October | SCE 1-in-2 | 16 | 1.9082 | 1.8216 | 1.9082 | 1.8216 | 0 | 92.0322
| Sublap | SCEW | Monthly System Peak Day | October | SCE 1-in-2 | 17 | 2.1064 | 2.0303 | 1.245 | 1.0755 | 0.029336 | 90.8041
| Sublap | SCEW | Monthly System Peak Day | October | SCE 1-in-2 | 18 | 2.2758 | 2.1993 | 1.7316 | 1.5989 | 0.037736 | 89.7606
| Sublap | SCEW | Monthly System Peak Day | October | SCE 1-in-2 | 19 | 2.34 | 2.2627 | 1.9893 | 1.8318 | 0.021387 | 88.1942
| Sublap | SCEW | Monthly System Peak Day | October | SCE 1-in-2 | 20 | 2.2374 | 2.1679 | 1.9935 | 1.8454 | 0.013684 | 84.5306
| Sublap | SCEW | Monthly System Peak Day | October | SCE 1-in-2 | 21 | 2.1475 | 2.0875 | 1.9334 | 1.7949 | 0.01305 | 82.0374
| Sublap | SCEW | Monthly System Peak Day | October | SCE 1-in-2 | 22 | 1.9864 | 1.9322 | 2.3308 | 2.3173 | 0.026394 | 80.2804
| Sublap | SCEW | Monthly System Peak Day | October | SCE 1-in-2 | 23 | 1.8164 | 1.7816 | 1.9578 | 1.9239 | 0.018226 | 77.5932
| Sublap | SCEW | Monthly System Peak Day | October | SCE 1-in-2 | 24 | 1.5365 | 1.5097 | 1.6155 | 1.5871 | 0.01621 | 75.9577
| Sublap | SCEW | Monthly System Peak Day | September | CAISO 1-in-10 | 1 | 1.3974 | 1.3804 | 1.3974 | 1.3804 | 0 | 76.6031
| Sublap | SCEW | Monthly System Peak Day | September | CAISO 1-in-10 | 2 | 1.1505 | 1.1428 | 1.1505 | 1.1428 | 0 | 75.7756
| Sublap | SCEW | Monthly System Peak Day | September | CAISO 1-in-10 | 3 | 0.98685 | 0.97856 | 0.98685 | 0.97856 | 0 | 75.2357
| Sublap | SCEW | Monthly System Peak Day | September | CAISO 1-in-10 | 4 | 0.87818 | 0.86977 | 0.87818 | 0.86977 | 0 | 74.8992
| Sublap | SCEW | Monthly System Peak Day | September | CAISO 1-in-10 | 5 | 0.80505 | 0.79767 | 0.80505 | 0.79767 | 0 | 74.7179
| Sublap | SCEW | Monthly System Peak Day | September | CAISO 1-in-10 | 6 | 0.7558 | 0.75932 | 0.7558 | 0.75932 | 0 | 74.3359
| Sublap | SCEW | Monthly System Peak Day | September | CAISO 1-in-10 | 7 | 0.7514 | 0.7896 | 0.7514 | 0.7896 | 0 | 74.3599
| Sublap | SCEW | Monthly System Peak Day | September | CAISO 1-in-10 | 8 | 0.80204 | 0.83544 | 0.80204 | 0.83544 | 0 | 74.976
| Sublap | SCEW | Monthly System Peak Day | September | CAISO 1-in-10 | 9 | 0.81887 | 0.78476 | 0.81887 | 0.78476 | 0 | 76.3635
| Sublap | SCEW | Monthly System Peak Day | September | CAISO 1-in-10 | 10 | 0.85289 | 0.7951 | 0.85289 | 0.7951 | 0 | 79.2967
| Sublap | SCEW | Monthly System Peak Day | September | CAISO 1-in-10 | 11 | 1.0328 | 0.97612 | 1.0328 | 0.97612 | 0 | 84.0159
| Sublap | SCEW | Monthly System Peak Day | September | CAISO 1-in-10 | 12 | 1.2833 | 1.2161 | 1.2833 | 1.2161 | 0 | 88.1417
| Sublap | SCEW | Monthly System Peak Day | September | CAISO 1-in-10 | 13 | 1.6187 | 1.5297 | 1.6187 | 1.5297 | 0 | 90.8405
| Sublap | SCEW | Monthly System Peak Day | September | CAISO 1-in-10 | 14 | 1.9391 | 1.8467 | 1.9391 | 1.8467 | 0 | 92.4463
| Sublap | SCEW | Monthly System Peak Day | September | CAISO 1-in-10 | 15 | 2.2109 | 2.121 | 2.2109 | 2.121 | 0 | 93.4173
| Sublap | SCEW | Monthly System Peak Day | September | CAISO 1-in-10 | 16 | 2.4833 | 2.3968 | 2.4833 | 2.3968 | 0 | 92.8933
| Sublap | SCEW | Monthly System Peak Day | September | CAISO 1-in-10 | 17 | 2.6672 | 2.5911 | 1.7755 | 1.606 | 0.031719 | 92.1934
| Sublap | SCEW | Monthly System Peak Day | September | CAISO 1-in-10 | 18 | 2.8153 | 2.7388 | 2.2497 | 2.117 | 0.037564 | 91.0409
| Sublap | SCEW | Monthly System Peak Day | September | CAISO 1-in-10 | 19 | 2.8257 | 2.7484 | 2.4473 | 2.2898 | 0.02142 | 90.2301
| Sublap | SCEW | Monthly System Peak Day | September | CAISO 1-in-10 | 20 | 2.6782 | 2.6087 | 2.3839 | 2.2358 | 0.020355 | 88.7461
| Sublap | SCEW | Monthly System Peak Day | September | CAISO 1-in-10 | 21 | 2.5583 | 2.4984 | 2.2979 | 2.1594 | 0.015307 | 85.9144
| Sublap | SCEW | Monthly System Peak Day | September | CAISO 1-in-10 | 22 | 2.3663 | 2.3121 | 2.7688 | 2.7553 | 0.041501 | 85.247
| Sublap | SCEW | Monthly System Peak Day | September | CAISO 1-in-10 | 23 | 2.1251 | 2.0903 | 2.3445 | 2.3106 | 0.033588 | 84.3586
| Sublap | SCEW | Monthly System Peak Day | September | CAISO 1-in-10 | 24 | 1.8049 | 1.7781 | 1.9249 | 1.8964 | 0.028926 | 82.4677
| Sublap | SCEW | Monthly System Peak Day | September | CAISO 1-in-2 | 1 | 1.3618 | 1.3448 | 1.3618 | 1.3448 | 0 | 75.639
| Sublap | SCEW | Monthly System Peak Day | September | CAISO 1-in-2 | 2 | 1.1091 | 1.1014 | 1.1091 | 1.1014 | 0 | 74.5864
| Sublap | SCEW | Monthly System Peak Day | September | CAISO 1-in-2 | 3 | 0.9451 | 0.93681 | 0.9451 | 0.93681 | 0 | 73.9562
| Sublap | SCEW | Monthly System Peak Day | September | CAISO 1-in-2 | 4 | 0.8335 | 0.82509 | 0.8335 | 0.82509 | 0 | 73.3678
| Sublap | SCEW | Monthly System Peak Day | September | CAISO 1-in-2 | 5 | 0.75537 | 0.74799 | 0.75537 | 0.74799 | 0 | 72.8268
| Sublap | SCEW | Monthly System Peak Day | September | CAISO 1-in-2 | 6 | 0.71314 | 0.71667 | 0.71314 | 0.71667 | 0 | 72.4814
| Sublap | SCEW | Monthly System Peak Day | September | CAISO 1-in-2 | 7 | 0.72149 | 0.75969 | 0.72149 | 0.75969 | 0 | 73.0203
| Sublap | SCEW | Monthly System Peak Day | September | CAISO 1-in-2 | 8 | 0.76547 | 0.79886 | 0.76547 | 0.79886 | 0 | 73.598
| Sublap | SCEW | Monthly System Peak Day | September | CAISO 1-in-2 | 9 | 0.76262 | 0.72851 | 0.76262 | 0.72851 | 0 | 74.6456
| Sublap | SCEW | Monthly System Peak Day | September | CAISO 1-in-2 | 10 | 0.8345 | 0.77671 | 0.8345 | 0.77671 | 0 | 78.6845
| Sublap | SCEW | Monthly System Peak Day | September | CAISO 1-in-2 | 11 | 1.0079 | 0.9513 | 1.0079 | 0.9513 | 0 | 85.1102
| Sublap | SCEW | Monthly System Peak Day | September | CAISO 1-in-2 | 12 | 1.2299 | 1.1627 | 1.2299 | 1.1627 | 0 | 90.029
| Sublap | SCEW | Monthly System Peak Day | September | CAISO 1-in-2 | 13 | 1.5606 | 1.4716 | 1.5606 | 1.4716 | 0 | 92.5936
| Sublap | SCEW | Monthly System Peak Day | September | CAISO 1-in-2 | 14 | 1.8848 | 1.7923 | 1.8848 | 1.7923 | 0 | 94.0474
| Sublap | SCEW | Monthly System Peak Day | September | CAISO 1-in-2 | 15 | 2.1643 | 2.0744 | 2.1643 | 2.0744 | 0 | 94.2517
| Sublap | SCEW | Monthly System Peak Day | September | CAISO 1-in-2 | 16 | 2.4396 | 2.3531 | 2.4396 | 2.3531 | 0 | 93.2566
| Sublap | SCEW | Monthly System Peak Day | September | CAISO 1-in-2 | 17 | 2.6252 | 2.5491 | 1.7189 | 1.5493 | 0.032972 | 92.8632
| Sublap | SCEW | Monthly System Peak Day | September | CAISO 1-in-2 | 18 | 2.7748 | 2.6983 | 2.1978 | 2.0651 | 0.037852 | 91.7218
| Sublap | SCEW | Monthly System Peak Day | September | CAISO 1-in-2 | 19 | 2.7916 | 2.7143 | 2.4094 | 2.2519 | 0.021614 | 90.5117
| Sublap | SCEW | Monthly System Peak Day | September | CAISO 1-in-2 | 20 | 2.6533 | 2.5838 | 2.3537 | 2.2057 | 0.021275 | 89.1882
| Sublap | SCEW | Monthly System Peak Day | September | CAISO 1-in-2 | 21 | 2.5321 | 2.4721 | 2.2632 | 2.1247 | 0.016392 | 86.6212
| Sublap | SCEW | Monthly System Peak Day | September | CAISO 1-in-2 | 22 | 2.34 | 2.2858 | 2.7351 | 2.7216 | 0.039278 | 84.6161
| Sublap | SCEW | Monthly System Peak Day | September | CAISO 1-in-2 | 23 | 2.113 | 2.0782 | 2.3087 | 2.2748 | 0.02817 | 82.3053
| Sublap | SCEW | Monthly System Peak Day | September | CAISO 1-in-2 | 24 | 1.7807 | 1.7539 | 1.8871 | 1.8587 | 0.023948 | 80.3179
| Sublap | SCEW | Monthly System Peak Day | September | SCE 1-in-10 | 1 | 1.3392 | 1.3222 | 1.3392 | 1.3222 | 0 | 75.0055
| Sublap | SCEW | Monthly System Peak Day | September | SCE 1-in-10 | 2 | 1.1047 | 1.097 | 1.1047 | 1.097 | 0 | 74.4778
| Sublap | SCEW | Monthly System Peak Day | September | SCE 1-in-10 | 3 | 0.93099 | 0.9227 | 0.93099 | 0.9227 | 0 | 73.5247
| Sublap | SCEW | Monthly System Peak Day | September | SCE 1-in-10 | 4 | 0.83715 | 0.82874 | 0.83715 | 0.82874 | 0 | 73.4942
| Sublap | SCEW | Monthly System Peak Day | September | SCE 1-in-10 | 5 | 0.76494 | 0.75756 | 0.76494 | 0.75756 | 0 | 73.1903
| Sublap | SCEW | Monthly System Peak Day | September | SCE 1-in-10 | 6 | 0.72254 | 0.72607 | 0.72254 | 0.72607 | 0 | 72.8931
| Sublap | SCEW | Monthly System Peak Day | September | SCE 1-in-10 | 7 | 0.71457 | 0.75277 | 0.71457 | 0.75277 | 0 | 72.7071
| Sublap | SCEW | Monthly System Peak Day | September | SCE 1-in-10 | 8 | 0.74104 | 0.77444 | 0.74104 | 0.77444 | 0 | 72.6837
| Sublap | SCEW | Monthly System Peak Day | September | SCE 1-in-10 | 9 | 0.75526 | 0.72115 | 0.75526 | 0.72115 | 0 | 74.4049
| Sublap | SCEW | Monthly System Peak Day | September | SCE 1-in-10 | 10 | 0.81535 | 0.75756 | 0.81535 | 0.75756 | 0 | 77.9727
| Sublap | SCEW | Monthly System Peak Day | September | SCE 1-in-10 | 11 | 1.0101 | 0.95343 | 1.0101 | 0.95343 | 0 | 82.7593
| Sublap | SCEW | Monthly System Peak Day | September | SCE 1-in-10 | 12 | 1.2533 | 1.1861 | 1.2533 | 1.1861 | 0 | 87.0395
| Sublap | SCEW | Monthly System Peak Day | September | SCE 1-in-10 | 13 | 1.5674 | 1.4784 | 1.5674 | 1.4784 | 0 | 90.6052
| Sublap | SCEW | Monthly System Peak Day | September | SCE 1-in-10 | 14 | 1.876 | 1.7836 | 1.876 | 1.7836 | 0 | 92.8249
| Sublap | SCEW | Monthly System Peak Day | September | SCE 1-in-10 | 15 | 2.1455 | 2.0556 | 2.1455 | 2.0556 | 0 | 94.0307
| Sublap | SCEW | Monthly System Peak Day | September | SCE 1-in-10 | 16 | 2.4184 | 2.3318 | 2.4184 | 2.3318 | 0 | 94.073
| Sublap | SCEW | Monthly System Peak Day | September | SCE 1-in-10 | 17 | 2.6057 | 2.5296 | 1.6772 | 1.5077 | 0.034977 | 93.8783
| Sublap | SCEW | Monthly System Peak Day | September | SCE 1-in-10 | 18 | 2.7558 | 2.6793 | 2.1525 | 2.0198 | 0.039484 | 93.2963
| Sublap | SCEW | Monthly System Peak Day | September | SCE 1-in-10 | 19 | 2.783 | 2.7058 | 2.3804 | 2.2229 | 0.023368 | 92.0225
| Sublap | SCEW | Monthly System Peak Day | September | SCE 1-in-10 | 20 | 2.6434 | 2.5739 | 2.3396 | 2.1915 | 0.02204 | 89.5476
| Sublap | SCEW | Monthly System Peak Day | September | SCE 1-in-10 | 21 | 2.5122 | 2.4522 | 2.2597 | 2.1212 | 0.014433 | 85.249
| Sublap | SCEW | Monthly System Peak Day | September | SCE 1-in-10 | 22 | 2.3272 | 2.273 | 2.7197 | 2.7062 | 0.038506 | 84.3932
| Sublap | SCEW | Monthly System Peak Day | September | SCE 1-in-10 | 23 | 2.0892 | 2.0544 | 2.3034 | 2.2695 | 0.032377 | 83.9108
| Sublap | SCEW | Monthly System Peak Day | September | SCE 1-in-10 | 24 | 1.7771 | 1.7503 | 1.8967 | 1.8683 | 0.028796 | 82.4138
| Sublap | SCEW | Monthly System Peak Day | September | SCE 1-in-2 | 1 | 1.2344 | 1.2174 | 1.2344 | 1.2174 | 0 | 72.7743
| Sublap | SCEW | Monthly System Peak Day | September | SCE 1-in-2 | 2 | 1.008 | 1.0003 | 1.008 | 1.0003 | 0 | 71.9551
| Sublap | SCEW | Monthly System Peak Day | September | SCE 1-in-2 | 3 | 0.85643 | 0.84814 | 0.85643 | 0.84814 | 0 | 71.2977
| Sublap | SCEW | Monthly System Peak Day | September | SCE 1-in-2 | 4 | 0.7561 | 0.74769 | 0.7561 | 0.74769 | 0 | 70.7413
| Sublap | SCEW | Monthly System Peak Day | September | SCE 1-in-2 | 5 | 0.68413 | 0.67675 | 0.68413 | 0.67675 | 0 | 70.119
| Sublap | SCEW | Monthly System Peak Day | September | SCE 1-in-2 | 6 | 0.65029 | 0.65382 | 0.65029 | 0.65382 | 0 | 69.7879
| Sublap | SCEW | Monthly System Peak Day | September | SCE 1-in-2 | 7 | 0.64933 | 0.68753 | 0.64933 | 0.68753 | 0 | 69.7207
| Sublap | SCEW | Monthly System Peak Day | September | SCE 1-in-2 | 8 | 0.65722 | 0.69061 | 0.65722 | 0.69061 | 0 | 69.3854
| Sublap | SCEW | Monthly System Peak Day | September | SCE 1-in-2 | 9 | 0.65544 | 0.62132 | 0.65544 | 0.62132 | 0 | 71.093
| Sublap | SCEW | Monthly System Peak Day | September | SCE 1-in-2 | 10 | 0.71826 | 0.66047 | 0.71826 | 0.66047 | 0 | 74.9745
| Sublap | SCEW | Monthly System Peak Day | September | SCE 1-in-2 | 11 | 0.88436 | 0.82772 | 0.88436 | 0.82772 | 0 | 79.4201
| Sublap | SCEW | Monthly System Peak Day | September | SCE 1-in-2 | 12 | 1.0735 | 1.0063 | 1.0735 | 1.0063 | 0 | 84.1003
| Sublap | SCEW | Monthly System Peak Day | September | SCE 1-in-2 | 13 | 1.3289 | 1.2399 | 1.3289 | 1.2399 | 0 | 88.1306
| Sublap | SCEW | Monthly System Peak Day | September | SCE 1-in-2 | 14 | 1.5922 | 1.4997 | 1.5922 | 1.4997 | 0 | 91.1679
| Sublap | SCEW | Monthly System Peak Day | September | SCE 1-in-2 | 15 | 1.843 | 1.7531 | 1.843 | 1.7531 | 0 | 92.257
| Sublap | SCEW | Monthly System Peak Day | September | SCE 1-in-2 | 16 | 2.1077 | 2.0212 | 2.1077 | 2.0212 | 0 | 91.1201
| Sublap | SCEW | Monthly System Peak Day | September | SCE 1-in-2 | 17 | 2.2987 | 2.2226 | 1.4361 | 1.2665 | 0.029426 | 90.8606
| Sublap | SCEW | Monthly System Peak Day | September | SCE 1-in-2 | 18 | 2.4605 | 2.3841 | 1.9062 | 1.7735 | 0.037538 | 90.3689
| Sublap | SCEW | Monthly System Peak Day | September | SCE 1-in-2 | 19 | 2.5111 | 2.4339 | 2.1391 | 1.9816 | 0.021197 | 89.7642
| Sublap | SCEW | Monthly System Peak Day | September | SCE 1-in-2 | 20 | 2.4108 | 2.3413 | 2.1253 | 1.9772 | 0.018884 | 88.0086
| Sublap | SCEW | Monthly System Peak Day | September | SCE 1-in-2 | 21 | 2.2969 | 2.237 | 2.0456 | 1.9071 | 0.014319 | 85.1512
| Sublap | SCEW | Monthly System Peak Day | September | SCE 1-in-2 | 22 | 2.1071 | 2.0529 | 2.4856 | 2.4721 | 0.0345 | 83.1927
| Sublap | SCEW | Monthly System Peak Day | September | SCE 1-in-2 | 23 | 1.9119 | 1.8771 | 2.0974 | 2.0635 | 0.02596 | 81.4167
| Sublap | SCEW | Monthly System Peak Day | September | SCE 1-in-2 | 24 | 1.6307 | 1.6039 | 1.7287 | 1.7002 | 0.021097 | 78.9644
| Sublap | SCEW | Typical Event Day | Typical Event | CAISO 1-in-10 | 1 | 1.2076 | 1.1906 | 1.2076 | 1.1906 | 0 | 72.7302
| Sublap | SCEW | Typical Event Day | Typical Event | CAISO 1-in-10 | 2 | 1.002 | 0.99427 | 1.002 | 0.99427 | 0 | 72.0469
| Sublap | SCEW | Typical Event Day | Typical Event | CAISO 1-in-10 | 3 | 0.86086 | 0.85258 | 0.86086 | 0.85258 | 0 | 71.4688
| Sublap | SCEW | Typical Event Day | Typical Event | CAISO 1-in-10 | 4 | 0.76813 | 0.75972 | 0.76813 | 0.75972 | 0 | 71.1535
| Sublap | SCEW | Typical Event Day | Typical Event | CAISO 1-in-10 | 5 | 0.70071 | 0.69333 | 0.70071 | 0.69333 | 0 | 70.7292
| Sublap | SCEW | Typical Event Day | Typical Event | CAISO 1-in-10 | 6 | 0.66485 | 0.66838 | 0.66485 | 0.66838 | 0 | 70.4383
| Sublap | SCEW | Typical Event Day | Typical Event | CAISO 1-in-10 | 7 | 0.66033 | 0.69853 | 0.66033 | 0.69853 | 0 | 70.1176
| Sublap | SCEW | Typical Event Day | Typical Event | CAISO 1-in-10 | 8 | 0.68929 | 0.72268 | 0.68929 | 0.72268 | 0 | 70.3931
| Sublap | SCEW | Typical Event Day | Typical Event | CAISO 1-in-10 | 9 | 0.69959 | 0.66547 | 0.69959 | 0.66547 | 0 | 72.1203
| Sublap | SCEW | Typical Event Day | Typical Event | CAISO 1-in-10 | 10 | 0.7116 | 0.65381 | 0.7116 | 0.65381 | 0 | 75.4899
| Sublap | SCEW | Typical Event Day | Typical Event | CAISO 1-in-10 | 11 | 0.76693 | 0.71029 | 0.76693 | 0.71029 | 0 | 79.6178
| Sublap | SCEW | Typical Event Day | Typical Event | CAISO 1-in-10 | 12 | 0.90768 | 0.84047 | 0.90768 | 0.84047 | 0 | 83.1905
| Sublap | SCEW | Typical Event Day | Typical Event | CAISO 1-in-10 | 13 | 1.1492 | 1.0602 | 1.1492 | 1.0602 | 0 | 84.8727
| Sublap | SCEW | Typical Event Day | Typical Event | CAISO 1-in-10 | 14 | 1.3907 | 1.2983 | 1.3907 | 1.2983 | 0 | 86.3468
| Sublap | SCEW | Typical Event Day | Typical Event | CAISO 1-in-10 | 15 | 1.6149 | 1.525 | 1.6149 | 1.525 | 0 | 87.3339
| Sublap | SCEW | Typical Event Day | Typical Event | CAISO 1-in-10 | 16 | 1.8591 | 1.7726 | 1.8591 | 1.7726 | 0 | 87.7377
| Sublap | SCEW | Typical Event Day | Typical Event | CAISO 1-in-10 | 17 | 2.0526 | 1.9765 | 1.2652 | 1.0956 | 0.025166 | 87.415
| Sublap | SCEW | Typical Event Day | Typical Event | CAISO 1-in-10 | 18 | 2.2243 | 2.1479 | 1.7232 | 1.5905 | 0.040778 | 87.184
| Sublap | SCEW | Typical Event Day | Typical Event | CAISO 1-in-10 | 19 | 2.2829 | 2.2057 | 1.9617 | 1.8042 | 0.023894 | 86.0175
| Sublap | SCEW | Typical Event Day | Typical Event | CAISO 1-in-10 | 20 | 2.1834 | 2.1139 | 1.9574 | 1.8093 | 0.012908 | 83.0353
| Sublap | SCEW | Typical Event Day | Typical Event | CAISO 1-in-10 | 21 | 2.0981 | 2.0382 | 1.9145 | 1.776 | 0.015602 | 79.4825
| Sublap | SCEW | Typical Event Day | Typical Event | CAISO 1-in-10 | 22 | 1.971 | 1.9168 | 2.2803 | 2.2667 | 0.022531 | 77.2696
| Sublap | SCEW | Typical Event Day | Typical Event | CAISO 1-in-10 | 23 | 1.7921 | 1.7573 | 1.9174 | 1.8835 | 0.016654 | 76.1941
| Sublap | SCEW | Typical Event Day | Typical Event | CAISO 1-in-10 | 24 | 1.5098 | 1.4831 | 1.5828 | 1.5543 | 0.015306 | 74.9887
| Sublap | SCEW | Typical Event Day | Typical Event | CAISO 1-in-2 | 1 | 1.104 | 1.087 | 1.104 | 1.087 | 0 | 70.4245
| Sublap | SCEW | Typical Event Day | Typical Event | CAISO 1-in-2 | 2 | 0.91447 | 0.90678 | 0.91447 | 0.90678 | 0 | 69.768
| Sublap | SCEW | Typical Event Day | Typical Event | CAISO 1-in-2 | 3 | 0.79097 | 0.78268 | 0.79097 | 0.78268 | 0 | 69.395
| Sublap | SCEW | Typical Event Day | Typical Event | CAISO 1-in-2 | 4 | 0.69752 | 0.68911 | 0.69752 | 0.68911 | 0 | 68.7733
| Sublap | SCEW | Typical Event Day | Typical Event | CAISO 1-in-2 | 5 | 0.63839 | 0.63101 | 0.63839 | 0.63101 | 0 | 68.3784
| Sublap | SCEW | Typical Event Day | Typical Event | CAISO 1-in-2 | 6 | 0.61053 | 0.61406 | 0.61053 | 0.61406 | 0 | 68.1229
| Sublap | SCEW | Typical Event Day | Typical Event | CAISO 1-in-2 | 7 | 0.61597 | 0.65417 | 0.61597 | 0.65417 | 0 | 68.079
| Sublap | SCEW | Typical Event Day | Typical Event | CAISO 1-in-2 | 8 | 0.64259 | 0.67599 | 0.64259 | 0.67599 | 0 | 68.4982
| Sublap | SCEW | Typical Event Day | Typical Event | CAISO 1-in-2 | 9 | 0.64477 | 0.61066 | 0.64477 | 0.61066 | 0 | 70.1923
| Sublap | SCEW | Typical Event Day | Typical Event | CAISO 1-in-2 | 10 | 0.64387 | 0.58608 | 0.64387 | 0.58608 | 0 | 73.52
| Sublap | SCEW | Typical Event Day | Typical Event | CAISO 1-in-2 | 11 | 0.65543 | 0.59878 | 0.65543 | 0.59878 | 0 | 77.5566
| Sublap | SCEW | Typical Event Day | Typical Event | CAISO 1-in-2 | 12 | 0.74622 | 0.67901 | 0.74622 | 0.67901 | 0 | 81.2127
| Sublap | SCEW | Typical Event Day | Typical Event | CAISO 1-in-2 | 13 | 0.93634 | 0.84735 | 0.93634 | 0.84735 | 0 | 83.3478
| Sublap | SCEW | Typical Event Day | Typical Event | CAISO 1-in-2 | 14 | 1.1478 | 1.0554 | 1.1478 | 1.0554 | 0 | 84.6241
| Sublap | SCEW | Typical Event Day | Typical Event | CAISO 1-in-2 | 15 | 1.3553 | 1.2654 | 1.3553 | 1.2654 | 0 | 85.2344
| Sublap | SCEW | Typical Event Day | Typical Event | CAISO 1-in-2 | 16 | 1.5892 | 1.5027 | 1.5892 | 1.5027 | 0 | 84.9452
| Sublap | SCEW | Typical Event Day | Typical Event | CAISO 1-in-2 | 17 | 1.7848 | 1.7087 | 1.0597 | 0.89011 | 0.024134 | 84.5604
| Sublap | SCEW | Typical Event Day | Typical Event | CAISO 1-in-2 | 18 | 1.9665 | 1.8901 | 1.5259 | 1.3932 | 0.04977 | 83.5696
| Sublap | SCEW | Typical Event Day | Typical Event | CAISO 1-in-2 | 19 | 2.0376 | 1.9603 | 1.7643 | 1.6068 | 0.031742 | 82.4877
| Sublap | SCEW | Typical Event Day | Typical Event | CAISO 1-in-2 | 20 | 1.9701 | 1.9006 | 1.7723 | 1.6242 | 0.014065 | 80.6773
| Sublap | SCEW | Typical Event Day | Typical Event | CAISO 1-in-2 | 21 | 1.9057 | 1.8458 | 1.7371 | 1.5986 | 0.01769 | 78.2269
| Sublap | SCEW | Typical Event Day | Typical Event | CAISO 1-in-2 | 22 | 1.7819 | 1.7277 | 2.0758 | 2.0623 | 0.022974 | 75.949
| Sublap | SCEW | Typical Event Day | Typical Event | CAISO 1-in-2 | 23 | 1.6378 | 1.6029 | 1.7384 | 1.7045 | 0.016319 | 74.0555
| Sublap | SCEW | Typical Event Day | Typical Event | CAISO 1-in-2 | 24 | 1.3843 | 1.3576 | 1.4431 | 1.4146 | 0.015007 | 72.7246
| Sublap | SCEW | Typical Event Day | Typical Event | SCE 1-in-10 | 1 | 1.2329 | 1.2158 | 1.2329 | 1.2158 | 0 | 72.9725
| Sublap | SCEW | Typical Event Day | Typical Event | SCE 1-in-10 | 2 | 1.004 | 0.99626 | 1.004 | 0.99626 | 0 | 71.9138
| Sublap | SCEW | Typical Event Day | Typical Event | SCE 1-in-10 | 3 | 0.84744 | 0.83915 | 0.84744 | 0.83915 | 0 | 71.0225
| Sublap | SCEW | Typical Event Day | Typical Event | SCE 1-in-10 | 4 | 0.75437 | 0.74596 | 0.75437 | 0.74596 | 0 | 70.6727
| Sublap | SCEW | Typical Event Day | Typical Event | SCE 1-in-10 | 5 | 0.68727 | 0.67989 | 0.68727 | 0.67989 | 0 | 70.2234
| Sublap | SCEW | Typical Event Day | Typical Event | SCE 1-in-10 | 6 | 0.65175 | 0.65528 | 0.65175 | 0.65528 | 0 | 69.8498
| Sublap | SCEW | Typical Event Day | Typical Event | SCE 1-in-10 | 7 | 0.64371 | 0.68191 | 0.64371 | 0.68191 | 0 | 69.4371
| Sublap | SCEW | Typical Event Day | Typical Event | SCE 1-in-10 | 8 | 0.66581 | 0.69921 | 0.66581 | 0.69921 | 0 | 69.642
| Sublap | SCEW | Typical Event Day | Typical Event | SCE 1-in-10 | 9 | 0.68138 | 0.64726 | 0.68138 | 0.64726 | 0 | 71.7695
| Sublap | SCEW | Typical Event Day | Typical Event | SCE 1-in-10 | 10 | 0.73047 | 0.67268 | 0.73047 | 0.67268 | 0 | 75.7399
| Sublap | SCEW | Typical Event Day | Typical Event | SCE 1-in-10 | 11 | 0.83964 | 0.78299 | 0.83964 | 0.78299 | 0 | 80.6422
| Sublap | SCEW | Typical Event Day | Typical Event | SCE 1-in-10 | 12 | 1.0166 | 0.94936 | 1.0166 | 0.94936 | 0 | 83.9477
| Sublap | SCEW | Typical Event Day | Typical Event | SCE 1-in-10 | 13 | 1.2888 | 1.1998 | 1.2888 | 1.1998 | 0 | 85.4444
| Sublap | SCEW | Typical Event Day | Typical Event | SCE 1-in-10 | 14 | 1.5438 | 1.4514 | 1.5438 | 1.4514 | 0 | 87.4323
| Sublap | SCEW | Typical Event Day | Typical Event | SCE 1-in-10 | 15 | 1.773 | 1.6831 | 1.773 | 1.6831 | 0 | 89.6429
| Sublap | SCEW | Typical Event Day | Typical Event | SCE 1-in-10 | 16 | 2.0243 | 1.9378 | 2.0243 | 1.9378 | 0 | 91.6066
| Sublap | SCEW | Typical Event Day | Typical Event | SCE 1-in-10 | 17 | 2.2188 | 2.1427 | 1.3202 | 1.1506 | 0.032307 | 92.512
| Sublap | SCEW | Typical Event Day | Typical Event | SCE 1-in-10 | 18 | 2.3837 | 2.3072 | 1.8032 | 1.6705 | 0.037994 | 91.9327
| Sublap | SCEW | Typical Event Day | Typical Event | SCE 1-in-10 | 19 | 2.4466 | 2.3694 | 2.0665 | 1.909 | 0.021504 | 90.3608
| Sublap | SCEW | Typical Event Day | Typical Event | SCE 1-in-10 | 20 | 2.3416 | 2.2721 | 2.07 | 1.9219 | 0.016782 | 86.855
| Sublap | SCEW | Typical Event Day | Typical Event | SCE 1-in-10 | 21 | 2.2313 | 2.1714 | 2.004 | 1.8655 | 0.012924 | 83.1402
| Sublap | SCEW | Typical Event Day | Typical Event | SCE 1-in-10 | 22 | 2.0733 | 2.0191 | 2.4143 | 2.4008 | 0.02576 | 79.9844
| Sublap | SCEW | Typical Event Day | Typical Event | SCE 1-in-10 | 23 | 1.8887 | 1.8539 | 2.0289 | 1.995 | 0.018079 | 77.4898
| Sublap | SCEW | Typical Event Day | Typical Event | SCE 1-in-10 | 24 | 1.5869 | 1.5601 | 1.6657 | 1.6372 | 0.016158 | 75.9122
| Sublap | SCEW | Typical Event Day | Typical Event | SCE 1-in-2 | 1 | 1.0422 | 1.0252 | 1.0422 | 1.0252 | 0 | 68.9992
| Sublap | SCEW | Typical Event Day | Typical Event | SCE 1-in-2 | 2 | 0.863 | 0.85531 | 0.863 | 0.85531 | 0 | 68.4038
| Sublap | SCEW | Typical Event Day | Typical Event | SCE 1-in-2 | 3 | 0.74076 | 0.73247 | 0.74076 | 0.73247 | 0 | 67.8657
| Sublap | SCEW | Typical Event Day | Typical Event | SCE 1-in-2 | 4 | 0.65621 | 0.6478 | 0.65621 | 0.6478 | 0 | 67.3403
| Sublap | SCEW | Typical Event Day | Typical Event | SCE 1-in-2 | 5 | 0.60368 | 0.5963 | 0.60368 | 0.5963 | 0 | 67.0202
| Sublap | SCEW | Typical Event Day | Typical Event | SCE 1-in-2 | 6 | 0.57929 | 0.58282 | 0.57929 | 0.58282 | 0 | 66.7365
| Sublap | SCEW | Typical Event Day | Typical Event | SCE 1-in-2 | 7 | 0.581 | 0.61921 | 0.581 | 0.61921 | 0 | 66.4288
| Sublap | SCEW | Typical Event Day | Typical Event | SCE 1-in-2 | 8 | 0.59988 | 0.63328 | 0.59988 | 0.63328 | 0 | 66.7758
| Sublap | SCEW | Typical Event Day | Typical Event | SCE 1-in-2 | 9 | 0.60053 | 0.56642 | 0.60053 | 0.56642 | 0 | 68.7237
| Sublap | SCEW | Typical Event Day | Typical Event | SCE 1-in-2 | 10 | 0.60174 | 0.54395 | 0.60174 | 0.54395 | 0 | 72.1835
| Sublap | SCEW | Typical Event Day | Typical Event | SCE 1-in-2 | 11 | 0.603 | 0.54636 | 0.603 | 0.54636 | 0 | 75.6342
| Sublap | SCEW | Typical Event Day | Typical Event | SCE 1-in-2 | 12 | 0.68088 | 0.61367 | 0.68088 | 0.61367 | 0 | 78.8228
| Sublap | SCEW | Typical Event Day | Typical Event | SCE 1-in-2 | 13 | 0.84732 | 0.75833 | 0.84732 | 0.75833 | 0 | 80.8808
| Sublap | SCEW | Typical Event Day | Typical Event | SCE 1-in-2 | 14 | 1.0315 | 0.9391 | 1.0315 | 0.9391 | 0 | 82.6325
| Sublap | SCEW | Typical Event Day | Typical Event | SCE 1-in-2 | 15 | 1.2201 | 1.1302 | 1.2201 | 1.1302 | 0 | 84.2145
| Sublap | SCEW | Typical Event Day | Typical Event | SCE 1-in-2 | 16 | 1.4468 | 1.3602 | 1.4468 | 1.3602 | 0 | 84.443
| Sublap | SCEW | Typical Event Day | Typical Event | SCE 1-in-2 | 17 | 1.644 | 1.5678 | 0.91436 | 0.74481 | 0.02412 | 84.7654
| Sublap | SCEW | Typical Event Day | Typical Event | SCE 1-in-2 | 18 | 1.8304 | 1.7539 | 1.383 | 1.2503 | 0.048564 | 83.9729
| Sublap | SCEW | Typical Event Day | Typical Event | SCE 1-in-2 | 19 | 1.9172 | 1.84 | 1.647 | 1.4895 | 0.032339 | 82.2637
| Sublap | SCEW | Typical Event Day | Typical Event | SCE 1-in-2 | 20 | 1.8676 | 1.798 | 1.6745 | 1.5264 | 0.014523 | 80.2758
| Sublap | SCEW | Typical Event Day | Typical Event | SCE 1-in-2 | 21 | 1.8055 | 1.7455 | 1.6442 | 1.5057 | 0.018828 | 77.6196
| Sublap | SCEW | Typical Event Day | Typical Event | SCE 1-in-2 | 22 | 1.6845 | 1.6303 | 1.9685 | 1.9549 | 0.023955 | 75.1014
| Sublap | SCEW | Typical Event Day | Typical Event | SCE 1-in-2 | 23 | 1.554 | 1.5192 | 1.6467 | 1.6128 | 0.016776 | 73.3677
| Sublap | SCEW | Typical Event Day | Typical Event | SCE 1-in-2 | 24 | 1.3194 | 1.2926 | 1.3724 | 1.3439 | 0.015634 | 71.8094
| Sublap | SCHD | Average Weekday | April | CAISO 1-in-10 | 1 | 0.69518 | 0.64982 | 0.69518 | 0.64982 | 0 | 57.539
| Sublap | SCHD | Average Weekday | April | CAISO 1-in-10 | 2 | 0.64713 | 0.60768 | 0.64713 | 0.60768 | 0 | 56.6498
| Sublap | SCHD | Average Weekday | April | CAISO 1-in-10 | 3 | 0.62404 | 0.58503 | 0.62404 | 0.58503 | 0 | 55.3988
| Sublap | SCHD | Average Weekday | April | CAISO 1-in-10 | 4 | 0.60778 | 0.58031 | 0.60778 | 0.58031 | 0 | 54.485
| Sublap | SCHD | Average Weekday | April | CAISO 1-in-10 | 5 | 0.60365 | 0.58154 | 0.60365 | 0.58154 | 0 | 53.5755
| Sublap | SCHD | Average Weekday | April | CAISO 1-in-10 | 6 | 0.62464 | 0.61616 | 0.62464 | 0.61616 | 0 | 52.8142
| Sublap | SCHD | Average Weekday | April | CAISO 1-in-10 | 7 | 0.62627 | 0.6398 | 0.62627 | 0.6398 | 0 | 52.1324
| Sublap | SCHD | Average Weekday | April | CAISO 1-in-10 | 8 | 0.50844 | 0.52139 | 0.50844 | 0.52139 | 0 | 51.6628
| Sublap | SCHD | Average Weekday | April | CAISO 1-in-10 | 9 | 0.30006 | 0.30356 | 0.30006 | 0.30356 | 0 | 53.6469
| Sublap | SCHD | Average Weekday | April | CAISO 1-in-10 | 10 | 0.091976 | 0.097777 | 0.091976 | 0.097777 | 0 | 57.0749
| Sublap | SCHD | Average Weekday | April | CAISO 1-in-10 | 11 | -0.065866 | -0.050789 | -0.065866 | -0.050789 | 0 | 60.6937
| Sublap | SCHD | Average Weekday | April | CAISO 1-in-10 | 12 | -0.15292 | -0.13857 | -0.15292 | -0.13857 | 0 | 63.8038
| Sublap | SCHD | Average Weekday | April | CAISO 1-in-10 | 13 | -0.16895 | -0.15866 | -0.16895 | -0.15866 | 0 | 66.2195
| Sublap | SCHD | Average Weekday | April | CAISO 1-in-10 | 14 | -0.12231 | -0.11276 | -0.12231 | -0.11276 | 0 | 68.231
| Sublap | SCHD | Average Weekday | April | CAISO 1-in-10 | 15 | -0.0026238 | -0.0095318 | -0.0026238 | -0.0095318 | 0 | 69.5892
| Sublap | SCHD | Average Weekday | April | CAISO 1-in-10 | 16 | 0.18642 | 0.17566 | 0.18642 | 0.17566 | 0 | 70.4928
| Sublap | SCHD | Average Weekday | April | CAISO 1-in-10 | 17 | 0.42219 | 0.42133 | 0.15591 | 0.15506 | 0.19303 | 70.6667
| Sublap | SCHD | Average Weekday | April | CAISO 1-in-10 | 18 | 0.72429 | 0.69909 | 0.44275 | 0.42575 | 0.14077 | 70.21
| Sublap | SCHD | Average Weekday | April | CAISO 1-in-10 | 19 | 0.95622 | 0.88374 | 0.69659 | 0.63139 | 0.12982 | 68.996
| Sublap | SCHD | Average Weekday | April | CAISO 1-in-10 | 20 | 1.049 | 0.9659 | 0.83566 | 0.75253 | 0.13612 | 66.9955
| Sublap | SCHD | Average Weekday | April | CAISO 1-in-10 | 21 | 1.0494 | 0.9692 | 0.88535 | 0.80516 | 0.14902 | 64.0921
| Sublap | SCHD | Average Weekday | April | CAISO 1-in-10 | 22 | 0.98858 | 0.91324 | 1.2319 | 1.1565 | 0.20882 | 61.8257
| Sublap | SCHD | Average Weekday | April | CAISO 1-in-10 | 23 | 0.88356 | 0.81191 | 0.88356 | 0.81191 | 0 | 60.273
| Sublap | SCHD | Average Weekday | April | CAISO 1-in-10 | 24 | 0.77088 | 0.70819 | 0.77088 | 0.70819 | 0 | 58.5769
| Sublap | SCHD | Average Weekday | April | CAISO 1-in-2 | 1 | 0.67982 | 0.63446 | 0.67982 | 0.63446 | 0 | 55.6359
| Sublap | SCHD | Average Weekday | April | CAISO 1-in-2 | 2 | 0.63626 | 0.59681 | 0.63626 | 0.59681 | 0 | 54.3961
| Sublap | SCHD | Average Weekday | April | CAISO 1-in-2 | 3 | 0.61773 | 0.57873 | 0.61773 | 0.57873 | 0 | 53.3117
| Sublap | SCHD | Average Weekday | April | CAISO 1-in-2 | 4 | 0.60453 | 0.57706 | 0.60453 | 0.57706 | 0 | 52.2507
| Sublap | SCHD | Average Weekday | April | CAISO 1-in-2 | 5 | 0.60289 | 0.58078 | 0.60289 | 0.58078 | 0 | 51.3091
| Sublap | SCHD | Average Weekday | April | CAISO 1-in-2 | 6 | 0.62838 | 0.6199 | 0.62838 | 0.6199 | 0 | 50.3576
| Sublap | SCHD | Average Weekday | April | CAISO 1-in-2 | 7 | 0.63783 | 0.65136 | 0.63783 | 0.65136 | 0 | 49.4753
| Sublap | SCHD | Average Weekday | April | CAISO 1-in-2 | 8 | 0.51823 | 0.53118 | 0.51823 | 0.53118 | 0 | 49.2915
| Sublap | SCHD | Average Weekday | April | CAISO 1-in-2 | 9 | 0.30841 | 0.3119 | 0.30841 | 0.3119 | 0 | 51.6257
| Sublap | SCHD | Average Weekday | April | CAISO 1-in-2 | 10 | 0.098532 | 0.10433 | 0.098532 | 0.10433 | 0 | 55.5176
| Sublap | SCHD | Average Weekday | April | CAISO 1-in-2 | 11 | -0.058408 | -0.043331 | -0.058408 | -0.043331 | 0 | 59.3864
| Sublap | SCHD | Average Weekday | April | CAISO 1-in-2 | 12 | -0.14481 | -0.13046 | -0.14481 | -0.13046 | 0 | 62.3338
| Sublap | SCHD | Average Weekday | April | CAISO 1-in-2 | 13 | -0.16573 | -0.15544 | -0.16573 | -0.15544 | 0 | 64.9388
| Sublap | SCHD | Average Weekday | April | CAISO 1-in-2 | 14 | -0.12232 | -0.11276 | -0.12232 | -0.11276 | 0 | 66.9349
| Sublap | SCHD | Average Weekday | April | CAISO 1-in-2 | 15 | 6.4856e-05 | -0.0068432 | 6.4856e-05 | -0.0068432 | 0 | 68.3644
| Sublap | SCHD | Average Weekday | April | CAISO 1-in-2 | 16 | 0.18758 | 0.17682 | 0.18758 | 0.17682 | 0 | 69.1821
| Sublap | SCHD | Average Weekday | April | CAISO 1-in-2 | 17 | 0.42023 | 0.41938 | 0.42023 | 0.41938 | 0 | 69.3708
| Sublap | SCHD | Average Weekday | April | CAISO 1-in-2 | 18 | 0.71026 | 0.68505 | 0.71026 | 0.68505 | 0 | 68.8346
| Sublap | SCHD | Average Weekday | April | CAISO 1-in-2 | 19 | 0.93428 | 0.8618 | 0.93428 | 0.8618 | 0 | 67.6391
| Sublap | SCHD | Average Weekday | April | CAISO 1-in-2 | 20 | 1.0157 | 0.93258 | 1.0157 | 0.93258 | 0 | 65.3746
| Sublap | SCHD | Average Weekday | April | CAISO 1-in-2 | 21 | 1.024 | 0.94381 | 1.024 | 0.94381 | 0 | 62.285
| Sublap | SCHD | Average Weekday | April | CAISO 1-in-2 | 22 | 0.95592 | 0.88058 | 0.95592 | 0.88058 | 0 | 59.7855
| Sublap | SCHD | Average Weekday | April | CAISO 1-in-2 | 23 | 0.84968 | 0.77802 | 0.84968 | 0.77802 | 0 | 58.0611
| Sublap | SCHD | Average Weekday | April | CAISO 1-in-2 | 24 | 0.74797 | 0.68527 | 0.74797 | 0.68527 | 0 | 56.5822
| Sublap | SCHD | Average Weekday | April | SCE 1-in-10 | 1 | 0.68491 | 0.63954 | 0.68491 | 0.63954 | 0 | 56.5834
| Sublap | SCHD | Average Weekday | April | SCE 1-in-10 | 2 | 0.63921 | 0.59976 | 0.63921 | 0.59976 | 0 | 55.4848
| Sublap | SCHD | Average Weekday | April | SCE 1-in-10 | 3 | 0.6185 | 0.5795 | 0.6185 | 0.5795 | 0 | 54.1787
| Sublap | SCHD | Average Weekday | April | SCE 1-in-10 | 4 | 0.60389 | 0.57642 | 0.60389 | 0.57642 | 0 | 53.1398
| Sublap | SCHD | Average Weekday | April | SCE 1-in-10 | 5 | 0.60107 | 0.57896 | 0.60107 | 0.57896 | 0 | 52.1538
| Sublap | SCHD | Average Weekday | April | SCE 1-in-10 | 6 | 0.62478 | 0.6163 | 0.62478 | 0.6163 | 0 | 51.349
| Sublap | SCHD | Average Weekday | April | SCE 1-in-10 | 7 | 0.63095 | 0.64449 | 0.63095 | 0.64449 | 0 | 50.7002
| Sublap | SCHD | Average Weekday | April | SCE 1-in-10 | 8 | 0.51239 | 0.52534 | 0.51239 | 0.52534 | 0 | 50.2965
| Sublap | SCHD | Average Weekday | April | SCE 1-in-10 | 9 | 0.30381 | 0.3073 | 0.30381 | 0.3073 | 0 | 52.4152
| Sublap | SCHD | Average Weekday | April | SCE 1-in-10 | 10 | 0.095301 | 0.1011 | 0.095301 | 0.1011 | 0 | 56.0556
| Sublap | SCHD | Average Weekday | April | SCE 1-in-10 | 11 | -0.062619 | -0.047541 | -0.062619 | -0.047541 | 0 | 59.5317
| Sublap | SCHD | Average Weekday | April | SCE 1-in-10 | 12 | -0.14938 | -0.13503 | -0.14938 | -0.13503 | 0 | 62.6263
| Sublap | SCHD | Average Weekday | April | SCE 1-in-10 | 13 | -0.16973 | -0.15944 | -0.16973 | -0.15944 | 0 | 65.0767
| Sublap | SCHD | Average Weekday | April | SCE 1-in-10 | 14 | -0.12681 | -0.11725 | -0.12681 | -0.11725 | 0 | 66.9924
| Sublap | SCHD | Average Weekday | April | SCE 1-in-10 | 15 | -0.0084587 | -0.015367 | -0.0084587 | -0.015367 | 0 | 68.5065
| Sublap | SCHD | Average Weekday | April | SCE 1-in-10 | 16 | 0.17793 | 0.16717 | 0.17793 | 0.16717 | 0 | 69.4651
| Sublap | SCHD | Average Weekday | April | SCE 1-in-10 | 17 | 0.41483 | 0.41398 | 0.18733 | 0.18647 | 0.1983 | 69.9227
| Sublap | SCHD | Average Weekday | April | SCE 1-in-10 | 18 | 0.71441 | 0.6892 | 0.46285 | 0.43765 | 0.12578 | 69.687
| Sublap | SCHD | Average Weekday | April | SCE 1-in-10 | 19 | 0.94493 | 0.87245 | 0.71039 | 0.63791 | 0.11727 | 68.6266
| Sublap | SCHD | Average Weekday | April | SCE 1-in-10 | 20 | 1.0372 | 0.95404 | 0.84768 | 0.76455 | 0.13728 | 66.7352
| Sublap | SCHD | Average Weekday | April | SCE 1-in-10 | 21 | 1.0345 | 0.95434 | 0.90021 | 0.82002 | 0.067162 | 63.8793
| Sublap | SCHD | Average Weekday | April | SCE 1-in-10 | 22 | 0.97007 | 0.89472 | 1.1578 | 1.0825 | 0.093866 | 61.46
| Sublap | SCHD | Average Weekday | April | SCE 1-in-10 | 23 | 0.86254 | 0.79089 | 0.86254 | 0.79089 | 0 | 59.5814
| Sublap | SCHD | Average Weekday | April | SCE 1-in-10 | 24 | 0.75549 | 0.69279 | 0.75549 | 0.69279 | 0 | 57.7914
| Sublap | SCHD | Average Weekday | April | SCE 1-in-2 | 1 | 0.68666 | 0.6413 | 0.68666 | 0.6413 | 0 | 54.8653
| Sublap | SCHD | Average Weekday | April | SCE 1-in-2 | 2 | 0.64308 | 0.60362 | 0.64308 | 0.60362 | 0 | 53.5877
| Sublap | SCHD | Average Weekday | April | SCE 1-in-2 | 3 | 0.62456 | 0.58556 | 0.62456 | 0.58556 | 0 | 52.6164
| Sublap | SCHD | Average Weekday | April | SCE 1-in-2 | 4 | 0.61184 | 0.58437 | 0.61184 | 0.58437 | 0 | 51.5692
| Sublap | SCHD | Average Weekday | April | SCE 1-in-2 | 5 | 0.61076 | 0.58865 | 0.61076 | 0.58865 | 0 | 50.6103
| Sublap | SCHD | Average Weekday | April | SCE 1-in-2 | 6 | 0.63735 | 0.62887 | 0.63735 | 0.62887 | 0 | 49.6343
| Sublap | SCHD | Average Weekday | April | SCE 1-in-2 | 7 | 0.64907 | 0.66261 | 0.64907 | 0.66261 | 0 | 48.7803
| Sublap | SCHD | Average Weekday | April | SCE 1-in-2 | 8 | 0.53055 | 0.5435 | 0.53055 | 0.5435 | 0 | 48.6356
| Sublap | SCHD | Average Weekday | April | SCE 1-in-2 | 9 | 0.32073 | 0.32422 | 0.32073 | 0.32422 | 0 | 50.8772
| Sublap | SCHD | Average Weekday | April | SCE 1-in-2 | 10 | 0.11164 | 0.11744 | 0.11164 | 0.11744 | 0 | 54.5886
| Sublap | SCHD | Average Weekday | April | SCE 1-in-2 | 11 | -0.045259 | -0.030181 | -0.045259 | -0.030181 | 0 | 58.2423
| Sublap | SCHD | Average Weekday | April | SCE 1-in-2 | 12 | -0.13193 | -0.11758 | -0.13193 | -0.11758 | 0 | 61.2182
| Sublap | SCHD | Average Weekday | April | SCE 1-in-2 | 13 | -0.15462 | -0.14433 | -0.15462 | -0.14433 | 0 | 63.8868
| Sublap | SCHD | Average Weekday | April | SCE 1-in-2 | 14 | -0.11392 | -0.10437 | -0.11392 | -0.10437 | 0 | 65.9324
| Sublap | SCHD | Average Weekday | April | SCE 1-in-2 | 15 | 0.0041631 | -0.002745 | 0.0041631 | -0.002745 | 0 | 67.2562
| Sublap | SCHD | Average Weekday | April | SCE 1-in-2 | 16 | 0.18894 | 0.17818 | 0.18894 | 0.17818 | 0 | 68.0961
| Sublap | SCHD | Average Weekday | April | SCE 1-in-2 | 17 | 0.42031 | 0.41946 | 0.42031 | 0.41946 | 0 | 68.2917
| Sublap | SCHD | Average Weekday | April | SCE 1-in-2 | 18 | 0.7095 | 0.6843 | 0.7095 | 0.6843 | 0 | 67.7174
| Sublap | SCHD | Average Weekday | April | SCE 1-in-2 | 19 | 0.92819 | 0.85571 | 0.92819 | 0.85571 | 0 | 66.4015
| Sublap | SCHD | Average Weekday | April | SCE 1-in-2 | 20 | 1.0086 | 0.9255 | 1.0086 | 0.9255 | 0 | 64.0653
| Sublap | SCHD | Average Weekday | April | SCE 1-in-2 | 21 | 1.0262 | 0.94601 | 1.0262 | 0.94601 | 0 | 60.9742
| Sublap | SCHD | Average Weekday | April | SCE 1-in-2 | 22 | 0.95683 | 0.88149 | 0.95683 | 0.88149 | 0 | 58.5321
| Sublap | SCHD | Average Weekday | April | SCE 1-in-2 | 23 | 0.85665 | 0.78499 | 0.85665 | 0.78499 | 0 | 56.8271
| Sublap | SCHD | Average Weekday | April | SCE 1-in-2 | 24 | 0.75511 | 0.69241 | 0.75511 | 0.69241 | 0 | 55.4013
| Sublap | SCHD | Average Weekday | August | CAISO 1-in-10 | 1 | 1.4114 | 1.366 | 1.4114 | 1.366 | 0 | 77.6871
| Sublap | SCHD | Average Weekday | August | CAISO 1-in-10 | 2 | 1.237 | 1.1975 | 1.237 | 1.1975 | 0 | 76.4052
| Sublap | SCHD | Average Weekday | August | CAISO 1-in-10 | 3 | 1.1015 | 1.0625 | 1.1015 | 1.0625 | 0 | 74.9768
| Sublap | SCHD | Average Weekday | August | CAISO 1-in-10 | 4 | 0.99564 | 0.96818 | 0.99564 | 0.96818 | 0 | 73.7189
| Sublap | SCHD | Average Weekday | August | CAISO 1-in-10 | 5 | 0.9262 | 0.90409 | 0.9262 | 0.90409 | 0 | 72.7583
| Sublap | SCHD | Average Weekday | August | CAISO 1-in-10 | 6 | 0.87639 | 0.86791 | 0.87639 | 0.86791 | 0 | 71.7327
| Sublap | SCHD | Average Weekday | August | CAISO 1-in-10 | 7 | 0.81392 | 0.82745 | 0.81392 | 0.82745 | 0 | 70.6714
| Sublap | SCHD | Average Weekday | August | CAISO 1-in-10 | 8 | 0.72343 | 0.73638 | 0.72343 | 0.73638 | 0 | 70.3492
| Sublap | SCHD | Average Weekday | August | CAISO 1-in-10 | 9 | 0.60487 | 0.60836 | 0.60487 | 0.60836 | 0 | 73.1594
| Sublap | SCHD | Average Weekday | August | CAISO 1-in-10 | 10 | 0.52205 | 0.52785 | 0.52205 | 0.52785 | 0 | 77.414
| Sublap | SCHD | Average Weekday | August | CAISO 1-in-10 | 11 | 0.52984 | 0.54492 | 0.52984 | 0.54492 | 0 | 81.5922
| Sublap | SCHD | Average Weekday | August | CAISO 1-in-10 | 12 | 0.63969 | 0.65403 | 0.63969 | 0.65403 | 0 | 85.2477
| Sublap | SCHD | Average Weekday | August | CAISO 1-in-10 | 13 | 0.82749 | 0.83779 | 0.82749 | 0.83779 | 0 | 88.5893
| Sublap | SCHD | Average Weekday | August | CAISO 1-in-10 | 14 | 1.0555 | 1.065 | 1.0555 | 1.065 | 0 | 90.8108
| Sublap | SCHD | Average Weekday | August | CAISO 1-in-10 | 15 | 1.3108 | 1.3039 | 1.3108 | 1.3039 | 0 | 92.0225
| Sublap | SCHD | Average Weekday | August | CAISO 1-in-10 | 16 | 1.6049 | 1.5941 | 1.6049 | 1.5941 | 0 | 92.5601
| Sublap | SCHD | Average Weekday | August | CAISO 1-in-10 | 17 | 1.8976 | 1.8967 | 0.90714 | 0.93004 | 0.051321 | 92.4392
| Sublap | SCHD | Average Weekday | August | CAISO 1-in-10 | 18 | 2.2041 | 2.1789 | 1.4698 | 1.6316 | 0.13863 | 91.668
| Sublap | SCHD | Average Weekday | August | CAISO 1-in-10 | 19 | 2.3718 | 2.2994 | 1.8968 | 1.9323 | 0.1715 | 90.1368
| Sublap | SCHD | Average Weekday | August | CAISO 1-in-10 | 20 | 2.3333 | 2.2502 | 1.9983 | 2.0117 | 0.046174 | 87.8222
| Sublap | SCHD | Average Weekday | August | CAISO 1-in-10 | 21 | 2.2501 | 2.1699 | 1.9125 | 1.9289 | 0.058997 | 84.6877
| Sublap | SCHD | Average Weekday | August | CAISO 1-in-10 | 22 | 2.1257 | 2.0504 | 2.5931 | 2.5692 | 0.069784 | 82.1584
| Sublap | SCHD | Average Weekday | August | CAISO 1-in-10 | 23 | 1.8886 | 1.817 | 1.9271 | 1.9887 | 0.019222 | 80.4542
| Sublap | SCHD | Average Weekday | August | CAISO 1-in-10 | 24 | 1.6127 | 1.55 | 1.6127 | 1.5887 | 0 | 78.8228
| Sublap | SCHD | Average Weekday | August | CAISO 1-in-2 | 1 | 1.3024 | 1.257 | 1.3024 | 1.257 | 0 | 75.5427
| Sublap | SCHD | Average Weekday | August | CAISO 1-in-2 | 2 | 1.1356 | 1.0962 | 1.1356 | 1.0962 | 0 | 74.171
| Sublap | SCHD | Average Weekday | August | CAISO 1-in-2 | 3 | 1.0188 | 0.97978 | 1.0188 | 0.97978 | 0 | 72.9599
| Sublap | SCHD | Average Weekday | August | CAISO 1-in-2 | 4 | 0.93104 | 0.90357 | 0.93104 | 0.90357 | 0 | 71.9576
| Sublap | SCHD | Average Weekday | August | CAISO 1-in-2 | 5 | 0.86081 | 0.83871 | 0.86081 | 0.83871 | 0 | 70.7733
| Sublap | SCHD | Average Weekday | August | CAISO 1-in-2 | 6 | 0.81506 | 0.80658 | 0.81506 | 0.80658 | 0 | 69.6593
| Sublap | SCHD | Average Weekday | August | CAISO 1-in-2 | 7 | 0.75975 | 0.77328 | 0.75975 | 0.77328 | 0 | 68.7393
| Sublap | SCHD | Average Weekday | August | CAISO 1-in-2 | 8 | 0.6634 | 0.67636 | 0.6634 | 0.67636 | 0 | 68.4623
| Sublap | SCHD | Average Weekday | August | CAISO 1-in-2 | 9 | 0.53863 | 0.54212 | 0.53863 | 0.54212 | 0 | 71.1413
| Sublap | SCHD | Average Weekday | August | CAISO 1-in-2 | 10 | 0.44052 | 0.44632 | 0.44052 | 0.44632 | 0 | 75.2483
| Sublap | SCHD | Average Weekday | August | CAISO 1-in-2 | 11 | 0.43065 | 0.44572 | 0.43065 | 0.44572 | 0 | 79.7697
| Sublap | SCHD | Average Weekday | August | CAISO 1-in-2 | 12 | 0.51567 | 0.53002 | 0.51567 | 0.53002 | 0 | 83.5675
| Sublap | SCHD | Average Weekday | August | CAISO 1-in-2 | 13 | 0.67697 | 0.68726 | 0.67697 | 0.68726 | 0 | 86.5081
| Sublap | SCHD | Average Weekday | August | CAISO 1-in-2 | 14 | 0.88505 | 0.89461 | 0.88505 | 0.89461 | 0 | 88.6051
| Sublap | SCHD | Average Weekday | August | CAISO 1-in-2 | 15 | 1.1285 | 1.1216 | 1.1285 | 1.1216 | 0 | 89.9707
| Sublap | SCHD | Average Weekday | August | CAISO 1-in-2 | 16 | 1.417 | 1.4063 | 1.417 | 1.4063 | 0 | 90.6691
| Sublap | SCHD | Average Weekday | August | CAISO 1-in-2 | 17 | 1.7085 | 1.7076 | 0.7543 | 0.7772 | 0.060293 | 90.6083
| Sublap | SCHD | Average Weekday | August | CAISO 1-in-2 | 18 | 2.0205 | 1.9953 | 1.3066 | 1.4684 | 0.16041 | 90.0679
| Sublap | SCHD | Average Weekday | August | CAISO 1-in-2 | 19 | 2.2004 | 2.128 | 1.733 | 1.7686 | 0.19638 | 88.7342
| Sublap | SCHD | Average Weekday | August | CAISO 1-in-2 | 20 | 2.1791 | 2.096 | 1.843 | 1.8564 | 0.051427 | 86.5185
| Sublap | SCHD | Average Weekday | August | CAISO 1-in-2 | 21 | 2.11 | 2.0298 | 1.7713 | 1.7877 | 0.064759 | 83.3195
| Sublap | SCHD | Average Weekday | August | CAISO 1-in-2 | 22 | 1.9902 | 1.9149 | 2.4639 | 2.4401 | 0.080222 | 80.534
| Sublap | SCHD | Average Weekday | August | CAISO 1-in-2 | 23 | 1.7619 | 1.6902 | 1.7757 | 1.8373 | 0.006928 | 78.6326
| Sublap | SCHD | Average Weekday | August | CAISO 1-in-2 | 24 | 1.5019 | 1.4392 | 1.5019 | 1.452 | 0 | 76.9852
| Sublap | SCHD | Average Weekday | August | SCE 1-in-10 | 1 | 1.4598 | 1.4144 | 1.4598 | 1.4144 | 0 | 78.5829
| Sublap | SCHD | Average Weekday | August | SCE 1-in-10 | 2 | 1.2837 | 1.2442 | 1.2837 | 1.2442 | 0 | 77.419
| Sublap | SCHD | Average Weekday | August | SCE 1-in-10 | 3 | 1.155 | 1.116 | 1.155 | 1.116 | 0 | 76.2936
| Sublap | SCHD | Average Weekday | August | SCE 1-in-10 | 4 | 1.0505 | 1.023 | 1.0505 | 1.023 | 0 | 75.216
| Sublap | SCHD | Average Weekday | August | SCE 1-in-10 | 5 | 0.97732 | 0.95521 | 0.97732 | 0.95521 | 0 | 74.3081
| Sublap | SCHD | Average Weekday | August | SCE 1-in-10 | 6 | 0.92228 | 0.9138 | 0.92228 | 0.9138 | 0 | 73.2907
| Sublap | SCHD | Average Weekday | August | SCE 1-in-10 | 7 | 0.8606 | 0.87414 | 0.8606 | 0.87414 | 0 | 72.3335
| Sublap | SCHD | Average Weekday | August | SCE 1-in-10 | 8 | 0.77365 | 0.7866 | 0.77365 | 0.7866 | 0 | 72.0481
| Sublap | SCHD | Average Weekday | August | SCE 1-in-10 | 9 | 0.64544 | 0.64894 | 0.64544 | 0.64894 | 0 | 74.5227
| Sublap | SCHD | Average Weekday | August | SCE 1-in-10 | 10 | 0.5703 | 0.5761 | 0.5703 | 0.5761 | 0 | 78.6806
| Sublap | SCHD | Average Weekday | August | SCE 1-in-10 | 11 | 0.59309 | 0.60817 | 0.59309 | 0.60817 | 0 | 83.1188
| Sublap | SCHD | Average Weekday | August | SCE 1-in-10 | 12 | 0.7173 | 0.73165 | 0.7173 | 0.73165 | 0 | 86.9198
| Sublap | SCHD | Average Weekday | August | SCE 1-in-10 | 13 | 0.918 | 0.9283 | 0.918 | 0.9283 | 0 | 89.75
| Sublap | SCHD | Average Weekday | August | SCE 1-in-10 | 14 | 1.156 | 1.1656 | 1.156 | 1.1656 | 0 | 91.6094
| Sublap | SCHD | Average Weekday | August | SCE 1-in-10 | 15 | 1.4168 | 1.4099 | 1.4168 | 1.4099 | 0 | 92.8525
| Sublap | SCHD | Average Weekday | August | SCE 1-in-10 | 16 | 1.7129 | 1.7021 | 1.7129 | 1.7021 | 0 | 93.3212
| Sublap | SCHD | Average Weekday | August | SCE 1-in-10 | 17 | 2.0042 | 2.0033 | 1.0006 | 1.0235 | 0.048559 | 93.1018
| Sublap | SCHD | Average Weekday | August | SCE 1-in-10 | 18 | 2.3079 | 2.2827 | 1.567 | 1.7288 | 0.13184 | 92.1839
| Sublap | SCHD | Average Weekday | August | SCE 1-in-10 | 19 | 2.4729 | 2.4004 | 1.9942 | 2.0298 | 0.15987 | 90.8027
| Sublap | SCHD | Average Weekday | August | SCE 1-in-10 | 20 | 2.427 | 2.3439 | 2.0926 | 2.1061 | 0.043012 | 88.6261
| Sublap | SCHD | Average Weekday | August | SCE 1-in-10 | 21 | 2.3385 | 2.2583 | 2.0017 | 2.0181 | 0.054945 | 85.662
| Sublap | SCHD | Average Weekday | August | SCE 1-in-10 | 22 | 2.2119 | 2.1366 | 2.6748 | 2.651 | 0.062678 | 83.3
| Sublap | SCHD | Average Weekday | August | SCE 1-in-10 | 23 | 1.9653 | 1.8937 | 2.0187 | 2.0803 | 0.040088 | 81.5641
| Sublap | SCHD | Average Weekday | August | SCE 1-in-10 | 24 | 1.6763 | 1.6136 | 1.6763 | 1.6666 | 0 | 79.8317
| Sublap | SCHD | Average Weekday | August | SCE 1-in-2 | 1 | 1.3024 | 1.257 | 1.3024 | 1.257 | 0 | 75.5427
| Sublap | SCHD | Average Weekday | August | SCE 1-in-2 | 2 | 1.1356 | 1.0962 | 1.1356 | 1.0962 | 0 | 74.171
| Sublap | SCHD | Average Weekday | August | SCE 1-in-2 | 3 | 1.0188 | 0.97978 | 1.0188 | 0.97978 | 0 | 72.9599
| Sublap | SCHD | Average Weekday | August | SCE 1-in-2 | 4 | 0.93104 | 0.90357 | 0.93104 | 0.90357 | 0 | 71.9576
| Sublap | SCHD | Average Weekday | August | SCE 1-in-2 | 5 | 0.86081 | 0.83871 | 0.86081 | 0.83871 | 0 | 70.7733
| Sublap | SCHD | Average Weekday | August | SCE 1-in-2 | 6 | 0.81506 | 0.80658 | 0.81506 | 0.80658 | 0 | 69.6593
| Sublap | SCHD | Average Weekday | August | SCE 1-in-2 | 7 | 0.75975 | 0.77328 | 0.75975 | 0.77328 | 0 | 68.7393
| Sublap | SCHD | Average Weekday | August | SCE 1-in-2 | 8 | 0.6634 | 0.67636 | 0.6634 | 0.67636 | 0 | 68.4623
| Sublap | SCHD | Average Weekday | August | SCE 1-in-2 | 9 | 0.53863 | 0.54212 | 0.53863 | 0.54212 | 0 | 71.1413
| Sublap | SCHD | Average Weekday | August | SCE 1-in-2 | 10 | 0.44052 | 0.44632 | 0.44052 | 0.44632 | 0 | 75.2483
| Sublap | SCHD | Average Weekday | August | SCE 1-in-2 | 11 | 0.43065 | 0.44572 | 0.43065 | 0.44572 | 0 | 79.7697
| Sublap | SCHD | Average Weekday | August | SCE 1-in-2 | 12 | 0.51567 | 0.53002 | 0.51567 | 0.53002 | 0 | 83.5675
| Sublap | SCHD | Average Weekday | August | SCE 1-in-2 | 13 | 0.67697 | 0.68726 | 0.67697 | 0.68726 | 0 | 86.5081
| Sublap | SCHD | Average Weekday | August | SCE 1-in-2 | 14 | 0.88505 | 0.89461 | 0.88505 | 0.89461 | 0 | 88.6051
| Sublap | SCHD | Average Weekday | August | SCE 1-in-2 | 15 | 1.1285 | 1.1216 | 1.1285 | 1.1216 | 0 | 89.9707
| Sublap | SCHD | Average Weekday | August | SCE 1-in-2 | 16 | 1.417 | 1.4063 | 1.417 | 1.4063 | 0 | 90.6691
| Sublap | SCHD | Average Weekday | August | SCE 1-in-2 | 17 | 1.7085 | 1.7076 | 0.7543 | 0.7772 | 0.060293 | 90.6083
| Sublap | SCHD | Average Weekday | August | SCE 1-in-2 | 18 | 2.0205 | 1.9953 | 1.3066 | 1.4684 | 0.16041 | 90.0679
| Sublap | SCHD | Average Weekday | August | SCE 1-in-2 | 19 | 2.2004 | 2.128 | 1.733 | 1.7686 | 0.19638 | 88.7342
| Sublap | SCHD | Average Weekday | August | SCE 1-in-2 | 20 | 2.1791 | 2.096 | 1.843 | 1.8564 | 0.051427 | 86.5185
| Sublap | SCHD | Average Weekday | August | SCE 1-in-2 | 21 | 2.11 | 2.0298 | 1.7713 | 1.7877 | 0.064759 | 83.3195
| Sublap | SCHD | Average Weekday | August | SCE 1-in-2 | 22 | 1.9902 | 1.9149 | 2.4639 | 2.4401 | 0.080222 | 80.534
| Sublap | SCHD | Average Weekday | August | SCE 1-in-2 | 23 | 1.7619 | 1.6902 | 1.7757 | 1.8373 | 0.006928 | 78.6326
| Sublap | SCHD | Average Weekday | August | SCE 1-in-2 | 24 | 1.5019 | 1.4392 | 1.5019 | 1.452 | 0 | 76.9852
| Sublap | SCHD | Average Weekday | December | CAISO 1-in-10 | 1 | 0.81111 | 0.76575 | 0.81111 | 0.76575 | 0 | 42.6146
| Sublap | SCHD | Average Weekday | December | CAISO 1-in-10 | 2 | 0.77024 | 0.73078 | 0.77024 | 0.73078 | 0 | 41.8732
| Sublap | SCHD | Average Weekday | December | CAISO 1-in-10 | 3 | 0.75527 | 0.71627 | 0.75527 | 0.71627 | 0 | 41.1524
| Sublap | SCHD | Average Weekday | December | CAISO 1-in-10 | 4 | 0.74989 | 0.72242 | 0.74989 | 0.72242 | 0 | 40.2237
| Sublap | SCHD | Average Weekday | December | CAISO 1-in-10 | 5 | 0.75751 | 0.7354 | 0.75751 | 0.7354 | 0 | 39.6725
| Sublap | SCHD | Average Weekday | December | CAISO 1-in-10 | 6 | 0.79339 | 0.78491 | 0.79339 | 0.78491 | 0 | 39.1894
| Sublap | SCHD | Average Weekday | December | CAISO 1-in-10 | 7 | 0.8296 | 0.84313 | 0.8296 | 0.84313 | 0 | 38.759
| Sublap | SCHD | Average Weekday | December | CAISO 1-in-10 | 8 | 0.71929 | 0.73224 | 0.71929 | 0.73224 | 0 | 38.6962
| Sublap | SCHD | Average Weekday | December | CAISO 1-in-10 | 9 | 0.4964 | 0.4999 | 0.4964 | 0.4999 | 0 | 39.4182
| Sublap | SCHD | Average Weekday | December | CAISO 1-in-10 | 10 | 0.2847 | 0.2905 | 0.2847 | 0.2905 | 0 | 42.2802
| Sublap | SCHD | Average Weekday | December | CAISO 1-in-10 | 11 | 0.13179 | 0.14686 | 0.13179 | 0.14686 | 0 | 45.3326
| Sublap | SCHD | Average Weekday | December | CAISO 1-in-10 | 12 | 0.052314 | 0.06666 | 0.052314 | 0.06666 | 0 | 48.1826
| Sublap | SCHD | Average Weekday | December | CAISO 1-in-10 | 13 | 0.029009 | 0.039303 | 0.029009 | 0.039303 | 0 | 50.1466
| Sublap | SCHD | Average Weekday | December | CAISO 1-in-10 | 14 | 0.07356 | 0.083115 | 0.07356 | 0.083115 | 0 | 51.6243
| Sublap | SCHD | Average Weekday | December | CAISO 1-in-10 | 15 | 0.19773 | 0.19082 | 0.19773 | 0.19082 | 0 | 52.7815
| Sublap | SCHD | Average Weekday | December | CAISO 1-in-10 | 16 | 0.39159 | 0.38083 | 0.39159 | 0.38083 | 0 | 53.1776
| Sublap | SCHD | Average Weekday | December | CAISO 1-in-10 | 17 | 0.63824 | 0.63738 | 0.63824 | 0.63738 | 0 | 52.7772
| Sublap | SCHD | Average Weekday | December | CAISO 1-in-10 | 18 | 0.93326 | 0.90806 | 0.93326 | 0.90806 | 0 | 51.0868
| Sublap | SCHD | Average Weekday | December | CAISO 1-in-10 | 19 | 1.1125 | 1.04 | 1.1125 | 1.04 | 0 | 48.9869
| Sublap | SCHD | Average Weekday | December | CAISO 1-in-10 | 20 | 1.177 | 1.0939 | 1.177 | 1.0939 | 0 | 47.3479
| Sublap | SCHD | Average Weekday | December | CAISO 1-in-10 | 21 | 1.1753 | 1.0951 | 1.1753 | 1.0951 | 0 | 45.9445
| Sublap | SCHD | Average Weekday | December | CAISO 1-in-10 | 22 | 1.1004 | 1.025 | 1.1004 | 1.025 | 0 | 44.8423
| Sublap | SCHD | Average Weekday | December | CAISO 1-in-10 | 23 | 0.99064 | 0.91898 | 0.99064 | 0.91898 | 0 | 43.9012
| Sublap | SCHD | Average Weekday | December | CAISO 1-in-10 | 24 | 0.88771 | 0.82502 | 0.88771 | 0.82502 | 0 | 43.1074
| Sublap | SCHD | Average Weekday | December | CAISO 1-in-2 | 1 | 0.81683 | 0.77147 | 0.81683 | 0.77147 | 0 | 41.4781
| Sublap | SCHD | Average Weekday | December | CAISO 1-in-2 | 2 | 0.77593 | 0.73647 | 0.77593 | 0.73647 | 0 | 40.7221
| Sublap | SCHD | Average Weekday | December | CAISO 1-in-2 | 3 | 0.76097 | 0.72196 | 0.76097 | 0.72196 | 0 | 40.1827
| Sublap | SCHD | Average Weekday | December | CAISO 1-in-2 | 4 | 0.75581 | 0.72834 | 0.75581 | 0.72834 | 0 | 39.5798
| Sublap | SCHD | Average Weekday | December | CAISO 1-in-2 | 5 | 0.76373 | 0.74162 | 0.76373 | 0.74162 | 0 | 39.0355
| Sublap | SCHD | Average Weekday | December | CAISO 1-in-2 | 6 | 0.79991 | 0.79143 | 0.79991 | 0.79143 | 0 | 38.6846
| Sublap | SCHD | Average Weekday | December | CAISO 1-in-2 | 7 | 0.83698 | 0.85051 | 0.83698 | 0.85051 | 0 | 38.3329
| Sublap | SCHD | Average Weekday | December | CAISO 1-in-2 | 8 | 0.7271 | 0.74006 | 0.7271 | 0.74006 | 0 | 38.1559
| Sublap | SCHD | Average Weekday | December | CAISO 1-in-2 | 9 | 0.50375 | 0.50725 | 0.50375 | 0.50725 | 0 | 38.8137
| Sublap | SCHD | Average Weekday | December | CAISO 1-in-2 | 10 | 0.29205 | 0.29785 | 0.29205 | 0.29785 | 0 | 41.6072
| Sublap | SCHD | Average Weekday | December | CAISO 1-in-2 | 11 | 0.13931 | 0.15438 | 0.13931 | 0.15438 | 0 | 44.9928
| Sublap | SCHD | Average Weekday | December | CAISO 1-in-2 | 12 | 0.060135 | 0.074482 | 0.060135 | 0.074482 | 0 | 47.9923
| Sublap | SCHD | Average Weekday | December | CAISO 1-in-2 | 13 | 0.036853 | 0.047146 | 0.036853 | 0.047146 | 0 | 50.1034
| Sublap | SCHD | Average Weekday | December | CAISO 1-in-2 | 14 | 0.081903 | 0.091458 | 0.081903 | 0.091458 | 0 | 51.6134
| Sublap | SCHD | Average Weekday | December | CAISO 1-in-2 | 15 | 0.20724 | 0.20034 | 0.20724 | 0.20034 | 0 | 52.6701
| Sublap | SCHD | Average Weekday | December | CAISO 1-in-2 | 16 | 0.40263 | 0.39187 | 0.40263 | 0.39187 | 0 | 53.0018
| Sublap | SCHD | Average Weekday | December | CAISO 1-in-2 | 17 | 0.65062 | 0.64977 | 0.65062 | 0.64977 | 0 | 52.7237
| Sublap | SCHD | Average Weekday | December | CAISO 1-in-2 | 18 | 0.94554 | 0.92034 | 0.94554 | 0.92034 | 0 | 50.9964
| Sublap | SCHD | Average Weekday | December | CAISO 1-in-2 | 19 | 1.1224 | 1.05 | 1.1224 | 1.05 | 0 | 48.7276
| Sublap | SCHD | Average Weekday | December | CAISO 1-in-2 | 20 | 1.1852 | 1.1021 | 1.1852 | 1.1021 | 0 | 46.876
| Sublap | SCHD | Average Weekday | December | CAISO 1-in-2 | 21 | 1.1825 | 1.1023 | 1.1825 | 1.1023 | 0 | 45.2485
| Sublap | SCHD | Average Weekday | December | CAISO 1-in-2 | 22 | 1.1071 | 1.0318 | 1.1071 | 1.0318 | 0 | 44.1166
| Sublap | SCHD | Average Weekday | December | CAISO 1-in-2 | 23 | 0.99703 | 0.92537 | 0.99703 | 0.92537 | 0 | 43.0266
| Sublap | SCHD | Average Weekday | December | CAISO 1-in-2 | 24 | 0.89394 | 0.83125 | 0.89394 | 0.83125 | 0 | 41.9837
| Sublap | SCHD | Average Weekday | December | SCE 1-in-10 | 1 | 0.83891 | 0.79355 | 0.83891 | 0.79355 | 0 | 39.3228
| Sublap | SCHD | Average Weekday | December | SCE 1-in-10 | 2 | 0.7979 | 0.75845 | 0.7979 | 0.75845 | 0 | 38.5099
| Sublap | SCHD | Average Weekday | December | SCE 1-in-10 | 3 | 0.78296 | 0.74396 | 0.78296 | 0.74396 | 0 | 37.7949
| Sublap | SCHD | Average Weekday | December | SCE 1-in-10 | 4 | 0.77868 | 0.75121 | 0.77868 | 0.75121 | 0 | 36.9101
| Sublap | SCHD | Average Weekday | December | SCE 1-in-10 | 5 | 0.78775 | 0.76565 | 0.78775 | 0.76565 | 0 | 36.4326
| Sublap | SCHD | Average Weekday | December | SCE 1-in-10 | 6 | 0.82508 | 0.81659 | 0.82508 | 0.81659 | 0 | 35.9648
| Sublap | SCHD | Average Weekday | December | SCE 1-in-10 | 7 | 0.86547 | 0.87901 | 0.86547 | 0.87901 | 0 | 35.4661
| Sublap | SCHD | Average Weekday | December | SCE 1-in-10 | 8 | 0.75729 | 0.77024 | 0.75729 | 0.77024 | 0 | 35.2636
| Sublap | SCHD | Average Weekday | December | SCE 1-in-10 | 9 | 0.53213 | 0.53562 | 0.53213 | 0.53562 | 0 | 36.1355
| Sublap | SCHD | Average Weekday | December | SCE 1-in-10 | 10 | 0.32041 | 0.32621 | 0.32041 | 0.32621 | 0 | 39.2074
| Sublap | SCHD | Average Weekday | December | SCE 1-in-10 | 11 | 0.16835 | 0.18343 | 0.16835 | 0.18343 | 0 | 42.7872
| Sublap | SCHD | Average Weekday | December | SCE 1-in-10 | 12 | 0.090333 | 0.10468 | 0.090333 | 0.10468 | 0 | 46.1626
| Sublap | SCHD | Average Weekday | December | SCE 1-in-10 | 13 | 0.067135 | 0.077428 | 0.067135 | 0.077428 | 0 | 48.6288
| Sublap | SCHD | Average Weekday | December | SCE 1-in-10 | 14 | 0.11411 | 0.12367 | 0.11411 | 0.12367 | 0 | 50.2573
| Sublap | SCHD | Average Weekday | December | SCE 1-in-10 | 15 | 0.24397 | 0.23706 | 0.24397 | 0.23706 | 0 | 51.4862
| Sublap | SCHD | Average Weekday | December | SCE 1-in-10 | 16 | 0.44527 | 0.43451 | 0.44527 | 0.43451 | 0 | 51.9986
| Sublap | SCHD | Average Weekday | December | SCE 1-in-10 | 17 | 0.69845 | 0.69759 | 0.69845 | 0.69759 | 0 | 51.4548
| Sublap | SCHD | Average Weekday | December | SCE 1-in-10 | 18 | 0.99294 | 0.96774 | 0.99294 | 0.96774 | 0 | 49.5348
| Sublap | SCHD | Average Weekday | December | SCE 1-in-10 | 19 | 1.1608 | 1.0883 | 1.1608 | 1.0883 | 0 | 47.093
| Sublap | SCHD | Average Weekday | December | SCE 1-in-10 | 20 | 1.2168 | 1.1336 | 1.2168 | 1.1336 | 0 | 45.1617
| Sublap | SCHD | Average Weekday | December | SCE 1-in-10 | 21 | 1.2105 | 1.1303 | 1.2105 | 1.1303 | 0 | 43.5083
| Sublap | SCHD | Average Weekday | December | SCE 1-in-10 | 22 | 1.1331 | 1.0578 | 1.1331 | 1.0578 | 0 | 42.2069
| Sublap | SCHD | Average Weekday | December | SCE 1-in-10 | 23 | 1.0217 | 0.95004 | 1.0217 | 0.95004 | 0 | 41.1973
| Sublap | SCHD | Average Weekday | December | SCE 1-in-10 | 24 | 0.918 | 0.8553 | 0.918 | 0.8553 | 0 | 40.1011
| Sublap | SCHD | Average Weekday | December | SCE 1-in-2 | 1 | 0.80026 | 0.7549 | 0.80026 | 0.7549 | 0 | 43.9628
| Sublap | SCHD | Average Weekday | December | SCE 1-in-2 | 2 | 0.75944 | 0.71998 | 0.75944 | 0.71998 | 0 | 43.2714
| Sublap | SCHD | Average Weekday | December | SCE 1-in-2 | 3 | 0.74446 | 0.70546 | 0.74446 | 0.70546 | 0 | 42.6674
| Sublap | SCHD | Average Weekday | December | SCE 1-in-2 | 4 | 0.73866 | 0.71119 | 0.73866 | 0.71119 | 0 | 41.9554
| Sublap | SCHD | Average Weekday | December | SCE 1-in-2 | 5 | 0.7457 | 0.7236 | 0.7457 | 0.7236 | 0 | 41.3937
| Sublap | SCHD | Average Weekday | December | SCE 1-in-2 | 6 | 0.78103 | 0.77254 | 0.78103 | 0.77254 | 0 | 40.982
| Sublap | SCHD | Average Weekday | December | SCE 1-in-2 | 7 | 0.8156 | 0.82913 | 0.8156 | 0.82913 | 0 | 40.6371
| Sublap | SCHD | Average Weekday | December | SCE 1-in-2 | 8 | 0.70446 | 0.71741 | 0.70446 | 0.71741 | 0 | 40.5472
| Sublap | SCHD | Average Weekday | December | SCE 1-in-2 | 9 | 0.48246 | 0.48595 | 0.48246 | 0.48595 | 0 | 41.0149
| Sublap | SCHD | Average Weekday | December | SCE 1-in-2 | 10 | 0.27076 | 0.27657 | 0.27076 | 0.27657 | 0 | 43.3202
| Sublap | SCHD | Average Weekday | December | SCE 1-in-2 | 11 | 0.11752 | 0.13259 | 0.11752 | 0.13259 | 0 | 46.138
| Sublap | SCHD | Average Weekday | December | SCE 1-in-2 | 12 | 0.037476 | 0.051822 | 0.037476 | 0.051822 | 0 | 48.7541
| Sublap | SCHD | Average Weekday | December | SCE 1-in-2 | 13 | 0.01413 | 0.024423 | 0.01413 | 0.024423 | 0 | 50.6285
| Sublap | SCHD | Average Weekday | December | SCE 1-in-2 | 14 | 0.057733 | 0.067288 | 0.057733 | 0.067288 | 0 | 52.0332
| Sublap | SCHD | Average Weekday | December | SCE 1-in-2 | 15 | 0.17969 | 0.17278 | 0.17969 | 0.17278 | 0 | 53.0811
| Sublap | SCHD | Average Weekday | December | SCE 1-in-2 | 16 | 0.37064 | 0.35988 | 0.37064 | 0.35988 | 0 | 53.3607
| Sublap | SCHD | Average Weekday | December | SCE 1-in-2 | 17 | 0.61474 | 0.61388 | 0.61474 | 0.61388 | 0 | 53.0721
| Sublap | SCHD | Average Weekday | December | SCE 1-in-2 | 18 | 0.90997 | 0.88477 | 0.90997 | 0.88477 | 0 | 51.4606
| Sublap | SCHD | Average Weekday | December | SCE 1-in-2 | 19 | 1.0937 | 1.0212 | 1.0937 | 1.0212 | 0 | 49.494
| Sublap | SCHD | Average Weekday | December | SCE 1-in-2 | 20 | 1.1615 | 1.0784 | 1.1615 | 1.0784 | 0 | 48.0076
| Sublap | SCHD | Average Weekday | December | SCE 1-in-2 | 21 | 1.1615 | 1.0813 | 1.1615 | 1.0813 | 0 | 46.6531
| Sublap | SCHD | Average Weekday | December | SCE 1-in-2 | 22 | 1.0876 | 1.0123 | 1.0876 | 1.0123 | 0 | 45.6081
| Sublap | SCHD | Average Weekday | December | SCE 1-in-2 | 23 | 0.97851 | 0.90686 | 0.97851 | 0.90686 | 0 | 44.7676
| Sublap | SCHD | Average Weekday | December | SCE 1-in-2 | 24 | 0.87589 | 0.8132 | 0.87589 | 0.8132 | 0 | 43.9323
| Sublap | SCHD | Average Weekday | February | CAISO 1-in-10 | 1 | 0.8167 | 0.77133 | 0.8167 | 0.77133 | 0 | 41.0715
| Sublap | SCHD | Average Weekday | February | CAISO 1-in-10 | 2 | 0.77579 | 0.73634 | 0.77579 | 0.73634 | 0 | 40.0044
| Sublap | SCHD | Average Weekday | February | CAISO 1-in-10 | 3 | 0.76083 | 0.72183 | 0.76083 | 0.72183 | 0 | 39.1933
| Sublap | SCHD | Average Weekday | February | CAISO 1-in-10 | 4 | 0.75567 | 0.7282 | 0.75567 | 0.7282 | 0 | 38.3321
| Sublap | SCHD | Average Weekday | February | CAISO 1-in-10 | 5 | 0.76358 | 0.74148 | 0.76358 | 0.74148 | 0 | 37.5014
| Sublap | SCHD | Average Weekday | February | CAISO 1-in-10 | 6 | 0.79976 | 0.79127 | 0.79976 | 0.79127 | 0 | 36.7602
| Sublap | SCHD | Average Weekday | February | CAISO 1-in-10 | 7 | 0.8368 | 0.85034 | 0.8368 | 0.85034 | 0 | 36.1186
| Sublap | SCHD | Average Weekday | February | CAISO 1-in-10 | 8 | 0.72692 | 0.73987 | 0.72692 | 0.73987 | 0 | 35.722
| Sublap | SCHD | Average Weekday | February | CAISO 1-in-10 | 9 | 0.50358 | 0.50707 | 0.50358 | 0.50707 | 0 | 37.417
| Sublap | SCHD | Average Weekday | February | CAISO 1-in-10 | 10 | 0.29187 | 0.29768 | 0.29187 | 0.29768 | 0 | 41.2202
| Sublap | SCHD | Average Weekday | February | CAISO 1-in-10 | 11 | 0.13913 | 0.15421 | 0.13913 | 0.15421 | 0 | 45.0156
| Sublap | SCHD | Average Weekday | February | CAISO 1-in-10 | 12 | 0.059951 | 0.074297 | 0.059951 | 0.074297 | 0 | 48.192
| Sublap | SCHD | Average Weekday | February | CAISO 1-in-10 | 13 | 0.036667 | 0.046961 | 0.036667 | 0.046961 | 0 | 50.7144
| Sublap | SCHD | Average Weekday | February | CAISO 1-in-10 | 14 | 0.081706 | 0.091261 | 0.081706 | 0.091261 | 0 | 52.4174
| Sublap | SCHD | Average Weekday | February | CAISO 1-in-10 | 15 | 0.20702 | 0.20011 | 0.20702 | 0.20011 | 0 | 53.4847
| Sublap | SCHD | Average Weekday | February | CAISO 1-in-10 | 16 | 0.40237 | 0.39161 | 0.40237 | 0.39161 | 0 | 53.9249
| Sublap | SCHD | Average Weekday | February | CAISO 1-in-10 | 17 | 0.65033 | 0.64948 | 0.65033 | 0.64948 | 0 | 54.0243
| Sublap | SCHD | Average Weekday | February | CAISO 1-in-10 | 18 | 0.94525 | 0.92005 | 0.94525 | 0.92005 | 0 | 53.0908
| Sublap | SCHD | Average Weekday | February | CAISO 1-in-10 | 19 | 1.1222 | 1.0497 | 1.1222 | 1.0497 | 0 | 50.8671
| Sublap | SCHD | Average Weekday | February | CAISO 1-in-10 | 20 | 1.185 | 1.1019 | 1.185 | 1.1019 | 0 | 48.502
| Sublap | SCHD | Average Weekday | February | CAISO 1-in-10 | 21 | 1.1823 | 1.1021 | 1.1823 | 1.1021 | 0 | 46.6094
| Sublap | SCHD | Average Weekday | February | CAISO 1-in-10 | 22 | 1.107 | 1.0316 | 1.107 | 1.0316 | 0 | 44.9089
| Sublap | SCHD | Average Weekday | February | CAISO 1-in-10 | 23 | 0.99688 | 0.92522 | 0.99688 | 0.92522 | 0 | 43.6342
| Sublap | SCHD | Average Weekday | February | CAISO 1-in-10 | 24 | 0.8938 | 0.8311 | 0.8938 | 0.8311 | 0 | 42.2336
| Sublap | SCHD | Average Weekday | February | CAISO 1-in-2 | 1 | 0.77394 | 0.72858 | 0.77394 | 0.72858 | 0 | 44.5792
| Sublap | SCHD | Average Weekday | February | CAISO 1-in-2 | 2 | 0.73324 | 0.69379 | 0.73324 | 0.69379 | 0 | 43.6368
| Sublap | SCHD | Average Weekday | February | CAISO 1-in-2 | 3 | 0.71824 | 0.67924 | 0.71824 | 0.67924 | 0 | 42.8372
| Sublap | SCHD | Average Weekday | February | CAISO 1-in-2 | 4 | 0.7114 | 0.68393 | 0.7114 | 0.68393 | 0 | 42.1179
| Sublap | SCHD | Average Weekday | February | CAISO 1-in-2 | 5 | 0.71706 | 0.69496 | 0.71706 | 0.69496 | 0 | 41.3107
| Sublap | SCHD | Average Weekday | February | CAISO 1-in-2 | 6 | 0.75103 | 0.74255 | 0.75103 | 0.74255 | 0 | 40.7541
| Sublap | SCHD | Average Weekday | February | CAISO 1-in-2 | 7 | 0.78163 | 0.79516 | 0.78163 | 0.79516 | 0 | 40.0499
| Sublap | SCHD | Average Weekday | February | CAISO 1-in-2 | 8 | 0.66848 | 0.68143 | 0.66848 | 0.68143 | 0 | 39.9238
| Sublap | SCHD | Average Weekday | February | CAISO 1-in-2 | 9 | 0.44864 | 0.45213 | 0.44864 | 0.45213 | 0 | 41.4967
| Sublap | SCHD | Average Weekday | February | CAISO 1-in-2 | 10 | 0.23695 | 0.24275 | 0.23695 | 0.24275 | 0 | 44.9142
| Sublap | SCHD | Average Weekday | February | CAISO 1-in-2 | 11 | 0.082897 | 0.097974 | 0.082897 | 0.097974 | 0 | 48.6856
| Sublap | SCHD | Average Weekday | February | CAISO 1-in-2 | 12 | 0.0014782 | 0.015825 | 0.0014782 | 0.015825 | 0 | 51.8966
| Sublap | SCHD | Average Weekday | February | CAISO 1-in-2 | 13 | -0.021968 | -0.011674 | -0.021968 | -0.011674 | 0 | 54.3623
| Sublap | SCHD | Average Weekday | February | CAISO 1-in-2 | 14 | 0.019336 | 0.028892 | 0.019336 | 0.028892 | 0 | 56.1126
| Sublap | SCHD | Average Weekday | February | CAISO 1-in-2 | 15 | 0.13591 | 0.129 | 0.13591 | 0.129 | 0 | 57.2715
| Sublap | SCHD | Average Weekday | February | CAISO 1-in-2 | 16 | 0.31981 | 0.30905 | 0.31981 | 0.30905 | 0 | 58.039
| Sublap | SCHD | Average Weekday | February | CAISO 1-in-2 | 17 | 0.55773 | 0.55687 | 0.55773 | 0.55687 | 0 | 58.0554
| Sublap | SCHD | Average Weekday | February | CAISO 1-in-2 | 18 | 0.85347 | 0.82827 | 0.85347 | 0.82827 | 0 | 57.2173
| Sublap | SCHD | Average Weekday | February | CAISO 1-in-2 | 19 | 1.0479 | 0.97546 | 1.0479 | 0.97546 | 0 | 54.9786
| Sublap | SCHD | Average Weekday | February | CAISO 1-in-2 | 20 | 1.1239 | 1.0407 | 1.1239 | 1.0407 | 0 | 52.5761
| Sublap | SCHD | Average Weekday | February | CAISO 1-in-2 | 21 | 1.1281 | 1.0479 | 1.1281 | 1.0479 | 0 | 50.5771
| Sublap | SCHD | Average Weekday | February | CAISO 1-in-2 | 22 | 1.0566 | 0.9813 | 1.0566 | 0.9813 | 0 | 48.8963
| Sublap | SCHD | Average Weekday | February | CAISO 1-in-2 | 23 | 0.94911 | 0.87745 | 0.94911 | 0.87745 | 0 | 47.5667
| Sublap | SCHD | Average Weekday | February | CAISO 1-in-2 | 24 | 0.84722 | 0.78452 | 0.84722 | 0.78452 | 0 | 46.2009
| Sublap | SCHD | Average Weekday | February | SCE 1-in-10 | 1 | 0.76592 | 0.72056 | 0.76592 | 0.72056 | 0 | 44.9387
| Sublap | SCHD | Average Weekday | February | SCE 1-in-10 | 2 | 0.72527 | 0.68581 | 0.72527 | 0.68581 | 0 | 43.748
| Sublap | SCHD | Average Weekday | February | SCE 1-in-10 | 3 | 0.71026 | 0.67125 | 0.71026 | 0.67125 | 0 | 42.8283
| Sublap | SCHD | Average Weekday | February | SCE 1-in-10 | 4 | 0.7031 | 0.67563 | 0.7031 | 0.67563 | 0 | 41.8757
| Sublap | SCHD | Average Weekday | February | SCE 1-in-10 | 5 | 0.70834 | 0.68624 | 0.70834 | 0.68624 | 0 | 40.8528
| Sublap | SCHD | Average Weekday | February | SCE 1-in-10 | 6 | 0.74189 | 0.73341 | 0.74189 | 0.73341 | 0 | 40.1261
| Sublap | SCHD | Average Weekday | February | SCE 1-in-10 | 7 | 0.77128 | 0.78482 | 0.77128 | 0.78482 | 0 | 39.2307
| Sublap | SCHD | Average Weekday | February | SCE 1-in-10 | 8 | 0.65752 | 0.67048 | 0.65752 | 0.67048 | 0 | 39.0186
| Sublap | SCHD | Average Weekday | February | SCE 1-in-10 | 9 | 0.43834 | 0.44183 | 0.43834 | 0.44183 | 0 | 41.2051
| Sublap | SCHD | Average Weekday | February | SCE 1-in-10 | 10 | 0.22665 | 0.23246 | 0.22665 | 0.23246 | 0 | 45.315
| Sublap | SCHD | Average Weekday | February | SCE 1-in-10 | 11 | 0.072354 | 0.087431 | 0.072354 | 0.087431 | 0 | 49.77
| Sublap | SCHD | Average Weekday | February | SCE 1-in-10 | 12 | -0.0094845 | 0.0048619 | -0.0094845 | 0.0048619 | 0 | 53.4422
| Sublap | SCHD | Average Weekday | February | SCE 1-in-10 | 13 | -0.032961 | -0.022668 | -0.032961 | -0.022668 | 0 | 56.1092
| Sublap | SCHD | Average Weekday | February | SCE 1-in-10 | 14 | 0.0076428 | 0.017198 | 0.0076428 | 0.017198 | 0 | 58.001
| Sublap | SCHD | Average Weekday | February | SCE 1-in-10 | 15 | 0.12258 | 0.11567 | 0.12258 | 0.11567 | 0 | 59.4242
| Sublap | SCHD | Average Weekday | February | SCE 1-in-10 | 16 | 0.30433 | 0.29357 | 0.30433 | 0.29357 | 0 | 60.2429
| Sublap | SCHD | Average Weekday | February | SCE 1-in-10 | 17 | 0.54037 | 0.53951 | 0.54037 | 0.53951 | 0 | 60.3897
| Sublap | SCHD | Average Weekday | February | SCE 1-in-10 | 18 | 0.83627 | 0.81106 | 0.83627 | 0.81106 | 0 | 59.5437
| Sublap | SCHD | Average Weekday | February | SCE 1-in-10 | 19 | 1.034 | 0.96154 | 1.034 | 0.96154 | 0 | 56.8257
| Sublap | SCHD | Average Weekday | February | SCE 1-in-10 | 20 | 1.1124 | 1.0293 | 1.1124 | 1.0293 | 0 | 53.8059
| Sublap | SCHD | Average Weekday | February | SCE 1-in-10 | 21 | 1.1179 | 1.0378 | 1.1179 | 1.0378 | 0 | 51.4044
| Sublap | SCHD | Average Weekday | February | SCE 1-in-10 | 22 | 1.0472 | 0.97186 | 1.0472 | 0.97186 | 0 | 49.381
| Sublap | SCHD | Average Weekday | February | SCE 1-in-10 | 23 | 0.94015 | 0.8685 | 0.94015 | 0.8685 | 0 | 47.7518
| Sublap | SCHD | Average Weekday | February | SCE 1-in-10 | 24 | 0.83849 | 0.77579 | 0.83849 | 0.77579 | 0 | 46.2802
| Sublap | SCHD | Average Weekday | February | SCE 1-in-2 | 1 | 0.77234 | 0.72698 | 0.77234 | 0.72698 | 0 | 44.8141
| Sublap | SCHD | Average Weekday | February | SCE 1-in-2 | 2 | 0.73165 | 0.6922 | 0.73165 | 0.6922 | 0 | 43.8238
| Sublap | SCHD | Average Weekday | February | SCE 1-in-2 | 3 | 0.71665 | 0.67765 | 0.71665 | 0.67765 | 0 | 42.9235
| Sublap | SCHD | Average Weekday | February | SCE 1-in-2 | 4 | 0.70974 | 0.68227 | 0.70974 | 0.68227 | 0 | 42.1916
| Sublap | SCHD | Average Weekday | February | SCE 1-in-2 | 5 | 0.71533 | 0.69322 | 0.71533 | 0.69322 | 0 | 41.2392
| Sublap | SCHD | Average Weekday | February | SCE 1-in-2 | 6 | 0.74921 | 0.74073 | 0.74921 | 0.74073 | 0 | 40.4805
| Sublap | SCHD | Average Weekday | February | SCE 1-in-2 | 7 | 0.77957 | 0.7931 | 0.77957 | 0.7931 | 0 | 40.0155
| Sublap | SCHD | Average Weekday | February | SCE 1-in-2 | 8 | 0.6663 | 0.67925 | 0.6663 | 0.67925 | 0 | 39.6814
| Sublap | SCHD | Average Weekday | February | SCE 1-in-2 | 9 | 0.44659 | 0.45008 | 0.44659 | 0.45008 | 0 | 41.2333
| Sublap | SCHD | Average Weekday | February | SCE 1-in-2 | 10 | 0.2349 | 0.2407 | 0.2349 | 0.2407 | 0 | 45.0124
| Sublap | SCHD | Average Weekday | February | SCE 1-in-2 | 11 | 0.080797 | 0.095875 | 0.080797 | 0.095875 | 0 | 49.1108
| Sublap | SCHD | Average Weekday | February | SCE 1-in-2 | 12 | -0.00070511 | 0.013641 | -0.00070511 | 0.013641 | 0 | 52.4213
| Sublap | SCHD | Average Weekday | February | SCE 1-in-2 | 13 | -0.024157 | -0.013864 | -0.024157 | -0.013864 | 0 | 54.9354
| Sublap | SCHD | Average Weekday | February | SCE 1-in-2 | 14 | 0.017007 | 0.026563 | 0.017007 | 0.026563 | 0 | 56.7142
| Sublap | SCHD | Average Weekday | February | SCE 1-in-2 | 15 | 0.13326 | 0.12635 | 0.13326 | 0.12635 | 0 | 57.8354
| Sublap | SCHD | Average Weekday | February | SCE 1-in-2 | 16 | 0.31673 | 0.30597 | 0.31673 | 0.30597 | 0 | 58.4617
| Sublap | SCHD | Average Weekday | February | SCE 1-in-2 | 17 | 0.55427 | 0.55342 | 0.55427 | 0.55342 | 0 | 58.4891
| Sublap | SCHD | Average Weekday | February | SCE 1-in-2 | 18 | 0.85005 | 0.82484 | 0.85005 | 0.82484 | 0 | 57.5256
| Sublap | SCHD | Average Weekday | February | SCE 1-in-2 | 19 | 1.0452 | 0.97269 | 1.0452 | 0.97269 | 0 | 55.057
| Sublap | SCHD | Average Weekday | February | SCE 1-in-2 | 20 | 1.1216 | 1.0384 | 1.1216 | 1.0384 | 0 | 52.4112
| Sublap | SCHD | Average Weekday | February | SCE 1-in-2 | 21 | 1.1261 | 1.0459 | 1.1261 | 1.0459 | 0 | 50.4394
| Sublap | SCHD | Average Weekday | February | SCE 1-in-2 | 22 | 1.0548 | 0.97942 | 1.0548 | 0.97942 | 0 | 48.9035
| Sublap | SCHD | Average Weekday | February | SCE 1-in-2 | 23 | 0.94732 | 0.87567 | 0.94732 | 0.87567 | 0 | 47.5899
| Sublap | SCHD | Average Weekday | February | SCE 1-in-2 | 24 | 0.84548 | 0.78278 | 0.84548 | 0.78278 | 0 | 46.2228
| Sublap | SCHD | Average Weekday | January | CAISO 1-in-10 | 1 | 0.83536 | 0.78999 | 0.83536 | 0.78999 | 0 | 40.2997
| Sublap | SCHD | Average Weekday | January | CAISO 1-in-10 | 2 | 0.79436 | 0.75491 | 0.79436 | 0.75491 | 0 | 39.5211
| Sublap | SCHD | Average Weekday | January | CAISO 1-in-10 | 3 | 0.77942 | 0.74042 | 0.77942 | 0.74042 | 0 | 38.9561
| Sublap | SCHD | Average Weekday | January | CAISO 1-in-10 | 4 | 0.775 | 0.74753 | 0.775 | 0.74753 | 0 | 38.3119
| Sublap | SCHD | Average Weekday | January | CAISO 1-in-10 | 5 | 0.78388 | 0.76178 | 0.78388 | 0.76178 | 0 | 37.7283
| Sublap | SCHD | Average Weekday | January | CAISO 1-in-10 | 6 | 0.82102 | 0.81254 | 0.82102 | 0.81254 | 0 | 37.1313
| Sublap | SCHD | Average Weekday | January | CAISO 1-in-10 | 7 | 0.86088 | 0.87442 | 0.86088 | 0.87442 | 0 | 36.833
| Sublap | SCHD | Average Weekday | January | CAISO 1-in-10 | 8 | 0.75242 | 0.76538 | 0.75242 | 0.76538 | 0 | 36.383
| Sublap | SCHD | Average Weekday | January | CAISO 1-in-10 | 9 | 0.52756 | 0.53105 | 0.52756 | 0.53105 | 0 | 36.96
| Sublap | SCHD | Average Weekday | January | CAISO 1-in-10 | 10 | 0.31584 | 0.32165 | 0.31584 | 0.32165 | 0 | 39.729
| Sublap | SCHD | Average Weekday | January | CAISO 1-in-10 | 11 | 0.16367 | 0.17875 | 0.16367 | 0.17875 | 0 | 42.6907
| Sublap | SCHD | Average Weekday | January | CAISO 1-in-10 | 12 | 0.085469 | 0.099815 | 0.085469 | 0.099815 | 0 | 45.4674
| Sublap | SCHD | Average Weekday | January | CAISO 1-in-10 | 13 | 0.062257 | 0.07255 | 0.062257 | 0.07255 | 0 | 47.6754
| Sublap | SCHD | Average Weekday | January | CAISO 1-in-10 | 14 | 0.10892 | 0.11848 | 0.10892 | 0.11848 | 0 | 49.2245
| Sublap | SCHD | Average Weekday | January | CAISO 1-in-10 | 15 | 0.23805 | 0.23114 | 0.23805 | 0.23114 | 0 | 50.3134
| Sublap | SCHD | Average Weekday | January | CAISO 1-in-10 | 16 | 0.4384 | 0.42764 | 0.4384 | 0.42764 | 0 | 50.8831
| Sublap | SCHD | Average Weekday | January | CAISO 1-in-10 | 17 | 0.69074 | 0.68989 | 0.69074 | 0.68989 | 0 | 50.6536
| Sublap | SCHD | Average Weekday | January | CAISO 1-in-10 | 18 | 0.9853 | 0.9601 | 0.9853 | 0.9601 | 0 | 49.3993
| Sublap | SCHD | Average Weekday | January | CAISO 1-in-10 | 19 | 1.1546 | 1.0821 | 1.1546 | 1.0821 | 0 | 47.2525
| Sublap | SCHD | Average Weekday | January | CAISO 1-in-10 | 20 | 1.2117 | 1.1286 | 1.2117 | 1.1286 | 0 | 45.5024
| Sublap | SCHD | Average Weekday | January | CAISO 1-in-10 | 21 | 1.206 | 1.1258 | 1.206 | 1.1258 | 0 | 43.9599
| Sublap | SCHD | Average Weekday | January | CAISO 1-in-10 | 22 | 1.1289 | 1.0536 | 1.1289 | 1.0536 | 0 | 42.7211
| Sublap | SCHD | Average Weekday | January | CAISO 1-in-10 | 23 | 1.0177 | 0.94607 | 1.0177 | 0.94607 | 0 | 41.7665
| Sublap | SCHD | Average Weekday | January | CAISO 1-in-10 | 24 | 0.91412 | 0.85143 | 0.91412 | 0.85143 | 0 | 40.9679
| Sublap | SCHD | Average Weekday | January | CAISO 1-in-2 | 1 | 0.79086 | 0.74549 | 0.79086 | 0.74549 | 0 | 42.4314
| Sublap | SCHD | Average Weekday | January | CAISO 1-in-2 | 2 | 0.75008 | 0.71063 | 0.75008 | 0.71063 | 0 | 41.6234
| Sublap | SCHD | Average Weekday | January | CAISO 1-in-2 | 3 | 0.7351 | 0.69609 | 0.7351 | 0.69609 | 0 | 40.7293
| Sublap | SCHD | Average Weekday | January | CAISO 1-in-2 | 4 | 0.72892 | 0.70145 | 0.72892 | 0.70145 | 0 | 40.0329
| Sublap | SCHD | Average Weekday | January | CAISO 1-in-2 | 5 | 0.73547 | 0.71337 | 0.73547 | 0.71337 | 0 | 39.4163
| Sublap | SCHD | Average Weekday | January | CAISO 1-in-2 | 6 | 0.77031 | 0.76183 | 0.77031 | 0.76183 | 0 | 39.1162
| Sublap | SCHD | Average Weekday | January | CAISO 1-in-2 | 7 | 0.80346 | 0.817 | 0.80346 | 0.817 | 0 | 38.3867
| Sublap | SCHD | Average Weekday | January | CAISO 1-in-2 | 8 | 0.6916 | 0.70456 | 0.6916 | 0.70456 | 0 | 38.1521
| Sublap | SCHD | Average Weekday | January | CAISO 1-in-2 | 9 | 0.47038 | 0.47387 | 0.47038 | 0.47387 | 0 | 39.0283
| Sublap | SCHD | Average Weekday | January | CAISO 1-in-2 | 10 | 0.25868 | 0.26449 | 0.25868 | 0.26449 | 0 | 42.2657
| Sublap | SCHD | Average Weekday | January | CAISO 1-in-2 | 11 | 0.10515 | 0.12022 | 0.10515 | 0.12022 | 0 | 46.5136
| Sublap | SCHD | Average Weekday | January | CAISO 1-in-2 | 12 | 0.024615 | 0.038961 | 0.024615 | 0.038961 | 0 | 50.6224
| Sublap | SCHD | Average Weekday | January | CAISO 1-in-2 | 13 | 0.0012329 | 0.011526 | 0.0012329 | 0.011526 | 0 | 53.6016
| Sublap | SCHD | Average Weekday | January | CAISO 1-in-2 | 14 | 0.044015 | 0.05357 | 0.044015 | 0.05357 | 0 | 55.6886
| Sublap | SCHD | Average Weekday | January | CAISO 1-in-2 | 15 | 0.16405 | 0.15714 | 0.16405 | 0.15714 | 0 | 57.1413
| Sublap | SCHD | Average Weekday | January | CAISO 1-in-2 | 16 | 0.35248 | 0.34172 | 0.35248 | 0.34172 | 0 | 57.9185
| Sublap | SCHD | Average Weekday | January | CAISO 1-in-2 | 17 | 0.59437 | 0.59352 | 0.59437 | 0.59352 | 0 | 57.7224
| Sublap | SCHD | Average Weekday | January | CAISO 1-in-2 | 18 | 0.88979 | 0.86459 | 0.88979 | 0.86459 | 0 | 56.1612
| Sublap | SCHD | Average Weekday | January | CAISO 1-in-2 | 19 | 1.0773 | 1.0048 | 1.0773 | 1.0048 | 0 | 53.3297
| Sublap | SCHD | Average Weekday | January | CAISO 1-in-2 | 20 | 1.1481 | 1.0649 | 1.1481 | 1.0649 | 0 | 50.7761
| Sublap | SCHD | Average Weekday | January | CAISO 1-in-2 | 21 | 1.1496 | 1.0694 | 1.1496 | 1.0694 | 0 | 48.7472
| Sublap | SCHD | Average Weekday | January | CAISO 1-in-2 | 22 | 1.0766 | 1.0012 | 1.0766 | 1.0012 | 0 | 47.235
| Sublap | SCHD | Average Weekday | January | CAISO 1-in-2 | 23 | 0.96801 | 0.89636 | 0.96801 | 0.89636 | 0 | 45.8953
| Sublap | SCHD | Average Weekday | January | CAISO 1-in-2 | 24 | 0.86565 | 0.80295 | 0.86565 | 0.80295 | 0 | 44.6847
| Sublap | SCHD | Average Weekday | January | SCE 1-in-10 | 1 | 0.83536 | 0.78999 | 0.83536 | 0.78999 | 0 | 40.2997
| Sublap | SCHD | Average Weekday | January | SCE 1-in-10 | 2 | 0.79436 | 0.75491 | 0.79436 | 0.75491 | 0 | 39.5211
| Sublap | SCHD | Average Weekday | January | SCE 1-in-10 | 3 | 0.77942 | 0.74042 | 0.77942 | 0.74042 | 0 | 38.9561
| Sublap | SCHD | Average Weekday | January | SCE 1-in-10 | 4 | 0.775 | 0.74753 | 0.775 | 0.74753 | 0 | 38.3119
| Sublap | SCHD | Average Weekday | January | SCE 1-in-10 | 5 | 0.78388 | 0.76178 | 0.78388 | 0.76178 | 0 | 37.7283
| Sublap | SCHD | Average Weekday | January | SCE 1-in-10 | 6 | 0.82102 | 0.81254 | 0.82102 | 0.81254 | 0 | 37.1313
| Sublap | SCHD | Average Weekday | January | SCE 1-in-10 | 7 | 0.86088 | 0.87442 | 0.86088 | 0.87442 | 0 | 36.833
| Sublap | SCHD | Average Weekday | January | SCE 1-in-10 | 8 | 0.75242 | 0.76538 | 0.75242 | 0.76538 | 0 | 36.383
| Sublap | SCHD | Average Weekday | January | SCE 1-in-10 | 9 | 0.52756 | 0.53105 | 0.52756 | 0.53105 | 0 | 36.96
| Sublap | SCHD | Average Weekday | January | SCE 1-in-10 | 10 | 0.31584 | 0.32165 | 0.31584 | 0.32165 | 0 | 39.729
| Sublap | SCHD | Average Weekday | January | SCE 1-in-10 | 11 | 0.16367 | 0.17875 | 0.16367 | 0.17875 | 0 | 42.6907
| Sublap | SCHD | Average Weekday | January | SCE 1-in-10 | 12 | 0.085469 | 0.099815 | 0.085469 | 0.099815 | 0 | 45.4674
| Sublap | SCHD | Average Weekday | January | SCE 1-in-10 | 13 | 0.062257 | 0.07255 | 0.062257 | 0.07255 | 0 | 47.6754
| Sublap | SCHD | Average Weekday | January | SCE 1-in-10 | 14 | 0.10892 | 0.11848 | 0.10892 | 0.11848 | 0 | 49.2245
| Sublap | SCHD | Average Weekday | January | SCE 1-in-10 | 15 | 0.23805 | 0.23114 | 0.23805 | 0.23114 | 0 | 50.3134
| Sublap | SCHD | Average Weekday | January | SCE 1-in-10 | 16 | 0.4384 | 0.42764 | 0.4384 | 0.42764 | 0 | 50.8831
| Sublap | SCHD | Average Weekday | January | SCE 1-in-10 | 17 | 0.69074 | 0.68989 | 0.69074 | 0.68989 | 0 | 50.6536
| Sublap | SCHD | Average Weekday | January | SCE 1-in-10 | 18 | 0.9853 | 0.9601 | 0.9853 | 0.9601 | 0 | 49.3993
| Sublap | SCHD | Average Weekday | January | SCE 1-in-10 | 19 | 1.1546 | 1.0821 | 1.1546 | 1.0821 | 0 | 47.2525
| Sublap | SCHD | Average Weekday | January | SCE 1-in-10 | 20 | 1.2117 | 1.1286 | 1.2117 | 1.1286 | 0 | 45.5024
| Sublap | SCHD | Average Weekday | January | SCE 1-in-10 | 21 | 1.206 | 1.1258 | 1.206 | 1.1258 | 0 | 43.9599
| Sublap | SCHD | Average Weekday | January | SCE 1-in-10 | 22 | 1.1289 | 1.0536 | 1.1289 | 1.0536 | 0 | 42.7211
| Sublap | SCHD | Average Weekday | January | SCE 1-in-10 | 23 | 1.0177 | 0.94607 | 1.0177 | 0.94607 | 0 | 41.7665
| Sublap | SCHD | Average Weekday | January | SCE 1-in-10 | 24 | 0.91412 | 0.85143 | 0.91412 | 0.85143 | 0 | 40.9679
| Sublap | SCHD | Average Weekday | January | SCE 1-in-2 | 1 | 0.79469 | 0.74933 | 0.79469 | 0.74933 | 0 | 42.0377
| Sublap | SCHD | Average Weekday | January | SCE 1-in-2 | 2 | 0.7539 | 0.71444 | 0.7539 | 0.71444 | 0 | 41.0944
| Sublap | SCHD | Average Weekday | January | SCE 1-in-2 | 3 | 0.73892 | 0.69991 | 0.73892 | 0.69991 | 0 | 40.1715
| Sublap | SCHD | Average Weekday | January | SCE 1-in-2 | 4 | 0.73289 | 0.70542 | 0.73289 | 0.70542 | 0 | 39.4353
| Sublap | SCHD | Average Weekday | January | SCE 1-in-2 | 5 | 0.73964 | 0.71754 | 0.73964 | 0.71754 | 0 | 38.6968
| Sublap | SCHD | Average Weekday | January | SCE 1-in-2 | 6 | 0.77468 | 0.7662 | 0.77468 | 0.7662 | 0 | 38.3473
| Sublap | SCHD | Average Weekday | January | SCE 1-in-2 | 7 | 0.80841 | 0.82194 | 0.80841 | 0.82194 | 0 | 37.6688
| Sublap | SCHD | Average Weekday | January | SCE 1-in-2 | 8 | 0.69685 | 0.7098 | 0.69685 | 0.7098 | 0 | 37.245
| Sublap | SCHD | Average Weekday | January | SCE 1-in-2 | 9 | 0.4753 | 0.4788 | 0.4753 | 0.4788 | 0 | 38.0351
| Sublap | SCHD | Average Weekday | January | SCE 1-in-2 | 10 | 0.26361 | 0.26941 | 0.26361 | 0.26941 | 0 | 41.5208
| Sublap | SCHD | Average Weekday | January | SCE 1-in-2 | 11 | 0.11019 | 0.12527 | 0.11019 | 0.12527 | 0 | 45.9106
| Sublap | SCHD | Average Weekday | January | SCE 1-in-2 | 12 | 0.029859 | 0.044205 | 0.029859 | 0.044205 | 0 | 50.4696
| Sublap | SCHD | Average Weekday | January | SCE 1-in-2 | 13 | 0.0064919 | 0.016785 | 0.0064919 | 0.016785 | 0 | 53.5334
| Sublap | SCHD | Average Weekday | January | SCE 1-in-2 | 14 | 0.049608 | 0.059164 | 0.049608 | 0.059164 | 0 | 55.6269
| Sublap | SCHD | Average Weekday | January | SCE 1-in-2 | 15 | 0.17043 | 0.16352 | 0.17043 | 0.16352 | 0 | 57.2077
| Sublap | SCHD | Average Weekday | January | SCE 1-in-2 | 16 | 0.35988 | 0.34912 | 0.35988 | 0.34912 | 0 | 58.0665
| Sublap | SCHD | Average Weekday | January | SCE 1-in-2 | 17 | 0.60268 | 0.60182 | 0.60268 | 0.60182 | 0 | 57.9347
| Sublap | SCHD | Average Weekday | January | SCE 1-in-2 | 18 | 0.89802 | 0.87282 | 0.89802 | 0.87282 | 0 | 56.434
| Sublap | SCHD | Average Weekday | January | SCE 1-in-2 | 19 | 1.084 | 1.0115 | 1.084 | 1.0115 | 0 | 53.5051
| Sublap | SCHD | Average Weekday | January | SCE 1-in-2 | 20 | 1.1535 | 1.0704 | 1.1535 | 1.0704 | 0 | 50.7158
| Sublap | SCHD | Average Weekday | January | SCE 1-in-2 | 21 | 1.1544 | 1.0742 | 1.1544 | 1.0742 | 0 | 48.5222
| Sublap | SCHD | Average Weekday | January | SCE 1-in-2 | 22 | 1.0811 | 1.0057 | 1.0811 | 1.0057 | 0 | 46.9698
| Sublap | SCHD | Average Weekday | January | SCE 1-in-2 | 23 | 0.97229 | 0.90064 | 0.97229 | 0.90064 | 0 | 45.4774
| Sublap | SCHD | Average Weekday | January | SCE 1-in-2 | 24 | 0.86983 | 0.80713 | 0.86983 | 0.80713 | 0 | 44.2437
| Sublap | SCHD | Average Weekday | July | CAISO 1-in-10 | 1 | 1.5259 | 1.4805 | 1.5259 | 1.4805 | 0 | 79.5752
| Sublap | SCHD | Average Weekday | July | CAISO 1-in-10 | 2 | 1.3308 | 1.2913 | 1.3308 | 1.2913 | 0 | 78.2928
| Sublap | SCHD | Average Weekday | July | CAISO 1-in-10 | 3 | 1.1947 | 1.1557 | 1.1947 | 1.1557 | 0 | 77.2079
| Sublap | SCHD | Average Weekday | July | CAISO 1-in-10 | 4 | 1.089 | 1.0616 | 1.089 | 1.0616 | 0 | 76.2135
| Sublap | SCHD | Average Weekday | July | CAISO 1-in-10 | 5 | 1.0076 | 0.9855 | 1.0076 | 0.9855 | 0 | 75.1581
| Sublap | SCHD | Average Weekday | July | CAISO 1-in-10 | 6 | 0.95488 | 0.9464 | 0.95488 | 0.9464 | 0 | 74.2592
| Sublap | SCHD | Average Weekday | July | CAISO 1-in-10 | 7 | 0.9001 | 0.91363 | 0.9001 | 0.91363 | 0 | 73.5709
| Sublap | SCHD | Average Weekday | July | CAISO 1-in-10 | 8 | 0.84119 | 0.85414 | 0.84119 | 0.85414 | 0 | 74.0788
| Sublap | SCHD | Average Weekday | July | CAISO 1-in-10 | 9 | 0.735 | 0.73849 | 0.735 | 0.73849 | 0 | 77.5354
| Sublap | SCHD | Average Weekday | July | CAISO 1-in-10 | 10 | 0.67347 | 0.67927 | 0.67347 | 0.67927 | 0 | 81.5966
| Sublap | SCHD | Average Weekday | July | CAISO 1-in-10 | 11 | 0.71328 | 0.72836 | 0.71328 | 0.72836 | 0 | 85.3639
| Sublap | SCHD | Average Weekday | July | CAISO 1-in-10 | 12 | 0.86444 | 0.87879 | 0.86444 | 0.87879 | 0 | 88.8563
| Sublap | SCHD | Average Weekday | July | CAISO 1-in-10 | 13 | 1.0937 | 1.104 | 1.0937 | 1.104 | 0 | 91.7956
| Sublap | SCHD | Average Weekday | July | CAISO 1-in-10 | 14 | 1.3536 | 1.3632 | 1.3536 | 1.3632 | 0 | 93.8766
| Sublap | SCHD | Average Weekday | July | CAISO 1-in-10 | 15 | 1.6288 | 1.6218 | 1.6288 | 1.6218 | 0 | 95.2092
| Sublap | SCHD | Average Weekday | July | CAISO 1-in-10 | 16 | 1.9331 | 1.9224 | 1.9331 | 1.9224 | 0 | 95.6835
| Sublap | SCHD | Average Weekday | July | CAISO 1-in-10 | 17 | 2.2304 | 2.2295 | 1.1761 | 1.199 | 0.041524 | 95.6556
| Sublap | SCHD | Average Weekday | July | CAISO 1-in-10 | 18 | 2.5368 | 2.5116 | 1.7587 | 1.9205 | 0.097187 | 95.0932
| Sublap | SCHD | Average Weekday | July | CAISO 1-in-10 | 19 | 2.6914 | 2.6189 | 2.1968 | 2.2323 | 0.11087 | 93.7527
| Sublap | SCHD | Average Weekday | July | CAISO 1-in-10 | 20 | 2.6267 | 2.5435 | 2.2945 | 2.3079 | 0.032811 | 91.4034
| Sublap | SCHD | Average Weekday | July | CAISO 1-in-10 | 21 | 2.5268 | 2.4467 | 2.1924 | 2.2087 | 0.043382 | 88.531
| Sublap | SCHD | Average Weekday | July | CAISO 1-in-10 | 22 | 2.3828 | 2.3074 | 2.8365 | 2.8127 | 0.049082 | 85.6392
| Sublap | SCHD | Average Weekday | July | CAISO 1-in-10 | 23 | 2.1098 | 2.0382 | 2.19 | 2.2516 | 0.032373 | 83.5478
| Sublap | SCHD | Average Weekday | July | CAISO 1-in-10 | 24 | 1.794 | 1.7313 | 1.8029 | 1.8079 | 0.0044792 | 81.51
| Sublap | SCHD | Average Weekday | July | CAISO 1-in-2 | 1 | 1.3436 | 1.2983 | 1.3436 | 1.2983 | 0 | 76.2858
| Sublap | SCHD | Average Weekday | July | CAISO 1-in-2 | 2 | 1.1744 | 1.135 | 1.1744 | 1.135 | 0 | 75.0173
| Sublap | SCHD | Average Weekday | July | CAISO 1-in-2 | 3 | 1.0569 | 1.0179 | 1.0569 | 1.0179 | 0 | 73.9311
| Sublap | SCHD | Average Weekday | July | CAISO 1-in-2 | 4 | 0.96735 | 0.93988 | 0.96735 | 0.93988 | 0 | 73.0054
| Sublap | SCHD | Average Weekday | July | CAISO 1-in-2 | 5 | 0.90194 | 0.87983 | 0.90194 | 0.87983 | 0 | 72.1005
| Sublap | SCHD | Average Weekday | July | CAISO 1-in-2 | 6 | 0.85695 | 0.84847 | 0.85695 | 0.84847 | 0 | 71.1677
| Sublap | SCHD | Average Weekday | July | CAISO 1-in-2 | 7 | 0.79961 | 0.81314 | 0.79961 | 0.81314 | 0 | 70.298
| Sublap | SCHD | Average Weekday | July | CAISO 1-in-2 | 8 | 0.727 | 0.73995 | 0.727 | 0.73995 | 0 | 70.9506
| Sublap | SCHD | Average Weekday | July | CAISO 1-in-2 | 9 | 0.5971 | 0.60059 | 0.5971 | 0.60059 | 0 | 73.8527
| Sublap | SCHD | Average Weekday | July | CAISO 1-in-2 | 10 | 0.50151 | 0.50731 | 0.50151 | 0.50731 | 0 | 77.6833
| Sublap | SCHD | Average Weekday | July | CAISO 1-in-2 | 11 | 0.49203 | 0.50711 | 0.49203 | 0.50711 | 0 | 81.529
| Sublap | SCHD | Average Weekday | July | CAISO 1-in-2 | 12 | 0.58525 | 0.59959 | 0.58525 | 0.59959 | 0 | 84.7981
| Sublap | SCHD | Average Weekday | July | CAISO 1-in-2 | 13 | 0.75886 | 0.76916 | 0.75886 | 0.76916 | 0 | 87.4516
| Sublap | SCHD | Average Weekday | July | CAISO 1-in-2 | 14 | 0.97693 | 0.98648 | 0.97693 | 0.98648 | 0 | 89.485
| Sublap | SCHD | Average Weekday | July | CAISO 1-in-2 | 15 | 1.2226 | 1.2157 | 1.2226 | 1.2157 | 0 | 90.5854
| Sublap | SCHD | Average Weekday | July | CAISO 1-in-2 | 16 | 1.5097 | 1.4989 | 1.5097 | 1.4989 | 0 | 91.0828
| Sublap | SCHD | Average Weekday | July | CAISO 1-in-2 | 17 | 1.8016 | 1.8008 | 0.83802 | 0.86093 | 0.057802 | 91.0845
| Sublap | SCHD | Average Weekday | July | CAISO 1-in-2 | 18 | 2.1119 | 2.0867 | 1.3935 | 1.5553 | 0.15559 | 90.4157
| Sublap | SCHD | Average Weekday | July | CAISO 1-in-2 | 19 | 2.2852 | 2.2127 | 1.8166 | 1.8522 | 0.19269 | 88.9405
| Sublap | SCHD | Average Weekday | July | CAISO 1-in-2 | 20 | 2.2569 | 2.1738 | 1.921 | 1.9344 | 0.05021 | 86.8177
| Sublap | SCHD | Average Weekday | July | CAISO 1-in-2 | 21 | 2.1879 | 2.1077 | 1.8498 | 1.8662 | 0.061407 | 84.1132
| Sublap | SCHD | Average Weekday | July | CAISO 1-in-2 | 22 | 2.0578 | 1.9825 | 2.5289 | 2.5051 | 0.075967 | 81.1903
| Sublap | SCHD | Average Weekday | July | CAISO 1-in-2 | 23 | 1.8196 | 1.748 | 1.8413 | 1.9029 | 0.010833 | 79.2112
| Sublap | SCHD | Average Weekday | July | CAISO 1-in-2 | 24 | 1.5518 | 1.4891 | 1.5518 | 1.5104 | 0 | 77.593
| Sublap | SCHD | Average Weekday | July | SCE 1-in-10 | 1 | 1.5259 | 1.4805 | 1.5259 | 1.4805 | 0 | 79.5752
| Sublap | SCHD | Average Weekday | July | SCE 1-in-10 | 2 | 1.3308 | 1.2913 | 1.3308 | 1.2913 | 0 | 78.2928
| Sublap | SCHD | Average Weekday | July | SCE 1-in-10 | 3 | 1.1947 | 1.1557 | 1.1947 | 1.1557 | 0 | 77.2079
| Sublap | SCHD | Average Weekday | July | SCE 1-in-10 | 4 | 1.089 | 1.0616 | 1.089 | 1.0616 | 0 | 76.2135
| Sublap | SCHD | Average Weekday | July | SCE 1-in-10 | 5 | 1.0076 | 0.9855 | 1.0076 | 0.9855 | 0 | 75.1581
| Sublap | SCHD | Average Weekday | July | SCE 1-in-10 | 6 | 0.95488 | 0.9464 | 0.95488 | 0.9464 | 0 | 74.2592
| Sublap | SCHD | Average Weekday | July | SCE 1-in-10 | 7 | 0.9001 | 0.91363 | 0.9001 | 0.91363 | 0 | 73.5709
| Sublap | SCHD | Average Weekday | July | SCE 1-in-10 | 8 | 0.84119 | 0.85414 | 0.84119 | 0.85414 | 0 | 74.0788
| Sublap | SCHD | Average Weekday | July | SCE 1-in-10 | 9 | 0.735 | 0.73849 | 0.735 | 0.73849 | 0 | 77.5354
| Sublap | SCHD | Average Weekday | July | SCE 1-in-10 | 10 | 0.67347 | 0.67927 | 0.67347 | 0.67927 | 0 | 81.5966
| Sublap | SCHD | Average Weekday | July | SCE 1-in-10 | 11 | 0.71328 | 0.72836 | 0.71328 | 0.72836 | 0 | 85.3639
| Sublap | SCHD | Average Weekday | July | SCE 1-in-10 | 12 | 0.86444 | 0.87879 | 0.86444 | 0.87879 | 0 | 88.8563
| Sublap | SCHD | Average Weekday | July | SCE 1-in-10 | 13 | 1.0937 | 1.104 | 1.0937 | 1.104 | 0 | 91.7956
| Sublap | SCHD | Average Weekday | July | SCE 1-in-10 | 14 | 1.3536 | 1.3632 | 1.3536 | 1.3632 | 0 | 93.8766
| Sublap | SCHD | Average Weekday | July | SCE 1-in-10 | 15 | 1.6288 | 1.6218 | 1.6288 | 1.6218 | 0 | 95.2092
| Sublap | SCHD | Average Weekday | July | SCE 1-in-10 | 16 | 1.9331 | 1.9224 | 1.9331 | 1.9224 | 0 | 95.6835
| Sublap | SCHD | Average Weekday | July | SCE 1-in-10 | 17 | 2.2304 | 2.2295 | 1.1761 | 1.199 | 0.041524 | 95.6556
| Sublap | SCHD | Average Weekday | July | SCE 1-in-10 | 18 | 2.5368 | 2.5116 | 1.7587 | 1.9205 | 0.097187 | 95.0932
| Sublap | SCHD | Average Weekday | July | SCE 1-in-10 | 19 | 2.6914 | 2.6189 | 2.1968 | 2.2323 | 0.11087 | 93.7527
| Sublap | SCHD | Average Weekday | July | SCE 1-in-10 | 20 | 2.6267 | 2.5435 | 2.2945 | 2.3079 | 0.032811 | 91.4034
| Sublap | SCHD | Average Weekday | July | SCE 1-in-10 | 21 | 2.5268 | 2.4467 | 2.1924 | 2.2087 | 0.043382 | 88.531
| Sublap | SCHD | Average Weekday | July | SCE 1-in-10 | 22 | 2.3828 | 2.3074 | 2.8365 | 2.8127 | 0.049082 | 85.6392
| Sublap | SCHD | Average Weekday | July | SCE 1-in-10 | 23 | 2.1098 | 2.0382 | 2.19 | 2.2516 | 0.032373 | 83.5478
| Sublap | SCHD | Average Weekday | July | SCE 1-in-10 | 24 | 1.794 | 1.7313 | 1.8029 | 1.8079 | 0.0044792 | 81.51
| Sublap | SCHD | Average Weekday | July | SCE 1-in-2 | 1 | 1.3436 | 1.2983 | 1.3436 | 1.2983 | 0 | 76.2858
| Sublap | SCHD | Average Weekday | July | SCE 1-in-2 | 2 | 1.1744 | 1.135 | 1.1744 | 1.135 | 0 | 75.0173
| Sublap | SCHD | Average Weekday | July | SCE 1-in-2 | 3 | 1.0569 | 1.0179 | 1.0569 | 1.0179 | 0 | 73.9311
| Sublap | SCHD | Average Weekday | July | SCE 1-in-2 | 4 | 0.96735 | 0.93988 | 0.96735 | 0.93988 | 0 | 73.0054
| Sublap | SCHD | Average Weekday | July | SCE 1-in-2 | 5 | 0.90194 | 0.87983 | 0.90194 | 0.87983 | 0 | 72.1005
| Sublap | SCHD | Average Weekday | July | SCE 1-in-2 | 6 | 0.85695 | 0.84847 | 0.85695 | 0.84847 | 0 | 71.1677
| Sublap | SCHD | Average Weekday | July | SCE 1-in-2 | 7 | 0.79961 | 0.81314 | 0.79961 | 0.81314 | 0 | 70.298
| Sublap | SCHD | Average Weekday | July | SCE 1-in-2 | 8 | 0.727 | 0.73995 | 0.727 | 0.73995 | 0 | 70.9506
| Sublap | SCHD | Average Weekday | July | SCE 1-in-2 | 9 | 0.5971 | 0.60059 | 0.5971 | 0.60059 | 0 | 73.8527
| Sublap | SCHD | Average Weekday | July | SCE 1-in-2 | 10 | 0.50151 | 0.50731 | 0.50151 | 0.50731 | 0 | 77.6833
| Sublap | SCHD | Average Weekday | July | SCE 1-in-2 | 11 | 0.49203 | 0.50711 | 0.49203 | 0.50711 | 0 | 81.529
| Sublap | SCHD | Average Weekday | July | SCE 1-in-2 | 12 | 0.58525 | 0.59959 | 0.58525 | 0.59959 | 0 | 84.7981
| Sublap | SCHD | Average Weekday | July | SCE 1-in-2 | 13 | 0.75886 | 0.76916 | 0.75886 | 0.76916 | 0 | 87.4516
| Sublap | SCHD | Average Weekday | July | SCE 1-in-2 | 14 | 0.97693 | 0.98648 | 0.97693 | 0.98648 | 0 | 89.485
| Sublap | SCHD | Average Weekday | July | SCE 1-in-2 | 15 | 1.2226 | 1.2157 | 1.2226 | 1.2157 | 0 | 90.5854
| Sublap | SCHD | Average Weekday | July | SCE 1-in-2 | 16 | 1.5097 | 1.4989 | 1.5097 | 1.4989 | 0 | 91.0828
| Sublap | SCHD | Average Weekday | July | SCE 1-in-2 | 17 | 1.8016 | 1.8008 | 0.83802 | 0.86093 | 0.057802 | 91.0845
| Sublap | SCHD | Average Weekday | July | SCE 1-in-2 | 18 | 2.1119 | 2.0867 | 1.3935 | 1.5553 | 0.15559 | 90.4157
| Sublap | SCHD | Average Weekday | July | SCE 1-in-2 | 19 | 2.2852 | 2.2127 | 1.8166 | 1.8522 | 0.19269 | 88.9405
| Sublap | SCHD | Average Weekday | July | SCE 1-in-2 | 20 | 2.2569 | 2.1738 | 1.921 | 1.9344 | 0.05021 | 86.8177
| Sublap | SCHD | Average Weekday | July | SCE 1-in-2 | 21 | 2.1879 | 2.1077 | 1.8498 | 1.8662 | 0.061407 | 84.1132
| Sublap | SCHD | Average Weekday | July | SCE 1-in-2 | 22 | 2.0578 | 1.9825 | 2.5289 | 2.5051 | 0.075967 | 81.1903
| Sublap | SCHD | Average Weekday | July | SCE 1-in-2 | 23 | 1.8196 | 1.748 | 1.8413 | 1.9029 | 0.010833 | 79.2112
| Sublap | SCHD | Average Weekday | July | SCE 1-in-2 | 24 | 1.5518 | 1.4891 | 1.5518 | 1.5104 | 0 | 77.593
| Sublap | SCHD | Average Weekday | June | CAISO 1-in-10 | 1 | 1.238 | 1.1926 | 1.238 | 1.1926 | 0 | 74.0361
| Sublap | SCHD | Average Weekday | June | CAISO 1-in-10 | 2 | 1.0803 | 1.0409 | 1.0803 | 1.0409 | 0 | 72.8141
| Sublap | SCHD | Average Weekday | June | CAISO 1-in-10 | 3 | 0.96813 | 0.92913 | 0.96813 | 0.92913 | 0 | 71.6399
| Sublap | SCHD | Average Weekday | June | CAISO 1-in-10 | 4 | 0.88115 | 0.85368 | 0.88115 | 0.85368 | 0 | 70.5174
| Sublap | SCHD | Average Weekday | June | CAISO 1-in-10 | 5 | 0.8227 | 0.80059 | 0.8227 | 0.80059 | 0 | 69.5294
| Sublap | SCHD | Average Weekday | June | CAISO 1-in-10 | 6 | 0.78593 | 0.77745 | 0.78593 | 0.77745 | 0 | 68.5874
| Sublap | SCHD | Average Weekday | June | CAISO 1-in-10 | 7 | 0.7307 | 0.74423 | 0.7307 | 0.74423 | 0 | 67.6124
| Sublap | SCHD | Average Weekday | June | CAISO 1-in-10 | 8 | 0.66551 | 0.67846 | 0.66551 | 0.67846 | 0 | 68.6897
| Sublap | SCHD | Average Weekday | June | CAISO 1-in-10 | 9 | 0.54638 | 0.54987 | 0.54638 | 0.54987 | 0 | 72.145
| Sublap | SCHD | Average Weekday | June | CAISO 1-in-10 | 10 | 0.44129 | 0.44709 | 0.44129 | 0.44709 | 0 | 76.1372
| Sublap | SCHD | Average Weekday | June | CAISO 1-in-10 | 11 | 0.41588 | 0.43096 | 0.41588 | 0.43096 | 0 | 80.228
| Sublap | SCHD | Average Weekday | June | CAISO 1-in-10 | 12 | 0.4893 | 0.50365 | 0.4893 | 0.50365 | 0 | 83.7883
| Sublap | SCHD | Average Weekday | June | CAISO 1-in-10 | 13 | 0.64317 | 0.65347 | 0.64317 | 0.65347 | 0 | 86.7032
| Sublap | SCHD | Average Weekday | June | CAISO 1-in-10 | 14 | 0.8462 | 0.85576 | 0.8462 | 0.85576 | 0 | 88.7328
| Sublap | SCHD | Average Weekday | June | CAISO 1-in-10 | 15 | 1.0873 | 1.0804 | 1.0873 | 1.0804 | 0 | 89.824
| Sublap | SCHD | Average Weekday | June | CAISO 1-in-10 | 16 | 1.3725 | 1.3618 | 1.3725 | 1.3618 | 0 | 90.343
| Sublap | SCHD | Average Weekday | June | CAISO 1-in-10 | 17 | 1.6629 | 1.6621 | 0.71565 | 0.73856 | 0.062163 | 90.2619
| Sublap | SCHD | Average Weekday | June | CAISO 1-in-10 | 18 | 1.9673 | 1.9421 | 1.2632 | 1.4251 | 0.17119 | 89.2975
| Sublap | SCHD | Average Weekday | June | CAISO 1-in-10 | 19 | 2.147 | 2.0745 | 1.6845 | 1.7201 | 0.21293 | 87.8128
| Sublap | SCHD | Average Weekday | June | CAISO 1-in-10 | 20 | 2.1325 | 2.0494 | 1.7958 | 1.8093 | 0.054518 | 85.7656
| Sublap | SCHD | Average Weekday | June | CAISO 1-in-10 | 21 | 2.0661 | 1.9859 | 1.7268 | 1.7431 | 0.068109 | 82.5311
| Sublap | SCHD | Average Weekday | June | CAISO 1-in-10 | 22 | 1.9349 | 1.8595 | 2.4135 | 2.3897 | 0.088572 | 79.2636
| Sublap | SCHD | Average Weekday | June | CAISO 1-in-10 | 23 | 1.7057 | 1.6341 | 1.7057 | 1.7623 | 0 | 77.2309
| Sublap | SCHD | Average Weekday | June | CAISO 1-in-10 | 24 | 1.4458 | 1.3831 | 1.4458 | 1.3831 | 0 | 75.405
| Sublap | SCHD | Average Weekday | June | CAISO 1-in-2 | 1 | 1.0569 | 1.0115 | 1.0569 | 1.0115 | 0 | 70.4136
| Sublap | SCHD | Average Weekday | June | CAISO 1-in-2 | 2 | 0.9162 | 0.87674 | 0.9162 | 0.87674 | 0 | 69.0414
| Sublap | SCHD | Average Weekday | June | CAISO 1-in-2 | 3 | 0.82261 | 0.7836 | 0.82261 | 0.7836 | 0 | 67.8936
| Sublap | SCHD | Average Weekday | June | CAISO 1-in-2 | 4 | 0.75026 | 0.72279 | 0.75026 | 0.72279 | 0 | 66.7961
| Sublap | SCHD | Average Weekday | June | CAISO 1-in-2 | 5 | 0.70253 | 0.68042 | 0.70253 | 0.68042 | 0 | 65.7459
| Sublap | SCHD | Average Weekday | June | CAISO 1-in-2 | 6 | 0.68892 | 0.68044 | 0.68892 | 0.68044 | 0 | 64.5473
| Sublap | SCHD | Average Weekday | June | CAISO 1-in-2 | 7 | 0.65531 | 0.66884 | 0.65531 | 0.66884 | 0 | 63.5701
| Sublap | SCHD | Average Weekday | June | CAISO 1-in-2 | 8 | 0.55387 | 0.56682 | 0.55387 | 0.56682 | 0 | 64.7164
| Sublap | SCHD | Average Weekday | June | CAISO 1-in-2 | 9 | 0.41727 | 0.42076 | 0.41727 | 0.42076 | 0 | 68.3275
| Sublap | SCHD | Average Weekday | June | CAISO 1-in-2 | 10 | 0.2856 | 0.2914 | 0.2856 | 0.2914 | 0 | 72.386
| Sublap | SCHD | Average Weekday | June | CAISO 1-in-2 | 11 | 0.22105 | 0.23612 | 0.22105 | 0.23612 | 0 | 76.6338
| Sublap | SCHD | Average Weekday | June | CAISO 1-in-2 | 12 | 0.24616 | 0.2605 | 0.24616 | 0.2605 | 0 | 80.1412
| Sublap | SCHD | Average Weekday | June | CAISO 1-in-2 | 13 | 0.35248 | 0.36277 | 0.35248 | 0.36277 | 0 | 82.9507
| Sublap | SCHD | Average Weekday | June | CAISO 1-in-2 | 14 | 0.51988 | 0.52944 | 0.51988 | 0.52944 | 0 | 85.0566
| Sublap | SCHD | Average Weekday | June | CAISO 1-in-2 | 15 | 0.74161 | 0.7347 | 0.74161 | 0.7347 | 0 | 86.4029
| Sublap | SCHD | Average Weekday | June | CAISO 1-in-2 | 16 | 1.018 | 1.0072 | 1.018 | 1.0072 | 0 | 87.1276
| Sublap | SCHD | Average Weekday | June | CAISO 1-in-2 | 17 | 1.3072 | 1.3063 | 0.42209 | 0.44499 | 0.08067 | 87.1265
| Sublap | SCHD | Average Weekday | June | CAISO 1-in-2 | 18 | 1.6183 | 1.5931 | 0.95142 | 1.1132 | 0.21314 | 86.3849
| Sublap | SCHD | Average Weekday | June | CAISO 1-in-2 | 19 | 1.8161 | 1.7436 | 1.3691 | 1.4046 | 0.26465 | 84.9726
| Sublap | SCHD | Average Weekday | June | CAISO 1-in-2 | 20 | 1.8285 | 1.7454 | 1.4894 | 1.5028 | 0.067114 | 82.7647
| Sublap | SCHD | Average Weekday | June | CAISO 1-in-2 | 21 | 1.7936 | 1.7135 | 1.452 | 1.4684 | 0.08036 | 79.6806
| Sublap | SCHD | Average Weekday | June | CAISO 1-in-2 | 22 | 1.6812 | 1.6059 | 2.1714 | 2.1475 | 0.10823 | 76.334
| Sublap | SCHD | Average Weekday | June | CAISO 1-in-2 | 23 | 1.4717 | 1.4 | 1.4717 | 1.4843 | 0 | 73.9754
| Sublap | SCHD | Average Weekday | June | CAISO 1-in-2 | 24 | 1.2443 | 1.1816 | 1.2443 | 1.1816 | 0 | 72.1554
| Sublap | SCHD | Average Weekday | June | SCE 1-in-10 | 1 | 1.238 | 1.1926 | 1.238 | 1.1926 | 0 | 74.0361
| Sublap | SCHD | Average Weekday | June | SCE 1-in-10 | 2 | 1.0803 | 1.0409 | 1.0803 | 1.0409 | 0 | 72.8141
| Sublap | SCHD | Average Weekday | June | SCE 1-in-10 | 3 | 0.96813 | 0.92913 | 0.96813 | 0.92913 | 0 | 71.6399
| Sublap | SCHD | Average Weekday | June | SCE 1-in-10 | 4 | 0.88115 | 0.85368 | 0.88115 | 0.85368 | 0 | 70.5174
| Sublap | SCHD | Average Weekday | June | SCE 1-in-10 | 5 | 0.8227 | 0.80059 | 0.8227 | 0.80059 | 0 | 69.5294
| Sublap | SCHD | Average Weekday | June | SCE 1-in-10 | 6 | 0.78593 | 0.77745 | 0.78593 | 0.77745 | 0 | 68.5874
| Sublap | SCHD | Average Weekday | June | SCE 1-in-10 | 7 | 0.7307 | 0.74423 | 0.7307 | 0.74423 | 0 | 67.6124
| Sublap | SCHD | Average Weekday | June | SCE 1-in-10 | 8 | 0.66551 | 0.67846 | 0.66551 | 0.67846 | 0 | 68.6897
| Sublap | SCHD | Average Weekday | June | SCE 1-in-10 | 9 | 0.54638 | 0.54987 | 0.54638 | 0.54987 | 0 | 72.145
| Sublap | SCHD | Average Weekday | June | SCE 1-in-10 | 10 | 0.44129 | 0.44709 | 0.44129 | 0.44709 | 0 | 76.1372
| Sublap | SCHD | Average Weekday | June | SCE 1-in-10 | 11 | 0.41588 | 0.43096 | 0.41588 | 0.43096 | 0 | 80.228
| Sublap | SCHD | Average Weekday | June | SCE 1-in-10 | 12 | 0.4893 | 0.50365 | 0.4893 | 0.50365 | 0 | 83.7883
| Sublap | SCHD | Average Weekday | June | SCE 1-in-10 | 13 | 0.64317 | 0.65347 | 0.64317 | 0.65347 | 0 | 86.7032
| Sublap | SCHD | Average Weekday | June | SCE 1-in-10 | 14 | 0.8462 | 0.85576 | 0.8462 | 0.85576 | 0 | 88.7328
| Sublap | SCHD | Average Weekday | June | SCE 1-in-10 | 15 | 1.0873 | 1.0804 | 1.0873 | 1.0804 | 0 | 89.824
| Sublap | SCHD | Average Weekday | June | SCE 1-in-10 | 16 | 1.3725 | 1.3618 | 1.3725 | 1.3618 | 0 | 90.343
| Sublap | SCHD | Average Weekday | June | SCE 1-in-10 | 17 | 1.6629 | 1.6621 | 0.71565 | 0.73856 | 0.062163 | 90.2619
| Sublap | SCHD | Average Weekday | June | SCE 1-in-10 | 18 | 1.9673 | 1.9421 | 1.2632 | 1.4251 | 0.17119 | 89.2975
| Sublap | SCHD | Average Weekday | June | SCE 1-in-10 | 19 | 2.147 | 2.0745 | 1.6845 | 1.7201 | 0.21293 | 87.8128
| Sublap | SCHD | Average Weekday | June | SCE 1-in-10 | 20 | 2.1325 | 2.0494 | 1.7958 | 1.8093 | 0.054518 | 85.7656
| Sublap | SCHD | Average Weekday | June | SCE 1-in-10 | 21 | 2.0661 | 1.9859 | 1.7268 | 1.7431 | 0.068109 | 82.5311
| Sublap | SCHD | Average Weekday | June | SCE 1-in-10 | 22 | 1.9349 | 1.8595 | 2.4135 | 2.3897 | 0.088572 | 79.2636
| Sublap | SCHD | Average Weekday | June | SCE 1-in-10 | 23 | 1.7057 | 1.6341 | 1.7057 | 1.7623 | 0 | 77.2309
| Sublap | SCHD | Average Weekday | June | SCE 1-in-10 | 24 | 1.4458 | 1.3831 | 1.4458 | 1.3831 | 0 | 75.405
| Sublap | SCHD | Average Weekday | June | SCE 1-in-2 | 1 | 1.0569 | 1.0115 | 1.0569 | 1.0115 | 0 | 70.4136
| Sublap | SCHD | Average Weekday | June | SCE 1-in-2 | 2 | 0.9162 | 0.87674 | 0.9162 | 0.87674 | 0 | 69.0414
| Sublap | SCHD | Average Weekday | June | SCE 1-in-2 | 3 | 0.82261 | 0.7836 | 0.82261 | 0.7836 | 0 | 67.8936
| Sublap | SCHD | Average Weekday | June | SCE 1-in-2 | 4 | 0.75026 | 0.72279 | 0.75026 | 0.72279 | 0 | 66.7961
| Sublap | SCHD | Average Weekday | June | SCE 1-in-2 | 5 | 0.70253 | 0.68042 | 0.70253 | 0.68042 | 0 | 65.7459
| Sublap | SCHD | Average Weekday | June | SCE 1-in-2 | 6 | 0.68892 | 0.68044 | 0.68892 | 0.68044 | 0 | 64.5473
| Sublap | SCHD | Average Weekday | June | SCE 1-in-2 | 7 | 0.65531 | 0.66884 | 0.65531 | 0.66884 | 0 | 63.5701
| Sublap | SCHD | Average Weekday | June | SCE 1-in-2 | 8 | 0.55387 | 0.56682 | 0.55387 | 0.56682 | 0 | 64.7164
| Sublap | SCHD | Average Weekday | June | SCE 1-in-2 | 9 | 0.41727 | 0.42076 | 0.41727 | 0.42076 | 0 | 68.3275
| Sublap | SCHD | Average Weekday | June | SCE 1-in-2 | 10 | 0.2856 | 0.2914 | 0.2856 | 0.2914 | 0 | 72.386
| Sublap | SCHD | Average Weekday | June | SCE 1-in-2 | 11 | 0.22105 | 0.23612 | 0.22105 | 0.23612 | 0 | 76.6338
| Sublap | SCHD | Average Weekday | June | SCE 1-in-2 | 12 | 0.24616 | 0.2605 | 0.24616 | 0.2605 | 0 | 80.1412
| Sublap | SCHD | Average Weekday | June | SCE 1-in-2 | 13 | 0.35248 | 0.36277 | 0.35248 | 0.36277 | 0 | 82.9507
| Sublap | SCHD | Average Weekday | June | SCE 1-in-2 | 14 | 0.51988 | 0.52944 | 0.51988 | 0.52944 | 0 | 85.0566
| Sublap | SCHD | Average Weekday | June | SCE 1-in-2 | 15 | 0.74161 | 0.7347 | 0.74161 | 0.7347 | 0 | 86.4029
| Sublap | SCHD | Average Weekday | June | SCE 1-in-2 | 16 | 1.018 | 1.0072 | 1.018 | 1.0072 | 0 | 87.1276
| Sublap | SCHD | Average Weekday | June | SCE 1-in-2 | 17 | 1.3072 | 1.3063 | 0.42209 | 0.44499 | 0.08067 | 87.1265
| Sublap | SCHD | Average Weekday | June | SCE 1-in-2 | 18 | 1.6183 | 1.5931 | 0.95142 | 1.1132 | 0.21314 | 86.3849
| Sublap | SCHD | Average Weekday | June | SCE 1-in-2 | 19 | 1.8161 | 1.7436 | 1.3691 | 1.4046 | 0.26465 | 84.9726
| Sublap | SCHD | Average Weekday | June | SCE 1-in-2 | 20 | 1.8285 | 1.7454 | 1.4894 | 1.5028 | 0.067114 | 82.7647
| Sublap | SCHD | Average Weekday | June | SCE 1-in-2 | 21 | 1.7936 | 1.7135 | 1.452 | 1.4684 | 0.08036 | 79.6806
| Sublap | SCHD | Average Weekday | June | SCE 1-in-2 | 22 | 1.6812 | 1.6059 | 2.1714 | 2.1475 | 0.10823 | 76.334
| Sublap | SCHD | Average Weekday | June | SCE 1-in-2 | 23 | 1.4717 | 1.4 | 1.4717 | 1.4843 | 0 | 73.9754
| Sublap | SCHD | Average Weekday | June | SCE 1-in-2 | 24 | 1.2443 | 1.1816 | 1.2443 | 1.1816 | 0 | 72.1554
| Sublap | SCHD | Average Weekday | March | CAISO 1-in-10 | 1 | 0.68333 | 0.63797 | 0.68333 | 0.63797 | 0 | 53.1354
| Sublap | SCHD | Average Weekday | March | CAISO 1-in-10 | 2 | 0.64222 | 0.60277 | 0.64222 | 0.60277 | 0 | 51.8174
| Sublap | SCHD | Average Weekday | March | CAISO 1-in-10 | 3 | 0.62626 | 0.58726 | 0.62626 | 0.58726 | 0 | 50.5459
| Sublap | SCHD | Average Weekday | March | CAISO 1-in-10 | 4 | 0.61522 | 0.58775 | 0.61522 | 0.58775 | 0 | 49.5247
| Sublap | SCHD | Average Weekday | March | CAISO 1-in-10 | 5 | 0.61558 | 0.59348 | 0.61558 | 0.59348 | 0 | 48.533
| Sublap | SCHD | Average Weekday | March | CAISO 1-in-10 | 6 | 0.64413 | 0.63565 | 0.64413 | 0.63565 | 0 | 47.605
| Sublap | SCHD | Average Weekday | March | CAISO 1-in-10 | 7 | 0.65961 | 0.67314 | 0.65961 | 0.67314 | 0 | 46.8063
| Sublap | SCHD | Average Weekday | March | CAISO 1-in-10 | 8 | 0.53987 | 0.55282 | 0.53987 | 0.55282 | 0 | 46.299
| Sublap | SCHD | Average Weekday | March | CAISO 1-in-10 | 9 | 0.32818 | 0.33167 | 0.32818 | 0.33167 | 0 | 47.9702
| Sublap | SCHD | Average Weekday | March | CAISO 1-in-10 | 10 | 0.11718 | 0.12298 | 0.11718 | 0.12298 | 0 | 51.8307
| Sublap | SCHD | Average Weekday | March | CAISO 1-in-10 | 11 | -0.03969 | -0.024613 | -0.03969 | -0.024613 | 0 | 56.052
| Sublap | SCHD | Average Weekday | March | CAISO 1-in-10 | 12 | -0.12638 | -0.11204 | -0.12638 | -0.11204 | 0 | 59.9267
| Sublap | SCHD | Average Weekday | March | CAISO 1-in-10 | 13 | -0.14913 | -0.13883 | -0.14913 | -0.13883 | 0 | 63.1306
| Sublap | SCHD | Average Weekday | March | CAISO 1-in-10 | 14 | -0.10865 | -0.099098 | -0.10865 | -0.099098 | 0 | 65.3956
| Sublap | SCHD | Average Weekday | March | CAISO 1-in-10 | 15 | 0.012578 | 0.0056703 | 0.012578 | 0.0056703 | 0 | 66.8763
| Sublap | SCHD | Average Weekday | March | CAISO 1-in-10 | 16 | 0.2015 | 0.19074 | 0.2015 | 0.19074 | 0 | 67.9323
| Sublap | SCHD | Average Weekday | March | CAISO 1-in-10 | 17 | 0.43847 | 0.43761 | 0.43847 | 0.43761 | 0 | 68.4075
| Sublap | SCHD | Average Weekday | March | CAISO 1-in-10 | 18 | 0.72473 | 0.69953 | 0.72473 | 0.69953 | 0 | 67.9608
| Sublap | SCHD | Average Weekday | March | CAISO 1-in-10 | 19 | 0.93653 | 0.86405 | 0.93653 | 0.86405 | 0 | 66.5322
| Sublap | SCHD | Average Weekday | March | CAISO 1-in-10 | 20 | 1.0067 | 0.92355 | 1.0067 | 0.92355 | 0 | 64.0024
| Sublap | SCHD | Average Weekday | March | CAISO 1-in-10 | 21 | 1.0138 | 0.93359 | 1.0138 | 0.93359 | 0 | 61.0848
| Sublap | SCHD | Average Weekday | March | CAISO 1-in-10 | 22 | 0.95075 | 0.8754 | 0.95075 | 0.8754 | 0 | 58.7826
| Sublap | SCHD | Average Weekday | March | CAISO 1-in-10 | 23 | 0.84916 | 0.77751 | 0.84916 | 0.77751 | 0 | 57.0465
| Sublap | SCHD | Average Weekday | March | CAISO 1-in-10 | 24 | 0.74927 | 0.68657 | 0.74927 | 0.68657 | 0 | 55.5294
| Sublap | SCHD | Average Weekday | March | CAISO 1-in-2 | 1 | 0.72421 | 0.67885 | 0.72421 | 0.67885 | 0 | 50.0359
| Sublap | SCHD | Average Weekday | March | CAISO 1-in-2 | 2 | 0.68376 | 0.6443 | 0.68376 | 0.6443 | 0 | 48.8776
| Sublap | SCHD | Average Weekday | March | CAISO 1-in-2 | 3 | 0.66871 | 0.62971 | 0.66871 | 0.62971 | 0 | 47.6457
| Sublap | SCHD | Average Weekday | March | CAISO 1-in-2 | 4 | 0.6599 | 0.63243 | 0.6599 | 0.63243 | 0 | 46.7703
| Sublap | SCHD | Average Weekday | March | CAISO 1-in-2 | 5 | 0.66296 | 0.64086 | 0.66296 | 0.64086 | 0 | 45.8493
| Sublap | SCHD | Average Weekday | March | CAISO 1-in-2 | 6 | 0.69435 | 0.68587 | 0.69435 | 0.68587 | 0 | 44.9963
| Sublap | SCHD | Average Weekday | March | CAISO 1-in-2 | 7 | 0.71746 | 0.73099 | 0.71746 | 0.73099 | 0 | 44.2353
| Sublap | SCHD | Average Weekday | March | CAISO 1-in-2 | 8 | 0.60051 | 0.61347 | 0.60051 | 0.61347 | 0 | 43.851
| Sublap | SCHD | Average Weekday | March | CAISO 1-in-2 | 9 | 0.38474 | 0.38823 | 0.38474 | 0.38823 | 0 | 44.7372
| Sublap | SCHD | Average Weekday | March | CAISO 1-in-2 | 10 | 0.17307 | 0.17888 | 0.17307 | 0.17888 | 0 | 48.1164
| Sublap | SCHD | Average Weekday | March | CAISO 1-in-2 | 11 | 0.017496 | 0.032574 | 0.017496 | 0.032574 | 0 | 51.7734
| Sublap | SCHD | Average Weekday | March | CAISO 1-in-2 | 12 | -0.066527 | -0.052181 | -0.066527 | -0.052181 | 0 | 54.9727
| Sublap | SCHD | Average Weekday | March | CAISO 1-in-2 | 13 | -0.090163 | -0.079869 | -0.090163 | -0.079869 | 0 | 57.6932
| Sublap | SCHD | Average Weekday | March | CAISO 1-in-2 | 14 | -0.053202 | -0.043646 | -0.053202 | -0.043646 | 0 | 59.7628
| Sublap | SCHD | Average Weekday | March | CAISO 1-in-2 | 15 | 0.055255 | 0.048347 | 0.055255 | 0.048347 | 0 | 61.3149
| Sublap | SCHD | Average Weekday | March | CAISO 1-in-2 | 16 | 0.22992 | 0.21916 | 0.22992 | 0.21916 | 0 | 62.2074
| Sublap | SCHD | Average Weekday | March | CAISO 1-in-2 | 17 | 0.45921 | 0.45835 | 0.45921 | 0.45835 | 0 | 62.5491
| Sublap | SCHD | Average Weekday | March | CAISO 1-in-2 | 18 | 0.75461 | 0.72941 | 0.75461 | 0.72941 | 0 | 62.1139
| Sublap | SCHD | Average Weekday | March | CAISO 1-in-2 | 19 | 0.96609 | 0.89361 | 0.96609 | 0.89361 | 0 | 60.9882
| Sublap | SCHD | Average Weekday | March | CAISO 1-in-2 | 20 | 1.0528 | 0.96962 | 1.0528 | 0.96962 | 0 | 59.0245
| Sublap | SCHD | Average Weekday | March | CAISO 1-in-2 | 21 | 1.065 | 0.98485 | 1.065 | 0.98485 | 0 | 56.4864
| Sublap | SCHD | Average Weekday | March | CAISO 1-in-2 | 22 | 0.99812 | 0.92278 | 0.99812 | 0.92278 | 0 | 54.305
| Sublap | SCHD | Average Weekday | March | CAISO 1-in-2 | 23 | 0.89355 | 0.8219 | 0.89355 | 0.8219 | 0 | 52.7119
| Sublap | SCHD | Average Weekday | March | CAISO 1-in-2 | 24 | 0.79305 | 0.73035 | 0.79305 | 0.73035 | 0 | 51.3124
| Sublap | SCHD | Average Weekday | March | SCE 1-in-10 | 1 | 0.68333 | 0.63797 | 0.68333 | 0.63797 | 0 | 53.1354
| Sublap | SCHD | Average Weekday | March | SCE 1-in-10 | 2 | 0.64222 | 0.60277 | 0.64222 | 0.60277 | 0 | 51.8174
| Sublap | SCHD | Average Weekday | March | SCE 1-in-10 | 3 | 0.62626 | 0.58726 | 0.62626 | 0.58726 | 0 | 50.5459
| Sublap | SCHD | Average Weekday | March | SCE 1-in-10 | 4 | 0.61522 | 0.58775 | 0.61522 | 0.58775 | 0 | 49.5247
| Sublap | SCHD | Average Weekday | March | SCE 1-in-10 | 5 | 0.61558 | 0.59348 | 0.61558 | 0.59348 | 0 | 48.533
| Sublap | SCHD | Average Weekday | March | SCE 1-in-10 | 6 | 0.64413 | 0.63565 | 0.64413 | 0.63565 | 0 | 47.605
| Sublap | SCHD | Average Weekday | March | SCE 1-in-10 | 7 | 0.65961 | 0.67314 | 0.65961 | 0.67314 | 0 | 46.8063
| Sublap | SCHD | Average Weekday | March | SCE 1-in-10 | 8 | 0.53987 | 0.55282 | 0.53987 | 0.55282 | 0 | 46.299
| Sublap | SCHD | Average Weekday | March | SCE 1-in-10 | 9 | 0.32818 | 0.33167 | 0.32818 | 0.33167 | 0 | 47.9702
| Sublap | SCHD | Average Weekday | March | SCE 1-in-10 | 10 | 0.11718 | 0.12298 | 0.11718 | 0.12298 | 0 | 51.8307
| Sublap | SCHD | Average Weekday | March | SCE 1-in-10 | 11 | -0.03969 | -0.024613 | -0.03969 | -0.024613 | 0 | 56.052
| Sublap | SCHD | Average Weekday | March | SCE 1-in-10 | 12 | -0.12638 | -0.11204 | -0.12638 | -0.11204 | 0 | 59.9267
| Sublap | SCHD | Average Weekday | March | SCE 1-in-10 | 13 | -0.14913 | -0.13883 | -0.14913 | -0.13883 | 0 | 63.1306
| Sublap | SCHD | Average Weekday | March | SCE 1-in-10 | 14 | -0.10865 | -0.099098 | -0.10865 | -0.099098 | 0 | 65.3956
| Sublap | SCHD | Average Weekday | March | SCE 1-in-10 | 15 | 0.012578 | 0.0056703 | 0.012578 | 0.0056703 | 0 | 66.8763
| Sublap | SCHD | Average Weekday | March | SCE 1-in-10 | 16 | 0.2015 | 0.19074 | 0.2015 | 0.19074 | 0 | 67.9323
| Sublap | SCHD | Average Weekday | March | SCE 1-in-10 | 17 | 0.43847 | 0.43761 | 0.43847 | 0.43761 | 0 | 68.4075
| Sublap | SCHD | Average Weekday | March | SCE 1-in-10 | 18 | 0.72473 | 0.69953 | 0.72473 | 0.69953 | 0 | 67.9608
| Sublap | SCHD | Average Weekday | March | SCE 1-in-10 | 19 | 0.93653 | 0.86405 | 0.93653 | 0.86405 | 0 | 66.5322
| Sublap | SCHD | Average Weekday | March | SCE 1-in-10 | 20 | 1.0067 | 0.92355 | 1.0067 | 0.92355 | 0 | 64.0024
| Sublap | SCHD | Average Weekday | March | SCE 1-in-10 | 21 | 1.0138 | 0.93359 | 1.0138 | 0.93359 | 0 | 61.0848
| Sublap | SCHD | Average Weekday | March | SCE 1-in-10 | 22 | 0.95075 | 0.8754 | 0.95075 | 0.8754 | 0 | 58.7826
| Sublap | SCHD | Average Weekday | March | SCE 1-in-10 | 23 | 0.84916 | 0.77751 | 0.84916 | 0.77751 | 0 | 57.0465
| Sublap | SCHD | Average Weekday | March | SCE 1-in-10 | 24 | 0.74927 | 0.68657 | 0.74927 | 0.68657 | 0 | 55.5294
| Sublap | SCHD | Average Weekday | March | SCE 1-in-2 | 1 | 0.72115 | 0.67579 | 0.72115 | 0.67579 | 0 | 49.71
| Sublap | SCHD | Average Weekday | March | SCE 1-in-2 | 2 | 0.68071 | 0.64126 | 0.68071 | 0.64126 | 0 | 48.7438
| Sublap | SCHD | Average Weekday | March | SCE 1-in-2 | 3 | 0.66566 | 0.62666 | 0.66566 | 0.62666 | 0 | 47.7554
| Sublap | SCHD | Average Weekday | March | SCE 1-in-2 | 4 | 0.65673 | 0.62926 | 0.65673 | 0.62926 | 0 | 47.065
| Sublap | SCHD | Average Weekday | March | SCE 1-in-2 | 5 | 0.65963 | 0.63753 | 0.65963 | 0.63753 | 0 | 46.1986
| Sublap | SCHD | Average Weekday | March | SCE 1-in-2 | 6 | 0.69087 | 0.68239 | 0.69087 | 0.68239 | 0 | 45.5228
| Sublap | SCHD | Average Weekday | March | SCE 1-in-2 | 7 | 0.71351 | 0.72705 | 0.71351 | 0.72705 | 0 | 44.954
| Sublap | SCHD | Average Weekday | March | SCE 1-in-2 | 8 | 0.59633 | 0.60929 | 0.59633 | 0.60929 | 0 | 44.5808
| Sublap | SCHD | Average Weekday | March | SCE 1-in-2 | 9 | 0.38081 | 0.3843 | 0.38081 | 0.3843 | 0 | 45.751
| Sublap | SCHD | Average Weekday | March | SCE 1-in-2 | 10 | 0.16914 | 0.17495 | 0.16914 | 0.17495 | 0 | 49.1017
| Sublap | SCHD | Average Weekday | March | SCE 1-in-2 | 11 | 0.013473 | 0.028551 | 0.013473 | 0.028551 | 0 | 52.7374
| Sublap | SCHD | Average Weekday | March | SCE 1-in-2 | 12 | -0.07071 | -0.056364 | -0.07071 | -0.056364 | 0 | 55.8726
| Sublap | SCHD | Average Weekday | March | SCE 1-in-2 | 13 | -0.094358 | -0.084064 | -0.094358 | -0.084064 | 0 | 58.4083
| Sublap | SCHD | Average Weekday | March | SCE 1-in-2 | 14 | -0.057454 | -0.047898 | -0.057454 | -0.047898 | 0 | 60.1805
| Sublap | SCHD | Average Weekday | March | SCE 1-in-2 | 15 | 0.050981 | 0.044073 | 0.050981 | 0.044073 | 0 | 61.4633
| Sublap | SCHD | Average Weekday | March | SCE 1-in-2 | 16 | 0.22528 | 0.21452 | 0.22528 | 0.21452 | 0 | 62.3316
| Sublap | SCHD | Average Weekday | March | SCE 1-in-2 | 17 | 0.4537 | 0.45285 | 0.4537 | 0.45285 | 0 | 62.6259
| Sublap | SCHD | Average Weekday | March | SCE 1-in-2 | 18 | 0.74841 | 0.7232 | 0.74841 | 0.7232 | 0 | 62.1123
| Sublap | SCHD | Average Weekday | March | SCE 1-in-2 | 19 | 0.96012 | 0.88764 | 0.96012 | 0.88764 | 0 | 60.8045
| Sublap | SCHD | Average Weekday | March | SCE 1-in-2 | 20 | 1.0484 | 0.96525 | 1.0484 | 0.96525 | 0 | 58.6995
| Sublap | SCHD | Average Weekday | March | SCE 1-in-2 | 21 | 1.0612 | 0.98097 | 1.0612 | 0.98097 | 0 | 56.2707
| Sublap | SCHD | Average Weekday | March | SCE 1-in-2 | 22 | 0.99452 | 0.91918 | 0.99452 | 0.91918 | 0 | 54.1571
| Sublap | SCHD | Average Weekday | March | SCE 1-in-2 | 23 | 0.89013 | 0.81848 | 0.89013 | 0.81848 | 0 | 52.6147
| Sublap | SCHD | Average Weekday | March | SCE 1-in-2 | 24 | 0.78972 | 0.72702 | 0.78972 | 0.72702 | 0 | 51.3297
| Sublap | SCHD | Average Weekday | May | CAISO 1-in-10 | 1 | 0.7559 | 0.71053 | 0.7559 | 0.71053 | 0 | 61.9729
| Sublap | SCHD | Average Weekday | May | CAISO 1-in-10 | 2 | 0.69156 | 0.65211 | 0.69156 | 0.65211 | 0 | 60.6063
| Sublap | SCHD | Average Weekday | May | CAISO 1-in-10 | 3 | 0.65571 | 0.6167 | 0.65571 | 0.6167 | 0 | 59.4157
| Sublap | SCHD | Average Weekday | May | CAISO 1-in-10 | 4 | 0.63055 | 0.60308 | 0.63055 | 0.60308 | 0 | 58.639
| Sublap | SCHD | Average Weekday | May | CAISO 1-in-10 | 5 | 0.62174 | 0.59963 | 0.62174 | 0.59963 | 0 | 57.7862
| Sublap | SCHD | Average Weekday | May | CAISO 1-in-10 | 6 | 0.62988 | 0.6214 | 0.62988 | 0.6214 | 0 | 56.9682
| Sublap | SCHD | Average Weekday | May | CAISO 1-in-10 | 7 | 0.61077 | 0.62431 | 0.61077 | 0.62431 | 0 | 56.2044
| Sublap | SCHD | Average Weekday | May | CAISO 1-in-10 | 8 | 0.48967 | 0.50262 | 0.48967 | 0.50262 | 0 | 56.8882
| Sublap | SCHD | Average Weekday | May | CAISO 1-in-10 | 9 | 0.27864 | 0.28213 | 0.27864 | 0.28213 | 0 | 60.0345
| Sublap | SCHD | Average Weekday | May | CAISO 1-in-10 | 10 | 0.071292 | 0.077094 | 0.071292 | 0.077094 | 0 | 63.4667
| Sublap | SCHD | Average Weekday | May | CAISO 1-in-10 | 11 | -0.075634 | -0.060557 | -0.075634 | -0.060557 | 0 | 66.7799
| Sublap | SCHD | Average Weekday | May | CAISO 1-in-10 | 12 | -0.14434 | -0.12999 | -0.14434 | -0.12999 | 0 | 69.7051
| Sublap | SCHD | Average Weekday | May | CAISO 1-in-10 | 13 | -0.13988 | -0.12959 | -0.13988 | -0.12959 | 0 | 72.2048
| Sublap | SCHD | Average Weekday | May | CAISO 1-in-10 | 14 | -0.063502 | -0.053946 | -0.063502 | -0.053946 | 0 | 74.1936
| Sublap | SCHD | Average Weekday | May | CAISO 1-in-10 | 15 | 0.081063 | 0.074155 | 0.081063 | 0.074155 | 0 | 75.4655
| Sublap | SCHD | Average Weekday | May | CAISO 1-in-10 | 16 | 0.2959 | 0.28514 | 0.2959 | 0.28514 | 0 | 76.1503
| Sublap | SCHD | Average Weekday | May | CAISO 1-in-10 | 17 | 0.55581 | 0.55495 | -0.055987 | -0.056842 | 0.1532 | 76.3344
| Sublap | SCHD | Average Weekday | May | CAISO 1-in-10 | 18 | 0.8807 | 0.8555 | 0.34693 | 0.50875 | 0.36986 | 75.959
| Sublap | SCHD | Average Weekday | May | CAISO 1-in-10 | 19 | 1.1233 | 1.0508 | 0.73081 | 0.76635 | 0.19625 | 74.9193
| Sublap | SCHD | Average Weekday | May | CAISO 1-in-10 | 20 | 1.2133 | 1.1302 | 0.86638 | 0.87979 | 0.10937 | 73.045
| Sublap | SCHD | Average Weekday | May | CAISO 1-in-10 | 21 | 1.239 | 1.1588 | 0.89004 | 0.9064 | 0.12052 | 70.5191
| Sublap | SCHD | Average Weekday | May | CAISO 1-in-10 | 22 | 1.165 | 1.0896 | 1.6878 | 1.6639 | 0.16591 | 67.9649
| Sublap | SCHD | Average Weekday | May | CAISO 1-in-10 | 23 | 1.0143 | 0.94263 | 1.0143 | 0.94263 | 0 | 65.8936
| Sublap | SCHD | Average Weekday | May | CAISO 1-in-10 | 24 | 0.85472 | 0.79202 | 0.85472 | 0.79202 | 0 | 64.1064
| Sublap | SCHD | Average Weekday | May | CAISO 1-in-2 | 1 | 0.77247 | 0.72711 | 0.77247 | 0.72711 | 0 | 62.0746
| Sublap | SCHD | Average Weekday | May | CAISO 1-in-2 | 2 | 0.70715 | 0.6677 | 0.70715 | 0.6677 | 0 | 60.8716
| Sublap | SCHD | Average Weekday | May | CAISO 1-in-2 | 3 | 0.66712 | 0.62812 | 0.66712 | 0.62812 | 0 | 59.6708
| Sublap | SCHD | Average Weekday | May | CAISO 1-in-2 | 4 | 0.63844 | 0.61097 | 0.63844 | 0.61097 | 0 | 58.6391
| Sublap | SCHD | Average Weekday | May | CAISO 1-in-2 | 5 | 0.62471 | 0.6026 | 0.62471 | 0.6026 | 0 | 57.5728
| Sublap | SCHD | Average Weekday | May | CAISO 1-in-2 | 6 | 0.63089 | 0.62241 | 0.63089 | 0.62241 | 0 | 56.6997
| Sublap | SCHD | Average Weekday | May | CAISO 1-in-2 | 7 | 0.61299 | 0.62652 | 0.61299 | 0.62652 | 0 | 55.8511
| Sublap | SCHD | Average Weekday | May | CAISO 1-in-2 | 8 | 0.49491 | 0.50786 | 0.49491 | 0.50786 | 0 | 56.7635
| Sublap | SCHD | Average Weekday | May | CAISO 1-in-2 | 9 | 0.29073 | 0.29423 | 0.29073 | 0.29423 | 0 | 60.0178
| Sublap | SCHD | Average Weekday | May | CAISO 1-in-2 | 10 | 0.08941 | 0.095212 | 0.08941 | 0.095212 | 0 | 63.7565
| Sublap | SCHD | Average Weekday | May | CAISO 1-in-2 | 11 | -0.050397 | -0.03532 | -0.050397 | -0.03532 | 0 | 67.195
| Sublap | SCHD | Average Weekday | May | CAISO 1-in-2 | 12 | -0.11773 | -0.10338 | -0.11773 | -0.10338 | 0 | 70.3358
| Sublap | SCHD | Average Weekday | May | CAISO 1-in-2 | 13 | -0.11205 | -0.10176 | -0.11205 | -0.10176 | 0 | 72.9225
| Sublap | SCHD | Average Weekday | May | CAISO 1-in-2 | 14 | -0.035887 | -0.026332 | -0.035887 | -0.026332 | 0 | 74.6569
| Sublap | SCHD | Average Weekday | May | CAISO 1-in-2 | 15 | 0.11056 | 0.10365 | 0.11056 | 0.10365 | 0 | 75.8694
| Sublap | SCHD | Average Weekday | May | CAISO 1-in-2 | 16 | 0.32767 | 0.31691 | 0.32767 | 0.31691 | 0 | 76.5906
| Sublap | SCHD | Average Weekday | May | CAISO 1-in-2 | 17 | 0.58838 | 0.58753 | -0.073763 | -0.068729 | 0.15006 | 76.7854
| Sublap | SCHD | Average Weekday | May | CAISO 1-in-2 | 18 | 0.90782 | 0.88262 | 0.37135 | 0.53317 | 0.36663 | 76.1706
| Sublap | SCHD | Average Weekday | May | CAISO 1-in-2 | 19 | 1.1437 | 1.0712 | 0.75176 | 0.7873 | 0.19597 | 74.8151
| Sublap | SCHD | Average Weekday | May | CAISO 1-in-2 | 20 | 1.2264 | 1.1432 | 0.87905 | 0.89247 | 0.11142 | 72.5804
| Sublap | SCHD | Average Weekday | May | CAISO 1-in-2 | 21 | 1.2352 | 1.1551 | 0.88528 | 0.90163 | 0.12593 | 69.2961
| Sublap | SCHD | Average Weekday | May | CAISO 1-in-2 | 22 | 1.1401 | 1.0647 | 1.6691 | 1.6453 | 0.17701 | 66.372
| Sublap | SCHD | Average Weekday | May | CAISO 1-in-2 | 23 | 0.9961 | 0.92445 | 0.9961 | 0.92445 | 0 | 64.503
| Sublap | SCHD | Average Weekday | May | CAISO 1-in-2 | 24 | 0.86582 | 0.80313 | 0.86582 | 0.80313 | 0 | 62.8896
| Sublap | SCHD | Average Weekday | May | SCE 1-in-10 | 1 | 0.7559 | 0.71053 | 0.7559 | 0.71053 | 0 | 61.9729
| Sublap | SCHD | Average Weekday | May | SCE 1-in-10 | 2 | 0.69156 | 0.65211 | 0.69156 | 0.65211 | 0 | 60.6063
| Sublap | SCHD | Average Weekday | May | SCE 1-in-10 | 3 | 0.65571 | 0.6167 | 0.65571 | 0.6167 | 0 | 59.4157
| Sublap | SCHD | Average Weekday | May | SCE 1-in-10 | 4 | 0.63055 | 0.60308 | 0.63055 | 0.60308 | 0 | 58.639
| Sublap | SCHD | Average Weekday | May | SCE 1-in-10 | 5 | 0.62174 | 0.59963 | 0.62174 | 0.59963 | 0 | 57.7862
| Sublap | SCHD | Average Weekday | May | SCE 1-in-10 | 6 | 0.62988 | 0.6214 | 0.62988 | 0.6214 | 0 | 56.9682
| Sublap | SCHD | Average Weekday | May | SCE 1-in-10 | 7 | 0.61077 | 0.62431 | 0.61077 | 0.62431 | 0 | 56.2044
| Sublap | SCHD | Average Weekday | May | SCE 1-in-10 | 8 | 0.48967 | 0.50262 | 0.48967 | 0.50262 | 0 | 56.8882
| Sublap | SCHD | Average Weekday | May | SCE 1-in-10 | 9 | 0.27864 | 0.28213 | 0.27864 | 0.28213 | 0 | 60.0345
| Sublap | SCHD | Average Weekday | May | SCE 1-in-10 | 10 | 0.071292 | 0.077094 | 0.071292 | 0.077094 | 0 | 63.4667
| Sublap | SCHD | Average Weekday | May | SCE 1-in-10 | 11 | -0.075634 | -0.060557 | -0.075634 | -0.060557 | 0 | 66.7799
| Sublap | SCHD | Average Weekday | May | SCE 1-in-10 | 12 | -0.14434 | -0.12999 | -0.14434 | -0.12999 | 0 | 69.7051
| Sublap | SCHD | Average Weekday | May | SCE 1-in-10 | 13 | -0.13988 | -0.12959 | -0.13988 | -0.12959 | 0 | 72.2048
| Sublap | SCHD | Average Weekday | May | SCE 1-in-10 | 14 | -0.063502 | -0.053946 | -0.063502 | -0.053946 | 0 | 74.1936
| Sublap | SCHD | Average Weekday | May | SCE 1-in-10 | 15 | 0.081063 | 0.074155 | 0.081063 | 0.074155 | 0 | 75.4655
| Sublap | SCHD | Average Weekday | May | SCE 1-in-10 | 16 | 0.2959 | 0.28514 | 0.2959 | 0.28514 | 0 | 76.1503
| Sublap | SCHD | Average Weekday | May | SCE 1-in-10 | 17 | 0.55581 | 0.55495 | -0.055987 | -0.056842 | 0.1532 | 76.3344
| Sublap | SCHD | Average Weekday | May | SCE 1-in-10 | 18 | 0.8807 | 0.8555 | 0.34693 | 0.50875 | 0.36986 | 75.959
| Sublap | SCHD | Average Weekday | May | SCE 1-in-10 | 19 | 1.1233 | 1.0508 | 0.73081 | 0.76635 | 0.19625 | 74.9193
| Sublap | SCHD | Average Weekday | May | SCE 1-in-10 | 20 | 1.2133 | 1.1302 | 0.86638 | 0.87979 | 0.10937 | 73.045
| Sublap | SCHD | Average Weekday | May | SCE 1-in-10 | 21 | 1.239 | 1.1588 | 0.89004 | 0.9064 | 0.12052 | 70.5191
| Sublap | SCHD | Average Weekday | May | SCE 1-in-10 | 22 | 1.165 | 1.0896 | 1.6878 | 1.6639 | 0.16591 | 67.9649
| Sublap | SCHD | Average Weekday | May | SCE 1-in-10 | 23 | 1.0143 | 0.94263 | 1.0143 | 0.94263 | 0 | 65.8936
| Sublap | SCHD | Average Weekday | May | SCE 1-in-10 | 24 | 0.85472 | 0.79202 | 0.85472 | 0.79202 | 0 | 64.1064
| Sublap | SCHD | Average Weekday | May | SCE 1-in-2 | 1 | 0.77247 | 0.72711 | 0.77247 | 0.72711 | 0 | 62.0746
| Sublap | SCHD | Average Weekday | May | SCE 1-in-2 | 2 | 0.70715 | 0.6677 | 0.70715 | 0.6677 | 0 | 60.8716
| Sublap | SCHD | Average Weekday | May | SCE 1-in-2 | 3 | 0.66712 | 0.62812 | 0.66712 | 0.62812 | 0 | 59.6708
| Sublap | SCHD | Average Weekday | May | SCE 1-in-2 | 4 | 0.63844 | 0.61097 | 0.63844 | 0.61097 | 0 | 58.6391
| Sublap | SCHD | Average Weekday | May | SCE 1-in-2 | 5 | 0.62471 | 0.6026 | 0.62471 | 0.6026 | 0 | 57.5728
| Sublap | SCHD | Average Weekday | May | SCE 1-in-2 | 6 | 0.63089 | 0.62241 | 0.63089 | 0.62241 | 0 | 56.6997
| Sublap | SCHD | Average Weekday | May | SCE 1-in-2 | 7 | 0.61299 | 0.62652 | 0.61299 | 0.62652 | 0 | 55.8511
| Sublap | SCHD | Average Weekday | May | SCE 1-in-2 | 8 | 0.49491 | 0.50786 | 0.49491 | 0.50786 | 0 | 56.7635
| Sublap | SCHD | Average Weekday | May | SCE 1-in-2 | 9 | 0.29073 | 0.29423 | 0.29073 | 0.29423 | 0 | 60.0178
| Sublap | SCHD | Average Weekday | May | SCE 1-in-2 | 10 | 0.08941 | 0.095212 | 0.08941 | 0.095212 | 0 | 63.7565
| Sublap | SCHD | Average Weekday | May | SCE 1-in-2 | 11 | -0.050397 | -0.03532 | -0.050397 | -0.03532 | 0 | 67.195
| Sublap | SCHD | Average Weekday | May | SCE 1-in-2 | 12 | -0.11773 | -0.10338 | -0.11773 | -0.10338 | 0 | 70.3358
| Sublap | SCHD | Average Weekday | May | SCE 1-in-2 | 13 | -0.11205 | -0.10176 | -0.11205 | -0.10176 | 0 | 72.9225
| Sublap | SCHD | Average Weekday | May | SCE 1-in-2 | 14 | -0.035887 | -0.026332 | -0.035887 | -0.026332 | 0 | 74.6569
| Sublap | SCHD | Average Weekday | May | SCE 1-in-2 | 15 | 0.11056 | 0.10365 | 0.11056 | 0.10365 | 0 | 75.8694
| Sublap | SCHD | Average Weekday | May | SCE 1-in-2 | 16 | 0.32767 | 0.31691 | 0.32767 | 0.31691 | 0 | 76.5906
| Sublap | SCHD | Average Weekday | May | SCE 1-in-2 | 17 | 0.58838 | 0.58753 | -0.073763 | -0.068729 | 0.15006 | 76.7854
| Sublap | SCHD | Average Weekday | May | SCE 1-in-2 | 18 | 0.90782 | 0.88262 | 0.37135 | 0.53317 | 0.36663 | 76.1706
| Sublap | SCHD | Average Weekday | May | SCE 1-in-2 | 19 | 1.1437 | 1.0712 | 0.75176 | 0.7873 | 0.19597 | 74.8151
| Sublap | SCHD | Average Weekday | May | SCE 1-in-2 | 20 | 1.2264 | 1.1432 | 0.87905 | 0.89247 | 0.11142 | 72.5804
| Sublap | SCHD | Average Weekday | May | SCE 1-in-2 | 21 | 1.2352 | 1.1551 | 0.88528 | 0.90163 | 0.12593 | 69.2961
| Sublap | SCHD | Average Weekday | May | SCE 1-in-2 | 22 | 1.1401 | 1.0647 | 1.6691 | 1.6453 | 0.17701 | 66.372
| Sublap | SCHD | Average Weekday | May | SCE 1-in-2 | 23 | 0.9961 | 0.92445 | 0.9961 | 0.92445 | 0 | 64.503
| Sublap | SCHD | Average Weekday | May | SCE 1-in-2 | 24 | 0.86582 | 0.80313 | 0.86582 | 0.80313 | 0 | 62.8896
| Sublap | SCHD | Average Weekday | November | CAISO 1-in-10 | 1 | 0.73359 | 0.68822 | 0.73359 | 0.68822 | 0 | 47.9445
| Sublap | SCHD | Average Weekday | November | CAISO 1-in-10 | 2 | 0.69309 | 0.65363 | 0.69309 | 0.65363 | 0 | 47.0198
| Sublap | SCHD | Average Weekday | November | CAISO 1-in-10 | 3 | 0.67805 | 0.63904 | 0.67805 | 0.63904 | 0 | 46.1694
| Sublap | SCHD | Average Weekday | November | CAISO 1-in-10 | 4 | 0.66961 | 0.64214 | 0.66961 | 0.64214 | 0 | 45.3568
| Sublap | SCHD | Average Weekday | November | CAISO 1-in-10 | 5 | 0.67316 | 0.65106 | 0.67316 | 0.65106 | 0 | 44.4292
| Sublap | SCHD | Average Weekday | November | CAISO 1-in-10 | 6 | 0.70504 | 0.69656 | 0.70504 | 0.69656 | 0 | 43.9201
| Sublap | SCHD | Average Weekday | November | CAISO 1-in-10 | 7 | 0.72956 | 0.74309 | 0.72956 | 0.74309 | 0 | 43.4657
| Sublap | SCHD | Average Weekday | November | CAISO 1-in-10 | 8 | 0.61333 | 0.62628 | 0.61333 | 0.62628 | 0 | 42.9255
| Sublap | SCHD | Average Weekday | November | CAISO 1-in-10 | 9 | 0.39678 | 0.40028 | 0.39678 | 0.40028 | 0 | 44.7702
| Sublap | SCHD | Average Weekday | November | CAISO 1-in-10 | 10 | 0.18512 | 0.19092 | 0.18512 | 0.19092 | 0 | 48.6546
| Sublap | SCHD | Average Weekday | November | CAISO 1-in-10 | 11 | 0.029827 | 0.044904 | 0.029827 | 0.044904 | 0 | 53.0893
| Sublap | SCHD | Average Weekday | November | CAISO 1-in-10 | 12 | -0.053706 | -0.039359 | -0.053706 | -0.039359 | 0 | 56.5497
| Sublap | SCHD | Average Weekday | November | CAISO 1-in-10 | 13 | -0.077306 | -0.067012 | -0.077306 | -0.067012 | 0 | 59.1217
| Sublap | SCHD | Average Weekday | November | CAISO 1-in-10 | 14 | -0.039526 | -0.02997 | -0.039526 | -0.02997 | 0 | 60.9868
| Sublap | SCHD | Average Weekday | November | CAISO 1-in-10 | 15 | 0.070306 | 0.063398 | 0.070306 | 0.063398 | 0 | 62.2157
| Sublap | SCHD | Average Weekday | November | CAISO 1-in-10 | 16 | 0.24616 | 0.2354 | 0.24616 | 0.2354 | 0 | 62.8403
| Sublap | SCHD | Average Weekday | November | CAISO 1-in-10 | 17 | 0.47526 | 0.4744 | 0.47526 | 0.4744 | 0 | 62.4444
| Sublap | SCHD | Average Weekday | November | CAISO 1-in-10 | 18 | 0.76749 | 0.74229 | 0.76749 | 0.74229 | 0 | 60.6328
| Sublap | SCHD | Average Weekday | November | CAISO 1-in-10 | 19 | 0.97787 | 0.90538 | 0.97787 | 0.90538 | 0 | 58.1217
| Sublap | SCHD | Average Weekday | November | CAISO 1-in-10 | 20 | 1.0662 | 0.98303 | 1.0662 | 0.98303 | 0 | 55.7799
| Sublap | SCHD | Average Weekday | November | CAISO 1-in-10 | 21 | 1.0769 | 0.99674 | 1.0769 | 0.99674 | 0 | 53.7644
| Sublap | SCHD | Average Weekday | November | CAISO 1-in-10 | 22 | 1.0092 | 0.93381 | 1.0092 | 0.93381 | 0 | 52.049
| Sublap | SCHD | Average Weekday | November | CAISO 1-in-10 | 23 | 0.90402 | 0.83237 | 0.90402 | 0.83237 | 0 | 50.5282
| Sublap | SCHD | Average Weekday | November | CAISO 1-in-10 | 24 | 0.80326 | 0.74056 | 0.80326 | 0.74056 | 0 | 49.1379
| Sublap | SCHD | Average Weekday | November | CAISO 1-in-2 | 1 | 0.73038 | 0.68502 | 0.73038 | 0.68502 | 0 | 48.3939
| Sublap | SCHD | Average Weekday | November | CAISO 1-in-2 | 2 | 0.68989 | 0.65044 | 0.68989 | 0.65044 | 0 | 47.3763
| Sublap | SCHD | Average Weekday | November | CAISO 1-in-2 | 3 | 0.67485 | 0.63585 | 0.67485 | 0.63585 | 0 | 46.5683
| Sublap | SCHD | Average Weekday | November | CAISO 1-in-2 | 4 | 0.66629 | 0.63882 | 0.66629 | 0.63882 | 0 | 45.7448
| Sublap | SCHD | Average Weekday | November | CAISO 1-in-2 | 5 | 0.66967 | 0.64757 | 0.66967 | 0.64757 | 0 | 44.9632
| Sublap | SCHD | Average Weekday | November | CAISO 1-in-2 | 6 | 0.70138 | 0.6929 | 0.70138 | 0.6929 | 0 | 44.2332
| Sublap | SCHD | Average Weekday | November | CAISO 1-in-2 | 7 | 0.72542 | 0.73895 | 0.72542 | 0.73895 | 0 | 43.7268
| Sublap | SCHD | Average Weekday | November | CAISO 1-in-2 | 8 | 0.60894 | 0.6219 | 0.60894 | 0.6219 | 0 | 43.5504
| Sublap | SCHD | Average Weekday | November | CAISO 1-in-2 | 9 | 0.39266 | 0.39616 | 0.39266 | 0.39616 | 0 | 45.7676
| Sublap | SCHD | Average Weekday | November | CAISO 1-in-2 | 10 | 0.181 | 0.1868 | 0.181 | 0.1868 | 0 | 49.6077
| Sublap | SCHD | Average Weekday | November | CAISO 1-in-2 | 11 | 0.025609 | 0.040686 | 0.025609 | 0.040686 | 0 | 53.6995
| Sublap | SCHD | Average Weekday | November | CAISO 1-in-2 | 12 | -0.058091 | -0.043745 | -0.058091 | -0.043745 | 0 | 57.1465
| Sublap | SCHD | Average Weekday | November | CAISO 1-in-2 | 13 | -0.081704 | -0.07141 | -0.081704 | -0.07141 | 0 | 59.6899
| Sublap | SCHD | Average Weekday | November | CAISO 1-in-2 | 14 | -0.044204 | -0.034648 | -0.044204 | -0.034648 | 0 | 61.4702
| Sublap | SCHD | Average Weekday | November | CAISO 1-in-2 | 15 | 0.065577 | 0.058669 | 0.065577 | 0.058669 | 0 | 62.5674
| Sublap | SCHD | Average Weekday | November | CAISO 1-in-2 | 16 | 0.24042 | 0.22966 | 0.24042 | 0.22966 | 0 | 62.9114
| Sublap | SCHD | Average Weekday | November | CAISO 1-in-2 | 17 | 0.46751 | 0.46666 | 0.46751 | 0.46666 | 0 | 62.3677
| Sublap | SCHD | Average Weekday | November | CAISO 1-in-2 | 18 | 0.75997 | 0.73477 | 0.75997 | 0.73477 | 0 | 60.465
| Sublap | SCHD | Average Weekday | November | CAISO 1-in-2 | 19 | 0.9723 | 0.89981 | 0.9723 | 0.89981 | 0 | 57.6495
| Sublap | SCHD | Average Weekday | November | CAISO 1-in-2 | 20 | 1.0616 | 0.97844 | 1.0616 | 0.97844 | 0 | 55.342
| Sublap | SCHD | Average Weekday | November | CAISO 1-in-2 | 21 | 1.0729 | 0.99267 | 1.0729 | 0.99267 | 0 | 53.4513
| Sublap | SCHD | Average Weekday | November | CAISO 1-in-2 | 22 | 1.0054 | 0.93004 | 1.0054 | 0.93004 | 0 | 51.9918
| Sublap | SCHD | Average Weekday | November | CAISO 1-in-2 | 23 | 0.90044 | 0.82879 | 0.90044 | 0.82879 | 0 | 50.6801
| Sublap | SCHD | Average Weekday | November | CAISO 1-in-2 | 24 | 0.79977 | 0.73707 | 0.79977 | 0.73707 | 0 | 49.5354
| Sublap | SCHD | Average Weekday | November | SCE 1-in-10 | 1 | 0.73359 | 0.68822 | 0.73359 | 0.68822 | 0 | 47.9445
| Sublap | SCHD | Average Weekday | November | SCE 1-in-10 | 2 | 0.69309 | 0.65363 | 0.69309 | 0.65363 | 0 | 47.0198
| Sublap | SCHD | Average Weekday | November | SCE 1-in-10 | 3 | 0.67805 | 0.63904 | 0.67805 | 0.63904 | 0 | 46.1694
| Sublap | SCHD | Average Weekday | November | SCE 1-in-10 | 4 | 0.66961 | 0.64214 | 0.66961 | 0.64214 | 0 | 45.3568
| Sublap | SCHD | Average Weekday | November | SCE 1-in-10 | 5 | 0.67316 | 0.65106 | 0.67316 | 0.65106 | 0 | 44.4292
| Sublap | SCHD | Average Weekday | November | SCE 1-in-10 | 6 | 0.70504 | 0.69656 | 0.70504 | 0.69656 | 0 | 43.9201
| Sublap | SCHD | Average Weekday | November | SCE 1-in-10 | 7 | 0.72956 | 0.74309 | 0.72956 | 0.74309 | 0 | 43.4657
| Sublap | SCHD | Average Weekday | November | SCE 1-in-10 | 8 | 0.61333 | 0.62628 | 0.61333 | 0.62628 | 0 | 42.9255
| Sublap | SCHD | Average Weekday | November | SCE 1-in-10 | 9 | 0.39678 | 0.40028 | 0.39678 | 0.40028 | 0 | 44.7702
| Sublap | SCHD | Average Weekday | November | SCE 1-in-10 | 10 | 0.18512 | 0.19092 | 0.18512 | 0.19092 | 0 | 48.6546
| Sublap | SCHD | Average Weekday | November | SCE 1-in-10 | 11 | 0.029827 | 0.044904 | 0.029827 | 0.044904 | 0 | 53.0893
| Sublap | SCHD | Average Weekday | November | SCE 1-in-10 | 12 | -0.053706 | -0.039359 | -0.053706 | -0.039359 | 0 | 56.5497
| Sublap | SCHD | Average Weekday | November | SCE 1-in-10 | 13 | -0.077306 | -0.067012 | -0.077306 | -0.067012 | 0 | 59.1217
| Sublap | SCHD | Average Weekday | November | SCE 1-in-10 | 14 | -0.039526 | -0.02997 | -0.039526 | -0.02997 | 0 | 60.9868
| Sublap | SCHD | Average Weekday | November | SCE 1-in-10 | 15 | 0.070306 | 0.063398 | 0.070306 | 0.063398 | 0 | 62.2157
| Sublap | SCHD | Average Weekday | November | SCE 1-in-10 | 16 | 0.24616 | 0.2354 | 0.24616 | 0.2354 | 0 | 62.8403
| Sublap | SCHD | Average Weekday | November | SCE 1-in-10 | 17 | 0.47526 | 0.4744 | 0.47526 | 0.4744 | 0 | 62.4444
| Sublap | SCHD | Average Weekday | November | SCE 1-in-10 | 18 | 0.76749 | 0.74229 | 0.76749 | 0.74229 | 0 | 60.6328
| Sublap | SCHD | Average Weekday | November | SCE 1-in-10 | 19 | 0.97787 | 0.90538 | 0.97787 | 0.90538 | 0 | 58.1217
| Sublap | SCHD | Average Weekday | November | SCE 1-in-10 | 20 | 1.0662 | 0.98303 | 1.0662 | 0.98303 | 0 | 55.7799
| Sublap | SCHD | Average Weekday | November | SCE 1-in-10 | 21 | 1.0769 | 0.99674 | 1.0769 | 0.99674 | 0 | 53.7644
| Sublap | SCHD | Average Weekday | November | SCE 1-in-10 | 22 | 1.0092 | 0.93381 | 1.0092 | 0.93381 | 0 | 52.049
| Sublap | SCHD | Average Weekday | November | SCE 1-in-10 | 23 | 0.90402 | 0.83237 | 0.90402 | 0.83237 | 0 | 50.5282
| Sublap | SCHD | Average Weekday | November | SCE 1-in-10 | 24 | 0.80326 | 0.74056 | 0.80326 | 0.74056 | 0 | 49.1379
| Sublap | SCHD | Average Weekday | November | SCE 1-in-2 | 1 | 0.72087 | 0.67551 | 0.72087 | 0.67551 | 0 | 49.3626
| Sublap | SCHD | Average Weekday | November | SCE 1-in-2 | 2 | 0.68043 | 0.64098 | 0.68043 | 0.64098 | 0 | 48.4209
| Sublap | SCHD | Average Weekday | November | SCE 1-in-2 | 3 | 0.66538 | 0.62638 | 0.66538 | 0.62638 | 0 | 47.6277
| Sublap | SCHD | Average Weekday | November | SCE 1-in-2 | 4 | 0.65644 | 0.62897 | 0.65644 | 0.62897 | 0 | 46.7756
| Sublap | SCHD | Average Weekday | November | SCE 1-in-2 | 5 | 0.65933 | 0.63722 | 0.65933 | 0.63722 | 0 | 45.9872
| Sublap | SCHD | Average Weekday | November | SCE 1-in-2 | 6 | 0.69055 | 0.68206 | 0.69055 | 0.68206 | 0 | 45.3362
| Sublap | SCHD | Average Weekday | November | SCE 1-in-2 | 7 | 0.71315 | 0.72668 | 0.71315 | 0.72668 | 0 | 44.8194
| Sublap | SCHD | Average Weekday | November | SCE 1-in-2 | 8 | 0.59595 | 0.6089 | 0.59595 | 0.6089 | 0 | 44.6273
| Sublap | SCHD | Average Weekday | November | SCE 1-in-2 | 9 | 0.38044 | 0.38394 | 0.38044 | 0.38394 | 0 | 46.8219
| Sublap | SCHD | Average Weekday | November | SCE 1-in-2 | 10 | 0.16878 | 0.17458 | 0.16878 | 0.17458 | 0 | 50.6633
| Sublap | SCHD | Average Weekday | November | SCE 1-in-2 | 11 | 0.013101 | 0.028179 | 0.013101 | 0.028179 | 0 | 54.5958
| Sublap | SCHD | Average Weekday | November | SCE 1-in-2 | 12 | -0.071097 | -0.056751 | -0.071097 | -0.056751 | 0 | 57.8461
| Sublap | SCHD | Average Weekday | November | SCE 1-in-2 | 13 | -0.094746 | -0.084452 | -0.094746 | -0.084452 | 0 | 60.209
| Sublap | SCHD | Average Weekday | November | SCE 1-in-2 | 14 | -0.057619 | -0.048064 | -0.057619 | -0.048064 | 0 | 61.8493
| Sublap | SCHD | Average Weekday | November | SCE 1-in-2 | 15 | 0.051109 | 0.044201 | 0.051109 | 0.044201 | 0 | 62.9681
| Sublap | SCHD | Average Weekday | November | SCE 1-in-2 | 16 | 0.22403 | 0.21327 | 0.22403 | 0.21327 | 0 | 63.4119
| Sublap | SCHD | Average Weekday | November | SCE 1-in-2 | 17 | 0.44898 | 0.44812 | 0.44898 | 0.44812 | 0 | 62.9672
| Sublap | SCHD | Average Weekday | November | SCE 1-in-2 | 18 | 0.73956 | 0.71436 | 0.73956 | 0.71436 | 0 | 61.0776
| Sublap | SCHD | Average Weekday | November | SCE 1-in-2 | 19 | 0.95578 | 0.8833 | 0.95578 | 0.8833 | 0 | 58.4201
| Sublap | SCHD | Average Weekday | November | SCE 1-in-2 | 20 | 1.048 | 0.96484 | 1.048 | 0.96484 | 0 | 56.2505
| Sublap | SCHD | Average Weekday | November | SCE 1-in-2 | 21 | 1.0608 | 0.98061 | 1.0608 | 0.98061 | 0 | 54.3509
| Sublap | SCHD | Average Weekday | November | SCE 1-in-2 | 22 | 0.99419 | 0.91884 | 0.99419 | 0.91884 | 0 | 52.9046
| Sublap | SCHD | Average Weekday | November | SCE 1-in-2 | 23 | 0.88981 | 0.81816 | 0.88981 | 0.81816 | 0 | 51.6975
| Sublap | SCHD | Average Weekday | November | SCE 1-in-2 | 24 | 0.78941 | 0.72671 | 0.78941 | 0.72671 | 0 | 50.6168
| Sublap | SCHD | Average Weekday | October | CAISO 1-in-10 | 1 | 0.73257 | 0.68721 | 0.73257 | 0.68721 | 0 | 61.4141
| Sublap | SCHD | Average Weekday | October | CAISO 1-in-10 | 2 | 0.67338 | 0.63393 | 0.67338 | 0.63393 | 0 | 60.039
| Sublap | SCHD | Average Weekday | October | CAISO 1-in-10 | 3 | 0.64307 | 0.60407 | 0.64307 | 0.60407 | 0 | 59.0438
| Sublap | SCHD | Average Weekday | October | CAISO 1-in-10 | 4 | 0.62136 | 0.5939 | 0.62136 | 0.5939 | 0 | 58.1362
| Sublap | SCHD | Average Weekday | October | CAISO 1-in-10 | 5 | 0.61278 | 0.59068 | 0.61278 | 0.59068 | 0 | 57.2579
| Sublap | SCHD | Average Weekday | October | CAISO 1-in-10 | 6 | 0.62349 | 0.61501 | 0.62349 | 0.61501 | 0 | 56.468
| Sublap | SCHD | Average Weekday | October | CAISO 1-in-10 | 7 | 0.6081 | 0.62163 | 0.6081 | 0.62163 | 0 | 55.6854
| Sublap | SCHD | Average Weekday | October | CAISO 1-in-10 | 8 | 0.49103 | 0.50399 | 0.49103 | 0.50399 | 0 | 54.8819
| Sublap | SCHD | Average Weekday | October | CAISO 1-in-10 | 9 | 0.28139 | 0.28489 | 0.28139 | 0.28489 | 0 | 55.7266
| Sublap | SCHD | Average Weekday | October | CAISO 1-in-10 | 10 | 0.072217 | 0.078019 | 0.072217 | 0.078019 | 0 | 59.3665
| Sublap | SCHD | Average Weekday | October | CAISO 1-in-10 | 11 | -0.087175 | -0.072098 | -0.087175 | -0.072098 | 0 | 63.4309
| Sublap | SCHD | Average Weekday | October | CAISO 1-in-10 | 12 | -0.16508 | -0.15073 | -0.16508 | -0.15073 | 0 | 67.0613
| Sublap | SCHD | Average Weekday | October | CAISO 1-in-10 | 13 | -0.17267 | -0.16238 | -0.17267 | -0.16238 | 0 | 70.151
| Sublap | SCHD | Average Weekday | October | CAISO 1-in-10 | 14 | -0.11272 | -0.10316 | -0.11272 | -0.10316 | 0 | 72.3395
| Sublap | SCHD | Average Weekday | October | CAISO 1-in-10 | 15 | 0.016442 | 0.0095338 | 0.016442 | 0.0095338 | 0 | 73.8749
| Sublap | SCHD | Average Weekday | October | CAISO 1-in-10 | 16 | 0.2244 | 0.21364 | 0.2244 | 0.21364 | 0 | 75.1193
| Sublap | SCHD | Average Weekday | October | CAISO 1-in-10 | 17 | 0.48362 | 0.48277 | 0.024363 | 0.023508 | 0.15716 | 75.7677
| Sublap | SCHD | Average Weekday | October | CAISO 1-in-10 | 18 | 0.80798 | 0.78278 | 0.32902 | 0.44189 | 0.37687 | 75.5001
| Sublap | SCHD | Average Weekday | October | CAISO 1-in-10 | 19 | 1.0486 | 0.97614 | 0.66144 | 0.69698 | 0.19359 | 73.9396
| Sublap | SCHD | Average Weekday | October | CAISO 1-in-10 | 20 | 1.1343 | 1.0512 | 0.78563 | 0.79905 | 0.1189 | 70.8845
| Sublap | SCHD | Average Weekday | October | CAISO 1-in-10 | 21 | 1.1618 | 1.0817 | 0.811 | 0.82735 | 0.13079 | 68.1988
| Sublap | SCHD | Average Weekday | October | CAISO 1-in-10 | 22 | 1.0906 | 1.0153 | 1.6209 | 1.5647 | 0.17918 | 66.0619
| Sublap | SCHD | Average Weekday | October | CAISO 1-in-10 | 23 | 0.94972 | 0.87807 | 0.94972 | 0.87807 | 0 | 64.1579
| Sublap | SCHD | Average Weekday | October | CAISO 1-in-10 | 24 | 0.81813 | 0.75543 | 0.81813 | 0.75543 | 0 | 62.3888
| Sublap | SCHD | Average Weekday | October | CAISO 1-in-2 | 1 | 0.716 | 0.67063 | 0.716 | 0.67063 | 0 | 59.6135
| Sublap | SCHD | Average Weekday | October | CAISO 1-in-2 | 2 | 0.66154 | 0.62208 | 0.66154 | 0.62208 | 0 | 58.4588
| Sublap | SCHD | Average Weekday | October | CAISO 1-in-2 | 3 | 0.63192 | 0.59292 | 0.63192 | 0.59292 | 0 | 57.3172
| Sublap | SCHD | Average Weekday | October | CAISO 1-in-2 | 4 | 0.61181 | 0.58434 | 0.61181 | 0.58434 | 0 | 56.3363
| Sublap | SCHD | Average Weekday | October | CAISO 1-in-2 | 5 | 0.60459 | 0.58248 | 0.60459 | 0.58248 | 0 | 55.401
| Sublap | SCHD | Average Weekday | October | CAISO 1-in-2 | 6 | 0.62105 | 0.61257 | 0.62105 | 0.61257 | 0 | 54.4557
| Sublap | SCHD | Average Weekday | October | CAISO 1-in-2 | 7 | 0.61465 | 0.62818 | 0.61465 | 0.62818 | 0 | 53.7731
| Sublap | SCHD | Average Weekday | October | CAISO 1-in-2 | 8 | 0.50073 | 0.51369 | 0.50073 | 0.51369 | 0 | 52.9828
| Sublap | SCHD | Average Weekday | October | CAISO 1-in-2 | 9 | 0.29602 | 0.29951 | 0.29602 | 0.29951 | 0 | 53.771
| Sublap | SCHD | Average Weekday | October | CAISO 1-in-2 | 10 | 0.092616 | 0.098418 | 0.092616 | 0.098418 | 0 | 57.5013
| Sublap | SCHD | Average Weekday | October | CAISO 1-in-2 | 11 | -0.064604 | -0.049526 | -0.064604 | -0.049526 | 0 | 61.4789
| Sublap | SCHD | Average Weekday | October | CAISO 1-in-2 | 12 | -0.15125 | -0.1369 | -0.15125 | -0.1369 | 0 | 65.372
| Sublap | SCHD | Average Weekday | October | CAISO 1-in-2 | 13 | -0.16523 | -0.15494 | -0.16523 | -0.15494 | 0 | 68.3045
| Sublap | SCHD | Average Weekday | October | CAISO 1-in-2 | 14 | -0.11592 | -0.10637 | -0.11592 | -0.10637 | 0 | 70.5065
| Sublap | SCHD | Average Weekday | October | CAISO 1-in-2 | 15 | 0.0035473 | -0.0033607 | 0.0035473 | -0.0033607 | 0 | 71.8622
| Sublap | SCHD | Average Weekday | October | CAISO 1-in-2 | 16 | 0.19808 | 0.18732 | 0.19808 | 0.18732 | 0 | 72.9701
| Sublap | SCHD | Average Weekday | October | CAISO 1-in-2 | 17 | 0.44343 | 0.44257 | 0.098657 | 0.097803 | 0.1736 | 73.4231
| Sublap | SCHD | Average Weekday | October | CAISO 1-in-2 | 18 | 0.75593 | 0.73072 | 0.39924 | 0.4224 | 0.17834 | 72.9496
| Sublap | SCHD | Average Weekday | October | CAISO 1-in-2 | 19 | 0.99042 | 0.91794 | 0.65891 | 0.65345 | 0.16576 | 71.2332
| Sublap | SCHD | Average Weekday | October | CAISO 1-in-2 | 20 | 1.0778 | 0.99468 | 0.80661 | 0.7404 | 0.13064 | 68.2326
| Sublap | SCHD | Average Weekday | October | CAISO 1-in-2 | 21 | 1.0956 | 1.0154 | 0.83914 | 0.75896 | 0.14255 | 65.5483
| Sublap | SCHD | Average Weekday | October | CAISO 1-in-2 | 22 | 1.0163 | 0.94094 | 1.3427 | 1.2673 | 0.19741 | 63.454
| Sublap | SCHD | Average Weekday | October | CAISO 1-in-2 | 23 | 0.91331 | 0.84166 | 0.91331 | 0.84166 | 0 | 61.7818
| Sublap | SCHD | Average Weekday | October | CAISO 1-in-2 | 24 | 0.79769 | 0.73499 | 0.79769 | 0.73499 | 0 | 60.3011
| Sublap | SCHD | Average Weekday | October | SCE 1-in-10 | 1 | 0.73257 | 0.68721 | 0.73257 | 0.68721 | 0 | 61.4141
| Sublap | SCHD | Average Weekday | October | SCE 1-in-10 | 2 | 0.67338 | 0.63393 | 0.67338 | 0.63393 | 0 | 60.039
| Sublap | SCHD | Average Weekday | October | SCE 1-in-10 | 3 | 0.64307 | 0.60407 | 0.64307 | 0.60407 | 0 | 59.0438
| Sublap | SCHD | Average Weekday | October | SCE 1-in-10 | 4 | 0.62136 | 0.5939 | 0.62136 | 0.5939 | 0 | 58.1362
| Sublap | SCHD | Average Weekday | October | SCE 1-in-10 | 5 | 0.61278 | 0.59068 | 0.61278 | 0.59068 | 0 | 57.2579
| Sublap | SCHD | Average Weekday | October | SCE 1-in-10 | 6 | 0.62349 | 0.61501 | 0.62349 | 0.61501 | 0 | 56.468
| Sublap | SCHD | Average Weekday | October | SCE 1-in-10 | 7 | 0.6081 | 0.62163 | 0.6081 | 0.62163 | 0 | 55.6854
| Sublap | SCHD | Average Weekday | October | SCE 1-in-10 | 8 | 0.49103 | 0.50399 | 0.49103 | 0.50399 | 0 | 54.8819
| Sublap | SCHD | Average Weekday | October | SCE 1-in-10 | 9 | 0.28139 | 0.28489 | 0.28139 | 0.28489 | 0 | 55.7266
| Sublap | SCHD | Average Weekday | October | SCE 1-in-10 | 10 | 0.072217 | 0.078019 | 0.072217 | 0.078019 | 0 | 59.3665
| Sublap | SCHD | Average Weekday | October | SCE 1-in-10 | 11 | -0.087175 | -0.072098 | -0.087175 | -0.072098 | 0 | 63.4309
| Sublap | SCHD | Average Weekday | October | SCE 1-in-10 | 12 | -0.16508 | -0.15073 | -0.16508 | -0.15073 | 0 | 67.0613
| Sublap | SCHD | Average Weekday | October | SCE 1-in-10 | 13 | -0.17267 | -0.16238 | -0.17267 | -0.16238 | 0 | 70.151
| Sublap | SCHD | Average Weekday | October | SCE 1-in-10 | 14 | -0.11272 | -0.10316 | -0.11272 | -0.10316 | 0 | 72.3395
| Sublap | SCHD | Average Weekday | October | SCE 1-in-10 | 15 | 0.016442 | 0.0095338 | 0.016442 | 0.0095338 | 0 | 73.8749
| Sublap | SCHD | Average Weekday | October | SCE 1-in-10 | 16 | 0.2244 | 0.21364 | 0.2244 | 0.21364 | 0 | 75.1193
| Sublap | SCHD | Average Weekday | October | SCE 1-in-10 | 17 | 0.48362 | 0.48277 | 0.024363 | 0.023508 | 0.15716 | 75.7677
| Sublap | SCHD | Average Weekday | October | SCE 1-in-10 | 18 | 0.80798 | 0.78278 | 0.32902 | 0.44189 | 0.37687 | 75.5001
| Sublap | SCHD | Average Weekday | October | SCE 1-in-10 | 19 | 1.0486 | 0.97614 | 0.66144 | 0.69698 | 0.19359 | 73.9396
| Sublap | SCHD | Average Weekday | October | SCE 1-in-10 | 20 | 1.1343 | 1.0512 | 0.78563 | 0.79905 | 0.1189 | 70.8845
| Sublap | SCHD | Average Weekday | October | SCE 1-in-10 | 21 | 1.1618 | 1.0817 | 0.811 | 0.82735 | 0.13079 | 68.1988
| Sublap | SCHD | Average Weekday | October | SCE 1-in-10 | 22 | 1.0906 | 1.0153 | 1.6209 | 1.5647 | 0.17918 | 66.0619
| Sublap | SCHD | Average Weekday | October | SCE 1-in-10 | 23 | 0.94972 | 0.87807 | 0.94972 | 0.87807 | 0 | 64.1579
| Sublap | SCHD | Average Weekday | October | SCE 1-in-10 | 24 | 0.81813 | 0.75543 | 0.81813 | 0.75543 | 0 | 62.3888
| Sublap | SCHD | Average Weekday | October | SCE 1-in-2 | 1 | 0.716 | 0.67063 | 0.716 | 0.67063 | 0 | 59.6135
| Sublap | SCHD | Average Weekday | October | SCE 1-in-2 | 2 | 0.66154 | 0.62208 | 0.66154 | 0.62208 | 0 | 58.4588
| Sublap | SCHD | Average Weekday | October | SCE 1-in-2 | 3 | 0.63192 | 0.59292 | 0.63192 | 0.59292 | 0 | 57.3172
| Sublap | SCHD | Average Weekday | October | SCE 1-in-2 | 4 | 0.61181 | 0.58434 | 0.61181 | 0.58434 | 0 | 56.3363
| Sublap | SCHD | Average Weekday | October | SCE 1-in-2 | 5 | 0.60459 | 0.58248 | 0.60459 | 0.58248 | 0 | 55.401
| Sublap | SCHD | Average Weekday | October | SCE 1-in-2 | 6 | 0.62105 | 0.61257 | 0.62105 | 0.61257 | 0 | 54.4557
| Sublap | SCHD | Average Weekday | October | SCE 1-in-2 | 7 | 0.61465 | 0.62818 | 0.61465 | 0.62818 | 0 | 53.7731
| Sublap | SCHD | Average Weekday | October | SCE 1-in-2 | 8 | 0.50073 | 0.51369 | 0.50073 | 0.51369 | 0 | 52.9828
| Sublap | SCHD | Average Weekday | October | SCE 1-in-2 | 9 | 0.29602 | 0.29951 | 0.29602 | 0.29951 | 0 | 53.771
| Sublap | SCHD | Average Weekday | October | SCE 1-in-2 | 10 | 0.092616 | 0.098418 | 0.092616 | 0.098418 | 0 | 57.5013
| Sublap | SCHD | Average Weekday | October | SCE 1-in-2 | 11 | -0.064604 | -0.049526 | -0.064604 | -0.049526 | 0 | 61.4789
| Sublap | SCHD | Average Weekday | October | SCE 1-in-2 | 12 | -0.15125 | -0.1369 | -0.15125 | -0.1369 | 0 | 65.372
| Sublap | SCHD | Average Weekday | October | SCE 1-in-2 | 13 | -0.16523 | -0.15494 | -0.16523 | -0.15494 | 0 | 68.3045
| Sublap | SCHD | Average Weekday | October | SCE 1-in-2 | 14 | -0.11592 | -0.10637 | -0.11592 | -0.10637 | 0 | 70.5065
| Sublap | SCHD | Average Weekday | October | SCE 1-in-2 | 15 | 0.0035473 | -0.0033607 | 0.0035473 | -0.0033607 | 0 | 71.8622
| Sublap | SCHD | Average Weekday | October | SCE 1-in-2 | 16 | 0.19808 | 0.18732 | 0.19808 | 0.18732 | 0 | 72.9701
| Sublap | SCHD | Average Weekday | October | SCE 1-in-2 | 17 | 0.44343 | 0.44257 | 0.098657 | 0.097803 | 0.1736 | 73.4231
| Sublap | SCHD | Average Weekday | October | SCE 1-in-2 | 18 | 0.75593 | 0.73072 | 0.39924 | 0.4224 | 0.17834 | 72.9496
| Sublap | SCHD | Average Weekday | October | SCE 1-in-2 | 19 | 0.99042 | 0.91794 | 0.65891 | 0.65345 | 0.16576 | 71.2332
| Sublap | SCHD | Average Weekday | October | SCE 1-in-2 | 20 | 1.0778 | 0.99468 | 0.80661 | 0.7404 | 0.13064 | 68.2326
| Sublap | SCHD | Average Weekday | October | SCE 1-in-2 | 21 | 1.0956 | 1.0154 | 0.83914 | 0.75896 | 0.14255 | 65.5483
| Sublap | SCHD | Average Weekday | October | SCE 1-in-2 | 22 | 1.0163 | 0.94094 | 1.3427 | 1.2673 | 0.19741 | 63.454
| Sublap | SCHD | Average Weekday | October | SCE 1-in-2 | 23 | 0.91331 | 0.84166 | 0.91331 | 0.84166 | 0 | 61.7818
| Sublap | SCHD | Average Weekday | October | SCE 1-in-2 | 24 | 0.79769 | 0.73499 | 0.79769 | 0.73499 | 0 | 60.3011
| Sublap | SCHD | Average Weekday | September | CAISO 1-in-10 | 1 | 1.1544 | 1.1091 | 1.1544 | 1.1091 | 0 | 72.7395
| Sublap | SCHD | Average Weekday | September | CAISO 1-in-10 | 2 | 1.0168 | 0.9773 | 1.0168 | 0.9773 | 0 | 71.5162
| Sublap | SCHD | Average Weekday | September | CAISO 1-in-10 | 3 | 0.91727 | 0.87827 | 0.91727 | 0.87827 | 0 | 70.3195
| Sublap | SCHD | Average Weekday | September | CAISO 1-in-10 | 4 | 0.83842 | 0.81095 | 0.83842 | 0.81095 | 0 | 69.2704
| Sublap | SCHD | Average Weekday | September | CAISO 1-in-10 | 5 | 0.78158 | 0.75948 | 0.78158 | 0.75948 | 0 | 68.2241
| Sublap | SCHD | Average Weekday | September | CAISO 1-in-10 | 6 | 0.75099 | 0.74251 | 0.75099 | 0.74251 | 0 | 67.4285
| Sublap | SCHD | Average Weekday | September | CAISO 1-in-10 | 7 | 0.69728 | 0.71081 | 0.69728 | 0.71081 | 0 | 66.5415
| Sublap | SCHD | Average Weekday | September | CAISO 1-in-10 | 8 | 0.57901 | 0.59197 | 0.57901 | 0.59197 | 0 | 65.9439
| Sublap | SCHD | Average Weekday | September | CAISO 1-in-10 | 9 | 0.42356 | 0.42705 | 0.42356 | 0.42705 | 0 | 67.7169
| Sublap | SCHD | Average Weekday | September | CAISO 1-in-10 | 10 | 0.2879 | 0.2937 | 0.2879 | 0.2937 | 0 | 71.321
| Sublap | SCHD | Average Weekday | September | CAISO 1-in-10 | 11 | 0.22679 | 0.24187 | 0.22679 | 0.24187 | 0 | 75.0222
| Sublap | SCHD | Average Weekday | September | CAISO 1-in-10 | 12 | 0.26434 | 0.27868 | 0.26434 | 0.27868 | 0 | 78.5021
| Sublap | SCHD | Average Weekday | September | CAISO 1-in-10 | 13 | 0.3784 | 0.38869 | 0.3784 | 0.38869 | 0 | 81.599
| Sublap | SCHD | Average Weekday | September | CAISO 1-in-10 | 14 | 0.54875 | 0.55831 | 0.54875 | 0.55831 | 0 | 83.9022
| Sublap | SCHD | Average Weekday | September | CAISO 1-in-10 | 15 | 0.76435 | 0.75745 | 0.76435 | 0.75745 | 0 | 85.2947
| Sublap | SCHD | Average Weekday | September | CAISO 1-in-10 | 16 | 1.037 | 1.0262 | 1.037 | 1.0262 | 0 | 86.1552
| Sublap | SCHD | Average Weekday | September | CAISO 1-in-10 | 17 | 1.3243 | 1.3235 | 0.45677 | 0.47967 | 0.086245 | 86.2431
| Sublap | SCHD | Average Weekday | September | CAISO 1-in-10 | 18 | 1.6405 | 1.6153 | 0.98232 | 1.1441 | 0.22314 | 85.7035
| Sublap | SCHD | Average Weekday | September | CAISO 1-in-10 | 19 | 1.8376 | 1.7652 | 1.3941 | 1.4297 | 0.27648 | 84.3286
| Sublap | SCHD | Average Weekday | September | CAISO 1-in-10 | 20 | 1.8385 | 1.7554 | 1.4985 | 1.5119 | 0.072092 | 81.5995
| Sublap | SCHD | Average Weekday | September | CAISO 1-in-10 | 21 | 1.7957 | 1.7155 | 1.4531 | 1.4695 | 0.085644 | 78.4628
| Sublap | SCHD | Average Weekday | September | CAISO 1-in-10 | 22 | 1.7031 | 1.6278 | 2.1928 | 2.169 | 0.10752 | 76.4395
| Sublap | SCHD | Average Weekday | September | CAISO 1-in-10 | 23 | 1.515 | 1.4434 | 1.515 | 1.541 | 0 | 74.9658
| Sublap | SCHD | Average Weekday | September | CAISO 1-in-10 | 24 | 1.296 | 1.2333 | 1.296 | 1.2333 | 0 | 73.59
| Sublap | SCHD | Average Weekday | September | CAISO 1-in-2 | 1 | 1.0973 | 1.0519 | 1.0973 | 1.0519 | 0 | 71.5889
| Sublap | SCHD | Average Weekday | September | CAISO 1-in-2 | 2 | 0.95568 | 0.91623 | 0.95568 | 0.91623 | 0 | 70.1093
| Sublap | SCHD | Average Weekday | September | CAISO 1-in-2 | 3 | 0.8649 | 0.82589 | 0.8649 | 0.82589 | 0 | 68.9884
| Sublap | SCHD | Average Weekday | September | CAISO 1-in-2 | 4 | 0.78616 | 0.75869 | 0.78616 | 0.75869 | 0 | 67.8234
| Sublap | SCHD | Average Weekday | September | CAISO 1-in-2 | 5 | 0.73146 | 0.70935 | 0.73146 | 0.70935 | 0 | 66.6848
| Sublap | SCHD | Average Weekday | September | CAISO 1-in-2 | 6 | 0.69711 | 0.68863 | 0.69711 | 0.68863 | 0 | 65.5688
| Sublap | SCHD | Average Weekday | September | CAISO 1-in-2 | 7 | 0.64504 | 0.65858 | 0.64504 | 0.65858 | 0 | 64.6266
| Sublap | SCHD | Average Weekday | September | CAISO 1-in-2 | 8 | 0.5317 | 0.54465 | 0.5317 | 0.54465 | 0 | 64.0881
| Sublap | SCHD | Average Weekday | September | CAISO 1-in-2 | 9 | 0.37275 | 0.37624 | 0.37275 | 0.37624 | 0 | 65.7308
| Sublap | SCHD | Average Weekday | September | CAISO 1-in-2 | 10 | 0.24006 | 0.24586 | 0.24006 | 0.24586 | 0 | 70.0627
| Sublap | SCHD | Average Weekday | September | CAISO 1-in-2 | 11 | 0.17525 | 0.19033 | 0.17525 | 0.19033 | 0 | 74.4027
| Sublap | SCHD | Average Weekday | September | CAISO 1-in-2 | 12 | 0.20155 | 0.2159 | 0.20155 | 0.2159 | 0 | 78.2546
| Sublap | SCHD | Average Weekday | September | CAISO 1-in-2 | 13 | 0.30287 | 0.31317 | 0.30287 | 0.31317 | 0 | 81.356
| Sublap | SCHD | Average Weekday | September | CAISO 1-in-2 | 14 | 0.4647 | 0.47425 | 0.4647 | 0.47425 | 0 | 83.6425
| Sublap | SCHD | Average Weekday | September | CAISO 1-in-2 | 15 | 0.67895 | 0.67204 | 0.67895 | 0.67204 | 0 | 85.0676
| Sublap | SCHD | Average Weekday | September | CAISO 1-in-2 | 16 | 0.94996 | 0.9392 | 0.94996 | 0.9392 | 0 | 85.8097
| Sublap | SCHD | Average Weekday | September | CAISO 1-in-2 | 17 | 1.2382 | 1.2373 | 0.37747 | 0.40037 | 0.088456 | 85.8975
| Sublap | SCHD | Average Weekday | September | CAISO 1-in-2 | 18 | 1.5556 | 1.5304 | 0.90112 | 1.0629 | 0.22745 | 85.4112
| Sublap | SCHD | Average Weekday | September | CAISO 1-in-2 | 19 | 1.7595 | 1.687 | 1.3167 | 1.3523 | 0.27901 | 84.191
| Sublap | SCHD | Average Weekday | September | CAISO 1-in-2 | 20 | 1.7695 | 1.6863 | 1.4294 | 1.4428 | 0.07226 | 81.5604
| Sublap | SCHD | Average Weekday | September | CAISO 1-in-2 | 21 | 1.7336 | 1.6534 | 1.3909 | 1.4073 | 0.086066 | 78.3657
| Sublap | SCHD | Average Weekday | September | CAISO 1-in-2 | 22 | 1.6503 | 1.5749 | 2.1406 | 2.1168 | 0.10856 | 76.2861
| Sublap | SCHD | Average Weekday | September | CAISO 1-in-2 | 23 | 1.463 | 1.3914 | 1.463 | 1.4832 | 0 | 74.5353
| Sublap | SCHD | Average Weekday | September | CAISO 1-in-2 | 24 | 1.2464 | 1.1838 | 1.2464 | 1.1838 | 0 | 72.9702
| Sublap | SCHD | Average Weekday | September | SCE 1-in-10 | 1 | 1.1544 | 1.1091 | 1.1544 | 1.1091 | 0 | 72.7395
| Sublap | SCHD | Average Weekday | September | SCE 1-in-10 | 2 | 1.0168 | 0.9773 | 1.0168 | 0.9773 | 0 | 71.5162
| Sublap | SCHD | Average Weekday | September | SCE 1-in-10 | 3 | 0.91727 | 0.87827 | 0.91727 | 0.87827 | 0 | 70.3195
| Sublap | SCHD | Average Weekday | September | SCE 1-in-10 | 4 | 0.83842 | 0.81095 | 0.83842 | 0.81095 | 0 | 69.2704
| Sublap | SCHD | Average Weekday | September | SCE 1-in-10 | 5 | 0.78158 | 0.75948 | 0.78158 | 0.75948 | 0 | 68.2241
| Sublap | SCHD | Average Weekday | September | SCE 1-in-10 | 6 | 0.75099 | 0.74251 | 0.75099 | 0.74251 | 0 | 67.4285
| Sublap | SCHD | Average Weekday | September | SCE 1-in-10 | 7 | 0.69728 | 0.71081 | 0.69728 | 0.71081 | 0 | 66.5415
| Sublap | SCHD | Average Weekday | September | SCE 1-in-10 | 8 | 0.57901 | 0.59197 | 0.57901 | 0.59197 | 0 | 65.9439
| Sublap | SCHD | Average Weekday | September | SCE 1-in-10 | 9 | 0.42356 | 0.42705 | 0.42356 | 0.42705 | 0 | 67.7169
| Sublap | SCHD | Average Weekday | September | SCE 1-in-10 | 10 | 0.2879 | 0.2937 | 0.2879 | 0.2937 | 0 | 71.321
| Sublap | SCHD | Average Weekday | September | SCE 1-in-10 | 11 | 0.22679 | 0.24187 | 0.22679 | 0.24187 | 0 | 75.0222
| Sublap | SCHD | Average Weekday | September | SCE 1-in-10 | 12 | 0.26434 | 0.27868 | 0.26434 | 0.27868 | 0 | 78.5021
| Sublap | SCHD | Average Weekday | September | SCE 1-in-10 | 13 | 0.3784 | 0.38869 | 0.3784 | 0.38869 | 0 | 81.599
| Sublap | SCHD | Average Weekday | September | SCE 1-in-10 | 14 | 0.54875 | 0.55831 | 0.54875 | 0.55831 | 0 | 83.9022
| Sublap | SCHD | Average Weekday | September | SCE 1-in-10 | 15 | 0.76435 | 0.75745 | 0.76435 | 0.75745 | 0 | 85.2947
| Sublap | SCHD | Average Weekday | September | SCE 1-in-10 | 16 | 1.037 | 1.0262 | 1.037 | 1.0262 | 0 | 86.1552
| Sublap | SCHD | Average Weekday | September | SCE 1-in-10 | 17 | 1.3243 | 1.3235 | 0.45677 | 0.47967 | 0.086245 | 86.2431
| Sublap | SCHD | Average Weekday | September | SCE 1-in-10 | 18 | 1.6405 | 1.6153 | 0.98232 | 1.1441 | 0.22314 | 85.7035
| Sublap | SCHD | Average Weekday | September | SCE 1-in-10 | 19 | 1.8376 | 1.7652 | 1.3941 | 1.4297 | 0.27648 | 84.3286
| Sublap | SCHD | Average Weekday | September | SCE 1-in-10 | 20 | 1.8385 | 1.7554 | 1.4985 | 1.5119 | 0.072092 | 81.5995
| Sublap | SCHD | Average Weekday | September | SCE 1-in-10 | 21 | 1.7957 | 1.7155 | 1.4531 | 1.4695 | 0.085644 | 78.4628
| Sublap | SCHD | Average Weekday | September | SCE 1-in-10 | 22 | 1.7031 | 1.6278 | 2.1928 | 2.169 | 0.10752 | 76.4395
| Sublap | SCHD | Average Weekday | September | SCE 1-in-10 | 23 | 1.515 | 1.4434 | 1.515 | 1.541 | 0 | 74.9658
| Sublap | SCHD | Average Weekday | September | SCE 1-in-10 | 24 | 1.296 | 1.2333 | 1.296 | 1.2333 | 0 | 73.59
| Sublap | SCHD | Average Weekday | September | SCE 1-in-2 | 1 | 0.99352 | 0.94816 | 0.99352 | 0.94816 | 0 | 69.3393
| Sublap | SCHD | Average Weekday | September | SCE 1-in-2 | 2 | 0.86598 | 0.82653 | 0.86598 | 0.82653 | 0 | 67.8926
| Sublap | SCHD | Average Weekday | September | SCE 1-in-2 | 3 | 0.78211 | 0.74311 | 0.78211 | 0.74311 | 0 | 66.6877
| Sublap | SCHD | Average Weekday | September | SCE 1-in-2 | 4 | 0.71643 | 0.68896 | 0.71643 | 0.68896 | 0 | 65.6442
| Sublap | SCHD | Average Weekday | September | SCE 1-in-2 | 5 | 0.6662 | 0.6441 | 0.6662 | 0.6441 | 0 | 64.4438
| Sublap | SCHD | Average Weekday | September | SCE 1-in-2 | 6 | 0.66205 | 0.65357 | 0.66205 | 0.65357 | 0 | 63.3984
| Sublap | SCHD | Average Weekday | September | SCE 1-in-2 | 7 | 0.6295 | 0.64303 | 0.6295 | 0.64303 | 0 | 62.4971
| Sublap | SCHD | Average Weekday | September | SCE 1-in-2 | 8 | 0.50956 | 0.52251 | 0.50956 | 0.52251 | 0 | 61.9343
| Sublap | SCHD | Average Weekday | September | SCE 1-in-2 | 9 | 0.32331 | 0.32681 | 0.32331 | 0.32681 | 0 | 63.8724
| Sublap | SCHD | Average Weekday | September | SCE 1-in-2 | 10 | 0.16941 | 0.17521 | 0.16941 | 0.17521 | 0 | 68.1809
| Sublap | SCHD | Average Weekday | September | SCE 1-in-2 | 11 | 0.081645 | 0.096722 | 0.081645 | 0.096722 | 0 | 72.6733
| Sublap | SCHD | Average Weekday | September | SCE 1-in-2 | 12 | 0.083297 | 0.097644 | 0.083297 | 0.097644 | 0 | 76.6942
| Sublap | SCHD | Average Weekday | September | SCE 1-in-2 | 13 | 0.16075 | 0.17105 | 0.16075 | 0.17105 | 0 | 79.8181
| Sublap | SCHD | Average Weekday | September | SCE 1-in-2 | 14 | 0.30514 | 0.31469 | 0.30514 | 0.31469 | 0 | 82.0689
| Sublap | SCHD | Average Weekday | September | SCE 1-in-2 | 15 | 0.51034 | 0.50343 | 0.51034 | 0.50343 | 0 | 83.3955
| Sublap | SCHD | Average Weekday | September | SCE 1-in-2 | 16 | 0.77924 | 0.76848 | 0.77924 | 0.76848 | 0 | 84.291
| Sublap | SCHD | Average Weekday | September | SCE 1-in-2 | 17 | 1.0686 | 1.0677 | 0.23656 | 0.25946 | 0.09786 | 84.4512
| Sublap | SCHD | Average Weekday | September | SCE 1-in-2 | 18 | 1.3865 | 1.3613 | 0.75102 | 0.91284 | 0.24952 | 83.9224
| Sublap | SCHD | Average Weekday | September | SCE 1-in-2 | 19 | 1.5938 | 1.5213 | 1.1607 | 1.1963 | 0.31213 | 82.3959
| Sublap | SCHD | Average Weekday | September | SCE 1-in-2 | 20 | 1.6123 | 1.5291 | 1.2704 | 1.2838 | 0.081685 | 79.3747
| Sublap | SCHD | Average Weekday | September | SCE 1-in-2 | 21 | 1.5813 | 1.5011 | 1.2366 | 1.253 | 0.096979 | 75.8662
| Sublap | SCHD | Average Weekday | September | SCE 1-in-2 | 22 | 1.4997 | 1.4243 | 1.9999 | 1.9761 | 0.12599 | 73.7329
| Sublap | SCHD | Average Weekday | September | SCE 1-in-2 | 23 | 1.3243 | 1.2526 | 1.3243 | 1.3099 | 0 | 71.9734
| Sublap | SCHD | Average Weekday | September | SCE 1-in-2 | 24 | 1.126 | 1.0633 | 1.126 | 1.0633 | 0 | 70.4566
| Sublap | SCHD | Monthly System Peak Day | April | CAISO 1-in-10 | 1 | 0.73313 | 0.68777 | 0.73313 | 0.68777 | 0 | 62.0978
| Sublap | SCHD | Monthly System Peak Day | April | CAISO 1-in-10 | 2 | 0.67914 | 0.63968 | 0.67914 | 0.63968 | 0 | 60.2907
| Sublap | SCHD | Monthly System Peak Day | April | CAISO 1-in-10 | 3 | 0.65223 | 0.61322 | 0.65223 | 0.61322 | 0 | 59.0159
| Sublap | SCHD | Monthly System Peak Day | April | CAISO 1-in-10 | 4 | 0.63313 | 0.60566 | 0.63313 | 0.60566 | 0 | 57.743
| Sublap | SCHD | Monthly System Peak Day | April | CAISO 1-in-10 | 5 | 0.62631 | 0.6042 | 0.62631 | 0.6042 | 0 | 57.1698
| Sublap | SCHD | Monthly System Peak Day | April | CAISO 1-in-10 | 6 | 0.63086 | 0.62238 | 0.63086 | 0.62238 | 0 | 55.8768
| Sublap | SCHD | Monthly System Peak Day | April | CAISO 1-in-10 | 7 | 0.60697 | 0.62051 | 0.60697 | 0.62051 | 0 | 54.7641
| Sublap | SCHD | Monthly System Peak Day | April | CAISO 1-in-10 | 8 | 0.47672 | 0.48967 | 0.47672 | 0.48967 | 0 | 54.6561
| Sublap | SCHD | Monthly System Peak Day | April | CAISO 1-in-10 | 9 | 0.25223 | 0.25573 | 0.25223 | 0.25573 | 0 | 57.9394
| Sublap | SCHD | Monthly System Peak Day | April | CAISO 1-in-10 | 10 | 0.028619 | 0.034421 | 0.028619 | 0.034421 | 0 | 62.4357
| Sublap | SCHD | Monthly System Peak Day | April | CAISO 1-in-10 | 11 | -0.13257 | -0.11749 | -0.13257 | -0.11749 | 0 | 66.0517
| Sublap | SCHD | Monthly System Peak Day | April | CAISO 1-in-10 | 12 | -0.19023 | -0.17588 | -0.19023 | -0.17588 | 0 | 69.6185
| Sublap | SCHD | Monthly System Peak Day | April | CAISO 1-in-10 | 13 | -0.17638 | -0.16609 | -0.17638 | -0.16609 | 0 | 72.7703
| Sublap | SCHD | Monthly System Peak Day | April | CAISO 1-in-10 | 14 | -0.090669 | -0.081113 | -0.090669 | -0.081113 | 0 | 74.7575
| Sublap | SCHD | Monthly System Peak Day | April | CAISO 1-in-10 | 15 | 0.067925 | 0.061017 | 0.067925 | 0.061017 | 0 | 76.5602
| Sublap | SCHD | Monthly System Peak Day | April | CAISO 1-in-10 | 16 | 0.3055 | 0.29474 | 0.3055 | 0.29474 | 0 | 77.8682
| Sublap | SCHD | Monthly System Peak Day | April | CAISO 1-in-10 | 17 | 0.59433 | 0.59348 | -0.093091 | -0.093945 | 0.13449 | 79.0324
| Sublap | SCHD | Monthly System Peak Day | April | CAISO 1-in-10 | 18 | 0.93436 | 0.90916 | 0.35254 | 0.51436 | 0.31264 | 79.7225
| Sublap | SCHD | Monthly System Peak Day | April | CAISO 1-in-10 | 19 | 1.1859 | 1.1134 | 0.76818 | 0.80372 | 0.36455 | 79.571
| Sublap | SCHD | Monthly System Peak Day | April | CAISO 1-in-10 | 20 | 1.2849 | 1.2018 | 0.94257 | 0.95599 | 0.084375 | 78.7546
| Sublap | SCHD | Monthly System Peak Day | April | CAISO 1-in-10 | 21 | 1.3209 | 1.2407 | 0.9765 | 0.99285 | 0.095239 | 76.2636
| Sublap | SCHD | Monthly System Peak Day | April | CAISO 1-in-10 | 22 | 1.2718 | 1.1965 | 1.7746 | 1.7508 | 0.13042 | 73.0889
| Sublap | SCHD | Monthly System Peak Day | April | CAISO 1-in-10 | 23 | 1.1093 | 1.0376 | 1.1093 | 1.0725 | 0 | 70.3197
| Sublap | SCHD | Monthly System Peak Day | April | CAISO 1-in-10 | 24 | 0.93119 | 0.86849 | 0.93119 | 0.86849 | 0 | 68.2671
| Sublap | SCHD | Monthly System Peak Day | April | CAISO 1-in-2 | 1 | 0.76167 | 0.71631 | 0.76167 | 0.71631 | 0 | 64.3632
| Sublap | SCHD | Monthly System Peak Day | April | CAISO 1-in-2 | 2 | 0.69891 | 0.65946 | 0.69891 | 0.65946 | 0 | 62.0993
| Sublap | SCHD | Monthly System Peak Day | April | CAISO 1-in-2 | 3 | 0.6677 | 0.6287 | 0.6677 | 0.6287 | 0 | 60.08
| Sublap | SCHD | Monthly System Peak Day | April | CAISO 1-in-2 | 4 | 0.64418 | 0.61671 | 0.64418 | 0.61671 | 0 | 59.3795
| Sublap | SCHD | Monthly System Peak Day | April | CAISO 1-in-2 | 5 | 0.63825 | 0.61615 | 0.63825 | 0.61615 | 0 | 57.9151
| Sublap | SCHD | Monthly System Peak Day | April | CAISO 1-in-2 | 6 | 0.63942 | 0.63094 | 0.63942 | 0.63094 | 0 | 56.1901
| Sublap | SCHD | Monthly System Peak Day | April | CAISO 1-in-2 | 7 | 0.61074 | 0.62427 | 0.61074 | 0.62427 | 0 | 54.8348
| Sublap | SCHD | Monthly System Peak Day | April | CAISO 1-in-2 | 8 | 0.47532 | 0.48827 | 0.47532 | 0.48827 | 0 | 55.3698
| Sublap | SCHD | Monthly System Peak Day | April | CAISO 1-in-2 | 9 | 0.24565 | 0.24914 | 0.24565 | 0.24914 | 0 | 57.73
| Sublap | SCHD | Monthly System Peak Day | April | CAISO 1-in-2 | 10 | 0.01523 | 0.021032 | 0.01523 | 0.021032 | 0 | 62.2393
| Sublap | SCHD | Monthly System Peak Day | April | CAISO 1-in-2 | 11 | -0.1287 | -0.11362 | -0.1287 | -0.11362 | 0 | 68.3302
| Sublap | SCHD | Monthly System Peak Day | April | CAISO 1-in-2 | 12 | -0.17061 | -0.15627 | -0.17061 | -0.15627 | 0 | 73.222
| Sublap | SCHD | Monthly System Peak Day | April | CAISO 1-in-2 | 13 | -0.1393 | -0.129 | -0.1393 | -0.129 | 0 | 77.1908
| Sublap | SCHD | Monthly System Peak Day | April | CAISO 1-in-2 | 14 | -0.028161 | -0.018605 | -0.028161 | -0.018605 | 0 | 79.9835
| Sublap | SCHD | Monthly System Peak Day | April | CAISO 1-in-2 | 15 | 0.17481 | 0.1679 | 0.17481 | 0.1679 | 0 | 82.2991
| Sublap | SCHD | Monthly System Peak Day | April | CAISO 1-in-2 | 16 | 0.44941 | 0.43865 | 0.44941 | 0.43865 | 0 | 83.5637
| Sublap | SCHD | Monthly System Peak Day | April | CAISO 1-in-2 | 17 | 0.73441 | 0.73356 | -0.072502 | -0.049601 | 0.10626 | 83.1843
| Sublap | SCHD | Monthly System Peak Day | April | CAISO 1-in-2 | 18 | 1.0531 | 1.0279 | 0.43297 | 0.59478 | 0.26746 | 82.7219
| Sublap | SCHD | Monthly System Peak Day | April | CAISO 1-in-2 | 19 | 1.2812 | 1.2087 | 0.8532 | 0.88874 | 0.32929 | 81.4696
| Sublap | SCHD | Monthly System Peak Day | April | CAISO 1-in-2 | 20 | 1.3375 | 1.2543 | 0.99517 | 1.0086 | 0.084151 | 78.8064
| Sublap | SCHD | Monthly System Peak Day | April | CAISO 1-in-2 | 21 | 1.3364 | 1.2562 | 0.99104 | 1.0074 | 0.10051 | 75.0613
| Sublap | SCHD | Monthly System Peak Day | April | CAISO 1-in-2 | 22 | 1.2756 | 1.2003 | 1.7815 | 1.7576 | 0.13577 | 72.311
| Sublap | SCHD | Monthly System Peak Day | April | CAISO 1-in-2 | 23 | 1.1292 | 1.0575 | 1.1292 | 1.0944 | 0 | 70.4626
| Sublap | SCHD | Monthly System Peak Day | April | CAISO 1-in-2 | 24 | 0.92688 | 0.86419 | 0.92688 | 0.86419 | 0 | 67.6255
| Sublap | SCHD | Monthly System Peak Day | April | SCE 1-in-10 | 1 | 1.0077 | 0.9623 | 1.0077 | 0.9623 | 0 | 69.6606
| Sublap | SCHD | Monthly System Peak Day | April | SCE 1-in-10 | 2 | 0.82967 | 0.79022 | 0.82967 | 0.79022 | 0 | 67.0035
| Sublap | SCHD | Monthly System Peak Day | April | SCE 1-in-10 | 3 | 0.74748 | 0.70848 | 0.74748 | 0.70848 | 0 | 65.822
| Sublap | SCHD | Monthly System Peak Day | April | SCE 1-in-10 | 4 | 0.66943 | 0.64196 | 0.66943 | 0.64196 | 0 | 64.0528
| Sublap | SCHD | Monthly System Peak Day | April | SCE 1-in-10 | 5 | 0.65218 | 0.63007 | 0.65218 | 0.63007 | 0 | 62.9941
| Sublap | SCHD | Monthly System Peak Day | April | SCE 1-in-10 | 6 | 0.65103 | 0.64255 | 0.65103 | 0.64255 | 0 | 61.2741
| Sublap | SCHD | Monthly System Peak Day | April | SCE 1-in-10 | 7 | 0.62495 | 0.63849 | 0.62495 | 0.63849 | 0 | 60.2408
| Sublap | SCHD | Monthly System Peak Day | April | SCE 1-in-10 | 8 | 0.51111 | 0.52406 | 0.51111 | 0.52406 | 0 | 60.3038
| Sublap | SCHD | Monthly System Peak Day | April | SCE 1-in-10 | 9 | 0.32441 | 0.32791 | 0.32441 | 0.32791 | 0 | 62.9248
| Sublap | SCHD | Monthly System Peak Day | April | SCE 1-in-10 | 10 | 0.17424 | 0.18004 | 0.17424 | 0.18004 | 0 | 67.9176
| Sublap | SCHD | Monthly System Peak Day | April | SCE 1-in-10 | 11 | 0.10142 | 0.1165 | 0.10142 | 0.1165 | 0 | 73.1743
| Sublap | SCHD | Monthly System Peak Day | April | SCE 1-in-10 | 12 | 0.11163 | 0.12598 | 0.11163 | 0.12598 | 0 | 78.3759
| Sublap | SCHD | Monthly System Peak Day | April | SCE 1-in-10 | 13 | 0.1936 | 0.20389 | 0.1936 | 0.20389 | 0 | 81.9053
| Sublap | SCHD | Monthly System Peak Day | April | SCE 1-in-10 | 14 | 0.33998 | 0.34953 | 0.33998 | 0.34953 | 0 | 83.4792
| Sublap | SCHD | Monthly System Peak Day | April | SCE 1-in-10 | 15 | 0.5496 | 0.54269 | 0.5496 | 0.54269 | 0 | 84.5397
| Sublap | SCHD | Monthly System Peak Day | April | SCE 1-in-10 | 16 | 0.81852 | 0.80776 | 0.81852 | 0.80776 | 0 | 85.1436
| Sublap | SCHD | Monthly System Peak Day | April | SCE 1-in-10 | 17 | 1.1224 | 1.1215 | 0.25966 | 0.28256 | 0.087812 | 85.9979
| Sublap | SCHD | Monthly System Peak Day | April | SCE 1-in-10 | 18 | 1.4305 | 1.4053 | 0.78131 | 0.94313 | 0.23354 | 84.9988
| Sublap | SCHD | Monthly System Peak Day | April | SCE 1-in-10 | 19 | 1.6519 | 1.5794 | 1.2078 | 1.2434 | 0.27475 | 84.4223
| Sublap | SCHD | Monthly System Peak Day | April | SCE 1-in-10 | 20 | 1.6915 | 1.6084 | 1.3524 | 1.3658 | 0.067165 | 82.7529
| Sublap | SCHD | Monthly System Peak Day | April | SCE 1-in-10 | 21 | 1.6603 | 1.5801 | 1.3182 | 1.3345 | 0.083438 | 78.9705
| Sublap | SCHD | Monthly System Peak Day | April | SCE 1-in-10 | 22 | 1.5664 | 1.4911 | 2.0598 | 2.0359 | 0.1138 | 75.5153
| Sublap | SCHD | Monthly System Peak Day | April | SCE 1-in-10 | 23 | 1.3739 | 1.3023 | 1.3739 | 1.374 | 0 | 73.0489
| Sublap | SCHD | Monthly System Peak Day | April | SCE 1-in-10 | 24 | 1.1416 | 1.0789 | 1.1416 | 1.0789 | 0 | 70.4301
| Sublap | SCHD | Monthly System Peak Day | April | SCE 1-in-2 | 1 | 0.72464 | 0.67927 | 0.72464 | 0.67927 | 0 | 60.7124
| Sublap | SCHD | Monthly System Peak Day | April | SCE 1-in-2 | 2 | 0.67559 | 0.63613 | 0.67559 | 0.63613 | 0 | 59.0214
| Sublap | SCHD | Monthly System Peak Day | April | SCE 1-in-2 | 3 | 0.65284 | 0.61383 | 0.65284 | 0.61383 | 0 | 57.1664
| Sublap | SCHD | Monthly System Peak Day | April | SCE 1-in-2 | 4 | 0.63335 | 0.60588 | 0.63335 | 0.60588 | 0 | 56.5456
| Sublap | SCHD | Monthly System Peak Day | April | SCE 1-in-2 | 5 | 0.62628 | 0.60417 | 0.62628 | 0.60417 | 0 | 55.2652
| Sublap | SCHD | Monthly System Peak Day | April | SCE 1-in-2 | 6 | 0.63132 | 0.62283 | 0.63132 | 0.62283 | 0 | 53.5571
| Sublap | SCHD | Monthly System Peak Day | April | SCE 1-in-2 | 7 | 0.6082 | 0.62173 | 0.6082 | 0.62173 | 0 | 52.8204
| Sublap | SCHD | Monthly System Peak Day | April | SCE 1-in-2 | 8 | 0.47918 | 0.49214 | 0.47918 | 0.49214 | 0 | 53.0671
| Sublap | SCHD | Monthly System Peak Day | April | SCE 1-in-2 | 9 | 0.25543 | 0.25893 | 0.25543 | 0.25893 | 0 | 54.9951
| Sublap | SCHD | Monthly System Peak Day | April | SCE 1-in-2 | 10 | 0.028652 | 0.034454 | 0.028652 | 0.034454 | 0 | 59.2971
| Sublap | SCHD | Monthly System Peak Day | April | SCE 1-in-2 | 11 | -0.13552 | -0.12044 | -0.13552 | -0.12044 | 0 | 65.0546
| Sublap | SCHD | Monthly System Peak Day | April | SCE 1-in-2 | 12 | -0.18782 | -0.17347 | -0.18782 | -0.17347 | 0 | 70.2102
| Sublap | SCHD | Monthly System Peak Day | April | SCE 1-in-2 | 13 | -0.17298 | -0.16268 | -0.17298 | -0.16268 | 0 | 74.8646
| Sublap | SCHD | Monthly System Peak Day | April | SCE 1-in-2 | 14 | -0.082425 | -0.07287 | -0.082425 | -0.07287 | 0 | 78.0842
| Sublap | SCHD | Monthly System Peak Day | April | SCE 1-in-2 | 15 | 0.092738 | 0.08583 | 0.092738 | 0.08583 | 0 | 79.6949
| Sublap | SCHD | Monthly System Peak Day | April | SCE 1-in-2 | 16 | 0.34453 | 0.33377 | 0.34453 | 0.33377 | 0 | 80.9196
| Sublap | SCHD | Monthly System Peak Day | April | SCE 1-in-2 | 17 | 0.62641 | 0.62555 | -0.095715 | -0.09657 | 0.11964 | 81.2001
| Sublap | SCHD | Monthly System Peak Day | April | SCE 1-in-2 | 18 | 0.94416 | 0.91896 | 0.34927 | 0.51109 | 0.29717 | 80.7462
| Sublap | SCHD | Monthly System Peak Day | April | SCE 1-in-2 | 19 | 1.1815 | 1.109 | 0.76327 | 0.79881 | 0.36295 | 79.6572
| Sublap | SCHD | Monthly System Peak Day | April | SCE 1-in-2 | 20 | 1.2633 | 1.1802 | 0.91992 | 0.93334 | 0.089852 | 77.4964
| Sublap | SCHD | Monthly System Peak Day | April | SCE 1-in-2 | 21 | 1.2794 | 1.1992 | 0.9332 | 0.94956 | 0.1053 | 73.9699
| Sublap | SCHD | Monthly System Peak Day | April | SCE 1-in-2 | 22 | 1.223 | 1.1476 | 1.7333 | 1.7095 | 0.14378 | 71.1516
| Sublap | SCHD | Monthly System Peak Day | April | SCE 1-in-2 | 23 | 1.0981 | 1.0264 | 1.0981 | 1.0547 | 0 | 69.8265
| Sublap | SCHD | Monthly System Peak Day | April | SCE 1-in-2 | 24 | 0.92868 | 0.86598 | 0.92868 | 0.86598 | 0 | 68.0279
| Sublap | SCHD | Monthly System Peak Day | August | CAISO 1-in-10 | 1 | 1.7163 | 1.671 | 1.7163 | 1.671 | 0 | 83.3178
| Sublap | SCHD | Monthly System Peak Day | August | CAISO 1-in-10 | 2 | 1.4657 | 1.4262 | 1.4657 | 1.4262 | 0 | 81.1991
| Sublap | SCHD | Monthly System Peak Day | August | CAISO 1-in-10 | 3 | 1.2968 | 1.2578 | 1.2968 | 1.2578 | 0 | 79.7038
| Sublap | SCHD | Monthly System Peak Day | August | CAISO 1-in-10 | 4 | 1.175 | 1.1476 | 1.175 | 1.1476 | 0 | 78.5423
| Sublap | SCHD | Monthly System Peak Day | August | CAISO 1-in-10 | 5 | 1.1027 | 1.0806 | 1.1027 | 1.0806 | 0 | 77.9592
| Sublap | SCHD | Monthly System Peak Day | August | CAISO 1-in-10 | 6 | 1.0318 | 1.0233 | 1.0318 | 1.0233 | 0 | 76.6229
| Sublap | SCHD | Monthly System Peak Day | August | CAISO 1-in-10 | 7 | 0.96127 | 0.97481 | 0.96127 | 0.97481 | 0 | 75.4526
| Sublap | SCHD | Monthly System Peak Day | August | CAISO 1-in-10 | 8 | 0.88717 | 0.90012 | 0.88717 | 0.90012 | 0 | 74.7522
| Sublap | SCHD | Monthly System Peak Day | August | CAISO 1-in-10 | 9 | 0.80939 | 0.81288 | 0.80939 | 0.81288 | 0 | 78.384
| Sublap | SCHD | Monthly System Peak Day | August | CAISO 1-in-10 | 10 | 0.78349 | 0.78929 | 0.78349 | 0.78929 | 0 | 82.9974
| Sublap | SCHD | Monthly System Peak Day | August | CAISO 1-in-10 | 11 | 0.87277 | 0.88785 | 0.87277 | 0.88785 | 0 | 87.4031
| Sublap | SCHD | Monthly System Peak Day | August | CAISO 1-in-10 | 12 | 1.0713 | 1.0856 | 1.0713 | 1.0856 | 0 | 91.5251
| Sublap | SCHD | Monthly System Peak Day | August | CAISO 1-in-10 | 13 | 1.3425 | 1.3528 | 1.3425 | 1.3528 | 0 | 95.0844
| Sublap | SCHD | Monthly System Peak Day | August | CAISO 1-in-10 | 14 | 1.6326 | 1.6422 | 1.6326 | 1.6422 | 0 | 97.2943
| Sublap | SCHD | Monthly System Peak Day | August | CAISO 1-in-10 | 15 | 1.9294 | 1.9225 | 1.9294 | 1.9225 | 0 | 98.7711
| Sublap | SCHD | Monthly System Peak Day | August | CAISO 1-in-10 | 16 | 2.2472 | 2.2364 | 2.2472 | 2.2364 | 0 | 99.2809
| Sublap | SCHD | Monthly System Peak Day | August | CAISO 1-in-10 | 17 | 2.553 | 2.5521 | 1.4227 | 1.4456 | 0.045327 | 99.4901
| Sublap | SCHD | Monthly System Peak Day | August | CAISO 1-in-10 | 18 | 2.8527 | 2.8275 | 2.0268 | 2.1886 | 0.07253 | 98.8346
| Sublap | SCHD | Monthly System Peak Day | August | CAISO 1-in-10 | 19 | 2.9706 | 2.8981 | 2.4628 | 2.4984 | 0.077733 | 96.1761
| Sublap | SCHD | Monthly System Peak Day | August | CAISO 1-in-10 | 20 | 2.8854 | 2.8022 | 2.5553 | 2.5687 | 0.02516 | 94.0168
| Sublap | SCHD | Monthly System Peak Day | August | CAISO 1-in-10 | 21 | 2.7696 | 2.6894 | 2.4374 | 2.4538 | 0.032751 | 91.4211
| Sublap | SCHD | Monthly System Peak Day | August | CAISO 1-in-10 | 22 | 2.6339 | 2.5586 | 3.0734 | 3.0496 | 0.033706 | 89.3013
| Sublap | SCHD | Monthly System Peak Day | August | CAISO 1-in-10 | 23 | 2.3515 | 2.2799 | 2.4874 | 2.549 | 0.021463 | 87.6691
| Sublap | SCHD | Monthly System Peak Day | August | CAISO 1-in-10 | 24 | 2.0099 | 1.9472 | 2.0782 | 2.0831 | 0.022876 | 85.7241
| Sublap | SCHD | Monthly System Peak Day | August | CAISO 1-in-2 | 1 | 1.6187 | 1.5734 | 1.6187 | 1.5734 | 0 | 82.1617
| Sublap | SCHD | Monthly System Peak Day | August | CAISO 1-in-2 | 2 | 1.4246 | 1.3852 | 1.4246 | 1.3852 | 0 | 80.7664
| Sublap | SCHD | Monthly System Peak Day | August | CAISO 1-in-2 | 3 | 1.2762 | 1.2372 | 1.2762 | 1.2372 | 0 | 79.3483
| Sublap | SCHD | Monthly System Peak Day | August | CAISO 1-in-2 | 4 | 1.1559 | 1.1284 | 1.1559 | 1.1284 | 0 | 78.1918
| Sublap | SCHD | Monthly System Peak Day | August | CAISO 1-in-2 | 5 | 1.0641 | 1.042 | 1.0641 | 1.042 | 0 | 77.011
| Sublap | SCHD | Monthly System Peak Day | August | CAISO 1-in-2 | 6 | 0.98772 | 0.97923 | 0.98772 | 0.97923 | 0 | 75.5493
| Sublap | SCHD | Monthly System Peak Day | August | CAISO 1-in-2 | 7 | 0.92499 | 0.93852 | 0.92499 | 0.93852 | 0 | 74.6662
| Sublap | SCHD | Monthly System Peak Day | August | CAISO 1-in-2 | 8 | 0.83885 | 0.8518 | 0.83885 | 0.8518 | 0 | 74.3301
| Sublap | SCHD | Monthly System Peak Day | August | CAISO 1-in-2 | 9 | 0.69903 | 0.70253 | 0.69903 | 0.70253 | 0 | 76.6132
| Sublap | SCHD | Monthly System Peak Day | August | CAISO 1-in-2 | 10 | 0.63264 | 0.63844 | 0.63264 | 0.63844 | 0 | 80.9874
| Sublap | SCHD | Monthly System Peak Day | August | CAISO 1-in-2 | 11 | 0.66314 | 0.67822 | 0.66314 | 0.67822 | 0 | 85.3467
| Sublap | SCHD | Monthly System Peak Day | August | CAISO 1-in-2 | 12 | 0.79626 | 0.8106 | 0.79626 | 0.8106 | 0 | 88.5297
| Sublap | SCHD | Monthly System Peak Day | August | CAISO 1-in-2 | 13 | 1.0109 | 1.0212 | 1.0109 | 1.0212 | 0 | 90.916
| Sublap | SCHD | Monthly System Peak Day | August | CAISO 1-in-2 | 14 | 1.2601 | 1.2697 | 1.2601 | 1.2697 | 0 | 92.5138
| Sublap | SCHD | Monthly System Peak Day | August | CAISO 1-in-2 | 15 | 1.5166 | 1.5097 | 1.5166 | 1.5097 | 0 | 92.7577
| Sublap | SCHD | Monthly System Peak Day | August | CAISO 1-in-2 | 16 | 1.7881 | 1.7773 | 1.7881 | 1.7773 | 0 | 91.713
| Sublap | SCHD | Monthly System Peak Day | August | CAISO 1-in-2 | 17 | 2.0474 | 2.0465 | 1.1032 | 1.1261 | 0.063012 | 90.1072
| Sublap | SCHD | Monthly System Peak Day | August | CAISO 1-in-2 | 18 | 2.3882 | 2.3629 | 1.6613 | 1.8231 | 0.14648 | 91.0824
| Sublap | SCHD | Monthly System Peak Day | August | CAISO 1-in-2 | 19 | 2.553 | 2.4805 | 2.0788 | 2.1143 | 0.17415 | 89.9859
| Sublap | SCHD | Monthly System Peak Day | August | CAISO 1-in-2 | 20 | 2.4971 | 2.414 | 2.1621 | 2.1755 | 0.045871 | 87.8984
| Sublap | SCHD | Monthly System Peak Day | August | CAISO 1-in-2 | 21 | 2.4097 | 2.3295 | 2.0729 | 2.0893 | 0.054972 | 85.6555
| Sublap | SCHD | Monthly System Peak Day | August | CAISO 1-in-2 | 22 | 2.2786 | 2.2033 | 2.7402 | 2.7163 | 0.060571 | 83.6462
| Sublap | SCHD | Monthly System Peak Day | August | CAISO 1-in-2 | 23 | 2.0357 | 1.964 | 2.101 | 2.1626 | 0.036564 | 82.4439
| Sublap | SCHD | Monthly System Peak Day | August | CAISO 1-in-2 | 24 | 1.7559 | 1.6932 | 1.7632 | 1.7682 | 0.0036605 | 81.3938
| Sublap | SCHD | Monthly System Peak Day | August | SCE 1-in-10 | 1 | 1.7001 | 1.6547 | 1.7001 | 1.6547 | 0 | 82.8869
| Sublap | SCHD | Monthly System Peak Day | August | SCE 1-in-10 | 2 | 1.4928 | 1.4533 | 1.4928 | 1.4533 | 0 | 81.7434
| Sublap | SCHD | Monthly System Peak Day | August | SCE 1-in-10 | 3 | 1.3134 | 1.2744 | 1.3134 | 1.2744 | 0 | 79.9688
| Sublap | SCHD | Monthly System Peak Day | August | SCE 1-in-10 | 4 | 1.1899 | 1.1624 | 1.1899 | 1.1624 | 0 | 78.7926
| Sublap | SCHD | Monthly System Peak Day | August | SCE 1-in-10 | 5 | 1.0826 | 1.0605 | 1.0826 | 1.0605 | 0 | 77.2584
| Sublap | SCHD | Monthly System Peak Day | August | SCE 1-in-10 | 6 | 1.0105 | 1.002 | 1.0105 | 1.002 | 0 | 75.8527
| Sublap | SCHD | Monthly System Peak Day | August | SCE 1-in-10 | 7 | 0.94176 | 0.95529 | 0.94176 | 0.95529 | 0 | 74.6489
| Sublap | SCHD | Monthly System Peak Day | August | SCE 1-in-10 | 8 | 0.88772 | 0.90067 | 0.88772 | 0.90067 | 0 | 74.751
| Sublap | SCHD | Monthly System Peak Day | August | SCE 1-in-10 | 9 | 0.78818 | 0.79167 | 0.78818 | 0.79167 | 0 | 77.2093
| Sublap | SCHD | Monthly System Peak Day | August | SCE 1-in-10 | 10 | 0.75071 | 0.75652 | 0.75071 | 0.75652 | 0 | 80.9848
| Sublap | SCHD | Monthly System Peak Day | August | SCE 1-in-10 | 11 | 0.84761 | 0.86268 | 0.84761 | 0.86268 | 0 | 85.7921
| Sublap | SCHD | Monthly System Peak Day | August | SCE 1-in-10 | 12 | 1.0462 | 1.0605 | 1.0462 | 1.0605 | 0 | 89.7261
| Sublap | SCHD | Monthly System Peak Day | August | SCE 1-in-10 | 13 | 1.3128 | 1.3231 | 1.3128 | 1.3231 | 0 | 92.9928
| Sublap | SCHD | Monthly System Peak Day | August | SCE 1-in-10 | 14 | 1.6011 | 1.6106 | 1.6011 | 1.6106 | 0 | 96.0511
| Sublap | SCHD | Monthly System Peak Day | August | SCE 1-in-10 | 15 | 1.8938 | 1.8869 | 1.8938 | 1.8869 | 0 | 97.8915
| Sublap | SCHD | Monthly System Peak Day | August | SCE 1-in-10 | 16 | 2.2238 | 2.213 | 2.2238 | 2.213 | 0 | 99.4992
| Sublap | SCHD | Monthly System Peak Day | August | SCE 1-in-10 | 17 | 2.5267 | 2.5259 | 1.3959 | 1.4188 | 0.045423 | 99.5203
| Sublap | SCHD | Monthly System Peak Day | August | SCE 1-in-10 | 18 | 2.8191 | 2.7939 | 1.998 | 2.1598 | 0.073313 | 98.4587
| Sublap | SCHD | Monthly System Peak Day | August | SCE 1-in-10 | 19 | 2.9662 | 2.8937 | 2.4513 | 2.4869 | 0.066415 | 97.4831
| Sublap | SCHD | Monthly System Peak Day | August | SCE 1-in-10 | 20 | 2.8897 | 2.8065 | 2.5608 | 2.5743 | 0.02236 | 95.5715
| Sublap | SCHD | Monthly System Peak Day | August | SCE 1-in-10 | 21 | 2.7723 | 2.6921 | 2.441 | 2.4574 | 0.029133 | 92.5459
| Sublap | SCHD | Monthly System Peak Day | August | SCE 1-in-10 | 22 | 2.6208 | 2.5455 | 3.0601 | 3.0363 | 0.033635 | 89.3308
| Sublap | SCHD | Monthly System Peak Day | August | SCE 1-in-10 | 23 | 2.3337 | 2.2621 | 2.4653 | 2.5269 | 0.021866 | 87.3557
| Sublap | SCHD | Monthly System Peak Day | August | SCE 1-in-10 | 24 | 1.9893 | 1.9266 | 2.0499 | 2.0548 | 0.023688 | 85.1748
| Sublap | SCHD | Monthly System Peak Day | August | SCE 1-in-2 | 1 | 1.643 | 1.5976 | 1.643 | 1.5976 | 0 | 82.5609
| Sublap | SCHD | Monthly System Peak Day | August | SCE 1-in-2 | 2 | 1.4341 | 1.3946 | 1.4341 | 1.3946 | 0 | 80.9118
| Sublap | SCHD | Monthly System Peak Day | August | SCE 1-in-2 | 3 | 1.2826 | 1.2436 | 1.2826 | 1.2436 | 0 | 79.498
| Sublap | SCHD | Monthly System Peak Day | August | SCE 1-in-2 | 4 | 1.184 | 1.1565 | 1.184 | 1.1565 | 0 | 78.9747
| Sublap | SCHD | Monthly System Peak Day | August | SCE 1-in-2 | 5 | 1.0837 | 1.0616 | 1.0837 | 1.0616 | 0 | 77.6162
| Sublap | SCHD | Monthly System Peak Day | August | SCE 1-in-2 | 6 | 1.0088 | 1.0004 | 1.0088 | 1.0004 | 0 | 76.264
| Sublap | SCHD | Monthly System Peak Day | August | SCE 1-in-2 | 7 | 0.95005 | 0.96359 | 0.95005 | 0.96359 | 0 | 75.5408
| Sublap | SCHD | Monthly System Peak Day | August | SCE 1-in-2 | 8 | 0.86585 | 0.87881 | 0.86585 | 0.87881 | 0 | 75.2177
| Sublap | SCHD | Monthly System Peak Day | August | SCE 1-in-2 | 9 | 0.72264 | 0.72614 | 0.72264 | 0.72614 | 0 | 77.3544
| Sublap | SCHD | Monthly System Peak Day | August | SCE 1-in-2 | 10 | 0.65645 | 0.66226 | 0.65645 | 0.66226 | 0 | 81.3962
| Sublap | SCHD | Monthly System Peak Day | August | SCE 1-in-2 | 11 | 0.70083 | 0.7159 | 0.70083 | 0.7159 | 0 | 86.4326
| Sublap | SCHD | Monthly System Peak Day | August | SCE 1-in-2 | 12 | 0.8378 | 0.85215 | 0.8378 | 0.85215 | 0 | 89.3191
| Sublap | SCHD | Monthly System Peak Day | August | SCE 1-in-2 | 13 | 1.0581 | 1.0684 | 1.0581 | 1.0684 | 0 | 91.3362
| Sublap | SCHD | Monthly System Peak Day | August | SCE 1-in-2 | 14 | 1.313 | 1.3226 | 1.313 | 1.3226 | 0 | 93.1125
| Sublap | SCHD | Monthly System Peak Day | August | SCE 1-in-2 | 15 | 1.5709 | 1.564 | 1.5709 | 1.564 | 0 | 93.1803
| Sublap | SCHD | Monthly System Peak Day | August | SCE 1-in-2 | 16 | 1.847 | 1.8362 | 1.847 | 1.8362 | 0 | 92.3813
| Sublap | SCHD | Monthly System Peak Day | August | SCE 1-in-2 | 17 | 2.1065 | 2.1057 | 1.1493 | 1.1722 | 0.059464 | 90.7648
| Sublap | SCHD | Monthly System Peak Day | August | SCE 1-in-2 | 18 | 2.4464 | 2.4212 | 1.7111 | 1.8729 | 0.13761 | 91.745
| Sublap | SCHD | Monthly System Peak Day | August | SCE 1-in-2 | 19 | 2.6095 | 2.537 | 2.1314 | 2.1669 | 0.16152 | 90.7077
| Sublap | SCHD | Monthly System Peak Day | August | SCE 1-in-2 | 20 | 2.5488 | 2.4657 | 2.2144 | 2.2278 | 0.043248 | 88.5653
| Sublap | SCHD | Monthly System Peak Day | August | SCE 1-in-2 | 21 | 2.4546 | 2.3744 | 2.1182 | 2.1346 | 0.052956 | 86.1449
| Sublap | SCHD | Monthly System Peak Day | August | SCE 1-in-2 | 22 | 2.3158 | 2.2405 | 2.7762 | 2.7524 | 0.058778 | 83.9446
| Sublap | SCHD | Monthly System Peak Day | August | SCE 1-in-2 | 23 | 2.0478 | 1.9762 | 2.1068 | 2.1684 | 0.03842 | 81.9762
| Sublap | SCHD | Monthly System Peak Day | August | SCE 1-in-2 | 24 | 1.7536 | 1.6909 | 1.7536 | 1.7535 | 0 | 80.5172
| Sublap | SCHD | Monthly System Peak Day | December | CAISO 1-in-10 | 1 | 0.93173 | 0.88636 | 0.93173 | 0.88636 | 0 | 32.2607
| Sublap | SCHD | Monthly System Peak Day | December | CAISO 1-in-10 | 2 | 0.89027 | 0.85082 | 0.89027 | 0.85082 | 0 | 31.8755
| Sublap | SCHD | Monthly System Peak Day | December | CAISO 1-in-10 | 3 | 0.87542 | 0.83641 | 0.87542 | 0.83641 | 0 | 31.8093
| Sublap | SCHD | Monthly System Peak Day | December | CAISO 1-in-10 | 4 | 0.87479 | 0.84732 | 0.87479 | 0.84732 | 0 | 30.8228
| Sublap | SCHD | Monthly System Peak Day | December | CAISO 1-in-10 | 5 | 0.88873 | 0.86663 | 0.88873 | 0.86663 | 0 | 29.0654
| Sublap | SCHD | Monthly System Peak Day | December | CAISO 1-in-10 | 6 | 0.93085 | 0.92237 | 0.93085 | 0.92237 | 0 | 28.4812
| Sublap | SCHD | Monthly System Peak Day | December | CAISO 1-in-10 | 7 | 0.98524 | 0.99878 | 0.98524 | 0.99878 | 0 | 27.9147
| Sublap | SCHD | Monthly System Peak Day | December | CAISO 1-in-10 | 8 | 0.88414 | 0.8971 | 0.88414 | 0.8971 | 0 | 27.9287
| Sublap | SCHD | Monthly System Peak Day | December | CAISO 1-in-10 | 9 | 0.65139 | 0.65489 | 0.65139 | 0.65489 | 0 | 29.1583
| Sublap | SCHD | Monthly System Peak Day | December | CAISO 1-in-10 | 10 | 0.43964 | 0.44544 | 0.43964 | 0.44544 | 0 | 31.9677
| Sublap | SCHD | Monthly System Peak Day | December | CAISO 1-in-10 | 11 | 0.29041 | 0.30549 | 0.29041 | 0.30549 | 0 | 34.7187
| Sublap | SCHD | Monthly System Peak Day | December | CAISO 1-in-10 | 12 | 0.21726 | 0.23161 | 0.21726 | 0.23161 | 0 | 37.3798
| Sublap | SCHD | Monthly System Peak Day | December | CAISO 1-in-10 | 13 | 0.19442 | 0.20471 | 0.19442 | 0.20471 | 0 | 39.1669
| Sublap | SCHD | Monthly System Peak Day | December | CAISO 1-in-10 | 14 | 0.2495 | 0.25906 | 0.2495 | 0.25906 | 0 | 40.3425
| Sublap | SCHD | Monthly System Peak Day | December | CAISO 1-in-10 | 15 | 0.39832 | 0.39142 | 0.39832 | 0.39142 | 0 | 41.487
| Sublap | SCHD | Monthly System Peak Day | December | CAISO 1-in-10 | 16 | 0.62449 | 0.61374 | 0.62449 | 0.61374 | 0 | 41.8012
| Sublap | SCHD | Monthly System Peak Day | December | CAISO 1-in-10 | 17 | 0.89946 | 0.89861 | 0.89946 | 0.89861 | 0 | 41.4958
| Sublap | SCHD | Monthly System Peak Day | December | CAISO 1-in-10 | 18 | 1.1922 | 1.167 | 1.1922 | 1.167 | 0 | 39.5982
| Sublap | SCHD | Monthly System Peak Day | December | CAISO 1-in-10 | 19 | 1.322 | 1.2495 | 1.322 | 1.2495 | 0 | 37.4814
| Sublap | SCHD | Monthly System Peak Day | December | CAISO 1-in-10 | 20 | 1.3495 | 1.2664 | 1.3495 | 1.2664 | 0 | 35.9383
| Sublap | SCHD | Monthly System Peak Day | December | CAISO 1-in-10 | 21 | 1.3282 | 1.248 | 1.3282 | 1.248 | 0 | 34.4953
| Sublap | SCHD | Monthly System Peak Day | December | CAISO 1-in-10 | 22 | 1.2423 | 1.167 | 1.2423 | 1.167 | 0 | 32.5137
| Sublap | SCHD | Monthly System Peak Day | December | CAISO 1-in-10 | 23 | 1.1254 | 1.0537 | 1.1254 | 1.0537 | 0 | 31.6409
| Sublap | SCHD | Monthly System Peak Day | December | CAISO 1-in-10 | 24 | 1.0191 | 0.95641 | 1.0191 | 0.95641 | 0 | 31.1529
| Sublap | SCHD | Monthly System Peak Day | December | CAISO 1-in-2 | 1 | 0.81415 | 0.76878 | 0.81415 | 0.76878 | 0 | 42.6804
| Sublap | SCHD | Monthly System Peak Day | December | CAISO 1-in-2 | 2 | 0.77326 | 0.7338 | 0.77326 | 0.7338 | 0 | 41.383
| Sublap | SCHD | Monthly System Peak Day | December | CAISO 1-in-2 | 3 | 0.75829 | 0.71929 | 0.75829 | 0.71929 | 0 | 40.8711
| Sublap | SCHD | Monthly System Peak Day | December | CAISO 1-in-2 | 4 | 0.75303 | 0.72556 | 0.75303 | 0.72556 | 0 | 40.4914
| Sublap | SCHD | Monthly System Peak Day | December | CAISO 1-in-2 | 5 | 0.76081 | 0.7387 | 0.76081 | 0.7387 | 0 | 40.1202
| Sublap | SCHD | Monthly System Peak Day | December | CAISO 1-in-2 | 6 | 0.79685 | 0.78837 | 0.79685 | 0.78837 | 0 | 39.6336
| Sublap | SCHD | Monthly System Peak Day | December | CAISO 1-in-2 | 7 | 0.83351 | 0.84705 | 0.83351 | 0.84705 | 0 | 39.7849
| Sublap | SCHD | Monthly System Peak Day | December | CAISO 1-in-2 | 8 | 0.72343 | 0.73639 | 0.72343 | 0.73639 | 0 | 39.4337
| Sublap | SCHD | Monthly System Peak Day | December | CAISO 1-in-2 | 9 | 0.5003 | 0.5038 | 0.5003 | 0.5038 | 0 | 40.5842
| Sublap | SCHD | Monthly System Peak Day | December | CAISO 1-in-2 | 10 | 0.2886 | 0.2944 | 0.2886 | 0.2944 | 0 | 44.4669
| Sublap | SCHD | Monthly System Peak Day | December | CAISO 1-in-2 | 11 | 0.13578 | 0.15085 | 0.13578 | 0.15085 | 0 | 47.1532
| Sublap | SCHD | Monthly System Peak Day | December | CAISO 1-in-2 | 12 | 0.056463 | 0.070809 | 0.056463 | 0.070809 | 0 | 49.9376
| Sublap | SCHD | Monthly System Peak Day | December | CAISO 1-in-2 | 13 | 0.03317 | 0.043464 | 0.03317 | 0.043464 | 0 | 52.0449
| Sublap | SCHD | Monthly System Peak Day | December | CAISO 1-in-2 | 14 | 0.077986 | 0.087541 | 0.077986 | 0.087541 | 0 | 53.1879
| Sublap | SCHD | Monthly System Peak Day | December | CAISO 1-in-2 | 15 | 0.20278 | 0.19587 | 0.20278 | 0.19587 | 0 | 53.6773
| Sublap | SCHD | Monthly System Peak Day | December | CAISO 1-in-2 | 16 | 0.39745 | 0.38669 | 0.39745 | 0.38669 | 0 | 53.9093
| Sublap | SCHD | Monthly System Peak Day | December | CAISO 1-in-2 | 17 | 0.64481 | 0.64395 | 0.64481 | 0.64395 | 0 | 53.1851
| Sublap | SCHD | Monthly System Peak Day | December | CAISO 1-in-2 | 18 | 0.93978 | 0.91457 | 0.93978 | 0.91457 | 0 | 50.3187
| Sublap | SCHD | Monthly System Peak Day | December | CAISO 1-in-2 | 19 | 1.1178 | 1.0453 | 1.1178 | 1.0453 | 0 | 46.7582
| Sublap | SCHD | Monthly System Peak Day | December | CAISO 1-in-2 | 20 | 1.1814 | 1.0982 | 1.1814 | 1.0982 | 0 | 44.4362
| Sublap | SCHD | Monthly System Peak Day | December | CAISO 1-in-2 | 21 | 1.1791 | 1.0989 | 1.1791 | 1.0989 | 0 | 42.9001
| Sublap | SCHD | Monthly System Peak Day | December | CAISO 1-in-2 | 22 | 1.104 | 1.0286 | 1.104 | 1.0286 | 0 | 41.2384
| Sublap | SCHD | Monthly System Peak Day | December | CAISO 1-in-2 | 23 | 0.99403 | 0.92237 | 0.99403 | 0.92237 | 0 | 39.8068
| Sublap | SCHD | Monthly System Peak Day | December | CAISO 1-in-2 | 24 | 0.89102 | 0.82832 | 0.89102 | 0.82832 | 0 | 38.5098
| Sublap | SCHD | Monthly System Peak Day | December | SCE 1-in-10 | 1 | 0.93173 | 0.88636 | 0.93173 | 0.88636 | 0 | 32.2607
| Sublap | SCHD | Monthly System Peak Day | December | SCE 1-in-10 | 2 | 0.89027 | 0.85082 | 0.89027 | 0.85082 | 0 | 31.8755
| Sublap | SCHD | Monthly System Peak Day | December | SCE 1-in-10 | 3 | 0.87542 | 0.83641 | 0.87542 | 0.83641 | 0 | 31.8093
| Sublap | SCHD | Monthly System Peak Day | December | SCE 1-in-10 | 4 | 0.87479 | 0.84732 | 0.87479 | 0.84732 | 0 | 30.8228
| Sublap | SCHD | Monthly System Peak Day | December | SCE 1-in-10 | 5 | 0.88873 | 0.86663 | 0.88873 | 0.86663 | 0 | 29.0654
| Sublap | SCHD | Monthly System Peak Day | December | SCE 1-in-10 | 6 | 0.93085 | 0.92237 | 0.93085 | 0.92237 | 0 | 28.4812
| Sublap | SCHD | Monthly System Peak Day | December | SCE 1-in-10 | 7 | 0.98524 | 0.99878 | 0.98524 | 0.99878 | 0 | 27.9147
| Sublap | SCHD | Monthly System Peak Day | December | SCE 1-in-10 | 8 | 0.88414 | 0.8971 | 0.88414 | 0.8971 | 0 | 27.9287
| Sublap | SCHD | Monthly System Peak Day | December | SCE 1-in-10 | 9 | 0.65139 | 0.65489 | 0.65139 | 0.65489 | 0 | 29.1583
| Sublap | SCHD | Monthly System Peak Day | December | SCE 1-in-10 | 10 | 0.43964 | 0.44544 | 0.43964 | 0.44544 | 0 | 31.9677
| Sublap | SCHD | Monthly System Peak Day | December | SCE 1-in-10 | 11 | 0.29041 | 0.30549 | 0.29041 | 0.30549 | 0 | 34.7187
| Sublap | SCHD | Monthly System Peak Day | December | SCE 1-in-10 | 12 | 0.21726 | 0.23161 | 0.21726 | 0.23161 | 0 | 37.3798
| Sublap | SCHD | Monthly System Peak Day | December | SCE 1-in-10 | 13 | 0.19442 | 0.20471 | 0.19442 | 0.20471 | 0 | 39.1669
| Sublap | SCHD | Monthly System Peak Day | December | SCE 1-in-10 | 14 | 0.2495 | 0.25906 | 0.2495 | 0.25906 | 0 | 40.3425
| Sublap | SCHD | Monthly System Peak Day | December | SCE 1-in-10 | 15 | 0.39832 | 0.39142 | 0.39832 | 0.39142 | 0 | 41.487
| Sublap | SCHD | Monthly System Peak Day | December | SCE 1-in-10 | 16 | 0.62449 | 0.61374 | 0.62449 | 0.61374 | 0 | 41.8012
| Sublap | SCHD | Monthly System Peak Day | December | SCE 1-in-10 | 17 | 0.89946 | 0.89861 | 0.89946 | 0.89861 | 0 | 41.4958
| Sublap | SCHD | Monthly System Peak Day | December | SCE 1-in-10 | 18 | 1.1922 | 1.167 | 1.1922 | 1.167 | 0 | 39.5982
| Sublap | SCHD | Monthly System Peak Day | December | SCE 1-in-10 | 19 | 1.322 | 1.2495 | 1.322 | 1.2495 | 0 | 37.4814
| Sublap | SCHD | Monthly System Peak Day | December | SCE 1-in-10 | 20 | 1.3495 | 1.2664 | 1.3495 | 1.2664 | 0 | 35.9383
| Sublap | SCHD | Monthly System Peak Day | December | SCE 1-in-10 | 21 | 1.3282 | 1.248 | 1.3282 | 1.248 | 0 | 34.4953
| Sublap | SCHD | Monthly System Peak Day | December | SCE 1-in-10 | 22 | 1.2423 | 1.167 | 1.2423 | 1.167 | 0 | 32.5137
| Sublap | SCHD | Monthly System Peak Day | December | SCE 1-in-10 | 23 | 1.1254 | 1.0537 | 1.1254 | 1.0537 | 0 | 31.6409
| Sublap | SCHD | Monthly System Peak Day | December | SCE 1-in-10 | 24 | 1.0191 | 0.95641 | 1.0191 | 0.95641 | 0 | 31.1529
| Sublap | SCHD | Monthly System Peak Day | December | SCE 1-in-2 | 1 | 0.93282 | 0.88746 | 0.93282 | 0.88746 | 0 | 30.6256
| Sublap | SCHD | Monthly System Peak Day | December | SCE 1-in-2 | 2 | 0.89136 | 0.85191 | 0.89136 | 0.85191 | 0 | 29.9788
| Sublap | SCHD | Monthly System Peak Day | December | SCE 1-in-2 | 3 | 0.87651 | 0.8375 | 0.87651 | 0.8375 | 0 | 29.2405
| Sublap | SCHD | Monthly System Peak Day | December | SCE 1-in-2 | 4 | 0.87593 | 0.84846 | 0.87593 | 0.84846 | 0 | 28.2444
| Sublap | SCHD | Monthly System Peak Day | December | SCE 1-in-2 | 5 | 0.88992 | 0.86782 | 0.88992 | 0.86782 | 0 | 27.0735
| Sublap | SCHD | Monthly System Peak Day | December | SCE 1-in-2 | 6 | 0.9321 | 0.92362 | 0.9321 | 0.92362 | 0 | 26.5127
| Sublap | SCHD | Monthly System Peak Day | December | SCE 1-in-2 | 7 | 0.98666 | 1.0002 | 0.98666 | 1.0002 | 0 | 26.4977
| Sublap | SCHD | Monthly System Peak Day | December | SCE 1-in-2 | 8 | 0.88564 | 0.89859 | 0.88564 | 0.89859 | 0 | 25.621
| Sublap | SCHD | Monthly System Peak Day | December | SCE 1-in-2 | 9 | 0.6528 | 0.65629 | 0.6528 | 0.65629 | 0 | 26.8001
| Sublap | SCHD | Monthly System Peak Day | December | SCE 1-in-2 | 10 | 0.44105 | 0.44685 | 0.44105 | 0.44685 | 0 | 31.0384
| Sublap | SCHD | Monthly System Peak Day | December | SCE 1-in-2 | 11 | 0.29186 | 0.30693 | 0.29186 | 0.30693 | 0 | 35.2907
| Sublap | SCHD | Monthly System Peak Day | December | SCE 1-in-2 | 12 | 0.21876 | 0.23311 | 0.21876 | 0.23311 | 0 | 38.5371
| Sublap | SCHD | Monthly System Peak Day | December | SCE 1-in-2 | 13 | 0.19592 | 0.20621 | 0.19592 | 0.20621 | 0 | 40.2337
| Sublap | SCHD | Monthly System Peak Day | December | SCE 1-in-2 | 14 | 0.2511 | 0.26066 | 0.2511 | 0.26066 | 0 | 41.6158
| Sublap | SCHD | Monthly System Peak Day | December | SCE 1-in-2 | 15 | 0.40015 | 0.39324 | 0.40015 | 0.39324 | 0 | 43.0477
| Sublap | SCHD | Monthly System Peak Day | December | SCE 1-in-2 | 16 | 0.62661 | 0.61585 | 0.62661 | 0.61585 | 0 | 43.8527
| Sublap | SCHD | Monthly System Peak Day | December | SCE 1-in-2 | 17 | 0.90184 | 0.90098 | 0.90184 | 0.90098 | 0 | 43.8523
| Sublap | SCHD | Monthly System Peak Day | December | SCE 1-in-2 | 18 | 1.1945 | 1.1693 | 1.1945 | 1.1693 | 0 | 42.0311
| Sublap | SCHD | Monthly System Peak Day | December | SCE 1-in-2 | 19 | 1.3239 | 1.2514 | 1.3239 | 1.2514 | 0 | 39.2371
| Sublap | SCHD | Monthly System Peak Day | December | SCE 1-in-2 | 20 | 1.3511 | 1.2679 | 1.3511 | 1.2679 | 0 | 36.7988
| Sublap | SCHD | Monthly System Peak Day | December | SCE 1-in-2 | 21 | 1.3296 | 1.2494 | 1.3296 | 1.2494 | 0 | 34.9439
| Sublap | SCHD | Monthly System Peak Day | December | SCE 1-in-2 | 22 | 1.2436 | 1.1683 | 1.2436 | 1.1683 | 0 | 33.6799
| Sublap | SCHD | Monthly System Peak Day | December | SCE 1-in-2 | 23 | 1.1266 | 1.055 | 1.1266 | 1.055 | 0 | 32.794
| Sublap | SCHD | Monthly System Peak Day | December | SCE 1-in-2 | 24 | 1.0203 | 0.9576 | 1.0203 | 0.9576 | 0 | 30.5629
| Sublap | SCHD | Monthly System Peak Day | February | CAISO 1-in-10 | 1 | 0.83592 | 0.79055 | 0.83592 | 0.79055 | 0 | 40.6571
| Sublap | SCHD | Monthly System Peak Day | February | CAISO 1-in-10 | 2 | 0.79492 | 0.75547 | 0.79492 | 0.75547 | 0 | 40.9376
| Sublap | SCHD | Monthly System Peak Day | February | CAISO 1-in-10 | 3 | 0.77998 | 0.74098 | 0.77998 | 0.74098 | 0 | 40.3979
| Sublap | SCHD | Monthly System Peak Day | February | CAISO 1-in-10 | 4 | 0.77558 | 0.74811 | 0.77558 | 0.74811 | 0 | 40.3027
| Sublap | SCHD | Monthly System Peak Day | February | CAISO 1-in-10 | 5 | 0.78449 | 0.76239 | 0.78449 | 0.76239 | 0 | 40.6198
| Sublap | SCHD | Monthly System Peak Day | February | CAISO 1-in-10 | 6 | 0.82166 | 0.81318 | 0.82166 | 0.81318 | 0 | 39.7054
| Sublap | SCHD | Monthly System Peak Day | February | CAISO 1-in-10 | 7 | 0.86161 | 0.87514 | 0.86161 | 0.87514 | 0 | 39.3596
| Sublap | SCHD | Monthly System Peak Day | February | CAISO 1-in-10 | 8 | 0.75319 | 0.76615 | 0.75319 | 0.76615 | 0 | 39.4958
| Sublap | SCHD | Monthly System Peak Day | February | CAISO 1-in-10 | 9 | 0.52828 | 0.53177 | 0.52828 | 0.53177 | 0 | 40.1423
| Sublap | SCHD | Monthly System Peak Day | February | CAISO 1-in-10 | 10 | 0.31657 | 0.32237 | 0.31657 | 0.32237 | 0 | 41.5272
| Sublap | SCHD | Monthly System Peak Day | February | CAISO 1-in-10 | 11 | 0.16441 | 0.17949 | 0.16441 | 0.17949 | 0 | 42.7674
| Sublap | SCHD | Monthly System Peak Day | February | CAISO 1-in-10 | 12 | 0.086238 | 0.10058 | 0.086238 | 0.10058 | 0 | 44.3067
| Sublap | SCHD | Monthly System Peak Day | February | CAISO 1-in-10 | 13 | 0.063028 | 0.073322 | 0.063028 | 0.073322 | 0 | 45.1686
| Sublap | SCHD | Monthly System Peak Day | February | CAISO 1-in-10 | 14 | 0.10975 | 0.1193 | 0.10975 | 0.1193 | 0 | 46.6842
| Sublap | SCHD | Monthly System Peak Day | February | CAISO 1-in-10 | 15 | 0.23899 | 0.23208 | 0.23899 | 0.23208 | 0 | 47.8464
| Sublap | SCHD | Monthly System Peak Day | February | CAISO 1-in-10 | 16 | 0.43949 | 0.42873 | 0.43949 | 0.42873 | 0 | 48.8033
| Sublap | SCHD | Monthly System Peak Day | February | CAISO 1-in-10 | 17 | 0.69196 | 0.69111 | 0.69196 | 0.69111 | 0 | 48.2055
| Sublap | SCHD | Monthly System Peak Day | February | CAISO 1-in-10 | 18 | 0.98651 | 0.96131 | 0.98651 | 0.96131 | 0 | 46.5411
| Sublap | SCHD | Monthly System Peak Day | February | CAISO 1-in-10 | 19 | 1.1556 | 1.0831 | 1.1556 | 1.0831 | 0 | 44.2349
| Sublap | SCHD | Monthly System Peak Day | February | CAISO 1-in-10 | 20 | 1.2125 | 1.1294 | 1.2125 | 1.1294 | 0 | 43.2407
| Sublap | SCHD | Monthly System Peak Day | February | CAISO 1-in-10 | 21 | 1.2067 | 1.1265 | 1.2067 | 1.1265 | 0 | 42.6869
| Sublap | SCHD | Monthly System Peak Day | February | CAISO 1-in-10 | 22 | 1.1296 | 1.0542 | 1.1296 | 1.0542 | 0 | 42.4203
| Sublap | SCHD | Monthly System Peak Day | February | CAISO 1-in-10 | 23 | 1.0184 | 0.9467 | 1.0184 | 0.9467 | 0 | 42.0376
| Sublap | SCHD | Monthly System Peak Day | February | CAISO 1-in-10 | 24 | 0.91474 | 0.85204 | 0.91474 | 0.85204 | 0 | 41.0176
| Sublap | SCHD | Monthly System Peak Day | February | CAISO 1-in-2 | 1 | 0.88166 | 0.8363 | 0.88166 | 0.8363 | 0 | 34.3726
| Sublap | SCHD | Monthly System Peak Day | February | CAISO 1-in-2 | 2 | 0.84045 | 0.80099 | 0.84045 | 0.80099 | 0 | 33.4103
| Sublap | SCHD | Monthly System Peak Day | February | CAISO 1-in-2 | 3 | 0.82555 | 0.78654 | 0.82555 | 0.78654 | 0 | 33.2302
| Sublap | SCHD | Monthly System Peak Day | February | CAISO 1-in-2 | 4 | 0.82295 | 0.79548 | 0.82295 | 0.79548 | 0 | 32.8004
| Sublap | SCHD | Monthly System Peak Day | February | CAISO 1-in-2 | 5 | 0.83426 | 0.81216 | 0.83426 | 0.81216 | 0 | 31.8522
| Sublap | SCHD | Monthly System Peak Day | February | CAISO 1-in-2 | 6 | 0.8738 | 0.86532 | 0.8738 | 0.86532 | 0 | 31.5836
| Sublap | SCHD | Monthly System Peak Day | February | CAISO 1-in-2 | 7 | 0.92064 | 0.93417 | 0.92064 | 0.93417 | 0 | 31.3018
| Sublap | SCHD | Monthly System Peak Day | February | CAISO 1-in-2 | 8 | 0.81572 | 0.82867 | 0.81572 | 0.82867 | 0 | 30.9443
| Sublap | SCHD | Monthly System Peak Day | February | CAISO 1-in-2 | 9 | 0.58706 | 0.59055 | 0.58706 | 0.59055 | 0 | 32.4963
| Sublap | SCHD | Monthly System Peak Day | February | CAISO 1-in-2 | 10 | 0.37533 | 0.38113 | 0.37533 | 0.38113 | 0 | 34.799
| Sublap | SCHD | Monthly System Peak Day | February | CAISO 1-in-2 | 11 | 0.22457 | 0.23965 | 0.22457 | 0.23965 | 0 | 37.9565
| Sublap | SCHD | Monthly System Peak Day | February | CAISO 1-in-2 | 12 | 0.1488 | 0.16314 | 0.1488 | 0.16314 | 0 | 40.6843
| Sublap | SCHD | Monthly System Peak Day | February | CAISO 1-in-2 | 13 | 0.12576 | 0.13605 | 0.12576 | 0.13605 | 0 | 42.9397
| Sublap | SCHD | Monthly System Peak Day | February | CAISO 1-in-2 | 14 | 0.17647 | 0.18603 | 0.17647 | 0.18603 | 0 | 45.0299
| Sublap | SCHD | Monthly System Peak Day | February | CAISO 1-in-2 | 15 | 0.31506 | 0.30816 | 0.31506 | 0.30816 | 0 | 46.6272
| Sublap | SCHD | Monthly System Peak Day | February | CAISO 1-in-2 | 16 | 0.52782 | 0.51706 | 0.52782 | 0.51706 | 0 | 47.9032
| Sublap | SCHD | Monthly System Peak Day | February | CAISO 1-in-2 | 17 | 0.79103 | 0.79018 | 0.79103 | 0.79018 | 0 | 48.213
| Sublap | SCHD | Monthly System Peak Day | February | CAISO 1-in-2 | 18 | 1.0847 | 1.0595 | 1.0847 | 1.0595 | 0 | 47.7064
| Sublap | SCHD | Monthly System Peak Day | February | CAISO 1-in-2 | 19 | 1.235 | 1.1625 | 1.235 | 1.1625 | 0 | 45.5353
| Sublap | SCHD | Monthly System Peak Day | February | CAISO 1-in-2 | 20 | 1.2779 | 1.1948 | 1.2779 | 1.1948 | 0 | 43.2129
| Sublap | SCHD | Monthly System Peak Day | February | CAISO 1-in-2 | 21 | 1.2647 | 1.1845 | 1.2647 | 1.1845 | 0 | 41.327
| Sublap | SCHD | Monthly System Peak Day | February | CAISO 1-in-2 | 22 | 1.1834 | 1.1081 | 1.1834 | 1.1081 | 0 | 39.5269
| Sublap | SCHD | Monthly System Peak Day | February | CAISO 1-in-2 | 23 | 1.0695 | 0.99781 | 1.0695 | 0.99781 | 0 | 38.5255
| Sublap | SCHD | Monthly System Peak Day | February | CAISO 1-in-2 | 24 | 0.96457 | 0.90187 | 0.96457 | 0.90187 | 0 | 37.5255
| Sublap | SCHD | Monthly System Peak Day | February | SCE 1-in-10 | 1 | 0.67821 | 0.63284 | 0.67821 | 0.63284 | 0 | 50.8412
| Sublap | SCHD | Monthly System Peak Day | February | SCE 1-in-10 | 2 | 0.6379 | 0.59844 | 0.6379 | 0.59844 | 0 | 50.6162
| Sublap | SCHD | Monthly System Peak Day | February | SCE 1-in-10 | 3 | 0.62274 | 0.58373 | 0.62274 | 0.58373 | 0 | 49.2874
| Sublap | SCHD | Monthly System Peak Day | February | SCE 1-in-10 | 4 | 0.61206 | 0.58459 | 0.61206 | 0.58459 | 0 | 47.271
| Sublap | SCHD | Monthly System Peak Day | February | SCE 1-in-10 | 5 | 0.61266 | 0.59056 | 0.61266 | 0.59056 | 0 | 46.1975
| Sublap | SCHD | Monthly System Peak Day | February | SCE 1-in-10 | 6 | 0.64161 | 0.63313 | 0.64161 | 0.63313 | 0 | 44.8942
| Sublap | SCHD | Monthly System Peak Day | February | SCE 1-in-10 | 7 | 0.65765 | 0.67119 | 0.65765 | 0.67119 | 0 | 43.5354
| Sublap | SCHD | Monthly System Peak Day | February | SCE 1-in-10 | 8 | 0.53723 | 0.55018 | 0.53723 | 0.55018 | 0 | 44.1906
| Sublap | SCHD | Monthly System Peak Day | February | SCE 1-in-10 | 9 | 0.32528 | 0.32877 | 0.32528 | 0.32877 | 0 | 46.8584
| Sublap | SCHD | Monthly System Peak Day | February | SCE 1-in-10 | 10 | 0.11369 | 0.11949 | 0.11369 | 0.11949 | 0 | 52.681
| Sublap | SCHD | Monthly System Peak Day | February | SCE 1-in-10 | 11 | -0.043303 | -0.028225 | -0.043303 | -0.028225 | 0 | 57.6725
| Sublap | SCHD | Monthly System Peak Day | February | SCE 1-in-10 | 12 | -0.12887 | -0.11453 | -0.12887 | -0.11453 | 0 | 63.374
| Sublap | SCHD | Monthly System Peak Day | February | SCE 1-in-10 | 13 | -0.14629 | -0.136 | -0.14629 | -0.136 | 0 | 66.3419
| Sublap | SCHD | Monthly System Peak Day | February | SCE 1-in-10 | 14 | -0.10354 | -0.093981 | -0.10354 | -0.093981 | 0 | 68.1959
| Sublap | SCHD | Monthly System Peak Day | February | SCE 1-in-10 | 15 | 0.029404 | 0.022496 | 0.029404 | 0.022496 | 0 | 69.706
| Sublap | SCHD | Monthly System Peak Day | February | SCE 1-in-10 | 16 | 0.23844 | 0.22768 | 0.23844 | 0.22768 | 0 | 71.4499
| Sublap | SCHD | Monthly System Peak Day | February | SCE 1-in-10 | 17 | 0.48251 | 0.48166 | 0.48251 | 0.48166 | 0 | 71.8355
| Sublap | SCHD | Monthly System Peak Day | February | SCE 1-in-10 | 18 | 0.76238 | 0.73718 | 0.76238 | 0.73718 | 0 | 71.1753
| Sublap | SCHD | Monthly System Peak Day | February | SCE 1-in-10 | 19 | 0.95998 | 0.8875 | 0.95998 | 0.8875 | 0 | 68.5545
| Sublap | SCHD | Monthly System Peak Day | February | SCE 1-in-10 | 20 | 1.0163 | 0.93318 | 1.0163 | 0.93318 | 0 | 64.7522
| Sublap | SCHD | Monthly System Peak Day | February | SCE 1-in-10 | 21 | 1.0067 | 0.92649 | 1.0067 | 0.92649 | 0 | 60.1815
| Sublap | SCHD | Monthly System Peak Day | February | SCE 1-in-10 | 22 | 0.94404 | 0.8687 | 0.94404 | 0.8687 | 0 | 56.2204
| Sublap | SCHD | Monthly System Peak Day | February | SCE 1-in-10 | 23 | 0.84226 | 0.77061 | 0.84226 | 0.77061 | 0 | 54.6711
| Sublap | SCHD | Monthly System Peak Day | February | SCE 1-in-10 | 24 | 0.743 | 0.6803 | 0.743 | 0.6803 | 0 | 52.9739
| Sublap | SCHD | Monthly System Peak Day | February | SCE 1-in-2 | 1 | 0.8751 | 0.82974 | 0.8751 | 0.82974 | 0 | 35.0688
| Sublap | SCHD | Monthly System Peak Day | February | SCE 1-in-2 | 2 | 0.83392 | 0.79447 | 0.83392 | 0.79447 | 0 | 34.4109
| Sublap | SCHD | Monthly System Peak Day | February | SCE 1-in-2 | 3 | 0.81901 | 0.78001 | 0.81901 | 0.78001 | 0 | 34.3983
| Sublap | SCHD | Monthly System Peak Day | February | SCE 1-in-2 | 4 | 0.81616 | 0.78869 | 0.81616 | 0.78869 | 0 | 34.1955
| Sublap | SCHD | Monthly System Peak Day | February | SCE 1-in-2 | 5 | 0.82713 | 0.80502 | 0.82713 | 0.80502 | 0 | 33.7986
| Sublap | SCHD | Monthly System Peak Day | February | SCE 1-in-2 | 6 | 0.86632 | 0.85784 | 0.86632 | 0.85784 | 0 | 33.6786
| Sublap | SCHD | Monthly System Peak Day | February | SCE 1-in-2 | 7 | 0.91218 | 0.92571 | 0.91218 | 0.92571 | 0 | 33.4333
| Sublap | SCHD | Monthly System Peak Day | February | SCE 1-in-2 | 8 | 0.80675 | 0.8197 | 0.80675 | 0.8197 | 0 | 33.5208
| Sublap | SCHD | Monthly System Peak Day | February | SCE 1-in-2 | 9 | 0.57863 | 0.58213 | 0.57863 | 0.58213 | 0 | 34.1869
| Sublap | SCHD | Monthly System Peak Day | February | SCE 1-in-2 | 10 | 0.3669 | 0.3727 | 0.3669 | 0.3727 | 0 | 35.9883
| Sublap | SCHD | Monthly System Peak Day | February | SCE 1-in-2 | 11 | 0.21595 | 0.23102 | 0.21595 | 0.23102 | 0 | 38.3962
| Sublap | SCHD | Monthly System Peak Day | February | SCE 1-in-2 | 12 | 0.13983 | 0.15417 | 0.13983 | 0.15417 | 0 | 40.5825
| Sublap | SCHD | Monthly System Peak Day | February | SCE 1-in-2 | 13 | 0.11677 | 0.12706 | 0.11677 | 0.12706 | 0 | 42.6931
| Sublap | SCHD | Monthly System Peak Day | February | SCE 1-in-2 | 14 | 0.16691 | 0.17646 | 0.16691 | 0.17646 | 0 | 44.4813
| Sublap | SCHD | Monthly System Peak Day | February | SCE 1-in-2 | 15 | 0.30416 | 0.29725 | 0.30416 | 0.29725 | 0 | 46.2132
| Sublap | SCHD | Monthly System Peak Day | February | SCE 1-in-2 | 16 | 0.51516 | 0.5044 | 0.51516 | 0.5044 | 0 | 47.3132
| Sublap | SCHD | Monthly System Peak Day | February | SCE 1-in-2 | 17 | 0.77683 | 0.77597 | 0.77683 | 0.77597 | 0 | 47.6349
| Sublap | SCHD | Monthly System Peak Day | February | SCE 1-in-2 | 18 | 1.0706 | 1.0454 | 1.0706 | 1.0454 | 0 | 46.8969
| Sublap | SCHD | Monthly System Peak Day | February | SCE 1-in-2 | 19 | 1.2236 | 1.1512 | 1.2236 | 1.1512 | 0 | 44.6834
| Sublap | SCHD | Monthly System Peak Day | February | SCE 1-in-2 | 20 | 1.2685 | 1.1854 | 1.2685 | 1.1854 | 0 | 42.8276
| Sublap | SCHD | Monthly System Peak Day | February | SCE 1-in-2 | 21 | 1.2564 | 1.1762 | 1.2564 | 1.1762 | 0 | 41.2798
| Sublap | SCHD | Monthly System Peak Day | February | SCE 1-in-2 | 22 | 1.1757 | 1.1004 | 1.1757 | 1.1004 | 0 | 40.071
| Sublap | SCHD | Monthly System Peak Day | February | SCE 1-in-2 | 23 | 1.0621 | 0.99048 | 1.0621 | 0.99048 | 0 | 39.3988
| Sublap | SCHD | Monthly System Peak Day | February | SCE 1-in-2 | 24 | 0.95742 | 0.89473 | 0.95742 | 0.89473 | 0 | 38.6334
| Sublap | SCHD | Monthly System Peak Day | January | CAISO 1-in-10 | 1 | 0.93852 | 0.89315 | 0.93852 | 0.89315 | 0 | 35.5257
| Sublap | SCHD | Monthly System Peak Day | January | CAISO 1-in-10 | 2 | 0.89703 | 0.85758 | 0.89703 | 0.85758 | 0 | 34.8897
| Sublap | SCHD | Monthly System Peak Day | January | CAISO 1-in-10 | 3 | 0.88218 | 0.84318 | 0.88218 | 0.84318 | 0 | 34.6596
| Sublap | SCHD | Monthly System Peak Day | January | CAISO 1-in-10 | 4 | 0.88183 | 0.85436 | 0.88183 | 0.85436 | 0 | 33.5668
| Sublap | SCHD | Monthly System Peak Day | January | CAISO 1-in-10 | 5 | 0.89612 | 0.87402 | 0.89612 | 0.87402 | 0 | 32.0264
| Sublap | SCHD | Monthly System Peak Day | January | CAISO 1-in-10 | 6 | 0.9386 | 0.93011 | 0.9386 | 0.93011 | 0 | 31.1836
| Sublap | SCHD | Monthly System Peak Day | January | CAISO 1-in-10 | 7 | 0.99401 | 1.0075 | 0.99401 | 1.0075 | 0 | 30.2647
| Sublap | SCHD | Monthly System Peak Day | January | CAISO 1-in-10 | 8 | 0.89343 | 0.90638 | 0.89343 | 0.90638 | 0 | 29.0558
| Sublap | SCHD | Monthly System Peak Day | January | CAISO 1-in-10 | 9 | 0.66012 | 0.66361 | 0.66012 | 0.66361 | 0 | 29.0817
| Sublap | SCHD | Monthly System Peak Day | January | CAISO 1-in-10 | 10 | 0.44836 | 0.45417 | 0.44836 | 0.45417 | 0 | 30.6762
| Sublap | SCHD | Monthly System Peak Day | January | CAISO 1-in-10 | 11 | 0.29935 | 0.31443 | 0.29935 | 0.31443 | 0 | 32.2439
| Sublap | SCHD | Monthly System Peak Day | January | CAISO 1-in-10 | 12 | 0.22655 | 0.2409 | 0.22655 | 0.2409 | 0 | 34.7895
| Sublap | SCHD | Monthly System Peak Day | January | CAISO 1-in-10 | 13 | 0.20373 | 0.21403 | 0.20373 | 0.21403 | 0 | 35.1989
| Sublap | SCHD | Monthly System Peak Day | January | CAISO 1-in-10 | 14 | 0.25941 | 0.26897 | 0.25941 | 0.26897 | 0 | 35.2377
| Sublap | SCHD | Monthly System Peak Day | January | CAISO 1-in-10 | 15 | 0.40962 | 0.40271 | 0.40962 | 0.40271 | 0 | 35.9844
| Sublap | SCHD | Monthly System Peak Day | January | CAISO 1-in-10 | 16 | 0.63761 | 0.62685 | 0.63761 | 0.62685 | 0 | 37.1248
| Sublap | SCHD | Monthly System Peak Day | January | CAISO 1-in-10 | 17 | 0.91417 | 0.91332 | 0.91417 | 0.91332 | 0 | 37.8639
| Sublap | SCHD | Monthly System Peak Day | January | CAISO 1-in-10 | 18 | 1.2067 | 1.1815 | 1.2067 | 1.1815 | 0 | 37.2811
| Sublap | SCHD | Monthly System Peak Day | January | CAISO 1-in-10 | 19 | 1.3338 | 1.2613 | 1.3338 | 1.2613 | 0 | 35.4834
| Sublap | SCHD | Monthly System Peak Day | January | CAISO 1-in-10 | 20 | 1.3592 | 1.2761 | 1.3592 | 1.2761 | 0 | 34.6222
| Sublap | SCHD | Monthly System Peak Day | January | CAISO 1-in-10 | 21 | 1.3368 | 1.2567 | 1.3368 | 1.2567 | 0 | 33.3774
| Sublap | SCHD | Monthly System Peak Day | January | CAISO 1-in-10 | 22 | 1.2503 | 1.175 | 1.2503 | 1.175 | 0 | 32.6198
| Sublap | SCHD | Monthly System Peak Day | January | CAISO 1-in-10 | 23 | 1.133 | 1.0613 | 1.133 | 1.0613 | 0 | 31.6195
| Sublap | SCHD | Monthly System Peak Day | January | CAISO 1-in-10 | 24 | 1.0265 | 0.96381 | 1.0265 | 0.96381 | 0 | 31.3294
| Sublap | SCHD | Monthly System Peak Day | January | CAISO 1-in-2 | 1 | 0.86537 | 0.82 | 0.86537 | 0.82 | 0 | 39.1984
| Sublap | SCHD | Monthly System Peak Day | January | CAISO 1-in-2 | 2 | 0.82423 | 0.78478 | 0.82423 | 0.78478 | 0 | 38.5808
| Sublap | SCHD | Monthly System Peak Day | January | CAISO 1-in-2 | 3 | 0.80932 | 0.77031 | 0.80932 | 0.77031 | 0 | 37.9229
| Sublap | SCHD | Monthly System Peak Day | January | CAISO 1-in-2 | 4 | 0.80608 | 0.77861 | 0.80608 | 0.77861 | 0 | 37.233
| Sublap | SCHD | Monthly System Peak Day | January | CAISO 1-in-2 | 5 | 0.81654 | 0.79443 | 0.81654 | 0.79443 | 0 | 36.2707
| Sublap | SCHD | Monthly System Peak Day | January | CAISO 1-in-2 | 6 | 0.85523 | 0.84675 | 0.85523 | 0.84675 | 0 | 35.9286
| Sublap | SCHD | Monthly System Peak Day | January | CAISO 1-in-2 | 7 | 0.89962 | 0.91315 | 0.89962 | 0.91315 | 0 | 35.2588
| Sublap | SCHD | Monthly System Peak Day | January | CAISO 1-in-2 | 8 | 0.79345 | 0.8064 | 0.79345 | 0.8064 | 0 | 34.896
| Sublap | SCHD | Monthly System Peak Day | January | CAISO 1-in-2 | 9 | 0.56612 | 0.56962 | 0.56612 | 0.56962 | 0 | 35.727
| Sublap | SCHD | Monthly System Peak Day | January | CAISO 1-in-2 | 10 | 0.3544 | 0.3602 | 0.3544 | 0.3602 | 0 | 37.4354
| Sublap | SCHD | Monthly System Peak Day | January | CAISO 1-in-2 | 11 | 0.20314 | 0.21822 | 0.20314 | 0.21822 | 0 | 40.1978
| Sublap | SCHD | Monthly System Peak Day | January | CAISO 1-in-2 | 12 | 0.12651 | 0.14086 | 0.12651 | 0.14086 | 0 | 42.5641
| Sublap | SCHD | Monthly System Peak Day | January | CAISO 1-in-2 | 13 | 0.10342 | 0.11371 | 0.10342 | 0.11371 | 0 | 43.7006
| Sublap | SCHD | Monthly System Peak Day | January | CAISO 1-in-2 | 14 | 0.15271 | 0.16226 | 0.15271 | 0.16226 | 0 | 44.9318
| Sublap | SCHD | Monthly System Peak Day | January | CAISO 1-in-2 | 15 | 0.28797 | 0.28106 | 0.28797 | 0.28106 | 0 | 45.4807
| Sublap | SCHD | Monthly System Peak Day | January | CAISO 1-in-2 | 16 | 0.49636 | 0.4856 | 0.49636 | 0.4856 | 0 | 45.6
| Sublap | SCHD | Monthly System Peak Day | January | CAISO 1-in-2 | 17 | 0.75575 | 0.75489 | 0.75575 | 0.75489 | 0 | 45.7746
| Sublap | SCHD | Monthly System Peak Day | January | CAISO 1-in-2 | 18 | 1.0497 | 1.0245 | 1.0497 | 1.0245 | 0 | 44.809
| Sublap | SCHD | Monthly System Peak Day | January | CAISO 1-in-2 | 19 | 1.2067 | 1.1342 | 1.2067 | 1.1342 | 0 | 43.4767
| Sublap | SCHD | Monthly System Peak Day | January | CAISO 1-in-2 | 20 | 1.2546 | 1.1715 | 1.2546 | 1.1715 | 0 | 42.1977
| Sublap | SCHD | Monthly System Peak Day | January | CAISO 1-in-2 | 21 | 1.2441 | 1.1639 | 1.2441 | 1.1639 | 0 | 41.0632
| Sublap | SCHD | Monthly System Peak Day | January | CAISO 1-in-2 | 22 | 1.1642 | 1.0889 | 1.1642 | 1.0889 | 0 | 39.7509
| Sublap | SCHD | Monthly System Peak Day | January | CAISO 1-in-2 | 23 | 1.0513 | 0.9796 | 1.0513 | 0.9796 | 0 | 38.8173
| Sublap | SCHD | Monthly System Peak Day | January | CAISO 1-in-2 | 24 | 0.94682 | 0.88412 | 0.94682 | 0.88412 | 0 | 38.1634
| Sublap | SCHD | Monthly System Peak Day | January | SCE 1-in-10 | 1 | 0.92606 | 0.88069 | 0.92606 | 0.88069 | 0 | 34.1036
| Sublap | SCHD | Monthly System Peak Day | January | SCE 1-in-10 | 2 | 0.88463 | 0.84518 | 0.88463 | 0.84518 | 0 | 33.5688
| Sublap | SCHD | Monthly System Peak Day | January | SCE 1-in-10 | 3 | 0.86977 | 0.83077 | 0.86977 | 0.83077 | 0 | 32.9848
| Sublap | SCHD | Monthly System Peak Day | January | SCE 1-in-10 | 4 | 0.86893 | 0.84146 | 0.86893 | 0.84146 | 0 | 32.2322
| Sublap | SCHD | Monthly System Peak Day | January | SCE 1-in-10 | 5 | 0.88256 | 0.86046 | 0.88256 | 0.86046 | 0 | 31.3551
| Sublap | SCHD | Monthly System Peak Day | January | SCE 1-in-10 | 6 | 0.92439 | 0.91591 | 0.92439 | 0.91591 | 0 | 31.3435
| Sublap | SCHD | Monthly System Peak Day | January | SCE 1-in-10 | 7 | 0.97793 | 0.99147 | 0.97793 | 0.99147 | 0 | 30.895
| Sublap | SCHD | Monthly System Peak Day | January | SCE 1-in-10 | 8 | 0.8764 | 0.88935 | 0.8764 | 0.88935 | 0 | 30.187
| Sublap | SCHD | Monthly System Peak Day | January | SCE 1-in-10 | 9 | 0.64411 | 0.6476 | 0.64411 | 0.6476 | 0 | 30.5848
| Sublap | SCHD | Monthly System Peak Day | January | SCE 1-in-10 | 10 | 0.43236 | 0.43816 | 0.43236 | 0.43816 | 0 | 32.8554
| Sublap | SCHD | Monthly System Peak Day | January | SCE 1-in-10 | 11 | 0.28296 | 0.29804 | 0.28296 | 0.29804 | 0 | 35.2864
| Sublap | SCHD | Monthly System Peak Day | January | SCE 1-in-10 | 12 | 0.20951 | 0.22386 | 0.20951 | 0.22386 | 0 | 36.8767
| Sublap | SCHD | Monthly System Peak Day | January | SCE 1-in-10 | 13 | 0.18665 | 0.19694 | 0.18665 | 0.19694 | 0 | 37.1723
| Sublap | SCHD | Monthly System Peak Day | January | SCE 1-in-10 | 14 | 0.24123 | 0.25079 | 0.24123 | 0.25079 | 0 | 37.7688
| Sublap | SCHD | Monthly System Peak Day | January | SCE 1-in-10 | 15 | 0.3889 | 0.38199 | 0.3889 | 0.38199 | 0 | 38.1436
| Sublap | SCHD | Monthly System Peak Day | January | SCE 1-in-10 | 16 | 0.61355 | 0.60279 | 0.61355 | 0.60279 | 0 | 38.3095
| Sublap | SCHD | Monthly System Peak Day | January | SCE 1-in-10 | 17 | 0.88719 | 0.88633 | 0.88719 | 0.88633 | 0 | 38.9139
| Sublap | SCHD | Monthly System Peak Day | January | SCE 1-in-10 | 18 | 1.18 | 1.1548 | 1.18 | 1.1548 | 0 | 38.097
| Sublap | SCHD | Monthly System Peak Day | January | SCE 1-in-10 | 19 | 1.3121 | 1.2396 | 1.3121 | 1.2396 | 0 | 37.3306
| Sublap | SCHD | Monthly System Peak Day | January | SCE 1-in-10 | 20 | 1.3414 | 1.2583 | 1.3414 | 1.2583 | 0 | 36.625
| Sublap | SCHD | Monthly System Peak Day | January | SCE 1-in-10 | 21 | 1.321 | 1.2409 | 1.321 | 1.2409 | 0 | 35.484
| Sublap | SCHD | Monthly System Peak Day | January | SCE 1-in-10 | 22 | 1.2357 | 1.1603 | 1.2357 | 1.1603 | 0 | 34.7144
| Sublap | SCHD | Monthly System Peak Day | January | SCE 1-in-10 | 23 | 1.1191 | 1.0474 | 1.1191 | 1.0474 | 0 | 34.0835
| Sublap | SCHD | Monthly System Peak Day | January | SCE 1-in-10 | 24 | 1.0129 | 0.95024 | 1.0129 | 0.95024 | 0 | 33.9211
| Sublap | SCHD | Monthly System Peak Day | January | SCE 1-in-2 | 1 | 0.88034 | 0.83498 | 0.88034 | 0.83498 | 0 | 35.044
| Sublap | SCHD | Monthly System Peak Day | January | SCE 1-in-2 | 2 | 0.83913 | 0.79968 | 0.83913 | 0.79968 | 0 | 34.182
| Sublap | SCHD | Monthly System Peak Day | January | SCE 1-in-2 | 3 | 0.82423 | 0.78523 | 0.82423 | 0.78523 | 0 | 33.5142
| Sublap | SCHD | Monthly System Peak Day | January | SCE 1-in-2 | 4 | 0.82158 | 0.79411 | 0.82158 | 0.79411 | 0 | 34.0441
| Sublap | SCHD | Monthly System Peak Day | January | SCE 1-in-2 | 5 | 0.83283 | 0.81072 | 0.83283 | 0.81072 | 0 | 32.8772
| Sublap | SCHD | Monthly System Peak Day | January | SCE 1-in-2 | 6 | 0.87229 | 0.86381 | 0.87229 | 0.86381 | 0 | 32.6073
| Sublap | SCHD | Monthly System Peak Day | January | SCE 1-in-2 | 7 | 0.91893 | 0.93247 | 0.91893 | 0.93247 | 0 | 32.7132
| Sublap | SCHD | Monthly System Peak Day | January | SCE 1-in-2 | 8 | 0.81391 | 0.82686 | 0.81391 | 0.82686 | 0 | 32.2684
| Sublap | SCHD | Monthly System Peak Day | January | SCE 1-in-2 | 9 | 0.58536 | 0.58886 | 0.58536 | 0.58886 | 0 | 32.9925
| Sublap | SCHD | Monthly System Peak Day | January | SCE 1-in-2 | 10 | 0.37363 | 0.37943 | 0.37363 | 0.37943 | 0 | 35.3447
| Sublap | SCHD | Monthly System Peak Day | January | SCE 1-in-2 | 11 | 0.22283 | 0.23791 | 0.22283 | 0.23791 | 0 | 38.3862
| Sublap | SCHD | Monthly System Peak Day | January | SCE 1-in-2 | 12 | 0.14699 | 0.16134 | 0.14699 | 0.16134 | 0 | 41.3122
| Sublap | SCHD | Monthly System Peak Day | January | SCE 1-in-2 | 13 | 0.12395 | 0.13424 | 0.12395 | 0.13424 | 0 | 44.0139
| Sublap | SCHD | Monthly System Peak Day | January | SCE 1-in-2 | 14 | 0.17455 | 0.1841 | 0.17455 | 0.1841 | 0 | 46.9546
| Sublap | SCHD | Monthly System Peak Day | January | SCE 1-in-2 | 15 | 0.31287 | 0.30596 | 0.31287 | 0.30596 | 0 | 46.2913
| Sublap | SCHD | Monthly System Peak Day | January | SCE 1-in-2 | 16 | 0.52527 | 0.51451 | 0.52527 | 0.51451 | 0 | 45.7759
| Sublap | SCHD | Monthly System Peak Day | January | SCE 1-in-2 | 17 | 0.78817 | 0.78732 | 0.78817 | 0.78732 | 0 | 45.9354
| Sublap | SCHD | Monthly System Peak Day | January | SCE 1-in-2 | 18 | 1.0819 | 1.0567 | 1.0819 | 1.0567 | 0 | 44.9058
| Sublap | SCHD | Monthly System Peak Day | January | SCE 1-in-2 | 19 | 1.2327 | 1.1602 | 1.2327 | 1.1602 | 0 | 43.0511
| Sublap | SCHD | Monthly System Peak Day | January | SCE 1-in-2 | 20 | 1.276 | 1.1929 | 1.276 | 1.1929 | 0 | 41.3154
| Sublap | SCHD | Monthly System Peak Day | January | SCE 1-in-2 | 21 | 1.2631 | 1.1829 | 1.2631 | 1.1829 | 0 | 40.5128
| Sublap | SCHD | Monthly System Peak Day | January | SCE 1-in-2 | 22 | 1.1819 | 1.1065 | 1.1819 | 1.1065 | 0 | 40.3255
| Sublap | SCHD | Monthly System Peak Day | January | SCE 1-in-2 | 23 | 1.068 | 0.99633 | 1.068 | 0.99633 | 0 | 39.3655
| Sublap | SCHD | Monthly System Peak Day | January | SCE 1-in-2 | 24 | 0.96313 | 0.90043 | 0.96313 | 0.90043 | 0 | 38.6479
| Sublap | SCHD | Monthly System Peak Day | July | CAISO 1-in-10 | 1 | 1.8016 | 1.7562 | 1.8016 | 1.7562 | 0 | 84.8055
| Sublap | SCHD | Monthly System Peak Day | July | CAISO 1-in-10 | 2 | 1.572 | 1.5325 | 1.572 | 1.5325 | 0 | 83.4679
| Sublap | SCHD | Monthly System Peak Day | July | CAISO 1-in-10 | 3 | 1.4227 | 1.3837 | 1.4227 | 1.3837 | 0 | 82.7104
| Sublap | SCHD | Monthly System Peak Day | July | CAISO 1-in-10 | 4 | 1.2941 | 1.2666 | 1.2941 | 1.2666 | 0 | 81.6502
| Sublap | SCHD | Monthly System Peak Day | July | CAISO 1-in-10 | 5 | 1.1826 | 1.1605 | 1.1826 | 1.1605 | 0 | 80.2425
| Sublap | SCHD | Monthly System Peak Day | July | CAISO 1-in-10 | 6 | 1.1128 | 1.1043 | 1.1128 | 1.1043 | 0 | 79.2632
| Sublap | SCHD | Monthly System Peak Day | July | CAISO 1-in-10 | 7 | 1.0281 | 1.0416 | 1.0281 | 1.0416 | 0 | 77.649
| Sublap | SCHD | Monthly System Peak Day | July | CAISO 1-in-10 | 8 | 0.97555 | 0.98851 | 0.97555 | 0.98851 | 0 | 77.5789
| Sublap | SCHD | Monthly System Peak Day | July | CAISO 1-in-10 | 9 | 0.88913 | 0.89262 | 0.88913 | 0.89262 | 0 | 80.915
| Sublap | SCHD | Monthly System Peak Day | July | CAISO 1-in-10 | 10 | 0.86982 | 0.87562 | 0.86982 | 0.87562 | 0 | 84.6884
| Sublap | SCHD | Monthly System Peak Day | July | CAISO 1-in-10 | 11 | 0.98982 | 1.0049 | 0.98982 | 1.0049 | 0 | 89.3544
| Sublap | SCHD | Monthly System Peak Day | July | CAISO 1-in-10 | 12 | 1.2207 | 1.235 | 1.2207 | 1.235 | 0 | 93.7212
| Sublap | SCHD | Monthly System Peak Day | July | CAISO 1-in-10 | 13 | 1.5196 | 1.5299 | 1.5196 | 1.5299 | 0 | 96.7933
| Sublap | SCHD | Monthly System Peak Day | July | CAISO 1-in-10 | 14 | 1.8344 | 1.844 | 1.8344 | 1.844 | 0 | 99.5873
| Sublap | SCHD | Monthly System Peak Day | July | CAISO 1-in-10 | 15 | 2.162 | 2.1551 | 2.162 | 2.1551 | 0 | 102.6281
| Sublap | SCHD | Monthly System Peak Day | July | CAISO 1-in-10 | 16 | 2.4859 | 2.4751 | 2.4859 | 2.4751 | 0 | 102.4706
| Sublap | SCHD | Monthly System Peak Day | July | CAISO 1-in-10 | 17 | 2.7779 | 2.7771 | 1.6051 | 1.628 | 0.053938 | 101.6327
| Sublap | SCHD | Monthly System Peak Day | July | CAISO 1-in-10 | 18 | 3.0717 | 3.0465 | 2.221 | 2.3829 | 0.075874 | 100.7723
| Sublap | SCHD | Monthly System Peak Day | July | CAISO 1-in-10 | 19 | 3.1913 | 3.1188 | 2.6688 | 2.7043 | 0.063383 | 98.8916
| Sublap | SCHD | Monthly System Peak Day | July | CAISO 1-in-10 | 20 | 3.0836 | 3.0005 | 2.7555 | 2.769 | 0.02163 | 96.4543
| Sublap | SCHD | Monthly System Peak Day | July | CAISO 1-in-10 | 21 | 2.9457 | 2.8655 | 2.6152 | 2.6316 | 0.026455 | 93.4928
| Sublap | SCHD | Monthly System Peak Day | July | CAISO 1-in-10 | 22 | 2.7712 | 2.6959 | 3.2069 | 3.183 | 0.032007 | 90.2794
| Sublap | SCHD | Monthly System Peak Day | July | CAISO 1-in-10 | 23 | 2.4399 | 2.3682 | 2.5745 | 2.6361 | 0.021564 | 87.5835
| Sublap | SCHD | Monthly System Peak Day | July | CAISO 1-in-10 | 24 | 2.0828 | 2.0201 | 2.1517 | 2.1566 | 0.022831 | 85.7633
| Sublap | SCHD | Monthly System Peak Day | July | CAISO 1-in-2 | 1 | 1.5189 | 1.4735 | 1.5189 | 1.4735 | 0 | 79.7654
| Sublap | SCHD | Monthly System Peak Day | July | CAISO 1-in-2 | 2 | 1.3065 | 1.267 | 1.3065 | 1.267 | 0 | 77.8647
| Sublap | SCHD | Monthly System Peak Day | July | CAISO 1-in-2 | 3 | 1.1755 | 1.1365 | 1.1755 | 1.1365 | 0 | 76.7559
| Sublap | SCHD | Monthly System Peak Day | July | CAISO 1-in-2 | 4 | 1.0601 | 1.0326 | 1.0601 | 1.0326 | 0 | 75.4258
| Sublap | SCHD | Monthly System Peak Day | July | CAISO 1-in-2 | 5 | 0.97015 | 0.94804 | 0.97015 | 0.94804 | 0 | 74.0779
| Sublap | SCHD | Monthly System Peak Day | July | CAISO 1-in-2 | 6 | 0.92075 | 0.91227 | 0.92075 | 0.91227 | 0 | 73.1869
| Sublap | SCHD | Monthly System Peak Day | July | CAISO 1-in-2 | 7 | 0.87439 | 0.88792 | 0.87439 | 0.88792 | 0 | 72.7982
| Sublap | SCHD | Monthly System Peak Day | July | CAISO 1-in-2 | 8 | 0.80022 | 0.81318 | 0.80022 | 0.81318 | 0 | 73.0068
| Sublap | SCHD | Monthly System Peak Day | July | CAISO 1-in-2 | 9 | 0.67014 | 0.67364 | 0.67014 | 0.67364 | 0 | 75.1046
| Sublap | SCHD | Monthly System Peak Day | July | CAISO 1-in-2 | 10 | 0.58915 | 0.59495 | 0.58915 | 0.59495 | 0 | 78.0912