| Sublap | SCHD | Monthly System Peak Day | July | CAISO 1-in-2 | 11 | 0.62346 | 0.63853 | 0.62346 | 0.63853 | 0 | 81.7929
| Sublap | SCHD | Monthly System Peak Day | July | CAISO 1-in-2 | 12 | 0.77256 | 0.7869 | 0.77256 | 0.7869 | 0 | 85.8757
| Sublap | SCHD | Monthly System Peak Day | July | CAISO 1-in-2 | 13 | 0.99156 | 1.0019 | 0.99156 | 1.0019 | 0 | 89.4998
| Sublap | SCHD | Monthly System Peak Day | July | CAISO 1-in-2 | 14 | 1.2456 | 1.2552 | 1.2456 | 1.2552 | 0 | 92.785
| Sublap | SCHD | Monthly System Peak Day | July | CAISO 1-in-2 | 15 | 1.5254 | 1.5185 | 1.5254 | 1.5185 | 0 | 95.0822
| Sublap | SCHD | Monthly System Peak Day | July | CAISO 1-in-2 | 16 | 1.8056 | 1.7948 | 1.8056 | 1.7948 | 0 | 93.84
| Sublap | SCHD | Monthly System Peak Day | July | CAISO 1-in-2 | 17 | 2.1289 | 2.128 | 1.0808 | 1.1037 | 0.042014 | 95.343
| Sublap | SCHD | Monthly System Peak Day | July | CAISO 1-in-2 | 18 | 2.4449 | 2.4197 | 1.6639 | 1.8257 | 0.094797 | 95.3264
| Sublap | SCHD | Monthly System Peak Day | July | CAISO 1-in-2 | 19 | 2.5978 | 2.5253 | 2.104 | 2.1396 | 0.11333 | 93.5957
| Sublap | SCHD | Monthly System Peak Day | July | CAISO 1-in-2 | 20 | 2.5217 | 2.4385 | 2.1884 | 2.2018 | 0.037512 | 90.0767
| Sublap | SCHD | Monthly System Peak Day | July | CAISO 1-in-2 | 21 | 2.4377 | 2.3575 | 2.1025 | 2.1189 | 0.046761 | 87.6746
| Sublap | SCHD | Monthly System Peak Day | July | CAISO 1-in-2 | 22 | 2.3145 | 2.2392 | 2.7695 | 2.7457 | 0.050801 | 85.3258
| Sublap | SCHD | Monthly System Peak Day | July | CAISO 1-in-2 | 23 | 2.0818 | 2.0101 | 2.1725 | 2.2341 | 0.029618 | 84.3284
| Sublap | SCHD | Monthly System Peak Day | July | CAISO 1-in-2 | 24 | 1.7972 | 1.7345 | 1.8296 | 1.8345 | 0.029105 | 83.1705
| Sublap | SCHD | Monthly System Peak Day | July | SCE 1-in-10 | 1 | 1.6721 | 1.6267 | 1.6721 | 1.6267 | 0 | 82.198
| Sublap | SCHD | Monthly System Peak Day | July | SCE 1-in-10 | 2 | 1.4376 | 1.3981 | 1.4376 | 1.3981 | 0 | 80.4392
| Sublap | SCHD | Monthly System Peak Day | July | SCE 1-in-10 | 3 | 1.2411 | 1.2021 | 1.2411 | 1.2021 | 0 | 78.2578
| Sublap | SCHD | Monthly System Peak Day | July | SCE 1-in-10 | 4 | 1.0756 | 1.0482 | 1.0756 | 1.0482 | 0 | 75.7404
| Sublap | SCHD | Monthly System Peak Day | July | SCE 1-in-10 | 5 | 1.0089 | 0.98682 | 1.0089 | 0.98682 | 0 | 75.0801
| Sublap | SCHD | Monthly System Peak Day | July | SCE 1-in-10 | 6 | 0.94772 | 0.93923 | 0.94772 | 0.93923 | 0 | 73.6363
| Sublap | SCHD | Monthly System Peak Day | July | SCE 1-in-10 | 7 | 0.87899 | 0.89253 | 0.87899 | 0.89253 | 0 | 72.2647
| Sublap | SCHD | Monthly System Peak Day | July | SCE 1-in-10 | 8 | 0.83424 | 0.84719 | 0.83424 | 0.84719 | 0 | 72.5536
| Sublap | SCHD | Monthly System Peak Day | July | SCE 1-in-10 | 9 | 0.77128 | 0.77477 | 0.77128 | 0.77477 | 0 | 76.1888
| Sublap | SCHD | Monthly System Peak Day | July | SCE 1-in-10 | 10 | 0.74511 | 0.75091 | 0.74511 | 0.75091 | 0 | 80.1401
| Sublap | SCHD | Monthly System Peak Day | July | SCE 1-in-10 | 11 | 0.8495 | 0.86457 | 0.8495 | 0.86457 | 0 | 84.8933
| Sublap | SCHD | Monthly System Peak Day | July | SCE 1-in-10 | 12 | 1.0595 | 1.0739 | 1.0595 | 1.0739 | 0 | 89.1702
| Sublap | SCHD | Monthly System Peak Day | July | SCE 1-in-10 | 13 | 1.3369 | 1.3472 | 1.3369 | 1.3472 | 0 | 93.8234
| Sublap | SCHD | Monthly System Peak Day | July | SCE 1-in-10 | 14 | 1.6293 | 1.6389 | 1.6293 | 1.6389 | 0 | 96.7377
| Sublap | SCHD | Monthly System Peak Day | July | SCE 1-in-10 | 15 | 1.9341 | 1.9272 | 1.9341 | 1.9272 | 0 | 99.2607
| Sublap | SCHD | Monthly System Peak Day | July | SCE 1-in-10 | 16 | 2.2767 | 2.266 | 2.2767 | 2.266 | 0 | 101.2061
| Sublap | SCHD | Monthly System Peak Day | July | SCE 1-in-10 | 17 | 2.6032 | 2.6023 | 1.419 | 1.4419 | 0.056755 | 102.2089
| Sublap | SCHD | Monthly System Peak Day | July | SCE 1-in-10 | 18 | 2.9113 | 2.8861 | 2.0413 | 2.2031 | 0.086115 | 102.2904
| Sublap | SCHD | Monthly System Peak Day | July | SCE 1-in-10 | 19 | 3.0599 | 2.9874 | 2.5225 | 2.5581 | 0.085511 | 101.6336
| Sublap | SCHD | Monthly System Peak Day | July | SCE 1-in-10 | 20 | 2.9765 | 2.8933 | 2.6507 | 2.6641 | 0.024164 | 99.3563
| Sublap | SCHD | Monthly System Peak Day | July | SCE 1-in-10 | 21 | 2.8679 | 2.7878 | 2.5399 | 2.5562 | 0.021605 | 96.5172
| Sublap | SCHD | Monthly System Peak Day | July | SCE 1-in-10 | 22 | 2.7178 | 2.6424 | 3.145 | 3.1211 | 0.033452 | 92.4401
| Sublap | SCHD | Monthly System Peak Day | July | SCE 1-in-10 | 23 | 2.3856 | 2.3139 | 2.5378 | 2.5994 | 0.020868 | 88.8825
| Sublap | SCHD | Monthly System Peak Day | July | SCE 1-in-10 | 24 | 2.0348 | 1.9721 | 2.1168 | 2.1217 | 0.022342 | 86.6908
| Sublap | SCHD | Monthly System Peak Day | July | SCE 1-in-2 | 1 | 1.6962 | 1.6508 | 1.6962 | 1.6508 | 0 | 83.0467
| Sublap | SCHD | Monthly System Peak Day | July | SCE 1-in-2 | 2 | 1.4868 | 1.4473 | 1.4868 | 1.4473 | 0 | 81.8099
| Sublap | SCHD | Monthly System Peak Day | July | SCE 1-in-2 | 3 | 1.3201 | 1.2811 | 1.3201 | 1.2811 | 0 | 80.3428
| Sublap | SCHD | Monthly System Peak Day | July | SCE 1-in-2 | 4 | 1.1749 | 1.1475 | 1.1749 | 1.1475 | 0 | 78.6226
| Sublap | SCHD | Monthly System Peak Day | July | SCE 1-in-2 | 5 | 1.0965 | 1.0744 | 1.0965 | 1.0744 | 0 | 77.8757
| Sublap | SCHD | Monthly System Peak Day | July | SCE 1-in-2 | 6 | 1.0255 | 1.017 | 1.0255 | 1.017 | 0 | 76.5951
| Sublap | SCHD | Monthly System Peak Day | July | SCE 1-in-2 | 7 | 0.98974 | 1.0033 | 0.98974 | 1.0033 | 0 | 76.7161
| Sublap | SCHD | Monthly System Peak Day | July | SCE 1-in-2 | 8 | 0.93557 | 0.94852 | 0.93557 | 0.94852 | 0 | 77.1887
| Sublap | SCHD | Monthly System Peak Day | July | SCE 1-in-2 | 9 | 0.80318 | 0.80667 | 0.80318 | 0.80667 | 0 | 78.8626
| Sublap | SCHD | Monthly System Peak Day | July | SCE 1-in-2 | 10 | 0.77888 | 0.78468 | 0.77888 | 0.78468 | 0 | 84.0107
| Sublap | SCHD | Monthly System Peak Day | July | SCE 1-in-2 | 11 | 0.85076 | 0.86584 | 0.85076 | 0.86584 | 0 | 87.9447
| Sublap | SCHD | Monthly System Peak Day | July | SCE 1-in-2 | 12 | 1.0337 | 1.048 | 1.0337 | 1.048 | 0 | 90.8742
| Sublap | SCHD | Monthly System Peak Day | July | SCE 1-in-2 | 13 | 1.2953 | 1.3056 | 1.2953 | 1.3056 | 0 | 93.2803
| Sublap | SCHD | Monthly System Peak Day | July | SCE 1-in-2 | 14 | 1.5813 | 1.5908 | 1.5813 | 1.5908 | 0 | 95.6995
| Sublap | SCHD | Monthly System Peak Day | July | SCE 1-in-2 | 15 | 1.8649 | 1.858 | 1.8649 | 1.858 | 0 | 96.731
| Sublap | SCHD | Monthly System Peak Day | July | SCE 1-in-2 | 16 | 2.1739 | 2.1631 | 2.1739 | 2.1631 | 0 | 97.2068
| Sublap | SCHD | Monthly System Peak Day | July | SCE 1-in-2 | 17 | 2.4805 | 2.4796 | 1.3858 | 1.4087 | 0.041335 | 97.697
| Sublap | SCHD | Monthly System Peak Day | July | SCE 1-in-2 | 18 | 2.7785 | 2.7533 | 1.979 | 2.1408 | 0.082029 | 96.7725
| Sublap | SCHD | Monthly System Peak Day | July | SCE 1-in-2 | 19 | 2.9258 | 2.8533 | 2.4204 | 2.4559 | 0.082952 | 95.7287
| Sublap | SCHD | Monthly System Peak Day | July | SCE 1-in-2 | 20 | 2.8445 | 2.7614 | 2.5142 | 2.5276 | 0.026059 | 93.6466
| Sublap | SCHD | Monthly System Peak Day | July | SCE 1-in-2 | 21 | 2.7332 | 2.6531 | 2.4009 | 2.4172 | 0.033736 | 91.1332
| Sublap | SCHD | Monthly System Peak Day | July | SCE 1-in-2 | 22 | 2.5873 | 2.512 | 3.0299 | 3.006 | 0.03599 | 88.5165
| Sublap | SCHD | Monthly System Peak Day | July | SCE 1-in-2 | 23 | 2.3077 | 2.2361 | 2.4329 | 2.4945 | 0.022659 | 86.8767
| Sublap | SCHD | Monthly System Peak Day | July | SCE 1-in-2 | 24 | 1.9729 | 1.9102 | 2.0318 | 2.0367 | 0.023911 | 85.0545
| Sublap | SCHD | Monthly System Peak Day | June | CAISO 1-in-10 | 1 | 1.7837 | 1.7384 | 1.7837 | 1.7384 | 0 | 84.5303
| Sublap | SCHD | Monthly System Peak Day | June | CAISO 1-in-10 | 2 | 1.4987 | 1.4592 | 1.4987 | 1.4592 | 0 | 81.7479
| Sublap | SCHD | Monthly System Peak Day | June | CAISO 1-in-10 | 3 | 1.2895 | 1.2505 | 1.2895 | 1.2505 | 0 | 79.4393
| Sublap | SCHD | Monthly System Peak Day | June | CAISO 1-in-10 | 4 | 1.1301 | 1.1026 | 1.1301 | 1.1026 | 0 | 77.2158
| Sublap | SCHD | Monthly System Peak Day | June | CAISO 1-in-10 | 5 | 1.0252 | 1.0031 | 1.0252 | 1.0031 | 0 | 75.5674
| Sublap | SCHD | Monthly System Peak Day | June | CAISO 1-in-10 | 6 | 0.95908 | 0.9506 | 0.95908 | 0.9506 | 0 | 74.0329
| Sublap | SCHD | Monthly System Peak Day | June | CAISO 1-in-10 | 7 | 0.8964 | 0.90994 | 0.8964 | 0.90994 | 0 | 72.8976
| Sublap | SCHD | Monthly System Peak Day | June | CAISO 1-in-10 | 8 | 0.92034 | 0.9333 | 0.92034 | 0.9333 | 0 | 75.7692
| Sublap | SCHD | Monthly System Peak Day | June | CAISO 1-in-10 | 9 | 0.83464 | 0.83814 | 0.83464 | 0.83814 | 0 | 78.7184
| Sublap | SCHD | Monthly System Peak Day | June | CAISO 1-in-10 | 10 | 0.83146 | 0.83726 | 0.83146 | 0.83726 | 0 | 84.1143
| Sublap | SCHD | Monthly System Peak Day | June | CAISO 1-in-10 | 11 | 0.94008 | 0.95515 | 0.94008 | 0.95515 | 0 | 89.1448
| Sublap | SCHD | Monthly System Peak Day | June | CAISO 1-in-10 | 12 | 1.1558 | 1.1701 | 1.1558 | 1.1701 | 0 | 94.0771
| Sublap | SCHD | Monthly System Peak Day | June | CAISO 1-in-10 | 13 | 1.4426 | 1.4529 | 1.4426 | 1.4529 | 0 | 97.9745
| Sublap | SCHD | Monthly System Peak Day | June | CAISO 1-in-10 | 14 | 1.7475 | 1.7571 | 1.7475 | 1.7571 | 0 | 100.3642
| Sublap | SCHD | Monthly System Peak Day | June | CAISO 1-in-10 | 15 | 2.058 | 2.0511 | 2.058 | 2.0511 | 0 | 101.3769
| Sublap | SCHD | Monthly System Peak Day | June | CAISO 1-in-10 | 16 | 2.3938 | 2.383 | 2.3938 | 2.383 | 0 | 102.3019
| Sublap | SCHD | Monthly System Peak Day | June | CAISO 1-in-10 | 17 | 2.7039 | 2.703 | 1.5166 | 1.5395 | 0.057534 | 102.3624
| Sublap | SCHD | Monthly System Peak Day | June | CAISO 1-in-10 | 18 | 3.0015 | 2.9763 | 2.1376 | 2.2994 | 0.082321 | 101.8153
| Sublap | SCHD | Monthly System Peak Day | June | CAISO 1-in-10 | 19 | 3.1199 | 3.0475 | 2.5935 | 2.6291 | 0.06606 | 99.6128
| Sublap | SCHD | Monthly System Peak Day | June | CAISO 1-in-10 | 20 | 3.0225 | 2.9394 | 2.695 | 2.7084 | 0.021571 | 97.2067
| Sublap | SCHD | Monthly System Peak Day | June | CAISO 1-in-10 | 21 | 2.9015 | 2.8213 | 2.5719 | 2.5882 | 0.024041 | 94.5335
| Sublap | SCHD | Monthly System Peak Day | June | CAISO 1-in-10 | 22 | 2.733 | 2.6577 | 3.1666 | 3.1427 | 0.031687 | 90.8153
| Sublap | SCHD | Monthly System Peak Day | June | CAISO 1-in-10 | 23 | 2.3966 | 2.325 | 2.5312 | 2.5928 | 0.021571 | 87.5774
| Sublap | SCHD | Monthly System Peak Day | June | CAISO 1-in-10 | 24 | 2.0338 | 1.9711 | 2.0955 | 2.1004 | 0.023564 | 85.2454
| Sublap | SCHD | Monthly System Peak Day | June | CAISO 1-in-2 | 1 | 1.4887 | 1.4434 | 1.4887 | 1.4434 | 0 | 78.6643
| Sublap | SCHD | Monthly System Peak Day | June | CAISO 1-in-2 | 2 | 1.2853 | 1.2458 | 1.2853 | 1.2458 | 0 | 77.0982
| Sublap | SCHD | Monthly System Peak Day | June | CAISO 1-in-2 | 3 | 1.149 | 1.11 | 1.149 | 1.11 | 0 | 75.9271
| Sublap | SCHD | Monthly System Peak Day | June | CAISO 1-in-2 | 4 | 1.0467 | 1.0192 | 1.0467 | 1.0192 | 0 | 74.8746
| Sublap | SCHD | Monthly System Peak Day | June | CAISO 1-in-2 | 5 | 0.95631 | 0.93421 | 0.95631 | 0.93421 | 0 | 73.4119
| Sublap | SCHD | Monthly System Peak Day | June | CAISO 1-in-2 | 6 | 0.88635 | 0.87787 | 0.88635 | 0.87787 | 0 | 71.7056
| Sublap | SCHD | Monthly System Peak Day | June | CAISO 1-in-2 | 7 | 0.81296 | 0.82649 | 0.81296 | 0.82649 | 0 | 70.1501
| Sublap | SCHD | Monthly System Peak Day | June | CAISO 1-in-2 | 8 | 0.7748 | 0.78776 | 0.7748 | 0.78776 | 0 | 71.5289
| Sublap | SCHD | Monthly System Peak Day | June | CAISO 1-in-2 | 9 | 0.7134 | 0.71689 | 0.7134 | 0.71689 | 0 | 76.7629
| Sublap | SCHD | Monthly System Peak Day | June | CAISO 1-in-2 | 10 | 0.64376 | 0.64956 | 0.64376 | 0.64956 | 0 | 80.3033
| Sublap | SCHD | Monthly System Peak Day | June | CAISO 1-in-2 | 11 | 0.68616 | 0.70124 | 0.68616 | 0.70124 | 0 | 84.4584
| Sublap | SCHD | Monthly System Peak Day | June | CAISO 1-in-2 | 12 | 0.83728 | 0.85163 | 0.83728 | 0.85163 | 0 | 88.3636
| Sublap | SCHD | Monthly System Peak Day | June | CAISO 1-in-2 | 13 | 1.0636 | 1.0738 | 1.0636 | 1.0738 | 0 | 91.5437
| Sublap | SCHD | Monthly System Peak Day | June | CAISO 1-in-2 | 14 | 1.3228 | 1.3323 | 1.3228 | 1.3323 | 0 | 94.0348
| Sublap | SCHD | Monthly System Peak Day | June | CAISO 1-in-2 | 15 | 1.6086 | 1.6017 | 1.6086 | 1.6017 | 0 | 96.2395
| Sublap | SCHD | Monthly System Peak Day | June | CAISO 1-in-2 | 16 | 1.9263 | 1.9155 | 1.9263 | 1.9155 | 0 | 97.1657
| Sublap | SCHD | Monthly System Peak Day | June | CAISO 1-in-2 | 17 | 2.2331 | 2.2322 | 1.1454 | 1.1683 | 0.040988 | 97.343
| Sublap | SCHD | Monthly System Peak Day | June | CAISO 1-in-2 | 18 | 2.5348 | 2.5096 | 1.7368 | 1.8987 | 0.082954 | 96.6495
| Sublap | SCHD | Monthly System Peak Day | June | CAISO 1-in-2 | 19 | 2.694 | 2.6215 | 2.1896 | 2.2251 | 0.085051 | 95.5603
| Sublap | SCHD | Monthly System Peak Day | June | CAISO 1-in-2 | 20 | 2.6364 | 2.5532 | 2.3058 | 2.3192 | 0.026652 | 93.4177
| Sublap | SCHD | Monthly System Peak Day | June | CAISO 1-in-2 | 21 | 2.5422 | 2.462 | 2.2092 | 2.2256 | 0.036112 | 90.461
| Sublap | SCHD | Monthly System Peak Day | June | CAISO 1-in-2 | 22 | 2.3877 | 2.3124 | 2.8381 | 2.8143 | 0.044548 | 86.5089
| Sublap | SCHD | Monthly System Peak Day | June | CAISO 1-in-2 | 23 | 2.0919 | 2.0203 | 2.1713 | 2.2329 | 0.032595 | 83.4873
| Sublap | SCHD | Monthly System Peak Day | June | CAISO 1-in-2 | 24 | 1.7799 | 1.7172 | 1.7892 | 1.7942 | 0.0046558 | 81.535
| Sublap | SCHD | Monthly System Peak Day | June | SCE 1-in-10 | 1 | 1.708 | 1.6627 | 1.708 | 1.6627 | 0 | 82.8449
| Sublap | SCHD | Monthly System Peak Day | June | SCE 1-in-10 | 2 | 1.4533 | 1.4138 | 1.4533 | 1.4138 | 0 | 80.7415
| Sublap | SCHD | Monthly System Peak Day | June | SCE 1-in-10 | 3 | 1.2723 | 1.2332 | 1.2723 | 1.2332 | 0 | 79.0358
| Sublap | SCHD | Monthly System Peak Day | June | SCE 1-in-10 | 4 | 1.1213 | 1.0938 | 1.1213 | 1.0938 | 0 | 76.9619
| Sublap | SCHD | Monthly System Peak Day | June | SCE 1-in-10 | 5 | 1.0637 | 1.0416 | 1.0637 | 1.0416 | 0 | 76.7536
| Sublap | SCHD | Monthly System Peak Day | June | SCE 1-in-10 | 6 | 0.9637 | 0.95522 | 0.9637 | 0.95522 | 0 | 74.2194
| Sublap | SCHD | Monthly System Peak Day | June | SCE 1-in-10 | 7 | 0.9037 | 0.91723 | 0.9037 | 0.91723 | 0 | 73.2051
| Sublap | SCHD | Monthly System Peak Day | June | SCE 1-in-10 | 8 | 0.92869 | 0.94164 | 0.92869 | 0.94164 | 0 | 76.197
| Sublap | SCHD | Monthly System Peak Day | June | SCE 1-in-10 | 9 | 0.85393 | 0.85743 | 0.85393 | 0.85743 | 0 | 80.2782
| Sublap | SCHD | Monthly System Peak Day | June | SCE 1-in-10 | 10 | 0.85043 | 0.85623 | 0.85043 | 0.85623 | 0 | 86.2931
| Sublap | SCHD | Monthly System Peak Day | June | SCE 1-in-10 | 11 | 0.93592 | 0.951 | 0.93592 | 0.951 | 0 | 90.3818
| Sublap | SCHD | Monthly System Peak Day | June | SCE 1-in-10 | 12 | 1.1359 | 1.1503 | 1.1359 | 1.1503 | 0 | 94.4069
| Sublap | SCHD | Monthly System Peak Day | June | SCE 1-in-10 | 13 | 1.4149 | 1.4252 | 1.4149 | 1.4252 | 0 | 97.6016
| Sublap | SCHD | Monthly System Peak Day | June | SCE 1-in-10 | 14 | 1.7118 | 1.7214 | 1.7118 | 1.7214 | 0 | 99.1161
| Sublap | SCHD | Monthly System Peak Day | June | SCE 1-in-10 | 15 | 2.0142 | 2.0073 | 2.0142 | 2.0073 | 0 | 100.0793
| Sublap | SCHD | Monthly System Peak Day | June | SCE 1-in-10 | 16 | 2.3414 | 2.3307 | 2.3414 | 2.3307 | 0 | 100.8541
| Sublap | SCHD | Monthly System Peak Day | June | SCE 1-in-10 | 17 | 2.6538 | 2.653 | 1.4886 | 1.5115 | 0.052173 | 101.2514
| Sublap | SCHD | Monthly System Peak Day | June | SCE 1-in-10 | 18 | 2.952 | 2.9268 | 2.103 | 2.2648 | 0.075288 | 100.6446
| Sublap | SCHD | Monthly System Peak Day | June | SCE 1-in-10 | 19 | 3.0728 | 3.0003 | 2.5527 | 2.5882 | 0.063156 | 98.4471
| Sublap | SCHD | Monthly System Peak Day | June | SCE 1-in-10 | 20 | 2.9769 | 2.8938 | 2.6485 | 2.6619 | 0.021929 | 95.9889
| Sublap | SCHD | Monthly System Peak Day | June | SCE 1-in-10 | 21 | 2.8545 | 2.7743 | 2.5238 | 2.5401 | 0.027218 | 93.2082
| Sublap | SCHD | Monthly System Peak Day | June | SCE 1-in-10 | 22 | 2.6851 | 2.6098 | 3.1231 | 3.0992 | 0.032893 | 89.6763
| Sublap | SCHD | Monthly System Peak Day | June | SCE 1-in-10 | 23 | 2.3577 | 2.286 | 2.4792 | 2.5408 | 0.023189 | 86.6088
| Sublap | SCHD | Monthly System Peak Day | June | SCE 1-in-10 | 24 | 2.0199 | 1.9572 | 2.0781 | 2.083 | 0.024009 | 85.0037
| Sublap | SCHD | Monthly System Peak Day | June | SCE 1-in-2 | 1 | 1.3674 | 1.3221 | 1.3674 | 1.3221 | 0 | 76.8767
| Sublap | SCHD | Monthly System Peak Day | June | SCE 1-in-2 | 2 | 1.1817 | 1.1422 | 1.1817 | 1.1422 | 0 | 75.2365
| Sublap | SCHD | Monthly System Peak Day | June | SCE 1-in-2 | 3 | 1.0619 | 1.0229 | 1.0619 | 1.0229 | 0 | 74.1029
| Sublap | SCHD | Monthly System Peak Day | June | SCE 1-in-2 | 4 | 0.95941 | 0.93194 | 0.95941 | 0.93194 | 0 | 72.8521
| Sublap | SCHD | Monthly System Peak Day | June | SCE 1-in-2 | 5 | 0.89309 | 0.87099 | 0.89309 | 0.87099 | 0 | 71.8524
| Sublap | SCHD | Monthly System Peak Day | June | SCE 1-in-2 | 6 | 0.8541 | 0.84562 | 0.8541 | 0.84562 | 0 | 71.1062
| Sublap | SCHD | Monthly System Peak Day | June | SCE 1-in-2 | 7 | 0.79818 | 0.81171 | 0.79818 | 0.81171 | 0 | 70.227
| Sublap | SCHD | Monthly System Peak Day | June | SCE 1-in-2 | 8 | 0.74452 | 0.75748 | 0.74452 | 0.75748 | 0 | 71.7645
| Sublap | SCHD | Monthly System Peak Day | June | SCE 1-in-2 | 9 | 0.61985 | 0.62335 | 0.61985 | 0.62335 | 0 | 75.2005
| Sublap | SCHD | Monthly System Peak Day | June | SCE 1-in-2 | 10 | 0.54261 | 0.54841 | 0.54261 | 0.54841 | 0 | 80.6408
| Sublap | SCHD | Monthly System Peak Day | June | SCE 1-in-2 | 11 | 0.51602 | 0.5311 | 0.51602 | 0.5311 | 0 | 83.8095
| Sublap | SCHD | Monthly System Peak Day | June | SCE 1-in-2 | 12 | 0.597 | 0.61135 | 0.597 | 0.61135 | 0 | 86.0105
| Sublap | SCHD | Monthly System Peak Day | June | SCE 1-in-2 | 13 | 0.76797 | 0.77826 | 0.76797 | 0.77826 | 0 | 87.7079
| Sublap | SCHD | Monthly System Peak Day | June | SCE 1-in-2 | 14 | 0.98618 | 0.99574 | 0.98618 | 0.99574 | 0 | 89.4314
| Sublap | SCHD | Monthly System Peak Day | June | SCE 1-in-2 | 15 | 1.2265 | 1.2196 | 1.2265 | 1.2196 | 0 | 90.0192
| Sublap | SCHD | Monthly System Peak Day | June | SCE 1-in-2 | 16 | 1.504 | 1.4932 | 1.504 | 1.4932 | 0 | 90.0679
| Sublap | SCHD | Monthly System Peak Day | June | SCE 1-in-2 | 17 | 1.7911 | 1.7902 | 0.84957 | 0.87247 | 0.06377 | 89.9703
| Sublap | SCHD | Monthly System Peak Day | June | SCE 1-in-2 | 18 | 2.1082 | 2.083 | 1.4002 | 1.562 | 0.16687 | 89.6051
| Sublap | SCHD | Monthly System Peak Day | June | SCE 1-in-2 | 19 | 2.2794 | 2.2069 | 1.8159 | 1.8515 | 0.2094 | 88.0087
| Sublap | SCHD | Monthly System Peak Day | June | SCE 1-in-2 | 20 | 2.2523 | 2.1691 | 1.9158 | 1.9292 | 0.053257 | 86.0716
| Sublap | SCHD | Monthly System Peak Day | June | SCE 1-in-2 | 21 | 2.1912 | 2.111 | 1.853 | 1.8693 | 0.062289 | 83.9038
| Sublap | SCHD | Monthly System Peak Day | June | SCE 1-in-2 | 22 | 2.0745 | 1.9992 | 2.5443 | 2.5205 | 0.073785 | 81.5298
| Sublap | SCHD | Monthly System Peak Day | June | SCE 1-in-2 | 23 | 1.8266 | 1.7549 | 1.8491 | 1.9107 | 0.011278 | 79.2771
| Sublap | SCHD | Monthly System Peak Day | June | SCE 1-in-2 | 24 | 1.5303 | 1.4676 | 1.5303 | 1.4749 | 0 | 76.5949
| Sublap | SCHD | Monthly System Peak Day | March | CAISO 1-in-10 | 1 | 0.72457 | 0.67921 | 0.72457 | 0.67921 | 0 | 58.6428
| Sublap | SCHD | Monthly System Peak Day | March | CAISO 1-in-10 | 2 | 0.6715 | 0.63205 | 0.6715 | 0.63205 | 0 | 57.1367
| Sublap | SCHD | Monthly System Peak Day | March | CAISO 1-in-10 | 3 | 0.64336 | 0.60436 | 0.64336 | 0.60436 | 0 | 55.6003
| Sublap | SCHD | Monthly System Peak Day | March | CAISO 1-in-10 | 4 | 0.62214 | 0.59467 | 0.62214 | 0.59467 | 0 | 54.0069
| Sublap | SCHD | Monthly System Peak Day | March | CAISO 1-in-10 | 5 | 0.61382 | 0.59172 | 0.61382 | 0.59172 | 0 | 53.5158
| Sublap | SCHD | Monthly System Peak Day | March | CAISO 1-in-10 | 6 | 0.62281 | 0.61433 | 0.62281 | 0.61433 | 0 | 52.1567
| Sublap | SCHD | Monthly System Peak Day | March | CAISO 1-in-10 | 7 | 0.60492 | 0.61846 | 0.60492 | 0.61846 | 0 | 51.7854
| Sublap | SCHD | Monthly System Peak Day | March | CAISO 1-in-10 | 8 | 0.48425 | 0.4972 | 0.48425 | 0.4972 | 0 | 50.5024
| Sublap | SCHD | Monthly System Peak Day | March | CAISO 1-in-10 | 9 | 0.27055 | 0.27404 | 0.27055 | 0.27404 | 0 | 52.7368
| Sublap | SCHD | Monthly System Peak Day | March | CAISO 1-in-10 | 10 | 0.056177 | 0.061979 | 0.056177 | 0.061979 | 0 | 58.1769
| Sublap | SCHD | Monthly System Peak Day | March | CAISO 1-in-10 | 11 | -0.10399 | -0.088913 | -0.10399 | -0.088913 | 0 | 64.9684
| Sublap | SCHD | Monthly System Peak Day | March | CAISO 1-in-10 | 12 | -0.17136 | -0.15701 | -0.17136 | -0.15701 | 0 | 69.588
| Sublap | SCHD | Monthly System Peak Day | March | CAISO 1-in-10 | 13 | -0.17629 | -0.16599 | -0.17629 | -0.16599 | 0 | 72.6864
| Sublap | SCHD | Monthly System Peak Day | March | CAISO 1-in-10 | 14 | -0.10943 | -0.099878 | -0.10943 | -0.099878 | 0 | 74.7457
| Sublap | SCHD | Monthly System Peak Day | March | CAISO 1-in-10 | 15 | 0.041069 | 0.034161 | 0.041069 | 0.034161 | 0 | 76.9145
| Sublap | SCHD | Monthly System Peak Day | March | CAISO 1-in-10 | 16 | 0.26574 | 0.25498 | 0.26574 | 0.25498 | 0 | 78.1564
| Sublap | SCHD | Monthly System Peak Day | March | CAISO 1-in-10 | 17 | 0.5411 | 0.54025 | -0.015002 | -0.015857 | 0.13395 | 79.1114
| Sublap | SCHD | Monthly System Peak Day | March | CAISO 1-in-10 | 18 | 0.87362 | 0.84841 | 0.2935 | 0.45531 | 0.31466 | 79.589
| Sublap | SCHD | Monthly System Peak Day | March | CAISO 1-in-10 | 19 | 1.1346 | 1.0621 | 0.71659 | 0.75213 | 0.36371 | 79.6164
| Sublap | SCHD | Monthly System Peak Day | March | CAISO 1-in-10 | 20 | 1.2484 | 1.1653 | 0.90572 | 0.91914 | 0.086342 | 78.3023
| Sublap | SCHD | Monthly System Peak Day | March | CAISO 1-in-10 | 21 | 1.2808 | 1.2006 | 0.93533 | 0.95169 | 0.10119 | 74.9053
| Sublap | SCHD | Monthly System Peak Day | March | CAISO 1-in-10 | 22 | 1.1981 | 1.1228 | 1.7104 | 1.6866 | 0.14724 | 70.6524
| Sublap | SCHD | Monthly System Peak Day | March | CAISO 1-in-10 | 23 | 1.0262 | 0.95458 | 1.0262 | 0.95458 | 0 | 67.437
| Sublap | SCHD | Monthly System Peak Day | March | CAISO 1-in-10 | 24 | 0.85303 | 0.79033 | 0.85303 | 0.79033 | 0 | 65.2443
| Sublap | SCHD | Monthly System Peak Day | March | CAISO 1-in-2 | 1 | 0.72514 | 0.67978 | 0.72514 | 0.67978 | 0 | 50.0955
| Sublap | SCHD | Monthly System Peak Day | March | CAISO 1-in-2 | 2 | 0.68468 | 0.64522 | 0.68468 | 0.64522 | 0 | 48.5578
| Sublap | SCHD | Monthly System Peak Day | March | CAISO 1-in-2 | 3 | 0.66963 | 0.63063 | 0.66963 | 0.63063 | 0 | 46.8831
| Sublap | SCHD | Monthly System Peak Day | March | CAISO 1-in-2 | 4 | 0.66086 | 0.63339 | 0.66086 | 0.63339 | 0 | 46.0754
| Sublap | SCHD | Monthly System Peak Day | March | CAISO 1-in-2 | 5 | 0.66397 | 0.64187 | 0.66397 | 0.64187 | 0 | 44.9541
| Sublap | SCHD | Monthly System Peak Day | March | CAISO 1-in-2 | 6 | 0.69541 | 0.68693 | 0.69541 | 0.68693 | 0 | 43.7672
| Sublap | SCHD | Monthly System Peak Day | March | CAISO 1-in-2 | 7 | 0.71866 | 0.73219 | 0.71866 | 0.73219 | 0 | 42.9351
| Sublap | SCHD | Monthly System Peak Day | March | CAISO 1-in-2 | 8 | 0.60178 | 0.61473 | 0.60178 | 0.61473 | 0 | 42.2048
| Sublap | SCHD | Monthly System Peak Day | March | CAISO 1-in-2 | 9 | 0.38593 | 0.38942 | 0.38593 | 0.38942 | 0 | 42.6581
| Sublap | SCHD | Monthly System Peak Day | March | CAISO 1-in-2 | 10 | 0.17426 | 0.18007 | 0.17426 | 0.18007 | 0 | 45.0842
| Sublap | SCHD | Monthly System Peak Day | March | CAISO 1-in-2 | 11 | 0.018716 | 0.033794 | 0.018716 | 0.033794 | 0 | 49.7076
| Sublap | SCHD | Monthly System Peak Day | March | CAISO 1-in-2 | 12 | -0.065259 | -0.050912 | -0.065259 | -0.050912 | 0 | 53.5029
| Sublap | SCHD | Monthly System Peak Day | March | CAISO 1-in-2 | 13 | -0.088891 | -0.078598 | -0.088891 | -0.078598 | 0 | 56.5569
| Sublap | SCHD | Monthly System Peak Day | March | CAISO 1-in-2 | 14 | -0.051561 | -0.042005 | -0.051561 | -0.042005 | 0 | 59.2154
| Sublap | SCHD | Monthly System Peak Day | March | CAISO 1-in-2 | 15 | 0.057585 | 0.050677 | 0.057585 | 0.050677 | 0 | 61.1901
| Sublap | SCHD | Monthly System Peak Day | March | CAISO 1-in-2 | 16 | 0.2331 | 0.22234 | 0.2331 | 0.22234 | 0 | 62.8341
| Sublap | SCHD | Monthly System Peak Day | March | CAISO 1-in-2 | 17 | 0.46325 | 0.4624 | 0.46325 | 0.4624 | 0 | 63.8891
| Sublap | SCHD | Monthly System Peak Day | March | CAISO 1-in-2 | 18 | 0.75934 | 0.73413 | 0.75934 | 0.73413 | 0 | 63.9641
| Sublap | SCHD | Monthly System Peak Day | March | CAISO 1-in-2 | 19 | 0.97143 | 0.89895 | 0.97143 | 0.89895 | 0 | 63.3141
| Sublap | SCHD | Monthly System Peak Day | March | CAISO 1-in-2 | 20 | 1.0579 | 0.97473 | 1.0579 | 0.97473 | 0 | 61.4441
| Sublap | SCHD | Monthly System Peak Day | March | CAISO 1-in-2 | 21 | 1.0662 | 0.98603 | 1.0662 | 0.98603 | 0 | 58.4881
| Sublap | SCHD | Monthly System Peak Day | March | CAISO 1-in-2 | 22 | 0.99921 | 0.92387 | 0.99921 | 0.92387 | 0 | 56.2652
| Sublap | SCHD | Monthly System Peak Day | March | CAISO 1-in-2 | 23 | 0.89458 | 0.82293 | 0.89458 | 0.82293 | 0 | 54.1967
| Sublap | SCHD | Monthly System Peak Day | March | CAISO 1-in-2 | 24 | 0.79406 | 0.73136 | 0.79406 | 0.73136 | 0 | 52.528
| Sublap | SCHD | Monthly System Peak Day | March | SCE 1-in-10 | 1 | 0.73164 | 0.68627 | 0.73164 | 0.68627 | 0 | 61.1179
| Sublap | SCHD | Monthly System Peak Day | March | SCE 1-in-10 | 2 | 0.67597 | 0.63652 | 0.67597 | 0.63652 | 0 | 59.6248
| Sublap | SCHD | Monthly System Peak Day | March | SCE 1-in-10 | 3 | 0.65311 | 0.6141 | 0.65311 | 0.6141 | 0 | 57.6127
| Sublap | SCHD | Monthly System Peak Day | March | SCE 1-in-10 | 4 | 0.6336 | 0.60613 | 0.6336 | 0.60613 | 0 | 56.2779
| Sublap | SCHD | Monthly System Peak Day | March | SCE 1-in-10 | 5 | 0.6265 | 0.6044 | 0.6265 | 0.6044 | 0 | 55.3804
| Sublap | SCHD | Monthly System Peak Day | March | SCE 1-in-10 | 6 | 0.63126 | 0.62278 | 0.63126 | 0.62278 | 0 | 53.9833
| Sublap | SCHD | Monthly System Peak Day | March | SCE 1-in-10 | 7 | 0.60765 | 0.62118 | 0.60765 | 0.62118 | 0 | 53.8587
| Sublap | SCHD | Monthly System Peak Day | March | SCE 1-in-10 | 8 | 0.4786 | 0.49155 | 0.4786 | 0.49155 | 0 | 53.018
| Sublap | SCHD | Monthly System Peak Day | March | SCE 1-in-10 | 9 | 0.25513 | 0.25863 | 0.25513 | 0.25863 | 0 | 54.5036
| Sublap | SCHD | Monthly System Peak Day | March | SCE 1-in-10 | 10 | 0.02852 | 0.034322 | 0.02852 | 0.034322 | 0 | 59.2498
| Sublap | SCHD | Monthly System Peak Day | March | SCE 1-in-10 | 11 | -0.13174 | -0.11666 | -0.13174 | -0.11666 | 0 | 65.6947
| Sublap | SCHD | Monthly System Peak Day | March | SCE 1-in-10 | 12 | -0.18132 | -0.16697 | -0.18132 | -0.16697 | 0 | 71.2262
| Sublap | SCHD | Monthly System Peak Day | March | SCE 1-in-10 | 13 | -0.17081 | -0.16051 | -0.17081 | -0.16051 | 0 | 74.3694
| Sublap | SCHD | Monthly System Peak Day | March | SCE 1-in-10 | 14 | -0.083511 | -0.073956 | -0.083511 | -0.073956 | 0 | 76.7009
| Sublap | SCHD | Monthly System Peak Day | March | SCE 1-in-10 | 15 | 0.091593 | 0.084685 | 0.091593 | 0.084685 | 0 | 79.141
| Sublap | SCHD | Monthly System Peak Day | March | SCE 1-in-10 | 16 | 0.34011 | 0.32935 | 0.34011 | 0.32935 | 0 | 80.422
| Sublap | SCHD | Monthly System Peak Day | March | SCE 1-in-10 | 17 | 0.63572 | 0.63487 | -0.10637 | -0.10722 | 0.11704 | 81.5834
| Sublap | SCHD | Monthly System Peak Day | March | SCE 1-in-10 | 18 | 0.96682 | 0.94162 | 0.35717 | 0.51899 | 0.27977 | 81.9016
| Sublap | SCHD | Monthly System Peak Day | March | SCE 1-in-10 | 19 | 1.2202 | 1.1477 | 0.79012 | 0.82566 | 0.32223 | 81.8504
| Sublap | SCHD | Monthly System Peak Day | March | SCE 1-in-10 | 20 | 1.3034 | 1.2203 | 0.96178 | 0.97519 | 0.080443 | 79.6614
| Sublap | SCHD | Monthly System Peak Day | March | SCE 1-in-10 | 21 | 1.311 | 1.2308 | 0.96598 | 0.98233 | 0.098983 | 75.4088
| Sublap | SCHD | Monthly System Peak Day | March | SCE 1-in-10 | 22 | 1.2186 | 1.1432 | 1.7297 | 1.7059 | 0.14516 | 70.953
| Sublap | SCHD | Monthly System Peak Day | March | SCE 1-in-10 | 23 | 1.0615 | 0.98981 | 1.0615 | 1.0005 | 0 | 68.5282
| Sublap | SCHD | Monthly System Peak Day | March | SCE 1-in-10 | 24 | 0.90393 | 0.84123 | 0.90393 | 0.84123 | 0 | 67.1034
| Sublap | SCHD | Monthly System Peak Day | March | SCE 1-in-2 | 1 | 0.73114 | 0.68577 | 0.73114 | 0.68577 | 0 | 48.8652
| Sublap | SCHD | Monthly System Peak Day | March | SCE 1-in-2 | 2 | 0.69065 | 0.65119 | 0.69065 | 0.65119 | 0 | 47.7617
| Sublap | SCHD | Monthly System Peak Day | March | SCE 1-in-2 | 3 | 0.67561 | 0.6366 | 0.67561 | 0.6366 | 0 | 46.2101
| Sublap | SCHD | Monthly System Peak Day | March | SCE 1-in-2 | 4 | 0.66707 | 0.6396 | 0.66707 | 0.6396 | 0 | 45.5534
| Sublap | SCHD | Monthly System Peak Day | March | SCE 1-in-2 | 5 | 0.6705 | 0.64839 | 0.6705 | 0.64839 | 0 | 44.589
| Sublap | SCHD | Monthly System Peak Day | March | SCE 1-in-2 | 6 | 0.70225 | 0.69377 | 0.70225 | 0.69377 | 0 | 43.5247
| Sublap | SCHD | Monthly System Peak Day | March | SCE 1-in-2 | 7 | 0.7264 | 0.73993 | 0.7264 | 0.73993 | 0 | 42.4107
| Sublap | SCHD | Monthly System Peak Day | March | SCE 1-in-2 | 8 | 0.60998 | 0.62293 | 0.60998 | 0.62293 | 0 | 41.8722
| Sublap | SCHD | Monthly System Peak Day | March | SCE 1-in-2 | 9 | 0.39364 | 0.39713 | 0.39364 | 0.39713 | 0 | 42.7431
| Sublap | SCHD | Monthly System Peak Day | March | SCE 1-in-2 | 10 | 0.18197 | 0.18777 | 0.18197 | 0.18777 | 0 | 45.2216
| Sublap | SCHD | Monthly System Peak Day | March | SCE 1-in-2 | 11 | 0.026605 | 0.041683 | 0.026605 | 0.041683 | 0 | 49.6131
| Sublap | SCHD | Monthly System Peak Day | March | SCE 1-in-2 | 12 | -0.057055 | -0.042709 | -0.057055 | -0.042709 | 0 | 53.2702
| Sublap | SCHD | Monthly System Peak Day | March | SCE 1-in-2 | 13 | -0.080665 | -0.070371 | -0.080665 | -0.070371 | 0 | 56.1803
| Sublap | SCHD | Monthly System Peak Day | March | SCE 1-in-2 | 14 | -0.043099 | -0.033543 | -0.043099 | -0.033543 | 0 | 58.6385
| Sublap | SCHD | Monthly System Peak Day | March | SCE 1-in-2 | 15 | 0.065645 | 0.058737 | 0.065645 | 0.058737 | 0 | 60.6749
| Sublap | SCHD | Monthly System Peak Day | March | SCE 1-in-2 | 16 | 0.24167 | 0.23091 | 0.24167 | 0.23091 | 0 | 62.2715
| Sublap | SCHD | Monthly System Peak Day | March | SCE 1-in-2 | 17 | 0.47278 | 0.47193 | 0.47278 | 0.47193 | 0 | 63.2063
| Sublap | SCHD | Monthly System Peak Day | March | SCE 1-in-2 | 18 | 0.76794 | 0.74274 | 0.76794 | 0.74274 | 0 | 63.3057
| Sublap | SCHD | Monthly System Peak Day | March | SCE 1-in-2 | 19 | 0.97911 | 0.90663 | 0.97911 | 0.90663 | 0 | 62.5156
| Sublap | SCHD | Monthly System Peak Day | March | SCE 1-in-2 | 20 | 1.0638 | 0.98065 | 1.0638 | 0.98065 | 0 | 60.4498
| Sublap | SCHD | Monthly System Peak Day | March | SCE 1-in-2 | 21 | 1.0738 | 0.99363 | 1.0738 | 0.99363 | 0 | 57.4613
| Sublap | SCHD | Monthly System Peak Day | March | SCE 1-in-2 | 22 | 1.0063 | 0.93093 | 1.0063 | 0.93093 | 0 | 55.54
| Sublap | SCHD | Monthly System Peak Day | March | SCE 1-in-2 | 23 | 0.90129 | 0.82963 | 0.90129 | 0.82963 | 0 | 53.6306
| Sublap | SCHD | Monthly System Peak Day | March | SCE 1-in-2 | 24 | 0.80059 | 0.7379 | 0.80059 | 0.7379 | 0 | 51.7413
| Sublap | SCHD | Monthly System Peak Day | May | CAISO 1-in-10 | 1 | 1.1279 | 1.0826 | 1.1279 | 1.0826 | 0 | 71.8628
| Sublap | SCHD | Monthly System Peak Day | May | CAISO 1-in-10 | 2 | 0.95017 | 0.91072 | 0.95017 | 0.91072 | 0 | 69.8808
| Sublap | SCHD | Monthly System Peak Day | May | CAISO 1-in-10 | 3 | 0.80338 | 0.76437 | 0.80338 | 0.76437 | 0 | 67.511
| Sublap | SCHD | Monthly System Peak Day | May | CAISO 1-in-10 | 4 | 0.72062 | 0.69315 | 0.72062 | 0.69315 | 0 | 65.9464
| Sublap | SCHD | Monthly System Peak Day | May | CAISO 1-in-10 | 5 | 0.6975 | 0.67539 | 0.6975 | 0.67539 | 0 | 65.6483
| Sublap | SCHD | Monthly System Peak Day | May | CAISO 1-in-10 | 6 | 0.67895 | 0.67047 | 0.67895 | 0.67047 | 0 | 63.913
| Sublap | SCHD | Monthly System Peak Day | May | CAISO 1-in-10 | 7 | 0.64454 | 0.65808 | 0.64454 | 0.65808 | 0 | 62.4562
| Sublap | SCHD | Monthly System Peak Day | May | CAISO 1-in-10 | 8 | 0.54861 | 0.56157 | 0.54861 | 0.56157 | 0 | 63.2643
| Sublap | SCHD | Monthly System Peak Day | May | CAISO 1-in-10 | 9 | 0.43261 | 0.4361 | 0.43261 | 0.4361 | 0 | 67.582
| Sublap | SCHD | Monthly System Peak Day | May | CAISO 1-in-10 | 10 | 0.32931 | 0.33511 | 0.32931 | 0.33511 | 0 | 72.0917
| Sublap | SCHD | Monthly System Peak Day | May | CAISO 1-in-10 | 11 | 0.29983 | 0.31491 | 0.29983 | 0.31491 | 0 | 77.0494
| Sublap | SCHD | Monthly System Peak Day | May | CAISO 1-in-10 | 12 | 0.36145 | 0.3758 | 0.36145 | 0.3758 | 0 | 81.8084
| Sublap | SCHD | Monthly System Peak Day | May | CAISO 1-in-10 | 13 | 0.49476 | 0.50505 | 0.49476 | 0.50505 | 0 | 85.1118
| Sublap | SCHD | Monthly System Peak Day | May | CAISO 1-in-10 | 14 | 0.68305 | 0.6926 | 0.68305 | 0.6926 | 0 | 87.3419
| Sublap | SCHD | Monthly System Peak Day | May | CAISO 1-in-10 | 15 | 0.92292 | 0.91601 | 0.92292 | 0.91601 | 0 | 89.0491
| Sublap | SCHD | Monthly System Peak Day | May | CAISO 1-in-10 | 16 | 1.2079 | 1.1972 | 1.2079 | 1.1972 | 0 | 89.5564
| Sublap | SCHD | Monthly System Peak Day | May | CAISO 1-in-10 | 17 | 1.5159 | 1.5151 | 0.56806 | 0.59096 | 0.061998 | 90.2921
| Sublap | SCHD | Monthly System Peak Day | May | CAISO 1-in-10 | 18 | 1.8419 | 1.8167 | 1.1216 | 1.2834 | 0.15351 | 90.567
| Sublap | SCHD | Monthly System Peak Day | May | CAISO 1-in-10 | 19 | 2.0454 | 1.9729 | 1.5706 | 1.6061 | 0.17205 | 90.1054
| Sublap | SCHD | Monthly System Peak Day | May | CAISO 1-in-10 | 20 | 2.0592 | 1.976 | 1.7249 | 1.7383 | 0.042347 | 88.7975
| Sublap | SCHD | Monthly System Peak Day | May | CAISO 1-in-10 | 21 | 2.0211 | 1.9409 | 1.6844 | 1.7008 | 0.054255 | 85.8291
| Sublap | SCHD | Monthly System Peak Day | May | CAISO 1-in-10 | 22 | 1.9146 | 1.8393 | 2.3831 | 2.3592 | 0.071513 | 81.8858
| Sublap | SCHD | Monthly System Peak Day | May | CAISO 1-in-10 | 23 | 1.6939 | 1.6222 | 1.7191 | 1.7807 | 0.01263 | 79.4775
| Sublap | SCHD | Monthly System Peak Day | May | CAISO 1-in-10 | 24 | 1.432 | 1.3693 | 1.432 | 1.3845 | 0 | 77.1555
| Sublap | SCHD | Monthly System Peak Day | May | CAISO 1-in-2 | 1 | 1.0632 | 1.0179 | 1.0632 | 1.0179 | 0 | 70.951
| Sublap | SCHD | Monthly System Peak Day | May | CAISO 1-in-2 | 2 | 0.91379 | 0.87433 | 0.91379 | 0.87433 | 0 | 69.0774
| Sublap | SCHD | Monthly System Peak Day | May | CAISO 1-in-2 | 3 | 0.8193 | 0.7803 | 0.8193 | 0.7803 | 0 | 67.6713
| Sublap | SCHD | Monthly System Peak Day | May | CAISO 1-in-2 | 4 | 0.70355 | 0.67608 | 0.70355 | 0.67608 | 0 | 65.3138
| Sublap | SCHD | Monthly System Peak Day | May | CAISO 1-in-2 | 5 | 0.67715 | 0.65505 | 0.67715 | 0.65505 | 0 | 64.1016
| Sublap | SCHD | Monthly System Peak Day | May | CAISO 1-in-2 | 6 | 0.67097 | 0.66249 | 0.67097 | 0.66249 | 0 | 63.3734
| Sublap | SCHD | Monthly System Peak Day | May | CAISO 1-in-2 | 7 | 0.63619 | 0.64972 | 0.63619 | 0.64972 | 0 | 62.1535
| Sublap | SCHD | Monthly System Peak Day | May | CAISO 1-in-2 | 8 | 0.52428 | 0.53723 | 0.52428 | 0.53723 | 0 | 63.0881
| Sublap | SCHD | Monthly System Peak Day | May | CAISO 1-in-2 | 9 | 0.3406 | 0.3441 | 0.3406 | 0.3441 | 0 | 64.2863
| Sublap | SCHD | Monthly System Peak Day | May | CAISO 1-in-2 | 10 | 0.18678 | 0.19258 | 0.18678 | 0.19258 | 0 | 68.8965
| Sublap | SCHD | Monthly System Peak Day | May | CAISO 1-in-2 | 11 | 0.11371 | 0.12879 | 0.11371 | 0.12879 | 0 | 74.4769
| Sublap | SCHD | Monthly System Peak Day | May | CAISO 1-in-2 | 12 | 0.11297 | 0.12732 | 0.11297 | 0.12732 | 0 | 77.9218
| Sublap | SCHD | Monthly System Peak Day | May | CAISO 1-in-2 | 13 | 0.19396 | 0.20425 | 0.19396 | 0.20425 | 0 | 80.6665
| Sublap | SCHD | Monthly System Peak Day | May | CAISO 1-in-2 | 14 | 0.34297 | 0.35253 | 0.34297 | 0.35253 | 0 | 82.9329
| Sublap | SCHD | Monthly System Peak Day | May | CAISO 1-in-2 | 15 | 0.54526 | 0.53835 | 0.54526 | 0.53835 | 0 | 83.5757
| Sublap | SCHD | Monthly System Peak Day | May | CAISO 1-in-2 | 16 | 0.80376 | 0.793 | 0.80376 | 0.793 | 0 | 83.8121
| Sublap | SCHD | Monthly System Peak Day | May | CAISO 1-in-2 | 17 | 1.0928 | 1.0919 | 0.26795 | 0.29085 | 0.10027 | 84.0863
| Sublap | SCHD | Monthly System Peak Day | May | CAISO 1-in-2 | 18 | 1.4074 | 1.3822 | 0.77966 | 0.94148 | 0.25856 | 83.3169
| Sublap | SCHD | Monthly System Peak Day | May | CAISO 1-in-2 | 19 | 1.6274 | 1.5549 | 1.1929 | 1.2284 | 0.30706 | 82.67
| Sublap | SCHD | Monthly System Peak Day | May | CAISO 1-in-2 | 20 | 1.6618 | 1.5787 | 1.3212 | 1.3346 | 0.075131 | 80.8921
| Sublap | SCHD | Monthly System Peak Day | May | CAISO 1-in-2 | 21 | 1.642 | 1.5618 | 1.2989 | 1.3152 | 0.08837 | 77.8366
| Sublap | SCHD | Monthly System Peak Day | May | CAISO 1-in-2 | 22 | 1.5449 | 1.4695 | 2.0416 | 2.0177 | 0.11968 | 74.6543
| Sublap | SCHD | Monthly System Peak Day | May | CAISO 1-in-2 | 23 | 1.3386 | 1.267 | 1.3386 | 1.3221 | 0 | 71.8191
| Sublap | SCHD | Monthly System Peak Day | May | CAISO 1-in-2 | 24 | 1.1291 | 1.0664 | 1.1291 | 1.0664 | 0 | 70.0239
| Sublap | SCHD | Monthly System Peak Day | May | SCE 1-in-10 | 1 | 1.1279 | 1.0826 | 1.1279 | 1.0826 | 0 | 71.8628
| Sublap | SCHD | Monthly System Peak Day | May | SCE 1-in-10 | 2 | 0.95017 | 0.91072 | 0.95017 | 0.91072 | 0 | 69.8808
| Sublap | SCHD | Monthly System Peak Day | May | SCE 1-in-10 | 3 | 0.80338 | 0.76437 | 0.80338 | 0.76437 | 0 | 67.511
| Sublap | SCHD | Monthly System Peak Day | May | SCE 1-in-10 | 4 | 0.72062 | 0.69315 | 0.72062 | 0.69315 | 0 | 65.9464
| Sublap | SCHD | Monthly System Peak Day | May | SCE 1-in-10 | 5 | 0.6975 | 0.67539 | 0.6975 | 0.67539 | 0 | 65.6483
| Sublap | SCHD | Monthly System Peak Day | May | SCE 1-in-10 | 6 | 0.67895 | 0.67047 | 0.67895 | 0.67047 | 0 | 63.913
| Sublap | SCHD | Monthly System Peak Day | May | SCE 1-in-10 | 7 | 0.64454 | 0.65808 | 0.64454 | 0.65808 | 0 | 62.4562
| Sublap | SCHD | Monthly System Peak Day | May | SCE 1-in-10 | 8 | 0.54861 | 0.56157 | 0.54861 | 0.56157 | 0 | 63.2643
| Sublap | SCHD | Monthly System Peak Day | May | SCE 1-in-10 | 9 | 0.43261 | 0.4361 | 0.43261 | 0.4361 | 0 | 67.582
| Sublap | SCHD | Monthly System Peak Day | May | SCE 1-in-10 | 10 | 0.32931 | 0.33511 | 0.32931 | 0.33511 | 0 | 72.0917
| Sublap | SCHD | Monthly System Peak Day | May | SCE 1-in-10 | 11 | 0.29983 | 0.31491 | 0.29983 | 0.31491 | 0 | 77.0494
| Sublap | SCHD | Monthly System Peak Day | May | SCE 1-in-10 | 12 | 0.36145 | 0.3758 | 0.36145 | 0.3758 | 0 | 81.8084
| Sublap | SCHD | Monthly System Peak Day | May | SCE 1-in-10 | 13 | 0.49476 | 0.50505 | 0.49476 | 0.50505 | 0 | 85.1118
| Sublap | SCHD | Monthly System Peak Day | May | SCE 1-in-10 | 14 | 0.68305 | 0.6926 | 0.68305 | 0.6926 | 0 | 87.3419
| Sublap | SCHD | Monthly System Peak Day | May | SCE 1-in-10 | 15 | 0.92292 | 0.91601 | 0.92292 | 0.91601 | 0 | 89.0491
| Sublap | SCHD | Monthly System Peak Day | May | SCE 1-in-10 | 16 | 1.2079 | 1.1972 | 1.2079 | 1.1972 | 0 | 89.5564
| Sublap | SCHD | Monthly System Peak Day | May | SCE 1-in-10 | 17 | 1.5159 | 1.5151 | 0.56806 | 0.59096 | 0.061998 | 90.2921
| Sublap | SCHD | Monthly System Peak Day | May | SCE 1-in-10 | 18 | 1.8419 | 1.8167 | 1.1216 | 1.2834 | 0.15351 | 90.567
| Sublap | SCHD | Monthly System Peak Day | May | SCE 1-in-10 | 19 | 2.0454 | 1.9729 | 1.5706 | 1.6061 | 0.17205 | 90.1054
| Sublap | SCHD | Monthly System Peak Day | May | SCE 1-in-10 | 20 | 2.0592 | 1.976 | 1.7249 | 1.7383 | 0.042347 | 88.7975
| Sublap | SCHD | Monthly System Peak Day | May | SCE 1-in-10 | 21 | 2.0211 | 1.9409 | 1.6844 | 1.7008 | 0.054255 | 85.8291
| Sublap | SCHD | Monthly System Peak Day | May | SCE 1-in-10 | 22 | 1.9146 | 1.8393 | 2.3831 | 2.3592 | 0.071513 | 81.8858
| Sublap | SCHD | Monthly System Peak Day | May | SCE 1-in-10 | 23 | 1.6939 | 1.6222 | 1.7191 | 1.7807 | 0.01263 | 79.4775
| Sublap | SCHD | Monthly System Peak Day | May | SCE 1-in-10 | 24 | 1.432 | 1.3693 | 1.432 | 1.3845 | 0 | 77.1555
| Sublap | SCHD | Monthly System Peak Day | May | SCE 1-in-2 | 1 | 0.88899 | 0.84363 | 0.88899 | 0.84363 | 0 | 67.1292
| Sublap | SCHD | Monthly System Peak Day | May | SCE 1-in-2 | 2 | 0.75218 | 0.71273 | 0.75218 | 0.71273 | 0 | 65.3196
| Sublap | SCHD | Monthly System Peak Day | May | SCE 1-in-2 | 3 | 0.70622 | 0.66721 | 0.70622 | 0.66721 | 0 | 64.2539
| Sublap | SCHD | Monthly System Peak Day | May | SCE 1-in-2 | 4 | 0.67338 | 0.64591 | 0.67338 | 0.64591 | 0 | 62.7776
| Sublap | SCHD | Monthly System Peak Day | May | SCE 1-in-2 | 5 | 0.6569 | 0.6348 | 0.6569 | 0.6348 | 0 | 60.9947
| Sublap | SCHD | Monthly System Peak Day | May | SCE 1-in-2 | 6 | 0.65417 | 0.64568 | 0.65417 | 0.64568 | 0 | 60.4755
| Sublap | SCHD | Monthly System Peak Day | May | SCE 1-in-2 | 7 | 0.62097 | 0.6345 | 0.62097 | 0.6345 | 0 | 59.8403
| Sublap | SCHD | Monthly System Peak Day | May | SCE 1-in-2 | 8 | 0.49714 | 0.51009 | 0.49714 | 0.51009 | 0 | 59.8821
| Sublap | SCHD | Monthly System Peak Day | May | SCE 1-in-2 | 9 | 0.30615 | 0.30964 | 0.30615 | 0.30964 | 0 | 62.0164
| Sublap | SCHD | Monthly System Peak Day | May | SCE 1-in-2 | 10 | 0.12103 | 0.12683 | 0.12103 | 0.12683 | 0 | 67.0057
| Sublap | SCHD | Monthly System Peak Day | May | SCE 1-in-2 | 11 | 0.023572 | 0.038649 | 0.023572 | 0.038649 | 0 | 71.4581
| Sublap | SCHD | Monthly System Peak Day | May | SCE 1-in-2 | 12 | 0.01449 | 0.028836 | 0.01449 | 0.028836 | 0 | 75.4749
| Sublap | SCHD | Monthly System Peak Day | May | SCE 1-in-2 | 13 | 0.081527 | 0.09182 | 0.081527 | 0.09182 | 0 | 78.9518
| Sublap | SCHD | Monthly System Peak Day | May | SCE 1-in-2 | 14 | 0.21586 | 0.22542 | 0.21586 | 0.22542 | 0 | 80.9899
| Sublap | SCHD | Monthly System Peak Day | May | SCE 1-in-2 | 15 | 0.4196 | 0.41269 | 0.4196 | 0.41269 | 0 | 82.8741
| Sublap | SCHD | Monthly System Peak Day | May | SCE 1-in-2 | 16 | 0.70446 | 0.69371 | 0.70446 | 0.69371 | 0 | 84.9282
| Sublap | SCHD | Monthly System Peak Day | May | SCE 1-in-2 | 17 | 1.0125 | 1.0116 | 0.15152 | 0.17442 | 0.08838 | 85.9093
| Sublap | SCHD | Monthly System Peak Day | May | SCE 1-in-2 | 18 | 1.3366 | 1.3114 | 0.67602 | 0.83784 | 0.22043 | 85.8878
| Sublap | SCHD | Monthly System Peak Day | May | SCE 1-in-2 | 19 | 1.5608 | 1.4883 | 1.1124 | 1.1479 | 0.25992 | 85.2305
| Sublap | SCHD | Monthly System Peak Day | May | SCE 1-in-2 | 20 | 1.5914 | 1.5083 | 1.2521 | 1.2655 | 0.06836 | 82.4724
| Sublap | SCHD | Monthly System Peak Day | May | SCE 1-in-2 | 21 | 1.5602 | 1.48 | 1.2173 | 1.2337 | 0.087143 | 78.1183
| Sublap | SCHD | Monthly System Peak Day | May | SCE 1-in-2 | 22 | 1.4769 | 1.4016 | 1.9727 | 1.9489 | 0.11815 | 74.8776
| Sublap | SCHD | Monthly System Peak Day | May | SCE 1-in-2 | 23 | 1.289 | 1.2174 | 1.289 | 1.2784 | 0 | 72.2556
| Sublap | SCHD | Monthly System Peak Day | May | SCE 1-in-2 | 24 | 1.0755 | 1.0128 | 1.0755 | 1.0128 | 0 | 69.9048
| Sublap | SCHD | Monthly System Peak Day | November | CAISO 1-in-10 | 1 | 0.73458 | 0.68921 | 0.73458 | 0.68921 | 0 | 60.1654
| Sublap | SCHD | Monthly System Peak Day | November | CAISO 1-in-10 | 2 | 0.67339 | 0.63394 | 0.67339 | 0.63394 | 0 | 58.3252
| Sublap | SCHD | Monthly System Peak Day | November | CAISO 1-in-10 | 3 | 0.63872 | 0.59971 | 0.63872 | 0.59971 | 0 | 57.4857
| Sublap | SCHD | Monthly System Peak Day | November | CAISO 1-in-10 | 4 | 0.61552 | 0.58805 | 0.61552 | 0.58805 | 0 | 56.2776
| Sublap | SCHD | Monthly System Peak Day | November | CAISO 1-in-10 | 5 | 0.60577 | 0.58367 | 0.60577 | 0.58367 | 0 | 55.0742
| Sublap | SCHD | Monthly System Peak Day | November | CAISO 1-in-10 | 6 | 0.61738 | 0.6089 | 0.61738 | 0.6089 | 0 | 54.6408
| Sublap | SCHD | Monthly System Peak Day | November | CAISO 1-in-10 | 7 | 0.60262 | 0.61616 | 0.60262 | 0.61616 | 0 | 53.1386
| Sublap | SCHD | Monthly System Peak Day | November | CAISO 1-in-10 | 8 | 0.49011 | 0.50306 | 0.49011 | 0.50306 | 0 | 52.2299
| Sublap | SCHD | Monthly System Peak Day | November | CAISO 1-in-10 | 9 | 0.28636 | 0.28985 | 0.28636 | 0.28985 | 0 | 54.5124
| Sublap | SCHD | Monthly System Peak Day | November | CAISO 1-in-10 | 10 | 0.084492 | 0.090294 | 0.084492 | 0.090294 | 0 | 58.5309
| Sublap | SCHD | Monthly System Peak Day | November | CAISO 1-in-10 | 11 | -0.071596 | -0.056519 | -0.071596 | -0.056519 | 0 | 63.59
| Sublap | SCHD | Monthly System Peak Day | November | CAISO 1-in-10 | 12 | -0.15282 | -0.13848 | -0.15282 | -0.13848 | 0 | 68.1419
| Sublap | SCHD | Monthly System Peak Day | November | CAISO 1-in-10 | 13 | -0.1632 | -0.1529 | -0.1632 | -0.1529 | 0 | 71.934
| Sublap | SCHD | Monthly System Peak Day | November | CAISO 1-in-10 | 14 | -0.10291 | -0.093354 | -0.10291 | -0.093354 | 0 | 75.1483
| Sublap | SCHD | Monthly System Peak Day | November | CAISO 1-in-10 | 15 | 0.036695 | 0.029787 | 0.036695 | 0.029787 | 0 | 76.9647
| Sublap | SCHD | Monthly System Peak Day | November | CAISO 1-in-10 | 16 | 0.25359 | 0.24283 | 0.25359 | 0.24283 | 0 | 78.3255
| Sublap | SCHD | Monthly System Peak Day | November | CAISO 1-in-10 | 17 | 0.50718 | 0.50633 | 0.021784 | 0.020929 | 0.13871 | 78.4212
| Sublap | SCHD | Monthly System Peak Day | November | CAISO 1-in-10 | 18 | 0.80379 | 0.77858 | 0.33969 | 0.42418 | 0.36071 | 76.559
| Sublap | SCHD | Monthly System Peak Day | November | CAISO 1-in-10 | 19 | 1.0331 | 0.96067 | 0.64568 | 0.68122 | 0.19373 | 73.9916
| Sublap | SCHD | Monthly System Peak Day | November | CAISO 1-in-10 | 20 | 1.1299 | 1.0468 | 0.78141 | 0.79483 | 0.11773 | 71.1499
| Sublap | SCHD | Monthly System Peak Day | November | CAISO 1-in-10 | 21 | 1.1729 | 1.0927 | 0.82256 | 0.83892 | 0.12779 | 68.8762
| Sublap | SCHD | Monthly System Peak Day | November | CAISO 1-in-10 | 22 | 1.0783 | 1.003 | 1.5908 | 1.5154 | 0.18256 | 65.5776
| Sublap | SCHD | Monthly System Peak Day | November | CAISO 1-in-10 | 23 | 0.93859 | 0.86693 | 0.93859 | 0.86693 | 0 | 62.7247
| Sublap | SCHD | Monthly System Peak Day | November | CAISO 1-in-10 | 24 | 0.82307 | 0.76037 | 0.82307 | 0.76037 | 0 | 61.9648
| Sublap | SCHD | Monthly System Peak Day | November | CAISO 1-in-2 | 1 | 0.73345 | 0.68808 | 0.73345 | 0.68808 | 0 | 46.2219
| Sublap | SCHD | Monthly System Peak Day | November | CAISO 1-in-2 | 2 | 0.69295 | 0.65349 | 0.69295 | 0.65349 | 0 | 44.1629
| Sublap | SCHD | Monthly System Peak Day | November | CAISO 1-in-2 | 3 | 0.67791 | 0.6389 | 0.67791 | 0.6389 | 0 | 43.7396
| Sublap | SCHD | Monthly System Peak Day | November | CAISO 1-in-2 | 4 | 0.66946 | 0.64199 | 0.66946 | 0.64199 | 0 | 42.3651
| Sublap | SCHD | Monthly System Peak Day | November | CAISO 1-in-2 | 5 | 0.67301 | 0.6509 | 0.67301 | 0.6509 | 0 | 41.4929
| Sublap | SCHD | Monthly System Peak Day | November | CAISO 1-in-2 | 6 | 0.70488 | 0.6964 | 0.70488 | 0.6964 | 0 | 41.1812
| Sublap | SCHD | Monthly System Peak Day | November | CAISO 1-in-2 | 7 | 0.72938 | 0.74291 | 0.72938 | 0.74291 | 0 | 40.2066
| Sublap | SCHD | Monthly System Peak Day | November | CAISO 1-in-2 | 8 | 0.61314 | 0.62609 | 0.61314 | 0.62609 | 0 | 40.6726
| Sublap | SCHD | Monthly System Peak Day | November | CAISO 1-in-2 | 9 | 0.3966 | 0.4001 | 0.3966 | 0.4001 | 0 | 43.8509
| Sublap | SCHD | Monthly System Peak Day | November | CAISO 1-in-2 | 10 | 0.18494 | 0.19074 | 0.18494 | 0.19074 | 0 | 49.1657
| Sublap | SCHD | Monthly System Peak Day | November | CAISO 1-in-2 | 11 | 0.029641 | 0.044718 | 0.029641 | 0.044718 | 0 | 53.8009
| Sublap | SCHD | Monthly System Peak Day | November | CAISO 1-in-2 | 12 | -0.053899 | -0.039552 | -0.053899 | -0.039552 | 0 | 57.801
| Sublap | SCHD | Monthly System Peak Day | November | CAISO 1-in-2 | 13 | -0.077499 | -0.067206 | -0.077499 | -0.067206 | 0 | 60.9079
| Sublap | SCHD | Monthly System Peak Day | November | CAISO 1-in-2 | 14 | -0.038434 | -0.028879 | -0.038434 | -0.028879 | 0 | 63.2292
| Sublap | SCHD | Monthly System Peak Day | November | CAISO 1-in-2 | 15 | 0.074777 | 0.067869 | 0.074777 | 0.067869 | 0 | 64.6874
| Sublap | SCHD | Monthly System Peak Day | November | CAISO 1-in-2 | 16 | 0.2647 | 0.25394 | 0.2647 | 0.25394 | 0 | 65.5587
| Sublap | SCHD | Monthly System Peak Day | November | CAISO 1-in-2 | 17 | 0.49928 | 0.49843 | 0.49928 | 0.49843 | 0 | 65.4771
| Sublap | SCHD | Monthly System Peak Day | November | CAISO 1-in-2 | 18 | 0.77148 | 0.74628 | 0.77148 | 0.74628 | 0 | 63.7217
| Sublap | SCHD | Monthly System Peak Day | November | CAISO 1-in-2 | 19 | 0.97762 | 0.90514 | 0.97762 | 0.90514 | 0 | 60.4891
| Sublap | SCHD | Monthly System Peak Day | November | CAISO 1-in-2 | 20 | 1.066 | 0.98283 | 1.066 | 0.98283 | 0 | 57.7722
| Sublap | SCHD | Monthly System Peak Day | November | CAISO 1-in-2 | 21 | 1.0767 | 0.99656 | 1.0767 | 0.99656 | 0 | 54.6498
| Sublap | SCHD | Monthly System Peak Day | November | CAISO 1-in-2 | 22 | 1.009 | 0.93364 | 1.009 | 0.93364 | 0 | 51.8963
| Sublap | SCHD | Monthly System Peak Day | November | CAISO 1-in-2 | 23 | 0.90387 | 0.83221 | 0.90387 | 0.83221 | 0 | 50.3795
| Sublap | SCHD | Monthly System Peak Day | November | CAISO 1-in-2 | 24 | 0.80311 | 0.74041 | 0.80311 | 0.74041 | 0 | 48.7946
| Sublap | SCHD | Monthly System Peak Day | November | SCE 1-in-10 | 1 | 0.73458 | 0.68921 | 0.73458 | 0.68921 | 0 | 60.1654
| Sublap | SCHD | Monthly System Peak Day | November | SCE 1-in-10 | 2 | 0.67339 | 0.63394 | 0.67339 | 0.63394 | 0 | 58.3252
| Sublap | SCHD | Monthly System Peak Day | November | SCE 1-in-10 | 3 | 0.63872 | 0.59971 | 0.63872 | 0.59971 | 0 | 57.4857
| Sublap | SCHD | Monthly System Peak Day | November | SCE 1-in-10 | 4 | 0.61552 | 0.58805 | 0.61552 | 0.58805 | 0 | 56.2776
| Sublap | SCHD | Monthly System Peak Day | November | SCE 1-in-10 | 5 | 0.60577 | 0.58367 | 0.60577 | 0.58367 | 0 | 55.0742
| Sublap | SCHD | Monthly System Peak Day | November | SCE 1-in-10 | 6 | 0.61738 | 0.6089 | 0.61738 | 0.6089 | 0 | 54.6408
| Sublap | SCHD | Monthly System Peak Day | November | SCE 1-in-10 | 7 | 0.60262 | 0.61616 | 0.60262 | 0.61616 | 0 | 53.1386
| Sublap | SCHD | Monthly System Peak Day | November | SCE 1-in-10 | 8 | 0.49011 | 0.50306 | 0.49011 | 0.50306 | 0 | 52.2299
| Sublap | SCHD | Monthly System Peak Day | November | SCE 1-in-10 | 9 | 0.28636 | 0.28985 | 0.28636 | 0.28985 | 0 | 54.5124
| Sublap | SCHD | Monthly System Peak Day | November | SCE 1-in-10 | 10 | 0.084492 | 0.090294 | 0.084492 | 0.090294 | 0 | 58.5309
| Sublap | SCHD | Monthly System Peak Day | November | SCE 1-in-10 | 11 | -0.071596 | -0.056519 | -0.071596 | -0.056519 | 0 | 63.59
| Sublap | SCHD | Monthly System Peak Day | November | SCE 1-in-10 | 12 | -0.15282 | -0.13848 | -0.15282 | -0.13848 | 0 | 68.1419
| Sublap | SCHD | Monthly System Peak Day | November | SCE 1-in-10 | 13 | -0.1632 | -0.1529 | -0.1632 | -0.1529 | 0 | 71.934
| Sublap | SCHD | Monthly System Peak Day | November | SCE 1-in-10 | 14 | -0.10291 | -0.093354 | -0.10291 | -0.093354 | 0 | 75.1483
| Sublap | SCHD | Monthly System Peak Day | November | SCE 1-in-10 | 15 | 0.036695 | 0.029787 | 0.036695 | 0.029787 | 0 | 76.9647
| Sublap | SCHD | Monthly System Peak Day | November | SCE 1-in-10 | 16 | 0.25359 | 0.24283 | 0.25359 | 0.24283 | 0 | 78.3255
| Sublap | SCHD | Monthly System Peak Day | November | SCE 1-in-10 | 17 | 0.50718 | 0.50633 | 0.021784 | 0.020929 | 0.13871 | 78.4212
| Sublap | SCHD | Monthly System Peak Day | November | SCE 1-in-10 | 18 | 0.80379 | 0.77858 | 0.33969 | 0.42418 | 0.36071 | 76.559
| Sublap | SCHD | Monthly System Peak Day | November | SCE 1-in-10 | 19 | 1.0331 | 0.96067 | 0.64568 | 0.68122 | 0.19373 | 73.9916
| Sublap | SCHD | Monthly System Peak Day | November | SCE 1-in-10 | 20 | 1.1299 | 1.0468 | 0.78141 | 0.79483 | 0.11773 | 71.1499
| Sublap | SCHD | Monthly System Peak Day | November | SCE 1-in-10 | 21 | 1.1729 | 1.0927 | 0.82256 | 0.83892 | 0.12779 | 68.8762
| Sublap | SCHD | Monthly System Peak Day | November | SCE 1-in-10 | 22 | 1.0783 | 1.003 | 1.5908 | 1.5154 | 0.18256 | 65.5776
| Sublap | SCHD | Monthly System Peak Day | November | SCE 1-in-10 | 23 | 0.93859 | 0.86693 | 0.93859 | 0.86693 | 0 | 62.7247
| Sublap | SCHD | Monthly System Peak Day | November | SCE 1-in-10 | 24 | 0.82307 | 0.76037 | 0.82307 | 0.76037 | 0 | 61.9648
| Sublap | SCHD | Monthly System Peak Day | November | SCE 1-in-2 | 1 | 0.67503 | 0.62967 | 0.67503 | 0.62967 | 0 | 54.6472
| Sublap | SCHD | Monthly System Peak Day | November | SCE 1-in-2 | 2 | 0.62919 | 0.58974 | 0.62919 | 0.58974 | 0 | 52.7236
| Sublap | SCHD | Monthly System Peak Day | November | SCE 1-in-2 | 3 | 0.60828 | 0.56927 | 0.60828 | 0.56927 | 0 | 51.8448
| Sublap | SCHD | Monthly System Peak Day | November | SCE 1-in-2 | 4 | 0.5934 | 0.56593 | 0.5934 | 0.56593 | 0 | 50.5195
| Sublap | SCHD | Monthly System Peak Day | November | SCE 1-in-2 | 5 | 0.5902 | 0.5681 | 0.5902 | 0.5681 | 0 | 49.4455
| Sublap | SCHD | Monthly System Peak Day | November | SCE 1-in-2 | 6 | 0.61421 | 0.60573 | 0.61421 | 0.60573 | 0 | 48.9868
| Sublap | SCHD | Monthly System Peak Day | November | SCE 1-in-2 | 7 | 0.62019 | 0.63372 | 0.62019 | 0.63372 | 0 | 48.2807
| Sublap | SCHD | Monthly System Peak Day | November | SCE 1-in-2 | 8 | 0.50167 | 0.51462 | 0.50167 | 0.51462 | 0 | 48.7298
| Sublap | SCHD | Monthly System Peak Day | November | SCE 1-in-2 | 9 | 0.29481 | 0.29831 | 0.29481 | 0.29831 | 0 | 50.5936
| Sublap | SCHD | Monthly System Peak Day | November | SCE 1-in-2 | 10 | 0.087507 | 0.093309 | 0.087507 | 0.093309 | 0 | 55.3077
| Sublap | SCHD | Monthly System Peak Day | November | SCE 1-in-2 | 11 | -0.069866 | -0.054789 | -0.069866 | -0.054789 | 0 | 60.6259
| Sublap | SCHD | Monthly System Peak Day | November | SCE 1-in-2 | 12 | -0.15664 | -0.14229 | -0.15664 | -0.14229 | 0 | 65.4468
| Sublap | SCHD | Monthly System Peak Day | November | SCE 1-in-2 | 13 | -0.16957 | -0.15928 | -0.16957 | -0.15928 | 0 | 69.0358
| Sublap | SCHD | Monthly System Peak Day | November | SCE 1-in-2 | 14 | -0.12243 | -0.11288 | -0.12243 | -0.11288 | 0 | 71.6121
| Sublap | SCHD | Monthly System Peak Day | November | SCE 1-in-2 | 15 | 0.015718 | 0.0088103 | 0.015718 | 0.0088103 | 0 | 73.2148
| Sublap | SCHD | Monthly System Peak Day | November | SCE 1-in-2 | 16 | 0.2235 | 0.21274 | 0.2235 | 0.21274 | 0 | 74.5086
| Sublap | SCHD | Monthly System Peak Day | November | SCE 1-in-2 | 17 | 0.46844 | 0.46759 | 0.16887 | 0.16802 | 0.164 | 74.7903
| Sublap | SCHD | Monthly System Peak Day | November | SCE 1-in-2 | 18 | 0.74603 | 0.72083 | 0.43944 | 0.41424 | 0.1533 | 73.4856
| Sublap | SCHD | Monthly System Peak Day | November | SCE 1-in-2 | 19 | 0.94955 | 0.87706 | 0.70577 | 0.63329 | 0.12189 | 70.5281
| Sublap | SCHD | Monthly System Peak Day | November | SCE 1-in-2 | 20 | 1.0281 | 0.945 | 0.85681 | 0.77368 | 0.13405 | 67.4618
| Sublap | SCHD | Monthly System Peak Day | November | SCE 1-in-2 | 21 | 1.0199 | 0.93969 | 0.91486 | 0.83467 | 0.052507 | 64.4445
| Sublap | SCHD | Monthly System Peak Day | November | SCE 1-in-2 | 22 | 0.94721 | 0.87187 | 1.0664 | 0.99102 | 0.059576 | 61.3726
| Sublap | SCHD | Monthly System Peak Day | November | SCE 1-in-2 | 23 | 0.84716 | 0.77551 | 0.84716 | 0.77551 | 0 | 59.5928
| Sublap | SCHD | Monthly System Peak Day | November | SCE 1-in-2 | 24 | 0.74449 | 0.68179 | 0.74449 | 0.68179 | 0 | 57.7213
| Sublap | SCHD | Monthly System Peak Day | October | CAISO 1-in-10 | 1 | 1.2196 | 1.1742 | 1.2196 | 1.1742 | 0 | 73.8595
| Sublap | SCHD | Monthly System Peak Day | October | CAISO 1-in-10 | 2 | 1.0286 | 0.98911 | 1.0286 | 0.98911 | 0 | 71.5812
| Sublap | SCHD | Monthly System Peak Day | October | CAISO 1-in-10 | 3 | 0.93817 | 0.89916 | 0.93817 | 0.89916 | 0 | 70.7344
| Sublap | SCHD | Monthly System Peak Day | October | CAISO 1-in-10 | 4 | 0.87554 | 0.84808 | 0.87554 | 0.84808 | 0 | 70.1884
| Sublap | SCHD | Monthly System Peak Day | October | CAISO 1-in-10 | 5 | 0.86381 | 0.8417 | 0.86381 | 0.8417 | 0 | 70.6515
| Sublap | SCHD | Monthly System Peak Day | October | CAISO 1-in-10 | 6 | 0.84923 | 0.84075 | 0.84923 | 0.84075 | 0 | 70.7422
| Sublap | SCHD | Monthly System Peak Day | October | CAISO 1-in-10 | 7 | 0.76212 | 0.77565 | 0.76212 | 0.77565 | 0 | 68.7548
| Sublap | SCHD | Monthly System Peak Day | October | CAISO 1-in-10 | 8 | 0.64291 | 0.65586 | 0.64291 | 0.65586 | 0 | 67.9355
| Sublap | SCHD | Monthly System Peak Day | October | CAISO 1-in-10 | 9 | 0.47922 | 0.48272 | 0.47922 | 0.48272 | 0 | 68.9279
| Sublap | SCHD | Monthly System Peak Day | October | CAISO 1-in-10 | 10 | 0.3623 | 0.3681 | 0.3623 | 0.3681 | 0 | 72.7705
| Sublap | SCHD | Monthly System Peak Day | October | CAISO 1-in-10 | 11 | 0.33468 | 0.34976 | 0.33468 | 0.34976 | 0 | 77.36
| Sublap | SCHD | Monthly System Peak Day | October | CAISO 1-in-10 | 12 | 0.40338 | 0.41773 | 0.40338 | 0.41773 | 0 | 81.1311
| Sublap | SCHD | Monthly System Peak Day | October | CAISO 1-in-10 | 13 | 0.5475 | 0.5578 | 0.5475 | 0.5578 | 0 | 84.4838
| Sublap | SCHD | Monthly System Peak Day | October | CAISO 1-in-10 | 14 | 0.74158 | 0.75114 | 0.74158 | 0.75114 | 0 | 86.7523
| Sublap | SCHD | Monthly System Peak Day | October | CAISO 1-in-10 | 15 | 0.97634 | 0.96943 | 0.97634 | 0.96943 | 0 | 88.1948
| Sublap | SCHD | Monthly System Peak Day | October | CAISO 1-in-10 | 16 | 1.2712 | 1.2604 | 1.2712 | 1.2604 | 0 | 89.6371
| Sublap | SCHD | Monthly System Peak Day | October | CAISO 1-in-10 | 17 | 1.5747 | 1.5738 | 0.62887 | 0.65177 | 0.062577 | 90.1862
| Sublap | SCHD | Monthly System Peak Day | October | CAISO 1-in-10 | 18 | 1.8882 | 1.863 | 1.178 | 1.3399 | 0.16452 | 89.773
| Sublap | SCHD | Monthly System Peak Day | October | CAISO 1-in-10 | 19 | 2.0592 | 1.9867 | 1.5983 | 1.6338 | 0.21799 | 87.533
| Sublap | SCHD | Monthly System Peak Day | October | CAISO 1-in-10 | 20 | 2.0251 | 1.9419 | 1.6868 | 1.7003 | 0.062335 | 83.893
| Sublap | SCHD | Monthly System Peak Day | October | CAISO 1-in-10 | 21 | 1.9684 | 1.8882 | 1.6279 | 1.6442 | 0.07465 | 81.0039
| Sublap | SCHD | Monthly System Peak Day | October | CAISO 1-in-10 | 22 | 1.8551 | 1.7798 | 2.3368 | 2.3129 | 0.093581 | 78.5103
| Sublap | SCHD | Monthly System Peak Day | October | CAISO 1-in-10 | 23 | 1.6676 | 1.5959 | 1.6681 | 1.7297 | 0.00027677 | 77.6471
| Sublap | SCHD | Monthly System Peak Day | October | CAISO 1-in-10 | 24 | 1.4022 | 1.3395 | 1.4022 | 1.3395 | 0 | 75.2508
| Sublap | SCHD | Monthly System Peak Day | October | CAISO 1-in-2 | 1 | 0.96145 | 0.91609 | 0.96145 | 0.91609 | 0 | 69.0466
| Sublap | SCHD | Monthly System Peak Day | October | CAISO 1-in-2 | 2 | 0.82936 | 0.78991 | 0.82936 | 0.78991 | 0 | 67.3706
| Sublap | SCHD | Monthly System Peak Day | October | CAISO 1-in-2 | 3 | 0.76047 | 0.72146 | 0.76047 | 0.72146 | 0 | 66.4551
| Sublap | SCHD | Monthly System Peak Day | October | CAISO 1-in-2 | 4 | 0.68053 | 0.65306 | 0.68053 | 0.65306 | 0 | 64.9125
| Sublap | SCHD | Monthly System Peak Day | October | CAISO 1-in-2 | 5 | 0.6644 | 0.6423 | 0.6644 | 0.6423 | 0 | 63.7929
| Sublap | SCHD | Monthly System Peak Day | October | CAISO 1-in-2 | 6 | 0.66088 | 0.6524 | 0.66088 | 0.6524 | 0 | 62.8125
| Sublap | SCHD | Monthly System Peak Day | October | CAISO 1-in-2 | 7 | 0.62784 | 0.64137 | 0.62784 | 0.64137 | 0 | 62.1224
| Sublap | SCHD | Monthly System Peak Day | October | CAISO 1-in-2 | 8 | 0.50194 | 0.51489 | 0.50194 | 0.51489 | 0 | 61.5311
| Sublap | SCHD | Monthly System Peak Day | October | CAISO 1-in-2 | 9 | 0.30187 | 0.30536 | 0.30187 | 0.30536 | 0 | 62.9858
| Sublap | SCHD | Monthly System Peak Day | October | CAISO 1-in-2 | 10 | 0.12176 | 0.12756 | 0.12176 | 0.12756 | 0 | 67.183
| Sublap | SCHD | Monthly System Peak Day | October | CAISO 1-in-2 | 11 | 0.017088 | 0.032165 | 0.017088 | 0.032165 | 0 | 70.8115
| Sublap | SCHD | Monthly System Peak Day | October | CAISO 1-in-2 | 12 | 0.016167 | 0.030513 | 0.016167 | 0.030513 | 0 | 75.7327
| Sublap | SCHD | Monthly System Peak Day | October | CAISO 1-in-2 | 13 | 0.084681 | 0.094974 | 0.084681 | 0.094974 | 0 | 79.4471
| Sublap | SCHD | Monthly System Peak Day | October | CAISO 1-in-2 | 14 | 0.22246 | 0.23202 | 0.22246 | 0.23202 | 0 | 81.9444
| Sublap | SCHD | Monthly System Peak Day | October | CAISO 1-in-2 | 15 | 0.43275 | 0.42585 | 0.43275 | 0.42585 | 0 | 83.926
| Sublap | SCHD | Monthly System Peak Day | October | CAISO 1-in-2 | 16 | 0.70458 | 0.69382 | 0.70458 | 0.69382 | 0 | 84.7915
| Sublap | SCHD | Monthly System Peak Day | October | CAISO 1-in-2 | 17 | 0.9816 | 0.98075 | 0.15651 | 0.17941 | 0.10017 | 84.1008
| Sublap | SCHD | Monthly System Peak Day | October | CAISO 1-in-2 | 18 | 1.2682 | 1.243 | 0.66158 | 0.8234 | 0.28339 | 81.6603
| Sublap | SCHD | Monthly System Peak Day | October | CAISO 1-in-2 | 19 | 1.4898 | 1.4173 | 1.066 | 1.1015 | 0.34367 | 80.6946
| Sublap | SCHD | Monthly System Peak Day | October | CAISO 1-in-2 | 20 | 1.5318 | 1.4486 | 1.1894 | 1.2028 | 0.084705 | 78.6787
| Sublap | SCHD | Monthly System Peak Day | October | CAISO 1-in-2 | 21 | 1.5181 | 1.4379 | 1.1733 | 1.1897 | 0.097252 | 75.8039
| Sublap | SCHD | Monthly System Peak Day | October | CAISO 1-in-2 | 22 | 1.4542 | 1.3788 | 1.9531 | 1.9293 | 0.1236 | 74.0814
| Sublap | SCHD | Monthly System Peak Day | October | CAISO 1-in-2 | 23 | 1.2788 | 1.2071 | 1.2788 | 1.2652 | 0 | 72.0365
| Sublap | SCHD | Monthly System Peak Day | October | CAISO 1-in-2 | 24 | 1.0944 | 1.0317 | 1.0944 | 1.0317 | 0 | 70.8238
| Sublap | SCHD | Monthly System Peak Day | October | SCE 1-in-10 | 1 | 0.88117 | 0.83581 | 0.88117 | 0.83581 | 0 | 67.0205
| Sublap | SCHD | Monthly System Peak Day | October | SCE 1-in-10 | 2 | 0.76063 | 0.72117 | 0.76063 | 0.72117 | 0 | 65.5971
| Sublap | SCHD | Monthly System Peak Day | October | SCE 1-in-10 | 3 | 0.69497 | 0.65597 | 0.69497 | 0.65597 | 0 | 64.3549
| Sublap | SCHD | Monthly System Peak Day | October | SCE 1-in-10 | 4 | 0.66709 | 0.63962 | 0.66709 | 0.63962 | 0 | 63.3631
| Sublap | SCHD | Monthly System Peak Day | October | SCE 1-in-10 | 5 | 0.66115 | 0.63905 | 0.66115 | 0.63905 | 0 | 62.4444
| Sublap | SCHD | Monthly System Peak Day | October | SCE 1-in-10 | 6 | 0.66027 | 0.65179 | 0.66027 | 0.65179 | 0 | 61.8364
| Sublap | SCHD | Monthly System Peak Day | October | SCE 1-in-10 | 7 | 0.62251 | 0.63604 | 0.62251 | 0.63604 | 0 | 60.8437
| Sublap | SCHD | Monthly System Peak Day | October | SCE 1-in-10 | 8 | 0.50077 | 0.51372 | 0.50077 | 0.51372 | 0 | 59.6551
| Sublap | SCHD | Monthly System Peak Day | October | SCE 1-in-10 | 9 | 0.30354 | 0.30703 | 0.30354 | 0.30703 | 0 | 61.741
| Sublap | SCHD | Monthly System Peak Day | October | SCE 1-in-10 | 10 | 0.12169 | 0.12749 | 0.12169 | 0.12749 | 0 | 66.5022
| Sublap | SCHD | Monthly System Peak Day | October | SCE 1-in-10 | 11 | 0.03521 | 0.050287 | 0.03521 | 0.050287 | 0 | 72.2025
| Sublap | SCHD | Monthly System Peak Day | October | SCE 1-in-10 | 12 | 0.025624 | 0.03997 | 0.025624 | 0.03997 | 0 | 76.4347
| Sublap | SCHD | Monthly System Peak Day | October | SCE 1-in-10 | 13 | 0.094136 | 0.10443 | 0.094136 | 0.10443 | 0 | 80.0247
| Sublap | SCHD | Monthly System Peak Day | October | SCE 1-in-10 | 14 | 0.23445 | 0.24401 | 0.23445 | 0.24401 | 0 | 82.6316
| Sublap | SCHD | Monthly System Peak Day | October | SCE 1-in-10 | 15 | 0.44529 | 0.43838 | 0.44529 | 0.43838 | 0 | 84.1944
| Sublap | SCHD | Monthly System Peak Day | October | SCE 1-in-10 | 16 | 0.71894 | 0.70818 | 0.71894 | 0.70818 | 0 | 85.025
| Sublap | SCHD | Monthly System Peak Day | October | SCE 1-in-10 | 17 | 1.0214 | 1.0205 | 0.1659 | 0.1888 | 0.090167 | 85.6317
| Sublap | SCHD | Monthly System Peak Day | October | SCE 1-in-10 | 18 | 1.341 | 1.3158 | 0.68819 | 0.85001 | 0.22933 | 85.2838
| Sublap | SCHD | Monthly System Peak Day | October | SCE 1-in-10 | 19 | 1.5503 | 1.4778 | 1.11 | 1.1455 | 0.28721 | 83.7458
| Sublap | SCHD | Monthly System Peak Day | October | SCE 1-in-10 | 20 | 1.566 | 1.4828 | 1.2247 | 1.2381 | 0.078539 | 80.1017
| Sublap | SCHD | Monthly System Peak Day | October | SCE 1-in-10 | 21 | 1.5535 | 1.4733 | 1.2099 | 1.2262 | 0.091001 | 77.2331
| Sublap | SCHD | Monthly System Peak Day | October | SCE 1-in-10 | 22 | 1.4744 | 1.3991 | 1.9715 | 1.9476 | 0.12035 | 74.5559
| Sublap | SCHD | Monthly System Peak Day | October | SCE 1-in-10 | 23 | 1.2715 | 1.1999 | 1.2715 | 1.2507 | 0 | 71.4994
| Sublap | SCHD | Monthly System Peak Day | October | SCE 1-in-10 | 24 | 1.0533 | 0.99057 | 1.0533 | 0.99057 | 0 | 68.8846
| Sublap | SCHD | Monthly System Peak Day | October | SCE 1-in-2 | 1 | 0.73524 | 0.68987 | 0.73524 | 0.68987 | 0 | 62.7488
| Sublap | SCHD | Monthly System Peak Day | October | SCE 1-in-2 | 2 | 0.68017 | 0.64071 | 0.68017 | 0.64071 | 0 | 61.2967
| Sublap | SCHD | Monthly System Peak Day | October | SCE 1-in-2 | 3 | 0.65685 | 0.61785 | 0.65685 | 0.61785 | 0 | 59.9408
| Sublap | SCHD | Monthly System Peak Day | October | SCE 1-in-2 | 4 | 0.63785 | 0.61038 | 0.63785 | 0.61038 | 0 | 58.8587
| Sublap | SCHD | Monthly System Peak Day | October | SCE 1-in-2 | 5 | 0.63135 | 0.60924 | 0.63135 | 0.60924 | 0 | 57.5276
| Sublap | SCHD | Monthly System Peak Day | October | SCE 1-in-2 | 6 | 0.63435 | 0.62587 | 0.63435 | 0.62587 | 0 | 56.8681
| Sublap | SCHD | Monthly System Peak Day | October | SCE 1-in-2 | 7 | 0.60838 | 0.62191 | 0.60838 | 0.62191 | 0 | 55.2343
| Sublap | SCHD | Monthly System Peak Day | October | SCE 1-in-2 | 8 | 0.47542 | 0.48837 | 0.47542 | 0.48837 | 0 | 54.9859
| Sublap | SCHD | Monthly System Peak Day | October | SCE 1-in-2 | 9 | 0.24748 | 0.25098 | 0.24748 | 0.25098 | 0 | 56.3394
| Sublap | SCHD | Monthly System Peak Day | October | SCE 1-in-2 | 10 | 0.015348 | 0.02115 | 0.015348 | 0.02115 | 0 | 60.4686
| Sublap | SCHD | Monthly System Peak Day | October | SCE 1-in-2 | 11 | -0.14384 | -0.12876 | -0.14384 | -0.12876 | 0 | 65.949
| Sublap | SCHD | Monthly System Peak Day | October | SCE 1-in-2 | 12 | -0.1902 | -0.17585 | -0.1902 | -0.17585 | 0 | 71.1028
| Sublap | SCHD | Monthly System Peak Day | October | SCE 1-in-2 | 13 | -0.17058 | -0.16029 | -0.17058 | -0.16029 | 0 | 74.9205
| Sublap | SCHD | Monthly System Peak Day | October | SCE 1-in-2 | 14 | -0.075439 | -0.065883 | -0.075439 | -0.065883 | 0 | 77.2703
| Sublap | SCHD | Monthly System Peak Day | October | SCE 1-in-2 | 15 | 0.10326 | 0.096347 | 0.10326 | 0.096347 | 0 | 79.2587
| Sublap | SCHD | Monthly System Peak Day | October | SCE 1-in-2 | 16 | 0.35967 | 0.34891 | 0.35967 | 0.34891 | 0 | 80.6664
| Sublap | SCHD | Monthly System Peak Day | October | SCE 1-in-2 | 17 | 0.65913 | 0.65827 | -0.11974 | -0.096835 | 0.11578 | 81.7698
| Sublap | SCHD | Monthly System Peak Day | October | SCE 1-in-2 | 18 | 0.98396 | 0.95876 | 0.377 | 0.53882 | 0.28293 | 81.6911
| Sublap | SCHD | Monthly System Peak Day | October | SCE 1-in-2 | 19 | 1.2174 | 1.1449 | 0.79462 | 0.83016 | 0.34714 | 80.5075
| Sublap | SCHD | Monthly System Peak Day | October | SCE 1-in-2 | 20 | 1.2878 | 1.2047 | 0.94491 | 0.95833 | 0.087426 | 78.0532
| Sublap | SCHD | Monthly System Peak Day | October | SCE 1-in-2 | 21 | 1.296 | 1.2159 | 0.95026 | 0.96662 | 0.103 | 74.493
| Sublap | SCHD | Monthly System Peak Day | October | SCE 1-in-2 | 22 | 1.237 | 1.1617 | 1.745 | 1.7211 | 0.13954 | 71.7663
| Sublap | SCHD | Monthly System Peak Day | October | SCE 1-in-2 | 23 | 1.0706 | 0.99894 | 1.0706 | 1.0158 | 0 | 68.9856
| Sublap | SCHD | Monthly System Peak Day | October | SCE 1-in-2 | 24 | 0.89717 | 0.83447 | 0.89717 | 0.83447 | 0 | 67.085
| Sublap | SCHD | Monthly System Peak Day | September | CAISO 1-in-10 | 1 | 1.4187 | 1.3734 | 1.4187 | 1.3734 | 0 | 77.6229
| Sublap | SCHD | Monthly System Peak Day | September | CAISO 1-in-10 | 2 | 1.2392 | 1.1998 | 1.2392 | 1.1998 | 0 | 76.2502
| Sublap | SCHD | Monthly System Peak Day | September | CAISO 1-in-10 | 3 | 1.127 | 1.088 | 1.127 | 1.088 | 0 | 75.4266
| Sublap | SCHD | Monthly System Peak Day | September | CAISO 1-in-10 | 4 | 1.0104 | 0.98294 | 1.0104 | 0.98294 | 0 | 73.9056
| Sublap | SCHD | Monthly System Peak Day | September | CAISO 1-in-10 | 5 | 0.94779 | 0.92569 | 0.94779 | 0.92569 | 0 | 73.1494
| Sublap | SCHD | Monthly System Peak Day | September | CAISO 1-in-10 | 6 | 0.88316 | 0.87468 | 0.88316 | 0.87468 | 0 | 71.5988
| Sublap | SCHD | Monthly System Peak Day | September | CAISO 1-in-10 | 7 | 0.81733 | 0.83087 | 0.81733 | 0.83087 | 0 | 70.4287
| Sublap | SCHD | Monthly System Peak Day | September | CAISO 1-in-10 | 8 | 0.74067 | 0.75362 | 0.74067 | 0.75362 | 0 | 70.5097
| Sublap | SCHD | Monthly System Peak Day | September | CAISO 1-in-10 | 9 | 0.60894 | 0.61244 | 0.60894 | 0.61244 | 0 | 72.2303
| Sublap | SCHD | Monthly System Peak Day | September | CAISO 1-in-10 | 10 | 0.52213 | 0.52793 | 0.52213 | 0.52793 | 0 | 75.5774
| Sublap | SCHD | Monthly System Peak Day | September | CAISO 1-in-10 | 11 | 0.5554 | 0.57048 | 0.5554 | 0.57048 | 0 | 80.3818
| Sublap | SCHD | Monthly System Peak Day | September | CAISO 1-in-10 | 12 | 0.68094 | 0.69529 | 0.68094 | 0.69529 | 0 | 83.3452
| Sublap | SCHD | Monthly System Peak Day | September | CAISO 1-in-10 | 13 | 0.88142 | 0.89171 | 0.88142 | 0.89171 | 0 | 86.7643
| Sublap | SCHD | Monthly System Peak Day | September | CAISO 1-in-10 | 14 | 1.1159 | 1.1255 | 1.1159 | 1.1255 | 0 | 89.3798
| Sublap | SCHD | Monthly System Peak Day | September | CAISO 1-in-10 | 15 | 1.3712 | 1.3643 | 1.3712 | 1.3643 | 0 | 91.3548
| Sublap | SCHD | Monthly System Peak Day | September | CAISO 1-in-10 | 16 | 1.6707 | 1.6599 | 1.6707 | 1.6599 | 0 | 92.519
| Sublap | SCHD | Monthly System Peak Day | September | CAISO 1-in-10 | 17 | 1.9851 | 1.9843 | 0.97011 | 0.99302 | 0.04643 | 93.6768
| Sublap | SCHD | Monthly System Peak Day | September | CAISO 1-in-10 | 18 | 2.3 | 2.2748 | 1.542 | 1.7038 | 0.11501 | 93.5205
| Sublap | SCHD | Monthly System Peak Day | September | CAISO 1-in-10 | 19 | 2.4825 | 2.41 | 1.9909 | 2.0265 | 0.11998 | 93.1766
| Sublap | SCHD | Monthly System Peak Day | September | CAISO 1-in-10 | 20 | 2.4511 | 2.368 | 2.1191 | 2.1325 | 0.032345 | 91.5415
| Sublap | SCHD | Monthly System Peak Day | September | CAISO 1-in-10 | 21 | 2.3759 | 2.2957 | 2.0416 | 2.058 | 0.042481 | 88.7629
| Sublap | SCHD | Monthly System Peak Day | September | CAISO 1-in-10 | 22 | 2.2762 | 2.2009 | 2.7272 | 2.7033 | 0.045296 | 86.3604
| Sublap | SCHD | Monthly System Peak Day | September | CAISO 1-in-10 | 23 | 2.0303 | 1.9586 | 2.1217 | 2.1833 | 0.029459 | 84.3755
| Sublap | SCHD | Monthly System Peak Day | September | CAISO 1-in-10 | 24 | 1.734 | 1.6713 | 1.7549 | 1.7598 | 0.01045 | 82.3572
| Sublap | SCHD | Monthly System Peak Day | September | CAISO 1-in-2 | 1 | 1.3662 | 1.3208 | 1.3662 | 1.3208 | 0 | 76.8845
| Sublap | SCHD | Monthly System Peak Day | September | CAISO 1-in-2 | 2 | 1.2223 | 1.1829 | 1.2223 | 1.1829 | 0 | 76.1077
| Sublap | SCHD | Monthly System Peak Day | September | CAISO 1-in-2 | 3 | 1.0884 | 1.0494 | 1.0884 | 1.0494 | 0 | 74.5234
| Sublap | SCHD | Monthly System Peak Day | September | CAISO 1-in-2 | 4 | 0.98204 | 0.95457 | 0.98204 | 0.95457 | 0 | 73.1935
| Sublap | SCHD | Monthly System Peak Day | September | CAISO 1-in-2 | 5 | 0.86476 | 0.84266 | 0.86476 | 0.84266 | 0 | 70.7037
| Sublap | SCHD | Monthly System Peak Day | September | CAISO 1-in-2 | 6 | 0.8157 | 0.80722 | 0.8157 | 0.80722 | 0 | 69.5026
| Sublap | SCHD | Monthly System Peak Day | September | CAISO 1-in-2 | 7 | 0.75188 | 0.76541 | 0.75188 | 0.76541 | 0 | 68.335
| Sublap | SCHD | Monthly System Peak Day | September | CAISO 1-in-2 | 8 | 0.63975 | 0.6527 | 0.63975 | 0.6527 | 0 | 67.3183
| Sublap | SCHD | Monthly System Peak Day | September | CAISO 1-in-2 | 9 | 0.52552 | 0.52902 | 0.52552 | 0.52902 | 0 | 69.8252
| Sublap | SCHD | Monthly System Peak Day | September | CAISO 1-in-2 | 10 | 0.43367 | 0.43947 | 0.43367 | 0.43947 | 0 | 74.1613
| Sublap | SCHD | Monthly System Peak Day | September | CAISO 1-in-2 | 11 | 0.43535 | 0.45042 | 0.43535 | 0.45042 | 0 | 78.919
| Sublap | SCHD | Monthly System Peak Day | September | CAISO 1-in-2 | 12 | 0.53102 | 0.54537 | 0.53102 | 0.54537 | 0 | 82.7552
| Sublap | SCHD | Monthly System Peak Day | September | CAISO 1-in-2 | 13 | 0.70085 | 0.71114 | 0.70085 | 0.71114 | 0 | 86.2933
| Sublap | SCHD | Monthly System Peak Day | September | CAISO 1-in-2 | 14 | 0.91594 | 0.9255 | 0.91594 | 0.9255 | 0 | 89.0682
| Sublap | SCHD | Monthly System Peak Day | September | CAISO 1-in-2 | 15 | 1.1622 | 1.1553 | 1.1622 | 1.1553 | 0 | 90.3216
| Sublap | SCHD | Monthly System Peak Day | September | CAISO 1-in-2 | 16 | 1.4539 | 1.4432 | 1.4539 | 1.4432 | 0 | 91.0648
| Sublap | SCHD | Monthly System Peak Day | September | CAISO 1-in-2 | 17 | 1.7591 | 1.7582 | 0.7837 | 0.8066 | 0.054839 | 91.6784
| Sublap | SCHD | Monthly System Peak Day | September | CAISO 1-in-2 | 18 | 2.0628 | 2.0375 | 1.3401 | 1.502 | 0.15103 | 90.7484
| Sublap | SCHD | Monthly System Peak Day | September | CAISO 1-in-2 | 19 | 2.242 | 2.1695 | 1.7702 | 1.8058 | 0.18221 | 89.5297
| Sublap | SCHD | Monthly System Peak Day | September | CAISO 1-in-2 | 20 | 2.2194 | 2.1362 | 1.884 | 1.8974 | 0.047609 | 87.4625
| Sublap | SCHD | Monthly System Peak Day | September | CAISO 1-in-2 | 21 | 2.1444 | 2.0642 | 1.8062 | 1.8226 | 0.061984 | 83.9762
| Sublap | SCHD | Monthly System Peak Day | September | CAISO 1-in-2 | 22 | 2.0461 | 1.9708 | 2.5143 | 2.4905 | 0.071185 | 81.9374
| Sublap | SCHD | Monthly System Peak Day | September | CAISO 1-in-2 | 23 | 1.8149 | 1.7432 | 1.8469 | 1.9085 | 0.016004 | 79.9775
| Sublap | SCHD | Monthly System Peak Day | September | CAISO 1-in-2 | 24 | 1.5316 | 1.4689 | 1.5316 | 1.4908 | 0 | 77.6271
| Sublap | SCHD | Monthly System Peak Day | September | SCE 1-in-10 | 1 | 1.4412 | 1.3958 | 1.4412 | 1.3958 | 0 | 77.9128
| Sublap | SCHD | Monthly System Peak Day | September | SCE 1-in-10 | 2 | 1.2607 | 1.2213 | 1.2607 | 1.2213 | 0 | 76.5755
| Sublap | SCHD | Monthly System Peak Day | September | SCE 1-in-10 | 3 | 1.1229 | 1.0839 | 1.1229 | 1.0839 | 0 | 75.1361
| Sublap | SCHD | Monthly System Peak Day | September | SCE 1-in-10 | 4 | 1.0051 | 0.97766 | 1.0051 | 0.97766 | 0 | 73.5552
| Sublap | SCHD | Monthly System Peak Day | September | SCE 1-in-10 | 5 | 0.93241 | 0.9103 | 0.93241 | 0.9103 | 0 | 72.4782
| Sublap | SCHD | Monthly System Peak Day | September | SCE 1-in-10 | 6 | 0.87662 | 0.86814 | 0.87662 | 0.86814 | 0 | 71.2109
| Sublap | SCHD | Monthly System Peak Day | September | SCE 1-in-10 | 7 | 0.82395 | 0.83749 | 0.82395 | 0.83749 | 0 | 70.4752
| Sublap | SCHD | Monthly System Peak Day | September | SCE 1-in-10 | 8 | 0.74484 | 0.7578 | 0.74484 | 0.7578 | 0 | 70.4717
| Sublap | SCHD | Monthly System Peak Day | September | SCE 1-in-10 | 9 | 0.6186 | 0.62209 | 0.6186 | 0.62209 | 0 | 72.4896
| Sublap | SCHD | Monthly System Peak Day | September | SCE 1-in-10 | 10 | 0.52905 | 0.53485 | 0.52905 | 0.53485 | 0 | 75.6035
| Sublap | SCHD | Monthly System Peak Day | September | SCE 1-in-10 | 11 | 0.56264 | 0.57771 | 0.56264 | 0.57771 | 0 | 80.3232
| Sublap | SCHD | Monthly System Peak Day | September | SCE 1-in-10 | 12 | 0.69427 | 0.70862 | 0.69427 | 0.70862 | 0 | 83.8877
| Sublap | SCHD | Monthly System Peak Day | September | SCE 1-in-10 | 13 | 0.89648 | 0.90677 | 0.89648 | 0.90677 | 0 | 87.2423
| Sublap | SCHD | Monthly System Peak Day | September | SCE 1-in-10 | 14 | 1.1346 | 1.1441 | 1.1346 | 1.1441 | 0 | 90.1995
| Sublap | SCHD | Monthly System Peak Day | September | SCE 1-in-10 | 15 | 1.3996 | 1.3927 | 1.3996 | 1.3927 | 0 | 92.5765
| Sublap | SCHD | Monthly System Peak Day | September | SCE 1-in-10 | 16 | 1.7128 | 1.702 | 1.7128 | 1.702 | 0 | 94.2382
| Sublap | SCHD | Monthly System Peak Day | September | SCE 1-in-10 | 17 | 2.0322 | 2.0313 | 0.98296 | 1.0059 | 0.041913 | 95.4016
| Sublap | SCHD | Monthly System Peak Day | September | SCE 1-in-10 | 18 | 2.3531 | 2.3278 | 1.5659 | 1.7277 | 0.090144 | 95.8057
| Sublap | SCHD | Monthly System Peak Day | September | SCE 1-in-10 | 19 | 2.5354 | 2.4629 | 2.0307 | 2.0662 | 0.084372 | 95.6142
| Sublap | SCHD | Monthly System Peak Day | September | SCE 1-in-10 | 20 | 2.4524 | 2.3693 | 2.1199 | 2.1333 | 0.03434 | 90.9597
| Sublap | SCHD | Monthly System Peak Day | September | SCE 1-in-10 | 21 | 2.3277 | 2.2475 | 1.9911 | 2.0074 | 0.054282 | 85.8227
| Sublap | SCHD | Monthly System Peak Day | September | SCE 1-in-10 | 22 | 2.2179 | 2.1426 | 2.6785 | 2.6546 | 0.059058 | 83.8977
| Sublap | SCHD | Monthly System Peak Day | September | SCE 1-in-10 | 23 | 1.9912 | 1.9195 | 2.0612 | 2.1228 | 0.035202 | 82.7943
| Sublap | SCHD | Monthly System Peak Day | September | SCE 1-in-10 | 24 | 1.7085 | 1.6458 | 1.714 | 1.7189 | 0.0027575 | 81.2657
| Sublap | SCHD | Monthly System Peak Day | September | SCE 1-in-2 | 1 | 1.3889 | 1.3435 | 1.3889 | 1.3435 | 0 | 77.176
| Sublap | SCHD | Monthly System Peak Day | September | SCE 1-in-2 | 2 | 1.23 | 1.1906 | 1.23 | 1.1906 | 0 | 76.1885
| Sublap | SCHD | Monthly System Peak Day | September | SCE 1-in-2 | 3 | 1.0648 | 1.0258 | 1.0648 | 1.0258 | 0 | 73.9644
| Sublap | SCHD | Monthly System Peak Day | September | SCE 1-in-2 | 4 | 0.94586 | 0.91839 | 0.94586 | 0.91839 | 0 | 72.1767
| Sublap | SCHD | Monthly System Peak Day | September | SCE 1-in-2 | 5 | 0.87415 | 0.85205 | 0.87415 | 0.85205 | 0 | 70.9322
| Sublap | SCHD | Monthly System Peak Day | September | SCE 1-in-2 | 6 | 0.83485 | 0.82637 | 0.83485 | 0.82637 | 0 | 70.1131
| Sublap | SCHD | Monthly System Peak Day | September | SCE 1-in-2 | 7 | 0.76268 | 0.77621 | 0.76268 | 0.77621 | 0 | 68.6198
| Sublap | SCHD | Monthly System Peak Day | September | SCE 1-in-2 | 8 | 0.67892 | 0.69187 | 0.67892 | 0.69187 | 0 | 68.5138
| Sublap | SCHD | Monthly System Peak Day | September | SCE 1-in-2 | 9 | 0.57015 | 0.57364 | 0.57015 | 0.57364 | 0 | 71.3891
| Sublap | SCHD | Monthly System Peak Day | September | SCE 1-in-2 | 10 | 0.47606 | 0.48186 | 0.47606 | 0.48186 | 0 | 74.911
| Sublap | SCHD | Monthly System Peak Day | September | SCE 1-in-2 | 11 | 0.49396 | 0.50904 | 0.49396 | 0.50904 | 0 | 79.7951
| Sublap | SCHD | Monthly System Peak Day | September | SCE 1-in-2 | 12 | 0.60757 | 0.62192 | 0.60757 | 0.62192 | 0 | 84.303
| Sublap | SCHD | Monthly System Peak Day | September | SCE 1-in-2 | 13 | 0.79121 | 0.8015 | 0.79121 | 0.8015 | 0 | 87.9289
| Sublap | SCHD | Monthly System Peak Day | September | SCE 1-in-2 | 14 | 1.0161 | 1.0257 | 1.0161 | 1.0257 | 0 | 90.443
| Sublap | SCHD | Monthly System Peak Day | September | SCE 1-in-2 | 15 | 1.2704 | 1.2635 | 1.2704 | 1.2635 | 0 | 91.7817
| Sublap | SCHD | Monthly System Peak Day | September | SCE 1-in-2 | 16 | 1.5646 | 1.5539 | 1.5646 | 1.5539 | 0 | 92.3645
| Sublap | SCHD | Monthly System Peak Day | September | SCE 1-in-2 | 17 | 1.8531 | 1.8523 | 0.87145 | 0.89435 | 0.053331 | 91.9958
| Sublap | SCHD | Monthly System Peak Day | September | SCE 1-in-2 | 18 | 2.1755 | 2.1502 | 1.4354 | 1.5972 | 0.13276 | 92.114
| Sublap | SCHD | Monthly System Peak Day | September | SCE 1-in-2 | 19 | 2.3586 | 2.2861 | 1.8766 | 1.9122 | 0.14922 | 91.4205
| Sublap | SCHD | Monthly System Peak Day | September | SCE 1-in-2 | 20 | 2.3304 | 2.2472 | 1.9966 | 2.01 | 0.039932 | 89.4285
| Sublap | SCHD | Monthly System Peak Day | September | SCE 1-in-2 | 21 | 2.2532 | 2.173 | 1.9169 | 1.9332 | 0.052775 | 86.189
| Sublap | SCHD | Monthly System Peak Day | September | SCE 1-in-2 | 22 | 2.1475 | 2.0721 | 2.6086 | 2.5847 | 0.059928 | 83.7528
| Sublap | SCHD | Monthly System Peak Day | September | SCE 1-in-2 | 23 | 1.9275 | 1.8559 | 1.9926 | 2.0542 | 0.036621 | 82.4294
| Sublap | SCHD | Monthly System Peak Day | September | SCE 1-in-2 | 24 | 1.6535 | 1.5908 | 1.6535 | 1.6579 | 0 | 80.8376
| Sublap | SCHD | Typical Event Day | Typical Event | CAISO 1-in-10 | 1 | 1.6798 | 1.6344 | 1.6798 | 1.6344 | 0 | 82.5691
| Sublap | SCHD | Typical Event Day | Typical Event | CAISO 1-in-10 | 2 | 1.444 | 1.4045 | 1.444 | 1.4045 | 0 | 80.6663
| Sublap | SCHD | Typical Event Day | Typical Event | CAISO 1-in-10 | 3 | 1.2841 | 1.2451 | 1.2841 | 1.2451 | 0 | 79.32
| Sublap | SCHD | Typical Event Day | Typical Event | CAISO 1-in-10 | 4 | 1.1522 | 1.1247 | 1.1522 | 1.1247 | 0 | 77.8285
| Sublap | SCHD | Typical Event Day | Typical Event | CAISO 1-in-10 | 5 | 1.0641 | 1.042 | 1.0641 | 1.042 | 0 | 76.7296
| Sublap | SCHD | Typical Event Day | Typical Event | CAISO 1-in-10 | 6 | 0.99599 | 0.98751 | 0.99599 | 0.98751 | 0 | 75.3795
| Sublap | SCHD | Typical Event Day | Typical Event | CAISO 1-in-10 | 7 | 0.92518 | 0.93871 | 0.92518 | 0.93871 | 0 | 74.1069
| Sublap | SCHD | Typical Event Day | Typical Event | CAISO 1-in-10 | 8 | 0.88031 | 0.89326 | 0.88031 | 0.89326 | 0 | 74.6525
| Sublap | SCHD | Typical Event Day | Typical Event | CAISO 1-in-10 | 9 | 0.78498 | 0.78848 | 0.78498 | 0.78848 | 0 | 77.5619
| Sublap | SCHD | Typical Event Day | Typical Event | CAISO 1-in-10 | 10 | 0.75106 | 0.75686 | 0.75106 | 0.75686 | 0 | 81.8444
| Sublap | SCHD | Typical Event Day | Typical Event | CAISO 1-in-10 | 11 | 0.83883 | 0.85391 | 0.83883 | 0.85391 | 0 | 86.571
| Sublap | SCHD | Typical Event Day | Typical Event | CAISO 1-in-10 | 12 | 1.0312 | 1.0455 | 1.0312 | 1.0455 | 0 | 90.6671
| Sublap | SCHD | Typical Event Day | Typical Event | CAISO 1-in-10 | 13 | 1.2953 | 1.3056 | 1.2953 | 1.3056 | 0 | 94.1541
| Sublap | SCHD | Typical Event Day | Typical Event | CAISO 1-in-10 | 14 | 1.5812 | 1.5908 | 1.5812 | 1.5908 | 0 | 96.6564
| Sublap | SCHD | Typical Event Day | Typical Event | CAISO 1-in-10 | 15 | 1.8786 | 1.8717 | 1.8786 | 1.8717 | 0 | 98.5327
| Sublap | SCHD | Typical Event Day | Typical Event | CAISO 1-in-10 | 16 | 2.1978 | 2.187 | 2.1978 | 2.187 | 0 | 99.1431
| Sublap | SCHD | Typical Event Day | Typical Event | CAISO 1-in-10 | 17 | 2.5034 | 2.5025 | 1.3771 | 1.4 | 0.044715 | 99.2905
| Sublap | SCHD | Typical Event Day | Typical Event | CAISO 1-in-10 | 18 | 2.805 | 2.7798 | 1.9804 | 2.1423 | 0.072691 | 98.7357
| Sublap | SCHD | Typical Event Day | Typical Event | CAISO 1-in-10 | 19 | 2.9398 | 2.8674 | 2.4278 | 2.4633 | 0.07009 | 96.9643
| Sublap | SCHD | Typical Event Day | Typical Event | CAISO 1-in-10 | 20 | 2.8597 | 2.7765 | 2.5302 | 2.5436 | 0.023524 | 94.8048
| Sublap | SCHD | Typical Event Day | Typical Event | CAISO 1-in-10 | 21 | 2.7475 | 2.6673 | 2.4159 | 2.4322 | 0.03067 | 92.0526
| Sublap | SCHD | Typical Event Day | Typical Event | CAISO 1-in-10 | 22 | 2.6028 | 2.5274 | 3.0427 | 3.0188 | 0.033986 | 89.1891
| Sublap | SCHD | Typical Event Day | Typical Event | CAISO 1-in-10 | 23 | 2.3037 | 2.232 | 2.4278 | 2.4894 | 0.022802 | 86.8014
| Sublap | SCHD | Typical Event Day | Typical Event | CAISO 1-in-10 | 24 | 1.9644 | 1.9017 | 2.0194 | 2.0243 | 0.024492 | 84.7725
| Sublap | SCHD | Typical Event Day | Typical Event | CAISO 1-in-2 | 1 | 1.4988 | 1.4534 | 1.4988 | 1.4534 | 0 | 79.369
| Sublap | SCHD | Typical Event Day | Typical Event | CAISO 1-in-2 | 2 | 1.3099 | 1.2705 | 1.3099 | 1.2705 | 0 | 77.9593
| Sublap | SCHD | Typical Event Day | Typical Event | CAISO 1-in-2 | 3 | 1.1721 | 1.133 | 1.1721 | 1.133 | 0 | 76.6387
| Sublap | SCHD | Typical Event Day | Typical Event | CAISO 1-in-2 | 4 | 1.0606 | 1.0331 | 1.0606 | 1.0331 | 0 | 75.4214
| Sublap | SCHD | Typical Event Day | Typical Event | CAISO 1-in-2 | 5 | 0.96309 | 0.94099 | 0.96309 | 0.94099 | 0 | 73.8011
| Sublap | SCHD | Typical Event Day | Typical Event | CAISO 1-in-2 | 6 | 0.90196 | 0.89348 | 0.90196 | 0.89348 | 0 | 72.4861
| Sublap | SCHD | Typical Event Day | Typical Event | CAISO 1-in-2 | 7 | 0.84058 | 0.85412 | 0.84058 | 0.85412 | 0 | 71.4874
| Sublap | SCHD | Typical Event Day | Typical Event | CAISO 1-in-2 | 8 | 0.76337 | 0.77632 | 0.76337 | 0.77632 | 0 | 71.546
| Sublap | SCHD | Typical Event Day | Typical Event | CAISO 1-in-2 | 9 | 0.65119 | 0.65469 | 0.65119 | 0.65469 | 0 | 74.5765
| Sublap | SCHD | Typical Event Day | Typical Event | CAISO 1-in-2 | 10 | 0.57557 | 0.58138 | 0.57557 | 0.58138 | 0 | 78.3858
| Sublap | SCHD | Typical Event Day | Typical Event | CAISO 1-in-2 | 11 | 0.60312 | 0.6182 | 0.60312 | 0.6182 | 0 | 82.6292
| Sublap | SCHD | Typical Event Day | Typical Event | CAISO 1-in-2 | 12 | 0.73505 | 0.7494 | 0.73505 | 0.7494 | 0 | 86.3811
| Sublap | SCHD | Typical Event Day | Typical Event | CAISO 1-in-2 | 13 | 0.94219 | 0.95248 | 0.94219 | 0.95248 | 0 | 89.5632
| Sublap | SCHD | Typical Event Day | Typical Event | CAISO 1-in-2 | 14 | 1.1862 | 1.1958 | 1.1862 | 1.1958 | 0 | 92.1004
| Sublap | SCHD | Typical Event Day | Typical Event | CAISO 1-in-2 | 15 | 1.4528 | 1.4459 | 1.4528 | 1.4459 | 0 | 93.6002
| Sublap | SCHD | Typical Event Day | Typical Event | CAISO 1-in-2 | 16 | 1.7427 | 1.7319 | 1.7427 | 1.7319 | 0 | 93.4459
| Sublap | SCHD | Typical Event Day | Typical Event | CAISO 1-in-2 | 17 | 2.041 | 2.0402 | 1.0272 | 1.0501 | 0.046635 | 93.6179
| Sublap | SCHD | Typical Event Day | Typical Event | CAISO 1-in-2 | 18 | 2.3568 | 2.3316 | 1.5997 | 1.7615 | 0.11585 | 93.4517
| Sublap | SCHD | Typical Event Day | Typical Event | CAISO 1-in-2 | 19 | 2.5212 | 2.4487 | 2.0351 | 2.0707 | 0.13656 | 92.1679
| Sublap | SCHD | Typical Event Day | Typical Event | CAISO 1-in-2 | 20 | 2.4687 | 2.3855 | 2.1351 | 2.1485 | 0.038859 | 89.7138
| Sublap | SCHD | Typical Event Day | Typical Event | CAISO 1-in-2 | 21 | 2.3833 | 2.3031 | 2.0475 | 2.0638 | 0.049707 | 86.9418
| Sublap | SCHD | Typical Event Day | Typical Event | CAISO 1-in-2 | 22 | 2.2558 | 2.1805 | 2.7146 | 2.6908 | 0.05635 | 84.3546
| Sublap | SCHD | Typical Event Day | Typical Event | CAISO 1-in-2 | 23 | 2.0059 | 1.9343 | 2.0728 | 2.1344 | 0.036113 | 82.5593
| Sublap | SCHD | Typical Event Day | Typical Event | CAISO 1-in-2 | 24 | 1.7169 | 1.6542 | 1.7177 | 1.7226 | 0.0004028 | 80.9316
| Sublap | SCHD | Typical Event Day | Typical Event | SCE 1-in-10 | 1 | 1.6312 | 1.5859 | 1.6312 | 1.5859 | 0 | 81.4607
| Sublap | SCHD | Typical Event Day | Typical Event | SCE 1-in-10 | 2 | 1.4115 | 1.3721 | 1.4115 | 1.3721 | 0 | 79.8749
| Sublap | SCHD | Typical Event Day | Typical Event | SCE 1-in-10 | 3 | 1.2372 | 1.1982 | 1.2372 | 1.1982 | 0 | 78.0996
| Sublap | SCHD | Typical Event Day | Typical Event | SCE 1-in-10 | 4 | 1.0973 | 1.0698 | 1.0973 | 1.0698 | 0 | 76.2625
| Sublap | SCHD | Typical Event Day | Typical Event | SCE 1-in-10 | 5 | 1.0207 | 0.9986 | 1.0207 | 0.9986 | 0 | 75.3926
| Sublap | SCHD | Typical Event Day | Typical Event | SCE 1-in-10 | 6 | 0.94889 | 0.94041 | 0.94889 | 0.94041 | 0 | 73.7298
| Sublap | SCHD | Typical Event Day | Typical Event | SCE 1-in-10 | 7 | 0.88638 | 0.89992 | 0.88638 | 0.89992 | 0 | 72.6485
| Sublap | SCHD | Typical Event Day | Typical Event | SCE 1-in-10 | 8 | 0.84878 | 0.86174 | 0.84878 | 0.86174 | 0 | 73.4933
| Sublap | SCHD | Typical Event Day | Typical Event | SCE 1-in-10 | 9 | 0.7583 | 0.76179 | 0.7583 | 0.76179 | 0 | 76.5415
| Sublap | SCHD | Typical Event Day | Typical Event | SCE 1-in-10 | 10 | 0.71936 | 0.72516 | 0.71936 | 0.72516 | 0 | 80.7554
| Sublap | SCHD | Typical Event Day | Typical Event | SCE 1-in-10 | 11 | 0.80043 | 0.81551 | 0.80043 | 0.81551 | 0 | 85.3476
| Sublap | SCHD | Typical Event Day | Typical Event | SCE 1-in-10 | 12 | 0.98507 | 0.99942 | 0.98507 | 0.99942 | 0 | 89.2977
| Sublap | SCHD | Typical Event Day | Typical Event | SCE 1-in-10 | 13 | 1.241 | 1.2513 | 1.241 | 1.2513 | 0 | 92.915
| Sublap | SCHD | Typical Event Day | Typical Event | SCE 1-in-10 | 14 | 1.5194 | 1.529 | 1.5194 | 1.529 | 0 | 95.5261
| Sublap | SCHD | Typical Event Day | Typical Event | SCE 1-in-10 | 15 | 1.81 | 1.8031 | 1.81 | 1.8031 | 0 | 97.452
| Sublap | SCHD | Typical Event Day | Typical Event | SCE 1-in-10 | 16 | 2.1376 | 2.1269 | 2.1376 | 2.1269 | 0 | 98.9494
| Sublap | SCHD | Typical Event Day | Typical Event | SCE 1-in-10 | 17 | 2.4526 | 2.4517 | 1.3202 | 1.3431 | 0.045666 | 99.5955
| Sublap | SCHD | Typical Event Day | Typical Event | SCE 1-in-10 | 18 | 2.7578 | 2.7326 | 1.926 | 2.0878 | 0.072208 | 99.2999
| Sublap | SCHD | Typical Event Day | Typical Event | SCE 1-in-10 | 19 | 2.9079 | 2.8354 | 2.3887 | 2.4242 | 0.063335 | 98.2945
| Sublap | SCHD | Typical Event Day | Typical Event | SCE 1-in-10 | 20 | 2.8239 | 2.7408 | 2.495 | 2.5085 | 0.022489 | 95.4691
| Sublap | SCHD | Typical Event Day | Typical Event | SCE 1-in-10 | 21 | 2.7064 | 2.6262 | 2.3748 | 2.3911 | 0.030763 | 92.0235
| Sublap | SCHD | Typical Event Day | Typical Event | SCE 1-in-10 | 22 | 2.5605 | 2.4852 | 3.0018 | 2.9779 | 0.034971 | 88.8362
| Sublap | SCHD | Typical Event Day | Typical Event | SCE 1-in-10 | 23 | 2.2676 | 2.196 | 2.3865 | 2.4481 | 0.023619 | 86.4103
| Sublap | SCHD | Typical Event Day | Typical Event | SCE 1-in-10 | 24 | 1.9388 | 1.8761 | 1.9904 | 1.9953 | 0.025046 | 84.5337
| Sublap | SCHD | Typical Event Day | Typical Event | SCE 1-in-2 | 1 | 1.5232 | 1.4778 | 1.5232 | 1.4778 | 0 | 79.9151
| Sublap | SCHD | Typical Event Day | Typical Event | SCE 1-in-2 | 2 | 1.3327 | 1.2933 | 1.3327 | 1.2933 | 0 | 78.5367
| Sublap | SCHD | Typical Event Day | Typical Event | SCE 1-in-2 | 3 | 1.1821 | 1.1431 | 1.1821 | 1.1431 | 0 | 76.977
| Sublap | SCHD | Typical Event Day | Typical Event | SCE 1-in-2 | 4 | 1.0655 | 1.038 | 1.0655 | 1.038 | 0 | 75.6565
| Sublap | SCHD | Typical Event Day | Typical Event | SCE 1-in-2 | 5 | 0.98602 | 0.96392 | 0.98602 | 0.96392 | 0 | 74.5691
| Sublap | SCHD | Typical Event Day | Typical Event | SCE 1-in-2 | 6 | 0.93018 | 0.9217 | 0.93018 | 0.9217 | 0 | 73.5196
| Sublap | SCHD | Typical Event Day | Typical Event | SCE 1-in-2 | 7 | 0.87462 | 0.88816 | 0.87462 | 0.88816 | 0 | 72.7759
| Sublap | SCHD | Typical Event Day | Typical Event | SCE 1-in-2 | 8 | 0.80539 | 0.81835 | 0.80539 | 0.81835 | 0 | 73.1712
| Sublap | SCHD | Typical Event Day | Typical Event | SCE 1-in-2 | 9 | 0.67553 | 0.67903 | 0.67553 | 0.67903 | 0 | 75.7017
| Sublap | SCHD | Typical Event Day | Typical Event | SCE 1-in-2 | 10 | 0.61081 | 0.61662 | 0.61081 | 0.61662 | 0 | 80.2397
| Sublap | SCHD | Typical Event Day | Typical Event | SCE 1-in-2 | 11 | 0.63659 | 0.65167 | 0.63659 | 0.65167 | 0 | 84.4955
| Sublap | SCHD | Typical Event Day | Typical Event | SCE 1-in-2 | 12 | 0.76469 | 0.77903 | 0.76469 | 0.77903 | 0 | 87.6267
| Sublap | SCHD | Typical Event Day | Typical Event | SCE 1-in-2 | 13 | 0.97351 | 0.9838 | 0.97351 | 0.9838 | 0 | 90.0633
| Sublap | SCHD | Typical Event Day | Typical Event | SCE 1-in-2 | 14 | 1.2196 | 1.2291 | 1.2196 | 1.2291 | 0 | 92.1716
| Sublap | SCHD | Typical Event Day | Typical Event | SCE 1-in-2 | 15 | 1.479 | 1.4721 | 1.479 | 1.4721 | 0 | 92.928
| Sublap | SCHD | Typical Event Day | Typical Event | SCE 1-in-2 | 16 | 1.7687 | 1.7579 | 1.7687 | 1.7579 | 0 | 93.0051
| Sublap | SCHD | Typical Event Day | Typical Event | SCE 1-in-2 | 17 | 2.0546 | 2.0537 | 1.0608 | 1.0837 | 0.050593 | 92.607
| Sublap | SCHD | Typical Event Day | Typical Event | SCE 1-in-2 | 18 | 2.374 | 2.3488 | 1.6283 | 1.7901 | 0.127 | 92.5592
| Sublap | SCHD | Typical Event Day | Typical Event | SCE 1-in-2 | 19 | 2.5403 | 2.4678 | 2.058 | 2.0936 | 0.14843 | 91.4664
| Sublap | SCHD | Typical Event Day | Typical Event | SCE 1-in-2 | 20 | 2.4909 | 2.4077 | 2.1571 | 2.1705 | 0.039934 | 89.428
| Sublap | SCHD | Typical Event Day | Typical Event | SCE 1-in-2 | 21 | 2.4048 | 2.3247 | 2.069 | 2.0854 | 0.050108 | 86.8427
| Sublap | SCHD | Typical Event Day | Typical Event | SCE 1-in-2 | 22 | 2.2776 | 2.2022 | 2.736 | 2.7122 | 0.055874 | 84.4359
| Sublap | SCHD | Typical Event Day | Typical Event | SCE 1-in-2 | 23 | 2.0244 | 1.9527 | 2.0923 | 2.1539 | 0.035799 | 82.6398
| Sublap | SCHD | Typical Event Day | Typical Event | SCE 1-in-2 | 24 | 1.725 | 1.6623 | 1.725 | 1.7281 | 0 | 80.7511
| Sublap | SCLD | Average Weekday | April | CAISO 1-in-10 | 1 | 0.60878 | 0.58726 | 0.60878 | 0.58726 | 0 | 68.6551
| Sublap | SCLD | Average Weekday | April | CAISO 1-in-10 | 2 | 0.51955 | 0.51728 | 0.51955 | 0.51728 | 0 | 67.4279
| Sublap | SCLD | Average Weekday | April | CAISO 1-in-10 | 3 | 0.46763 | 0.45321 | 0.46763 | 0.45321 | 0 | 65.8198
| Sublap | SCLD | Average Weekday | April | CAISO 1-in-10 | 4 | 0.39657 | 0.39674 | 0.39657 | 0.39674 | 0 | 64.3382
| Sublap | SCLD | Average Weekday | April | CAISO 1-in-10 | 5 | 0.44859 | 0.45585 | 0.44859 | 0.45585 | 0 | 63.1646
| Sublap | SCLD | Average Weekday | April | CAISO 1-in-10 | 6 | 0.4844 | 0.48877 | 0.4844 | 0.48877 | 0 | 62.0526
| Sublap | SCLD | Average Weekday | April | CAISO 1-in-10 | 7 | 0.45293 | 0.52883 | 0.45293 | 0.52883 | 0 | 60.9901
| Sublap | SCLD | Average Weekday | April | CAISO 1-in-10 | 8 | 0.25393 | 0.30671 | 0.25393 | 0.30671 | 0 | 60.6308
| Sublap | SCLD | Average Weekday | April | CAISO 1-in-10 | 9 | -0.096656 | 0.0042397 | -0.096656 | 0.0042397 | 0 | 63.1425
| Sublap | SCLD | Average Weekday | April | CAISO 1-in-10 | 10 | -0.38277 | -0.21836 | -0.38277 | -0.21836 | 0 | 67.5697
| Sublap | SCLD | Average Weekday | April | CAISO 1-in-10 | 11 | -0.58199 | -0.37538 | -0.58199 | -0.37538 | 0 | 72.2462
| Sublap | SCLD | Average Weekday | April | CAISO 1-in-10 | 12 | -0.68918 | -0.4498 | -0.68918 | -0.4498 | 0 | 76.1514
| Sublap | SCLD | Average Weekday | April | CAISO 1-in-10 | 13 | -0.59284 | -0.37547 | -0.59284 | -0.37547 | 0 | 79.0034
| Sublap | SCLD | Average Weekday | April | CAISO 1-in-10 | 14 | -0.41488 | -0.23977 | -0.41488 | -0.23977 | 0 | 81.2834
| Sublap | SCLD | Average Weekday | April | CAISO 1-in-10 | 15 | -0.14821 | 0.034448 | -0.14821 | 0.034448 | 0 | 83.1364
| Sublap | SCLD | Average Weekday | April | CAISO 1-in-10 | 16 | 0.2026 | 0.33478 | 0.2026 | 0.33478 | 0 | 84.0822
| Sublap | SCLD | Average Weekday | April | CAISO 1-in-10 | 17 | 0.64137 | 0.72024 | -0.20467 | 0.13541 | 0.52932 | 84.9729
| Sublap | SCLD | Average Weekday | April | CAISO 1-in-10 | 18 | 1.0521 | 1.0193 | 0.91163 | 0.94569 | 0.07024 | 85.1357
| Sublap | SCLD | Average Weekday | April | CAISO 1-in-10 | 19 | 1.2812 | 1.1798 | 1.2812 | 1.1798 | 0 | 84.3587
| Sublap | SCLD | Average Weekday | April | CAISO 1-in-10 | 20 | 1.2575 | 1.1797 | 1.2575 | 1.1797 | 0 | 81.8759
| Sublap | SCLD | Average Weekday | April | CAISO 1-in-10 | 21 | 1.2263 | 1.1593 | 1.2263 | 1.1593 | 0 | 78.0781
| Sublap | SCLD | Average Weekday | April | CAISO 1-in-10 | 22 | 1.0841 | 1.0631 | 1.344 | 1.8354 | 0.12997 | 75.3645
| Sublap | SCLD | Average Weekday | April | CAISO 1-in-10 | 23 | 0.94317 | 0.8949 | 0.94317 | 0.94227 | 0 | 72.626
| Sublap | SCLD | Average Weekday | April | CAISO 1-in-10 | 24 | 0.7522 | 0.74466 | 0.7522 | 0.74466 | 0 | 70.603
| Sublap | SCLD | Average Weekday | April | CAISO 1-in-2 | 1 | 0.59563 | 0.57411 | 0.59563 | 0.57411 | 0 | 68.3636
| Sublap | SCLD | Average Weekday | April | CAISO 1-in-2 | 2 | 0.4978 | 0.49553 | 0.4978 | 0.49553 | 0 | 66.9393
| Sublap | SCLD | Average Weekday | April | CAISO 1-in-2 | 3 | 0.45241 | 0.438 | 0.45241 | 0.438 | 0 | 65.4229
| Sublap | SCLD | Average Weekday | April | CAISO 1-in-2 | 4 | 0.39968 | 0.39985 | 0.39968 | 0.39985 | 0 | 64.0293
| Sublap | SCLD | Average Weekday | April | CAISO 1-in-2 | 5 | 0.45104 | 0.45831 | 0.45104 | 0.45831 | 0 | 63.0192
| Sublap | SCLD | Average Weekday | April | CAISO 1-in-2 | 6 | 0.4883 | 0.49267 | 0.4883 | 0.49267 | 0 | 62.2822
| Sublap | SCLD | Average Weekday | April | CAISO 1-in-2 | 7 | 0.459 | 0.5349 | 0.459 | 0.5349 | 0 | 61.0799
| Sublap | SCLD | Average Weekday | April | CAISO 1-in-2 | 8 | 0.25876 | 0.31154 | 0.25876 | 0.31154 | 0 | 60.3854
| Sublap | SCLD | Average Weekday | April | CAISO 1-in-2 | 9 | -0.093438 | 0.0074574 | -0.093438 | 0.0074574 | 0 | 62.4639
| Sublap | SCLD | Average Weekday | April | CAISO 1-in-2 | 10 | -0.40234 | -0.23792 | -0.40234 | -0.23792 | 0 | 67.0355
| Sublap | SCLD | Average Weekday | April | CAISO 1-in-2 | 11 | -0.60532 | -0.39871 | -0.60532 | -0.39871 | 0 | 71.5665
| Sublap | SCLD | Average Weekday | April | CAISO 1-in-2 | 12 | -0.7135 | -0.47412 | -0.7135 | -0.47412 | 0 | 75.253
| Sublap | SCLD | Average Weekday | April | CAISO 1-in-2 | 13 | -0.61249 | -0.39512 | -0.61249 | -0.39512 | 0 | 77.9854
| Sublap | SCLD | Average Weekday | April | CAISO 1-in-2 | 14 | -0.44382 | -0.26872 | -0.44382 | -0.26872 | 0 | 80.1843
| Sublap | SCLD | Average Weekday | April | CAISO 1-in-2 | 15 | -0.18316 | -0.00049572 | -0.18316 | -0.00049572 | 0 | 82.2041
| Sublap | SCLD | Average Weekday | April | CAISO 1-in-2 | 16 | 0.16619 | 0.29836 | 0.16619 | 0.29836 | 0 | 83.6099
| Sublap | SCLD | Average Weekday | April | CAISO 1-in-2 | 17 | 0.60729 | 0.68616 | -0.22941 | 0.11067 | 0.53596 | 84.6331
| Sublap | SCLD | Average Weekday | April | CAISO 1-in-2 | 18 | 1.0204 | 0.98756 | 0.88533 | 0.91939 | 0.067529 | 84.9115
| Sublap | SCLD | Average Weekday | April | CAISO 1-in-2 | 19 | 1.2509 | 1.1495 | 1.2509 | 1.1495 | 0 | 84.1396
| Sublap | SCLD | Average Weekday | April | CAISO 1-in-2 | 20 | 1.2323 | 1.1545 | 1.2323 | 1.1545 | 0 | 81.8276
| Sublap | SCLD | Average Weekday | April | CAISO 1-in-2 | 21 | 1.2015 | 1.1345 | 1.2015 | 1.1345 | 0 | 78.0213
| Sublap | SCLD | Average Weekday | April | CAISO 1-in-2 | 22 | 1.0572 | 1.0362 | 1.3117 | 1.8031 | 0.12724 | 74.8522
| Sublap | SCLD | Average Weekday | April | CAISO 1-in-2 | 23 | 0.9167 | 0.86843 | 0.9167 | 0.89971 | 0 | 71.9634
| Sublap | SCLD | Average Weekday | April | CAISO 1-in-2 | 24 | 0.72376 | 0.71622 | 0.72376 | 0.71622 | 0 | 69.86
| Sublap | SCLD | Average Weekday | April | SCE 1-in-10 | 1 | 0.59814 | 0.57662 | 0.59814 | 0.57662 | 0 | 68.5321
| Sublap | SCLD | Average Weekday | April | SCE 1-in-10 | 2 | 0.49811 | 0.49584 | 0.49811 | 0.49584 | 0 | 67.0266
| Sublap | SCLD | Average Weekday | April | SCE 1-in-10 | 3 | 0.44845 | 0.43404 | 0.44845 | 0.43404 | 0 | 65.4192
| Sublap | SCLD | Average Weekday | April | SCE 1-in-10 | 4 | 0.40058 | 0.40075 | 0.40058 | 0.40075 | 0 | 63.8697
| Sublap | SCLD | Average Weekday | April | SCE 1-in-10 | 5 | 0.45112 | 0.45839 | 0.45112 | 0.45839 | 0 | 62.6624
| Sublap | SCLD | Average Weekday | April | SCE 1-in-10 | 6 | 0.48939 | 0.49376 | 0.48939 | 0.49376 | 0 | 61.756
| Sublap | SCLD | Average Weekday | April | SCE 1-in-10 | 7 | 0.45932 | 0.53522 | 0.45932 | 0.53522 | 0 | 60.5556
| Sublap | SCLD | Average Weekday | April | SCE 1-in-10 | 8 | 0.25941 | 0.31219 | 0.25941 | 0.31219 | 0 | 59.9818
| Sublap | SCLD | Average Weekday | April | SCE 1-in-10 | 9 | -0.093304 | 0.0075913 | -0.093304 | 0.0075913 | 0 | 62.5624
| Sublap | SCLD | Average Weekday | April | SCE 1-in-10 | 10 | -0.40434 | -0.23992 | -0.40434 | -0.23992 | 0 | 67.152
| Sublap | SCLD | Average Weekday | April | SCE 1-in-10 | 11 | -0.61909 | -0.41248 | -0.61909 | -0.41248 | 0 | 71.6173
| Sublap | SCLD | Average Weekday | April | SCE 1-in-10 | 12 | -0.73522 | -0.49584 | -0.73522 | -0.49584 | 0 | 75.3529
| Sublap | SCLD | Average Weekday | April | SCE 1-in-10 | 13 | -0.64186 | -0.42449 | -0.64186 | -0.42449 | 0 | 78.0884
| Sublap | SCLD | Average Weekday | April | SCE 1-in-10 | 14 | -0.47323 | -0.29812 | -0.47323 | -0.29812 | 0 | 80.3729
| Sublap | SCLD | Average Weekday | April | SCE 1-in-10 | 15 | -0.21206 | -0.029402 | -0.21206 | -0.029402 | 0 | 82.3825
| Sublap | SCLD | Average Weekday | April | SCE 1-in-10 | 16 | 0.13616 | 0.26834 | 0.13616 | 0.26834 | 0 | 83.3745
| Sublap | SCLD | Average Weekday | April | SCE 1-in-10 | 17 | 0.57507 | 0.65395 | -0.2513 | 0.088778 | 0.54329 | 84.2576
| Sublap | SCLD | Average Weekday | April | SCE 1-in-10 | 18 | 0.98698 | 0.95415 | 0.86442 | 0.89848 | 0.061282 | 84.3948
| Sublap | SCLD | Average Weekday | April | SCE 1-in-10 | 19 | 1.2194 | 1.118 | 1.2194 | 1.118 | 0 | 83.6525
| Sublap | SCLD | Average Weekday | April | SCE 1-in-10 | 20 | 1.2025 | 1.1247 | 1.2025 | 1.1247 | 0 | 81.2784
| Sublap | SCLD | Average Weekday | April | SCE 1-in-10 | 21 | 1.1745 | 1.1076 | 1.1745 | 1.1076 | 0 | 77.4307
| Sublap | SCLD | Average Weekday | April | SCE 1-in-10 | 22 | 1.0351 | 1.0141 | 1.287 | 1.7784 | 0.12594 | 74.6066
| Sublap | SCLD | Average Weekday | April | SCE 1-in-10 | 23 | 0.89842 | 0.85015 | 0.89842 | 0.8805 | 0 | 71.9247
| Sublap | SCLD | Average Weekday | April | SCE 1-in-10 | 24 | 0.71534 | 0.70779 | 0.71534 | 0.70779 | 0 | 70.1771
| Sublap | SCLD | Average Weekday | April | SCE 1-in-2 | 1 | 0.61391 | 0.59239 | 0.61391 | 0.59239 | 0 | 68.7195
| Sublap | SCLD | Average Weekday | April | SCE 1-in-2 | 2 | 0.51283 | 0.51056 | 0.51283 | 0.51056 | 0 | 67.228
| Sublap | SCLD | Average Weekday | April | SCE 1-in-2 | 3 | 0.45108 | 0.43667 | 0.45108 | 0.43667 | 0 | 65.424
| Sublap | SCLD | Average Weekday | April | SCE 1-in-2 | 4 | 0.39973 | 0.3999 | 0.39973 | 0.3999 | 0 | 64.2132
| Sublap | SCLD | Average Weekday | April | SCE 1-in-2 | 5 | 0.45103 | 0.4583 | 0.45103 | 0.4583 | 0 | 63.068
| Sublap | SCLD | Average Weekday | April | SCE 1-in-2 | 6 | 0.48838 | 0.49275 | 0.48838 | 0.49275 | 0 | 62.3134
| Sublap | SCLD | Average Weekday | April | SCE 1-in-2 | 7 | 0.45912 | 0.53503 | 0.45912 | 0.53503 | 0 | 60.9623
| Sublap | SCLD | Average Weekday | April | SCE 1-in-2 | 8 | 0.25887 | 0.31165 | 0.25887 | 0.31165 | 0 | 60.2971
| Sublap | SCLD | Average Weekday | April | SCE 1-in-2 | 9 | -0.093388 | 0.0075076 | -0.093388 | 0.0075076 | 0 | 62.4331
| Sublap | SCLD | Average Weekday | April | SCE 1-in-2 | 10 | -0.40459 | -0.24017 | -0.40459 | -0.24017 | 0 | 67.002
| Sublap | SCLD | Average Weekday | April | SCE 1-in-2 | 11 | -0.60764 | -0.40103 | -0.60764 | -0.40103 | 0 | 71.4868
| Sublap | SCLD | Average Weekday | April | SCE 1-in-2 | 12 | -0.71419 | -0.47481 | -0.71419 | -0.47481 | 0 | 75.054
| Sublap | SCLD | Average Weekday | April | SCE 1-in-2 | 13 | -0.61166 | -0.39429 | -0.61166 | -0.39429 | 0 | 77.7983
| Sublap | SCLD | Average Weekday | April | SCE 1-in-2 | 14 | -0.44536 | -0.27025 | -0.44536 | -0.27025 | 0 | 80.0582
| Sublap | SCLD | Average Weekday | April | SCE 1-in-2 | 15 | -0.18545 | -0.0027937 | -0.18545 | -0.0027937 | 0 | 82.0782
| Sublap | SCLD | Average Weekday | April | SCE 1-in-2 | 16 | 0.16338 | 0.29556 | 0.16338 | 0.29556 | 0 | 83.5034
| Sublap | SCLD | Average Weekday | April | SCE 1-in-2 | 17 | 0.60364 | 0.68251 | -0.22913 | 0.11095 | 0.53874 | 84.4902
| Sublap | SCLD | Average Weekday | April | SCE 1-in-2 | 18 | 1.0164 | 0.98362 | 0.885 | 0.91906 | 0.065722 | 84.762
| Sublap | SCLD | Average Weekday | April | SCE 1-in-2 | 19 | 1.247 | 1.1456 | 1.247 | 1.1456 | 0 | 84.0104
| Sublap | SCLD | Average Weekday | April | SCE 1-in-2 | 20 | 1.2278 | 1.15 | 1.2278 | 1.15 | 0 | 81.6519
| Sublap | SCLD | Average Weekday | April | SCE 1-in-2 | 21 | 1.1989 | 1.1319 | 1.1989 | 1.1319 | 0 | 77.9185
| Sublap | SCLD | Average Weekday | April | SCE 1-in-2 | 22 | 1.0555 | 1.0345 | 1.3099 | 1.8012 | 0.12718 | 74.8411
| Sublap | SCLD | Average Weekday | April | SCE 1-in-2 | 23 | 0.91757 | 0.8693 | 0.91757 | 0.90549 | 0 | 72.1656
| Sublap | SCLD | Average Weekday | April | SCE 1-in-2 | 24 | 0.72836 | 0.72082 | 0.72836 | 0.72082 | 0 | 70.1479
| Sublap | SCLD | Average Weekday | August | CAISO 1-in-10 | 1 | 1.8658 | 1.8443 | 1.8658 | 1.8443 | 0 | 90.0195
| Sublap | SCLD | Average Weekday | August | CAISO 1-in-10 | 2 | 1.6588 | 1.6565 | 1.6588 | 1.6565 | 0 | 89.1153
| Sublap | SCLD | Average Weekday | August | CAISO 1-in-10 | 3 | 1.5203 | 1.5059 | 1.5203 | 1.5059 | 0 | 88.0173
| Sublap | SCLD | Average Weekday | August | CAISO 1-in-10 | 4 | 1.401 | 1.4011 | 1.401 | 1.4011 | 0 | 86.8998
| Sublap | SCLD | Average Weekday | August | CAISO 1-in-10 | 5 | 1.3038 | 1.3111 | 1.3038 | 1.3111 | 0 | 85.7884
| Sublap | SCLD | Average Weekday | August | CAISO 1-in-10 | 6 | 1.2271 | 1.2315 | 1.2271 | 1.2315 | 0 | 84.8127
| Sublap | SCLD | Average Weekday | August | CAISO 1-in-10 | 7 | 1.1072 | 1.1831 | 1.1072 | 1.1831 | 0 | 83.8178
| Sublap | SCLD | Average Weekday | August | CAISO 1-in-10 | 8 | 1.0046 | 1.0574 | 1.0046 | 1.0574 | 0 | 83.502
| Sublap | SCLD | Average Weekday | August | CAISO 1-in-10 | 9 | 0.81967 | 0.92057 | 0.81967 | 0.92057 | 0 | 85.939
| Sublap | SCLD | Average Weekday | August | CAISO 1-in-10 | 10 | 0.706 | 0.87041 | 0.706 | 0.87041 | 0 | 89.8614
| Sublap | SCLD | Average Weekday | August | CAISO 1-in-10 | 11 | 0.76241 | 0.96902 | 0.76241 | 0.96902 | 0 | 93.4914
| Sublap | SCLD | Average Weekday | August | CAISO 1-in-10 | 12 | 1.019 | 1.2583 | 1.019 | 1.2583 | 0 | 96.6977
| Sublap | SCLD | Average Weekday | August | CAISO 1-in-10 | 13 | 1.4004 | 1.6178 | 1.4004 | 1.6178 | 0 | 99.2698
| Sublap | SCLD | Average Weekday | August | CAISO 1-in-10 | 14 | 1.7814 | 1.9566 | 1.7814 | 1.9566 | 0 | 101.5074
| Sublap | SCLD | Average Weekday | August | CAISO 1-in-10 | 15 | 2.1715 | 2.3541 | 2.1715 | 2.3541 | 0 | 103.3693
| Sublap | SCLD | Average Weekday | August | CAISO 1-in-10 | 16 | 2.5947 | 2.7269 | 2.5947 | 2.7269 | 0 | 104.2739
| Sublap | SCLD | Average Weekday | August | CAISO 1-in-10 | 17 | 3.0025 | 3.0814 | 1.6063 | 1.9464 | 0.16739 | 104.9914
| Sublap | SCLD | Average Weekday | August | CAISO 1-in-10 | 18 | 3.3482 | 3.3153 | 2.7287 | 2.7628 | 0.2855 | 104.9446
| Sublap | SCLD | Average Weekday | August | CAISO 1-in-10 | 19 | 3.456 | 3.3546 | 3.2705 | 3.086 | 0.092732 | 104.433
| Sublap | SCLD | Average Weekday | August | CAISO 1-in-10 | 20 | 3.2452 | 3.1675 | 3.0509 | 3.0637 | 0.09719 | 102.6288
| Sublap | SCLD | Average Weekday | August | CAISO 1-in-10 | 21 | 3.0872 | 3.0203 | 3.0011 | 3.0203 | 0.04305 | 99.3249
| Sublap | SCLD | Average Weekday | August | CAISO 1-in-10 | 22 | 2.807 | 2.786 | 3.2882 | 3.7795 | 0.23317 | 96.1518
| Sublap | SCLD | Average Weekday | August | CAISO 1-in-10 | 23 | 2.5065 | 2.4582 | 2.5065 | 3.0178 | 0 | 93.7234
| Sublap | SCLD | Average Weekday | August | CAISO 1-in-10 | 24 | 2.1677 | 2.1602 | 2.1677 | 2.5776 | 0 | 91.7256
| Sublap | SCLD | Average Weekday | August | CAISO 1-in-2 | 1 | 1.7084 | 1.6869 | 1.7084 | 1.6869 | 0 | 87.3873
| Sublap | SCLD | Average Weekday | August | CAISO 1-in-2 | 2 | 1.5065 | 1.5043 | 1.5065 | 1.5043 | 0 | 86.293
| Sublap | SCLD | Average Weekday | August | CAISO 1-in-2 | 3 | 1.3801 | 1.3657 | 1.3801 | 1.3657 | 0 | 85.1557
| Sublap | SCLD | Average Weekday | August | CAISO 1-in-2 | 4 | 1.257 | 1.2572 | 1.257 | 1.2572 | 0 | 83.8046
| Sublap | SCLD | Average Weekday | August | CAISO 1-in-2 | 5 | 1.1897 | 1.197 | 1.1897 | 1.197 | 0 | 82.9609
| Sublap | SCLD | Average Weekday | August | CAISO 1-in-2 | 6 | 1.117 | 1.1214 | 1.117 | 1.1214 | 0 | 81.8652
| Sublap | SCLD | Average Weekday | August | CAISO 1-in-2 | 7 | 1.0069 | 1.0828 | 1.0069 | 1.0828 | 0 | 80.939
| Sublap | SCLD | Average Weekday | August | CAISO 1-in-2 | 8 | 0.89452 | 0.9473 | 0.89452 | 0.9473 | 0 | 80.7179
| Sublap | SCLD | Average Weekday | August | CAISO 1-in-2 | 9 | 0.68878 | 0.78968 | 0.68878 | 0.78968 | 0 | 82.9791
| Sublap | SCLD | Average Weekday | August | CAISO 1-in-2 | 10 | 0.56499 | 0.72941 | 0.56499 | 0.72941 | 0 | 86.9819
| Sublap | SCLD | Average Weekday | August | CAISO 1-in-2 | 11 | 0.5975 | 0.80412 | 0.5975 | 0.80412 | 0 | 90.7091
| Sublap | SCLD | Average Weekday | August | CAISO 1-in-2 | 12 | 0.81615 | 1.0555 | 0.81615 | 1.0555 | 0 | 94.079
| Sublap | SCLD | Average Weekday | August | CAISO 1-in-2 | 13 | 1.1639 | 1.3813 | 1.1639 | 1.3813 | 0 | 96.8234
| Sublap | SCLD | Average Weekday | August | CAISO 1-in-2 | 14 | 1.5197 | 1.6948 | 1.5197 | 1.6948 | 0 | 99.118
| Sublap | SCLD | Average Weekday | August | CAISO 1-in-2 | 15 | 1.8951 | 2.0777 | 1.8951 | 2.0777 | 0 | 101.0668
| Sublap | SCLD | Average Weekday | August | CAISO 1-in-2 | 16 | 2.3106 | 2.4428 | 2.3106 | 2.4428 | 0 | 102.0512
| Sublap | SCLD | Average Weekday | August | CAISO 1-in-2 | 17 | 2.7269 | 2.8058 | 1.381 | 1.7211 | 0.19412 | 103.1612
| Sublap | SCLD | Average Weekday | August | CAISO 1-in-2 | 18 | 3.0828 | 3.05 | 2.505 | 2.5391 | 0.3284 | 103.2225
| Sublap | SCLD | Average Weekday | August | CAISO 1-in-2 | 19 | 3.208 | 3.1066 | 3.062 | 2.8774 | 0.07302 | 102.7468
| Sublap | SCLD | Average Weekday | August | CAISO 1-in-2 | 20 | 3.0201 | 2.9423 | 2.8835 | 2.8963 | 0.068309 | 100.8663
| Sublap | SCLD | Average Weekday | August | CAISO 1-in-2 | 21 | 2.8699 | 2.8029 | 2.8557 | 2.8029 | 0.007064 | 97.1289
| Sublap | SCLD | Average Weekday | August | CAISO 1-in-2 | 22 | 2.6038 | 2.5829 | 3.0603 | 3.5517 | 0.2818 | 93.8311
| Sublap | SCLD | Average Weekday | August | CAISO 1-in-2 | 23 | 2.3213 | 2.273 | 2.3213 | 2.7731 | 0 | 91.273
| Sublap | SCLD | Average Weekday | August | CAISO 1-in-2 | 24 | 2.0008 | 1.9933 | 2.0008 | 2.3022 | 0 | 89.3338
| Sublap | SCLD | Average Weekday | August | SCE 1-in-10 | 1 | 1.8352 | 1.8136 | 1.8352 | 1.8136 | 0 | 89.612
| Sublap | SCLD | Average Weekday | August | SCE 1-in-10 | 2 | 1.6256 | 1.6233 | 1.6256 | 1.6233 | 0 | 88.4837
| Sublap | SCLD | Average Weekday | August | SCE 1-in-10 | 3 | 1.4945 | 1.4801 | 1.4945 | 1.4801 | 0 | 87.4363
| Sublap | SCLD | Average Weekday | August | SCE 1-in-10 | 4 | 1.3671 | 1.3673 | 1.3671 | 1.3673 | 0 | 86.0918
| Sublap | SCLD | Average Weekday | August | SCE 1-in-10 | 5 | 1.2808 | 1.2881 | 1.2808 | 1.2881 | 0 | 85.1667
| Sublap | SCLD | Average Weekday | August | SCE 1-in-10 | 6 | 1.2096 | 1.214 | 1.2096 | 1.214 | 0 | 84.2086
| Sublap | SCLD | Average Weekday | August | SCE 1-in-10 | 7 | 1.0998 | 1.1757 | 1.0998 | 1.1757 | 0 | 83.3772
| Sublap | SCLD | Average Weekday | August | SCE 1-in-10 | 8 | 1.0072 | 1.06 | 1.0072 | 1.06 | 0 | 83.3297
| Sublap | SCLD | Average Weekday | August | SCE 1-in-10 | 9 | 0.79571 | 0.89661 | 0.79571 | 0.89661 | 0 | 85.3153
| Sublap | SCLD | Average Weekday | August | SCE 1-in-10 | 10 | 0.64582 | 0.81024 | 0.64582 | 0.81024 | 0 | 88.6904
| Sublap | SCLD | Average Weekday | August | SCE 1-in-10 | 11 | 0.67494 | 0.88155 | 0.67494 | 0.88155 | 0 | 91.8113
| Sublap | SCLD | Average Weekday | August | SCE 1-in-10 | 12 | 0.92018 | 1.1596 | 0.92018 | 1.1596 | 0 | 94.7342
| Sublap | SCLD | Average Weekday | August | SCE 1-in-10 | 13 | 1.2971 | 1.5145 | 1.2971 | 1.5145 | 0 | 97.0741
| Sublap | SCLD | Average Weekday | August | SCE 1-in-10 | 14 | 1.657 | 1.8321 | 1.657 | 1.8321 | 0 | 99.0909
| Sublap | SCLD | Average Weekday | August | SCE 1-in-10 | 15 | 2.0324 | 2.215 | 2.0324 | 2.215 | 0 | 100.9445
| Sublap | SCLD | Average Weekday | August | SCE 1-in-10 | 16 | 2.4479 | 2.5801 | 2.4479 | 2.5801 | 0 | 102.3781
| Sublap | SCLD | Average Weekday | August | SCE 1-in-10 | 17 | 2.8567 | 2.9355 | 1.5037 | 1.8438 | 0.19017 | 103.4183
| Sublap | SCLD | Average Weekday | August | SCE 1-in-10 | 18 | 3.2028 | 3.17 | 2.6269 | 2.661 | 0.33038 | 103.1445
| Sublap | SCLD | Average Weekday | August | SCE 1-in-10 | 19 | 3.3125 | 3.2112 | 3.1755 | 2.991 | 0.068507 | 102.3608
| Sublap | SCLD | Average Weekday | August | SCE 1-in-10 | 20 | 3.1126 | 3.0348 | 2.9869 | 2.9997 | 0.062851 | 100.5333
| Sublap | SCLD | Average Weekday | August | SCE 1-in-10 | 21 | 2.9708 | 2.9038 | 2.942 | 2.9038 | 0.014377 | 97.5752
| Sublap | SCLD | Average Weekday | August | SCE 1-in-10 | 22 | 2.7037 | 2.6827 | 3.1718 | 3.6632 | 0.25857 | 94.9269
| Sublap | SCLD | Average Weekday | August | SCE 1-in-10 | 23 | 2.4182 | 2.3699 | 2.4182 | 2.9116 | 0 | 92.9832
| Sublap | SCLD | Average Weekday | August | SCE 1-in-10 | 24 | 2.0987 | 2.0911 | 2.0987 | 2.4899 | 0 | 91.3136
| Sublap | SCLD | Average Weekday | August | SCE 1-in-2 | 1 | 1.7084 | 1.6869 | 1.7084 | 1.6869 | 0 | 87.3873
| Sublap | SCLD | Average Weekday | August | SCE 1-in-2 | 2 | 1.5065 | 1.5043 | 1.5065 | 1.5043 | 0 | 86.293
| Sublap | SCLD | Average Weekday | August | SCE 1-in-2 | 3 | 1.3801 | 1.3657 | 1.3801 | 1.3657 | 0 | 85.1557
| Sublap | SCLD | Average Weekday | August | SCE 1-in-2 | 4 | 1.257 | 1.2572 | 1.257 | 1.2572 | 0 | 83.8046
| Sublap | SCLD | Average Weekday | August | SCE 1-in-2 | 5 | 1.1897 | 1.197 | 1.1897 | 1.197 | 0 | 82.9609
| Sublap | SCLD | Average Weekday | August | SCE 1-in-2 | 6 | 1.117 | 1.1214 | 1.117 | 1.1214 | 0 | 81.8652
| Sublap | SCLD | Average Weekday | August | SCE 1-in-2 | 7 | 1.0069 | 1.0828 | 1.0069 | 1.0828 | 0 | 80.939
| Sublap | SCLD | Average Weekday | August | SCE 1-in-2 | 8 | 0.89452 | 0.9473 | 0.89452 | 0.9473 | 0 | 80.7179
| Sublap | SCLD | Average Weekday | August | SCE 1-in-2 | 9 | 0.68878 | 0.78968 | 0.68878 | 0.78968 | 0 | 82.9791
| Sublap | SCLD | Average Weekday | August | SCE 1-in-2 | 10 | 0.56499 | 0.72941 | 0.56499 | 0.72941 | 0 | 86.9819
| Sublap | SCLD | Average Weekday | August | SCE 1-in-2 | 11 | 0.5975 | 0.80412 | 0.5975 | 0.80412 | 0 | 90.7091
| Sublap | SCLD | Average Weekday | August | SCE 1-in-2 | 12 | 0.81615 | 1.0555 | 0.81615 | 1.0555 | 0 | 94.079
| Sublap | SCLD | Average Weekday | August | SCE 1-in-2 | 13 | 1.1639 | 1.3813 | 1.1639 | 1.3813 | 0 | 96.8234
| Sublap | SCLD | Average Weekday | August | SCE 1-in-2 | 14 | 1.5197 | 1.6948 | 1.5197 | 1.6948 | 0 | 99.118
| Sublap | SCLD | Average Weekday | August | SCE 1-in-2 | 15 | 1.8951 | 2.0777 | 1.8951 | 2.0777 | 0 | 101.0668
| Sublap | SCLD | Average Weekday | August | SCE 1-in-2 | 16 | 2.3106 | 2.4428 | 2.3106 | 2.4428 | 0 | 102.0512
| Sublap | SCLD | Average Weekday | August | SCE 1-in-2 | 17 | 2.7269 | 2.8058 | 1.381 | 1.7211 | 0.19412 | 103.1612
| Sublap | SCLD | Average Weekday | August | SCE 1-in-2 | 18 | 3.0828 | 3.05 | 2.505 | 2.5391 | 0.3284 | 103.2225
| Sublap | SCLD | Average Weekday | August | SCE 1-in-2 | 19 | 3.208 | 3.1066 | 3.062 | 2.8774 | 0.07302 | 102.7468
| Sublap | SCLD | Average Weekday | August | SCE 1-in-2 | 20 | 3.0201 | 2.9423 | 2.8835 | 2.8963 | 0.068309 | 100.8663
| Sublap | SCLD | Average Weekday | August | SCE 1-in-2 | 21 | 2.8699 | 2.8029 | 2.8557 | 2.8029 | 0.007064 | 97.1289
| Sublap | SCLD | Average Weekday | August | SCE 1-in-2 | 22 | 2.6038 | 2.5829 | 3.0603 | 3.5517 | 0.2818 | 93.8311
| Sublap | SCLD | Average Weekday | August | SCE 1-in-2 | 23 | 2.3213 | 2.273 | 2.3213 | 2.7731 | 0 | 91.273
| Sublap | SCLD | Average Weekday | August | SCE 1-in-2 | 24 | 2.0008 | 1.9933 | 2.0008 | 2.3022 | 0 | 89.3338
| Sublap | SCLD | Average Weekday | December | CAISO 1-in-10 | 1 | 0.65334 | 0.63182 | 0.65334 | 0.63182 | 0 | 50.6169
| Sublap | SCLD | Average Weekday | December | CAISO 1-in-10 | 2 | 0.62122 | 0.61895 | 0.62122 | 0.61895 | 0 | 49.5858
| Sublap | SCLD | Average Weekday | December | CAISO 1-in-10 | 3 | 0.64504 | 0.63063 | 0.64504 | 0.63063 | 0 | 48.556
| Sublap | SCLD | Average Weekday | December | CAISO 1-in-10 | 4 | 0.66773 | 0.6679 | 0.66773 | 0.6679 | 0 | 47.3483
| Sublap | SCLD | Average Weekday | December | CAISO 1-in-10 | 5 | 0.70661 | 0.71388 | 0.70661 | 0.71388 | 0 | 46.659
| Sublap | SCLD | Average Weekday | December | CAISO 1-in-10 | 6 | 0.7508 | 0.75517 | 0.7508 | 0.75517 | 0 | 46.1608
| Sublap | SCLD | Average Weekday | December | CAISO 1-in-10 | 7 | 0.7677 | 0.8436 | 0.7677 | 0.8436 | 0 | 45.4095
| Sublap | SCLD | Average Weekday | December | CAISO 1-in-10 | 8 | 0.50699 | 0.55977 | 0.50699 | 0.55977 | 0 | 44.8077
| Sublap | SCLD | Average Weekday | December | CAISO 1-in-10 | 9 | 0.16607 | 0.26697 | 0.16607 | 0.26697 | 0 | 45.4052
| Sublap | SCLD | Average Weekday | December | CAISO 1-in-10 | 10 | -0.18419 | -0.019776 | -0.18419 | -0.019776 | 0 | 49.3139
| Sublap | SCLD | Average Weekday | December | CAISO 1-in-10 | 11 | -0.43693 | -0.23032 | -0.43693 | -0.23032 | 0 | 53.4667
| Sublap | SCLD | Average Weekday | December | CAISO 1-in-10 | 12 | -0.57365 | -0.33427 | -0.57365 | -0.33427 | 0 | 56.8819
| Sublap | SCLD | Average Weekday | December | CAISO 1-in-10 | 13 | -0.5307 | -0.31333 | -0.5307 | -0.31333 | 0 | 59.5509
| Sublap | SCLD | Average Weekday | December | CAISO 1-in-10 | 14 | -0.38604 | -0.21093 | -0.38604 | -0.21093 | 0 | 61.734
| Sublap | SCLD | Average Weekday | December | CAISO 1-in-10 | 15 | -0.19687 | -0.014208 | -0.19687 | -0.014208 | 0 | 63.2275
| Sublap | SCLD | Average Weekday | December | CAISO 1-in-10 | 16 | 0.10815 | 0.24033 | 0.10815 | 0.24033 | 0 | 63.8041
| Sublap | SCLD | Average Weekday | December | CAISO 1-in-10 | 17 | 0.46635 | 0.54523 | 0.46635 | 0.54523 | 0 | 63.315
| Sublap | SCLD | Average Weekday | December | CAISO 1-in-10 | 18 | 0.77966 | 0.74683 | 0.77966 | 0.74683 | 0 | 61.653
| Sublap | SCLD | Average Weekday | December | CAISO 1-in-10 | 19 | 0.89228 | 0.79089 | 0.89228 | 0.79089 | 0 | 59.5076
| Sublap | SCLD | Average Weekday | December | CAISO 1-in-10 | 20 | 0.89409 | 0.81631 | 0.89409 | 0.81631 | 0 | 57.6543
| Sublap | SCLD | Average Weekday | December | CAISO 1-in-10 | 21 | 0.91311 | 0.84616 | 0.91311 | 0.84616 | 0 | 55.7738
| Sublap | SCLD | Average Weekday | December | CAISO 1-in-10 | 22 | 0.83662 | 0.81565 | 0.83662 | 0.81565 | 0 | 54.3167
| Sublap | SCLD | Average Weekday | December | CAISO 1-in-10 | 23 | 0.77586 | 0.72759 | 0.77586 | 0.72759 | 0 | 53.0247
| Sublap | SCLD | Average Weekday | December | CAISO 1-in-10 | 24 | 0.6759 | 0.66836 | 0.6759 | 0.66836 | 0 | 51.6782
| Sublap | SCLD | Average Weekday | December | CAISO 1-in-2 | 1 | 0.66281 | 0.64129 | 0.66281 | 0.64129 | 0 | 50.0935
| Sublap | SCLD | Average Weekday | December | CAISO 1-in-2 | 2 | 0.63049 | 0.62822 | 0.63049 | 0.62822 | 0 | 48.9454
| Sublap | SCLD | Average Weekday | December | CAISO 1-in-2 | 3 | 0.65455 | 0.64014 | 0.65455 | 0.64014 | 0 | 47.9472
| Sublap | SCLD | Average Weekday | December | CAISO 1-in-2 | 4 | 0.67773 | 0.67791 | 0.67773 | 0.67791 | 0 | 46.775
| Sublap | SCLD | Average Weekday | December | CAISO 1-in-2 | 5 | 0.71692 | 0.72419 | 0.71692 | 0.72419 | 0 | 46.2033
| Sublap | SCLD | Average Weekday | December | CAISO 1-in-2 | 6 | 0.7617 | 0.76608 | 0.7617 | 0.76608 | 0 | 45.5195
| Sublap | SCLD | Average Weekday | December | CAISO 1-in-2 | 7 | 0.77761 | 0.85352 | 0.77761 | 0.85352 | 0 | 45.1294
| Sublap | SCLD | Average Weekday | December | CAISO 1-in-2 | 8 | 0.51537 | 0.56815 | 0.51537 | 0.56815 | 0 | 44.5842
| Sublap | SCLD | Average Weekday | December | CAISO 1-in-2 | 9 | 0.1731 | 0.27399 | 0.1731 | 0.27399 | 0 | 45.5955
| Sublap | SCLD | Average Weekday | December | CAISO 1-in-2 | 10 | -0.17673 | -0.012319 | -0.17673 | -0.012319 | 0 | 49.0542
| Sublap | SCLD | Average Weekday | December | CAISO 1-in-2 | 11 | -0.42804 | -0.22143 | -0.42804 | -0.22143 | 0 | 52.9189
| Sublap | SCLD | Average Weekday | December | CAISO 1-in-2 | 12 | -0.5657 | -0.32632 | -0.5657 | -0.32632 | 0 | 56.5383
| Sublap | SCLD | Average Weekday | December | CAISO 1-in-2 | 13 | -0.52521 | -0.30784 | -0.52521 | -0.30784 | 0 | 59.0715
| Sublap | SCLD | Average Weekday | December | CAISO 1-in-2 | 14 | -0.38098 | -0.20587 | -0.38098 | -0.20587 | 0 | 61.2248
| Sublap | SCLD | Average Weekday | December | CAISO 1-in-2 | 15 | -0.19115 | -0.008493 | -0.19115 | -0.008493 | 0 | 62.9112
| Sublap | SCLD | Average Weekday | December | CAISO 1-in-2 | 16 | 0.11722 | 0.24939 | 0.11722 | 0.24939 | 0 | 63.572
| Sublap | SCLD | Average Weekday | December | CAISO 1-in-2 | 17 | 0.47781 | 0.55668 | 0.47781 | 0.55668 | 0 | 63.3303
| Sublap | SCLD | Average Weekday | December | CAISO 1-in-2 | 18 | 0.79212 | 0.75929 | 0.79212 | 0.75929 | 0 | 61.5267
| Sublap | SCLD | Average Weekday | December | CAISO 1-in-2 | 19 | 0.9015 | 0.80012 | 0.9015 | 0.80012 | 0 | 59.2519
| Sublap | SCLD | Average Weekday | December | CAISO 1-in-2 | 20 | 0.90202 | 0.82424 | 0.90202 | 0.82424 | 0 | 57.0589
| Sublap | SCLD | Average Weekday | December | CAISO 1-in-2 | 21 | 0.92197 | 0.85502 | 0.92197 | 0.85502 | 0 | 55.1392
| Sublap | SCLD | Average Weekday | December | CAISO 1-in-2 | 22 | 0.84615 | 0.82518 | 0.84615 | 0.82518 | 0 | 53.5274
| Sublap | SCLD | Average Weekday | December | CAISO 1-in-2 | 23 | 0.78508 | 0.73681 | 0.78508 | 0.73681 | 0 | 52.1563
| Sublap | SCLD | Average Weekday | December | CAISO 1-in-2 | 24 | 0.68439 | 0.67685 | 0.68439 | 0.67685 | 0 | 50.7371
| Sublap | SCLD | Average Weekday | December | SCE 1-in-10 | 1 | 0.69183 | 0.67031 | 0.69183 | 0.67031 | 0 | 48.7292
| Sublap | SCLD | Average Weekday | December | SCE 1-in-10 | 2 | 0.65891 | 0.65664 | 0.65891 | 0.65664 | 0 | 47.4454
| Sublap | SCLD | Average Weekday | December | SCE 1-in-10 | 3 | 0.68373 | 0.66932 | 0.68373 | 0.66932 | 0 | 46.2787
| Sublap | SCLD | Average Weekday | December | SCE 1-in-10 | 4 | 0.70844 | 0.70861 | 0.70844 | 0.70861 | 0 | 45.2922
| Sublap | SCLD | Average Weekday | December | SCE 1-in-10 | 5 | 0.74853 | 0.7558 | 0.74853 | 0.7558 | 0 | 44.6687
| Sublap | SCLD | Average Weekday | December | SCE 1-in-10 | 6 | 0.79516 | 0.79953 | 0.79516 | 0.79953 | 0 | 44.2017
| Sublap | SCLD | Average Weekday | December | SCE 1-in-10 | 7 | 0.80802 | 0.88392 | 0.80802 | 0.88392 | 0 | 43.3296
| Sublap | SCLD | Average Weekday | December | SCE 1-in-10 | 8 | 0.54108 | 0.59386 | 0.54108 | 0.59386 | 0 | 42.9355
| Sublap | SCLD | Average Weekday | December | SCE 1-in-10 | 9 | 0.19465 | 0.29554 | 0.19465 | 0.29554 | 0 | 43.6872
| Sublap | SCLD | Average Weekday | December | SCE 1-in-10 | 10 | -0.15386 | 0.010554 | -0.15386 | 0.010554 | 0 | 47.3182
| Sublap | SCLD | Average Weekday | December | SCE 1-in-10 | 11 | -0.40075 | -0.19414 | -0.40075 | -0.19414 | 0 | 51.7122
| Sublap | SCLD | Average Weekday | December | SCE 1-in-10 | 12 | -0.54133 | -0.30195 | -0.54133 | -0.30195 | 0 | 55.2508
| Sublap | SCLD | Average Weekday | December | SCE 1-in-10 | 13 | -0.50838 | -0.29101 | -0.50838 | -0.29101 | 0 | 57.8047
| Sublap | SCLD | Average Weekday | December | SCE 1-in-10 | 14 | -0.36547 | -0.19036 | -0.36547 | -0.19036 | 0 | 60.0198
| Sublap | SCLD | Average Weekday | December | SCE 1-in-10 | 15 | -0.17362 | 0.009036 | -0.17362 | 0.009036 | 0 | 61.6343
| Sublap | SCLD | Average Weekday | December | SCE 1-in-10 | 16 | 0.14501 | 0.27719 | 0.14501 | 0.27719 | 0 | 62.4515
| Sublap | SCLD | Average Weekday | December | SCE 1-in-10 | 17 | 0.51295 | 0.59182 | 0.51295 | 0.59182 | 0 | 62.1742
| Sublap | SCLD | Average Weekday | December | SCE 1-in-10 | 18 | 0.83034 | 0.79751 | 0.83034 | 0.79751 | 0 | 60.3809
| Sublap | SCLD | Average Weekday | December | SCE 1-in-10 | 19 | 0.9298 | 0.82841 | 0.9298 | 0.82841 | 0 | 58.1871
| Sublap | SCLD | Average Weekday | December | SCE 1-in-10 | 20 | 0.92635 | 0.84856 | 0.92635 | 0.84856 | 0 | 56.0385
| Sublap | SCLD | Average Weekday | December | SCE 1-in-10 | 21 | 0.94913 | 0.88219 | 0.94913 | 0.88219 | 0 | 54.1195
| Sublap | SCLD | Average Weekday | December | SCE 1-in-10 | 22 | 0.87538 | 0.85441 | 0.87538 | 0.85441 | 0 | 52.3439
| Sublap | SCLD | Average Weekday | December | SCE 1-in-10 | 23 | 0.81336 | 0.76509 | 0.81336 | 0.76509 | 0 | 50.7166
| Sublap | SCLD | Average Weekday | December | SCE 1-in-10 | 24 | 0.71043 | 0.70289 | 0.71043 | 0.70289 | 0 | 49.4552
| Sublap | SCLD | Average Weekday | December | SCE 1-in-2 | 1 | 0.62153 | 0.60001 | 0.62153 | 0.60001 | 0 | 52.4352
| Sublap | SCLD | Average Weekday | December | SCE 1-in-2 | 2 | 0.59007 | 0.5878 | 0.59007 | 0.5878 | 0 | 51.4698
| Sublap | SCLD | Average Weekday | December | SCE 1-in-2 | 3 | 0.61306 | 0.59865 | 0.61306 | 0.59865 | 0 | 50.5541
| Sublap | SCLD | Average Weekday | December | SCE 1-in-2 | 4 | 0.63408 | 0.63425 | 0.63408 | 0.63425 | 0 | 49.278
| Sublap | SCLD | Average Weekday | December | SCE 1-in-2 | 5 | 0.67197 | 0.67924 | 0.67197 | 0.67924 | 0 | 48.5172
| Sublap | SCLD | Average Weekday | December | SCE 1-in-2 | 6 | 0.71414 | 0.71851 | 0.71414 | 0.71851 | 0 | 47.9009
| Sublap | SCLD | Average Weekday | December | SCE 1-in-2 | 7 | 0.73438 | 0.81028 | 0.73438 | 0.81028 | 0 | 47.5634
| Sublap | SCLD | Average Weekday | December | SCE 1-in-2 | 8 | 0.47881 | 0.53159 | 0.47881 | 0.53159 | 0 | 46.9331
| Sublap | SCLD | Average Weekday | December | SCE 1-in-2 | 9 | 0.14245 | 0.24335 | 0.14245 | 0.24335 | 0 | 47.7353
| Sublap | SCLD | Average Weekday | December | SCE 1-in-2 | 10 | -0.20926 | -0.044843 | -0.20926 | -0.044843 | 0 | 51.1869
| Sublap | SCLD | Average Weekday | December | SCE 1-in-2 | 11 | -0.46684 | -0.26023 | -0.46684 | -0.26023 | 0 | 54.9027
| Sublap | SCLD | Average Weekday | December | SCE 1-in-2 | 12 | -0.60035 | -0.36097 | -0.60035 | -0.36097 | 0 | 58.2538
| Sublap | SCLD | Average Weekday | December | SCE 1-in-2 | 13 | -0.54914 | -0.33177 | -0.54914 | -0.33177 | 0 | 60.6774
| Sublap | SCLD | Average Weekday | December | SCE 1-in-2 | 14 | -0.40304 | -0.22793 | -0.40304 | -0.22793 | 0 | 62.7154
| Sublap | SCLD | Average Weekday | December | SCE 1-in-2 | 15 | -0.21608 | -0.033418 | -0.21608 | -0.033418 | 0 | 64.2589
| Sublap | SCLD | Average Weekday | December | SCE 1-in-2 | 16 | 0.077838 | 0.21002 | 0.077838 | 0.21002 | 0 | 64.857
| Sublap | SCLD | Average Weekday | December | SCE 1-in-2 | 17 | 0.42785 | 0.50672 | 0.42785 | 0.50672 | 0 | 64.4559
| Sublap | SCLD | Average Weekday | December | SCE 1-in-2 | 18 | 0.73778 | 0.70495 | 0.73778 | 0.70495 | 0 | 62.697
| Sublap | SCLD | Average Weekday | December | SCE 1-in-2 | 19 | 0.86127 | 0.75988 | 0.86127 | 0.75988 | 0 | 60.551
| Sublap | SCLD | Average Weekday | December | SCE 1-in-2 | 20 | 0.86743 | 0.78965 | 0.86743 | 0.78965 | 0 | 58.6719
| Sublap | SCLD | Average Weekday | December | SCE 1-in-2 | 21 | 0.88334 | 0.81639 | 0.88334 | 0.81639 | 0 | 56.9176
| Sublap | SCLD | Average Weekday | December | SCE 1-in-2 | 22 | 0.80458 | 0.78361 | 0.80458 | 0.78361 | 0 | 55.5047
| Sublap | SCLD | Average Weekday | December | SCE 1-in-2 | 23 | 0.74486 | 0.69659 | 0.74486 | 0.69659 | 0 | 54.2867
| Sublap | SCLD | Average Weekday | December | SCE 1-in-2 | 24 | 0.64737 | 0.63983 | 0.64737 | 0.63983 | 0 | 52.8934
| Sublap | SCLD | Average Weekday | February | CAISO 1-in-10 | 1 | 0.62917 | 0.60765 | 0.62917 | 0.60765 | 0 | 51.1023
| Sublap | SCLD | Average Weekday | February | CAISO 1-in-10 | 2 | 0.59756 | 0.59528 | 0.59756 | 0.59528 | 0 | 49.767
| Sublap | SCLD | Average Weekday | February | CAISO 1-in-10 | 3 | 0.62075 | 0.60633 | 0.62075 | 0.60633 | 0 | 49.1281
| Sublap | SCLD | Average Weekday | February | CAISO 1-in-10 | 4 | 0.64216 | 0.64234 | 0.64216 | 0.64234 | 0 | 47.515
| Sublap | SCLD | Average Weekday | February | CAISO 1-in-10 | 5 | 0.68029 | 0.68756 | 0.68029 | 0.68756 | 0 | 46.8119
| Sublap | SCLD | Average Weekday | February | CAISO 1-in-10 | 6 | 0.72294 | 0.72732 | 0.72294 | 0.72732 | 0 | 45.7718
| Sublap | SCLD | Average Weekday | February | CAISO 1-in-10 | 7 | 0.74238 | 0.81828 | 0.74238 | 0.81828 | 0 | 44.8716
| Sublap | SCLD | Average Weekday | February | CAISO 1-in-10 | 8 | 0.48558 | 0.53836 | 0.48558 | 0.53836 | 0 | 44.7788
| Sublap | SCLD | Average Weekday | February | CAISO 1-in-10 | 9 | 0.14813 | 0.24902 | 0.14813 | 0.24902 | 0 | 46.3683
| Sublap | SCLD | Average Weekday | February | CAISO 1-in-10 | 10 | -0.20324 | -0.038821 | -0.20324 | -0.038821 | 0 | 50.9267
| Sublap | SCLD | Average Weekday | February | CAISO 1-in-10 | 11 | -0.45966 | -0.25304 | -0.45966 | -0.25304 | 0 | 54.9353
| Sublap | SCLD | Average Weekday | February | CAISO 1-in-10 | 12 | -0.59394 | -0.35456 | -0.59394 | -0.35456 | 0 | 58.3899
| Sublap | SCLD | Average Weekday | February | CAISO 1-in-10 | 13 | -0.54471 | -0.32734 | -0.54471 | -0.32734 | 0 | 60.9525
| Sublap | SCLD | Average Weekday | February | CAISO 1-in-10 | 14 | -0.39895 | -0.22385 | -0.39895 | -0.22385 | 0 | 62.9074
| Sublap | SCLD | Average Weekday | February | CAISO 1-in-10 | 15 | -0.21146 | -0.028803 | -0.21146 | -0.028803 | 0 | 64.3919
| Sublap | SCLD | Average Weekday | February | CAISO 1-in-10 | 16 | 0.087584 | 0.21976 | 0.087584 | 0.21976 | 0 | 65.5317
| Sublap | SCLD | Average Weekday | February | CAISO 1-in-10 | 17 | 0.44681 | 0.52569 | 0.44681 | 0.52569 | 0 | 65.8424
| Sublap | SCLD | Average Weekday | February | CAISO 1-in-10 | 18 | 0.74959 | 0.71676 | 0.74959 | 0.71676 | 0 | 64.9294
| Sublap | SCLD | Average Weekday | February | CAISO 1-in-10 | 19 | 0.86872 | 0.76733 | 0.86872 | 0.76733 | 0 | 62.3677
| Sublap | SCLD | Average Weekday | February | CAISO 1-in-10 | 20 | 0.87384 | 0.79605 | 0.87384 | 0.79605 | 0 | 59.9759
| Sublap | SCLD | Average Weekday | February | CAISO 1-in-10 | 21 | 0.89049 | 0.82354 | 0.89049 | 0.82354 | 0 | 57.6057
| Sublap | SCLD | Average Weekday | February | CAISO 1-in-10 | 22 | 0.81228 | 0.79131 | 0.81228 | 0.79131 | 0 | 55.4722
| Sublap | SCLD | Average Weekday | February | CAISO 1-in-10 | 23 | 0.75231 | 0.70404 | 0.75231 | 0.70404 | 0 | 53.9982
| Sublap | SCLD | Average Weekday | February | CAISO 1-in-10 | 24 | 0.65422 | 0.64668 | 0.65422 | 0.64668 | 0 | 52.2825
| Sublap | SCLD | Average Weekday | February | CAISO 1-in-2 | 1 | 0.5256 | 0.50408 | 0.5256 | 0.50408 | 0 | 55.5818
| Sublap | SCLD | Average Weekday | February | CAISO 1-in-2 | 2 | 0.49614 | 0.49387 | 0.49614 | 0.49387 | 0 | 54.331
| Sublap | SCLD | Average Weekday | February | CAISO 1-in-2 | 3 | 0.51663 | 0.50222 | 0.51663 | 0.50222 | 0 | 53.3309
| Sublap | SCLD | Average Weekday | February | CAISO 1-in-2 | 4 | 0.53262 | 0.53279 | 0.53262 | 0.53279 | 0 | 52.2278
| Sublap | SCLD | Average Weekday | February | CAISO 1-in-2 | 5 | 0.5675 | 0.57477 | 0.5675 | 0.57477 | 0 | 51.2268
| Sublap | SCLD | Average Weekday | February | CAISO 1-in-2 | 6 | 0.60358 | 0.60796 | 0.60358 | 0.60796 | 0 | 50.4358
| Sublap | SCLD | Average Weekday | February | CAISO 1-in-2 | 7 | 0.63389 | 0.70979 | 0.63389 | 0.70979 | 0 | 49.7915
| Sublap | SCLD | Average Weekday | February | CAISO 1-in-2 | 8 | 0.39385 | 0.44663 | 0.39385 | 0.44663 | 0 | 49.1971
| Sublap | SCLD | Average Weekday | February | CAISO 1-in-2 | 9 | 0.071234 | 0.17213 | 0.071234 | 0.17213 | 0 | 50.8366
| Sublap | SCLD | Average Weekday | February | CAISO 1-in-2 | 10 | -0.28485 | -0.12043 | -0.28485 | -0.12043 | 0 | 54.8231
| Sublap | SCLD | Average Weekday | February | CAISO 1-in-2 | 11 | -0.55703 | -0.35042 | -0.55703 | -0.35042 | 0 | 59.2725
| Sublap | SCLD | Average Weekday | February | CAISO 1-in-2 | 12 | -0.68089 | -0.44151 | -0.68089 | -0.44151 | 0 | 62.929
| Sublap | SCLD | Average Weekday | February | CAISO 1-in-2 | 13 | -0.61794 | -0.40057 | -0.61794 | -0.40057 | 0 | 65.6656
| Sublap | SCLD | Average Weekday | February | CAISO 1-in-2 | 14 | -0.47439 | -0.29928 | -0.47439 | -0.29928 | 0 | 67.9632
| Sublap | SCLD | Average Weekday | February | CAISO 1-in-2 | 15 | -0.27761 | -0.094951 | -0.27761 | -0.094951 | 0 | 69.7254
| Sublap | SCLD | Average Weekday | February | CAISO 1-in-2 | 16 | 0.0082251 | 0.1404 | 0.0082251 | 0.1404 | 0 | 71.0173
| Sublap | SCLD | Average Weekday | February | CAISO 1-in-2 | 17 | 0.37406 | 0.45294 | 0.37406 | 0.45294 | 0 | 71.4958
| Sublap | SCLD | Average Weekday | February | CAISO 1-in-2 | 18 | 0.67775 | 0.64492 | 0.67775 | 0.64492 | 0 | 70.6382
| Sublap | SCLD | Average Weekday | February | CAISO 1-in-2 | 19 | 0.81238 | 0.71099 | 0.81238 | 0.71099 | 0 | 67.9325
| Sublap | SCLD | Average Weekday | February | CAISO 1-in-2 | 20 | 0.79406 | 0.71627 | 0.79406 | 0.71627 | 0 | 65.1955
| Sublap | SCLD | Average Weekday | February | CAISO 1-in-2 | 21 | 0.79356 | 0.72661 | 0.79356 | 0.72661 | 0 | 63.0285
| Sublap | SCLD | Average Weekday | February | CAISO 1-in-2 | 22 | 0.70797 | 0.687 | 0.70797 | 0.687 | 0 | 60.7566
| Sublap | SCLD | Average Weekday | February | CAISO 1-in-2 | 23 | 0.6514 | 0.60313 | 0.6514 | 0.60313 | 0 | 58.7658
| Sublap | SCLD | Average Weekday | February | CAISO 1-in-2 | 24 | 0.56132 | 0.55378 | 0.56132 | 0.55378 | 0 | 56.9026
| Sublap | SCLD | Average Weekday | February | SCE 1-in-10 | 1 | 0.52791 | 0.50639 | 0.52791 | 0.50639 | 0 | 56.0452
| Sublap | SCLD | Average Weekday | February | SCE 1-in-10 | 2 | 0.49618 | 0.49391 | 0.49618 | 0.49391 | 0 | 54.6859
| Sublap | SCLD | Average Weekday | February | SCE 1-in-10 | 3 | 0.51342 | 0.499 | 0.51342 | 0.499 | 0 | 53.6127
| Sublap | SCLD | Average Weekday | February | SCE 1-in-10 | 4 | 0.52789 | 0.52807 | 0.52789 | 0.52807 | 0 | 52.5354
| Sublap | SCLD | Average Weekday | February | SCE 1-in-10 | 5 | 0.56191 | 0.56918 | 0.56191 | 0.56918 | 0 | 51.5518
| Sublap | SCLD | Average Weekday | February | SCE 1-in-10 | 6 | 0.59755 | 0.60193 | 0.59755 | 0.60193 | 0 | 50.4036
| Sublap | SCLD | Average Weekday | February | SCE 1-in-10 | 7 | 0.62056 | 0.69647 | 0.62056 | 0.69647 | 0 | 49.6464
| Sublap | SCLD | Average Weekday | February | SCE 1-in-10 | 8 | 0.38438 | 0.43716 | 0.38438 | 0.43716 | 0 | 48.8575
| Sublap | SCLD | Average Weekday | February | SCE 1-in-10 | 9 | 0.064042 | 0.16494 | 0.064042 | 0.16494 | 0 | 50.0924
| Sublap | SCLD | Average Weekday | February | SCE 1-in-10 | 10 | -0.28784 | -0.12342 | -0.28784 | -0.12342 | 0 | 54.8605
| Sublap | SCLD | Average Weekday | February | SCE 1-in-10 | 11 | -0.55778 | -0.35116 | -0.55778 | -0.35116 | 0 | 59.857
| Sublap | SCLD | Average Weekday | February | SCE 1-in-10 | 12 | -0.67524 | -0.43586 | -0.67524 | -0.43586 | 0 | 63.7958
| Sublap | SCLD | Average Weekday | February | SCE 1-in-10 | 13 | -0.62738 | -0.41001 | -0.62738 | -0.41001 | 0 | 66.6835
| Sublap | SCLD | Average Weekday | February | SCE 1-in-10 | 14 | -0.47899 | -0.30388 | -0.47899 | -0.30388 | 0 | 69.0794
| Sublap | SCLD | Average Weekday | February | SCE 1-in-10 | 15 | -0.27921 | -0.096546 | -0.27921 | -0.096546 | 0 | 70.9764
| Sublap | SCLD | Average Weekday | February | SCE 1-in-10 | 16 | 0.0089284 | 0.14111 | 0.0089284 | 0.14111 | 0 | 72.3081
| Sublap | SCLD | Average Weekday | February | SCE 1-in-10 | 17 | 0.37552 | 0.45439 | 0.27389 | 0.35277 | 0.050814 | 72.8477
| Sublap | SCLD | Average Weekday | February | SCE 1-in-10 | 18 | 0.6825 | 0.64967 | 0.6825 | 0.64967 | 0 | 72.0485
| Sublap | SCLD | Average Weekday | February | SCE 1-in-10 | 19 | 0.82227 | 0.72089 | 0.82227 | 0.72089 | 0 | 69.2575
| Sublap | SCLD | Average Weekday | February | SCE 1-in-10 | 20 | 0.80738 | 0.72959 | 0.80738 | 0.72959 | 0 | 66.4632
| Sublap | SCLD | Average Weekday | February | SCE 1-in-10 | 21 | 0.79301 | 0.72606 | 0.79301 | 0.72606 | 0 | 64.0172
| Sublap | SCLD | Average Weekday | February | SCE 1-in-10 | 22 | 0.70897 | 0.688 | 0.73056 | 0.70959 | 0.010796 | 61.4166
| Sublap | SCLD | Average Weekday | February | SCE 1-in-10 | 23 | 0.65271 | 0.60444 | 0.65271 | 0.60444 | 0 | 59.2712
| Sublap | SCLD | Average Weekday | February | SCE 1-in-10 | 24 | 0.56493 | 0.55739 | 0.56493 | 0.55739 | 0 | 57.2893
| Sublap | SCLD | Average Weekday | February | SCE 1-in-2 | 1 | 0.54562 | 0.5241 | 0.54562 | 0.5241 | 0 | 54.3883
| Sublap | SCLD | Average Weekday | February | SCE 1-in-2 | 2 | 0.51574 | 0.51347 | 0.51574 | 0.51347 | 0 | 53.2378
| Sublap | SCLD | Average Weekday | February | SCE 1-in-2 | 3 | 0.53675 | 0.52234 | 0.53675 | 0.52234 | 0 | 52.3615
| Sublap | SCLD | Average Weekday | February | SCE 1-in-2 | 4 | 0.55379 | 0.55396 | 0.55379 | 0.55396 | 0 | 51.0105
| Sublap | SCLD | Average Weekday | February | SCE 1-in-2 | 5 | 0.5893 | 0.59656 | 0.5893 | 0.59656 | 0 | 50.0158
| Sublap | SCLD | Average Weekday | February | SCE 1-in-2 | 6 | 0.62665 | 0.63102 | 0.62665 | 0.63102 | 0 | 49.1429
| Sublap | SCLD | Average Weekday | February | SCE 1-in-2 | 7 | 0.65485 | 0.73075 | 0.65485 | 0.73075 | 0 | 48.5075
| Sublap | SCLD | Average Weekday | February | SCE 1-in-2 | 8 | 0.41157 | 0.46436 | 0.41157 | 0.46436 | 0 | 48.1969
| Sublap | SCLD | Average Weekday | February | SCE 1-in-2 | 9 | 0.086092 | 0.18699 | 0.086092 | 0.18699 | 0 | 49.8858
| Sublap | SCLD | Average Weekday | February | SCE 1-in-2 | 10 | -0.26908 | -0.10466 | -0.26908 | -0.10466 | 0 | 54.0142
| Sublap | SCLD | Average Weekday | February | SCE 1-in-2 | 11 | -0.53821 | -0.3316 | -0.53821 | -0.3316 | 0 | 58.4179
| Sublap | SCLD | Average Weekday | February | SCE 1-in-2 | 12 | -0.66409 | -0.42471 | -0.66409 | -0.42471 | 0 | 62.1216
| Sublap | SCLD | Average Weekday | February | SCE 1-in-2 | 13 | -0.59585 | -0.37848 | -0.59585 | -0.37848 | 0 | 65.019
| Sublap | SCLD | Average Weekday | February | SCE 1-in-2 | 14 | -0.45962 | -0.28452 | -0.45962 | -0.28452 | 0 | 67.3319
| Sublap | SCLD | Average Weekday | February | SCE 1-in-2 | 15 | -0.26501 | -0.082354 | -0.26501 | -0.082354 | 0 | 69.0537
| Sublap | SCLD | Average Weekday | February | SCE 1-in-2 | 16 | 0.024726 | 0.1569 | 0.024726 | 0.1569 | 0 | 70.3016
| Sublap | SCLD | Average Weekday | February | SCE 1-in-2 | 17 | 0.39169 | 0.47056 | 0.39169 | 0.47056 | 0 | 70.808
| Sublap | SCLD | Average Weekday | February | SCE 1-in-2 | 18 | 0.69612 | 0.66329 | 0.69612 | 0.66329 | 0 | 69.9257
| Sublap | SCLD | Average Weekday | February | SCE 1-in-2 | 19 | 0.82258 | 0.72119 | 0.82258 | 0.72119 | 0 | 67.2399
| Sublap | SCLD | Average Weekday | February | SCE 1-in-2 | 20 | 0.80382 | 0.72603 | 0.80382 | 0.72603 | 0 | 64.5213
| Sublap | SCLD | Average Weekday | February | SCE 1-in-2 | 21 | 0.81229 | 0.74534 | 0.81229 | 0.74534 | 0 | 61.854
| Sublap | SCLD | Average Weekday | February | SCE 1-in-2 | 22 | 0.72813 | 0.70715 | 0.72813 | 0.70715 | 0 | 59.7526
| Sublap | SCLD | Average Weekday | February | SCE 1-in-2 | 23 | 0.6709 | 0.62263 | 0.6709 | 0.62263 | 0 | 57.6014
| Sublap | SCLD | Average Weekday | February | SCE 1-in-2 | 24 | 0.57927 | 0.57173 | 0.57927 | 0.57173 | 0 | 55.8604
| Sublap | SCLD | Average Weekday | January | CAISO 1-in-10 | 1 | 0.66612 | 0.6446 | 0.66612 | 0.6446 | 0 | 50.1837
| Sublap | SCLD | Average Weekday | January | CAISO 1-in-10 | 2 | 0.63373 | 0.63146 | 0.63373 | 0.63146 | 0 | 49.1631
| Sublap | SCLD | Average Weekday | January | CAISO 1-in-10 | 3 | 0.65789 | 0.64347 | 0.65789 | 0.64347 | 0 | 48.0963
| Sublap | SCLD | Average Weekday | January | CAISO 1-in-10 | 4 | 0.68124 | 0.68141 | 0.68124 | 0.68141 | 0 | 47.1922
| Sublap | SCLD | Average Weekday | January | CAISO 1-in-10 | 5 | 0.72053 | 0.7278 | 0.72053 | 0.7278 | 0 | 46.4862
| Sublap | SCLD | Average Weekday | January | CAISO 1-in-10 | 6 | 0.76552 | 0.7699 | 0.76552 | 0.7699 | 0 | 45.9236
| Sublap | SCLD | Average Weekday | January | CAISO 1-in-10 | 7 | 0.78109 | 0.85699 | 0.78109 | 0.85699 | 0 | 45.5234
| Sublap | SCLD | Average Weekday | January | CAISO 1-in-10 | 8 | 0.5183 | 0.57109 | 0.5183 | 0.57109 | 0 | 45.1594
| Sublap | SCLD | Average Weekday | January | CAISO 1-in-10 | 9 | 0.17556 | 0.27645 | 0.17556 | 0.27645 | 0 | 45.7149
| Sublap | SCLD | Average Weekday | January | CAISO 1-in-10 | 10 | -0.17412 | -0.0097066 | -0.17412 | -0.0097066 | 0 | 48.6564
| Sublap | SCLD | Average Weekday | January | CAISO 1-in-10 | 11 | -0.42492 | -0.21831 | -0.42492 | -0.21831 | 0 | 52.5922
| Sublap | SCLD | Average Weekday | January | CAISO 1-in-10 | 12 | -0.56292 | -0.32354 | -0.56292 | -0.32354 | 0 | 55.8779
| Sublap | SCLD | Average Weekday | January | CAISO 1-in-10 | 13 | -0.52329 | -0.30592 | -0.52329 | -0.30592 | 0 | 58.1332
| Sublap | SCLD | Average Weekday | January | CAISO 1-in-10 | 14 | -0.37921 | -0.2041 | -0.37921 | -0.2041 | 0 | 60.205
| Sublap | SCLD | Average Weekday | January | CAISO 1-in-10 | 15 | -0.18915 | -0.0064908 | -0.18915 | -0.0064908 | 0 | 61.8105
| Sublap | SCLD | Average Weekday | January | CAISO 1-in-10 | 16 | 0.12039 | 0.25257 | 0.12039 | 0.25257 | 0 | 62.7298
| Sublap | SCLD | Average Weekday | January | CAISO 1-in-10 | 17 | 0.48182 | 0.5607 | 0.48182 | 0.5607 | 0 | 62.83
| Sublap | SCLD | Average Weekday | January | CAISO 1-in-10 | 18 | 0.79649 | 0.76366 | 0.79649 | 0.76366 | 0 | 61.4556
| Sublap | SCLD | Average Weekday | January | CAISO 1-in-10 | 19 | 0.90474 | 0.80335 | 0.90474 | 0.80335 | 0 | 58.9544
| Sublap | SCLD | Average Weekday | January | CAISO 1-in-10 | 20 | 0.9048 | 0.82701 | 0.9048 | 0.82701 | 0 | 56.8802
| Sublap | SCLD | Average Weekday | January | CAISO 1-in-10 | 21 | 0.92507 | 0.85812 | 0.92507 | 0.85812 | 0 | 54.9028
| Sublap | SCLD | Average Weekday | January | CAISO 1-in-10 | 22 | 0.84949 | 0.82852 | 0.84949 | 0.82852 | 0 | 53.195
| Sublap | SCLD | Average Weekday | January | CAISO 1-in-10 | 23 | 0.78831 | 0.74004 | 0.78831 | 0.74004 | 0 | 52.1647
| Sublap | SCLD | Average Weekday | January | CAISO 1-in-10 | 24 | 0.68736 | 0.67982 | 0.68736 | 0.67982 | 0 | 51.2533
| Sublap | SCLD | Average Weekday | January | CAISO 1-in-2 | 1 | 0.61408 | 0.59256 | 0.61408 | 0.59256 | 0 | 51.7
| Sublap | SCLD | Average Weekday | January | CAISO 1-in-2 | 2 | 0.58278 | 0.58051 | 0.58278 | 0.58051 | 0 | 50.2808
| Sublap | SCLD | Average Weekday | January | CAISO 1-in-2 | 3 | 0.60557 | 0.59116 | 0.60557 | 0.59116 | 0 | 49.4472
| Sublap | SCLD | Average Weekday | January | CAISO 1-in-2 | 4 | 0.6262 | 0.62637 | 0.6262 | 0.62637 | 0 | 48.0392
| Sublap | SCLD | Average Weekday | January | CAISO 1-in-2 | 5 | 0.66386 | 0.67112 | 0.66386 | 0.67112 | 0 | 47.223
| Sublap | SCLD | Average Weekday | January | CAISO 1-in-2 | 6 | 0.70555 | 0.70992 | 0.70555 | 0.70992 | 0 | 46.5054
| Sublap | SCLD | Average Weekday | January | CAISO 1-in-2 | 7 | 0.72657 | 0.80247 | 0.72657 | 0.80247 | 0 | 46.254
| Sublap | SCLD | Average Weekday | January | CAISO 1-in-2 | 8 | 0.47221 | 0.52499 | 0.47221 | 0.52499 | 0 | 45.5411
| Sublap | SCLD | Average Weekday | January | CAISO 1-in-2 | 9 | 0.13692 | 0.23782 | 0.13692 | 0.23782 | 0 | 46.2779
| Sublap | SCLD | Average Weekday | January | CAISO 1-in-2 | 10 | -0.21513 | -0.050714 | -0.21513 | -0.050714 | 0 | 49.995
| Sublap | SCLD | Average Weekday | January | CAISO 1-in-2 | 11 | -0.47385 | -0.26723 | -0.47385 | -0.26723 | 0 | 54.4566
| Sublap | SCLD | Average Weekday | January | CAISO 1-in-2 | 12 | -0.60661 | -0.36723 | -0.60661 | -0.36723 | 0 | 58.5778
| Sublap | SCLD | Average Weekday | January | CAISO 1-in-2 | 13 | -0.55346 | -0.33609 | -0.55346 | -0.33609 | 0 | 61.463
| Sublap | SCLD | Average Weekday | January | CAISO 1-in-2 | 14 | -0.40702 | -0.23191 | -0.40702 | -0.23191 | 0 | 63.8386
| Sublap | SCLD | Average Weekday | January | CAISO 1-in-2 | 15 | -0.22128 | -0.038618 | -0.22128 | -0.038618 | 0 | 65.9194
| Sublap | SCLD | Average Weekday | January | CAISO 1-in-2 | 16 | 0.078097 | 0.21027 | 0.078097 | 0.21027 | 0 | 67.026
| Sublap | SCLD | Average Weekday | January | CAISO 1-in-2 | 17 | 0.43941 | 0.51829 | 0.43941 | 0.51829 | 0 | 67.1448
| Sublap | SCLD | Average Weekday | January | CAISO 1-in-2 | 18 | 0.73836 | 0.70554 | 0.73836 | 0.70554 | 0 | 65.8644
| Sublap | SCLD | Average Weekday | January | CAISO 1-in-2 | 19 | 0.85401 | 0.75262 | 0.85401 | 0.75262 | 0 | 63.3548
| Sublap | SCLD | Average Weekday | January | CAISO 1-in-2 | 20 | 0.86119 | 0.78341 | 0.86119 | 0.78341 | 0 | 61.1227
| Sublap | SCLD | Average Weekday | January | CAISO 1-in-2 | 21 | 0.87637 | 0.80942 | 0.87637 | 0.80942 | 0 | 58.5987
| Sublap | SCLD | Average Weekday | January | CAISO 1-in-2 | 22 | 0.79708 | 0.77611 | 0.79708 | 0.77611 | 0 | 56.7003
| Sublap | SCLD | Average Weekday | January | CAISO 1-in-2 | 23 | 0.73761 | 0.68933 | 0.73761 | 0.68933 | 0 | 55.0185
| Sublap | SCLD | Average Weekday | January | CAISO 1-in-2 | 24 | 0.64068 | 0.63314 | 0.64068 | 0.63314 | 0 | 53.2444
| Sublap | SCLD | Average Weekday | January | SCE 1-in-10 | 1 | 0.66612 | 0.6446 | 0.66612 | 0.6446 | 0 | 50.1837
| Sublap | SCLD | Average Weekday | January | SCE 1-in-10 | 2 | 0.63373 | 0.63146 | 0.63373 | 0.63146 | 0 | 49.1631
| Sublap | SCLD | Average Weekday | January | SCE 1-in-10 | 3 | 0.65789 | 0.64347 | 0.65789 | 0.64347 | 0 | 48.0963
| Sublap | SCLD | Average Weekday | January | SCE 1-in-10 | 4 | 0.68124 | 0.68141 | 0.68124 | 0.68141 | 0 | 47.1922
| Sublap | SCLD | Average Weekday | January | SCE 1-in-10 | 5 | 0.72053 | 0.7278 | 0.72053 | 0.7278 | 0 | 46.4862
| Sublap | SCLD | Average Weekday | January | SCE 1-in-10 | 6 | 0.76552 | 0.7699 | 0.76552 | 0.7699 | 0 | 45.9236
| Sublap | SCLD | Average Weekday | January | SCE 1-in-10 | 7 | 0.78109 | 0.85699 | 0.78109 | 0.85699 | 0 | 45.5234
| Sublap | SCLD | Average Weekday | January | SCE 1-in-10 | 8 | 0.5183 | 0.57109 | 0.5183 | 0.57109 | 0 | 45.1594
| Sublap | SCLD | Average Weekday | January | SCE 1-in-10 | 9 | 0.17556 | 0.27645 | 0.17556 | 0.27645 | 0 | 45.7149
| Sublap | SCLD | Average Weekday | January | SCE 1-in-10 | 10 | -0.17412 | -0.0097066 | -0.17412 | -0.0097066 | 0 | 48.6564
| Sublap | SCLD | Average Weekday | January | SCE 1-in-10 | 11 | -0.42492 | -0.21831 | -0.42492 | -0.21831 | 0 | 52.5922
| Sublap | SCLD | Average Weekday | January | SCE 1-in-10 | 12 | -0.56292 | -0.32354 | -0.56292 | -0.32354 | 0 | 55.8779
| Sublap | SCLD | Average Weekday | January | SCE 1-in-10 | 13 | -0.52329 | -0.30592 | -0.52329 | -0.30592 | 0 | 58.1332
| Sublap | SCLD | Average Weekday | January | SCE 1-in-10 | 14 | -0.37921 | -0.2041 | -0.37921 | -0.2041 | 0 | 60.205
| Sublap | SCLD | Average Weekday | January | SCE 1-in-10 | 15 | -0.18915 | -0.0064908 | -0.18915 | -0.0064908 | 0 | 61.8105
| Sublap | SCLD | Average Weekday | January | SCE 1-in-10 | 16 | 0.12039 | 0.25257 | 0.12039 | 0.25257 | 0 | 62.7298
| Sublap | SCLD | Average Weekday | January | SCE 1-in-10 | 17 | 0.48182 | 0.5607 | 0.48182 | 0.5607 | 0 | 62.83
| Sublap | SCLD | Average Weekday | January | SCE 1-in-10 | 18 | 0.79649 | 0.76366 | 0.79649 | 0.76366 | 0 | 61.4556
| Sublap | SCLD | Average Weekday | January | SCE 1-in-10 | 19 | 0.90474 | 0.80335 | 0.90474 | 0.80335 | 0 | 58.9544
| Sublap | SCLD | Average Weekday | January | SCE 1-in-10 | 20 | 0.9048 | 0.82701 | 0.9048 | 0.82701 | 0 | 56.8802
| Sublap | SCLD | Average Weekday | January | SCE 1-in-10 | 21 | 0.92507 | 0.85812 | 0.92507 | 0.85812 | 0 | 54.9028
| Sublap | SCLD | Average Weekday | January | SCE 1-in-10 | 22 | 0.84949 | 0.82852 | 0.84949 | 0.82852 | 0 | 53.195
| Sublap | SCLD | Average Weekday | January | SCE 1-in-10 | 23 | 0.78831 | 0.74004 | 0.78831 | 0.74004 | 0 | 52.1647
| Sublap | SCLD | Average Weekday | January | SCE 1-in-10 | 24 | 0.68736 | 0.67982 | 0.68736 | 0.67982 | 0 | 51.2533
| Sublap | SCLD | Average Weekday | January | SCE 1-in-2 | 1 | 0.60717 | 0.58566 | 0.60717 | 0.58566 | 0 | 51.7929
| Sublap | SCLD | Average Weekday | January | SCE 1-in-2 | 2 | 0.57602 | 0.57374 | 0.57602 | 0.57374 | 0 | 50.2476
| Sublap | SCLD | Average Weekday | January | SCE 1-in-2 | 3 | 0.59863 | 0.58422 | 0.59863 | 0.58422 | 0 | 49.3374
| Sublap | SCLD | Average Weekday | January | SCE 1-in-2 | 4 | 0.6189 | 0.61907 | 0.6189 | 0.61907 | 0 | 48.0476
| Sublap | SCLD | Average Weekday | January | SCE 1-in-2 | 5 | 0.65634 | 0.6636 | 0.65634 | 0.6636 | 0 | 47.1907
| Sublap | SCLD | Average Weekday | January | SCE 1-in-2 | 6 | 0.69759 | 0.70196 | 0.69759 | 0.70196 | 0 | 46.3587
| Sublap | SCLD | Average Weekday | January | SCE 1-in-2 | 7 | 0.71934 | 0.79524 | 0.71934 | 0.79524 | 0 | 45.9972
| Sublap | SCLD | Average Weekday | January | SCE 1-in-2 | 8 | 0.4661 | 0.51888 | 0.4661 | 0.51888 | 0 | 45.4135
| Sublap | SCLD | Average Weekday | January | SCE 1-in-2 | 9 | 0.1318 | 0.23269 | 0.1318 | 0.23269 | 0 | 46.3203
| Sublap | SCLD | Average Weekday | January | SCE 1-in-2 | 10 | -0.22057 | -0.056156 | -0.22057 | -0.056156 | 0 | 50.3215
| Sublap | SCLD | Average Weekday | January | SCE 1-in-2 | 11 | -0.48034 | -0.27373 | -0.48034 | -0.27373 | 0 | 54.8572
| Sublap | SCLD | Average Weekday | January | SCE 1-in-2 | 12 | -0.61241 | -0.37303 | -0.61241 | -0.37303 | 0 | 59.1424
| Sublap | SCLD | Average Weekday | January | SCE 1-in-2 | 13 | -0.55747 | -0.3401 | -0.55747 | -0.3401 | 0 | 62.0744
| Sublap | SCLD | Average Weekday | January | SCE 1-in-2 | 14 | -0.41099 | -0.23588 | -0.41099 | -0.23588 | 0 | 64.5375
| Sublap | SCLD | Average Weekday | January | SCE 1-in-2 | 15 | -0.22603 | -0.043372 | -0.22603 | -0.043372 | 0 | 66.6844
| Sublap | SCLD | Average Weekday | January | SCE 1-in-2 | 16 | 0.074629 | 0.20681 | 0.074629 | 0.20681 | 0 | 67.8711
| Sublap | SCLD | Average Weekday | January | SCE 1-in-2 | 17 | 0.43956 | 0.51843 | 0.43956 | 0.51843 | 0 | 68.0311
| Sublap | SCLD | Average Weekday | January | SCE 1-in-2 | 18 | 0.73933 | 0.7065 | 0.73933 | 0.7065 | 0 | 66.74
| Sublap | SCLD | Average Weekday | January | SCE 1-in-2 | 19 | 0.84728 | 0.74589 | 0.84728 | 0.74589 | 0 | 64.0002
| Sublap | SCLD | Average Weekday | January | SCE 1-in-2 | 20 | 0.8554 | 0.77762 | 0.8554 | 0.77762 | 0 | 61.5881
| Sublap | SCLD | Average Weekday | January | SCE 1-in-2 | 21 | 0.8699 | 0.80295 | 0.8699 | 0.80295 | 0 | 59.0536
| Sublap | SCLD | Average Weekday | January | SCE 1-in-2 | 22 | 0.79012 | 0.76915 | 0.79012 | 0.76915 | 0 | 57.0606
| Sublap | SCLD | Average Weekday | January | SCE 1-in-2 | 23 | 0.73088 | 0.6826 | 0.73088 | 0.6826 | 0 | 55.1054
| Sublap | SCLD | Average Weekday | January | SCE 1-in-2 | 24 | 0.63449 | 0.62695 | 0.63449 | 0.62695 | 0 | 53.5852
| Sublap | SCLD | Average Weekday | July | CAISO 1-in-10 | 1 | 1.925 | 1.9035 | 1.925 | 1.9035 | 0 | 91.0317
| Sublap | SCLD | Average Weekday | July | CAISO 1-in-10 | 2 | 1.7059 | 1.7037 | 1.7059 | 1.7037 | 0 | 89.9893
| Sublap | SCLD | Average Weekday | July | CAISO 1-in-10 | 3 | 1.5492 | 1.5348 | 1.5492 | 1.5348 | 0 | 88.6248
| Sublap | SCLD | Average Weekday | July | CAISO 1-in-10 | 4 | 1.4102 | 1.4103 | 1.4102 | 1.4103 | 0 | 87.1759
| Sublap | SCLD | Average Weekday | July | CAISO 1-in-10 | 5 | 1.3147 | 1.322 | 1.3147 | 1.322 | 0 | 86.0991
| Sublap | SCLD | Average Weekday | July | CAISO 1-in-10 | 6 | 1.2426 | 1.2469 | 1.2426 | 1.2469 | 0 | 85.2861
| Sublap | SCLD | Average Weekday | July | CAISO 1-in-10 | 7 | 1.1254 | 1.2013 | 1.1254 | 1.2013 | 0 | 84.384
| Sublap | SCLD | Average Weekday | July | CAISO 1-in-10 | 8 | 1.057 | 1.1098 | 1.057 | 1.1098 | 0 | 84.6688
| Sublap | SCLD | Average Weekday | July | CAISO 1-in-10 | 9 | 0.87597 | 0.97687 | 0.87597 | 0.97687 | 0 | 87.1628
| Sublap | SCLD | Average Weekday | July | CAISO 1-in-10 | 10 | 0.7363 | 0.90072 | 0.7363 | 0.90072 | 0 | 90.4093
| Sublap | SCLD | Average Weekday | July | CAISO 1-in-10 | 11 | 0.80564 | 1.0122 | 0.80564 | 1.0122 | 0 | 93.7836
| Sublap | SCLD | Average Weekday | July | CAISO 1-in-10 | 12 | 1.0866 | 1.326 | 1.0866 | 1.326 | 0 | 96.8403
| Sublap | SCLD | Average Weekday | July | CAISO 1-in-10 | 13 | 1.4837 | 1.701 | 1.4837 | 1.701 | 0 | 99.4978
| Sublap | SCLD | Average Weekday | July | CAISO 1-in-10 | 14 | 1.8686 | 2.0437 | 1.8686 | 2.0437 | 0 | 101.4837
| Sublap | SCLD | Average Weekday | July | CAISO 1-in-10 | 15 | 2.2587 | 2.4414 | 2.2587 | 2.4414 | 0 | 103.0661
| Sublap | SCLD | Average Weekday | July | CAISO 1-in-10 | 16 | 2.6812 | 2.8134 | 2.6812 | 2.8134 | 0 | 104.3172
| Sublap | SCLD | Average Weekday | July | CAISO 1-in-10 | 17 | 3.0899 | 3.1688 | 1.6746 | 2.0147 | 0.15831 | 105.6845
| Sublap | SCLD | Average Weekday | July | CAISO 1-in-10 | 18 | 3.4389 | 3.4061 | 2.7905 | 2.8245 | 0.25697 | 106.1442
| Sublap | SCLD | Average Weekday | July | CAISO 1-in-10 | 19 | 3.5505 | 3.4492 | 3.3256 | 3.141 | 0.21462 | 106.1231
| Sublap | SCLD | Average Weekday | July | CAISO 1-in-10 | 20 | 3.3356 | 3.2578 | 3.0809 | 3.0938 | 0.19727 | 104.4687
| Sublap | SCLD | Average Weekday | July | CAISO 1-in-10 | 21 | 3.167 | 3.1001 | 3.0192 | 3.0429 | 0.073918 | 101.2086
| Sublap | SCLD | Average Weekday | July | CAISO 1-in-10 | 22 | 2.8771 | 2.8561 | 3.3751 | 3.8665 | 0.20153 | 97.7377
| Sublap | SCLD | Average Weekday | July | CAISO 1-in-10 | 23 | 2.5683 | 2.52 | 2.5683 | 3.1066 | 0 | 94.8347
| Sublap | SCLD | Average Weekday | July | CAISO 1-in-10 | 24 | 2.2301 | 2.2225 | 2.2301 | 2.6977 | 0 | 92.9962
| Sublap | SCLD | Average Weekday | July | CAISO 1-in-2 | 1 | 1.7894 | 1.7678 | 1.7894 | 1.7678 | 0 | 88.7553
| Sublap | SCLD | Average Weekday | July | CAISO 1-in-2 | 2 | 1.5698 | 1.5676 | 1.5698 | 1.5676 | 0 | 87.4696
| Sublap | SCLD | Average Weekday | July | CAISO 1-in-2 | 3 | 1.4445 | 1.43 | 1.4445 | 1.43 | 0 | 86.4717
| Sublap | SCLD | Average Weekday | July | CAISO 1-in-2 | 4 | 1.3323 | 1.3325 | 1.3323 | 1.3325 | 0 | 85.4245
| Sublap | SCLD | Average Weekday | July | CAISO 1-in-2 | 5 | 1.233 | 1.2403 | 1.233 | 1.2403 | 0 | 84.1129
| Sublap | SCLD | Average Weekday | July | CAISO 1-in-2 | 6 | 1.1544 | 1.1588 | 1.1544 | 1.1588 | 0 | 83.015
| Sublap | SCLD | Average Weekday | July | CAISO 1-in-2 | 7 | 1.0369 | 1.1128 | 1.0369 | 1.1128 | 0 | 81.9919
| Sublap | SCLD | Average Weekday | July | CAISO 1-in-2 | 8 | 0.95592 | 1.0087 | 0.95592 | 1.0087 | 0 | 82.3032
| Sublap | SCLD | Average Weekday | July | CAISO 1-in-2 | 9 | 0.78212 | 0.88301 | 0.78212 | 0.88301 | 0 | 85.0347
| Sublap | SCLD | Average Weekday | July | CAISO 1-in-2 | 10 | 0.65205 | 0.81647 | 0.65205 | 0.81647 | 0 | 88.8651
| Sublap | SCLD | Average Weekday | July | CAISO 1-in-2 | 11 | 0.68289 | 0.8895 | 0.68289 | 0.8895 | 0 | 92.5449
| Sublap | SCLD | Average Weekday | July | CAISO 1-in-2 | 12 | 0.91087 | 1.1502 | 0.91087 | 1.1502 | 0 | 95.4747
| Sublap | SCLD | Average Weekday | July | CAISO 1-in-2 | 13 | 1.2769 | 1.4943 | 1.2769 | 1.4943 | 0 | 97.8974
| Sublap | SCLD | Average Weekday | July | CAISO 1-in-2 | 14 | 1.6493 | 1.8244 | 1.6493 | 1.8244 | 0 | 99.3414
| Sublap | SCLD | Average Weekday | July | CAISO 1-in-2 | 15 | 2.0263 | 2.209 | 2.0263 | 2.209 | 0 | 101.131
| Sublap | SCLD | Average Weekday | July | CAISO 1-in-2 | 16 | 2.4419 | 2.5741 | 2.4419 | 2.5741 | 0 | 102.3502
| Sublap | SCLD | Average Weekday | July | CAISO 1-in-2 | 17 | 2.8539 | 2.9328 | 1.4931 | 1.8332 | 0.18588 | 103.7016
| Sublap | SCLD | Average Weekday | July | CAISO 1-in-2 | 18 | 3.2078 | 3.175 | 2.6108 | 2.6449 | 0.30838 | 104.0166
| Sublap | SCLD | Average Weekday | July | CAISO 1-in-2 | 19 | 3.3274 | 3.226 | 3.159 | 2.9745 | 0.084198 | 103.703
| Sublap | SCLD | Average Weekday | July | CAISO 1-in-2 | 20 | 3.1313 | 3.0535 | 2.957 | 2.9699 | 0.087124 | 102.0145
| Sublap | SCLD | Average Weekday | July | CAISO 1-in-2 | 21 | 2.9757 | 2.9087 | 2.9168 | 2.9087 | 0.029429 | 98.4937
| Sublap | SCLD | Average Weekday | July | CAISO 1-in-2 | 22 | 2.7014 | 2.6804 | 3.1718 | 3.6632 | 0.25407 | 95.1418
| Sublap | SCLD | Average Weekday | July | CAISO 1-in-2 | 23 | 2.414 | 2.3657 | 2.414 | 2.9055 | 0 | 92.9078
| Sublap | SCLD | Average Weekday | July | CAISO 1-in-2 | 24 | 2.0815 | 2.074 | 2.0815 | 2.4387 | 0 | 90.5636
| Sublap | SCLD | Average Weekday | July | SCE 1-in-10 | 1 | 1.925 | 1.9035 | 1.925 | 1.9035 | 0 | 91.0317
| Sublap | SCLD | Average Weekday | July | SCE 1-in-10 | 2 | 1.7059 | 1.7037 | 1.7059 | 1.7037 | 0 | 89.9893
| Sublap | SCLD | Average Weekday | July | SCE 1-in-10 | 3 | 1.5492 | 1.5348 | 1.5492 | 1.5348 | 0 | 88.6248
| Sublap | SCLD | Average Weekday | July | SCE 1-in-10 | 4 | 1.4102 | 1.4103 | 1.4102 | 1.4103 | 0 | 87.1759
| Sublap | SCLD | Average Weekday | July | SCE 1-in-10 | 5 | 1.3147 | 1.322 | 1.3147 | 1.322 | 0 | 86.0991
| Sublap | SCLD | Average Weekday | July | SCE 1-in-10 | 6 | 1.2426 | 1.2469 | 1.2426 | 1.2469 | 0 | 85.2861
| Sublap | SCLD | Average Weekday | July | SCE 1-in-10 | 7 | 1.1254 | 1.2013 | 1.1254 | 1.2013 | 0 | 84.384
| Sublap | SCLD | Average Weekday | July | SCE 1-in-10 | 8 | 1.057 | 1.1098 | 1.057 | 1.1098 | 0 | 84.6688
| Sublap | SCLD | Average Weekday | July | SCE 1-in-10 | 9 | 0.87597 | 0.97687 | 0.87597 | 0.97687 | 0 | 87.1628
| Sublap | SCLD | Average Weekday | July | SCE 1-in-10 | 10 | 0.7363 | 0.90072 | 0.7363 | 0.90072 | 0 | 90.4093
| Sublap | SCLD | Average Weekday | July | SCE 1-in-10 | 11 | 0.80564 | 1.0122 | 0.80564 | 1.0122 | 0 | 93.7836
| Sublap | SCLD | Average Weekday | July | SCE 1-in-10 | 12 | 1.0866 | 1.326 | 1.0866 | 1.326 | 0 | 96.8403
| Sublap | SCLD | Average Weekday | July | SCE 1-in-10 | 13 | 1.4837 | 1.701 | 1.4837 | 1.701 | 0 | 99.4978
| Sublap | SCLD | Average Weekday | July | SCE 1-in-10 | 14 | 1.8686 | 2.0437 | 1.8686 | 2.0437 | 0 | 101.4837
| Sublap | SCLD | Average Weekday | July | SCE 1-in-10 | 15 | 2.2587 | 2.4414 | 2.2587 | 2.4414 | 0 | 103.0661
| Sublap | SCLD | Average Weekday | July | SCE 1-in-10 | 16 | 2.6812 | 2.8134 | 2.6812 | 2.8134 | 0 | 104.3172
| Sublap | SCLD | Average Weekday | July | SCE 1-in-10 | 17 | 3.0899 | 3.1688 | 1.6746 | 2.0147 | 0.15831 | 105.6845
| Sublap | SCLD | Average Weekday | July | SCE 1-in-10 | 18 | 3.4389 | 3.4061 | 2.7905 | 2.8245 | 0.25697 | 106.1442
| Sublap | SCLD | Average Weekday | July | SCE 1-in-10 | 19 | 3.5505 | 3.4492 | 3.3256 | 3.141 | 0.21462 | 106.1231
| Sublap | SCLD | Average Weekday | July | SCE 1-in-10 | 20 | 3.3356 | 3.2578 | 3.0809 | 3.0938 | 0.19727 | 104.4687
| Sublap | SCLD | Average Weekday | July | SCE 1-in-10 | 21 | 3.167 | 3.1001 | 3.0192 | 3.0429 | 0.073918 | 101.2086
| Sublap | SCLD | Average Weekday | July | SCE 1-in-10 | 22 | 2.8771 | 2.8561 | 3.3751 | 3.8665 | 0.20153 | 97.7377
| Sublap | SCLD | Average Weekday | July | SCE 1-in-10 | 23 | 2.5683 | 2.52 | 2.5683 | 3.1066 | 0 | 94.8347
| Sublap | SCLD | Average Weekday | July | SCE 1-in-10 | 24 | 2.2301 | 2.2225 | 2.2301 | 2.6977 | 0 | 92.9962
| Sublap | SCLD | Average Weekday | July | SCE 1-in-2 | 1 | 1.7894 | 1.7678 | 1.7894 | 1.7678 | 0 | 88.7553
| Sublap | SCLD | Average Weekday | July | SCE 1-in-2 | 2 | 1.5698 | 1.5676 | 1.5698 | 1.5676 | 0 | 87.4696
| Sublap | SCLD | Average Weekday | July | SCE 1-in-2 | 3 | 1.4445 | 1.43 | 1.4445 | 1.43 | 0 | 86.4717
| Sublap | SCLD | Average Weekday | July | SCE 1-in-2 | 4 | 1.3323 | 1.3325 | 1.3323 | 1.3325 | 0 | 85.4245
| Sublap | SCLD | Average Weekday | July | SCE 1-in-2 | 5 | 1.233 | 1.2403 | 1.233 | 1.2403 | 0 | 84.1129
| Sublap | SCLD | Average Weekday | July | SCE 1-in-2 | 6 | 1.1544 | 1.1588 | 1.1544 | 1.1588 | 0 | 83.015
| Sublap | SCLD | Average Weekday | July | SCE 1-in-2 | 7 | 1.0369 | 1.1128 | 1.0369 | 1.1128 | 0 | 81.9919
| Sublap | SCLD | Average Weekday | July | SCE 1-in-2 | 8 | 0.95592 | 1.0087 | 0.95592 | 1.0087 | 0 | 82.3032
| Sublap | SCLD | Average Weekday | July | SCE 1-in-2 | 9 | 0.78212 | 0.88301 | 0.78212 | 0.88301 | 0 | 85.0347
| Sublap | SCLD | Average Weekday | July | SCE 1-in-2 | 10 | 0.65205 | 0.81647 | 0.65205 | 0.81647 | 0 | 88.8651
| Sublap | SCLD | Average Weekday | July | SCE 1-in-2 | 11 | 0.68289 | 0.8895 | 0.68289 | 0.8895 | 0 | 92.5449
| Sublap | SCLD | Average Weekday | July | SCE 1-in-2 | 12 | 0.91087 | 1.1502 | 0.91087 | 1.1502 | 0 | 95.4747
| Sublap | SCLD | Average Weekday | July | SCE 1-in-2 | 13 | 1.2769 | 1.4943 | 1.2769 | 1.4943 | 0 | 97.8974
| Sublap | SCLD | Average Weekday | July | SCE 1-in-2 | 14 | 1.6493 | 1.8244 | 1.6493 | 1.8244 | 0 | 99.3414
| Sublap | SCLD | Average Weekday | July | SCE 1-in-2 | 15 | 2.0263 | 2.209 | 2.0263 | 2.209 | 0 | 101.131
| Sublap | SCLD | Average Weekday | July | SCE 1-in-2 | 16 | 2.4419 | 2.5741 | 2.4419 | 2.5741 | 0 | 102.3502
| Sublap | SCLD | Average Weekday | July | SCE 1-in-2 | 17 | 2.8539 | 2.9328 | 1.4931 | 1.8332 | 0.18588 | 103.7016
| Sublap | SCLD | Average Weekday | July | SCE 1-in-2 | 18 | 3.2078 | 3.175 | 2.6108 | 2.6449 | 0.30838 | 104.0166
| Sublap | SCLD | Average Weekday | July | SCE 1-in-2 | 19 | 3.3274 | 3.226 | 3.159 | 2.9745 | 0.084198 | 103.703
| Sublap | SCLD | Average Weekday | July | SCE 1-in-2 | 20 | 3.1313 | 3.0535 | 2.957 | 2.9699 | 0.087124 | 102.0145
| Sublap | SCLD | Average Weekday | July | SCE 1-in-2 | 21 | 2.9757 | 2.9087 | 2.9168 | 2.9087 | 0.029429 | 98.4937
| Sublap | SCLD | Average Weekday | July | SCE 1-in-2 | 22 | 2.7014 | 2.6804 | 3.1718 | 3.6632 | 0.25407 | 95.1418
| Sublap | SCLD | Average Weekday | July | SCE 1-in-2 | 23 | 2.414 | 2.3657 | 2.414 | 2.9055 | 0 | 92.9078
| Sublap | SCLD | Average Weekday | July | SCE 1-in-2 | 24 | 2.0815 | 2.074 | 2.0815 | 2.4387 | 0 | 90.5636
| Sublap | SCLD | Average Weekday | June | CAISO 1-in-10 | 1 | 1.5823 | 1.5608 | 1.5823 | 1.5608 | 0 | 85.2329
| Sublap | SCLD | Average Weekday | June | CAISO 1-in-10 | 2 | 1.384 | 1.3817 | 1.384 | 1.3817 | 0 | 84.0297
| Sublap | SCLD | Average Weekday | June | CAISO 1-in-10 | 3 | 1.2523 | 1.2379 | 1.2523 | 1.2379 | 0 | 82.5903
| Sublap | SCLD | Average Weekday | June | CAISO 1-in-10 | 4 | 1.1123 | 1.1125 | 1.1123 | 1.1125 | 0 | 80.8415
| Sublap | SCLD | Average Weekday | June | CAISO 1-in-10 | 5 | 1.0612 | 1.0684 | 1.0612 | 1.0684 | 0 | 80.0126
| Sublap | SCLD | Average Weekday | June | CAISO 1-in-10 | 6 | 0.98251 | 0.98689 | 0.98251 | 0.98689 | 0 | 78.7125
| Sublap | SCLD | Average Weekday | June | CAISO 1-in-10 | 7 | 0.87293 | 0.94883 | 0.87293 | 0.94883 | 0 | 77.7346
| Sublap | SCLD | Average Weekday | June | CAISO 1-in-10 | 8 | 0.79451 | 0.84729 | 0.79451 | 0.84729 | 0 | 78.5462
| Sublap | SCLD | Average Weekday | June | CAISO 1-in-10 | 9 | 0.63284 | 0.73373 | 0.63284 | 0.73373 | 0 | 81.704
| Sublap | SCLD | Average Weekday | June | CAISO 1-in-10 | 10 | 0.49866 | 0.66307 | 0.49866 | 0.66307 | 0 | 85.7711
| Sublap | SCLD | Average Weekday | June | CAISO 1-in-10 | 11 | 0.50401 | 0.71062 | 0.50401 | 0.71062 | 0 | 90.0112
| Sublap | SCLD | Average Weekday | June | CAISO 1-in-10 | 12 | 0.67214 | 0.91152 | 0.67214 | 0.91152 | 0 | 93.6569
| Sublap | SCLD | Average Weekday | June | CAISO 1-in-10 | 13 | 0.98251 | 1.1999 | 0.98251 | 1.1999 | 0 | 96.5335
| Sublap | SCLD | Average Weekday | June | CAISO 1-in-10 | 14 | 1.3386 | 1.5137 | 1.3386 | 1.5137 | 0 | 98.4017
| Sublap | SCLD | Average Weekday | June | CAISO 1-in-10 | 15 | 1.7094 | 1.892 | 1.7094 | 1.892 | 0 | 100.6
| Sublap | SCLD | Average Weekday | June | CAISO 1-in-10 | 16 | 2.1259 | 2.2581 | 2.1259 | 2.2581 | 0 | 102.0158
| Sublap | SCLD | Average Weekday | June | CAISO 1-in-10 | 17 | 2.5499 | 2.6288 | 1.2164 | 1.5565 | 0.2012 | 102.7099
| Sublap | SCLD | Average Weekday | June | CAISO 1-in-10 | 18 | 2.9119 | 2.879 | 2.3485 | 2.3826 | 0.34368 | 102.6251
| Sublap | SCLD | Average Weekday | June | CAISO 1-in-10 | 19 | 3.0446 | 2.9432 | 2.921 | 2.7364 | 0.061815 | 101.7884
| Sublap | SCLD | Average Weekday | June | CAISO 1-in-10 | 20 | 2.8648 | 2.787 | 2.7768 | 2.787 | 0.043999 | 99.3828
| Sublap | SCLD | Average Weekday | June | CAISO 1-in-10 | 21 | 2.7198 | 2.6529 | 2.7198 | 2.6529 | 0 | 95.1872
| Sublap | SCLD | Average Weekday | June | CAISO 1-in-10 | 22 | 2.4614 | 2.4404 | 2.8922 | 3.3836 | 0.33416 | 91.4173
| Sublap | SCLD | Average Weekday | June | CAISO 1-in-10 | 23 | 2.1854 | 2.1371 | 2.1854 | 2.571 | 0 | 88.545
| Sublap | SCLD | Average Weekday | June | CAISO 1-in-10 | 24 | 1.8639 | 1.8564 | 1.8639 | 2.0338 | 0 | 86.4344
| Sublap | SCLD | Average Weekday | June | CAISO 1-in-2 | 1 | 1.48 | 1.4585 | 1.48 | 1.4585 | 0 | 83.2607
| Sublap | SCLD | Average Weekday | June | CAISO 1-in-2 | 2 | 1.266 | 1.2637 | 1.266 | 1.2637 | 0 | 81.5509
| Sublap | SCLD | Average Weekday | June | CAISO 1-in-2 | 3 | 1.1422 | 1.1278 | 1.1422 | 1.1278 | 0 | 80.0106
| Sublap | SCLD | Average Weekday | June | CAISO 1-in-2 | 4 | 1.0274 | 1.0276 | 1.0274 | 1.0276 | 0 | 78.6391
| Sublap | SCLD | Average Weekday | June | CAISO 1-in-2 | 5 | 0.94497 | 0.95224 | 0.94497 | 0.95224 | 0 | 76.9008
| Sublap | SCLD | Average Weekday | June | CAISO 1-in-2 | 6 | 0.86703 | 0.8714 | 0.86703 | 0.8714 | 0 | 75.5266
| Sublap | SCLD | Average Weekday | June | CAISO 1-in-2 | 7 | 0.76057 | 0.83647 | 0.76057 | 0.83647 | 0 | 74.5377
| Sublap | SCLD | Average Weekday | June | CAISO 1-in-2 | 8 | 0.67341 | 0.72619 | 0.67341 | 0.72619 | 0 | 75.5069
| Sublap | SCLD | Average Weekday | June | CAISO 1-in-2 | 9 | 0.55327 | 0.65417 | 0.55327 | 0.65417 | 0 | 79.6257
| Sublap | SCLD | Average Weekday | June | CAISO 1-in-2 | 10 | 0.42409 | 0.58851 | 0.42409 | 0.58851 | 0 | 84.1528
| Sublap | SCLD | Average Weekday | June | CAISO 1-in-2 | 11 | 0.41969 | 0.6263 | 0.41969 | 0.6263 | 0 | 88.7249
| Sublap | SCLD | Average Weekday | June | CAISO 1-in-2 | 12 | 0.55992 | 0.7993 | 0.55992 | 0.7993 | 0 | 92.7141
| Sublap | SCLD | Average Weekday | June | CAISO 1-in-2 | 13 | 0.84072 | 1.0581 | 0.84072 | 1.0581 | 0 | 95.9264
| Sublap | SCLD | Average Weekday | June | CAISO 1-in-2 | 14 | 1.1926 | 1.3677 | 1.1926 | 1.3677 | 0 | 97.641
| Sublap | SCLD | Average Weekday | June | CAISO 1-in-2 | 15 | 1.5584 | 1.7411 | 1.5584 | 1.7411 | 0 | 99.903
| Sublap | SCLD | Average Weekday | June | CAISO 1-in-2 | 16 | 1.9724 | 2.1046 | 1.9724 | 2.1046 | 0 | 101.2527
| Sublap | SCLD | Average Weekday | June | CAISO 1-in-2 | 17 | 2.4055 | 2.4844 | 1.0798 | 1.4199 | 0.20571 | 102.4271
| Sublap | SCLD | Average Weekday | June | CAISO 1-in-2 | 18 | 2.7747 | 2.7418 | 2.2149 | 2.249 | 0.34754 | 102.4751
| Sublap | SCLD | Average Weekday | June | CAISO 1-in-2 | 19 | 2.916 | 2.8146 | 2.8003 | 2.6158 | 0.057828 | 101.4473
| Sublap | SCLD | Average Weekday | June | CAISO 1-in-2 | 20 | 2.7546 | 2.6768 | 2.6683 | 2.6768 | 0.043123 | 99.3294
| Sublap | SCLD | Average Weekday | June | CAISO 1-in-2 | 21 | 2.6092 | 2.5423 | 2.6092 | 2.5423 | 0 | 94.9942
| Sublap | SCLD | Average Weekday | June | CAISO 1-in-2 | 22 | 2.3533 | 2.3323 | 2.777 | 3.2683 | 0.34898 | 90.7436
| Sublap | SCLD | Average Weekday | June | CAISO 1-in-2 | 23 | 2.0883 | 2.04 | 2.0883 | 2.452 | 0 | 87.6452
| Sublap | SCLD | Average Weekday | June | CAISO 1-in-2 | 24 | 1.7754 | 1.7679 | 1.7754 | 1.8878 | 0 | 85.1672
| Sublap | SCLD | Average Weekday | June | SCE 1-in-10 | 1 | 1.5823 | 1.5608 | 1.5823 | 1.5608 | 0 | 85.2329
| Sublap | SCLD | Average Weekday | June | SCE 1-in-10 | 2 | 1.384 | 1.3817 | 1.384 | 1.3817 | 0 | 84.0297
| Sublap | SCLD | Average Weekday | June | SCE 1-in-10 | 3 | 1.2523 | 1.2379 | 1.2523 | 1.2379 | 0 | 82.5903
| Sublap | SCLD | Average Weekday | June | SCE 1-in-10 | 4 | 1.1123 | 1.1125 | 1.1123 | 1.1125 | 0 | 80.8415
| Sublap | SCLD | Average Weekday | June | SCE 1-in-10 | 5 | 1.0612 | 1.0684 | 1.0612 | 1.0684 | 0 | 80.0126
| Sublap | SCLD | Average Weekday | June | SCE 1-in-10 | 6 | 0.98251 | 0.98689 | 0.98251 | 0.98689 | 0 | 78.7125
| Sublap | SCLD | Average Weekday | June | SCE 1-in-10 | 7 | 0.87293 | 0.94883 | 0.87293 | 0.94883 | 0 | 77.7346
| Sublap | SCLD | Average Weekday | June | SCE 1-in-10 | 8 | 0.79451 | 0.84729 | 0.79451 | 0.84729 | 0 | 78.5462
| Sublap | SCLD | Average Weekday | June | SCE 1-in-10 | 9 | 0.63284 | 0.73373 | 0.63284 | 0.73373 | 0 | 81.704
| Sublap | SCLD | Average Weekday | June | SCE 1-in-10 | 10 | 0.49866 | 0.66307 | 0.49866 | 0.66307 | 0 | 85.7711
| Sublap | SCLD | Average Weekday | June | SCE 1-in-10 | 11 | 0.50401 | 0.71062 | 0.50401 | 0.71062 | 0 | 90.0112
| Sublap | SCLD | Average Weekday | June | SCE 1-in-10 | 12 | 0.67214 | 0.91152 | 0.67214 | 0.91152 | 0 | 93.6569
| Sublap | SCLD | Average Weekday | June | SCE 1-in-10 | 13 | 0.98251 | 1.1999 | 0.98251 | 1.1999 | 0 | 96.5335
| Sublap | SCLD | Average Weekday | June | SCE 1-in-10 | 14 | 1.3386 | 1.5137 | 1.3386 | 1.5137 | 0 | 98.4017
| Sublap | SCLD | Average Weekday | June | SCE 1-in-10 | 15 | 1.7094 | 1.892 | 1.7094 | 1.892 | 0 | 100.6
| Sublap | SCLD | Average Weekday | June | SCE 1-in-10 | 16 | 2.1259 | 2.2581 | 2.1259 | 2.2581 | 0 | 102.0158
| Sublap | SCLD | Average Weekday | June | SCE 1-in-10 | 17 | 2.5499 | 2.6288 | 1.2164 | 1.5565 | 0.2012 | 102.7099
| Sublap | SCLD | Average Weekday | June | SCE 1-in-10 | 18 | 2.9119 | 2.879 | 2.3485 | 2.3826 | 0.34368 | 102.6251
| Sublap | SCLD | Average Weekday | June | SCE 1-in-10 | 19 | 3.0446 | 2.9432 | 2.921 | 2.7364 | 0.061815 | 101.7884
| Sublap | SCLD | Average Weekday | June | SCE 1-in-10 | 20 | 2.8648 | 2.787 | 2.7768 | 2.787 | 0.043999 | 99.3828
| Sublap | SCLD | Average Weekday | June | SCE 1-in-10 | 21 | 2.7198 | 2.6529 | 2.7198 | 2.6529 | 0 | 95.1872
| Sublap | SCLD | Average Weekday | June | SCE 1-in-10 | 22 | 2.4614 | 2.4404 | 2.8922 | 3.3836 | 0.33416 | 91.4173
| Sublap | SCLD | Average Weekday | June | SCE 1-in-10 | 23 | 2.1854 | 2.1371 | 2.1854 | 2.571 | 0 | 88.545
| Sublap | SCLD | Average Weekday | June | SCE 1-in-10 | 24 | 1.8639 | 1.8564 | 1.8639 | 2.0338 | 0 | 86.4344
| Sublap | SCLD | Average Weekday | June | SCE 1-in-2 | 1 | 1.48 | 1.4585 | 1.48 | 1.4585 | 0 | 83.2607
| Sublap | SCLD | Average Weekday | June | SCE 1-in-2 | 2 | 1.266 | 1.2637 | 1.266 | 1.2637 | 0 | 81.5509
| Sublap | SCLD | Average Weekday | June | SCE 1-in-2 | 3 | 1.1422 | 1.1278 | 1.1422 | 1.1278 | 0 | 80.0106
| Sublap | SCLD | Average Weekday | June | SCE 1-in-2 | 4 | 1.0274 | 1.0276 | 1.0274 | 1.0276 | 0 | 78.6391
| Sublap | SCLD | Average Weekday | June | SCE 1-in-2 | 5 | 0.94497 | 0.95224 | 0.94497 | 0.95224 | 0 | 76.9008
| Sublap | SCLD | Average Weekday | June | SCE 1-in-2 | 6 | 0.86703 | 0.8714 | 0.86703 | 0.8714 | 0 | 75.5266
| Sublap | SCLD | Average Weekday | June | SCE 1-in-2 | 7 | 0.76057 | 0.83647 | 0.76057 | 0.83647 | 0 | 74.5377
| Sublap | SCLD | Average Weekday | June | SCE 1-in-2 | 8 | 0.67341 | 0.72619 | 0.67341 | 0.72619 | 0 | 75.5069
| Sublap | SCLD | Average Weekday | June | SCE 1-in-2 | 9 | 0.55327 | 0.65417 | 0.55327 | 0.65417 | 0 | 79.6257
| Sublap | SCLD | Average Weekday | June | SCE 1-in-2 | 10 | 0.42409 | 0.58851 | 0.42409 | 0.58851 | 0 | 84.1528
| Sublap | SCLD | Average Weekday | June | SCE 1-in-2 | 11 | 0.41969 | 0.6263 | 0.41969 | 0.6263 | 0 | 88.7249
| Sublap | SCLD | Average Weekday | June | SCE 1-in-2 | 12 | 0.55992 | 0.7993 | 0.55992 | 0.7993 | 0 | 92.7141
| Sublap | SCLD | Average Weekday | June | SCE 1-in-2 | 13 | 0.84072 | 1.0581 | 0.84072 | 1.0581 | 0 | 95.9264
| Sublap | SCLD | Average Weekday | June | SCE 1-in-2 | 14 | 1.1926 | 1.3677 | 1.1926 | 1.3677 | 0 | 97.641
| Sublap | SCLD | Average Weekday | June | SCE 1-in-2 | 15 | 1.5584 | 1.7411 | 1.5584 | 1.7411 | 0 | 99.903
| Sublap | SCLD | Average Weekday | June | SCE 1-in-2 | 16 | 1.9724 | 2.1046 | 1.9724 | 2.1046 | 0 | 101.2527
| Sublap | SCLD | Average Weekday | June | SCE 1-in-2 | 17 | 2.4055 | 2.4844 | 1.0798 | 1.4199 | 0.20571 | 102.4271
| Sublap | SCLD | Average Weekday | June | SCE 1-in-2 | 18 | 2.7747 | 2.7418 | 2.2149 | 2.249 | 0.34754 | 102.4751
| Sublap | SCLD | Average Weekday | June | SCE 1-in-2 | 19 | 2.916 | 2.8146 | 2.8003 | 2.6158 | 0.057828 | 101.4473
| Sublap | SCLD | Average Weekday | June | SCE 1-in-2 | 20 | 2.7546 | 2.6768 | 2.6683 | 2.6768 | 0.043123 | 99.3294
| Sublap | SCLD | Average Weekday | June | SCE 1-in-2 | 21 | 2.6092 | 2.5423 | 2.6092 | 2.5423 | 0 | 94.9942
| Sublap | SCLD | Average Weekday | June | SCE 1-in-2 | 22 | 2.3533 | 2.3323 | 2.777 | 3.2683 | 0.34898 | 90.7436
| Sublap | SCLD | Average Weekday | June | SCE 1-in-2 | 23 | 2.0883 | 2.04 | 2.0883 | 2.452 | 0 | 87.6452
| Sublap | SCLD | Average Weekday | June | SCE 1-in-2 | 24 | 1.7754 | 1.7679 | 1.7754 | 1.8878 | 0 | 85.1672
| Sublap | SCLD | Average Weekday | March | CAISO 1-in-10 | 1 | 0.40638 | 0.38486 | 0.40638 | 0.38486 | 0 | 64.6778
| Sublap | SCLD | Average Weekday | March | CAISO 1-in-10 | 2 | 0.38984 | 0.38757 | 0.38984 | 0.38757 | 0 | 63.3806
| Sublap | SCLD | Average Weekday | March | CAISO 1-in-10 | 3 | 0.42608 | 0.41167 | 0.42608 | 0.41167 | 0 | 62.1876
| Sublap | SCLD | Average Weekday | March | CAISO 1-in-10 | 4 | 0.43297 | 0.43315 | 0.43297 | 0.43315 | 0 | 61.0992
| Sublap | SCLD | Average Weekday | March | CAISO 1-in-10 | 5 | 0.47381 | 0.48107 | 0.47381 | 0.48107 | 0 | 59.8446
| Sublap | SCLD | Average Weekday | March | CAISO 1-in-10 | 6 | 0.52115 | 0.52552 | 0.52115 | 0.52552 | 0 | 58.7968
| Sublap | SCLD | Average Weekday | March | CAISO 1-in-10 | 7 | 0.49403 | 0.56993 | 0.49403 | 0.56993 | 0 | 57.7999
| Sublap | SCLD | Average Weekday | March | CAISO 1-in-10 | 8 | 0.28991 | 0.3427 | 0.28991 | 0.3427 | 0 | 56.9745
| Sublap | SCLD | Average Weekday | March | CAISO 1-in-10 | 9 | -0.063482 | 0.037414 | -0.063482 | 0.037414 | 0 | 58.2073
| Sublap | SCLD | Average Weekday | March | CAISO 1-in-10 | 10 | -0.49698 | -0.33256 | -0.49698 | -0.33256 | 0 | 62.1491
| Sublap | SCLD | Average Weekday | March | CAISO 1-in-10 | 11 | -0.78192 | -0.57531 | -0.78192 | -0.57531 | 0 | 66.5022
| Sublap | SCLD | Average Weekday | March | CAISO 1-in-10 | 12 | -0.90215 | -0.66277 | -0.90215 | -0.66277 | 0 | 70.7144
| Sublap | SCLD | Average Weekday | March | CAISO 1-in-10 | 13 | -0.85128 | -0.63391 | -0.85128 | -0.63391 | 0 | 74.0672
| Sublap | SCLD | Average Weekday | March | CAISO 1-in-10 | 14 | -0.71481 | -0.5397 | -0.71481 | -0.5397 | 0 | 76.5755
| Sublap | SCLD | Average Weekday | March | CAISO 1-in-10 | 15 | -0.48018 | -0.29752 | -0.48018 | -0.29752 | 0 | 78.7095
| Sublap | SCLD | Average Weekday | March | CAISO 1-in-10 | 16 | -0.14948 | -0.017306 | -0.14948 | -0.017306 | 0 | 80.2304
| Sublap | SCLD | Average Weekday | March | CAISO 1-in-10 | 17 | 0.27824 | 0.35711 | 0.011022 | 0.089898 | 0.13361 | 81.1417
| Sublap | SCLD | Average Weekday | March | CAISO 1-in-10 | 18 | 0.68479 | 0.65196 | 0.63729 | 0.65196 | 0.023749 | 81.2901
| Sublap | SCLD | Average Weekday | March | CAISO 1-in-10 | 19 | 0.92495 | 0.82356 | 0.92495 | 0.82356 | 0 | 80.2891
| Sublap | SCLD | Average Weekday | March | CAISO 1-in-10 | 20 | 0.93137 | 0.85359 | 0.93137 | 0.85359 | 0 | 77.6556
| Sublap | SCLD | Average Weekday | March | CAISO 1-in-10 | 21 | 0.92286 | 0.85591 | 0.92286 | 0.85591 | 0 | 74.3536
| Sublap | SCLD | Average Weekday | March | CAISO 1-in-10 | 22 | 0.80264 | 0.78166 | 1.0207 | 1.0841 | 0.10903 | 71.4296
| Sublap | SCLD | Average Weekday | March | CAISO 1-in-10 | 23 | 0.6945 | 0.64623 | 0.6945 | 0.64623 | 0 | 68.7842
| Sublap | SCLD | Average Weekday | March | CAISO 1-in-10 | 24 | 0.52959 | 0.52205 | 0.52959 | 0.52205 | 0 | 66.3815
| Sublap | SCLD | Average Weekday | March | CAISO 1-in-2 | 1 | 0.55899 | 0.53747 | 0.55899 | 0.53747 | 0 | 60.9396
| Sublap | SCLD | Average Weekday | March | CAISO 1-in-2 | 2 | 0.50966 | 0.50739 | 0.50966 | 0.50739 | 0 | 59.5357
| Sublap | SCLD | Average Weekday | March | CAISO 1-in-2 | 3 | 0.5022 | 0.48778 | 0.5022 | 0.48778 | 0 | 58.4421
| Sublap | SCLD | Average Weekday | March | CAISO 1-in-2 | 4 | 0.50486 | 0.50503 | 0.50486 | 0.50503 | 0 | 57.0973
| Sublap | SCLD | Average Weekday | March | CAISO 1-in-2 | 5 | 0.53297 | 0.54024 | 0.53297 | 0.54024 | 0 | 55.8819
| Sublap | SCLD | Average Weekday | March | CAISO 1-in-2 | 6 | 0.56725 | 0.57162 | 0.56725 | 0.57162 | 0 | 54.6766
| Sublap | SCLD | Average Weekday | March | CAISO 1-in-2 | 7 | 0.5246 | 0.60051 | 0.5246 | 0.60051 | 0 | 53.6693
| Sublap | SCLD | Average Weekday | March | CAISO 1-in-2 | 8 | 0.31886 | 0.37164 | 0.31886 | 0.37164 | 0 | 53.0598
| Sublap | SCLD | Average Weekday | March | CAISO 1-in-2 | 9 | 0.011701 | 0.1126 | 0.011701 | 0.1126 | 0 | 54.264
| Sublap | SCLD | Average Weekday | March | CAISO 1-in-2 | 10 | -0.31074 | -0.14632 | -0.31074 | -0.14632 | 0 | 58.2574
| Sublap | SCLD | Average Weekday | March | CAISO 1-in-2 | 11 | -0.56201 | -0.3554 | -0.56201 | -0.3554 | 0 | 62.858
| Sublap | SCLD | Average Weekday | March | CAISO 1-in-2 | 12 | -0.6391 | -0.39972 | -0.6391 | -0.39972 | 0 | 67.0023
| Sublap | SCLD | Average Weekday | March | CAISO 1-in-2 | 13 | -0.63192 | -0.41455 | -0.63192 | -0.41455 | 0 | 70.2103
| Sublap | SCLD | Average Weekday | March | CAISO 1-in-2 | 14 | -0.48156 | -0.30646 | -0.48156 | -0.30646 | 0 | 72.6703
| Sublap | SCLD | Average Weekday | March | CAISO 1-in-2 | 15 | -0.2887 | -0.10604 | -0.2887 | -0.10604 | 0 | 74.7792
| Sublap | SCLD | Average Weekday | March | CAISO 1-in-2 | 16 | -0.0035654 | 0.12861 | -0.0035654 | 0.12861 | 0 | 76.1651
| Sublap | SCLD | Average Weekday | March | CAISO 1-in-2 | 17 | 0.33449 | 0.41336 | 0.14855 | 0.22743 | 0.092967 | 77.0516
| Sublap | SCLD | Average Weekday | March | CAISO 1-in-2 | 18 | 0.66488 | 0.63206 | 0.66488 | 0.63206 | 0 | 77.059
| Sublap | SCLD | Average Weekday | March | CAISO 1-in-2 | 19 | 0.8688 | 0.76741 | 0.8688 | 0.76741 | 0 | 75.6701
| Sublap | SCLD | Average Weekday | March | CAISO 1-in-2 | 20 | 0.88157 | 0.80379 | 0.88157 | 0.80379 | 0 | 72.9253
| Sublap | SCLD | Average Weekday | March | CAISO 1-in-2 | 21 | 0.86193 | 0.79498 | 0.86193 | 0.79498 | 0 | 69.8655
| Sublap | SCLD | Average Weekday | March | CAISO 1-in-2 | 22 | 0.76224 | 0.74127 | 0.93622 | 0.9225 | 0.086988 | 67.2885
| Sublap | SCLD | Average Weekday | March | CAISO 1-in-2 | 23 | 0.69058 | 0.64231 | 0.69058 | 0.64231 | 0 | 65.1149
| Sublap | SCLD | Average Weekday | March | CAISO 1-in-2 | 24 | 0.60872 | 0.60118 | 0.60872 | 0.60118 | 0 | 63.1032
| Sublap | SCLD | Average Weekday | March | SCE 1-in-10 | 1 | 0.40638 | 0.38486 | 0.40638 | 0.38486 | 0 | 64.6778
| Sublap | SCLD | Average Weekday | March | SCE 1-in-10 | 2 | 0.38984 | 0.38757 | 0.38984 | 0.38757 | 0 | 63.3806
| Sublap | SCLD | Average Weekday | March | SCE 1-in-10 | 3 | 0.42608 | 0.41167 | 0.42608 | 0.41167 | 0 | 62.1876
| Sublap | SCLD | Average Weekday | March | SCE 1-in-10 | 4 | 0.43297 | 0.43315 | 0.43297 | 0.43315 | 0 | 61.0992
| Sublap | SCLD | Average Weekday | March | SCE 1-in-10 | 5 | 0.47381 | 0.48107 | 0.47381 | 0.48107 | 0 | 59.8446
| Sublap | SCLD | Average Weekday | March | SCE 1-in-10 | 6 | 0.52115 | 0.52552 | 0.52115 | 0.52552 | 0 | 58.7968
| Sublap | SCLD | Average Weekday | March | SCE 1-in-10 | 7 | 0.49403 | 0.56993 | 0.49403 | 0.56993 | 0 | 57.7999
| Sublap | SCLD | Average Weekday | March | SCE 1-in-10 | 8 | 0.28991 | 0.3427 | 0.28991 | 0.3427 | 0 | 56.9745
| Sublap | SCLD | Average Weekday | March | SCE 1-in-10 | 9 | -0.063482 | 0.037414 | -0.063482 | 0.037414 | 0 | 58.2073
| Sublap | SCLD | Average Weekday | March | SCE 1-in-10 | 10 | -0.49698 | -0.33256 | -0.49698 | -0.33256 | 0 | 62.1491
| Sublap | SCLD | Average Weekday | March | SCE 1-in-10 | 11 | -0.78192 | -0.57531 | -0.78192 | -0.57531 | 0 | 66.5022
| Sublap | SCLD | Average Weekday | March | SCE 1-in-10 | 12 | -0.90215 | -0.66277 | -0.90215 | -0.66277 | 0 | 70.7144
| Sublap | SCLD | Average Weekday | March | SCE 1-in-10 | 13 | -0.85128 | -0.63391 | -0.85128 | -0.63391 | 0 | 74.0672
| Sublap | SCLD | Average Weekday | March | SCE 1-in-10 | 14 | -0.71481 | -0.5397 | -0.71481 | -0.5397 | 0 | 76.5755
| Sublap | SCLD | Average Weekday | March | SCE 1-in-10 | 15 | -0.48018 | -0.29752 | -0.48018 | -0.29752 | 0 | 78.7095
| Sublap | SCLD | Average Weekday | March | SCE 1-in-10 | 16 | -0.14948 | -0.017306 | -0.14948 | -0.017306 | 0 | 80.2304
| Sublap | SCLD | Average Weekday | March | SCE 1-in-10 | 17 | 0.27824 | 0.35711 | 0.011022 | 0.089898 | 0.13361 | 81.1417
| Sublap | SCLD | Average Weekday | March | SCE 1-in-10 | 18 | 0.68479 | 0.65196 | 0.63729 | 0.65196 | 0.023749 | 81.2901
| Sublap | SCLD | Average Weekday | March | SCE 1-in-10 | 19 | 0.92495 | 0.82356 | 0.92495 | 0.82356 | 0 | 80.2891
| Sublap | SCLD | Average Weekday | March | SCE 1-in-10 | 20 | 0.93137 | 0.85359 | 0.93137 | 0.85359 | 0 | 77.6556
| Sublap | SCLD | Average Weekday | March | SCE 1-in-10 | 21 | 0.92286 | 0.85591 | 0.92286 | 0.85591 | 0 | 74.3536
| Sublap | SCLD | Average Weekday | March | SCE 1-in-10 | 22 | 0.80264 | 0.78166 | 1.0207 | 1.0841 | 0.10903 | 71.4296
| Sublap | SCLD | Average Weekday | March | SCE 1-in-10 | 23 | 0.6945 | 0.64623 | 0.6945 | 0.64623 | 0 | 68.7842
| Sublap | SCLD | Average Weekday | March | SCE 1-in-10 | 24 | 0.52959 | 0.52205 | 0.52959 | 0.52205 | 0 | 66.3815
| Sublap | SCLD | Average Weekday | March | SCE 1-in-2 | 1 | 0.52544 | 0.50392 | 0.52544 | 0.50392 | 0 | 61.7446
| Sublap | SCLD | Average Weekday | March | SCE 1-in-2 | 2 | 0.48409 | 0.48182 | 0.48409 | 0.48182 | 0 | 60.3097
| Sublap | SCLD | Average Weekday | March | SCE 1-in-2 | 3 | 0.48618 | 0.47176 | 0.48618 | 0.47176 | 0 | 59.2071
| Sublap | SCLD | Average Weekday | March | SCE 1-in-2 | 4 | 0.48981 | 0.48998 | 0.48981 | 0.48998 | 0 | 57.6433
| Sublap | SCLD | Average Weekday | March | SCE 1-in-2 | 5 | 0.52071 | 0.52798 | 0.52071 | 0.52798 | 0 | 56.341
| Sublap | SCLD | Average Weekday | March | SCE 1-in-2 | 6 | 0.55786 | 0.56223 | 0.55786 | 0.56223 | 0 | 55.2532
| Sublap | SCLD | Average Weekday | March | SCE 1-in-2 | 7 | 0.51866 | 0.59456 | 0.51866 | 0.59456 | 0 | 54.2574
| Sublap | SCLD | Average Weekday | March | SCE 1-in-2 | 8 | 0.31313 | 0.36592 | 0.31313 | 0.36592 | 0 | 53.5766
| Sublap | SCLD | Average Weekday | March | SCE 1-in-2 | 9 | -0.0041611 | 0.096734 | -0.0041611 | 0.096734 | 0 | 54.8905
| Sublap | SCLD | Average Weekday | March | SCE 1-in-2 | 10 | -0.35075 | -0.18634 | -0.35075 | -0.18634 | 0 | 59.115
| Sublap | SCLD | Average Weekday | March | SCE 1-in-2 | 11 | -0.61475 | -0.40814 | -0.61475 | -0.40814 | 0 | 63.7868
| Sublap | SCLD | Average Weekday | March | SCE 1-in-2 | 12 | -0.69742 | -0.45804 | -0.69742 | -0.45804 | 0 | 68.0138
| Sublap | SCLD | Average Weekday | March | SCE 1-in-2 | 13 | -0.68338 | -0.46601 | -0.68338 | -0.46601 | 0 | 71.2717
| Sublap | SCLD | Average Weekday | March | SCE 1-in-2 | 14 | -0.53339 | -0.35829 | -0.53339 | -0.35829 | 0 | 73.7248
| Sublap | SCLD | Average Weekday | March | SCE 1-in-2 | 15 | -0.33005 | -0.14739 | -0.33005 | -0.14739 | 0 | 75.7245
| Sublap | SCLD | Average Weekday | March | SCE 1-in-2 | 16 | -0.034857 | 0.09732 | -0.034857 | 0.09732 | 0 | 77.0147
| Sublap | SCLD | Average Weekday | March | SCE 1-in-2 | 17 | 0.32258 | 0.40145 | 0.11874 | 0.19761 | 0.10192 | 77.8937
| Sublap | SCLD | Average Weekday | March | SCE 1-in-2 | 18 | 0.66919 | 0.63637 | 0.66919 | 0.63637 | 0 | 77.9096
| Sublap | SCLD | Average Weekday | March | SCE 1-in-2 | 19 | 0.87937 | 0.77798 | 0.87937 | 0.77798 | 0 | 76.5228
| Sublap | SCLD | Average Weekday | March | SCE 1-in-2 | 20 | 0.89086 | 0.81307 | 0.89086 | 0.81307 | 0 | 73.8092
| Sublap | SCLD | Average Weekday | March | SCE 1-in-2 | 21 | 0.8744 | 0.80746 | 0.8744 | 0.80746 | 0 | 70.6891
| Sublap | SCLD | Average Weekday | March | SCE 1-in-2 | 22 | 0.77175 | 0.75078 | 0.95539 | 0.96055 | 0.091818 | 68.1961
| Sublap | SCLD | Average Weekday | March | SCE 1-in-2 | 23 | 0.69606 | 0.64779 | 0.69606 | 0.64779 | 0 | 66.2568
| Sublap | SCLD | Average Weekday | March | SCE 1-in-2 | 24 | 0.58489 | 0.57735 | 0.58489 | 0.57735 | 0 | 64.4438
| Sublap | SCLD | Average Weekday | May | CAISO 1-in-10 | 1 | 0.93706 | 0.91554 | 0.93706 | 0.91554 | 0 | 74.0929
| Sublap | SCLD | Average Weekday | May | CAISO 1-in-10 | 2 | 0.7999 | 0.79763 | 0.7999 | 0.79763 | 0 | 72.715
| Sublap | SCLD | Average Weekday | May | CAISO 1-in-10 | 3 | 0.73123 | 0.71682 | 0.73123 | 0.71682 | 0 | 71.3489
| Sublap | SCLD | Average Weekday | May | CAISO 1-in-10 | 4 | 0.62804 | 0.62821 | 0.62804 | 0.62821 | 0 | 69.6889
| Sublap | SCLD | Average Weekday | May | CAISO 1-in-10 | 5 | 0.59894 | 0.60621 | 0.59894 | 0.60621 | 0 | 68.3278
| Sublap | SCLD | Average Weekday | May | CAISO 1-in-10 | 6 | 0.57204 | 0.57642 | 0.57204 | 0.57642 | 0 | 67.4039
| Sublap | SCLD | Average Weekday | May | CAISO 1-in-10 | 7 | 0.48326 | 0.55917 | 0.48326 | 0.55917 | 0 | 66.4605
| Sublap | SCLD | Average Weekday | May | CAISO 1-in-10 | 8 | 0.33869 | 0.39148 | 0.33869 | 0.39148 | 0 | 67.2543
| Sublap | SCLD | Average Weekday | May | CAISO 1-in-10 | 9 | 0.16647 | 0.26737 | 0.16647 | 0.26737 | 0 | 70.6932
| Sublap | SCLD | Average Weekday | May | CAISO 1-in-10 | 10 | -0.020428 | 0.14399 | -0.020428 | 0.14399 | 0 | 75.3394
| Sublap | SCLD | Average Weekday | May | CAISO 1-in-10 | 11 | -0.182 | 0.024614 | -0.182 | 0.024614 | 0 | 79.3824
| Sublap | SCLD | Average Weekday | May | CAISO 1-in-10 | 12 | -0.20567 | 0.033709 | -0.20567 | 0.033709 | 0 | 82.8994
| Sublap | SCLD | Average Weekday | May | CAISO 1-in-10 | 13 | -0.03624 | 0.18113 | -0.03624 | 0.18113 | 0 | 85.5013
| Sublap | SCLD | Average Weekday | May | CAISO 1-in-10 | 14 | 0.21043 | 0.38553 | 0.21043 | 0.38553 | 0 | 87.2927
| Sublap | SCLD | Average Weekday | May | CAISO 1-in-10 | 15 | 0.51291 | 0.69557 | 0.51291 | 0.69557 | 0 | 89.2766
| Sublap | SCLD | Average Weekday | May | CAISO 1-in-10 | 16 | 0.88618 | 1.0184 | 0.88618 | 1.0184 | 0 | 90.4275
| Sublap | SCLD | Average Weekday | May | CAISO 1-in-10 | 17 | 1.3193 | 1.3982 | 0.29641 | 0.63649 | 0.40492 | 91.4084
| Sublap | SCLD | Average Weekday | May | CAISO 1-in-10 | 18 | 1.7116 | 1.6788 | 1.4187 | 1.4527 | 0.14647 | 91.4413
| Sublap | SCLD | Average Weekday | May | CAISO 1-in-10 | 19 | 1.9058 | 1.8044 | 1.9058 | 1.8044 | 0 | 90.554
| Sublap | SCLD | Average Weekday | May | CAISO 1-in-10 | 20 | 1.8331 | 1.7554 | 1.8331 | 1.7554 | 0 | 88.4798
| Sublap | SCLD | Average Weekday | May | CAISO 1-in-10 | 21 | 1.7583 | 1.6914 | 1.7583 | 1.6914 | 0 | 84.4367
| Sublap | SCLD | Average Weekday | May | CAISO 1-in-10 | 22 | 1.5701 | 1.5491 | 1.8879 | 2.3793 | 0.1589 | 80.8001
| Sublap | SCLD | Average Weekday | May | CAISO 1-in-10 | 23 | 1.3793 | 1.3311 | 1.3793 | 1.5049 | 0 | 77.8359
| Sublap | SCLD | Average Weekday | May | CAISO 1-in-10 | 24 | 1.1413 | 1.1338 | 1.1413 | 1.1338 | 0 | 75.8214
| Sublap | SCLD | Average Weekday | May | CAISO 1-in-2 | 1 | 1.0126 | 0.99112 | 1.0126 | 0.99112 | 0 | 75.3522
| Sublap | SCLD | Average Weekday | May | CAISO 1-in-2 | 2 | 0.86612 | 0.86384 | 0.86612 | 0.86384 | 0 | 73.9482
| Sublap | SCLD | Average Weekday | May | CAISO 1-in-2 | 3 | 0.77438 | 0.75997 | 0.77438 | 0.75997 | 0 | 72.298
| Sublap | SCLD | Average Weekday | May | CAISO 1-in-2 | 4 | 0.67297 | 0.67314 | 0.67297 | 0.67314 | 0 | 70.7738
| Sublap | SCLD | Average Weekday | May | CAISO 1-in-2 | 5 | 0.64599 | 0.65325 | 0.64599 | 0.65325 | 0 | 69.5648
| Sublap | SCLD | Average Weekday | May | CAISO 1-in-2 | 6 | 0.60062 | 0.60499 | 0.60062 | 0.60499 | 0 | 68.3274
| Sublap | SCLD | Average Weekday | May | CAISO 1-in-2 | 7 | 0.50408 | 0.57998 | 0.50408 | 0.57998 | 0 | 67.2167
| Sublap | SCLD | Average Weekday | May | CAISO 1-in-2 | 8 | 0.36701 | 0.4198 | 0.36701 | 0.4198 | 0 | 68.0184
| Sublap | SCLD | Average Weekday | May | CAISO 1-in-2 | 9 | 0.20469 | 0.30559 | 0.20469 | 0.30559 | 0 | 71.524
| Sublap | SCLD | Average Weekday | May | CAISO 1-in-2 | 10 | 0.016429 | 0.18084 | 0.016429 | 0.18084 | 0 | 75.8271
| Sublap | SCLD | Average Weekday | May | CAISO 1-in-2 | 11 | -0.1156 | 0.091012 | -0.1156 | 0.091012 | 0 | 80.0921
| Sublap | SCLD | Average Weekday | May | CAISO 1-in-2 | 12 | -0.11343 | 0.12595 | -0.11343 | 0.12595 | 0 | 83.5917
| Sublap | SCLD | Average Weekday | May | CAISO 1-in-2 | 13 | 0.072476 | 0.28985 | 0.072476 | 0.28985 | 0 | 86.2862
| Sublap | SCLD | Average Weekday | May | CAISO 1-in-2 | 14 | 0.32551 | 0.50062 | 0.32551 | 0.50062 | 0 | 88.3916
| Sublap | SCLD | Average Weekday | May | CAISO 1-in-2 | 15 | 0.63488 | 0.81754 | 0.63488 | 0.81754 | 0 | 90.4045
| Sublap | SCLD | Average Weekday | May | CAISO 1-in-2 | 16 | 1.0133 | 1.1455 | 1.0133 | 1.1455 | 0 | 91.8174
| Sublap | SCLD | Average Weekday | May | CAISO 1-in-2 | 17 | 1.4452 | 1.5241 | 0.38949 | 0.72957 | 0.38219 | 92.6018
| Sublap | SCLD | Average Weekday | May | CAISO 1-in-2 | 18 | 1.8345 | 1.8017 | 1.5118 | 1.5458 | 0.16139 | 92.6754
| Sublap | SCLD | Average Weekday | May | CAISO 1-in-2 | 19 | 2.0247 | 1.9233 | 2.0247 | 1.9233 | 0 | 91.9532
| Sublap | SCLD | Average Weekday | May | CAISO 1-in-2 | 20 | 1.9383 | 1.8605 | 1.9383 | 1.8605 | 0 | 89.6412
| Sublap | SCLD | Average Weekday | May | CAISO 1-in-2 | 21 | 1.8527 | 1.7857 | 1.8527 | 1.7857 | 0 | 85.3239
| Sublap | SCLD | Average Weekday | May | CAISO 1-in-2 | 22 | 1.6602 | 1.6392 | 1.9896 | 2.481 | 0.16471 | 81.8922
| Sublap | SCLD | Average Weekday | May | CAISO 1-in-2 | 23 | 1.4638 | 1.4155 | 1.4638 | 1.6206 | 0 | 79.1234
| Sublap | SCLD | Average Weekday | May | CAISO 1-in-2 | 24 | 1.2179 | 1.2104 | 1.2179 | 1.2104 | 0 | 76.9782
| Sublap | SCLD | Average Weekday | May | SCE 1-in-10 | 1 | 0.93706 | 0.91554 | 0.93706 | 0.91554 | 0 | 74.0929
| Sublap | SCLD | Average Weekday | May | SCE 1-in-10 | 2 | 0.7999 | 0.79763 | 0.7999 | 0.79763 | 0 | 72.715
| Sublap | SCLD | Average Weekday | May | SCE 1-in-10 | 3 | 0.73123 | 0.71682 | 0.73123 | 0.71682 | 0 | 71.3489
| Sublap | SCLD | Average Weekday | May | SCE 1-in-10 | 4 | 0.62804 | 0.62821 | 0.62804 | 0.62821 | 0 | 69.6889
| Sublap | SCLD | Average Weekday | May | SCE 1-in-10 | 5 | 0.59894 | 0.60621 | 0.59894 | 0.60621 | 0 | 68.3278
| Sublap | SCLD | Average Weekday | May | SCE 1-in-10 | 6 | 0.57204 | 0.57642 | 0.57204 | 0.57642 | 0 | 67.4039
| Sublap | SCLD | Average Weekday | May | SCE 1-in-10 | 7 | 0.48326 | 0.55917 | 0.48326 | 0.55917 | 0 | 66.4605
| Sublap | SCLD | Average Weekday | May | SCE 1-in-10 | 8 | 0.33869 | 0.39148 | 0.33869 | 0.39148 | 0 | 67.2543
| Sublap | SCLD | Average Weekday | May | SCE 1-in-10 | 9 | 0.16647 | 0.26737 | 0.16647 | 0.26737 | 0 | 70.6932
| Sublap | SCLD | Average Weekday | May | SCE 1-in-10 | 10 | -0.020428 | 0.14399 | -0.020428 | 0.14399 | 0 | 75.3394
| Sublap | SCLD | Average Weekday | May | SCE 1-in-10 | 11 | -0.182 | 0.024614 | -0.182 | 0.024614 | 0 | 79.3824
| Sublap | SCLD | Average Weekday | May | SCE 1-in-10 | 12 | -0.20567 | 0.033709 | -0.20567 | 0.033709 | 0 | 82.8994
| Sublap | SCLD | Average Weekday | May | SCE 1-in-10 | 13 | -0.03624 | 0.18113 | -0.03624 | 0.18113 | 0 | 85.5013
| Sublap | SCLD | Average Weekday | May | SCE 1-in-10 | 14 | 0.21043 | 0.38553 | 0.21043 | 0.38553 | 0 | 87.2927
| Sublap | SCLD | Average Weekday | May | SCE 1-in-10 | 15 | 0.51291 | 0.69557 | 0.51291 | 0.69557 | 0 | 89.2766
| Sublap | SCLD | Average Weekday | May | SCE 1-in-10 | 16 | 0.88618 | 1.0184 | 0.88618 | 1.0184 | 0 | 90.4275
| Sublap | SCLD | Average Weekday | May | SCE 1-in-10 | 17 | 1.3193 | 1.3982 | 0.29641 | 0.63649 | 0.40492 | 91.4084
| Sublap | SCLD | Average Weekday | May | SCE 1-in-10 | 18 | 1.7116 | 1.6788 | 1.4187 | 1.4527 | 0.14647 | 91.4413
| Sublap | SCLD | Average Weekday | May | SCE 1-in-10 | 19 | 1.9058 | 1.8044 | 1.9058 | 1.8044 | 0 | 90.554
| Sublap | SCLD | Average Weekday | May | SCE 1-in-10 | 20 | 1.8331 | 1.7554 | 1.8331 | 1.7554 | 0 | 88.4798
| Sublap | SCLD | Average Weekday | May | SCE 1-in-10 | 21 | 1.7583 | 1.6914 | 1.7583 | 1.6914 | 0 | 84.4367
| Sublap | SCLD | Average Weekday | May | SCE 1-in-10 | 22 | 1.5701 | 1.5491 | 1.8879 | 2.3793 | 0.1589 | 80.8001
| Sublap | SCLD | Average Weekday | May | SCE 1-in-10 | 23 | 1.3793 | 1.3311 | 1.3793 | 1.5049 | 0 | 77.8359
| Sublap | SCLD | Average Weekday | May | SCE 1-in-10 | 24 | 1.1413 | 1.1338 | 1.1413 | 1.1338 | 0 | 75.8214
| Sublap | SCLD | Average Weekday | May | SCE 1-in-2 | 1 | 1.0126 | 0.99112 | 1.0126 | 0.99112 | 0 | 75.3522
| Sublap | SCLD | Average Weekday | May | SCE 1-in-2 | 2 | 0.86612 | 0.86384 | 0.86612 | 0.86384 | 0 | 73.9482
| Sublap | SCLD | Average Weekday | May | SCE 1-in-2 | 3 | 0.77438 | 0.75997 | 0.77438 | 0.75997 | 0 | 72.298
| Sublap | SCLD | Average Weekday | May | SCE 1-in-2 | 4 | 0.67297 | 0.67314 | 0.67297 | 0.67314 | 0 | 70.7738
| Sublap | SCLD | Average Weekday | May | SCE 1-in-2 | 5 | 0.64599 | 0.65325 | 0.64599 | 0.65325 | 0 | 69.5648
| Sublap | SCLD | Average Weekday | May | SCE 1-in-2 | 6 | 0.60062 | 0.60499 | 0.60062 | 0.60499 | 0 | 68.3274
| Sublap | SCLD | Average Weekday | May | SCE 1-in-2 | 7 | 0.50408 | 0.57998 | 0.50408 | 0.57998 | 0 | 67.2167
| Sublap | SCLD | Average Weekday | May | SCE 1-in-2 | 8 | 0.36701 | 0.4198 | 0.36701 | 0.4198 | 0 | 68.0184
| Sublap | SCLD | Average Weekday | May | SCE 1-in-2 | 9 | 0.20469 | 0.30559 | 0.20469 | 0.30559 | 0 | 71.524
| Sublap | SCLD | Average Weekday | May | SCE 1-in-2 | 10 | 0.016429 | 0.18084 | 0.016429 | 0.18084 | 0 | 75.8271
| Sublap | SCLD | Average Weekday | May | SCE 1-in-2 | 11 | -0.1156 | 0.091012 | -0.1156 | 0.091012 | 0 | 80.0921
| Sublap | SCLD | Average Weekday | May | SCE 1-in-2 | 12 | -0.11343 | 0.12595 | -0.11343 | 0.12595 | 0 | 83.5917
| Sublap | SCLD | Average Weekday | May | SCE 1-in-2 | 13 | 0.072476 | 0.28985 | 0.072476 | 0.28985 | 0 | 86.2862
| Sublap | SCLD | Average Weekday | May | SCE 1-in-2 | 14 | 0.32551 | 0.50062 | 0.32551 | 0.50062 | 0 | 88.3916
| Sublap | SCLD | Average Weekday | May | SCE 1-in-2 | 15 | 0.63488 | 0.81754 | 0.63488 | 0.81754 | 0 | 90.4045
| Sublap | SCLD | Average Weekday | May | SCE 1-in-2 | 16 | 1.0133 | 1.1455 | 1.0133 | 1.1455 | 0 | 91.8174
| Sublap | SCLD | Average Weekday | May | SCE 1-in-2 | 17 | 1.4452 | 1.5241 | 0.38949 | 0.72957 | 0.38219 | 92.6018
| Sublap | SCLD | Average Weekday | May | SCE 1-in-2 | 18 | 1.8345 | 1.8017 | 1.5118 | 1.5458 | 0.16139 | 92.6754
| Sublap | SCLD | Average Weekday | May | SCE 1-in-2 | 19 | 2.0247 | 1.9233 | 2.0247 | 1.9233 | 0 | 91.9532
| Sublap | SCLD | Average Weekday | May | SCE 1-in-2 | 20 | 1.9383 | 1.8605 | 1.9383 | 1.8605 | 0 | 89.6412
| Sublap | SCLD | Average Weekday | May | SCE 1-in-2 | 21 | 1.8527 | 1.7857 | 1.8527 | 1.7857 | 0 | 85.3239
| Sublap | SCLD | Average Weekday | May | SCE 1-in-2 | 22 | 1.6602 | 1.6392 | 1.9896 | 2.481 | 0.16471 | 81.8922
| Sublap | SCLD | Average Weekday | May | SCE 1-in-2 | 23 | 1.4638 | 1.4155 | 1.4638 | 1.6206 | 0 | 79.1234
| Sublap | SCLD | Average Weekday | May | SCE 1-in-2 | 24 | 1.2179 | 1.2104 | 1.2179 | 1.2104 | 0 | 76.9782
| Sublap | SCLD | Average Weekday | November | CAISO 1-in-10 | 1 | 0.5551 | 0.53358 | 0.5551 | 0.53358 | 0 | 59.4618
| Sublap | SCLD | Average Weekday | November | CAISO 1-in-10 | 2 | 0.50928 | 0.50701 | 0.50928 | 0.50701 | 0 | 57.743
| Sublap | SCLD | Average Weekday | November | CAISO 1-in-10 | 3 | 0.50701 | 0.49259 | 0.50701 | 0.49259 | 0 | 56.557
| Sublap | SCLD | Average Weekday | November | CAISO 1-in-10 | 4 | 0.51295 | 0.51312 | 0.51295 | 0.51312 | 0 | 55.6229
| Sublap | SCLD | Average Weekday | November | CAISO 1-in-10 | 5 | 0.54211 | 0.54937 | 0.54211 | 0.54937 | 0 | 54.5867
| Sublap | SCLD | Average Weekday | November | CAISO 1-in-10 | 6 | 0.57592 | 0.58029 | 0.57592 | 0.58029 | 0 | 53.7929
| Sublap | SCLD | Average Weekday | November | CAISO 1-in-10 | 7 | 0.55305 | 0.62895 | 0.55305 | 0.62895 | 0 | 53.078
| Sublap | SCLD | Average Weekday | November | CAISO 1-in-10 | 8 | 0.33824 | 0.39102 | 0.33824 | 0.39102 | 0 | 52.6718
| Sublap | SCLD | Average Weekday | November | CAISO 1-in-10 | 9 | 0.029924 | 0.13082 | 0.029924 | 0.13082 | 0 | 54.634
| Sublap | SCLD | Average Weekday | November | CAISO 1-in-10 | 10 | -0.2957 | -0.13129 | -0.2957 | -0.13129 | 0 | 58.9205
| Sublap | SCLD | Average Weekday | November | CAISO 1-in-10 | 11 | -0.54998 | -0.34337 | -0.54998 | -0.34337 | 0 | 63.3542
| Sublap | SCLD | Average Weekday | November | CAISO 1-in-10 | 12 | -0.64417 | -0.40479 | -0.64417 | -0.40479 | 0 | 67.2735
| Sublap | SCLD | Average Weekday | November | CAISO 1-in-10 | 13 | -0.648 | -0.43063 | -0.648 | -0.43063 | 0 | 70.5928
| Sublap | SCLD | Average Weekday | November | CAISO 1-in-10 | 14 | -0.48135 | -0.30624 | -0.48135 | -0.30624 | 0 | 73.0905
| Sublap | SCLD | Average Weekday | November | CAISO 1-in-10 | 15 | -0.27809 | -0.095425 | -0.27809 | -0.095425 | 0 | 74.7872
| Sublap | SCLD | Average Weekday | November | CAISO 1-in-10 | 16 | 0.008551 | 0.14073 | 0.008551 | 0.14073 | 0 | 75.5489
| Sublap | SCLD | Average Weekday | November | CAISO 1-in-10 | 17 | 0.34509 | 0.42396 | 0.19682 | 0.27569 | 0.074135 | 75.342
| Sublap | SCLD | Average Weekday | November | CAISO 1-in-10 | 18 | 0.64585 | 0.61302 | 0.64585 | 0.61302 | 0 | 73.5996
| Sublap | SCLD | Average Weekday | November | CAISO 1-in-10 | 19 | 0.81064 | 0.70925 | 0.81064 | 0.70925 | 0 | 70.8355
| Sublap | SCLD | Average Weekday | November | CAISO 1-in-10 | 20 | 0.81371 | 0.73593 | 0.81371 | 0.73593 | 0 | 68.1377
| Sublap | SCLD | Average Weekday | November | CAISO 1-in-10 | 21 | 0.81024 | 0.74329 | 0.81024 | 0.74329 | 0 | 65.6639
| Sublap | SCLD | Average Weekday | November | CAISO 1-in-10 | 22 | 0.72829 | 0.70731 | 0.80771 | 0.78674 | 0.039711 | 63.9679
| Sublap | SCLD | Average Weekday | November | CAISO 1-in-10 | 23 | 0.6735 | 0.62522 | 0.6735 | 0.62522 | 0 | 61.9611
| Sublap | SCLD | Average Weekday | November | CAISO 1-in-10 | 24 | 0.59872 | 0.59118 | 0.59872 | 0.59118 | 0 | 60.2492
| Sublap | SCLD | Average Weekday | November | CAISO 1-in-2 | 1 | 0.54369 | 0.52217 | 0.54369 | 0.52217 | 0 | 57.6606
| Sublap | SCLD | Average Weekday | November | CAISO 1-in-2 | 2 | 0.50445 | 0.50218 | 0.50445 | 0.50218 | 0 | 56.4894
| Sublap | SCLD | Average Weekday | November | CAISO 1-in-2 | 3 | 0.51136 | 0.49694 | 0.51136 | 0.49694 | 0 | 55.2183
| Sublap | SCLD | Average Weekday | November | CAISO 1-in-2 | 4 | 0.52137 | 0.52154 | 0.52137 | 0.52154 | 0 | 53.7954
| Sublap | SCLD | Average Weekday | November | CAISO 1-in-2 | 5 | 0.55285 | 0.56011 | 0.55285 | 0.56011 | 0 | 52.9944
| Sublap | SCLD | Average Weekday | November | CAISO 1-in-2 | 6 | 0.5876 | 0.59197 | 0.5876 | 0.59197 | 0 | 51.8957
| Sublap | SCLD | Average Weekday | November | CAISO 1-in-2 | 7 | 0.58609 | 0.66199 | 0.58609 | 0.66199 | 0 | 51.4018
| Sublap | SCLD | Average Weekday | November | CAISO 1-in-2 | 8 | 0.36105 | 0.41383 | 0.36105 | 0.41383 | 0 | 50.7529
| Sublap | SCLD | Average Weekday | November | CAISO 1-in-2 | 9 | 0.046908 | 0.1478 | 0.046908 | 0.1478 | 0 | 52.7691
| Sublap | SCLD | Average Weekday | November | CAISO 1-in-2 | 10 | -0.29096 | -0.12655 | -0.29096 | -0.12655 | 0 | 57.597
| Sublap | SCLD | Average Weekday | November | CAISO 1-in-2 | 11 | -0.55237 | -0.34576 | -0.55237 | -0.34576 | 0 | 62.0955
| Sublap | SCLD | Average Weekday | November | CAISO 1-in-2 | 12 | -0.65765 | -0.41827 | -0.65765 | -0.41827 | 0 | 66.1125
| Sublap | SCLD | Average Weekday | November | CAISO 1-in-2 | 13 | -0.64412 | -0.42675 | -0.64412 | -0.42675 | 0 | 69.1411
| Sublap | SCLD | Average Weekday | November | CAISO 1-in-2 | 14 | -0.48199 | -0.30688 | -0.48199 | -0.30688 | 0 | 71.5751
| Sublap | SCLD | Average Weekday | November | CAISO 1-in-2 | 15 | -0.27812 | -0.095462 | -0.27812 | -0.095462 | 0 | 73.4212
| Sublap | SCLD | Average Weekday | November | CAISO 1-in-2 | 16 | 0.011609 | 0.14379 | 0.011609 | 0.14379 | 0 | 74.4592
| Sublap | SCLD | Average Weekday | November | CAISO 1-in-2 | 17 | 0.36208 | 0.44096 | 0.23194 | 0.31081 | 0.065071 | 74.2887
| Sublap | SCLD | Average Weekday | November | CAISO 1-in-2 | 18 | 0.65788 | 0.62506 | 0.65788 | 0.62506 | 0 | 72.2853
| Sublap | SCLD | Average Weekday | November | CAISO 1-in-2 | 19 | 0.8071 | 0.70572 | 0.8071 | 0.70572 | 0 | 69.3034
| Sublap | SCLD | Average Weekday | November | CAISO 1-in-2 | 20 | 0.80173 | 0.72394 | 0.80173 | 0.72394 | 0 | 66.5925
| Sublap | SCLD | Average Weekday | November | CAISO 1-in-2 | 21 | 0.799 | 0.73205 | 0.799 | 0.73205 | 0 | 63.8655
| Sublap | SCLD | Average Weekday | November | CAISO 1-in-2 | 22 | 0.72058 | 0.69961 | 0.77695 | 0.75598 | 0.028183 | 62.2007
| Sublap | SCLD | Average Weekday | November | CAISO 1-in-2 | 23 | 0.66506 | 0.61679 | 0.66506 | 0.61679 | 0 | 60.4466
| Sublap | SCLD | Average Weekday | November | CAISO 1-in-2 | 24 | 0.58408 | 0.57654 | 0.58408 | 0.57654 | 0 | 58.9848
| Sublap | SCLD | Average Weekday | November | SCE 1-in-10 | 1 | 0.5551 | 0.53358 | 0.5551 | 0.53358 | 0 | 59.4618
| Sublap | SCLD | Average Weekday | November | SCE 1-in-10 | 2 | 0.50928 | 0.50701 | 0.50928 | 0.50701 | 0 | 57.743
| Sublap | SCLD | Average Weekday | November | SCE 1-in-10 | 3 | 0.50701 | 0.49259 | 0.50701 | 0.49259 | 0 | 56.557
| Sublap | SCLD | Average Weekday | November | SCE 1-in-10 | 4 | 0.51295 | 0.51312 | 0.51295 | 0.51312 | 0 | 55.6229
| Sublap | SCLD | Average Weekday | November | SCE 1-in-10 | 5 | 0.54211 | 0.54937 | 0.54211 | 0.54937 | 0 | 54.5867
| Sublap | SCLD | Average Weekday | November | SCE 1-in-10 | 6 | 0.57592 | 0.58029 | 0.57592 | 0.58029 | 0 | 53.7929
| Sublap | SCLD | Average Weekday | November | SCE 1-in-10 | 7 | 0.55305 | 0.62895 | 0.55305 | 0.62895 | 0 | 53.078
| Sublap | SCLD | Average Weekday | November | SCE 1-in-10 | 8 | 0.33824 | 0.39102 | 0.33824 | 0.39102 | 0 | 52.6718
| Sublap | SCLD | Average Weekday | November | SCE 1-in-10 | 9 | 0.029924 | 0.13082 | 0.029924 | 0.13082 | 0 | 54.634
| Sublap | SCLD | Average Weekday | November | SCE 1-in-10 | 10 | -0.2957 | -0.13129 | -0.2957 | -0.13129 | 0 | 58.9205
| Sublap | SCLD | Average Weekday | November | SCE 1-in-10 | 11 | -0.54998 | -0.34337 | -0.54998 | -0.34337 | 0 | 63.3542
| Sublap | SCLD | Average Weekday | November | SCE 1-in-10 | 12 | -0.64417 | -0.40479 | -0.64417 | -0.40479 | 0 | 67.2735
| Sublap | SCLD | Average Weekday | November | SCE 1-in-10 | 13 | -0.648 | -0.43063 | -0.648 | -0.43063 | 0 | 70.5928
| Sublap | SCLD | Average Weekday | November | SCE 1-in-10 | 14 | -0.48135 | -0.30624 | -0.48135 | -0.30624 | 0 | 73.0905
| Sublap | SCLD | Average Weekday | November | SCE 1-in-10 | 15 | -0.27809 | -0.095425 | -0.27809 | -0.095425 | 0 | 74.7872
| Sublap | SCLD | Average Weekday | November | SCE 1-in-10 | 16 | 0.008551 | 0.14073 | 0.008551 | 0.14073 | 0 | 75.5489
| Sublap | SCLD | Average Weekday | November | SCE 1-in-10 | 17 | 0.34509 | 0.42396 | 0.19682 | 0.27569 | 0.074135 | 75.342
| Sublap | SCLD | Average Weekday | November | SCE 1-in-10 | 18 | 0.64585 | 0.61302 | 0.64585 | 0.61302 | 0 | 73.5996
| Sublap | SCLD | Average Weekday | November | SCE 1-in-10 | 19 | 0.81064 | 0.70925 | 0.81064 | 0.70925 | 0 | 70.8355
| Sublap | SCLD | Average Weekday | November | SCE 1-in-10 | 20 | 0.81371 | 0.73593 | 0.81371 | 0.73593 | 0 | 68.1377
| Sublap | SCLD | Average Weekday | November | SCE 1-in-10 | 21 | 0.81024 | 0.74329 | 0.81024 | 0.74329 | 0 | 65.6639
| Sublap | SCLD | Average Weekday | November | SCE 1-in-10 | 22 | 0.72829 | 0.70731 | 0.80771 | 0.78674 | 0.039711 | 63.9679
| Sublap | SCLD | Average Weekday | November | SCE 1-in-10 | 23 | 0.6735 | 0.62522 | 0.6735 | 0.62522 | 0 | 61.9611
| Sublap | SCLD | Average Weekday | November | SCE 1-in-10 | 24 | 0.59872 | 0.59118 | 0.59872 | 0.59118 | 0 | 60.2492
| Sublap | SCLD | Average Weekday | November | SCE 1-in-2 | 1 | 0.54939 | 0.52788 | 0.54939 | 0.52788 | 0 | 58.324
| Sublap | SCLD | Average Weekday | November | SCE 1-in-2 | 2 | 0.50693 | 0.50466 | 0.50693 | 0.50466 | 0 | 57.1121
| Sublap | SCLD | Average Weekday | November | SCE 1-in-2 | 3 | 0.50935 | 0.49493 | 0.50935 | 0.49493 | 0 | 55.8388
| Sublap | SCLD | Average Weekday | November | SCE 1-in-2 | 4 | 0.51738 | 0.51755 | 0.51738 | 0.51755 | 0 | 54.5464
| Sublap | SCLD | Average Weekday | November | SCE 1-in-2 | 5 | 0.54772 | 0.55499 | 0.54772 | 0.55499 | 0 | 53.7482
| Sublap | SCLD | Average Weekday | November | SCE 1-in-2 | 6 | 0.58202 | 0.5864 | 0.58202 | 0.5864 | 0 | 52.9645
| Sublap | SCLD | Average Weekday | November | SCE 1-in-2 | 7 | 0.57005 | 0.64595 | 0.57005 | 0.64595 | 0 | 52.2527
| Sublap | SCLD | Average Weekday | November | SCE 1-in-2 | 8 | 0.35 | 0.40278 | 0.35 | 0.40278 | 0 | 51.857
| Sublap | SCLD | Average Weekday | November | SCE 1-in-2 | 9 | 0.038687 | 0.13958 | 0.038687 | 0.13958 | 0 | 53.862
| Sublap | SCLD | Average Weekday | November | SCE 1-in-2 | 10 | -0.29319 | -0.12877 | -0.29319 | -0.12877 | 0 | 58.4242
| Sublap | SCLD | Average Weekday | November | SCE 1-in-2 | 11 | -0.55109 | -0.34448 | -0.55109 | -0.34448 | 0 | 63.171
| Sublap | SCLD | Average Weekday | November | SCE 1-in-2 | 12 | -0.65417 | -0.41479 | -0.65417 | -0.41479 | 0 | 67.2066
| Sublap | SCLD | Average Weekday | November | SCE 1-in-2 | 13 | -0.65106 | -0.43369 | -0.65106 | -0.43369 | 0 | 70.1478
| Sublap | SCLD | Average Weekday | November | SCE 1-in-2 | 14 | -0.48257 | -0.30746 | -0.48257 | -0.30746 | 0 | 72.4581
| Sublap | SCLD | Average Weekday | November | SCE 1-in-2 | 15 | -0.27809 | -0.095434 | -0.27809 | -0.095434 | 0 | 74.1718
| Sublap | SCLD | Average Weekday | November | SCE 1-in-2 | 16 | 0.010835 | 0.14301 | 0.010835 | 0.14301 | 0 | 75.1556
| Sublap | SCLD | Average Weekday | November | SCE 1-in-2 | 17 | 0.35519 | 0.43406 | 0.21441 | 0.29328 | 0.070389 | 74.9371
| Sublap | SCLD | Average Weekday | November | SCE 1-in-2 | 18 | 0.65163 | 0.6188 | 0.65163 | 0.6188 | 0 | 72.884
| Sublap | SCLD | Average Weekday | November | SCE 1-in-2 | 19 | 0.80655 | 0.70516 | 0.80655 | 0.70516 | 0 | 69.8846
| Sublap | SCLD | Average Weekday | November | SCE 1-in-2 | 20 | 0.80393 | 0.72615 | 0.80393 | 0.72615 | 0 | 67.0912
| Sublap | SCLD | Average Weekday | November | SCE 1-in-2 | 21 | 0.80055 | 0.7336 | 0.80055 | 0.7336 | 0 | 64.1256
| Sublap | SCLD | Average Weekday | November | SCE 1-in-2 | 22 | 0.72447 | 0.7035 | 0.79248 | 0.77151 | 0.034006 | 62.6307
| Sublap | SCLD | Average Weekday | November | SCE 1-in-2 | 23 | 0.66931 | 0.62103 | 0.66931 | 0.62103 | 0 | 60.7841
| Sublap | SCLD | Average Weekday | November | SCE 1-in-2 | 24 | 0.59135 | 0.58381 | 0.59135 | 0.58381 | 0 | 59.3105
| Sublap | SCLD | Average Weekday | October | CAISO 1-in-10 | 1 | 0.86519 | 0.84367 | 0.86519 | 0.84367 | 0 | 73.4834
| Sublap | SCLD | Average Weekday | October | CAISO 1-in-10 | 2 | 0.7354 | 0.73313 | 0.7354 | 0.73313 | 0 | 71.8895
| Sublap | SCLD | Average Weekday | October | CAISO 1-in-10 | 3 | 0.68702 | 0.67261 | 0.68702 | 0.67261 | 0 | 70.7345
| Sublap | SCLD | Average Weekday | October | CAISO 1-in-10 | 4 | 0.61731 | 0.61748 | 0.61731 | 0.61748 | 0 | 69.5925
| Sublap | SCLD | Average Weekday | October | CAISO 1-in-10 | 5 | 0.60099 | 0.60826 | 0.60099 | 0.60826 | 0 | 68.58
| Sublap | SCLD | Average Weekday | October | CAISO 1-in-10 | 6 | 0.56771 | 0.57208 | 0.56771 | 0.57208 | 0 | 67.2978
| Sublap | SCLD | Average Weekday | October | CAISO 1-in-10 | 7 | 0.50297 | 0.57887 | 0.50297 | 0.57887 | 0 | 66.7242
| Sublap | SCLD | Average Weekday | October | CAISO 1-in-10 | 8 | 0.27793 | 0.33072 | 0.27793 | 0.33072 | 0 | 65.9072
| Sublap | SCLD | Average Weekday | October | CAISO 1-in-10 | 9 | -0.041801 | 0.059095 | -0.041801 | 0.059095 | 0 | 66.352
| Sublap | SCLD | Average Weekday | October | CAISO 1-in-10 | 10 | -0.26464 | -0.10022 | -0.26464 | -0.10022 | 0 | 69.9887
| Sublap | SCLD | Average Weekday | October | CAISO 1-in-10 | 11 | -0.38335 | -0.17674 | -0.38335 | -0.17674 | 0 | 74.4919
| Sublap | SCLD | Average Weekday | October | CAISO 1-in-10 | 12 | -0.39799 | -0.15861 | -0.39799 | -0.15861 | 0 | 78.3201
| Sublap | SCLD | Average Weekday | October | CAISO 1-in-10 | 13 | -0.24526 | -0.027892 | -0.24526 | -0.027892 | 0 | 81.7395
| Sublap | SCLD | Average Weekday | October | CAISO 1-in-10 | 14 | -0.045987 | 0.12912 | -0.045987 | 0.12912 | 0 | 84.4451
| Sublap | SCLD | Average Weekday | October | CAISO 1-in-10 | 15 | 0.23996 | 0.42262 | 0.23996 | 0.42262 | 0 | 86.6266
| Sublap | SCLD | Average Weekday | October | CAISO 1-in-10 | 16 | 0.60613 | 0.73831 | 0.60613 | 0.73831 | 0 | 88.1138
| Sublap | SCLD | Average Weekday | October | CAISO 1-in-10 | 17 | 1.0456 | 1.1245 | 0.086959 | 0.42704 | 0.44978 | 89.0719
| Sublap | SCLD | Average Weekday | October | CAISO 1-in-10 | 18 | 1.4465 | 1.4137 | 1.214 | 1.2481 | 0.11622 | 88.9389
| Sublap | SCLD | Average Weekday | October | CAISO 1-in-10 | 19 | 1.6458 | 1.5444 | 1.6458 | 1.5444 | 0 | 87.4188
| Sublap | SCLD | Average Weekday | October | CAISO 1-in-10 | 20 | 1.5776 | 1.4999 | 1.5776 | 1.4999 | 0 | 84.2607
| Sublap | SCLD | Average Weekday | October | CAISO 1-in-10 | 21 | 1.5444 | 1.4774 | 1.5444 | 1.4774 | 0 | 81.6261
| Sublap | SCLD | Average Weekday | October | CAISO 1-in-10 | 22 | 1.3803 | 1.3593 | 1.6799 | 2.1713 | 0.14983 | 79.0964
| Sublap | SCLD | Average Weekday | October | CAISO 1-in-10 | 23 | 1.2123 | 1.164 | 1.2123 | 1.3091 | 0 | 76.6513
| Sublap | SCLD | Average Weekday | October | CAISO 1-in-10 | 24 | 0.99118 | 0.98364 | 0.99118 | 0.98364 | 0 | 74.4945
| Sublap | SCLD | Average Weekday | October | CAISO 1-in-2 | 1 | 0.76815 | 0.74663 | 0.76815 | 0.74663 | 0 | 71.5866
| Sublap | SCLD | Average Weekday | October | CAISO 1-in-2 | 2 | 0.66739 | 0.66512 | 0.66739 | 0.66512 | 0 | 70.3203
| Sublap | SCLD | Average Weekday | October | CAISO 1-in-2 | 3 | 0.62486 | 0.61045 | 0.62486 | 0.61045 | 0 | 69.138
| Sublap | SCLD | Average Weekday | October | CAISO 1-in-2 | 4 | 0.56067 | 0.56084 | 0.56067 | 0.56084 | 0 | 68.0079
| Sublap | SCLD | Average Weekday | October | CAISO 1-in-2 | 5 | 0.5394 | 0.54667 | 0.5394 | 0.54667 | 0 | 66.7833
| Sublap | SCLD | Average Weekday | October | CAISO 1-in-2 | 6 | 0.51915 | 0.52352 | 0.51915 | 0.52352 | 0 | 65.6494
| Sublap | SCLD | Average Weekday | October | CAISO 1-in-2 | 7 | 0.44923 | 0.52513 | 0.44923 | 0.52513 | 0 | 64.902
| Sublap | SCLD | Average Weekday | October | CAISO 1-in-2 | 8 | 0.23738 | 0.29016 | 0.23738 | 0.29016 | 0 | 64.0215
| Sublap | SCLD | Average Weekday | October | CAISO 1-in-2 | 9 | -0.10699 | -0.0060935 | -0.10699 | -0.0060935 | 0 | 64.435
| Sublap | SCLD | Average Weekday | October | CAISO 1-in-2 | 10 | -0.35159 | -0.18717 | -0.35159 | -0.18717 | 0 | 67.9258
| Sublap | SCLD | Average Weekday | October | CAISO 1-in-2 | 11 | -0.49777 | -0.29115 | -0.49777 | -0.29115 | 0 | 72.3384
| Sublap | SCLD | Average Weekday | October | CAISO 1-in-2 | 12 | -0.54262 | -0.30324 | -0.54262 | -0.30324 | 0 | 76.2163
| Sublap | SCLD | Average Weekday | October | CAISO 1-in-2 | 13 | -0.41624 | -0.19888 | -0.41624 | -0.19888 | 0 | 79.5924
| Sublap | SCLD | Average Weekday | October | CAISO 1-in-2 | 14 | -0.23584 | -0.060734 | -0.23584 | -0.060734 | 0 | 82.2227
| Sublap | SCLD | Average Weekday | October | CAISO 1-in-2 | 15 | 0.035782 | 0.21844 | 0.035782 | 0.21844 | 0 | 84.2781
| Sublap | SCLD | Average Weekday | October | CAISO 1-in-2 | 16 | 0.39178 | 0.52395 | 0.39178 | 0.52395 | 0 | 85.7728
| Sublap | SCLD | Average Weekday | October | CAISO 1-in-2 | 17 | 0.82631 | 0.90519 | -0.063173 | 0.27691 | 0.49854 | 86.5538
| Sublap | SCLD | Average Weekday | October | CAISO 1-in-2 | 18 | 1.2288 | 1.196 | 1.0566 | 1.0907 | 0.086111 | 86.4485
| Sublap | SCLD | Average Weekday | October | CAISO 1-in-2 | 19 | 1.4373 | 1.3359 | 1.4373 | 1.3359 | 0 | 84.9444
| Sublap | SCLD | Average Weekday | October | CAISO 1-in-2 | 20 | 1.3855 | 1.3078 | 1.3855 | 1.3078 | 0 | 81.6784
| Sublap | SCLD | Average Weekday | October | CAISO 1-in-2 | 21 | 1.3653 | 1.2983 | 1.3653 | 1.2983 | 0 | 78.9286
| Sublap | SCLD | Average Weekday | October | CAISO 1-in-2 | 22 | 1.2166 | 1.1956 | 1.4889 | 1.9803 | 0.13619 | 76.5326
| Sublap | SCLD | Average Weekday | October | CAISO 1-in-2 | 23 | 1.0683 | 1.02 | 1.0683 | 1.1127 | 0 | 74.4931
| Sublap | SCLD | Average Weekday | October | CAISO 1-in-2 | 24 | 0.86479 | 0.85725 | 0.86479 | 0.85725 | 0 | 72.3755
| Sublap | SCLD | Average Weekday | October | SCE 1-in-10 | 1 | 0.86519 | 0.84367 | 0.86519 | 0.84367 | 0 | 73.4834
| Sublap | SCLD | Average Weekday | October | SCE 1-in-10 | 2 | 0.7354 | 0.73313 | 0.7354 | 0.73313 | 0 | 71.8895
| Sublap | SCLD | Average Weekday | October | SCE 1-in-10 | 3 | 0.68702 | 0.67261 | 0.68702 | 0.67261 | 0 | 70.7345
| Sublap | SCLD | Average Weekday | October | SCE 1-in-10 | 4 | 0.61731 | 0.61748 | 0.61731 | 0.61748 | 0 | 69.5925
| Sublap | SCLD | Average Weekday | October | SCE 1-in-10 | 5 | 0.60099 | 0.60826 | 0.60099 | 0.60826 | 0 | 68.58
| Sublap | SCLD | Average Weekday | October | SCE 1-in-10 | 6 | 0.56771 | 0.57208 | 0.56771 | 0.57208 | 0 | 67.2978
| Sublap | SCLD | Average Weekday | October | SCE 1-in-10 | 7 | 0.50297 | 0.57887 | 0.50297 | 0.57887 | 0 | 66.7242
| Sublap | SCLD | Average Weekday | October | SCE 1-in-10 | 8 | 0.27793 | 0.33072 | 0.27793 | 0.33072 | 0 | 65.9072
| Sublap | SCLD | Average Weekday | October | SCE 1-in-10 | 9 | -0.041801 | 0.059095 | -0.041801 | 0.059095 | 0 | 66.352
| Sublap | SCLD | Average Weekday | October | SCE 1-in-10 | 10 | -0.26464 | -0.10022 | -0.26464 | -0.10022 | 0 | 69.9887
| Sublap | SCLD | Average Weekday | October | SCE 1-in-10 | 11 | -0.38335 | -0.17674 | -0.38335 | -0.17674 | 0 | 74.4919
| Sublap | SCLD | Average Weekday | October | SCE 1-in-10 | 12 | -0.39799 | -0.15861 | -0.39799 | -0.15861 | 0 | 78.3201
| Sublap | SCLD | Average Weekday | October | SCE 1-in-10 | 13 | -0.24526 | -0.027892 | -0.24526 | -0.027892 | 0 | 81.7395
| Sublap | SCLD | Average Weekday | October | SCE 1-in-10 | 14 | -0.045987 | 0.12912 | -0.045987 | 0.12912 | 0 | 84.4451
| Sublap | SCLD | Average Weekday | October | SCE 1-in-10 | 15 | 0.23996 | 0.42262 | 0.23996 | 0.42262 | 0 | 86.6266
| Sublap | SCLD | Average Weekday | October | SCE 1-in-10 | 16 | 0.60613 | 0.73831 | 0.60613 | 0.73831 | 0 | 88.1138
| Sublap | SCLD | Average Weekday | October | SCE 1-in-10 | 17 | 1.0456 | 1.1245 | 0.086959 | 0.42704 | 0.44978 | 89.0719
| Sublap | SCLD | Average Weekday | October | SCE 1-in-10 | 18 | 1.4465 | 1.4137 | 1.214 | 1.2481 | 0.11622 | 88.9389
| Sublap | SCLD | Average Weekday | October | SCE 1-in-10 | 19 | 1.6458 | 1.5444 | 1.6458 | 1.5444 | 0 | 87.4188
| Sublap | SCLD | Average Weekday | October | SCE 1-in-10 | 20 | 1.5776 | 1.4999 | 1.5776 | 1.4999 | 0 | 84.2607
| Sublap | SCLD | Average Weekday | October | SCE 1-in-10 | 21 | 1.5444 | 1.4774 | 1.5444 | 1.4774 | 0 | 81.6261
| Sublap | SCLD | Average Weekday | October | SCE 1-in-10 | 22 | 1.3803 | 1.3593 | 1.6799 | 2.1713 | 0.14983 | 79.0964
| Sublap | SCLD | Average Weekday | October | SCE 1-in-10 | 23 | 1.2123 | 1.164 | 1.2123 | 1.3091 | 0 | 76.6513
| Sublap | SCLD | Average Weekday | October | SCE 1-in-10 | 24 | 0.99118 | 0.98364 | 0.99118 | 0.98364 | 0 | 74.4945
| Sublap | SCLD | Average Weekday | October | SCE 1-in-2 | 1 | 0.76815 | 0.74663 | 0.76815 | 0.74663 | 0 | 71.5866
| Sublap | SCLD | Average Weekday | October | SCE 1-in-2 | 2 | 0.66739 | 0.66512 | 0.66739 | 0.66512 | 0 | 70.3203
| Sublap | SCLD | Average Weekday | October | SCE 1-in-2 | 3 | 0.62486 | 0.61045 | 0.62486 | 0.61045 | 0 | 69.138
| Sublap | SCLD | Average Weekday | October | SCE 1-in-2 | 4 | 0.56067 | 0.56084 | 0.56067 | 0.56084 | 0 | 68.0079
| Sublap | SCLD | Average Weekday | October | SCE 1-in-2 | 5 | 0.5394 | 0.54667 | 0.5394 | 0.54667 | 0 | 66.7833
| Sublap | SCLD | Average Weekday | October | SCE 1-in-2 | 6 | 0.51915 | 0.52352 | 0.51915 | 0.52352 | 0 | 65.6494
| Sublap | SCLD | Average Weekday | October | SCE 1-in-2 | 7 | 0.44923 | 0.52513 | 0.44923 | 0.52513 | 0 | 64.902
| Sublap | SCLD | Average Weekday | October | SCE 1-in-2 | 8 | 0.23738 | 0.29016 | 0.23738 | 0.29016 | 0 | 64.0215
| Sublap | SCLD | Average Weekday | October | SCE 1-in-2 | 9 | -0.10699 | -0.0060935 | -0.10699 | -0.0060935 | 0 | 64.435
| Sublap | SCLD | Average Weekday | October | SCE 1-in-2 | 10 | -0.35159 | -0.18717 | -0.35159 | -0.18717 | 0 | 67.9258
| Sublap | SCLD | Average Weekday | October | SCE 1-in-2 | 11 | -0.49777 | -0.29115 | -0.49777 | -0.29115 | 0 | 72.3384
| Sublap | SCLD | Average Weekday | October | SCE 1-in-2 | 12 | -0.54262 | -0.30324 | -0.54262 | -0.30324 | 0 | 76.2163
| Sublap | SCLD | Average Weekday | October | SCE 1-in-2 | 13 | -0.41624 | -0.19888 | -0.41624 | -0.19888 | 0 | 79.5924
| Sublap | SCLD | Average Weekday | October | SCE 1-in-2 | 14 | -0.23584 | -0.060734 | -0.23584 | -0.060734 | 0 | 82.2227
| Sublap | SCLD | Average Weekday | October | SCE 1-in-2 | 15 | 0.035782 | 0.21844 | 0.035782 | 0.21844 | 0 | 84.2781
| Sublap | SCLD | Average Weekday | October | SCE 1-in-2 | 16 | 0.39178 | 0.52395 | 0.39178 | 0.52395 | 0 | 85.7728
| Sublap | SCLD | Average Weekday | October | SCE 1-in-2 | 17 | 0.82631 | 0.90519 | -0.063173 | 0.27691 | 0.49854 | 86.5538
| Sublap | SCLD | Average Weekday | October | SCE 1-in-2 | 18 | 1.2288 | 1.196 | 1.0566 | 1.0907 | 0.086111 | 86.4485
| Sublap | SCLD | Average Weekday | October | SCE 1-in-2 | 19 | 1.4373 | 1.3359 | 1.4373 | 1.3359 | 0 | 84.9444
| Sublap | SCLD | Average Weekday | October | SCE 1-in-2 | 20 | 1.3855 | 1.3078 | 1.3855 | 1.3078 | 0 | 81.6784
| Sublap | SCLD | Average Weekday | October | SCE 1-in-2 | 21 | 1.3653 | 1.2983 | 1.3653 | 1.2983 | 0 | 78.9286
| Sublap | SCLD | Average Weekday | October | SCE 1-in-2 | 22 | 1.2166 | 1.1956 | 1.4889 | 1.9803 | 0.13619 | 76.5326
| Sublap | SCLD | Average Weekday | October | SCE 1-in-2 | 23 | 1.0683 | 1.02 | 1.0683 | 1.1127 | 0 | 74.4931
| Sublap | SCLD | Average Weekday | October | SCE 1-in-2 | 24 | 0.86479 | 0.85725 | 0.86479 | 0.85725 | 0 | 72.3755
| Sublap | SCLD | Average Weekday | September | CAISO 1-in-10 | 1 | 1.5222 | 1.5006 | 1.5222 | 1.5006 | 0 | 84.4356
| Sublap | SCLD | Average Weekday | September | CAISO 1-in-10 | 2 | 1.3273 | 1.325 | 1.3273 | 1.325 | 0 | 82.9441
| Sublap | SCLD | Average Weekday | September | CAISO 1-in-10 | 3 | 1.2106 | 1.1962 | 1.2106 | 1.1962 | 0 | 81.6189
| Sublap | SCLD | Average Weekday | September | CAISO 1-in-10 | 4 | 1.1112 | 1.1114 | 1.1112 | 1.1114 | 0 | 80.5259
| Sublap | SCLD | Average Weekday | September | CAISO 1-in-10 | 5 | 1.0526 | 1.0599 | 1.0526 | 1.0599 | 0 | 79.6593
| Sublap | SCLD | Average Weekday | September | CAISO 1-in-10 | 6 | 0.9993 | 1.0037 | 0.9993 | 1.0037 | 0 | 78.7154
| Sublap | SCLD | Average Weekday | September | CAISO 1-in-10 | 7 | 0.90091 | 0.97682 | 0.90091 | 0.97682 | 0 | 77.8895
| Sublap | SCLD | Average Weekday | September | CAISO 1-in-10 | 8 | 0.74903 | 0.80182 | 0.74903 | 0.80182 | 0 | 77.2693
| Sublap | SCLD | Average Weekday | September | CAISO 1-in-10 | 9 | 0.51103 | 0.61192 | 0.51103 | 0.61192 | 0 | 78.9659
| Sublap | SCLD | Average Weekday | September | CAISO 1-in-10 | 10 | 0.33862 | 0.50303 | 0.33862 | 0.50303 | 0 | 82.4086
| Sublap | SCLD | Average Weekday | September | CAISO 1-in-10 | 11 | 0.32566 | 0.53227 | 0.32566 | 0.53227 | 0 | 86.3416
| Sublap | SCLD | Average Weekday | September | CAISO 1-in-10 | 12 | 0.475 | 0.71438 | 0.475 | 0.71438 | 0 | 89.9603
| Sublap | SCLD | Average Weekday | September | CAISO 1-in-10 | 13 | 0.76697 | 0.98434 | 0.76697 | 0.98434 | 0 | 92.7936
| Sublap | SCLD | Average Weekday | September | CAISO 1-in-10 | 14 | 1.082 | 1.2571 | 1.082 | 1.2571 | 0 | 95.0306
| Sublap | SCLD | Average Weekday | September | CAISO 1-in-10 | 15 | 1.4327 | 1.6154 | 1.4327 | 1.6154 | 0 | 96.7988
| Sublap | SCLD | Average Weekday | September | CAISO 1-in-10 | 16 | 1.833 | 1.9652 | 1.833 | 1.9652 | 0 | 97.8126
| Sublap | SCLD | Average Weekday | September | CAISO 1-in-10 | 17 | 2.2501 | 2.329 | 1.0325 | 1.3726 | 0.27301 | 98.4934
| Sublap | SCLD | Average Weekday | September | CAISO 1-in-10 | 18 | 2.6178 | 2.5849 | 2.1527 | 2.1868 | 0.45115 | 98.5588
| Sublap | SCLD | Average Weekday | September | CAISO 1-in-10 | 19 | 2.7548 | 2.6534 | 2.7357 | 2.5512 | 0.009544 | 97.3172
| Sublap | SCLD | Average Weekday | September | CAISO 1-in-10 | 20 | 2.591 | 2.5132 | 2.591 | 2.5132 | 0 | 94.5356
| Sublap | SCLD | Average Weekday | September | CAISO 1-in-10 | 21 | 2.4868 | 2.4199 | 2.4868 | 2.4199 | 0 | 91.5032
| Sublap | SCLD | Average Weekday | September | CAISO 1-in-10 | 22 | 2.2563 | 2.2354 | 2.661 | 3.1524 | 0.38849 | 88.963
| Sublap | SCLD | Average Weekday | September | CAISO 1-in-10 | 23 | 2.007 | 1.9587 | 2.007 | 2.3499 | 0 | 86.7845
| Sublap | SCLD | Average Weekday | September | CAISO 1-in-10 | 24 | 1.716 | 1.7085 | 1.716 | 1.823 | 0 | 85.0499
| Sublap | SCLD | Average Weekday | September | CAISO 1-in-2 | 1 | 1.3996 | 1.3781 | 1.3996 | 1.3781 | 0 | 82.3497
| Sublap | SCLD | Average Weekday | September | CAISO 1-in-2 | 2 | 1.2291 | 1.2268 | 1.2291 | 1.2268 | 0 | 81.1227
| Sublap | SCLD | Average Weekday | September | CAISO 1-in-2 | 3 | 1.1305 | 1.1161 | 1.1305 | 1.1161 | 0 | 79.9671
| Sublap | SCLD | Average Weekday | September | CAISO 1-in-2 | 4 | 1.0255 | 1.0256 | 1.0255 | 1.0256 | 0 | 78.6781
| Sublap | SCLD | Average Weekday | September | CAISO 1-in-2 | 5 | 0.97206 | 0.97933 | 0.97206 | 0.97933 | 0 | 77.7002
| Sublap | SCLD | Average Weekday | September | CAISO 1-in-2 | 6 | 0.92505 | 0.92942 | 0.92505 | 0.92942 | 0 | 76.7406
| Sublap | SCLD | Average Weekday | September | CAISO 1-in-2 | 7 | 0.83152 | 0.90742 | 0.83152 | 0.90742 | 0 | 75.9277
| Sublap | SCLD | Average Weekday | September | CAISO 1-in-2 | 8 | 0.65569 | 0.70847 | 0.65569 | 0.70847 | 0 | 75.0503
| Sublap | SCLD | Average Weekday | September | CAISO 1-in-2 | 9 | 0.38958 | 0.49047 | 0.38958 | 0.49047 | 0 | 76.2658
| Sublap | SCLD | Average Weekday | September | CAISO 1-in-2 | 10 | 0.21788 | 0.3823 | 0.21788 | 0.3823 | 0 | 79.8113
| Sublap | SCLD | Average Weekday | September | CAISO 1-in-2 | 11 | 0.20761 | 0.41422 | 0.20761 | 0.41422 | 0 | 83.9906
| Sublap | SCLD | Average Weekday | September | CAISO 1-in-2 | 12 | 0.34166 | 0.58104 | 0.34166 | 0.58104 | 0 | 87.653
| Sublap | SCLD | Average Weekday | September | CAISO 1-in-2 | 13 | 0.61339 | 0.83076 | 0.61339 | 0.83076 | 0 | 90.8047
| Sublap | SCLD | Average Weekday | September | CAISO 1-in-2 | 14 | 0.90579 | 1.0809 | 0.90579 | 1.0809 | 0 | 93.3839
| Sublap | SCLD | Average Weekday | September | CAISO 1-in-2 | 15 | 1.2463 | 1.4289 | 1.2463 | 1.4289 | 0 | 95.3792
| Sublap | SCLD | Average Weekday | September | CAISO 1-in-2 | 16 | 1.6425 | 1.7747 | 1.6425 | 1.7747 | 0 | 96.6017
| Sublap | SCLD | Average Weekday | September | CAISO 1-in-2 | 17 | 2.0638 | 2.1426 | 0.88162 | 1.2217 | 0.29635 | 97.2021
| Sublap | SCLD | Average Weekday | September | CAISO 1-in-2 | 18 | 2.4366 | 2.4038 | 2.0043 | 2.0384 | 0.21618 | 97.2068
| Sublap | SCLD | Average Weekday | September | CAISO 1-in-2 | 19 | 2.5901 | 2.4887 | 2.5901 | 2.4091 | 0 | 96.3496
| Sublap | SCLD | Average Weekday | September | CAISO 1-in-2 | 20 | 2.4472 | 2.3694 | 2.4472 | 2.3694 | 0 | 93.8661
| Sublap | SCLD | Average Weekday | September | CAISO 1-in-2 | 21 | 2.3484 | 2.2814 | 2.3484 | 2.2814 | 0 | 90.8397
| Sublap | SCLD | Average Weekday | September | CAISO 1-in-2 | 22 | 2.1242 | 2.1032 | 2.5189 | 3.0103 | 0.19738 | 88.0304
| Sublap | SCLD | Average Weekday | September | CAISO 1-in-2 | 23 | 1.8846 | 1.8364 | 1.8846 | 2.1929 | 0 | 85.3585
| Sublap | SCLD | Average Weekday | September | CAISO 1-in-2 | 24 | 1.6099 | 1.6024 | 1.6099 | 1.6589 | 0 | 83.7703
| Sublap | SCLD | Average Weekday | September | SCE 1-in-10 | 1 | 1.5222 | 1.5006 | 1.5222 | 1.5006 | 0 | 84.4356
| Sublap | SCLD | Average Weekday | September | SCE 1-in-10 | 2 | 1.3273 | 1.325 | 1.3273 | 1.325 | 0 | 82.9441
| Sublap | SCLD | Average Weekday | September | SCE 1-in-10 | 3 | 1.2106 | 1.1962 | 1.2106 | 1.1962 | 0 | 81.6189
| Sublap | SCLD | Average Weekday | September | SCE 1-in-10 | 4 | 1.1112 | 1.1114 | 1.1112 | 1.1114 | 0 | 80.5259
| Sublap | SCLD | Average Weekday | September | SCE 1-in-10 | 5 | 1.0526 | 1.0599 | 1.0526 | 1.0599 | 0 | 79.6593
| Sublap | SCLD | Average Weekday | September | SCE 1-in-10 | 6 | 0.9993 | 1.0037 | 0.9993 | 1.0037 | 0 | 78.7154
| Sublap | SCLD | Average Weekday | September | SCE 1-in-10 | 7 | 0.90091 | 0.97682 | 0.90091 | 0.97682 | 0 | 77.8895
| Sublap | SCLD | Average Weekday | September | SCE 1-in-10 | 8 | 0.74903 | 0.80182 | 0.74903 | 0.80182 | 0 | 77.2693
| Sublap | SCLD | Average Weekday | September | SCE 1-in-10 | 9 | 0.51103 | 0.61192 | 0.51103 | 0.61192 | 0 | 78.9659
| Sublap | SCLD | Average Weekday | September | SCE 1-in-10 | 10 | 0.33862 | 0.50303 | 0.33862 | 0.50303 | 0 | 82.4086
| Sublap | SCLD | Average Weekday | September | SCE 1-in-10 | 11 | 0.32566 | 0.53227 | 0.32566 | 0.53227 | 0 | 86.3416
| Sublap | SCLD | Average Weekday | September | SCE 1-in-10 | 12 | 0.475 | 0.71438 | 0.475 | 0.71438 | 0 | 89.9603
| Sublap | SCLD | Average Weekday | September | SCE 1-in-10 | 13 | 0.76697 | 0.98434 | 0.76697 | 0.98434 | 0 | 92.7936
| Sublap | SCLD | Average Weekday | September | SCE 1-in-10 | 14 | 1.082 | 1.2571 | 1.082 | 1.2571 | 0 | 95.0306
| Sublap | SCLD | Average Weekday | September | SCE 1-in-10 | 15 | 1.4327 | 1.6154 | 1.4327 | 1.6154 | 0 | 96.7988
| Sublap | SCLD | Average Weekday | September | SCE 1-in-10 | 16 | 1.833 | 1.9652 | 1.833 | 1.9652 | 0 | 97.8126
| Sublap | SCLD | Average Weekday | September | SCE 1-in-10 | 17 | 2.2501 | 2.329 | 1.0325 | 1.3726 | 0.27301 | 98.4934
| Sublap | SCLD | Average Weekday | September | SCE 1-in-10 | 18 | 2.6178 | 2.5849 | 2.1527 | 2.1868 | 0.45115 | 98.5588
| Sublap | SCLD | Average Weekday | September | SCE 1-in-10 | 19 | 2.7548 | 2.6534 | 2.7357 | 2.5512 | 0.009544 | 97.3172
| Sublap | SCLD | Average Weekday | September | SCE 1-in-10 | 20 | 2.591 | 2.5132 | 2.591 | 2.5132 | 0 | 94.5356
| Sublap | SCLD | Average Weekday | September | SCE 1-in-10 | 21 | 2.4868 | 2.4199 | 2.4868 | 2.4199 | 0 | 91.5032
| Sublap | SCLD | Average Weekday | September | SCE 1-in-10 | 22 | 2.2563 | 2.2354 | 2.661 | 3.1524 | 0.38849 | 88.963
| Sublap | SCLD | Average Weekday | September | SCE 1-in-10 | 23 | 2.007 | 1.9587 | 2.007 | 2.3499 | 0 | 86.7845
| Sublap | SCLD | Average Weekday | September | SCE 1-in-10 | 24 | 1.716 | 1.7085 | 1.716 | 1.823 | 0 | 85.0499
| Sublap | SCLD | Average Weekday | September | SCE 1-in-2 | 1 | 1.3755 | 1.354 | 1.3755 | 1.354 | 0 | 81.9443
| Sublap | SCLD | Average Weekday | September | SCE 1-in-2 | 2 | 1.2166 | 1.2144 | 1.2166 | 1.2144 | 0 | 80.888
| Sublap | SCLD | Average Weekday | September | SCE 1-in-2 | 3 | 1.1192 | 1.1048 | 1.1192 | 1.1048 | 0 | 79.7101
| Sublap | SCLD | Average Weekday | September | SCE 1-in-2 | 4 | 1.01 | 1.0102 | 1.01 | 1.0102 | 0 | 78.2797
| Sublap | SCLD | Average Weekday | September | SCE 1-in-2 | 5 | 0.96062 | 0.96789 | 0.96062 | 0.96789 | 0 | 77.3586
| Sublap | SCLD | Average Weekday | September | SCE 1-in-2 | 6 | 0.89874 | 0.90312 | 0.89874 | 0.90312 | 0 | 76.0605
| Sublap | SCLD | Average Weekday | September | SCE 1-in-2 | 7 | 0.80735 | 0.88325 | 0.80735 | 0.88325 | 0 | 75.281
| Sublap | SCLD | Average Weekday | September | SCE 1-in-2 | 8 | 0.62449 | 0.67727 | 0.62449 | 0.67727 | 0 | 74.3252
| Sublap | SCLD | Average Weekday | September | SCE 1-in-2 | 9 | 0.36492 | 0.46582 | 0.36492 | 0.46582 | 0 | 75.6638
| Sublap | SCLD | Average Weekday | September | SCE 1-in-2 | 10 | 0.2099 | 0.37432 | 0.2099 | 0.37432 | 0 | 79.7116
| Sublap | SCLD | Average Weekday | September | SCE 1-in-2 | 11 | 0.18641 | 0.39302 | 0.18641 | 0.39302 | 0 | 83.7658
| Sublap | SCLD | Average Weekday | September | SCE 1-in-2 | 12 | 0.3093 | 0.54868 | 0.3093 | 0.54868 | 0 | 87.7796
| Sublap | SCLD | Average Weekday | September | SCE 1-in-2 | 13 | 0.57176 | 0.78913 | 0.57176 | 0.78913 | 0 | 90.8926
| Sublap | SCLD | Average Weekday | September | SCE 1-in-2 | 14 | 0.86724 | 1.0423 | 0.86724 | 1.0423 | 0 | 93.1668
| Sublap | SCLD | Average Weekday | September | SCE 1-in-2 | 15 | 1.2065 | 1.3891 | 1.2065 | 1.3891 | 0 | 95.1026
| Sublap | SCLD | Average Weekday | September | SCE 1-in-2 | 16 | 1.6022 | 1.7344 | 1.6022 | 1.7344 | 0 | 96.4466
| Sublap | SCLD | Average Weekday | September | SCE 1-in-2 | 17 | 2.0275 | 2.1064 | 0.84283 | 1.1829 | 0.29468 | 97.2937
| Sublap | SCLD | Average Weekday | September | SCE 1-in-2 | 18 | 2.3988 | 2.366 | 1.9717 | 2.0058 | 0.21352 | 96.9874
| Sublap | SCLD | Average Weekday | September | SCE 1-in-2 | 19 | 2.5527 | 2.4513 | 2.5527 | 2.3801 | 0 | 95.9904
| Sublap | SCLD | Average Weekday | September | SCE 1-in-2 | 20 | 2.4093 | 2.3315 | 2.4093 | 2.3315 | 0 | 93.2548
| Sublap | SCLD | Average Weekday | September | SCE 1-in-2 | 21 | 2.3135 | 2.2465 | 2.3135 | 2.2465 | 0 | 90.1571
| Sublap | SCLD | Average Weekday | September | SCE 1-in-2 | 22 | 2.0937 | 2.0727 | 2.4832 | 2.9745 | 0.19474 | 87.5342
| Sublap | SCLD | Average Weekday | September | SCE 1-in-2 | 23 | 1.8569 | 1.8087 | 1.8569 | 2.1543 | 0 | 84.9117
| Sublap | SCLD | Average Weekday | September | SCE 1-in-2 | 24 | 1.5763 | 1.5688 | 1.5763 | 1.5873 | 0 | 82.9334
| Sublap | SCLD | Monthly System Peak Day | April | CAISO 1-in-10 | 1 | 0.88982 | 0.8683 | 0.88982 | 0.8683 | 0 | 73.588
| Sublap | SCLD | Monthly System Peak Day | April | CAISO 1-in-10 | 2 | 0.55692 | 0.55464 | 0.55692 | 0.55464 | 0 | 68.7295
| Sublap | SCLD | Monthly System Peak Day | April | CAISO 1-in-10 | 3 | 0.54095 | 0.52654 | 0.54095 | 0.52654 | 0 | 68.0993
| Sublap | SCLD | Monthly System Peak Day | April | CAISO 1-in-10 | 4 | 0.56293 | 0.5631 | 0.56293 | 0.5631 | 0 | 68.8854
| Sublap | SCLD | Monthly System Peak Day | April | CAISO 1-in-10 | 5 | 0.59968 | 0.60695 | 0.59968 | 0.60695 | 0 | 68.9788
| Sublap | SCLD | Monthly System Peak Day | April | CAISO 1-in-10 | 6 | 0.64543 | 0.64981 | 0.64543 | 0.64981 | 0 | 69.6156
| Sublap | SCLD | Monthly System Peak Day | April | CAISO 1-in-10 | 7 | 0.53248 | 0.60838 | 0.53248 | 0.60838 | 0 | 68.0691
| Sublap | SCLD | Monthly System Peak Day | April | CAISO 1-in-10 | 8 | 0.39047 | 0.44325 | 0.39047 | 0.44325 | 0 | 68.7202
| Sublap | SCLD | Monthly System Peak Day | April | CAISO 1-in-10 | 9 | 0.096551 | 0.19745 | 0.096551 | 0.19745 | 0 | 69.7017
| Sublap | SCLD | Monthly System Peak Day | April | CAISO 1-in-10 | 10 | -0.094597 | 0.069818 | -0.094597 | 0.069818 | 0 | 73.6663
| Sublap | SCLD | Monthly System Peak Day | April | CAISO 1-in-10 | 11 | -0.18836 | 0.018251 | -0.18836 | 0.018251 | 0 | 78.5265
| Sublap | SCLD | Monthly System Peak Day | April | CAISO 1-in-10 | 12 | -0.17989 | 0.059486 | -0.17989 | 0.059486 | 0 | 81.9449
| Sublap | SCLD | Monthly System Peak Day | April | CAISO 1-in-10 | 13 | 0.016723 | 0.23409 | 0.016723 | 0.23409 | 0 | 84.3235
| Sublap | SCLD | Monthly System Peak Day | April | CAISO 1-in-10 | 14 | 0.24429 | 0.4194 | 0.24429 | 0.4194 | 0 | 86.7112
| Sublap | SCLD | Monthly System Peak Day | April | CAISO 1-in-10 | 15 | 0.54404 | 0.7267 | 0.54404 | 0.7267 | 0 | 88.9806
| Sublap | SCLD | Monthly System Peak Day | April | CAISO 1-in-10 | 16 | 0.91826 | 1.0504 | 0.91826 | 1.0504 | 0 | 90.4429
| Sublap | SCLD | Monthly System Peak Day | April | CAISO 1-in-10 | 17 | 1.3542 | 1.4331 | 0.32518 | 0.66526 | 0.40064 | 91.6327
| Sublap | SCLD | Monthly System Peak Day | April | CAISO 1-in-10 | 18 | 1.7537 | 1.7209 | 1.4445 | 1.4785 | 0.15463 | 92.1163
| Sublap | SCLD | Monthly System Peak Day | April | CAISO 1-in-10 | 19 | 1.9572 | 1.8558 | 1.9572 | 1.8558 | 0 | 91.8898
| Sublap | SCLD | Monthly System Peak Day | April | CAISO 1-in-10 | 20 | 1.8899 | 1.8121 | 1.8899 | 1.8121 | 0 | 90.3633
| Sublap | SCLD | Monthly System Peak Day | April | CAISO 1-in-10 | 21 | 1.8169 | 1.75 | 1.8169 | 1.75 | 0 | 87.3939
| Sublap | SCLD | Monthly System Peak Day | April | CAISO 1-in-10 | 22 | 1.635 | 1.6141 | 2.0053 | 2.4967 | 0.18515 | 85.7337
| Sublap | SCLD | Monthly System Peak Day | April | CAISO 1-in-10 | 23 | 1.4552 | 1.407 | 1.4552 | 1.7035 | 0 | 82.8908
| Sublap | SCLD | Monthly System Peak Day | April | CAISO 1-in-10 | 24 | 1.2496 | 1.2421 | 1.2496 | 1.2421 | 0 | 80.9882
| Sublap | SCLD | Monthly System Peak Day | April | CAISO 1-in-2 | 1 | 1.1188 | 1.0973 | 1.1188 | 1.0973 | 0 | 77.5389
| Sublap | SCLD | Monthly System Peak Day | April | CAISO 1-in-2 | 2 | 0.84758 | 0.84531 | 0.84758 | 0.84531 | 0 | 73.895
| Sublap | SCLD | Monthly System Peak Day | April | CAISO 1-in-2 | 3 | 0.73105 | 0.71664 | 0.73105 | 0.71664 | 0 | 71.7609
| Sublap | SCLD | Monthly System Peak Day | April | CAISO 1-in-2 | 4 | 0.68461 | 0.68478 | 0.68461 | 0.68478 | 0 | 71.293
| Sublap | SCLD | Monthly System Peak Day | April | CAISO 1-in-2 | 5 | 0.52879 | 0.53605 | 0.52879 | 0.53605 | 0 | 67.1805
| Sublap | SCLD | Monthly System Peak Day | April | CAISO 1-in-2 | 6 | 0.54004 | 0.54441 | 0.54004 | 0.54441 | 0 | 67.2835
| Sublap | SCLD | Monthly System Peak Day | April | CAISO 1-in-2 | 7 | 0.40333 | 0.47923 | 0.40333 | 0.47923 | 0 | 65.3102
| Sublap | SCLD | Monthly System Peak Day | April | CAISO 1-in-2 | 8 | 0.18732 | 0.24011 | 0.18732 | 0.24011 | 0 | 64.5994
| Sublap | SCLD | Monthly System Peak Day | April | CAISO 1-in-2 | 9 | 0.0036098 | 0.10451 | 0.0036098 | 0.10451 | 0 | 67.5167
| Sublap | SCLD | Monthly System Peak Day | April | CAISO 1-in-2 | 10 | -0.099059 | 0.065356 | -0.099059 | 0.065356 | 0 | 72.7498
| Sublap | SCLD | Monthly System Peak Day | April | CAISO 1-in-2 | 11 | -0.071106 | 0.13551 | -0.071106 | 0.13551 | 0 | 79.8056
| Sublap | SCLD | Monthly System Peak Day | April | CAISO 1-in-2 | 12 | -0.031228 | 0.20815 | -0.031228 | 0.20815 | 0 | 85.7735
| Sublap | SCLD | Monthly System Peak Day | April | CAISO 1-in-2 | 13 | 0.13912 | 0.35649 | 0.13912 | 0.35649 | 0 | 89.9041
| Sublap | SCLD | Monthly System Peak Day | April | CAISO 1-in-2 | 14 | 0.4245 | 0.59961 | 0.4245 | 0.59961 | 0 | 92.3578
| Sublap | SCLD | Monthly System Peak Day | April | CAISO 1-in-2 | 15 | 0.75783 | 0.94049 | 0.75783 | 0.94049 | 0 | 95.0918
| Sublap | SCLD | Monthly System Peak Day | April | CAISO 1-in-2 | 16 | 1.1578 | 1.2899 | 1.1578 | 1.2899 | 0 | 96.6156
| Sublap | SCLD | Monthly System Peak Day | April | CAISO 1-in-2 | 17 | 1.6161 | 1.695 | 0.41627 | 0.75635 | 0.28464 | 97.8469
| Sublap | SCLD | Monthly System Peak Day | April | CAISO 1-in-2 | 18 | 2.012 | 1.9792 | 1.5659 | 1.5999 | 0.22307 | 97.7769
| Sublap | SCLD | Monthly System Peak Day | April | CAISO 1-in-2 | 19 | 2.1876 | 2.0862 | 2.1876 | 2.0216 | 0 | 95.7054
| Sublap | SCLD | Monthly System Peak Day | April | CAISO 1-in-2 | 20 | 2.0861 | 2.0083 | 2.0861 | 2.0083 | 0 | 93.0401
| Sublap | SCLD | Monthly System Peak Day | April | CAISO 1-in-2 | 21 | 1.9874 | 1.9204 | 1.9874 | 1.9204 | 0 | 89.1762
| Sublap | SCLD | Monthly System Peak Day | April | CAISO 1-in-2 | 22 | 1.7781 | 1.7571 | 2.1457 | 2.6371 | 0.18381 | 85.4812
| Sublap | SCLD | Monthly System Peak Day | April | CAISO 1-in-2 | 23 | 1.5631 | 1.5148 | 1.5631 | 1.7762 | 0 | 81.4389
| Sublap | SCLD | Monthly System Peak Day | April | CAISO 1-in-2 | 24 | 1.3096 | 1.3021 | 1.3096 | 1.3021 | 0 | 79.1332
| Sublap | SCLD | Monthly System Peak Day | April | SCE 1-in-10 | 1 | 1.1413 | 1.1197 | 1.1413 | 1.1197 | 0 | 77.8031
| Sublap | SCLD | Monthly System Peak Day | April | SCE 1-in-10 | 2 | 0.84034 | 0.83806 | 0.84034 | 0.83806 | 0 | 74.0023
| Sublap | SCLD | Monthly System Peak Day | April | SCE 1-in-10 | 3 | 0.7522 | 0.73778 | 0.7522 | 0.73778 | 0 | 72.54
| Sublap | SCLD | Monthly System Peak Day | April | SCE 1-in-10 | 4 | 0.64871 | 0.64888 | 0.64871 | 0.64888 | 0 | 71.1619
| Sublap | SCLD | Monthly System Peak Day | April | SCE 1-in-10 | 5 | 0.60034 | 0.6076 | 0.60034 | 0.6076 | 0 | 69.258
| Sublap | SCLD | Monthly System Peak Day | April | SCE 1-in-10 | 6 | 0.53101 | 0.53538 | 0.53101 | 0.53538 | 0 | 67.7303
| Sublap | SCLD | Monthly System Peak Day | April | SCE 1-in-10 | 7 | 0.4909 | 0.5668 | 0.4909 | 0.5668 | 0 | 67.9362
| Sublap | SCLD | Monthly System Peak Day | April | SCE 1-in-10 | 8 | 0.17096 | 0.22374 | 0.17096 | 0.22374 | 0 | 64.995
| Sublap | SCLD | Monthly System Peak Day | April | SCE 1-in-10 | 9 | 0.053306 | 0.1542 | 0.053306 | 0.1542 | 0 | 69.1783
| Sublap | SCLD | Monthly System Peak Day | April | SCE 1-in-10 | 10 | 0.035377 | 0.19979 | 0.035377 | 0.19979 | 0 | 75.85
| Sublap | SCLD | Monthly System Peak Day | April | SCE 1-in-10 | 11 | 0.061954 | 0.26857 | 0.061954 | 0.26857 | 0 | 82.2878
| Sublap | SCLD | Monthly System Peak Day | April | SCE 1-in-10 | 12 | 0.12841 | 0.36779 | 0.12841 | 0.36779 | 0 | 87.7225
| Sublap | SCLD | Monthly System Peak Day | April | SCE 1-in-10 | 13 | 0.32691 | 0.54428 | 0.32691 | 0.54428 | 0 | 91.7286
| Sublap | SCLD | Monthly System Peak Day | April | SCE 1-in-10 | 14 | 0.62641 | 0.80151 | 0.62641 | 0.80151 | 0 | 94.798
| Sublap | SCLD | Monthly System Peak Day | April | SCE 1-in-10 | 15 | 0.97493 | 1.1576 | 0.97493 | 1.1576 | 0 | 97.1408
| Sublap | SCLD | Monthly System Peak Day | April | SCE 1-in-10 | 16 | 1.3804 | 1.5126 | 1.3804 | 1.5126 | 0 | 98.1306
| Sublap | SCLD | Monthly System Peak Day | April | SCE 1-in-10 | 17 | 1.8326 | 1.9115 | 0.59499 | 0.93507 | 0.26006 | 99.2214
| Sublap | SCLD | Monthly System Peak Day | April | SCE 1-in-10 | 18 | 2.2275 | 2.1947 | 1.7359 | 1.77 | 0.42168 | 99.6561
| Sublap | SCLD | Monthly System Peak Day | April | SCE 1-in-10 | 19 | 2.4171 | 2.3157 | 2.3505 | 2.166 | 0.033297 | 99.349
| Sublap | SCLD | Monthly System Peak Day | April | SCE 1-in-10 | 20 | 2.3089 | 2.2311 | 2.2876 | 2.2311 | 0.01067 | 97.349
| Sublap | SCLD | Monthly System Peak Day | April | SCE 1-in-10 | 21 | 2.1942 | 2.1272 | 2.1942 | 2.1272 | 0 | 94.4633
| Sublap | SCLD | Monthly System Peak Day | April | SCE 1-in-10 | 22 | 1.9541 | 1.9332 | 2.363 | 2.8544 | 0.37964 | 89.3602
| Sublap | SCLD | Monthly System Peak Day | April | SCE 1-in-10 | 23 | 1.7122 | 1.6639 | 1.7122 | 1.9789 | 0 | 83.648
| Sublap | SCLD | Monthly System Peak Day | April | SCE 1-in-10 | 24 | 1.4329 | 1.4254 | 1.4329 | 1.4254 | 0 | 80.6776
| Sublap | SCLD | Monthly System Peak Day | April | SCE 1-in-2 | 1 | 1.1569 | 1.1354 | 1.1569 | 1.1354 | 0 | 78.5431
| Sublap | SCLD | Monthly System Peak Day | April | SCE 1-in-2 | 2 | 0.95067 | 0.9484 | 0.95067 | 0.9484 | 0 | 75.8211
| Sublap | SCLD | Monthly System Peak Day | April | SCE 1-in-2 | 3 | 0.76624 | 0.75183 | 0.76624 | 0.75183 | 0 | 72.4098
| Sublap | SCLD | Monthly System Peak Day | April | SCE 1-in-2 | 4 | 0.7174 | 0.71757 | 0.7174 | 0.71757 | 0 | 71.786
| Sublap | SCLD | Monthly System Peak Day | April | SCE 1-in-2 | 5 | 0.57458 | 0.58185 | 0.57458 | 0.58185 | 0 | 68.1488
| Sublap | SCLD | Monthly System Peak Day | April | SCE 1-in-2 | 6 | 0.52913 | 0.5335 | 0.52913 | 0.5335 | 0 | 66.88
| Sublap | SCLD | Monthly System Peak Day | April | SCE 1-in-2 | 7 | 0.39485 | 0.47076 | 0.39485 | 0.47076 | 0 | 64.9528
| Sublap | SCLD | Monthly System Peak Day | April | SCE 1-in-2 | 8 | 0.25491 | 0.30769 | 0.25491 | 0.30769 | 0 | 65.8571
| Sublap | SCLD | Monthly System Peak Day | April | SCE 1-in-2 | 9 | -0.1247 | -0.023801 | -0.1247 | -0.023801 | 0 | 64.9478
| Sublap | SCLD | Monthly System Peak Day | April | SCE 1-in-2 | 10 | -0.16511 | -0.00069422 | -0.16511 | -0.00069422 | 0 | 71.5954
| Sublap | SCLD | Monthly System Peak Day | April | SCE 1-in-2 | 11 | -0.17228 | 0.034327 | -0.17228 | 0.034327 | 0 | 77.8527
| Sublap | SCLD | Monthly System Peak Day | April | SCE 1-in-2 | 12 | -0.14022 | 0.099163 | -0.14022 | 0.099163 | 0 | 82.8571
| Sublap | SCLD | Monthly System Peak Day | April | SCE 1-in-2 | 13 | 0.042731 | 0.2601 | 0.042731 | 0.2601 | 0 | 86.1605
| Sublap | SCLD | Monthly System Peak Day | April | SCE 1-in-2 | 14 | 0.29133 | 0.46644 | 0.29133 | 0.46644 | 0 | 88.2667
| Sublap | SCLD | Monthly System Peak Day | April | SCE 1-in-2 | 15 | 0.60044 | 0.7831 | 0.60044 | 0.7831 | 0 | 90.5476
| Sublap | SCLD | Monthly System Peak Day | April | SCE 1-in-2 | 16 | 0.98176 | 1.1139 | 0.98176 | 1.1139 | 0 | 92.1565
| Sublap | SCLD | Monthly System Peak Day | April | SCE 1-in-2 | 17 | 1.4254 | 1.5043 | 0.34551 | 0.68559 | 0.36549 | 93.4837
| Sublap | SCLD | Monthly System Peak Day | April | SCE 1-in-2 | 18 | 1.8279 | 1.7951 | 1.4705 | 1.5046 | 0.1787 | 94.1068
| Sublap | SCLD | Monthly System Peak Day | April | SCE 1-in-2 | 19 | 2.03 | 1.9286 | 2.03 | 1.9107 | 0 | 93.7088
| Sublap | SCLD | Monthly System Peak Day | April | SCE 1-in-2 | 20 | 1.956 | 1.8782 | 1.956 | 1.8782 | 0 | 91.9871
| Sublap | SCLD | Monthly System Peak Day | April | SCE 1-in-2 | 21 | 1.8789 | 1.8119 | 1.8789 | 1.8119 | 0 | 89.5667
| Sublap | SCLD | Monthly System Peak Day | April | SCE 1-in-2 | 22 | 1.673 | 1.6521 | 2.0428 | 2.5341 | 0.18486 | 85.6792
| Sublap | SCLD | Monthly System Peak Day | April | SCE 1-in-2 | 23 | 1.4534 | 1.4052 | 1.4534 | 1.6256 | 0 | 79.7554
| Sublap | SCLD | Monthly System Peak Day | April | SCE 1-in-2 | 24 | 1.2031 | 1.1956 | 1.2031 | 1.1956 | 0 | 77.3069
| Sublap | SCLD | Monthly System Peak Day | August | CAISO 1-in-10 | 1 | 2.1551 | 2.1336 | 2.1551 | 2.1336 | 0 | 94.8327
| Sublap | SCLD | Monthly System Peak Day | August | CAISO 1-in-10 | 2 | 1.9458 | 1.9435 | 1.9458 | 1.9435 | 0 | 94.4357
| Sublap | SCLD | Monthly System Peak Day | August | CAISO 1-in-10 | 3 | 1.7454 | 1.731 | 1.7454 | 1.731 | 0 | 92.6643
| Sublap | SCLD | Monthly System Peak Day | August | CAISO 1-in-10 | 4 | 1.5741 | 1.5742 | 1.5741 | 1.5742 | 0 | 90.8112
| Sublap | SCLD | Monthly System Peak Day | August | CAISO 1-in-10 | 5 | 1.4527 | 1.4599 | 1.4527 | 1.4599 | 0 | 89.4969
| Sublap | SCLD | Monthly System Peak Day | August | CAISO 1-in-10 | 6 | 1.3628 | 1.3672 | 1.3628 | 1.3672 | 0 | 88.5929
| Sublap | SCLD | Monthly System Peak Day | August | CAISO 1-in-10 | 7 | 1.2628 | 1.3388 | 1.2628 | 1.3388 | 0 | 88.2286
| Sublap | SCLD | Monthly System Peak Day | August | CAISO 1-in-10 | 8 | 1.1777 | 1.2305 | 1.1777 | 1.2305 | 0 | 87.7449
| Sublap | SCLD | Monthly System Peak Day | August | CAISO 1-in-10 | 9 | 0.95501 | 1.0559 | 0.95501 | 1.0559 | 0 | 89.202
| Sublap | SCLD | Monthly System Peak Day | August | CAISO 1-in-10 | 10 | 0.88777 | 1.0522 | 0.88777 | 1.0522 | 0 | 93.1173
| Sublap | SCLD | Monthly System Peak Day | August | CAISO 1-in-10 | 11 | 1.0665 | 1.2731 | 1.0665 | 1.2731 | 0 | 97.9755
| Sublap | SCLD | Monthly System Peak Day | August | CAISO 1-in-10 | 12 | 1.3967 | 1.6361 | 1.3967 | 1.6361 | 0 | 103.5347
| Sublap | SCLD | Monthly System Peak Day | August | CAISO 1-in-10 | 13 | 1.829 | 2.0464 | 1.829 | 2.0464 | 0 | 105.4214
| Sublap | SCLD | Monthly System Peak Day | August | CAISO 1-in-10 | 14 | 2.2762 | 2.4513 | 2.2762 | 2.4513 | 0 | 107.2092
| Sublap | SCLD | Monthly System Peak Day | August | CAISO 1-in-10 | 15 | 2.7009 | 2.8836 | 2.7009 | 2.8836 | 0 | 108.9163
| Sublap | SCLD | Monthly System Peak Day | August | CAISO 1-in-10 | 16 | 3.1435 | 3.2757 | 3.1435 | 3.2757 | 0 | 109.501
| Sublap | SCLD | Monthly System Peak Day | August | CAISO 1-in-10 | 17 | 3.5456 | 3.6245 | 2.0122 | 2.3522 | 0.12393 | 109.9847
| Sublap | SCLD | Monthly System Peak Day | August | CAISO 1-in-10 | 18 | 3.8803 | 3.8475 | 3.1335 | 3.1676 | 0.17637 | 110.2092
| Sublap | SCLD | Monthly System Peak Day | August | CAISO 1-in-10 | 19 | 3.9649 | 3.8635 | 3.6508 | 3.4663 | 0.13044 | 109.9367
| Sublap | SCLD | Monthly System Peak Day | August | CAISO 1-in-10 | 20 | 3.717 | 3.6392 | 3.3275 | 3.3404 | 0.15449 | 108.5816
| Sublap | SCLD | Monthly System Peak Day | August | CAISO 1-in-10 | 21 | 3.5195 | 3.4526 | 3.2444 | 3.2681 | 0.18719 | 105.0918
| Sublap | SCLD | Monthly System Peak Day | August | CAISO 1-in-10 | 22 | 3.2027 | 3.1818 | 3.7397 | 4.231 | 0.13898 | 101.3898
| Sublap | SCLD | Monthly System Peak Day | August | CAISO 1-in-10 | 23 | 2.8512 | 2.8029 | 2.8955 | 3.453 | 0.022148 | 97.451
| Sublap | SCLD | Monthly System Peak Day | August | CAISO 1-in-10 | 24 | 2.4574 | 2.4499 | 2.4574 | 3.0042 | 0 | 94.7418
| Sublap | SCLD | Monthly System Peak Day | August | CAISO 1-in-2 | 1 | 1.885 | 1.8635 | 1.885 | 1.8635 | 0 | 90.5299
| Sublap | SCLD | Monthly System Peak Day | August | CAISO 1-in-2 | 2 | 1.673 | 1.6707 | 1.673 | 1.6707 | 0 | 89.3497
| Sublap | SCLD | Monthly System Peak Day | August | CAISO 1-in-2 | 3 | 1.5546 | 1.5402 | 1.5546 | 1.5402 | 0 | 88.6014
| Sublap | SCLD | Monthly System Peak Day | August | CAISO 1-in-2 | 4 | 1.467 | 1.4672 | 1.467 | 1.4672 | 0 | 88.0129
| Sublap | SCLD | Monthly System Peak Day | August | CAISO 1-in-2 | 5 | 1.3644 | 1.3716 | 1.3644 | 1.3716 | 0 | 87.0163
| Sublap | SCLD | Monthly System Peak Day | August | CAISO 1-in-2 | 6 | 1.2798 | 1.2841 | 1.2798 | 1.2841 | 0 | 85.7449
| Sublap | SCLD | Monthly System Peak Day | August | CAISO 1-in-2 | 7 | 1.17 | 1.2459 | 1.17 | 1.2459 | 0 | 84.9231
| Sublap | SCLD | Monthly System Peak Day | August | CAISO 1-in-2 | 8 | 1.0722 | 1.125 | 1.0722 | 1.125 | 0 | 84.6333
| Sublap | SCLD | Monthly System Peak Day | August | CAISO 1-in-2 | 9 | 0.82987 | 0.93076 | 0.82987 | 0.93076 | 0 | 86.0238
| Sublap | SCLD | Monthly System Peak Day | August | CAISO 1-in-2 | 10 | 0.67151 | 0.83592 | 0.67151 | 0.83592 | 0 | 89.2986
| Sublap | SCLD | Monthly System Peak Day | August | CAISO 1-in-2 | 11 | 0.68414 | 0.89075 | 0.68414 | 0.89075 | 0 | 91.8728
| Sublap | SCLD | Monthly System Peak Day | August | CAISO 1-in-2 | 12 | 0.9356 | 1.175 | 0.9356 | 1.175 | 0 | 94.6054
| Sublap | SCLD | Monthly System Peak Day | August | CAISO 1-in-2 | 13 | 1.32 | 1.5374 | 1.32 | 1.5374 | 0 | 96.8238
| Sublap | SCLD | Monthly System Peak Day | August | CAISO 1-in-2 | 14 | 1.6778 | 1.8529 | 1.6778 | 1.8529 | 0 | 98.7551
| Sublap | SCLD | Monthly System Peak Day | August | CAISO 1-in-2 | 15 | 2.0513 | 2.2339 | 2.0513 | 2.2339 | 0 | 100.4619
| Sublap | SCLD | Monthly System Peak Day | August | CAISO 1-in-2 | 16 | 2.4648 | 2.5969 | 2.4648 | 2.5969 | 0 | 101.9701
| Sublap | SCLD | Monthly System Peak Day | August | CAISO 1-in-2 | 17 | 2.8748 | 2.9536 | 1.5192 | 1.8593 | 0.18876 | 103.5109
| Sublap | SCLD | Monthly System Peak Day | August | CAISO 1-in-2 | 18 | 3.2025 | 3.1697 | 2.6608 | 2.6949 | 0.36691 | 101.7286
| Sublap | SCLD | Monthly System Peak Day | August | CAISO 1-in-2 | 19 | 3.2993 | 3.1979 | 3.2073 | 3.0228 | 0.045966 | 100.4326
| Sublap | SCLD | Monthly System Peak Day | August | CAISO 1-in-2 | 20 | 3.1039 | 3.0261 | 3.0246 | 3.0261 | 0.039609 | 99.115
| Sublap | SCLD | Monthly System Peak Day | August | CAISO 1-in-2 | 21 | 2.9716 | 2.9047 | 2.9716 | 2.9047 | 0 | 96.3354
| Sublap | SCLD | Monthly System Peak Day | August | CAISO 1-in-2 | 22 | 2.7103 | 2.6894 | 3.1705 | 3.6619 | 0.27447 | 94.1748
| Sublap | SCLD | Monthly System Peak Day | August | CAISO 1-in-2 | 23 | 2.4292 | 2.3809 | 2.4292 | 2.9236 | 0 | 93.0258
| Sublap | SCLD | Monthly System Peak Day | August | CAISO 1-in-2 | 24 | 2.1014 | 2.0939 | 2.1014 | 2.4803 | 0 | 91.0408
| Sublap | SCLD | Monthly System Peak Day | August | SCE 1-in-10 | 1 | 2.2495 | 2.228 | 2.2495 | 2.228 | 0 | 96.699
| Sublap | SCLD | Monthly System Peak Day | August | SCE 1-in-10 | 2 | 1.9461 | 1.9438 | 1.9461 | 1.9438 | 0 | 94.4286
| Sublap | SCLD | Monthly System Peak Day | August | SCE 1-in-10 | 3 | 1.7448 | 1.7304 | 1.7448 | 1.7304 | 0 | 92.6092
| Sublap | SCLD | Monthly System Peak Day | August | SCE 1-in-10 | 4 | 1.6163 | 1.6165 | 1.6163 | 1.6165 | 0 | 91.5327
| Sublap | SCLD | Monthly System Peak Day | August | SCE 1-in-10 | 5 | 1.4023 | 1.4096 | 1.4023 | 1.4096 | 0 | 88.3327
| Sublap | SCLD | Monthly System Peak Day | August | SCE 1-in-10 | 6 | 1.3425 | 1.3469 | 1.3425 | 1.3469 | 0 | 88.0418
| Sublap | SCLD | Monthly System Peak Day | August | SCE 1-in-10 | 7 | 1.1947 | 1.2706 | 1.1947 | 1.2706 | 0 | 86.6235
| Sublap | SCLD | Monthly System Peak Day | August | SCE 1-in-10 | 8 | 1.0806 | 1.1334 | 1.0806 | 1.1334 | 0 | 85.7276
| Sublap | SCLD | Monthly System Peak Day | August | SCE 1-in-10 | 9 | 0.91632 | 1.0172 | 0.91632 | 1.0172 | 0 | 88.35
| Sublap | SCLD | Monthly System Peak Day | August | SCE 1-in-10 | 10 | 0.90246 | 1.0669 | 0.90246 | 1.0669 | 0 | 93.6776
| Sublap | SCLD | Monthly System Peak Day | August | SCE 1-in-10 | 11 | 1.0364 | 1.243 | 1.0364 | 1.243 | 0 | 98.0918
| Sublap | SCLD | Monthly System Peak Day | August | SCE 1-in-10 | 12 | 1.3579 | 1.5972 | 1.3579 | 1.5972 | 0 | 100.8194
| Sublap | SCLD | Monthly System Peak Day | August | SCE 1-in-10 | 13 | 1.7839 | 2.0013 | 1.7839 | 2.0013 | 0 | 103.9143
| Sublap | SCLD | Monthly System Peak Day | August | SCE 1-in-10 | 14 | 2.2156 | 2.3907 | 2.2156 | 2.3907 | 0 | 105.6949
| Sublap | SCLD | Monthly System Peak Day | August | SCE 1-in-10 | 15 | 2.6309 | 2.8136 | 2.6309 | 2.8136 | 0 | 107.6908
| Sublap | SCLD | Monthly System Peak Day | August | SCE 1-in-10 | 16 | 3.0718 | 3.204 | 3.0718 | 3.204 | 0 | 109.1275
| Sublap | SCLD | Monthly System Peak Day | August | SCE 1-in-10 | 17 | 3.4783 | 3.5572 | 1.9491 | 2.2892 | 0.12429 | 109.8326
| Sublap | SCLD | Monthly System Peak Day | August | SCE 1-in-10 | 18 | 3.8164 | 3.7836 | 3.0725 | 3.1065 | 0.17811 | 110.0939
| Sublap | SCLD | Monthly System Peak Day | August | SCE 1-in-10 | 19 | 3.9039 | 3.8026 | 3.5963 | 3.4117 | 0.13506 | 109.6602
| Sublap | SCLD | Monthly System Peak Day | August | SCE 1-in-10 | 20 | 3.6394 | 3.5616 | 3.3075 | 3.3204 | 0.16511 | 106.8235
| Sublap | SCLD | Monthly System Peak Day | August | SCE 1-in-10 | 21 | 3.4591 | 3.3921 | 3.2192 | 3.2429 | 0.20513 | 104.0173
| Sublap | SCLD | Monthly System Peak Day | August | SCE 1-in-10 | 22 | 3.1512 | 3.1303 | 3.6823 | 4.1737 | 0.14699 | 100.8378
| Sublap | SCLD | Monthly System Peak Day | August | SCE 1-in-10 | 23 | 2.803 | 2.7548 | 2.8302 | 3.3877 | 0.013564 | 96.7439
| Sublap | SCLD | Monthly System Peak Day | August | SCE 1-in-10 | 24 | 2.4211 | 2.4135 | 2.4211 | 2.9546 | 0 | 94.45
| Sublap | SCLD | Monthly System Peak Day | August | SCE 1-in-2 | 1 | 1.8816 | 1.8601 | 1.8816 | 1.8601 | 0 | 90.2034
| Sublap | SCLD | Monthly System Peak Day | August | SCE 1-in-2 | 2 | 1.6661 | 1.6638 | 1.6661 | 1.6638 | 0 | 89.2667
| Sublap | SCLD | Monthly System Peak Day | August | SCE 1-in-2 | 3 | 1.5944 | 1.5799 | 1.5944 | 1.5799 | 0 | 89.4973
| Sublap | SCLD | Monthly System Peak Day | August | SCE 1-in-2 | 4 | 1.5024 | 1.5026 | 1.5024 | 1.5026 | 0 | 88.9401
| Sublap | SCLD | Monthly System Peak Day | August | SCE 1-in-2 | 5 | 1.3986 | 1.4059 | 1.3986 | 1.4059 | 0 | 87.9476
| Sublap | SCLD | Monthly System Peak Day | August | SCE 1-in-2 | 6 | 1.2963 | 1.3007 | 1.2963 | 1.3007 | 0 | 86.4537
| Sublap | SCLD | Monthly System Peak Day | August | SCE 1-in-2 | 7 | 1.1476 | 1.2235 | 1.1476 | 1.2235 | 0 | 84.8769
| Sublap | SCLD | Monthly System Peak Day | August | SCE 1-in-2 | 8 | 1.0475 | 1.1003 | 1.0475 | 1.1003 | 0 | 84.4966
| Sublap | SCLD | Monthly System Peak Day | August | SCE 1-in-2 | 9 | 0.82982 | 0.93072 | 0.82982 | 0.93072 | 0 | 86.2388
| Sublap | SCLD | Monthly System Peak Day | August | SCE 1-in-2 | 10 | 0.75292 | 0.91733 | 0.75292 | 0.91733 | 0 | 90.8116
| Sublap | SCLD | Monthly System Peak Day | August | SCE 1-in-2 | 11 | 0.81735 | 1.024 | 0.81735 | 1.024 | 0 | 94.3265
| Sublap | SCLD | Monthly System Peak Day | August | SCE 1-in-2 | 12 | 1.0876 | 1.327 | 1.0876 | 1.327 | 0 | 97.7646
| Sublap | SCLD | Monthly System Peak Day | August | SCE 1-in-2 | 13 | 1.4767 | 1.6941 | 1.4767 | 1.6941 | 0 | 100.3993
| Sublap | SCLD | Monthly System Peak Day | August | SCE 1-in-2 | 14 | 1.871 | 2.0461 | 1.871 | 2.0461 | 0 | 102.3918
| Sublap | SCLD | Monthly System Peak Day | August | SCE 1-in-2 | 15 | 2.2664 | 2.449 | 2.2664 | 2.449 | 0 | 104.283
| Sublap | SCLD | Monthly System Peak Day | August | SCE 1-in-2 | 16 | 2.6942 | 2.8264 | 2.6942 | 2.8264 | 0 | 105.5143
| Sublap | SCLD | Monthly System Peak Day | August | SCE 1-in-2 | 17 | 3.1108 | 3.1897 | 1.6586 | 1.9987 | 0.14295 | 107.0279
| Sublap | SCLD | Monthly System Peak Day | August | SCE 1-in-2 | 18 | 3.4345 | 3.4016 | 2.8108 | 2.8449 | 0.28129 | 105.1184
| Sublap | SCLD | Monthly System Peak Day | August | SCE 1-in-2 | 19 | 3.5269 | 3.4255 | 3.3508 | 3.1663 | 0.088044 | 104.032
| Sublap | SCLD | Monthly System Peak Day | August | SCE 1-in-2 | 20 | 3.3125 | 3.2347 | 3.1198 | 3.1327 | 0.096329 | 102.5762
| Sublap | SCLD | Monthly System Peak Day | August | SCE 1-in-2 | 21 | 3.158 | 3.091 | 3.0603 | 3.084 | 0.048817 | 99.6769
| Sublap | SCLD | Monthly System Peak Day | August | SCE 1-in-2 | 22 | 2.8722 | 2.8512 | 3.3553 | 3.8467 | 0.22944 | 96.3347
| Sublap | SCLD | Monthly System Peak Day | August | SCE 1-in-2 | 23 | 2.5725 | 2.5242 | 2.5725 | 3.1093 | 0 | 94.7742
| Sublap | SCLD | Monthly System Peak Day | August | SCE 1-in-2 | 24 | 2.2129 | 2.2054 | 2.2129 | 2.6316 | 0 | 91.9191
| Sublap | SCLD | Monthly System Peak Day | December | CAISO 1-in-10 | 1 | 0.78228 | 0.76076 | 0.78228 | 0.76076 | 0 | 49.5233
| Sublap | SCLD | Monthly System Peak Day | December | CAISO 1-in-10 | 2 | 0.74747 | 0.74519 | 0.74747 | 0.74519 | 0 | 47.5778
| Sublap | SCLD | Monthly System Peak Day | December | CAISO 1-in-10 | 3 | 0.77465 | 0.76023 | 0.77465 | 0.76023 | 0 | 44.7826
| Sublap | SCLD | Monthly System Peak Day | December | CAISO 1-in-10 | 4 | 0.80409 | 0.80426 | 0.80409 | 0.80426 | 0 | 43.0788
| Sublap | SCLD | Monthly System Peak Day | December | CAISO 1-in-10 | 5 | 0.84702 | 0.85429 | 0.84702 | 0.85429 | 0 | 43.3503
| Sublap | SCLD | Monthly System Peak Day | December | CAISO 1-in-10 | 6 | 0.89938 | 0.90376 | 0.89938 | 0.90376 | 0 | 43.0207
| Sublap | SCLD | Monthly System Peak Day | December | CAISO 1-in-10 | 7 | 0.90276 | 0.97866 | 0.90276 | 0.97866 | 0 | 43.088
| Sublap | SCLD | Monthly System Peak Day | December | CAISO 1-in-10 | 8 | 0.62118 | 0.67396 | 0.62118 | 0.67396 | 0 | 42.1898
| Sublap | SCLD | Monthly System Peak Day | December | CAISO 1-in-10 | 9 | 0.2618 | 0.36269 | 0.2618 | 0.36269 | 0 | 40.6796
| Sublap | SCLD | Monthly System Peak Day | December | CAISO 1-in-10 | 10 | -0.082595 | 0.08182 | -0.082595 | 0.08182 | 0 | 44.5789
| Sublap | SCLD | Monthly System Peak Day | December | CAISO 1-in-10 | 11 | -0.31572 | -0.10911 | -0.31572 | -0.10911 | 0 | 48.828
| Sublap | SCLD | Monthly System Peak Day | December | CAISO 1-in-10 | 12 | -0.4654 | -0.22602 | -0.4654 | -0.22602 | 0 | 50.8097
| Sublap | SCLD | Monthly System Peak Day | December | CAISO 1-in-10 | 13 | -0.45595 | -0.23858 | -0.45595 | -0.23858 | 0 | 51.9555
| Sublap | SCLD | Monthly System Peak Day | December | CAISO 1-in-10 | 14 | -0.31713 | -0.14202 | -0.31713 | -0.14202 | 0 | 53.09
| Sublap | SCLD | Monthly System Peak Day | December | CAISO 1-in-10 | 15 | -0.11901 | 0.063652 | -0.11901 | 0.063652 | 0 | 53.9747
| Sublap | SCLD | Monthly System Peak Day | December | CAISO 1-in-10 | 16 | 0.23163 | 0.3638 | 0.23163 | 0.3638 | 0 | 54.704
| Sublap | SCLD | Monthly System Peak Day | December | CAISO 1-in-10 | 17 | 0.62243 | 0.7013 | 0.62243 | 0.7013 | 0 | 54.4051
| Sublap | SCLD | Monthly System Peak Day | December | CAISO 1-in-10 | 18 | 0.94941 | 0.91658 | 0.94941 | 0.91658 | 0 | 53.0432
| Sublap | SCLD | Monthly System Peak Day | December | CAISO 1-in-10 | 19 | 1.018 | 0.91657 | 1.018 | 0.91657 | 0 | 51.6188
| Sublap | SCLD | Monthly System Peak Day | December | CAISO 1-in-10 | 20 | 1.0021 | 0.92435 | 1.0021 | 0.92435 | 0 | 49.1973
| Sublap | SCLD | Monthly System Peak Day | December | CAISO 1-in-10 | 21 | 1.0338 | 0.96683 | 1.0338 | 0.96683 | 0 | 47.9388
| Sublap | SCLD | Monthly System Peak Day | December | CAISO 1-in-10 | 22 | 0.96647 | 0.94549 | 0.96647 | 0.94549 | 0 | 46.1861
| Sublap | SCLD | Monthly System Peak Day | December | CAISO 1-in-10 | 23 | 0.90148 | 0.85321 | 0.90148 | 0.85321 | 0 | 44.7628
| Sublap | SCLD | Monthly System Peak Day | December | CAISO 1-in-10 | 24 | 0.79155 | 0.78401 | 0.79155 | 0.78401 | 0 | 42.1073
| Sublap | SCLD | Monthly System Peak Day | December | CAISO 1-in-2 | 1 | 0.61535 | 0.59383 | 0.61535 | 0.59383 | 0 | 52.5673
| Sublap | SCLD | Monthly System Peak Day | December | CAISO 1-in-2 | 2 | 0.58402 | 0.58175 | 0.58402 | 0.58175 | 0 | 51.2837
| Sublap | SCLD | Monthly System Peak Day | December | CAISO 1-in-2 | 3 | 0.60685 | 0.59243 | 0.60685 | 0.59243 | 0 | 50.6493
| Sublap | SCLD | Monthly System Peak Day | December | CAISO 1-in-2 | 4 | 0.62754 | 0.62771 | 0.62754 | 0.62771 | 0 | 48.226
| Sublap | SCLD | Monthly System Peak Day | December | CAISO 1-in-2 | 5 | 0.66524 | 0.6725 | 0.66524 | 0.6725 | 0 | 47.7741
| Sublap | SCLD | Monthly System Peak Day | December | CAISO 1-in-2 | 6 | 0.70701 | 0.71138 | 0.70701 | 0.71138 | 0 | 48.4466
| Sublap | SCLD | Monthly System Peak Day | December | CAISO 1-in-2 | 7 | 0.7279 | 0.8038 | 0.7279 | 0.8038 | 0 | 49.97
| Sublap | SCLD | Monthly System Peak Day | December | CAISO 1-in-2 | 8 | 0.47334 | 0.52612 | 0.47334 | 0.52612 | 0 | 49.9445
| Sublap | SCLD | Monthly System Peak Day | December | CAISO 1-in-2 | 9 | 0.13786 | 0.23876 | 0.13786 | 0.23876 | 0 | 49.2815
| Sublap | SCLD | Monthly System Peak Day | December | CAISO 1-in-2 | 10 | -0.21413 | -0.049714 | -0.21413 | -0.049714 | 0 | 52.7359
| Sublap | SCLD | Monthly System Peak Day | December | CAISO 1-in-2 | 11 | -0.47265 | -0.26604 | -0.47265 | -0.26604 | 0 | 56.7846
| Sublap | SCLD | Monthly System Peak Day | December | CAISO 1-in-2 | 12 | -0.60554 | -0.36616 | -0.60554 | -0.36616 | 0 | 59.4903
| Sublap | SCLD | Monthly System Peak Day | December | CAISO 1-in-2 | 13 | -0.55273 | -0.33536 | -0.55273 | -0.33536 | 0 | 61.2848
| Sublap | SCLD | Monthly System Peak Day | December | CAISO 1-in-2 | 14 | -0.40634 | -0.23124 | -0.40634 | -0.23124 | 0 | 63.7616
| Sublap | SCLD | Monthly System Peak Day | December | CAISO 1-in-2 | 15 | -0.22011 | -0.037453 | -0.22011 | -0.037453 | 0 | 65.3154
| Sublap | SCLD | Monthly System Peak Day | December | CAISO 1-in-2 | 16 | 0.075934 | 0.20811 | 0.075934 | 0.20811 | 0 | 66.0409
| Sublap | SCLD | Monthly System Peak Day | December | CAISO 1-in-2 | 17 | 0.42036 | 0.49924 | 0.42036 | 0.49924 | 0 | 64.8661
| Sublap | SCLD | Monthly System Peak Day | December | CAISO 1-in-2 | 18 | 0.72964 | 0.69681 | 0.72964 | 0.69681 | 0 | 62.5948
| Sublap | SCLD | Monthly System Peak Day | December | CAISO 1-in-2 | 19 | 0.85525 | 0.75386 | 0.85525 | 0.75386 | 0 | 59.9316
| Sublap | SCLD | Monthly System Peak Day | December | CAISO 1-in-2 | 20 | 0.86225 | 0.78447 | 0.86225 | 0.78447 | 0 | 58.5271
| Sublap | SCLD | Monthly System Peak Day | December | CAISO 1-in-2 | 21 | 0.87755 | 0.8106 | 0.87755 | 0.8106 | 0 | 55.408
| Sublap | SCLD | Monthly System Peak Day | December | CAISO 1-in-2 | 22 | 0.79835 | 0.77738 | 0.79835 | 0.77738 | 0 | 53.844
| Sublap | SCLD | Monthly System Peak Day | December | CAISO 1-in-2 | 23 | 0.73884 | 0.69057 | 0.73884 | 0.69057 | 0 | 52.7922
| Sublap | SCLD | Monthly System Peak Day | December | CAISO 1-in-2 | 24 | 0.64182 | 0.63428 | 0.64182 | 0.63428 | 0 | 50.6474
| Sublap | SCLD | Monthly System Peak Day | December | SCE 1-in-10 | 1 | 0.78228 | 0.76076 | 0.78228 | 0.76076 | 0 | 49.5233
| Sublap | SCLD | Monthly System Peak Day | December | SCE 1-in-10 | 2 | 0.74747 | 0.74519 | 0.74747 | 0.74519 | 0 | 47.5778
| Sublap | SCLD | Monthly System Peak Day | December | SCE 1-in-10 | 3 | 0.77465 | 0.76023 | 0.77465 | 0.76023 | 0 | 44.7826
| Sublap | SCLD | Monthly System Peak Day | December | SCE 1-in-10 | 4 | 0.80409 | 0.80426 | 0.80409 | 0.80426 | 0 | 43.0788
| Sublap | SCLD | Monthly System Peak Day | December | SCE 1-in-10 | 5 | 0.84702 | 0.85429 | 0.84702 | 0.85429 | 0 | 43.3503
| Sublap | SCLD | Monthly System Peak Day | December | SCE 1-in-10 | 6 | 0.89938 | 0.90376 | 0.89938 | 0.90376 | 0 | 43.0207
| Sublap | SCLD | Monthly System Peak Day | December | SCE 1-in-10 | 7 | 0.90276 | 0.97866 | 0.90276 | 0.97866 | 0 | 43.088
| Sublap | SCLD | Monthly System Peak Day | December | SCE 1-in-10 | 8 | 0.62118 | 0.67396 | 0.62118 | 0.67396 | 0 | 42.1898
| Sublap | SCLD | Monthly System Peak Day | December | SCE 1-in-10 | 9 | 0.2618 | 0.36269 | 0.2618 | 0.36269 | 0 | 40.6796
| Sublap | SCLD | Monthly System Peak Day | December | SCE 1-in-10 | 10 | -0.082595 | 0.08182 | -0.082595 | 0.08182 | 0 | 44.5789
| Sublap | SCLD | Monthly System Peak Day | December | SCE 1-in-10 | 11 | -0.31572 | -0.10911 | -0.31572 | -0.10911 | 0 | 48.828
| Sublap | SCLD | Monthly System Peak Day | December | SCE 1-in-10 | 12 | -0.4654 | -0.22602 | -0.4654 | -0.22602 | 0 | 50.8097
| Sublap | SCLD | Monthly System Peak Day | December | SCE 1-in-10 | 13 | -0.45595 | -0.23858 | -0.45595 | -0.23858 | 0 | 51.9555
| Sublap | SCLD | Monthly System Peak Day | December | SCE 1-in-10 | 14 | -0.31713 | -0.14202 | -0.31713 | -0.14202 | 0 | 53.09
| Sublap | SCLD | Monthly System Peak Day | December | SCE 1-in-10 | 15 | -0.11901 | 0.063652 | -0.11901 | 0.063652 | 0 | 53.9747
| Sublap | SCLD | Monthly System Peak Day | December | SCE 1-in-10 | 16 | 0.23163 | 0.3638 | 0.23163 | 0.3638 | 0 | 54.704
| Sublap | SCLD | Monthly System Peak Day | December | SCE 1-in-10 | 17 | 0.62243 | 0.7013 | 0.62243 | 0.7013 | 0 | 54.4051
| Sublap | SCLD | Monthly System Peak Day | December | SCE 1-in-10 | 18 | 0.94941 | 0.91658 | 0.94941 | 0.91658 | 0 | 53.0432
| Sublap | SCLD | Monthly System Peak Day | December | SCE 1-in-10 | 19 | 1.018 | 0.91657 | 1.018 | 0.91657 | 0 | 51.6188
| Sublap | SCLD | Monthly System Peak Day | December | SCE 1-in-10 | 20 | 1.0021 | 0.92435 | 1.0021 | 0.92435 | 0 | 49.1973
| Sublap | SCLD | Monthly System Peak Day | December | SCE 1-in-10 | 21 | 1.0338 | 0.96683 | 1.0338 | 0.96683 | 0 | 47.9388
| Sublap | SCLD | Monthly System Peak Day | December | SCE 1-in-10 | 22 | 0.96647 | 0.94549 | 0.96647 | 0.94549 | 0 | 46.1861
| Sublap | SCLD | Monthly System Peak Day | December | SCE 1-in-10 | 23 | 0.90148 | 0.85321 | 0.90148 | 0.85321 | 0 | 44.7628
| Sublap | SCLD | Monthly System Peak Day | December | SCE 1-in-10 | 24 | 0.79155 | 0.78401 | 0.79155 | 0.78401 | 0 | 42.1073
| Sublap | SCLD | Monthly System Peak Day | December | SCE 1-in-2 | 1 | 0.79697 | 0.77545 | 0.79697 | 0.77545 | 0 | 44.0307
| Sublap | SCLD | Monthly System Peak Day | December | SCE 1-in-2 | 2 | 0.76186 | 0.75958 | 0.76186 | 0.75958 | 0 | 42.9233
| Sublap | SCLD | Monthly System Peak Day | December | SCE 1-in-2 | 3 | 0.78942 | 0.775 | 0.78942 | 0.775 | 0 | 42.1147
| Sublap | SCLD | Monthly System Peak Day | December | SCE 1-in-2 | 4 | 0.81963 | 0.8198 | 0.81963 | 0.8198 | 0 | 41.0799
| Sublap | SCLD | Monthly System Peak Day | December | SCE 1-in-2 | 5 | 0.86303 | 0.87029 | 0.86303 | 0.87029 | 0 | 40.6669
| Sublap | SCLD | Monthly System Peak Day | December | SCE 1-in-2 | 6 | 0.91632 | 0.92069 | 0.91632 | 0.92069 | 0 | 40.1201
| Sublap | SCLD | Monthly System Peak Day | December | SCE 1-in-2 | 7 | 0.91815 | 0.99406 | 0.91815 | 0.99406 | 0 | 41.3112
| Sublap | SCLD | Monthly System Peak Day | December | SCE 1-in-2 | 8 | 0.63419 | 0.68698 | 0.63419 | 0.68698 | 0 | 40.699
| Sublap | SCLD | Monthly System Peak Day | December | SCE 1-in-2 | 9 | 0.27271 | 0.3736 | 0.27271 | 0.3736 | 0 | 40.7841
| Sublap | SCLD | Monthly System Peak Day | December | SCE 1-in-2 | 10 | -0.071015 | 0.0934 | -0.071015 | 0.0934 | 0 | 44.8416
| Sublap | SCLD | Monthly System Peak Day | December | SCE 1-in-2 | 11 | -0.3019 | -0.095291 | -0.3019 | -0.095291 | 0 | 48.7875
| Sublap | SCLD | Monthly System Peak Day | December | SCE 1-in-2 | 12 | -0.45306 | -0.21368 | -0.45306 | -0.21368 | 0 | 51.332
| Sublap | SCLD | Monthly System Peak Day | December | SCE 1-in-2 | 13 | -0.44743 | -0.23006 | -0.44743 | -0.23006 | 0 | 52.8883
| Sublap | SCLD | Monthly System Peak Day | December | SCE 1-in-2 | 14 | -0.30928 | -0.13417 | -0.30928 | -0.13417 | 0 | 54.5915
| Sublap | SCLD | Monthly System Peak Day | December | SCE 1-in-2 | 15 | -0.11014 | 0.072526 | -0.11014 | 0.072526 | 0 | 55.672
| Sublap | SCLD | Monthly System Peak Day | December | SCE 1-in-2 | 16 | 0.2457 | 0.37788 | 0.2457 | 0.37788 | 0 | 56.372
| Sublap | SCLD | Monthly System Peak Day | December | SCE 1-in-2 | 17 | 0.64021 | 0.71909 | 0.64021 | 0.71909 | 0 | 56.1265
| Sublap | SCLD | Monthly System Peak Day | December | SCE 1-in-2 | 18 | 0.96876 | 0.93593 | 0.96876 | 0.93593 | 0 | 53.8634
| Sublap | SCLD | Monthly System Peak Day | December | SCE 1-in-2 | 19 | 1.0323 | 0.93089 | 1.0323 | 0.93089 | 0 | 51.2833
| Sublap | SCLD | Monthly System Peak Day | December | SCE 1-in-2 | 20 | 1.0144 | 0.93666 | 1.0144 | 0.93666 | 0 | 49.8669
| Sublap | SCLD | Monthly System Peak Day | December | SCE 1-in-2 | 21 | 1.0475 | 0.98058 | 1.0475 | 0.98058 | 0 | 46.8231
| Sublap | SCLD | Monthly System Peak Day | December | SCE 1-in-2 | 22 | 0.98127 | 0.96029 | 0.98127 | 0.96029 | 0 | 44.9019
| Sublap | SCLD | Monthly System Peak Day | December | SCE 1-in-2 | 23 | 0.9158 | 0.86752 | 0.9158 | 0.86752 | 0 | 44.0032
| Sublap | SCLD | Monthly System Peak Day | December | SCE 1-in-2 | 24 | 0.80474 | 0.7972 | 0.80474 | 0.7972 | 0 | 42.8854
| Sublap | SCLD | Monthly System Peak Day | February | CAISO 1-in-10 | 1 | 0.57589 | 0.55437 | 0.57589 | 0.55437 | 0 | 55.1387
| Sublap | SCLD | Monthly System Peak Day | February | CAISO 1-in-10 | 2 | 0.54538 | 0.54311 | 0.54538 | 0.54311 | 0 | 53.8484
| Sublap | SCLD | Monthly System Peak Day | February | CAISO 1-in-10 | 3 | 0.56718 | 0.55277 | 0.56718 | 0.55277 | 0 | 53.8941
| Sublap | SCLD | Monthly System Peak Day | February | CAISO 1-in-10 | 4 | 0.58581 | 0.58598 | 0.58581 | 0.58598 | 0 | 53.7515
| Sublap | SCLD | Monthly System Peak Day | February | CAISO 1-in-10 | 5 | 0.62227 | 0.62953 | 0.62227 | 0.62953 | 0 | 53.2921
| Sublap | SCLD | Monthly System Peak Day | February | CAISO 1-in-10 | 6 | 0.66154 | 0.66591 | 0.66154 | 0.66591 | 0 | 52.9541
| Sublap | SCLD | Monthly System Peak Day | February | CAISO 1-in-10 | 7 | 0.68657 | 0.76247 | 0.68657 | 0.76247 | 0 | 53.3263
| Sublap | SCLD | Monthly System Peak Day | February | CAISO 1-in-10 | 8 | 0.43839 | 0.49117 | 0.43839 | 0.49117 | 0 | 53.1364
| Sublap | SCLD | Monthly System Peak Day | February | CAISO 1-in-10 | 9 | 0.10857 | 0.20946 | 0.10857 | 0.20946 | 0 | 53.7541
| Sublap | SCLD | Monthly System Peak Day | February | CAISO 1-in-10 | 10 | -0.24522 | -0.080807 | -0.24522 | -0.080807 | 0 | 56.4657
| Sublap | SCLD | Monthly System Peak Day | February | CAISO 1-in-10 | 11 | -0.50975 | -0.30314 | -0.50975 | -0.30314 | 0 | 58.494
| Sublap | SCLD | Monthly System Peak Day | February | CAISO 1-in-10 | 12 | -0.63867 | -0.39929 | -0.63867 | -0.39929 | 0 | 60.4209
| Sublap | SCLD | Monthly System Peak Day | February | CAISO 1-in-10 | 13 | -0.57561 | -0.35824 | -0.57561 | -0.35824 | 0 | 61.4313
| Sublap | SCLD | Monthly System Peak Day | February | CAISO 1-in-10 | 14 | -0.42743 | -0.25232 | -0.42743 | -0.25232 | 0 | 62.6255
| Sublap | SCLD | Monthly System Peak Day | February | CAISO 1-in-10 | 15 | -0.24364 | -0.060979 | -0.24364 | -0.060979 | 0 | 63.3641
| Sublap | SCLD | Monthly System Peak Day | February | CAISO 1-in-10 | 16 | 0.03398 | 0.16616 | 0.03398 | 0.16616 | 0 | 63.7545
| Sublap | SCLD | Monthly System Peak Day | February | CAISO 1-in-10 | 17 | 0.3726 | 0.45147 | 0.3726 | 0.45147 | 0 | 63.9659
| Sublap | SCLD | Monthly System Peak Day | February | CAISO 1-in-10 | 18 | 0.67769 | 0.64486 | 0.67769 | 0.64486 | 0 | 62.2203
| Sublap | SCLD | Monthly System Peak Day | February | CAISO 1-in-10 | 19 | 0.81678 | 0.7154 | 0.81678 | 0.7154 | 0 | 59.5089
| Sublap | SCLD | Monthly System Peak Day | February | CAISO 1-in-10 | 20 | 0.82919 | 0.7514 | 0.82919 | 0.7514 | 0 | 57.9563
| Sublap | SCLD | Monthly System Peak Day | February | CAISO 1-in-10 | 21 | 0.84063 | 0.77368 | 0.84063 | 0.77368 | 0 | 57.1443
| Sublap | SCLD | Monthly System Peak Day | February | CAISO 1-in-10 | 22 | 0.75861 | 0.73764 | 0.75861 | 0.73764 | 0 | 56.7017
| Sublap | SCLD | Monthly System Peak Day | February | CAISO 1-in-10 | 23 | 0.7004 | 0.65212 | 0.7004 | 0.65212 | 0 | 55.12
| Sublap | SCLD | Monthly System Peak Day | February | CAISO 1-in-10 | 24 | 0.60643 | 0.59889 | 0.60643 | 0.59889 | 0 | 54.263
| Sublap | SCLD | Monthly System Peak Day | February | CAISO 1-in-2 | 1 | 0.7344 | 0.71288 | 0.7344 | 0.71288 | 0 | 47.6516
| Sublap | SCLD | Monthly System Peak Day | February | CAISO 1-in-2 | 2 | 0.70059 | 0.69832 | 0.70059 | 0.69832 | 0 | 46.0813
| Sublap | SCLD | Monthly System Peak Day | February | CAISO 1-in-2 | 3 | 0.72652 | 0.71211 | 0.72652 | 0.71211 | 0 | 45.3269
| Sublap | SCLD | Monthly System Peak Day | February | CAISO 1-in-2 | 4 | 0.75346 | 0.75363 | 0.75346 | 0.75363 | 0 | 44.7584
| Sublap | SCLD | Monthly System Peak Day | February | CAISO 1-in-2 | 5 | 0.79489 | 0.80215 | 0.79489 | 0.80215 | 0 | 43.7312
| Sublap | SCLD | Monthly System Peak Day | February | CAISO 1-in-2 | 6 | 0.84421 | 0.84858 | 0.84421 | 0.84858 | 0 | 41.8588
| Sublap | SCLD | Monthly System Peak Day | February | CAISO 1-in-2 | 7 | 0.85261 | 0.92851 | 0.85261 | 0.92851 | 0 | 41.2524
| Sublap | SCLD | Monthly System Peak Day | February | CAISO 1-in-2 | 8 | 0.57878 | 0.63156 | 0.57878 | 0.63156 | 0 | 41.3712
| Sublap | SCLD | Monthly System Peak Day | February | CAISO 1-in-2 | 9 | 0.22625 | 0.32715 | 0.22625 | 0.32715 | 0 | 43.7289
| Sublap | SCLD | Monthly System Peak Day | February | CAISO 1-in-2 | 10 | -0.12032 | 0.044095 | -0.12032 | 0.044095 | 0 | 47.7286
| Sublap | SCLD | Monthly System Peak Day | February | CAISO 1-in-2 | 11 | -0.36073 | -0.15412 | -0.36073 | -0.15412 | 0 | 50.4999
| Sublap | SCLD | Monthly System Peak Day | February | CAISO 1-in-2 | 12 | -0.50559 | -0.26621 | -0.50559 | -0.26621 | 0 | 52.6027
| Sublap | SCLD | Monthly System Peak Day | February | CAISO 1-in-2 | 13 | -0.4837 | -0.26633 | -0.4837 | -0.26633 | 0 | 54.4629
| Sublap | SCLD | Monthly System Peak Day | February | CAISO 1-in-2 | 14 | -0.34272 | -0.16761 | -0.34272 | -0.16761 | 0 | 56.116
| Sublap | SCLD | Monthly System Peak Day | February | CAISO 1-in-2 | 15 | -0.14792 | 0.034741 | -0.14792 | 0.034741 | 0 | 57.0108
| Sublap | SCLD | Monthly System Peak Day | February | CAISO 1-in-2 | 16 | 0.18578 | 0.31795 | 0.18578 | 0.31795 | 0 | 57.6125
| Sublap | SCLD | Monthly System Peak Day | February | CAISO 1-in-2 | 17 | 0.56447 | 0.64335 | 0.56447 | 0.64335 | 0 | 58.3337
| Sublap | SCLD | Monthly System Peak Day | February | CAISO 1-in-2 | 18 | 0.88638 | 0.85355 | 0.88638 | 0.85355 | 0 | 58.1932
| Sublap | SCLD | Monthly System Peak Day | February | CAISO 1-in-2 | 19 | 0.97129 | 0.8699 | 0.97129 | 0.8699 | 0 | 56.3842
| Sublap | SCLD | Monthly System Peak Day | February | CAISO 1-in-2 | 20 | 0.96201 | 0.88423 | 0.96201 | 0.88423 | 0 | 54.2711
| Sublap | SCLD | Monthly System Peak Day | February | CAISO 1-in-2 | 21 | 0.98897 | 0.92202 | 0.98897 | 0.92202 | 0 | 52.322
| Sublap | SCLD | Monthly System Peak Day | February | CAISO 1-in-2 | 22 | 0.91825 | 0.89728 | 0.91825 | 0.89728 | 0 | 50.9122
| Sublap | SCLD | Monthly System Peak Day | February | CAISO 1-in-2 | 23 | 0.85483 | 0.80656 | 0.85483 | 0.80656 | 0 | 48.8653
| Sublap | SCLD | Monthly System Peak Day | February | CAISO 1-in-2 | 24 | 0.74861 | 0.74107 | 0.74861 | 0.74107 | 0 | 47.2422
| Sublap | SCLD | Monthly System Peak Day | February | SCE 1-in-10 | 1 | 0.40004 | 0.37852 | 0.40004 | 0.37852 | 0 | 64.9504
| Sublap | SCLD | Monthly System Peak Day | February | SCE 1-in-10 | 2 | 0.46348 | 0.46121 | 0.46348 | 0.46121 | 0 | 66.1415
| Sublap | SCLD | Monthly System Peak Day | February | SCE 1-in-10 | 3 | 0.4166 | 0.40219 | 0.4166 | 0.40219 | 0 | 63.817
| Sublap | SCLD | Monthly System Peak Day | February | SCE 1-in-10 | 4 | 0.42367 | 0.42385 | 0.42367 | 0.42385 | 0 | 62.6572
| Sublap | SCLD | Monthly System Peak Day | February | SCE 1-in-10 | 5 | 0.46593 | 0.4732 | 0.46593 | 0.4732 | 0 | 60.7555
| Sublap | SCLD | Monthly System Peak Day | February | SCE 1-in-10 | 6 | 0.51492 | 0.51929 | 0.51492 | 0.51929 | 0 | 60.9933
| Sublap | SCLD | Monthly System Peak Day | February | SCE 1-in-10 | 7 | 0.48755 | 0.56345 | 0.48755 | 0.56345 | 0 | 61.0377
| Sublap | SCLD | Monthly System Peak Day | February | SCE 1-in-10 | 8 | 0.28456 | 0.33734 | 0.28456 | 0.33734 | 0 | 59.9333
| Sublap | SCLD | Monthly System Peak Day | February | SCE 1-in-10 | 9 | -0.074316 | 0.026579 | -0.074316 | 0.026579 | 0 | 60.7403
| Sublap | SCLD | Monthly System Peak Day | February | SCE 1-in-10 | 10 | -0.48876 | -0.32435 | -0.48876 | -0.32435 | 0 | 65.5897
| Sublap | SCLD | Monthly System Peak Day | February | SCE 1-in-10 | 11 | -0.76732 | -0.56071 | -0.76732 | -0.56071 | 0 | 69.8631
| Sublap | SCLD | Monthly System Peak Day | February | SCE 1-in-10 | 12 | -0.94405 | -0.70467 | -0.94405 | -0.70467 | 0 | 72.8755
| Sublap | SCLD | Monthly System Peak Day | February | SCE 1-in-10 | 13 | -0.89521 | -0.67784 | -0.89521 | -0.67784 | 0 | 75.6092
| Sublap | SCLD | Monthly System Peak Day | February | SCE 1-in-10 | 14 | -0.75035 | -0.57525 | -0.75035 | -0.57525 | 0 | 78.1133
| Sublap | SCLD | Monthly System Peak Day | February | SCE 1-in-10 | 15 | -0.50471 | -0.32205 | -0.50471 | -0.32205 | 0 | 79.7653
| Sublap | SCLD | Monthly System Peak Day | February | SCE 1-in-10 | 16 | -0.16802 | -0.035844 | -0.16802 | -0.035844 | 0 | 80.8214
| Sublap | SCLD | Monthly System Peak Day | February | SCE 1-in-10 | 17 | 0.26697 | 0.34585 | -0.0099931 | 0.068883 | 0.13848 | 81.4388
| Sublap | SCLD | Monthly System Peak Day | February | SCE 1-in-10 | 18 | 0.67429 | 0.64147 | 0.63685 | 0.64147 | 0.018723 | 80.8745
| Sublap | SCLD | Monthly System Peak Day | February | SCE 1-in-10 | 19 | 0.89218 | 0.79079 | 0.89218 | 0.79079 | 0 | 78.2153
| Sublap | SCLD | Monthly System Peak Day | February | SCE 1-in-10 | 20 | 0.90619 | 0.8284 | 0.90619 | 0.8284 | 0 | 76.2286
| Sublap | SCLD | Monthly System Peak Day | February | SCE 1-in-10 | 21 | 0.90304 | 0.83609 | 0.90304 | 0.83609 | 0 | 71.9878
| Sublap | SCLD | Monthly System Peak Day | February | SCE 1-in-10 | 22 | 0.77755 | 0.75658 | 0.95722 | 0.98378 | 0.089834 | 67.8233
| Sublap | SCLD | Monthly System Peak Day | February | SCE 1-in-10 | 23 | 0.66548 | 0.6172 | 0.66548 | 0.6172 | 0 | 66.5272
| Sublap | SCLD | Monthly System Peak Day | February | SCE 1-in-10 | 24 | 0.48522 | 0.47768 | 0.48522 | 0.47768 | 0 | 61.5955
| Sublap | SCLD | Monthly System Peak Day | February | SCE 1-in-2 | 1 | 0.68578 | 0.66426 | 0.68578 | 0.66426 | 0 | 51.8175
| Sublap | SCLD | Monthly System Peak Day | February | SCE 1-in-2 | 2 | 0.65298 | 0.65071 | 0.65298 | 0.65071 | 0 | 50.6337
| Sublap | SCLD | Monthly System Peak Day | February | SCE 1-in-2 | 3 | 0.67765 | 0.66323 | 0.67765 | 0.66323 | 0 | 50.1131
| Sublap | SCLD | Monthly System Peak Day | February | SCE 1-in-2 | 4 | 0.70203 | 0.7022 | 0.70203 | 0.7022 | 0 | 49.0337
| Sublap | SCLD | Monthly System Peak Day | February | SCE 1-in-2 | 5 | 0.74194 | 0.7492 | 0.74194 | 0.7492 | 0 | 48.0518
| Sublap | SCLD | Monthly System Peak Day | February | SCE 1-in-2 | 6 | 0.78818 | 0.79255 | 0.78818 | 0.79255 | 0 | 46.7948
| Sublap | SCLD | Monthly System Peak Day | February | SCE 1-in-2 | 7 | 0.80168 | 0.87758 | 0.80168 | 0.87758 | 0 | 46.4974
| Sublap | SCLD | Monthly System Peak Day | February | SCE 1-in-2 | 8 | 0.53571 | 0.5885 | 0.53571 | 0.5885 | 0 | 46.4263
| Sublap | SCLD | Monthly System Peak Day | February | SCE 1-in-2 | 9 | 0.19015 | 0.29105 | 0.19015 | 0.29105 | 0 | 47.8282
| Sublap | SCLD | Monthly System Peak Day | February | SCE 1-in-2 | 10 | -0.15863 | 0.0057837 | -0.15863 | 0.0057837 | 0 | 50.2311
| Sublap | SCLD | Monthly System Peak Day | February | SCE 1-in-2 | 11 | -0.40644 | -0.19983 | -0.40644 | -0.19983 | 0 | 51.6327
| Sublap | SCLD | Monthly System Peak Day | February | SCE 1-in-2 | 12 | -0.54641 | -0.30703 | -0.54641 | -0.30703 | 0 | 53.4552
| Sublap | SCLD | Monthly System Peak Day | February | SCE 1-in-2 | 13 | -0.51189 | -0.29452 | -0.51189 | -0.29452 | 0 | 55.2018
| Sublap | SCLD | Monthly System Peak Day | February | SCE 1-in-2 | 14 | -0.3687 | -0.19359 | -0.3687 | -0.19359 | 0 | 56.6084
| Sublap | SCLD | Monthly System Peak Day | February | SCE 1-in-2 | 15 | -0.17728 | 0.0053804 | -0.17728 | 0.0053804 | 0 | 57.7037
| Sublap | SCLD | Monthly System Peak Day | February | SCE 1-in-2 | 16 | 0.13922 | 0.27139 | 0.13922 | 0.27139 | 0 | 58.4785
| Sublap | SCLD | Monthly System Peak Day | February | SCE 1-in-2 | 17 | 0.50562 | 0.58449 | 0.50562 | 0.58449 | 0 | 59.5197
| Sublap | SCLD | Monthly System Peak Day | February | SCE 1-in-2 | 18 | 0.82237 | 0.78954 | 0.82237 | 0.78954 | 0 | 59.1474
| Sublap | SCLD | Monthly System Peak Day | February | SCE 1-in-2 | 19 | 0.9239 | 0.82251 | 0.9239 | 0.82251 | 0 | 56.7906
| Sublap | SCLD | Monthly System Peak Day | February | SCE 1-in-2 | 20 | 0.92127 | 0.84349 | 0.92127 | 0.84349 | 0 | 54.3033
| Sublap | SCLD | Monthly System Peak Day | February | SCE 1-in-2 | 21 | 0.94347 | 0.87652 | 0.94347 | 0.87652 | 0 | 52.8439
| Sublap | SCLD | Monthly System Peak Day | February | SCE 1-in-2 | 22 | 0.86929 | 0.84831 | 0.86929 | 0.84831 | 0 | 51.3502
| Sublap | SCLD | Monthly System Peak Day | February | SCE 1-in-2 | 23 | 0.80746 | 0.75919 | 0.80746 | 0.75919 | 0 | 49.8174
| Sublap | SCLD | Monthly System Peak Day | February | SCE 1-in-2 | 24 | 0.705 | 0.69746 | 0.705 | 0.69746 | 0 | 48.7013
| Sublap | SCLD | Monthly System Peak Day | January | CAISO 1-in-10 | 1 | 0.77869 | 0.75717 | 0.77869 | 0.75717 | 0 | 48.5409
| Sublap | SCLD | Monthly System Peak Day | January | CAISO 1-in-10 | 2 | 0.74395 | 0.74168 | 0.74395 | 0.74168 | 0 | 47.2771
| Sublap | SCLD | Monthly System Peak Day | January | CAISO 1-in-10 | 3 | 0.77104 | 0.75663 | 0.77104 | 0.75663 | 0 | 46.1215
| Sublap | SCLD | Monthly System Peak Day | January | CAISO 1-in-10 | 4 | 0.8003 | 0.80047 | 0.8003 | 0.80047 | 0 | 45.8311
| Sublap | SCLD | Monthly System Peak Day | January | CAISO 1-in-10 | 5 | 0.84312 | 0.85038 | 0.84312 | 0.85038 | 0 | 44.0543
| Sublap | SCLD | Monthly System Peak Day | January | CAISO 1-in-10 | 6 | 0.89525 | 0.89962 | 0.89525 | 0.89962 | 0 | 44.1014
| Sublap | SCLD | Monthly System Peak Day | January | CAISO 1-in-10 | 7 | 0.899 | 0.9749 | 0.899 | 0.9749 | 0 | 44.8977
| Sublap | SCLD | Monthly System Peak Day | January | CAISO 1-in-10 | 8 | 0.618 | 0.67078 | 0.618 | 0.67078 | 0 | 43.6803
| Sublap | SCLD | Monthly System Peak Day | January | CAISO 1-in-10 | 9 | 0.25913 | 0.36003 | 0.25913 | 0.36003 | 0 | 44.6732
| Sublap | SCLD | Monthly System Peak Day | January | CAISO 1-in-10 | 10 | -0.085422 | 0.078993 | -0.085422 | 0.078993 | 0 | 47.5498
| Sublap | SCLD | Monthly System Peak Day | January | CAISO 1-in-10 | 11 | -0.31909 | -0.11248 | -0.31909 | -0.11248 | 0 | 49.4367
| Sublap | SCLD | Monthly System Peak Day | January | CAISO 1-in-10 | 12 | -0.46841 | -0.22903 | -0.46841 | -0.22903 | 0 | 51.1696
| Sublap | SCLD | Monthly System Peak Day | January | CAISO 1-in-10 | 13 | -0.45803 | -0.24066 | -0.45803 | -0.24066 | 0 | 51.9646
| Sublap | SCLD | Monthly System Peak Day | January | CAISO 1-in-10 | 14 | -0.31905 | -0.14394 | -0.31905 | -0.14394 | 0 | 52.7367
| Sublap | SCLD | Monthly System Peak Day | January | CAISO 1-in-10 | 15 | -0.12118 | 0.061485 | -0.12118 | 0.061485 | 0 | 53.618
| Sublap | SCLD | Monthly System Peak Day | January | CAISO 1-in-10 | 16 | 0.22819 | 0.36037 | 0.22819 | 0.36037 | 0 | 53.3552
| Sublap | SCLD | Monthly System Peak Day | January | CAISO 1-in-10 | 17 | 0.61808 | 0.69696 | 0.61808 | 0.69696 | 0 | 52.7966
| Sublap | SCLD | Monthly System Peak Day | January | CAISO 1-in-10 | 18 | 0.94469 | 0.91186 | 0.94469 | 0.91186 | 0 | 51.3839
| Sublap | SCLD | Monthly System Peak Day | January | CAISO 1-in-10 | 19 | 1.0145 | 0.91307 | 1.0145 | 0.91307 | 0 | 48.8095
| Sublap | SCLD | Monthly System Peak Day | January | CAISO 1-in-10 | 20 | 0.99913 | 0.92134 | 0.99913 | 0.92134 | 0 | 47.0694
| Sublap | SCLD | Monthly System Peak Day | January | CAISO 1-in-10 | 21 | 1.0304 | 0.96347 | 1.0304 | 0.96347 | 0 | 46.5508
| Sublap | SCLD | Monthly System Peak Day | January | CAISO 1-in-10 | 22 | 0.96285 | 0.94188 | 0.96285 | 0.94188 | 0 | 44.9723
| Sublap | SCLD | Monthly System Peak Day | January | CAISO 1-in-10 | 23 | 0.89798 | 0.84971 | 0.89798 | 0.84971 | 0 | 44.6667
| Sublap | SCLD | Monthly System Peak Day | January | CAISO 1-in-10 | 24 | 0.78834 | 0.7808 | 0.78834 | 0.7808 | 0 | 43.2674
| Sublap | SCLD | Monthly System Peak Day | January | CAISO 1-in-2 | 1 | 0.69626 | 0.67474 | 0.69626 | 0.67474 | 0 | 48.7179
| Sublap | SCLD | Monthly System Peak Day | January | CAISO 1-in-2 | 2 | 0.66324 | 0.66097 | 0.66324 | 0.66097 | 0 | 48.0548
| Sublap | SCLD | Monthly System Peak Day | January | CAISO 1-in-2 | 3 | 0.68818 | 0.67376 | 0.68818 | 0.67376 | 0 | 47.2148
| Sublap | SCLD | Monthly System Peak Day | January | CAISO 1-in-2 | 4 | 0.71311 | 0.71328 | 0.71311 | 0.71328 | 0 | 46.0222
| Sublap | SCLD | Monthly System Peak Day | January | CAISO 1-in-2 | 5 | 0.75335 | 0.76061 | 0.75335 | 0.76061 | 0 | 45.3684
| Sublap | SCLD | Monthly System Peak Day | January | CAISO 1-in-2 | 6 | 0.80025 | 0.80463 | 0.80025 | 0.80463 | 0 | 44.9627
| Sublap | SCLD | Monthly System Peak Day | January | CAISO 1-in-2 | 7 | 0.81265 | 0.88856 | 0.81265 | 0.88856 | 0 | 45.4331
| Sublap | SCLD | Monthly System Peak Day | January | CAISO 1-in-2 | 8 | 0.54499 | 0.59778 | 0.54499 | 0.59778 | 0 | 44.6762
| Sublap | SCLD | Monthly System Peak Day | January | CAISO 1-in-2 | 9 | 0.19793 | 0.29883 | 0.19793 | 0.29883 | 0 | 44.888
| Sublap | SCLD | Monthly System Peak Day | January | CAISO 1-in-2 | 10 | -0.15038 | 0.014039 | -0.15038 | 0.014039 | 0 | 48.7249
| Sublap | SCLD | Monthly System Peak Day | January | CAISO 1-in-2 | 11 | -0.39659 | -0.18998 | -0.39659 | -0.18998 | 0 | 52.4824
| Sublap | SCLD | Monthly System Peak Day | January | CAISO 1-in-2 | 12 | -0.53762 | -0.29824 | -0.53762 | -0.29824 | 0 | 55.5277
| Sublap | SCLD | Monthly System Peak Day | January | CAISO 1-in-2 | 13 | -0.50582 | -0.28845 | -0.50582 | -0.28845 | 0 | 57.3052
| Sublap | SCLD | Monthly System Peak Day | January | CAISO 1-in-2 | 14 | -0.3631 | -0.188 | -0.3631 | -0.188 | 0 | 58.518
| Sublap | SCLD | Monthly System Peak Day | January | CAISO 1-in-2 | 15 | -0.17095 | 0.011707 | -0.17095 | 0.011707 | 0 | 60.0197
| Sublap | SCLD | Monthly System Peak Day | January | CAISO 1-in-2 | 16 | 0.14925 | 0.28143 | 0.14925 | 0.28143 | 0 | 60.7061
| Sublap | SCLD | Monthly System Peak Day | January | CAISO 1-in-2 | 17 | 0.5183 | 0.59718 | 0.5183 | 0.59718 | 0 | 60.1344
| Sublap | SCLD | Monthly System Peak Day | January | CAISO 1-in-2 | 18 | 0.83616 | 0.80333 | 0.83616 | 0.80333 | 0 | 58.6822
| Sublap | SCLD | Monthly System Peak Day | January | CAISO 1-in-2 | 19 | 0.93411 | 0.83272 | 0.93411 | 0.83272 | 0 | 57.371
| Sublap | SCLD | Monthly System Peak Day | January | CAISO 1-in-2 | 20 | 0.93005 | 0.85227 | 0.93005 | 0.85227 | 0 | 54.352
| Sublap | SCLD | Monthly System Peak Day | January | CAISO 1-in-2 | 21 | 0.95327 | 0.88632 | 0.95327 | 0.88632 | 0 | 51.8555
| Sublap | SCLD | Monthly System Peak Day | January | CAISO 1-in-2 | 22 | 0.87984 | 0.85886 | 0.87984 | 0.85886 | 0 | 50.7659
| Sublap | SCLD | Monthly System Peak Day | January | CAISO 1-in-2 | 23 | 0.81767 | 0.7694 | 0.81767 | 0.7694 | 0 | 50.0012
| Sublap | SCLD | Monthly System Peak Day | January | CAISO 1-in-2 | 24 | 0.7144 | 0.70686 | 0.7144 | 0.70686 | 0 | 49.4186
| Sublap | SCLD | Monthly System Peak Day | January | SCE 1-in-10 | 1 | 0.78872 | 0.7672 | 0.78872 | 0.7672 | 0 | 45.6918
| Sublap | SCLD | Monthly System Peak Day | January | SCE 1-in-10 | 2 | 0.75378 | 0.7515 | 0.75378 | 0.7515 | 0 | 45.1602
| Sublap | SCLD | Monthly System Peak Day | January | SCE 1-in-10 | 3 | 0.78112 | 0.76671 | 0.78112 | 0.76671 | 0 | 44.3697
| Sublap | SCLD | Monthly System Peak Day | January | SCE 1-in-10 | 4 | 0.81091 | 0.81108 | 0.81091 | 0.81108 | 0 | 43.8494
| Sublap | SCLD | Monthly System Peak Day | January | SCE 1-in-10 | 5 | 0.85404 | 0.86131 | 0.85404 | 0.86131 | 0 | 42.9903
| Sublap | SCLD | Monthly System Peak Day | January | SCE 1-in-10 | 6 | 0.90681 | 0.91118 | 0.90681 | 0.91118 | 0 | 43.4763
| Sublap | SCLD | Monthly System Peak Day | January | SCE 1-in-10 | 7 | 0.90951 | 0.98541 | 0.90951 | 0.98541 | 0 | 42.7577
| Sublap | SCLD | Monthly System Peak Day | January | SCE 1-in-10 | 8 | 0.62688 | 0.67967 | 0.62688 | 0.67967 | 0 | 41.0761
| Sublap | SCLD | Monthly System Peak Day | January | SCE 1-in-10 | 9 | 0.26658 | 0.36747 | 0.26658 | 0.36747 | 0 | 42.3528
| Sublap | SCLD | Monthly System Peak Day | January | SCE 1-in-10 | 10 | -0.077518 | 0.086897 | -0.077518 | 0.086897 | 0 | 44.9544
| Sublap | SCLD | Monthly System Peak Day | January | SCE 1-in-10 | 11 | -0.30966 | -0.10305 | -0.30966 | -0.10305 | 0 | 47.4553
| Sublap | SCLD | Monthly System Peak Day | January | SCE 1-in-10 | 12 | -0.45999 | -0.22061 | -0.45999 | -0.22061 | 0 | 49.5633
| Sublap | SCLD | Monthly System Peak Day | January | SCE 1-in-10 | 13 | -0.45221 | -0.23484 | -0.45221 | -0.23484 | 0 | 51.2773
| Sublap | SCLD | Monthly System Peak Day | January | SCE 1-in-10 | 14 | -0.31369 | -0.13858 | -0.31369 | -0.13858 | 0 | 52.6044
| Sublap | SCLD | Monthly System Peak Day | January | SCE 1-in-10 | 15 | -0.11512 | 0.067542 | -0.11512 | 0.067542 | 0 | 54.0513
| Sublap | SCLD | Monthly System Peak Day | January | SCE 1-in-10 | 16 | 0.2378 | 0.36997 | 0.2378 | 0.36997 | 0 | 54.2871
| Sublap | SCLD | Monthly System Peak Day | January | SCE 1-in-10 | 17 | 0.63022 | 0.7091 | 0.63022 | 0.7091 | 0 | 53.5145
| Sublap | SCLD | Monthly System Peak Day | January | SCE 1-in-10 | 18 | 0.95789 | 0.92507 | 0.95789 | 0.92507 | 0 | 52.0651
| Sublap | SCLD | Monthly System Peak Day | January | SCE 1-in-10 | 19 | 1.0242 | 0.92285 | 1.0242 | 0.92285 | 0 | 51.227
| Sublap | SCLD | Monthly System Peak Day | January | SCE 1-in-10 | 20 | 1.0075 | 0.92975 | 1.0075 | 0.92975 | 0 | 48.6809
| Sublap | SCLD | Monthly System Peak Day | January | SCE 1-in-10 | 21 | 1.0398 | 0.97286 | 1.0398 | 0.97286 | 0 | 47.0742
| Sublap | SCLD | Monthly System Peak Day | January | SCE 1-in-10 | 22 | 0.97296 | 0.95198 | 0.97296 | 0.95198 | 0 | 46.1941
| Sublap | SCLD | Monthly System Peak Day | January | SCE 1-in-10 | 23 | 0.90776 | 0.85948 | 0.90776 | 0.85948 | 0 | 46.735
| Sublap | SCLD | Monthly System Peak Day | January | SCE 1-in-10 | 24 | 0.79733 | 0.78979 | 0.79733 | 0.78979 | 0 | 45.8383
| Sublap | SCLD | Monthly System Peak Day | January | SCE 1-in-2 | 1 | 0.73637 | 0.71485 | 0.73637 | 0.71485 | 0 | 48.822
| Sublap | SCLD | Monthly System Peak Day | January | SCE 1-in-2 | 2 | 0.70252 | 0.70024 | 0.70252 | 0.70024 | 0 | 47.7956
| Sublap | SCLD | Monthly System Peak Day | January | SCE 1-in-2 | 3 | 0.7285 | 0.71408 | 0.7285 | 0.71408 | 0 | 45.5731
| Sublap | SCLD | Monthly System Peak Day | January | SCE 1-in-2 | 4 | 0.75553 | 0.75571 | 0.75553 | 0.75571 | 0 | 43.1414
| Sublap | SCLD | Monthly System Peak Day | January | SCE 1-in-2 | 5 | 0.79703 | 0.80429 | 0.79703 | 0.80429 | 0 | 41.9133
| Sublap | SCLD | Monthly System Peak Day | January | SCE 1-in-2 | 6 | 0.84648 | 0.85085 | 0.84648 | 0.85085 | 0 | 40.8518
| Sublap | SCLD | Monthly System Peak Day | January | SCE 1-in-2 | 7 | 0.85467 | 0.93057 | 0.85467 | 0.93057 | 0 | 40.1339
| Sublap | SCLD | Monthly System Peak Day | January | SCE 1-in-2 | 8 | 0.58052 | 0.6333 | 0.58052 | 0.6333 | 0 | 39.9147
| Sublap | SCLD | Monthly System Peak Day | January | SCE 1-in-2 | 9 | 0.22771 | 0.32861 | 0.22771 | 0.32861 | 0 | 40.5512
| Sublap | SCLD | Monthly System Peak Day | January | SCE 1-in-2 | 10 | -0.11877 | 0.045645 | -0.11877 | 0.045645 | 0 | 44.7941
| Sublap | SCLD | Monthly System Peak Day | January | SCE 1-in-2 | 11 | -0.35888 | -0.15227 | -0.35888 | -0.15227 | 0 | 48.8959
| Sublap | SCLD | Monthly System Peak Day | January | SCE 1-in-2 | 12 | -0.50394 | -0.26456 | -0.50394 | -0.26456 | 0 | 52.5694
| Sublap | SCLD | Monthly System Peak Day | January | SCE 1-in-2 | 13 | -0.48256 | -0.26519 | -0.48256 | -0.26519 | 0 | 55.4463
| Sublap | SCLD | Monthly System Peak Day | January | SCE 1-in-2 | 14 | -0.34167 | -0.16656 | -0.34167 | -0.16656 | 0 | 56.8574
| Sublap | SCLD | Monthly System Peak Day | January | SCE 1-in-2 | 15 | -0.14673 | 0.035928 | -0.14673 | 0.035928 | 0 | 58.4144
| Sublap | SCLD | Monthly System Peak Day | January | SCE 1-in-2 | 16 | 0.18766 | 0.31984 | 0.18766 | 0.31984 | 0 | 59.8994
| Sublap | SCLD | Monthly System Peak Day | January | SCE 1-in-2 | 17 | 0.56685 | 0.64573 | 0.56685 | 0.64573 | 0 | 58.817
| Sublap | SCLD | Monthly System Peak Day | January | SCE 1-in-2 | 18 | 0.88897 | 0.85614 | 0.88897 | 0.85614 | 0 | 58.3
| Sublap | SCLD | Monthly System Peak Day | January | SCE 1-in-2 | 19 | 0.97321 | 0.87182 | 0.97321 | 0.87182 | 0 | 57.1405
| Sublap | SCLD | Monthly System Peak Day | January | SCE 1-in-2 | 20 | 0.96366 | 0.88588 | 0.96366 | 0.88588 | 0 | 54.9754
| Sublap | SCLD | Monthly System Peak Day | January | SCE 1-in-2 | 21 | 0.99081 | 0.92386 | 0.99081 | 0.92386 | 0 | 53.5022
| Sublap | SCLD | Monthly System Peak Day | January | SCE 1-in-2 | 22 | 0.92023 | 0.89926 | 0.92023 | 0.89926 | 0 | 52.1025
| Sublap | SCLD | Monthly System Peak Day | January | SCE 1-in-2 | 23 | 0.85675 | 0.80848 | 0.85675 | 0.80848 | 0 | 49.1438
| Sublap | SCLD | Monthly System Peak Day | January | SCE 1-in-2 | 24 | 0.75037 | 0.74283 | 0.75037 | 0.74283 | 0 | 46.552
| Sublap | SCLD | Monthly System Peak Day | July | CAISO 1-in-10 | 1 | 2.1934 | 2.1719 | 2.1934 | 2.1719 | 0 | 95.4143
| Sublap | SCLD | Monthly System Peak Day | July | CAISO 1-in-10 | 2 | 1.8874 | 1.8851 | 1.8874 | 1.8851 | 0 | 93.3969
| Sublap | SCLD | Monthly System Peak Day | July | CAISO 1-in-10 | 3 | 1.6697 | 1.6553 | 1.6697 | 1.6553 | 0 | 91.2837
| Sublap | SCLD | Monthly System Peak Day | July | CAISO 1-in-10 | 4 | 1.4919 | 1.492 | 1.4919 | 1.492 | 0 | 89.3847
| Sublap | SCLD | Monthly System Peak Day | July | CAISO 1-in-10 | 5 | 1.391 | 1.3983 | 1.391 | 1.3983 | 0 | 88.2408
| Sublap | SCLD | Monthly System Peak Day | July | CAISO 1-in-10 | 6 | 1.2918 | 1.2962 | 1.2918 | 1.2962 | 0 | 87.2592
| Sublap | SCLD | Monthly System Peak Day | July | CAISO 1-in-10 | 7 | 1.1855 | 1.2614 | 1.1855 | 1.2614 | 0 | 86.801
| Sublap | SCLD | Monthly System Peak Day | July | CAISO 1-in-10 | 8 | 1.1452 | 1.1979 | 1.1452 | 1.1979 | 0 | 87.2929
| Sublap | SCLD | Monthly System Peak Day | July | CAISO 1-in-10 | 9 | 1.0143 | 1.1151 | 1.0143 | 1.1151 | 0 | 90.5153
| Sublap | SCLD | Monthly System Peak Day | July | CAISO 1-in-10 | 10 | 0.95102 | 1.1154 | 0.95102 | 1.1154 | 0 | 94.4286
| Sublap | SCLD | Monthly System Peak Day | July | CAISO 1-in-10 | 11 | 1.1363 | 1.3429 | 1.1363 | 1.3429 | 0 | 99.1714
| Sublap | SCLD | Monthly System Peak Day | July | CAISO 1-in-10 | 12 | 1.491 | 1.7304 | 1.491 | 1.7304 | 0 | 103.2418
| Sublap | SCLD | Monthly System Peak Day | July | CAISO 1-in-10 | 13 | 1.9333 | 2.1507 | 1.9333 | 2.1507 | 0 | 106.1827
| Sublap | SCLD | Monthly System Peak Day | July | CAISO 1-in-10 | 14 | 2.3831 | 2.5582 | 2.3831 | 2.5582 | 0 | 108.7306
| Sublap | SCLD | Monthly System Peak Day | July | CAISO 1-in-10 | 15 | 2.8168 | 2.9994 | 2.8168 | 2.9994 | 0 | 110.7561
| Sublap | SCLD | Monthly System Peak Day | July | CAISO 1-in-10 | 16 | 3.2702 | 3.4024 | 3.2702 | 3.4024 | 0 | 112.298
| Sublap | SCLD | Monthly System Peak Day | July | CAISO 1-in-10 | 17 | 3.6889 | 3.7677 | 2.0566 | 2.3967 | 0.1366 | 113.5796
| Sublap | SCLD | Monthly System Peak Day | July | CAISO 1-in-10 | 18 | 4.0282 | 3.9953 | 3.1897 | 3.2238 | 0.15136 | 114.002
| Sublap | SCLD | Monthly System Peak Day | July | CAISO 1-in-10 | 19 | 4.113 | 4.0116 | 3.7125 | 3.528 | 0.11744 | 113.6275
| Sublap | SCLD | Monthly System Peak Day | July | CAISO 1-in-10 | 20 | 3.8448 | 3.767 | 3.3612 | 3.374 | 0.16757 | 111.4551
| Sublap | SCLD | Monthly System Peak Day | July | CAISO 1-in-10 | 21 | 3.6078 | 3.5408 | 3.3136 | 3.3373 | 0.1787 | 105.6745
| Sublap | SCLD | Monthly System Peak Day | July | CAISO 1-in-10 | 22 | 3.2954 | 3.2744 | 3.8526 | 4.344 | 0.11811 | 103.2939
| Sublap | SCLD | Monthly System Peak Day | July | CAISO 1-in-10 | 23 | 2.9431 | 2.8948 | 3.0431 | 3.6006 | 0.094125 | 99.7449
| Sublap | SCLD | Monthly System Peak Day | July | CAISO 1-in-10 | 24 | 2.5813 | 2.5737 | 2.6226 | 3.2989 | 0.020674 | 98.5061
| Sublap | SCLD | Monthly System Peak Day | July | CAISO 1-in-2 | 1 | 2.0286 | 2.007 | 2.0286 | 2.007 | 0 | 92.7075
| Sublap | SCLD | Monthly System Peak Day | July | CAISO 1-in-2 | 2 | 1.8095 | 1.8072 | 1.8095 | 1.8072 | 0 | 91.9163
| Sublap | SCLD | Monthly System Peak Day | July | CAISO 1-in-2 | 3 | 1.6795 | 1.665 | 1.6795 | 1.665 | 0 | 91.266
| Sublap | SCLD | Monthly System Peak Day | July | CAISO 1-in-2 | 4 | 1.5469 | 1.547 | 1.5469 | 1.547 | 0 | 90.0422
| Sublap | SCLD | Monthly System Peak Day | July | CAISO 1-in-2 | 5 | 1.4591 | 1.4664 | 1.4591 | 1.4664 | 0 | 89.4592
| Sublap | SCLD | Monthly System Peak Day | July | CAISO 1-in-2 | 6 | 1.3584 | 1.3628 | 1.3584 | 1.3628 | 0 | 88.1467
| Sublap | SCLD | Monthly System Peak Day | July | CAISO 1-in-2 | 7 | 1.2151 | 1.291 | 1.2151 | 1.291 | 0 | 86.7705
| Sublap | SCLD | Monthly System Peak Day | July | CAISO 1-in-2 | 8 | 1.1653 | 1.218 | 1.1653 | 1.218 | 0 | 87.1567
| Sublap | SCLD | Monthly System Peak Day | July | CAISO 1-in-2 | 9 | 0.93893 | 1.0398 | 0.93893 | 1.0398 | 0 | 88.6626
| Sublap | SCLD | Monthly System Peak Day | July | CAISO 1-in-2 | 10 | 0.81869 | 0.98311 | 0.81869 | 0.98311 | 0 | 91.9163
| Sublap | SCLD | Monthly System Peak Day | July | CAISO 1-in-2 | 11 | 0.94365 | 1.1503 | 0.94365 | 1.1503 | 0 | 96.2014
| Sublap | SCLD | Monthly System Peak Day | July | CAISO 1-in-2 | 12 | 1.2483 | 1.4877 | 1.2483 | 1.4877 | 0 | 99.9531
| Sublap | SCLD | Monthly System Peak Day | July | CAISO 1-in-2 | 13 | 1.6495 | 1.8668 | 1.6495 | 1.8668 | 0 | 103.2395
| Sublap | SCLD | Monthly System Peak Day | July | CAISO 1-in-2 | 14 | 2.0776 | 2.2527 | 2.0776 | 2.2527 | 0 | 104.5449
| Sublap | SCLD | Monthly System Peak Day | July | CAISO 1-in-2 | 15 | 2.4863 | 2.669 | 2.4863 | 2.669 | 0 | 106.0762
| Sublap | SCLD | Monthly System Peak Day | July | CAISO 1-in-2 | 16 | 2.9134 | 3.0455 | 2.9134 | 3.0455 | 0 | 105.4279
| Sublap | SCLD | Monthly System Peak Day | July | CAISO 1-in-2 | 17 | 3.3014 | 3.3803 | 1.8914 | 2.2314 | 0.16073 | 105.4946
| Sublap | SCLD | Monthly System Peak Day | July | CAISO 1-in-2 | 18 | 3.6488 | 3.616 | 2.9853 | 3.0194 | 0.24276 | 106.7667
| Sublap | SCLD | Monthly System Peak Day | July | CAISO 1-in-2 | 19 | 3.7402 | 3.6389 | 3.5071 | 3.3226 | 0.20573 | 106.4714
| Sublap | SCLD | Monthly System Peak Day | July | CAISO 1-in-2 | 20 | 3.5003 | 3.4225 | 3.2432 | 3.2561 | 0.19604 | 104.5422
| Sublap | SCLD | Monthly System Peak Day | July | CAISO 1-in-2 | 21 | 3.3396 | 3.2726 | 3.1558 | 3.1795 | 0.091903 | 102.3061
| Sublap | SCLD | Monthly System Peak Day | July | CAISO 1-in-2 | 22 | 3.0491 | 3.0281 | 3.5734 | 4.0648 | 0.15704 | 100.2007
| Sublap | SCLD | Monthly System Peak Day | July | CAISO 1-in-2 | 23 | 2.7298 | 2.6815 | 2.7783 | 3.3358 | 0.024246 | 97.6238
| Sublap | SCLD | Monthly System Peak Day | July | CAISO 1-in-2 | 24 | 2.3795 | 2.372 | 2.3795 | 2.9637 | 0 | 95.566
| Sublap | SCLD | Monthly System Peak Day | July | SCE 1-in-10 | 1 | 2.1391 | 2.1175 | 2.1391 | 2.1175 | 0 | 94.3204
| Sublap | SCLD | Monthly System Peak Day | July | SCE 1-in-10 | 2 | 1.9125 | 1.9102 | 1.9125 | 1.9102 | 0 | 93.8643
| Sublap | SCLD | Monthly System Peak Day | July | SCE 1-in-10 | 3 | 1.7464 | 1.7319 | 1.7464 | 1.7319 | 0 | 92.7888
| Sublap | SCLD | Monthly System Peak Day | July | SCE 1-in-10 | 4 | 1.499 | 1.4992 | 1.499 | 1.4992 | 0 | 89.5867
| Sublap | SCLD | Monthly System Peak Day | July | SCE 1-in-10 | 5 | 1.4409 | 1.4481 | 1.4409 | 1.4481 | 0 | 89.3816
| Sublap | SCLD | Monthly System Peak Day | July | SCE 1-in-10 | 6 | 1.1917 | 1.1961 | 1.1917 | 1.1961 | 0 | 85.2025
| Sublap | SCLD | Monthly System Peak Day | July | SCE 1-in-10 | 7 | 1.1437 | 1.2196 | 1.1437 | 1.2196 | 0 | 86.0163
| Sublap | SCLD | Monthly System Peak Day | July | SCE 1-in-10 | 8 | 1.1855 | 1.2383 | 1.1855 | 1.2383 | 0 | 88.1735
| Sublap | SCLD | Monthly System Peak Day | July | SCE 1-in-10 | 9 | 1.0338 | 1.1346 | 1.0338 | 1.1346 | 0 | 90.9653
| Sublap | SCLD | Monthly System Peak Day | July | SCE 1-in-10 | 10 | 1.0165 | 1.181 | 1.0165 | 1.181 | 0 | 95.9561
| Sublap | SCLD | Monthly System Peak Day | July | SCE 1-in-10 | 11 | 1.1971 | 1.4037 | 1.1971 | 1.4037 | 0 | 101.6265
| Sublap | SCLD | Monthly System Peak Day | July | SCE 1-in-10 | 12 | 1.5157 | 1.7551 | 1.5157 | 1.7551 | 0 | 106.3959
| Sublap | SCLD | Monthly System Peak Day | July | SCE 1-in-10 | 13 | 1.9479 | 2.1653 | 1.9479 | 2.1653 | 0 | 108.6184
| Sublap | SCLD | Monthly System Peak Day | July | SCE 1-in-10 | 14 | 2.4299 | 2.605 | 2.4299 | 2.605 | 0 | 110.151
| Sublap | SCLD | Monthly System Peak Day | July | SCE 1-in-10 | 15 | 2.8728 | 3.0555 | 2.8728 | 3.0555 | 0 | 111.3275
| Sublap | SCLD | Monthly System Peak Day | July | SCE 1-in-10 | 16 | 3.3252 | 3.4574 | 3.3252 | 3.4574 | 0 | 112.0092
| Sublap | SCLD | Monthly System Peak Day | July | SCE 1-in-10 | 17 | 3.7363 | 3.8152 | 2.1183 | 2.4584 | 0.13245 | 113.0622
| Sublap | SCLD | Monthly System Peak Day | July | SCE 1-in-10 | 18 | 4.0694 | 4.0366 | 3.2486 | 3.2827 | 0.15052 | 113.2714
| Sublap | SCLD | Monthly System Peak Day | July | SCE 1-in-10 | 19 | 4.1503 | 4.0489 | 3.7628 | 3.5783 | 0.11276 | 113.0745
| Sublap | SCLD | Monthly System Peak Day | July | SCE 1-in-10 | 20 | 3.8966 | 3.8188 | 3.3884 | 3.4013 | 0.17654 | 112.2031
| Sublap | SCLD | Monthly System Peak Day | July | SCE 1-in-10 | 21 | 3.6771 | 3.6102 | 3.2846 | 3.3082 | 0.15431 | 108.6765
| Sublap | SCLD | Monthly System Peak Day | July | SCE 1-in-10 | 22 | 3.3291 | 3.3082 | 3.8809 | 4.3722 | 0.12255 | 102.7765
| Sublap | SCLD | Monthly System Peak Day | July | SCE 1-in-10 | 23 | 2.9724 | 2.9242 | 3.0662 | 3.6238 | 0.046886 | 99.4888
| Sublap | SCLD | Monthly System Peak Day | July | SCE 1-in-10 | 24 | 2.5862 | 2.5786 | 2.5862 | 3.2581 | 0 | 97.498
| Sublap | SCLD | Monthly System Peak Day | July | SCE 1-in-2 | 1 | 2.1288 | 2.1073 | 2.1288 | 2.1073 | 0 | 94.332
| Sublap | SCLD | Monthly System Peak Day | July | SCE 1-in-2 | 2 | 1.8583 | 1.856 | 1.8583 | 1.856 | 0 | 92.8469
| Sublap | SCLD | Monthly System Peak Day | July | SCE 1-in-2 | 3 | 1.7101 | 1.6957 | 1.7101 | 1.6957 | 0 | 91.9891
| Sublap | SCLD | Monthly System Peak Day | July | SCE 1-in-2 | 4 | 1.5599 | 1.5601 | 1.5599 | 1.5601 | 0 | 90.5469
| Sublap | SCLD | Monthly System Peak Day | July | SCE 1-in-2 | 5 | 1.432 | 1.4392 | 1.432 | 1.4392 | 0 | 89.0463
| Sublap | SCLD | Monthly System Peak Day | July | SCE 1-in-2 | 6 | 1.3388 | 1.3431 | 1.3388 | 1.3431 | 0 | 88.0841
| Sublap | SCLD | Monthly System Peak Day | July | SCE 1-in-2 | 7 | 1.214 | 1.2899 | 1.214 | 1.2899 | 0 | 87.1875
| Sublap | SCLD | Monthly System Peak Day | July | SCE 1-in-2 | 8 | 1.2011 | 1.2539 | 1.2011 | 1.2539 | 0 | 88.2105
| Sublap | SCLD | Monthly System Peak Day | July | SCE 1-in-2 | 9 | 0.97758 | 1.0785 | 0.97758 | 1.0785 | 0 | 89.6626
| Sublap | SCLD | Monthly System Peak Day | July | SCE 1-in-2 | 10 | 0.92664 | 1.0911 | 0.92664 | 1.0911 | 0 | 94.0993
| Sublap | SCLD | Monthly System Peak Day | July | SCE 1-in-2 | 11 | 1.081 | 1.2877 | 1.081 | 1.2877 | 0 | 98.8469
| Sublap | SCLD | Monthly System Peak Day | July | SCE 1-in-2 | 12 | 1.4071 | 1.6465 | 1.4071 | 1.6465 | 0 | 102.4401
| Sublap | SCLD | Monthly System Peak Day | July | SCE 1-in-2 | 13 | 1.8548 | 2.0722 | 1.8548 | 2.0722 | 0 | 104.1796
| Sublap | SCLD | Monthly System Peak Day | July | SCE 1-in-2 | 14 | 2.2922 | 2.4673 | 2.2922 | 2.4673 | 0 | 105.4993
| Sublap | SCLD | Monthly System Peak Day | July | SCE 1-in-2 | 15 | 2.7061 | 2.8887 | 2.7061 | 2.8887 | 0 | 107.9435
| Sublap | SCLD | Monthly System Peak Day | July | SCE 1-in-2 | 16 | 3.1486 | 3.2807 | 3.1486 | 3.2807 | 0 | 109.6789
| Sublap | SCLD | Monthly System Peak Day | July | SCE 1-in-2 | 17 | 3.561 | 3.6399 | 1.9952 | 2.3353 | 0.12367 | 111.1619
| Sublap | SCLD | Monthly System Peak Day | July | SCE 1-in-2 | 18 | 3.8941 | 3.8612 | 3.127 | 3.1611 | 0.1651 | 111.0497
| Sublap | SCLD | Monthly System Peak Day | July | SCE 1-in-2 | 19 | 3.9743 | 3.8729 | 3.6508 | 3.4663 | 0.12447 | 110.3333
| Sublap | SCLD | Monthly System Peak Day | July | SCE 1-in-2 | 20 | 3.7278 | 3.65 | 3.322 | 3.3349 | 0.15404 | 109.0803
| Sublap | SCLD | Monthly System Peak Day | July | SCE 1-in-2 | 21 | 3.5236 | 3.4567 | 3.2453 | 3.269 | 0.18571 | 105.1891
| Sublap | SCLD | Monthly System Peak Day | July | SCE 1-in-2 | 22 | 3.2099 | 3.1889 | 3.7527 | 4.2441 | 0.1317 | 101.9449
| Sublap | SCLD | Monthly System Peak Day | July | SCE 1-in-2 | 23 | 2.8757 | 2.8274 | 2.9685 | 3.526 | 0.046394 | 99.4483
| Sublap | SCLD | Monthly System Peak Day | July | SCE 1-in-2 | 24 | 2.5074 | 2.4999 | 2.5074 | 3.1666 | 0 | 97.219
| Sublap | SCLD | Monthly System Peak Day | June | CAISO 1-in-10 | 1 | 2.1617 | 2.1402 | 2.1617 | 2.1402 | 0 | 94.749
| Sublap | SCLD | Monthly System Peak Day | June | CAISO 1-in-10 | 2 | 1.8341 | 1.8318 | 1.8341 | 1.8318 | 0 | 92.4388
| Sublap | SCLD | Monthly System Peak Day | June | CAISO 1-in-10 | 3 | 1.6279 | 1.6134 | 1.6279 | 1.6134 | 0 | 90.5133
| Sublap | SCLD | Monthly System Peak Day | June | CAISO 1-in-10 | 4 | 1.4237 | 1.4239 | 1.4237 | 1.4239 | 0 | 88.1531
| Sublap | SCLD | Monthly System Peak Day | June | CAISO 1-in-10 | 5 | 1.2913 | 1.2985 | 1.2913 | 1.2985 | 0 | 86.0969
| Sublap | SCLD | Monthly System Peak Day | June | CAISO 1-in-10 | 6 | 1.0867 | 1.0911 | 1.0867 | 1.0911 | 0 | 82.9465
| Sublap | SCLD | Monthly System Peak Day | June | CAISO 1-in-10 | 7 | 0.96203 | 1.0379 | 0.96203 | 1.0379 | 0 | 82.1122
| Sublap | SCLD | Monthly System Peak Day | June | CAISO 1-in-10 | 8 | 0.95509 | 1.0079 | 0.95509 | 1.0079 | 0 | 83.6525
| Sublap | SCLD | Monthly System Peak Day | June | CAISO 1-in-10 | 9 | 0.87117 | 0.97207 | 0.87117 | 0.97207 | 0 | 87.6786
| Sublap | SCLD | Monthly System Peak Day | June | CAISO 1-in-10 | 10 | 0.93783 | 1.1022 | 0.93783 | 1.1022 | 0 | 93.948
| Sublap | SCLD | Monthly System Peak Day | June | CAISO 1-in-10 | 11 | 1.1839 | 1.3905 | 1.1839 | 1.3905 | 0 | 100.7561
| Sublap | SCLD | Monthly System Peak Day | June | CAISO 1-in-10 | 12 | 1.5175 | 1.7569 | 1.5175 | 1.7569 | 0 | 105.9357
| Sublap | SCLD | Monthly System Peak Day | June | CAISO 1-in-10 | 13 | 1.9013 | 2.1187 | 1.9013 | 2.1187 | 0 | 111.2367
| Sublap | SCLD | Monthly System Peak Day | June | CAISO 1-in-10 | 14 | 2.4048 | 2.5799 | 2.4048 | 2.5799 | 0 | 113.6592
| Sublap | SCLD | Monthly System Peak Day | June | CAISO 1-in-10 | 15 | 2.8677 | 3.0504 | 2.8677 | 3.0504 | 0 | 116.2143
| Sublap | SCLD | Monthly System Peak Day | June | CAISO 1-in-10 | 16 | 3.3473 | 3.4794 | 3.3473 | 3.4794 | 0 | 118.3112
| Sublap | SCLD | Monthly System Peak Day | June | CAISO 1-in-10 | 17 | 3.792 | 3.8708 | 2.0109 | 2.351 | 0.20796 | 118.9929
| Sublap | SCLD | Monthly System Peak Day | June | CAISO 1-in-10 | 18 | 4.139 | 4.1062 | 3.1725 | 3.2065 | 0.22553 | 119.299
| Sublap | SCLD | Monthly System Peak Day | June | CAISO 1-in-10 | 19 | 4.2328 | 4.1315 | 3.7114 | 3.5269 | 0.22472 | 118.802
| Sublap | SCLD | Monthly System Peak Day | June | CAISO 1-in-10 | 20 | 3.9176 | 3.8399 | 3.3627 | 3.3756 | 0.1983 | 113.6296
| Sublap | SCLD | Monthly System Peak Day | June | CAISO 1-in-10 | 21 | 3.63 | 3.563 | 3.3909 | 3.4146 | 0.20557 | 103.9929
| Sublap | SCLD | Monthly System Peak Day | June | CAISO 1-in-10 | 22 | 3.31 | 3.289 | 3.8362 | 4.3275 | 0.15422 | 100.3745
| Sublap | SCLD | Monthly System Peak Day | June | CAISO 1-in-10 | 23 | 2.942 | 2.8937 | 2.9704 | 3.528 | 0.01422 | 96.798
| Sublap | SCLD | Monthly System Peak Day | June | CAISO 1-in-10 | 24 | 2.5535 | 2.546 | 2.5535 | 3.1504 | 0 | 95.8449
| Sublap | SCLD | Monthly System Peak Day | June | CAISO 1-in-2 | 1 | 1.6387 | 1.6172 | 1.6387 | 1.6172 | 0 | 85.9699
| Sublap | SCLD | Monthly System Peak Day | June | CAISO 1-in-2 | 2 | 1.3509 | 1.3486 | 1.3509 | 1.3486 | 0 | 83.4795
| Sublap | SCLD | Monthly System Peak Day | June | CAISO 1-in-2 | 3 | 1.2584 | 1.244 | 1.2584 | 1.244 | 0 | 82.866
| Sublap | SCLD | Monthly System Peak Day | June | CAISO 1-in-2 | 4 | 1.1875 | 1.1877 | 1.1875 | 1.1877 | 0 | 82.5539
| Sublap | SCLD | Monthly System Peak Day | June | CAISO 1-in-2 | 5 | 1.0836 | 1.0908 | 1.0836 | 1.0908 | 0 | 80.6574
| Sublap | SCLD | Monthly System Peak Day | June | CAISO 1-in-2 | 6 | 1.0262 | 1.0306 | 1.0262 | 1.0306 | 0 | 79.8742
| Sublap | SCLD | Monthly System Peak Day | June | CAISO 1-in-2 | 7 | 0.89954 | 0.97544 | 0.89954 | 0.97544 | 0 | 78.5558
| Sublap | SCLD | Monthly System Peak Day | June | CAISO 1-in-2 | 8 | 0.8838 | 0.93658 | 0.8838 | 0.93658 | 0 | 80.4718
| Sublap | SCLD | Monthly System Peak Day | June | CAISO 1-in-2 | 9 | 0.69322 | 0.79411 | 0.69322 | 0.79411 | 0 | 83.1637
| Sublap | SCLD | Monthly System Peak Day | June | CAISO 1-in-2 | 10 | 0.59121 | 0.75562 | 0.59121 | 0.75562 | 0 | 87.4305
| Sublap | SCLD | Monthly System Peak Day | June | CAISO 1-in-2 | 11 | 0.64803 | 0.85464 | 0.64803 | 0.85464 | 0 | 91.568
| Sublap | SCLD | Monthly System Peak Day | June | CAISO 1-in-2 | 12 | 0.86963 | 1.109 | 0.86963 | 1.109 | 0 | 96.2354
| Sublap | SCLD | Monthly System Peak Day | June | CAISO 1-in-2 | 13 | 1.2166 | 1.4339 | 1.2166 | 1.4339 | 0 | 98.7095
| Sublap | SCLD | Monthly System Peak Day | June | CAISO 1-in-2 | 14 | 1.5998 | 1.7749 | 1.5998 | 1.7749 | 0 | 99.8313
| Sublap | SCLD | Monthly System Peak Day | June | CAISO 1-in-2 | 15 | 1.9794 | 2.1621 | 1.9794 | 2.1621 | 0 | 101.9
| Sublap | SCLD | Monthly System Peak Day | June | CAISO 1-in-2 | 16 | 2.4015 | 2.5337 | 2.4015 | 2.5337 | 0 | 103.8279
| Sublap | SCLD | Monthly System Peak Day | June | CAISO 1-in-2 | 17 | 2.8319 | 2.9108 | 1.4111 | 1.7512 | 0.15577 | 105.8891
| Sublap | SCLD | Monthly System Peak Day | June | CAISO 1-in-2 | 18 | 3.2063 | 3.1734 | 2.5286 | 2.5627 | 0.22989 | 107.3503
| Sublap | SCLD | Monthly System Peak Day | June | CAISO 1-in-2 | 19 | 3.3319 | 3.2305 | 3.0968 | 2.9123 | 0.20367 | 106.5531
| Sublap | SCLD | Monthly System Peak Day | June | CAISO 1-in-2 | 20 | 3.1448 | 3.067 | 2.872 | 2.8848 | 0.18827 | 105.0224
| Sublap | SCLD | Monthly System Peak Day | June | CAISO 1-in-2 | 21 | 2.9649 | 2.8979 | 2.8339 | 2.8576 | 0.065494 | 100.6945
| Sublap | SCLD | Monthly System Peak Day | June | CAISO 1-in-2 | 22 | 2.6773 | 2.6563 | 3.1573 | 3.6486 | 0.23551 | 96.0374
| Sublap | SCLD | Monthly System Peak Day | June | CAISO 1-in-2 | 23 | 2.3904 | 2.3421 | 2.3904 | 2.8879 | 0 | 93.1552
| Sublap | SCLD | Monthly System Peak Day | June | CAISO 1-in-2 | 24 | 2.0696 | 2.062 | 2.0696 | 2.4457 | 0 | 90.98
| Sublap | SCLD | Monthly System Peak Day | June | SCE 1-in-10 | 1 | 2.218 | 2.1965 | 2.218 | 2.1965 | 0 | 95.8949
| Sublap | SCLD | Monthly System Peak Day | June | SCE 1-in-10 | 2 | 1.948 | 1.9457 | 1.948 | 1.9457 | 0 | 94.4959
| Sublap | SCLD | Monthly System Peak Day | June | SCE 1-in-10 | 3 | 1.7615 | 1.747 | 1.7615 | 1.747 | 0 | 93.0357
| Sublap | SCLD | Monthly System Peak Day | June | SCE 1-in-10 | 4 | 1.4534 | 1.4535 | 1.4534 | 1.4535 | 0 | 88.6367
| Sublap | SCLD | Monthly System Peak Day | June | SCE 1-in-10 | 5 | 1.3068 | 1.314 | 1.3068 | 1.314 | 0 | 86.3806
| Sublap | SCLD | Monthly System Peak Day | June | SCE 1-in-10 | 6 | 1.1698 | 1.1742 | 1.1698 | 1.1742 | 0 | 84.6196
| Sublap | SCLD | Monthly System Peak Day | June | SCE 1-in-10 | 7 | 1.0879 | 1.1638 | 1.0879 | 1.1638 | 0 | 84.6784
| Sublap | SCLD | Monthly System Peak Day | June | SCE 1-in-10 | 8 | 0.99236 | 1.0451 | 0.99236 | 1.0451 | 0 | 84.2741
| Sublap | SCLD | Monthly System Peak Day | June | SCE 1-in-10 | 9 | 0.86566 | 0.96655 | 0.86566 | 0.96655 | 0 | 87.499
| Sublap | SCLD | Monthly System Peak Day | June | SCE 1-in-10 | 10 | 0.92255 | 1.087 | 0.92255 | 1.087 | 0 | 93.7367
| Sublap | SCLD | Monthly System Peak Day | June | SCE 1-in-10 | 11 | 1.1323 | 1.339 | 1.1323 | 1.339 | 0 | 99.3224
| Sublap | SCLD | Monthly System Peak Day | June | SCE 1-in-10 | 12 | 1.4697 | 1.709 | 1.4697 | 1.709 | 0 | 104.9174
| Sublap | SCLD | Monthly System Peak Day | June | SCE 1-in-10 | 13 | 1.869 | 2.0864 | 1.869 | 2.0864 | 0 | 109.1133
| Sublap | SCLD | Monthly System Peak Day | June | SCE 1-in-10 | 14 | 2.3477 | 2.5228 | 2.3477 | 2.5228 | 0 | 111.9378
| Sublap | SCLD | Monthly System Peak Day | June | SCE 1-in-10 | 15 | 2.8003 | 2.983 | 2.8003 | 2.983 | 0 | 114.3367
| Sublap | SCLD | Monthly System Peak Day | June | SCE 1-in-10 | 16 | 3.2715 | 3.4037 | 3.2715 | 3.4037 | 0 | 116.2929
| Sublap | SCLD | Monthly System Peak Day | June | SCE 1-in-10 | 17 | 3.7128 | 3.7917 | 1.9756 | 2.3157 | 0.18318 | 117.398
| Sublap | SCLD | Monthly System Peak Day | June | SCE 1-in-10 | 18 | 4.0595 | 4.0267 | 3.1317 | 3.1658 | 0.19384 | 117.698
| Sublap | SCLD | Monthly System Peak Day | June | SCE 1-in-10 | 19 | 4.1421 | 4.0407 | 3.6775 | 3.4929 | 0.16512 | 116.3714
| Sublap | SCLD | Monthly System Peak Day | June | SCE 1-in-10 | 20 | 3.8178 | 3.74 | 3.3707 | 3.3836 | 0.15813 | 110.3388
| Sublap | SCLD | Monthly System Peak Day | June | SCE 1-in-10 | 21 | 3.5749 | 3.5079 | 3.3579 | 3.3816 | 0.10846 | 103.3163
| Sublap | SCLD | Monthly System Peak Day | June | SCE 1-in-10 | 22 | 3.2567 | 3.2357 | 3.7724 | 4.2638 | 0.17073 | 99.3959
| Sublap | SCLD | Monthly System Peak Day | June | SCE 1-in-10 | 23 | 2.8788 | 2.8306 | 2.8788 | 3.4119 | 0 | 94.6173
| Sublap | SCLD | Monthly System Peak Day | June | SCE 1-in-10 | 24 | 2.469 | 2.4614 | 2.469 | 2.9379 | 0 | 93.0255
| Sublap | SCLD | Monthly System Peak Day | June | SCE 1-in-2 | 1 | 1.6826 | 1.661 | 1.6826 | 1.661 | 0 | 86.8754
| Sublap | SCLD | Monthly System Peak Day | June | SCE 1-in-2 | 2 | 1.4941 | 1.4918 | 1.4941 | 1.4918 | 0 | 86.0701
| Sublap | SCLD | Monthly System Peak Day | June | SCE 1-in-2 | 3 | 1.3688 | 1.3544 | 1.3688 | 1.3544 | 0 | 84.9524
| Sublap | SCLD | Monthly System Peak Day | June | SCE 1-in-2 | 4 | 1.2535 | 1.2537 | 1.2535 | 1.2537 | 0 | 83.7959
| Sublap | SCLD | Monthly System Peak Day | June | SCE 1-in-2 | 5 | 1.1487 | 1.156 | 1.1487 | 1.156 | 0 | 82.171
| Sublap | SCLD | Monthly System Peak Day | June | SCE 1-in-2 | 6 | 1.0699 | 1.0742 | 1.0699 | 1.0742 | 0 | 80.9714
| Sublap | SCLD | Monthly System Peak Day | June | SCE 1-in-2 | 7 | 0.89518 | 0.97108 | 0.89518 | 0.97108 | 0 | 78.6377
| Sublap | SCLD | Monthly System Peak Day | June | SCE 1-in-2 | 8 | 0.80105 | 0.85383 | 0.80105 | 0.85383 | 0 | 79.0287
| Sublap | SCLD | Monthly System Peak Day | June | SCE 1-in-2 | 9 | 0.64159 | 0.74248 | 0.64159 | 0.74248 | 0 | 82.0846
| Sublap | SCLD | Monthly System Peak Day | June | SCE 1-in-2 | 10 | 0.56027 | 0.72468 | 0.56027 | 0.72468 | 0 | 86.8095
| Sublap | SCLD | Monthly System Peak Day | June | SCE 1-in-2 | 11 | 0.63342 | 0.84003 | 0.63342 | 0.84003 | 0 | 92.5782
| Sublap | SCLD | Monthly System Peak Day | June | SCE 1-in-2 | 12 | 0.81007 | 1.0494 | 0.81007 | 1.0494 | 0 | 97.5442
| Sublap | SCLD | Monthly System Peak Day | June | SCE 1-in-2 | 13 | 1.1131 | 1.3305 | 1.1131 | 1.3305 | 0 | 100.9204
| Sublap | SCLD | Monthly System Peak Day | June | SCE 1-in-2 | 14 | 1.5246 | 1.6997 | 1.5246 | 1.6997 | 0 | 101.3272
| Sublap | SCLD | Monthly System Peak Day | June | SCE 1-in-2 | 15 | 1.9146 | 2.0973 | 1.9146 | 2.0973 | 0 | 101.4898
| Sublap | SCLD | Monthly System Peak Day | June | SCE 1-in-2 | 16 | 2.3313 | 2.4635 | 2.3313 | 2.4635 | 0 | 102.3313
| Sublap | SCLD | Monthly System Peak Day | June | SCE 1-in-2 | 17 | 2.749 | 2.8279 | 1.3926 | 1.7326 | 0.18826 | 103.5435
| Sublap | SCLD | Monthly System Peak Day | June | SCE 1-in-2 | 18 | 3.113 | 3.0802 | 2.5091 | 2.5432 | 0.30133 | 104.3
| Sublap | SCLD | Monthly System Peak Day | June | SCE 1-in-2 | 19 | 3.2273 | 3.1259 | 3.0759 | 2.8914 | 0.07567 | 102.9735
| Sublap | SCLD | Monthly System Peak Day | June | SCE 1-in-2 | 20 | 3.0417 | 2.9639 | 2.8892 | 2.9021 | 0.076263 | 101.3517
| Sublap | SCLD | Monthly System Peak Day | June | SCE 1-in-2 | 21 | 2.8778 | 2.8109 | 2.8778 | 2.8109 | 0 | 96.5211
| Sublap | SCLD | Monthly System Peak Day | June | SCE 1-in-2 | 22 | 2.6145 | 2.5935 | 3.0674 | 3.5588 | 0.28906 | 93.4925
| Sublap | SCLD | Monthly System Peak Day | June | SCE 1-in-2 | 23 | 2.3212 | 2.273 | 2.3212 | 2.748 | 0 | 90.2408
| Sublap | SCLD | Monthly System Peak Day | June | SCE 1-in-2 | 24 | 1.9981 | 1.9906 | 1.9981 | 2.2732 | 0 | 88.7528
| Sublap | SCLD | Monthly System Peak Day | March | CAISO 1-in-10 | 1 | 0.97751 | 0.95599 | 0.97751 | 0.95599 | 0 | 75.2774
| Sublap | SCLD | Monthly System Peak Day | March | CAISO 1-in-10 | 2 | 0.83889 | 0.83661 | 0.83889 | 0.83661 | 0 | 73.6571
| Sublap | SCLD | Monthly System Peak Day | March | CAISO 1-in-10 | 3 | 0.78391 | 0.7695 | 0.78391 | 0.7695 | 0 | 72.5232
| Sublap | SCLD | Monthly System Peak Day | March | CAISO 1-in-10 | 4 | 0.63924 | 0.63941 | 0.63924 | 0.63941 | 0 | 70.052
| Sublap | SCLD | Monthly System Peak Day | March | CAISO 1-in-10 | 5 | 0.5394 | 0.54667 | 0.5394 | 0.54667 | 0 | 67.1552
| Sublap | SCLD | Monthly System Peak Day | March | CAISO 1-in-10 | 6 | 0.61502 | 0.6194 | 0.61502 | 0.6194 | 0 | 68.3624
| Sublap | SCLD | Monthly System Peak Day | March | CAISO 1-in-10 | 7 | 0.4991 | 0.575 | 0.4991 | 0.575 | 0 | 66.7285
| Sublap | SCLD | Monthly System Peak Day | March | CAISO 1-in-10 | 8 | 0.25431 | 0.30709 | 0.25431 | 0.30709 | 0 | 65.4781
| Sublap | SCLD | Monthly System Peak Day | March | CAISO 1-in-10 | 9 | 0.034854 | 0.13575 | 0.034854 | 0.13575 | 0 | 67.8952
| Sublap | SCLD | Monthly System Peak Day | March | CAISO 1-in-10 | 10 | -0.13958 | 0.024831 | -0.13958 | 0.024831 | 0 | 72.5429
| Sublap | SCLD | Monthly System Peak Day | March | CAISO 1-in-10 | 11 | -0.24533 | -0.038723 | -0.24533 | -0.038723 | 0 | 77.5963
| Sublap | SCLD | Monthly System Peak Day | March | CAISO 1-in-10 | 12 | -0.25058 | -0.011198 | -0.25058 | -0.011198 | 0 | 81.0122
| Sublap | SCLD | Monthly System Peak Day | March | CAISO 1-in-10 | 13 | -0.072643 | 0.14473 | -0.072643 | 0.14473 | 0 | 83.8643
| Sublap | SCLD | Monthly System Peak Day | March | CAISO 1-in-10 | 14 | 0.15191 | 0.32702 | 0.15191 | 0.32702 | 0 | 86.0235
| Sublap | SCLD | Monthly System Peak Day | March | CAISO 1-in-10 | 15 | 0.4473 | 0.62996 | 0.4473 | 0.62996 | 0 | 88.5153
| Sublap | SCLD | Monthly System Peak Day | March | CAISO 1-in-10 | 16 | 0.82007 | 0.95224 | 0.82007 | 0.95224 | 0 | 89.9357
| Sublap | SCLD | Monthly System Peak Day | March | CAISO 1-in-10 | 17 | 1.2585 | 1.3374 | 0.24566 | 0.58574 | 0.41193 | 91.0418
| Sublap | SCLD | Monthly System Peak Day | March | CAISO 1-in-10 | 18 | 1.6613 | 1.6284 | 1.3662 | 1.4003 | 0.14752 | 91.5275
| Sublap | SCLD | Monthly System Peak Day | March | CAISO 1-in-10 | 19 | 1.8696 | 1.7682 | 1.8696 | 1.7682 | 0 | 91.2347
| Sublap | SCLD | Monthly System Peak Day | March | CAISO 1-in-10 | 20 | 1.8023 | 1.7245 | 1.8023 | 1.7245 | 0 | 89.1622
| Sublap | SCLD | Monthly System Peak Day | March | CAISO 1-in-10 | 21 | 1.7254 | 1.6585 | 1.7254 | 1.6585 | 0 | 85.0459
| Sublap | SCLD | Monthly System Peak Day | March | CAISO 1-in-10 | 22 | 1.5458 | 1.5248 | 1.8817 | 2.373 | 0.16795 | 82.501
| Sublap | SCLD | Monthly System Peak Day | March | CAISO 1-in-10 | 23 | 1.3481 | 1.2999 | 1.3481 | 1.4822 | 0 | 78.1837
| Sublap | SCLD | Monthly System Peak Day | March | CAISO 1-in-10 | 24 | 1.1068 | 1.0993 | 1.1068 | 1.0993 | 0 | 75.7959
| Sublap | SCLD | Monthly System Peak Day | March | CAISO 1-in-2 | 1 | 0.55175 | 0.53023 | 0.55175 | 0.53023 | 0 | 57.6624
| Sublap | SCLD | Monthly System Peak Day | March | CAISO 1-in-2 | 2 | 0.50795 | 0.50568 | 0.50795 | 0.50568 | 0 | 55.8159
| Sublap | SCLD | Monthly System Peak Day | March | CAISO 1-in-2 | 3 | 0.5085 | 0.49409 | 0.5085 | 0.49409 | 0 | 54.7287
| Sublap | SCLD | Monthly System Peak Day | March | CAISO 1-in-2 | 4 | 0.5157 | 0.51588 | 0.5157 | 0.51588 | 0 | 55.1805
| Sublap | SCLD | Monthly System Peak Day | March | CAISO 1-in-2 | 5 | 0.54558 | 0.55285 | 0.54558 | 0.55285 | 0 | 52.3427
| Sublap | SCLD | Monthly System Peak Day | March | CAISO 1-in-2 | 6 | 0.57969 | 0.58406 | 0.57969 | 0.58406 | 0 | 50.3548
| Sublap | SCLD | Monthly System Peak Day | March | CAISO 1-in-2 | 7 | 0.56337 | 0.63927 | 0.56337 | 0.63927 | 0 | 50.9682
| Sublap | SCLD | Monthly System Peak Day | March | CAISO 1-in-2 | 8 | 0.34539 | 0.39817 | 0.34539 | 0.39817 | 0 | 49.5742
| Sublap | SCLD | Monthly System Peak Day | March | CAISO 1-in-2 | 9 | 0.035261 | 0.13616 | 0.035261 | 0.13616 | 0 | 50.3516
| Sublap | SCLD | Monthly System Peak Day | March | CAISO 1-in-2 | 10 | -0.29412 | -0.12971 | -0.29412 | -0.12971 | 0 | 54.3373
| Sublap | SCLD | Monthly System Peak Day | March | CAISO 1-in-2 | 11 | -0.55057 | -0.34396 | -0.55057 | -0.34396 | 0 | 58.7512
| Sublap | SCLD | Monthly System Peak Day | March | CAISO 1-in-2 | 12 | -0.6358 | -0.39642 | -0.6358 | -0.39642 | 0 | 63.769
| Sublap | SCLD | Monthly System Peak Day | March | CAISO 1-in-2 | 13 | -0.60905 | -0.39168 | -0.60905 | -0.39168 | 0 | 67.9452
| Sublap | SCLD | Monthly System Peak Day | March | CAISO 1-in-2 | 14 | -0.46561 | -0.29051 | -0.46561 | -0.29051 | 0 | 70.2812
| Sublap | SCLD | Monthly System Peak Day | March | CAISO 1-in-2 | 15 | -0.27699 | -0.094334 | -0.27699 | -0.094334 | 0 | 73.0467
| Sublap | SCLD | Monthly System Peak Day | March | CAISO 1-in-2 | 16 | 0.0067055 | 0.13888 | 0.0067055 | 0.13888 | 0 | 74.4254
| Sublap | SCLD | Monthly System Peak Day | March | CAISO 1-in-2 | 17 | 0.35964 | 0.43852 | 0.20554 | 0.28442 | 0.077048 | 75.9705
| Sublap | SCLD | Monthly System Peak Day | March | CAISO 1-in-2 | 18 | 0.69104 | 0.65821 | 0.69104 | 0.65821 | 0 | 76.7082
| Sublap | SCLD | Monthly System Peak Day | March | CAISO 1-in-2 | 19 | 0.8978 | 0.79641 | 0.8978 | 0.79641 | 0 | 76.4232
| Sublap | SCLD | Monthly System Peak Day | March | CAISO 1-in-2 | 20 | 0.90537 | 0.82758 | 0.90537 | 0.82758 | 0 | 73.9448
| Sublap | SCLD | Monthly System Peak Day | March | CAISO 1-in-2 | 21 | 0.86477 | 0.79782 | 0.86477 | 0.79782 | 0 | 71.3556
| Sublap | SCLD | Monthly System Peak Day | March | CAISO 1-in-2 | 22 | 0.74963 | 0.72866 | 0.89312 | 0.87215 | 0.071742 | 67.8588
| Sublap | SCLD | Monthly System Peak Day | March | CAISO 1-in-2 | 23 | 0.68106 | 0.63279 | 0.68106 | 0.63279 | 0 | 65.5966
| Sublap | SCLD | Monthly System Peak Day | March | CAISO 1-in-2 | 24 | 0.59436 | 0.58682 | 0.59436 | 0.58682 | 0 | 62.799
| Sublap | SCLD | Monthly System Peak Day | March | SCE 1-in-10 | 1 | 0.9489 | 0.92738 | 0.9489 | 0.92738 | 0 | 74.812
| Sublap | SCLD | Monthly System Peak Day | March | SCE 1-in-10 | 2 | 0.72029 | 0.71802 | 0.72029 | 0.71802 | 0 | 71.5796
| Sublap | SCLD | Monthly System Peak Day | March | SCE 1-in-10 | 3 | 0.69303 | 0.67862 | 0.69303 | 0.67862 | 0 | 70.8749
| Sublap | SCLD | Monthly System Peak Day | March | SCE 1-in-10 | 4 | 0.571 | 0.57117 | 0.571 | 0.57117 | 0 | 68.7932
| Sublap | SCLD | Monthly System Peak Day | March | SCE 1-in-10 | 5 | 0.43905 | 0.44632 | 0.43905 | 0.44632 | 0 | 64.9973
| Sublap | SCLD | Monthly System Peak Day | March | SCE 1-in-10 | 6 | 0.59456 | 0.59894 | 0.59456 | 0.59894 | 0 | 68.0207
| Sublap | SCLD | Monthly System Peak Day | March | SCE 1-in-10 | 7 | 0.39353 | 0.46943 | 0.39353 | 0.46943 | 0 | 63.318
| Sublap | SCLD | Monthly System Peak Day | March | SCE 1-in-10 | 8 | 0.20255 | 0.25534 | 0.20255 | 0.25534 | 0 | 61.6015
| Sublap | SCLD | Monthly System Peak Day | March | SCE 1-in-10 | 9 | -0.13102 | -0.030125 | -0.13102 | -0.030125 | 0 | 64.3467
| Sublap | SCLD | Monthly System Peak Day | March | SCE 1-in-10 | 10 | -0.22093 | -0.056518 | -0.22093 | -0.056518 | 0 | 70.5796
| Sublap | SCLD | Monthly System Peak Day | March | SCE 1-in-10 | 11 | -0.25827 | -0.051662 | -0.25827 | -0.051662 | 0 | 77.0155
| Sublap | SCLD | Monthly System Peak Day | March | SCE 1-in-10 | 12 | -0.26113 | -0.021751 | -0.26113 | -0.021751 | 0 | 81.4214
| Sublap | SCLD | Monthly System Peak Day | March | SCE 1-in-10 | 13 | -0.098434 | 0.11894 | -0.098434 | 0.11894 | 0 | 84.7704
| Sublap | SCLD | Monthly System Peak Day | March | SCE 1-in-10 | 14 | 0.13215 | 0.30725 | 0.13215 | 0.30725 | 0 | 87.449
| Sublap | SCLD | Monthly System Peak Day | March | SCE 1-in-10 | 15 | 0.43575 | 0.61841 | 0.43575 | 0.61841 | 0 | 90.3704
| Sublap | SCLD | Monthly System Peak Day | March | SCE 1-in-10 | 16 | 0.81875 | 0.95093 | 0.81875 | 0.95093 | 0 | 92.2827
| Sublap | SCLD | Monthly System Peak Day | March | SCE 1-in-10 | 17 | 1.2748 | 1.3536 | 0.18839 | 0.52847 | 0.36106 | 93.7184
| Sublap | SCLD | Monthly System Peak Day | March | SCE 1-in-10 | 18 | 1.6837 | 1.6509 | 1.3241 | 1.3582 | 0.1798 | 94.198
| Sublap | SCLD | Monthly System Peak Day | March | SCE 1-in-10 | 19 | 1.9021 | 1.8007 | 1.9021 | 1.7757 | 0 | 94.0122
| Sublap | SCLD | Monthly System Peak Day | March | SCE 1-in-10 | 20 | 1.8242 | 1.7464 | 1.8242 | 1.7464 | 0 | 91.0459
| Sublap | SCLD | Monthly System Peak Day | March | SCE 1-in-10 | 21 | 1.7214 | 1.6545 | 1.7214 | 1.6545 | 0 | 85.3612
| Sublap | SCLD | Monthly System Peak Day | March | SCE 1-in-10 | 22 | 1.5442 | 1.5233 | 1.8875 | 2.3788 | 0.17163 | 83.1918
| Sublap | SCLD | Monthly System Peak Day | March | SCE 1-in-10 | 23 | 1.3543 | 1.306 | 1.3543 | 1.5145 | 0 | 79.2643
| Sublap | SCLD | Monthly System Peak Day | March | SCE 1-in-10 | 24 | 1.1046 | 1.097 | 1.1046 | 1.097 | 0 | 75.9082
| Sublap | SCLD | Monthly System Peak Day | March | SCE 1-in-2 | 1 | 0.54179 | 0.52027 | 0.54179 | 0.52027 | 0 | 56.906
| Sublap | SCLD | Monthly System Peak Day | March | SCE 1-in-2 | 2 | 0.50283 | 0.50055 | 0.50283 | 0.50055 | 0 | 54.6365
| Sublap | SCLD | Monthly System Peak Day | March | SCE 1-in-2 | 3 | 0.51003 | 0.49562 | 0.51003 | 0.49562 | 0 | 52.9937
| Sublap | SCLD | Monthly System Peak Day | March | SCE 1-in-2 | 4 | 0.52012 | 0.52029 | 0.52012 | 0.52029 | 0 | 52.5866
| Sublap | SCLD | Monthly System Peak Day | March | SCE 1-in-2 | 5 | 0.55163 | 0.5589 | 0.55163 | 0.5589 | 0 | 50.9714
| Sublap | SCLD | Monthly System Peak Day | March | SCE 1-in-2 | 6 | 0.58633 | 0.5907 | 0.58633 | 0.5907 | 0 | 50.1446
| Sublap | SCLD | Monthly System Peak Day | March | SCE 1-in-2 | 7 | 0.58576 | 0.66167 | 0.58576 | 0.66167 | 0 | 49.7402
| Sublap | SCLD | Monthly System Peak Day | March | SCE 1-in-2 | 8 | 0.36058 | 0.41337 | 0.36058 | 0.41337 | 0 | 48.4633
| Sublap | SCLD | Monthly System Peak Day | March | SCE 1-in-2 | 9 | 0.046437 | 0.14733 | 0.046437 | 0.14733 | 0 | 49.802
| Sublap | SCLD | Monthly System Peak Day | March | SCE 1-in-2 | 10 | -0.29195 | -0.12754 | -0.29195 | -0.12754 | 0 | 54.4488
| Sublap | SCLD | Monthly System Peak Day | March | SCE 1-in-2 | 11 | -0.55385 | -0.34724 | -0.55385 | -0.34724 | 0 | 58.7642
| Sublap | SCLD | Monthly System Peak Day | March | SCE 1-in-2 | 12 | -0.65192 | -0.41254 | -0.65192 | -0.41254 | 0 | 62.9547
| Sublap | SCLD | Monthly System Peak Day | March | SCE 1-in-2 | 13 | -0.6089 | -0.39153 | -0.6089 | -0.39153 | 0 | 66.9929
| Sublap | SCLD | Monthly System Peak Day | March | SCE 1-in-2 | 14 | -0.46874 | -0.29363 | -0.46874 | -0.29363 | 0 | 69.439
| Sublap | SCLD | Monthly System Peak Day | March | SCE 1-in-2 | 15 | -0.27805 | -0.095387 | -0.27805 | -0.095387 | 0 | 72.0991
| Sublap | SCLD | Monthly System Peak Day | March | SCE 1-in-2 | 16 | 0.0058128 | 0.13799 | 0.0058128 | 0.13799 | 0 | 73.2125
| Sublap | SCLD | Monthly System Peak Day | March | SCE 1-in-2 | 17 | 0.36512 | 0.444 | 0.23316 | 0.31204 | 0.065981 | 74.6882
| Sublap | SCLD | Monthly System Peak Day | March | SCE 1-in-2 | 18 | 0.6936 | 0.66077 | 0.6936 | 0.66077 | 0 | 75.4034
| Sublap | SCLD | Monthly System Peak Day | March | SCE 1-in-2 | 19 | 0.88906 | 0.78767 | 0.88906 | 0.78767 | 0 | 75.0586
| Sublap | SCLD | Monthly System Peak Day | March | SCE 1-in-2 | 20 | 0.89119 | 0.81341 | 0.89119 | 0.81341 | 0 | 72.6605
| Sublap | SCLD | Monthly System Peak Day | March | SCE 1-in-2 | 21 | 0.84974 | 0.78279 | 0.84974 | 0.78279 | 0 | 70.1829
| Sublap | SCLD | Monthly System Peak Day | March | SCE 1-in-2 | 22 | 0.73921 | 0.71824 | 0.85148 | 0.83051 | 0.056132 | 67.3799
| Sublap | SCLD | Monthly System Peak Day | March | SCE 1-in-2 | 23 | 0.66373 | 0.61546 | 0.66373 | 0.61546 | 0 | 64.6551
| Sublap | SCLD | Monthly System Peak Day | March | SCE 1-in-2 | 24 | 0.58222 | 0.57468 | 0.58222 | 0.57468 | 0 | 61.491
| Sublap | SCLD | Monthly System Peak Day | May | CAISO 1-in-10 | 1 | 1.267 | 1.2454 | 1.267 | 1.2454 | 0 | 79.8878
| Sublap | SCLD | Monthly System Peak Day | May | CAISO 1-in-10 | 2 | 0.9748 | 0.97253 | 0.9748 | 0.97253 | 0 | 76.4929
| Sublap | SCLD | Monthly System Peak Day | May | CAISO 1-in-10 | 3 | 0.86607 | 0.85166 | 0.86607 | 0.85166 | 0 | 74.8706
| Sublap | SCLD | Monthly System Peak Day | May | CAISO 1-in-10 | 4 | 0.65029 | 0.65046 | 0.65029 | 0.65046 | 0 | 71.5067
| Sublap | SCLD | Monthly System Peak Day | May | CAISO 1-in-10 | 5 | 0.64887 | 0.65614 | 0.64887 | 0.65614 | 0 | 70.6001
| Sublap | SCLD | Monthly System Peak Day | May | CAISO 1-in-10 | 6 | 0.65808 | 0.66245 | 0.65808 | 0.66245 | 0 | 70.9786
| Sublap | SCLD | Monthly System Peak Day | May | CAISO 1-in-10 | 7 | 0.44024 | 0.51614 | 0.44024 | 0.51614 | 0 | 67.4887
| Sublap | SCLD | Monthly System Peak Day | May | CAISO 1-in-10 | 8 | 0.27916 | 0.33194 | 0.27916 | 0.33194 | 0 | 67.6661
| Sublap | SCLD | Monthly System Peak Day | May | CAISO 1-in-10 | 9 | 0.23953 | 0.34043 | 0.23953 | 0.34043 | 0 | 73.2614
| Sublap | SCLD | Monthly System Peak Day | May | CAISO 1-in-10 | 10 | 0.18762 | 0.35203 | 0.18762 | 0.35203 | 0 | 79.1235
| Sublap | SCLD | Monthly System Peak Day | May | CAISO 1-in-10 | 11 | 0.193 | 0.39962 | 0.193 | 0.39962 | 0 | 84
| Sublap | SCLD | Monthly System Peak Day | May | CAISO 1-in-10 | 12 | 0.2981 | 0.53749 | 0.2981 | 0.53749 | 0 | 90.4663
| Sublap | SCLD | Monthly System Peak Day | May | CAISO 1-in-10 | 13 | 0.51398 | 0.73135 | 0.51398 | 0.73135 | 0 | 94.6561
| Sublap | SCLD | Monthly System Peak Day | May | CAISO 1-in-10 | 14 | 0.84911 | 1.0242 | 0.84911 | 1.0242 | 0 | 96.9061
| Sublap | SCLD | Monthly System Peak Day | May | CAISO 1-in-10 | 15 | 1.2107 | 1.3934 | 1.2107 | 1.3934 | 0 | 98.9133
| Sublap | SCLD | Monthly System Peak Day | May | CAISO 1-in-10 | 16 | 1.6229 | 1.7551 | 1.6229 | 1.7551 | 0 | 100.0867
| Sublap | SCLD | Monthly System Peak Day | May | CAISO 1-in-10 | 17 | 2.0755 | 2.1544 | 0.77229 | 1.1124 | 0.21907 | 101.6092
| Sublap | SCLD | Monthly System Peak Day | May | CAISO 1-in-10 | 18 | 2.4605 | 2.4277 | 1.9194 | 1.9535 | 0.36752 | 101.7051
| Sublap | SCLD | Monthly System Peak Day | May | CAISO 1-in-10 | 19 | 2.6405 | 2.5391 | 2.5211 | 2.3366 | 0.059708 | 101.6082
| Sublap | SCLD | Monthly System Peak Day | May | CAISO 1-in-10 | 20 | 2.5232 | 2.4455 | 2.4051 | 2.418 | 0.059045 | 100.301
| Sublap | SCLD | Monthly System Peak Day | May | CAISO 1-in-10 | 21 | 2.3801 | 2.3132 | 2.3801 | 2.3132 | 0 | 96.4031
| Sublap | SCLD | Monthly System Peak Day | May | CAISO 1-in-10 | 22 | 2.1305 | 2.1096 | 2.565 | 3.0564 | 0.32657 | 91.7633
| Sublap | SCLD | Monthly System Peak Day | May | CAISO 1-in-10 | 23 | 1.8585 | 1.8102 | 1.8585 | 2.1503 | 0 | 84.6827
| Sublap | SCLD | Monthly System Peak Day | May | CAISO 1-in-10 | 24 | 1.5614 | 1.5538 | 1.5614 | 1.5538 | 0 | 82.002
| Sublap | SCLD | Monthly System Peak Day | May | CAISO 1-in-2 | 1 | 1.3449 | 1.3233 | 1.3449 | 1.3233 | 0 | 81.4743
| Sublap | SCLD | Monthly System Peak Day | May | CAISO 1-in-2 | 2 | 1.1712 | 1.169 | 1.1712 | 1.169 | 0 | 80.0456
| Sublap | SCLD | Monthly System Peak Day | May | CAISO 1-in-2 | 3 | 0.93192 | 0.91751 | 0.93192 | 0.91751 | 0 | 76.0744
| Sublap | SCLD | Monthly System Peak Day | May | CAISO 1-in-2 | 4 | 0.84302 | 0.84319 | 0.84302 | 0.84319 | 0 | 74.9498
| Sublap | SCLD | Monthly System Peak Day | May | CAISO 1-in-2 | 5 | 0.79972 | 0.80699 | 0.79972 | 0.80699 | 0 | 73.6412
| Sublap | SCLD | Monthly System Peak Day | May | CAISO 1-in-2 | 6 | 0.76253 | 0.7669 | 0.76253 | 0.7669 | 0 | 72.8642
| Sublap | SCLD | Monthly System Peak Day | May | CAISO 1-in-2 | 7 | 0.67708 | 0.75299 | 0.67708 | 0.75299 | 0 | 72.2048
| Sublap | SCLD | Monthly System Peak Day | May | CAISO 1-in-2 | 8 | 0.44968 | 0.50247 | 0.44968 | 0.50247 | 0 | 70.6869
| Sublap | SCLD | Monthly System Peak Day | May | CAISO 1-in-2 | 9 | 0.30441 | 0.40531 | 0.30441 | 0.40531 | 0 | 74.3762
| Sublap | SCLD | Monthly System Peak Day | May | CAISO 1-in-2 | 10 | 0.15582 | 0.32023 | 0.15582 | 0.32023 | 0 | 78.5627
| Sublap | SCLD | Monthly System Peak Day | May | CAISO 1-in-2 | 11 | 0.13592 | 0.34254 | 0.13592 | 0.34254 | 0 | 83.0524
| Sublap | SCLD | Monthly System Peak Day | May | CAISO 1-in-2 | 12 | 0.24198 | 0.48136 | 0.24198 | 0.48136 | 0 | 87.2524
| Sublap | SCLD | Monthly System Peak Day | May | CAISO 1-in-2 | 13 | 0.47988 | 0.69724 | 0.47988 | 0.69724 | 0 | 91.0136
| Sublap | SCLD | Monthly System Peak Day | May | CAISO 1-in-2 | 14 | 0.7814 | 0.95651 | 0.7814 | 0.95651 | 0 | 92.6177
| Sublap | SCLD | Monthly System Peak Day | May | CAISO 1-in-2 | 15 | 1.1176 | 1.3003 | 1.1176 | 1.3003 | 0 | 94.1041
| Sublap | SCLD | Monthly System Peak Day | May | CAISO 1-in-2 | 16 | 1.5138 | 1.6459 | 1.5138 | 1.6459 | 0 | 96.5558
| Sublap | SCLD | Monthly System Peak Day | May | CAISO 1-in-2 | 17 | 1.9534 | 2.0323 | 0.74272 | 1.0828 | 0.27751 | 98.2422
| Sublap | SCLD | Monthly System Peak Day | May | CAISO 1-in-2 | 18 | 2.3374 | 2.3046 | 1.8741 | 1.9082 | 0.4531 | 98.4864
| Sublap | SCLD | Monthly System Peak Day | May | CAISO 1-in-2 | 19 | 2.5144 | 2.413 | 2.4725 | 2.288 | 0.020931 | 98.2912
| Sublap | SCLD | Monthly System Peak Day | May | CAISO 1-in-2 | 20 | 2.3884 | 2.3106 | 2.3884 | 2.3106 | 0 | 96.0306
| Sublap | SCLD | Monthly System Peak Day | May | CAISO 1-in-2 | 21 | 2.2606 | 2.1937 | 2.2606 | 2.1937 | 0 | 91.1932
| Sublap | SCLD | Monthly System Peak Day | May | CAISO 1-in-2 | 22 | 2.0383 | 2.0174 | 2.434 | 2.9253 | 0.19783 | 88.1156
| Sublap | SCLD | Monthly System Peak Day | May | CAISO 1-in-2 | 23 | 1.8005 | 1.7522 | 1.8005 | 2.0859 | 0 | 84.4175
| Sublap | SCLD | Monthly System Peak Day | May | CAISO 1-in-2 | 24 | 1.5178 | 1.5102 | 1.5178 | 1.5102 | 0 | 81.9162
| Sublap | SCLD | Monthly System Peak Day | May | SCE 1-in-10 | 1 | 1.267 | 1.2454 | 1.267 | 1.2454 | 0 | 79.8878
| Sublap | SCLD | Monthly System Peak Day | May | SCE 1-in-10 | 2 | 0.9748 | 0.97253 | 0.9748 | 0.97253 | 0 | 76.4929
| Sublap | SCLD | Monthly System Peak Day | May | SCE 1-in-10 | 3 | 0.86607 | 0.85166 | 0.86607 | 0.85166 | 0 | 74.8706
| Sublap | SCLD | Monthly System Peak Day | May | SCE 1-in-10 | 4 | 0.65029 | 0.65046 | 0.65029 | 0.65046 | 0 | 71.5067
| Sublap | SCLD | Monthly System Peak Day | May | SCE 1-in-10 | 5 | 0.64887 | 0.65614 | 0.64887 | 0.65614 | 0 | 70.6001
| Sublap | SCLD | Monthly System Peak Day | May | SCE 1-in-10 | 6 | 0.65808 | 0.66245 | 0.65808 | 0.66245 | 0 | 70.9786
| Sublap | SCLD | Monthly System Peak Day | May | SCE 1-in-10 | 7 | 0.44024 | 0.51614 | 0.44024 | 0.51614 | 0 | 67.4887
| Sublap | SCLD | Monthly System Peak Day | May | SCE 1-in-10 | 8 | 0.27916 | 0.33194 | 0.27916 | 0.33194 | 0 | 67.6661
| Sublap | SCLD | Monthly System Peak Day | May | SCE 1-in-10 | 9 | 0.23953 | 0.34043 | 0.23953 | 0.34043 | 0 | 73.2614
| Sublap | SCLD | Monthly System Peak Day | May | SCE 1-in-10 | 10 | 0.18762 | 0.35203 | 0.18762 | 0.35203 | 0 | 79.1235
| Sublap | SCLD | Monthly System Peak Day | May | SCE 1-in-10 | 11 | 0.193 | 0.39962 | 0.193 | 0.39962 | 0 | 84
| Sublap | SCLD | Monthly System Peak Day | May | SCE 1-in-10 | 12 | 0.2981 | 0.53749 | 0.2981 | 0.53749 | 0 | 90.4663
| Sublap | SCLD | Monthly System Peak Day | May | SCE 1-in-10 | 13 | 0.51398 | 0.73135 | 0.51398 | 0.73135 | 0 | 94.6561
| Sublap | SCLD | Monthly System Peak Day | May | SCE 1-in-10 | 14 | 0.84911 | 1.0242 | 0.84911 | 1.0242 | 0 | 96.9061
| Sublap | SCLD | Monthly System Peak Day | May | SCE 1-in-10 | 15 | 1.2107 | 1.3934 | 1.2107 | 1.3934 | 0 | 98.9133
| Sublap | SCLD | Monthly System Peak Day | May | SCE 1-in-10 | 16 | 1.6229 | 1.7551 | 1.6229 | 1.7551 | 0 | 100.0867
| Sublap | SCLD | Monthly System Peak Day | May | SCE 1-in-10 | 17 | 2.0755 | 2.1544 | 0.77229 | 1.1124 | 0.21907 | 101.6092
| Sublap | SCLD | Monthly System Peak Day | May | SCE 1-in-10 | 18 | 2.4605 | 2.4277 | 1.9194 | 1.9535 | 0.36752 | 101.7051
| Sublap | SCLD | Monthly System Peak Day | May | SCE 1-in-10 | 19 | 2.6405 | 2.5391 | 2.5211 | 2.3366 | 0.059708 | 101.6082
| Sublap | SCLD | Monthly System Peak Day | May | SCE 1-in-10 | 20 | 2.5232 | 2.4455 | 2.4051 | 2.418 | 0.059045 | 100.301
| Sublap | SCLD | Monthly System Peak Day | May | SCE 1-in-10 | 21 | 2.3801 | 2.3132 | 2.3801 | 2.3132 | 0 | 96.4031
| Sublap | SCLD | Monthly System Peak Day | May | SCE 1-in-10 | 22 | 2.1305 | 2.1096 | 2.565 | 3.0564 | 0.32657 | 91.7633
| Sublap | SCLD | Monthly System Peak Day | May | SCE 1-in-10 | 23 | 1.8585 | 1.8102 | 1.8585 | 2.1503 | 0 | 84.6827
| Sublap | SCLD | Monthly System Peak Day | May | SCE 1-in-10 | 24 | 1.5614 | 1.5538 | 1.5614 | 1.5538 | 0 | 82.002
| Sublap | SCLD | Monthly System Peak Day | May | SCE 1-in-2 | 1 | 1.0729 | 1.0513 | 1.0729 | 1.0513 | 0 | 76.4378
| Sublap | SCLD | Monthly System Peak Day | May | SCE 1-in-2 | 2 | 0.89204 | 0.88977 | 0.89204 | 0.88977 | 0 | 74.8506
| Sublap | SCLD | Monthly System Peak Day | May | SCE 1-in-2 | 3 | 0.79121 | 0.7768 | 0.79121 | 0.7768 | 0 | 73.1585
| Sublap | SCLD | Monthly System Peak Day | May | SCE 1-in-2 | 4 | 0.63781 | 0.63798 | 0.63781 | 0.63798 | 0 | 70.8112
| Sublap | SCLD | Monthly System Peak Day | May | SCE 1-in-2 | 5 | 0.66717 | 0.67444 | 0.66717 | 0.67444 | 0 | 70.5461
| Sublap | SCLD | Monthly System Peak Day | May | SCE 1-in-2 | 6 | 0.5853 | 0.58967 | 0.5853 | 0.58967 | 0 | 68.7569
| Sublap | SCLD | Monthly System Peak Day | May | SCE 1-in-2 | 7 | 0.3825 | 0.4584 | 0.3825 | 0.4584 | 0 | 65.4922
| Sublap | SCLD | Monthly System Peak Day | May | SCE 1-in-2 | 8 | 0.19931 | 0.25209 | 0.19931 | 0.25209 | 0 | 65.4886
| Sublap | SCLD | Monthly System Peak Day | May | SCE 1-in-2 | 9 | 0.12408 | 0.22497 | 0.12408 | 0.22497 | 0 | 70.5833
| Sublap | SCLD | Monthly System Peak Day | May | SCE 1-in-2 | 10 | 0.096374 | 0.26079 | 0.096374 | 0.26079 | 0 | 77.3061
| Sublap | SCLD | Monthly System Peak Day | May | SCE 1-in-2 | 11 | 0.10486 | 0.31148 | 0.10486 | 0.31148 | 0 | 84.032
| Sublap | SCLD | Monthly System Peak Day | May | SCE 1-in-2 | 12 | 0.15285 | 0.39223 | 0.15285 | 0.39223 | 0 | 88.7864
| Sublap | SCLD | Monthly System Peak Day | May | SCE 1-in-2 | 13 | 0.36114 | 0.57851 | 0.36114 | 0.57851 | 0 | 92.0367
| Sublap | SCLD | Monthly System Peak Day | May | SCE 1-in-2 | 14 | 0.67001 | 0.84512 | 0.67001 | 0.84512 | 0 | 94.183
| Sublap | SCLD | Monthly System Peak Day | May | SCE 1-in-2 | 15 | 1.0149 | 1.1975 | 1.0149 | 1.1975 | 0 | 96.5497
| Sublap | SCLD | Monthly System Peak Day | May | SCE 1-in-2 | 16 | 1.4194 | 1.5515 | 1.4194 | 1.5515 | 0 | 98.0742
| Sublap | SCLD | Monthly System Peak Day | May | SCE 1-in-2 | 17 | 1.8721 | 1.951 | 0.6263 | 0.96638 | 0.25483 | 99.5184
| Sublap | SCLD | Monthly System Peak Day | May | SCE 1-in-2 | 18 | 2.2691 | 2.2362 | 1.7636 | 1.7976 | 0.40634 | 100.232
| Sublap | SCLD | Monthly System Peak Day | May | SCE 1-in-2 | 19 | 2.4609 | 2.3595 | 2.375 | 2.1905 | 0.042928 | 100.1728
| Sublap | SCLD | Monthly System Peak Day | May | SCE 1-in-2 | 20 | 2.3555 | 2.2777 | 2.2949 | 2.2777 | 0.030301 | 98.5469
| Sublap | SCLD | Monthly System Peak Day | May | SCE 1-in-2 | 21 | 2.2137 | 2.1468 | 2.2137 | 2.1468 | 0 | 93.6327
| Sublap | SCLD | Monthly System Peak Day | May | SCE 1-in-2 | 22 | 1.9725 | 1.9515 | 2.3701 | 2.8615 | 0.19884 | 88.3048
| Sublap | SCLD | Monthly System Peak Day | May | SCE 1-in-2 | 23 | 1.752 | 1.7037 | 1.752 | 2.0569 | 0 | 85.2225
| Sublap | SCLD | Monthly System Peak Day | May | SCE 1-in-2 | 24 | 1.4709 | 1.4634 | 1.4709 | 1.4634 | 0 | 81.7526
| Sublap | SCLD | Monthly System Peak Day | November | CAISO 1-in-10 | 1 | 0.68315 | 0.66163 | 0.68315 | 0.66163 | 0 | 70.2055
| Sublap | SCLD | Monthly System Peak Day | November | CAISO 1-in-10 | 2 | 0.56622 | 0.56395 | 0.56622 | 0.56395 | 0 | 68.8246
| Sublap | SCLD | Monthly System Peak Day | November | CAISO 1-in-10 | 3 | 0.53432 | 0.51991 | 0.53432 | 0.51991 | 0 | 67.7529
| Sublap | SCLD | Monthly System Peak Day | November | CAISO 1-in-10 | 4 | 0.46572 | 0.46589 | 0.46572 | 0.46589 | 0 | 66.558
| Sublap | SCLD | Monthly System Peak Day | November | CAISO 1-in-10 | 5 | 0.53306 | 0.54033 | 0.53306 | 0.54033 | 0 | 66.9246
| Sublap | SCLD | Monthly System Peak Day | November | CAISO 1-in-10 | 6 | 0.53881 | 0.54319 | 0.53881 | 0.54319 | 0 | 66.3983
| Sublap | SCLD | Monthly System Peak Day | November | CAISO 1-in-10 | 7 | 0.47537 | 0.55127 | 0.47537 | 0.55127 | 0 | 65.8193
| Sublap | SCLD | Monthly System Peak Day | November | CAISO 1-in-10 | 8 | 0.22848 | 0.28126 | 0.22848 | 0.28126 | 0 | 64.3805
| Sublap | SCLD | Monthly System Peak Day | November | CAISO 1-in-10 | 9 | -0.070477 | 0.030419 | -0.070477 | 0.030419 | 0 | 65.6811
| Sublap | SCLD | Monthly System Peak Day | November | CAISO 1-in-10 | 10 | -0.29559 | -0.13118 | -0.29559 | -0.13118 | 0 | 69.6424
| Sublap | SCLD | Monthly System Peak Day | November | CAISO 1-in-10 | 11 | -0.42617 | -0.21955 | -0.42617 | -0.21955 | 0 | 75.3326
| Sublap | SCLD | Monthly System Peak Day | November | CAISO 1-in-10 | 12 | -0.50438 | -0.265 | -0.50438 | -0.265 | 0 | 79.9582
| Sublap | SCLD | Monthly System Peak Day | November | CAISO 1-in-10 | 13 | -0.41489 | -0.19752 | -0.41489 | -0.19752 | 0 | 84.5133
| Sublap | SCLD | Monthly System Peak Day | November | CAISO 1-in-10 | 14 | -0.18761 | -0.012504 | -0.18761 | -0.012504 | 0 | 87.4082
| Sublap | SCLD | Monthly System Peak Day | November | CAISO 1-in-10 | 15 | 0.11625 | 0.29891 | 0.11625 | 0.29891 | 0 | 89.3653
| Sublap | SCLD | Monthly System Peak Day | November | CAISO 1-in-10 | 16 | 0.49319 | 0.62537 | 0.49319 | 0.62537 | 0 | 90.1551
| Sublap | SCLD | Monthly System Peak Day | November | CAISO 1-in-10 | 17 | 0.94141 | 1.0203 | -0.041217 | 0.29886 | 0.43301 | 89.9429
| Sublap | SCLD | Monthly System Peak Day | November | CAISO 1-in-10 | 18 | 1.3282 | 1.2953 | 1.1195 | 1.1536 | 0.10433 | 87.9551
| Sublap | SCLD | Monthly System Peak Day | November | CAISO 1-in-10 | 19 | 1.5046 | 1.4033 | 1.5046 | 1.4033 | 0 | 84.4112
| Sublap | SCLD | Monthly System Peak Day | November | CAISO 1-in-10 | 20 | 1.4277 | 1.3499 | 1.4277 | 1.3499 | 0 | 80.1337
| Sublap | SCLD | Monthly System Peak Day | November | CAISO 1-in-10 | 21 | 1.4234 | 1.3565 | 1.4234 | 1.3565 | 0 | 77.9918
| Sublap | SCLD | Monthly System Peak Day | November | CAISO 1-in-10 | 22 | 1.2735 | 1.2525 | 1.5366 | 2.028 | 0.13156 | 75.6641
| Sublap | SCLD | Monthly System Peak Day | November | CAISO 1-in-10 | 23 | 1.1062 | 1.058 | 1.1062 | 1.1214 | 0 | 73.2867
| Sublap | SCLD | Monthly System Peak Day | November | CAISO 1-in-10 | 24 | 0.88535 | 0.87781 | 0.88535 | 0.87781 | 0 | 71.7594
| Sublap | SCLD | Monthly System Peak Day | November | CAISO 1-in-2 | 1 | 0.54759 | 0.52607 | 0.54759 | 0.52607 | 0 | 59.6715
| Sublap | SCLD | Monthly System Peak Day | November | CAISO 1-in-2 | 2 | 0.50473 | 0.50246 | 0.50473 | 0.50246 | 0 | 55.8793
| Sublap | SCLD | Monthly System Peak Day | November | CAISO 1-in-2 | 3 | 0.50647 | 0.49205 | 0.50647 | 0.49205 | 0 | 55.9671
| Sublap | SCLD | Monthly System Peak Day | November | CAISO 1-in-2 | 4 | 0.51409 | 0.51426 | 0.51409 | 0.51426 | 0 | 53.829
| Sublap | SCLD | Monthly System Peak Day | November | CAISO 1-in-2 | 5 | 0.5442 | 0.55146 | 0.5442 | 0.55146 | 0 | 52.7007
| Sublap | SCLD | Monthly System Peak Day | November | CAISO 1-in-2 | 6 | 0.57827 | 0.58264 | 0.57827 | 0.58264 | 0 | 52.3717
| Sublap | SCLD | Monthly System Peak Day | November | CAISO 1-in-2 | 7 | 0.56513 | 0.64103 | 0.56513 | 0.64103 | 0 | 51.4882
| Sublap | SCLD | Monthly System Peak Day | November | CAISO 1-in-2 | 8 | 0.34618 | 0.39896 | 0.34618 | 0.39896 | 0 | 50.741
| Sublap | SCLD | Monthly System Peak Day | November | CAISO 1-in-2 | 9 | 0.035632 | 0.13653 | 0.035632 | 0.13653 | 0 | 53.322
| Sublap | SCLD | Monthly System Peak Day | November | CAISO 1-in-2 | 10 | -0.29554 | -0.13112 | -0.29554 | -0.13112 | 0 | 58.5772
| Sublap | SCLD | Monthly System Peak Day | November | CAISO 1-in-2 | 11 | -0.55335 | -0.34674 | -0.55335 | -0.34674 | 0 | 64.8244
| Sublap | SCLD | Monthly System Peak Day | November | CAISO 1-in-2 | 12 | -0.67026 | -0.43088 | -0.67026 | -0.43088 | 0 | 69.708
| Sublap | SCLD | Monthly System Peak Day | November | CAISO 1-in-2 | 13 | -0.69447 | -0.4771 | -0.69447 | -0.4771 | 0 | 72.6594
| Sublap | SCLD | Monthly System Peak Day | November | CAISO 1-in-2 | 14 | -0.4983 | -0.32319 | -0.4983 | -0.32319 | 0 | 74.6884
| Sublap | SCLD | Monthly System Peak Day | November | CAISO 1-in-2 | 15 | -0.28116 | -0.098502 | -0.28116 | -0.098502 | 0 | 76.2501
| Sublap | SCLD | Monthly System Peak Day | November | CAISO 1-in-2 | 16 | 0.015819 | 0.148 | 0.015819 | 0.148 | 0 | 77.2851
| Sublap | SCLD | Monthly System Peak Day | November | CAISO 1-in-2 | 17 | 0.36686 | 0.44573 | 0.21006 | 0.28893 | 0.078401 | 76.668
| Sublap | SCLD | Monthly System Peak Day | November | CAISO 1-in-2 | 18 | 0.66377 | 0.63094 | 0.66377 | 0.63094 | 0 | 74.3623
| Sublap | SCLD | Monthly System Peak Day | November | CAISO 1-in-2 | 19 | 0.80679 | 0.7054 | 0.80679 | 0.7054 | 0 | 70.2041
| Sublap | SCLD | Monthly System Peak Day | November | CAISO 1-in-2 | 20 | 0.79447 | 0.71669 | 0.79447 | 0.71669 | 0 | 66.8251
| Sublap | SCLD | Monthly System Peak Day | November | CAISO 1-in-2 | 21 | 0.79834 | 0.73139 | 0.79834 | 0.73139 | 0 | 64.4583
| Sublap | SCLD | Monthly System Peak Day | November | CAISO 1-in-2 | 22 | 0.7224 | 0.70142 | 0.78418 | 0.76321 | 0.03089 | 61.1247
| Sublap | SCLD | Monthly System Peak Day | November | CAISO 1-in-2 | 23 | 0.66736 | 0.61909 | 0.66736 | 0.61909 | 0 | 58.251
| Sublap | SCLD | Monthly System Peak Day | November | CAISO 1-in-2 | 24 | 0.59003 | 0.58249 | 0.59003 | 0.58249 | 0 | 56.3573
| Sublap | SCLD | Monthly System Peak Day | November | SCE 1-in-10 | 1 | 0.68315 | 0.66163 | 0.68315 | 0.66163 | 0 | 70.2055
| Sublap | SCLD | Monthly System Peak Day | November | SCE 1-in-10 | 2 | 0.56622 | 0.56395 | 0.56622 | 0.56395 | 0 | 68.8246
| Sublap | SCLD | Monthly System Peak Day | November | SCE 1-in-10 | 3 | 0.53432 | 0.51991 | 0.53432 | 0.51991 | 0 | 67.7529
| Sublap | SCLD | Monthly System Peak Day | November | SCE 1-in-10 | 4 | 0.46572 | 0.46589 | 0.46572 | 0.46589 | 0 | 66.558
| Sublap | SCLD | Monthly System Peak Day | November | SCE 1-in-10 | 5 | 0.53306 | 0.54033 | 0.53306 | 0.54033 | 0 | 66.9246
| Sublap | SCLD | Monthly System Peak Day | November | SCE 1-in-10 | 6 | 0.53881 | 0.54319 | 0.53881 | 0.54319 | 0 | 66.3983
| Sublap | SCLD | Monthly System Peak Day | November | SCE 1-in-10 | 7 | 0.47537 | 0.55127 | 0.47537 | 0.55127 | 0 | 65.8193
| Sublap | SCLD | Monthly System Peak Day | November | SCE 1-in-10 | 8 | 0.22848 | 0.28126 | 0.22848 | 0.28126 | 0 | 64.3805
| Sublap | SCLD | Monthly System Peak Day | November | SCE 1-in-10 | 9 | -0.070477 | 0.030419 | -0.070477 | 0.030419 | 0 | 65.6811
| Sublap | SCLD | Monthly System Peak Day | November | SCE 1-in-10 | 10 | -0.29559 | -0.13118 | -0.29559 | -0.13118 | 0 | 69.6424
| Sublap | SCLD | Monthly System Peak Day | November | SCE 1-in-10 | 11 | -0.42617 | -0.21955 | -0.42617 | -0.21955 | 0 | 75.3326
| Sublap | SCLD | Monthly System Peak Day | November | SCE 1-in-10 | 12 | -0.50438 | -0.265 | -0.50438 | -0.265 | 0 | 79.9582
| Sublap | SCLD | Monthly System Peak Day | November | SCE 1-in-10 | 13 | -0.41489 | -0.19752 | -0.41489 | -0.19752 | 0 | 84.5133
| Sublap | SCLD | Monthly System Peak Day | November | SCE 1-in-10 | 14 | -0.18761 | -0.012504 | -0.18761 | -0.012504 | 0 | 87.4082
| Sublap | SCLD | Monthly System Peak Day | November | SCE 1-in-10 | 15 | 0.11625 | 0.29891 | 0.11625 | 0.29891 | 0 | 89.3653
| Sublap | SCLD | Monthly System Peak Day | November | SCE 1-in-10 | 16 | 0.49319 | 0.62537 | 0.49319 | 0.62537 | 0 | 90.1551
| Sublap | SCLD | Monthly System Peak Day | November | SCE 1-in-10 | 17 | 0.94141 | 1.0203 | -0.041217 | 0.29886 | 0.43301 | 89.9429
| Sublap | SCLD | Monthly System Peak Day | November | SCE 1-in-10 | 18 | 1.3282 | 1.2953 | 1.1195 | 1.1536 | 0.10433 | 87.9551
| Sublap | SCLD | Monthly System Peak Day | November | SCE 1-in-10 | 19 | 1.5046 | 1.4033 | 1.5046 | 1.4033 | 0 | 84.4112
| Sublap | SCLD | Monthly System Peak Day | November | SCE 1-in-10 | 20 | 1.4277 | 1.3499 | 1.4277 | 1.3499 | 0 | 80.1337
| Sublap | SCLD | Monthly System Peak Day | November | SCE 1-in-10 | 21 | 1.4234 | 1.3565 | 1.4234 | 1.3565 | 0 | 77.9918
| Sublap | SCLD | Monthly System Peak Day | November | SCE 1-in-10 | 22 | 1.2735 | 1.2525 | 1.5366 | 2.028 | 0.13156 | 75.6641
| Sublap | SCLD | Monthly System Peak Day | November | SCE 1-in-10 | 23 | 1.1062 | 1.058 | 1.1062 | 1.1214 | 0 | 73.2867
| Sublap | SCLD | Monthly System Peak Day | November | SCE 1-in-10 | 24 | 0.88535 | 0.87781 | 0.88535 | 0.87781 | 0 | 71.7594
| Sublap | SCLD | Monthly System Peak Day | November | SCE 1-in-2 | 1 | 0.44811 | 0.42659 | 0.44811 | 0.42659 | 0 | 66.3096
| Sublap | SCLD | Monthly System Peak Day | November | SCE 1-in-2 | 2 | 0.36367 | 0.3614 | 0.36367 | 0.3614 | 0 | 62.6418
| Sublap | SCLD | Monthly System Peak Day | November | SCE 1-in-2 | 3 | 0.40876 | 0.39434 | 0.40876 | 0.39434 | 0 | 62.2516
| Sublap | SCLD | Monthly System Peak Day | November | SCE 1-in-2 | 4 | 0.41585 | 0.41602 | 0.41585 | 0.41602 | 0 | 60.5349
| Sublap | SCLD | Monthly System Peak Day | November | SCE 1-in-2 | 5 | 0.45972 | 0.46698 | 0.45972 | 0.46698 | 0 | 59.7505
| Sublap | SCLD | Monthly System Peak Day | November | SCE 1-in-2 | 6 | 0.50955 | 0.51392 | 0.50955 | 0.51392 | 0 | 58.875
| Sublap | SCLD | Monthly System Peak Day | November | SCE 1-in-2 | 7 | 0.48327 | 0.55917 | 0.48327 | 0.55917 | 0 | 58.3205
| Sublap | SCLD | Monthly System Peak Day | November | SCE 1-in-2 | 8 | 0.28065 | 0.33343 | 0.28065 | 0.33343 | 0 | 57.6627
| Sublap | SCLD | Monthly System Peak Day | November | SCE 1-in-2 | 9 | -0.082554 | 0.018341 | -0.082554 | 0.018341 | 0 | 59.4732
| Sublap | SCLD | Monthly System Peak Day | November | SCE 1-in-2 | 10 | -0.53832 | -0.3739 | -0.53832 | -0.3739 | 0 | 63.7725
| Sublap | SCLD | Monthly System Peak Day | November | SCE 1-in-2 | 11 | -0.78321 | -0.5766 | -0.78321 | -0.5766 | 0 | 70.0572
| Sublap | SCLD | Monthly System Peak Day | November | SCE 1-in-2 | 12 | -0.97591 | -0.73653 | -0.97591 | -0.73653 | 0 | 75.7898
| Sublap | SCLD | Monthly System Peak Day | November | SCE 1-in-2 | 13 | -0.97213 | -0.75476 | -0.97213 | -0.75476 | 0 | 79.9571
| Sublap | SCLD | Monthly System Peak Day | November | SCE 1-in-2 | 14 | -0.78493 | -0.60983 | -0.78493 | -0.60983 | 0 | 82.1265
| Sublap | SCLD | Monthly System Peak Day | November | SCE 1-in-2 | 15 | -0.51322 | -0.33056 | -0.51322 | -0.33056 | 0 | 83.5626
| Sublap | SCLD | Monthly System Peak Day | November | SCE 1-in-2 | 16 | -0.15649 | -0.024309 | -0.15649 | -0.024309 | 0 | 84.6823
| Sublap | SCLD | Monthly System Peak Day | November | SCE 1-in-2 | 17 | 0.29721 | 0.37608 | -0.041327 | 0.037549 | 0.16927 | 84.2837
| Sublap | SCLD | Monthly System Peak Day | November | SCE 1-in-2 | 18 | 0.70188 | 0.66905 | 0.6264 | 0.66045 | 0.037742 | 82.4476
| Sublap | SCLD | Monthly System Peak Day | November | SCE 1-in-2 | 19 | 0.90739 | 0.806 | 0.90739 | 0.806 | 0 | 78.5789
| Sublap | SCLD | Monthly System Peak Day | November | SCE 1-in-2 | 20 | 0.8967 | 0.81891 | 0.8967 | 0.81891 | 0 | 75.1211
| Sublap | SCLD | Monthly System Peak Day | November | SCE 1-in-2 | 21 | 0.91943 | 0.85248 | 0.91943 | 0.85248 | 0 | 72.4419
| Sublap | SCLD | Monthly System Peak Day | November | SCE 1-in-2 | 22 | 0.80698 | 0.78601 | 1.013 | 1.1015 | 0.103 | 70.2974
| Sublap | SCLD | Monthly System Peak Day | November | SCE 1-in-2 | 23 | 0.67824 | 0.62997 | 0.67824 | 0.62997 | 0 | 67.3144
| Sublap | SCLD | Monthly System Peak Day | November | SCE 1-in-2 | 24 | 0.48017 | 0.47263 | 0.48017 | 0.47263 | 0 | 64.7179
| Sublap | SCLD | Monthly System Peak Day | October | CAISO 1-in-10 | 1 | 1.3174 | 1.2958 | 1.3174 | 1.2958 | 0 | 80.8112
| Sublap | SCLD | Monthly System Peak Day | October | CAISO 1-in-10 | 2 | 1.1023 | 1.1 | 1.1023 | 1.1 | 0 | 78.8153
| Sublap | SCLD | Monthly System Peak Day | October | CAISO 1-in-10 | 3 | 0.99888 | 0.98447 | 0.99888 | 0.98447 | 0 | 77.4337
| Sublap | SCLD | Monthly System Peak Day | October | CAISO 1-in-10 | 4 | 0.95409 | 0.95426 | 0.95409 | 0.95426 | 0 | 77.3092
| Sublap | SCLD | Monthly System Peak Day | October | CAISO 1-in-10 | 5 | 0.86693 | 0.8742 | 0.86693 | 0.8742 | 0 | 75.4208
| Sublap | SCLD | Monthly System Peak Day | October | CAISO 1-in-10 | 6 | 0.85664 | 0.86102 | 0.85664 | 0.86102 | 0 | 75.332
| Sublap | SCLD | Monthly System Peak Day | October | CAISO 1-in-10 | 7 | 0.73709 | 0.81299 | 0.73709 | 0.81299 | 0 | 73.9867
| Sublap | SCLD | Monthly System Peak Day | October | CAISO 1-in-10 | 8 | 0.53329 | 0.58607 | 0.53329 | 0.58607 | 0 | 72.7636
| Sublap | SCLD | Monthly System Peak Day | October | CAISO 1-in-10 | 9 | 0.24558 | 0.34647 | 0.24558 | 0.34647 | 0 | 73.406
| Sublap | SCLD | Monthly System Peak Day | October | CAISO 1-in-10 | 10 | 0.16338 | 0.32779 | 0.16338 | 0.32779 | 0 | 78.4449
| Sublap | SCLD | Monthly System Peak Day | October | CAISO 1-in-10 | 11 | 0.1952 | 0.40181 | 0.1952 | 0.40181 | 0 | 83.449
| Sublap | SCLD | Monthly System Peak Day | October | CAISO 1-in-10 | 12 | 0.3286 | 0.56798 | 0.3286 | 0.56798 | 0 | 88.451
| Sublap | SCLD | Monthly System Peak Day | October | CAISO 1-in-10 | 13 | 0.58191 | 0.79928 | 0.58191 | 0.79928 | 0 | 92.0357
| Sublap | SCLD | Monthly System Peak Day | October | CAISO 1-in-10 | 14 | 0.88303 | 1.0581 | 0.88303 | 1.0581 | 0 | 95.2398
| Sublap | SCLD | Monthly System Peak Day | October | CAISO 1-in-10 | 15 | 1.2346 | 1.4172 | 1.2346 | 1.4172 | 0 | 97.3255
| Sublap | SCLD | Monthly System Peak Day | October | CAISO 1-in-10 | 16 | 1.6423 | 1.7745 | 1.6423 | 1.7745 | 0 | 99.2592
| Sublap | SCLD | Monthly System Peak Day | October | CAISO 1-in-10 | 17 | 2.08 | 2.1589 | 0.82416 | 1.1642 | 0.24843 | 99.8847
| Sublap | SCLD | Monthly System Peak Day | October | CAISO 1-in-10 | 18 | 2.4606 | 2.4278 | 1.9604 | 1.9945 | 0.41215 | 100.0133
| Sublap | SCLD | Monthly System Peak Day | October | CAISO 1-in-10 | 19 | 2.6217 | 2.5203 | 2.5616 | 2.377 | 0.030064 | 99.0724
| Sublap | SCLD | Monthly System Peak Day | October | CAISO 1-in-10 | 20 | 2.4601 | 2.3823 | 2.4601 | 2.3823 | 0 | 95.1694
| Sublap | SCLD | Monthly System Peak Day | October | CAISO 1-in-10 | 21 | 2.3472 | 2.2803 | 2.3472 | 2.2803 | 0 | 91.452
| Sublap | SCLD | Monthly System Peak Day | October | CAISO 1-in-10 | 22 | 2.115 | 2.094 | 2.5064 | 2.9977 | 0.1957 | 87.7153
| Sublap | SCLD | Monthly System Peak Day | October | CAISO 1-in-10 | 23 | 1.8781 | 1.8299 | 1.8781 | 2.1849 | 0 | 85.2959
| Sublap | SCLD | Monthly System Peak Day | October | CAISO 1-in-10 | 24 | 1.6054 | 1.5979 | 1.6054 | 1.6542 | 0 | 83.7663
| Sublap | SCLD | Monthly System Peak Day | October | CAISO 1-in-2 | 1 | 1.3239 | 1.3024 | 1.3239 | 1.3024 | 0 | 81.3966
| Sublap | SCLD | Monthly System Peak Day | October | CAISO 1-in-2 | 2 | 1.1094 | 1.1071 | 1.1094 | 1.1071 | 0 | 78.8708
| Sublap | SCLD | Monthly System Peak Day | October | CAISO 1-in-2 | 3 | 1.035 | 1.0206 | 1.035 | 1.0206 | 0 | 77.894
| Sublap | SCLD | Monthly System Peak Day | October | CAISO 1-in-2 | 4 | 1.0016 | 1.0018 | 1.0016 | 1.0018 | 0 | 77.7682
| Sublap | SCLD | Monthly System Peak Day | October | CAISO 1-in-2 | 5 | 0.91855 | 0.92581 | 0.91855 | 0.92581 | 0 | 76.2375
| Sublap | SCLD | Monthly System Peak Day | October | CAISO 1-in-2 | 6 | 0.88329 | 0.88767 | 0.88329 | 0.88767 | 0 | 75.2829
| Sublap | SCLD | Monthly System Peak Day | October | CAISO 1-in-2 | 7 | 0.81186 | 0.88777 | 0.81186 | 0.88777 | 0 | 74.7793
| Sublap | SCLD | Monthly System Peak Day | October | CAISO 1-in-2 | 8 | 0.62338 | 0.67616 | 0.62338 | 0.67616 | 0 | 73.8484
| Sublap | SCLD | Monthly System Peak Day | October | CAISO 1-in-2 | 9 | 0.36333 | 0.46423 | 0.36333 | 0.46423 | 0 | 75.382
| Sublap | SCLD | Monthly System Peak Day | October | CAISO 1-in-2 | 10 | 0.13944 | 0.30386 | 0.13944 | 0.30386 | 0 | 78.8286
| Sublap | SCLD | Monthly System Peak Day | October | CAISO 1-in-2 | 11 | 0.0085963 | 0.21521 | 0.0085963 | 0.21521 | 0 | 82.3952
| Sublap | SCLD | Monthly System Peak Day | October | CAISO 1-in-2 | 12 | 0.047849 | 0.28723 | 0.047849 | 0.28723 | 0 | 85.1714
| Sublap | SCLD | Monthly System Peak Day | October | CAISO 1-in-2 | 13 | 0.26581 | 0.48318 | 0.26581 | 0.48318 | 0 | 88.1565
| Sublap | SCLD | Monthly System Peak Day | October | CAISO 1-in-2 | 14 | 0.53584 | 0.71095 | 0.53584 | 0.71095 | 0 | 90.0884
| Sublap | SCLD | Monthly System Peak Day | October | CAISO 1-in-2 | 15 | 0.85671 | 1.0394 | 0.85671 | 1.0394 | 0 | 91.5374
| Sublap | SCLD | Monthly System Peak Day | October | CAISO 1-in-2 | 16 | 1.2364 | 1.3686 | 1.2364 | 1.3686 | 0 | 92.0918
| Sublap | SCLD | Monthly System Peak Day | October | CAISO 1-in-2 | 17 | 1.6429 | 1.7218 | 0.62309 | 0.96317 | 0.40705 | 91.2966
| Sublap | SCLD | Monthly System Peak Day | October | CAISO 1-in-2 | 18 | 2.0126 | 1.9798 | 1.7411 | 1.7751 | 0.13577 | 90.5558
| Sublap | SCLD | Monthly System Peak Day | October | CAISO 1-in-2 | 19 | 2.1674 | 2.066 | 2.1674 | 2.066 | 0 | 88.9884
| Sublap | SCLD | Monthly System Peak Day | October | CAISO 1-in-2 | 20 | 2.0474 | 1.9697 | 2.0474 | 1.9697 | 0 | 86.0701
| Sublap | SCLD | Monthly System Peak Day | October | CAISO 1-in-2 | 21 | 1.9974 | 1.9305 | 1.9974 | 1.9305 | 0 | 83.2571
| Sublap | SCLD | Monthly System Peak Day | October | CAISO 1-in-2 | 22 | 1.816 | 1.795 | 2.1457 | 2.637 | 0.16484 | 81.9163
| Sublap | SCLD | Monthly System Peak Day | October | CAISO 1-in-2 | 23 | 1.6011 | 1.5528 | 1.6011 | 1.7764 | 0 | 79.885
| Sublap | SCLD | Monthly System Peak Day | October | CAISO 1-in-2 | 24 | 1.3269 | 1.3194 | 1.3269 | 1.3194 | 0 | 77.9476
| Sublap | SCLD | Monthly System Peak Day | October | SCE 1-in-10 | 1 | 1.2271 | 1.2056 | 1.2271 | 1.2056 | 0 | 79.3653
| Sublap | SCLD | Monthly System Peak Day | October | SCE 1-in-10 | 2 | 1.0545 | 1.0522 | 1.0545 | 1.0522 | 0 | 77.9051
| Sublap | SCLD | Monthly System Peak Day | October | SCE 1-in-10 | 3 | 0.94838 | 0.93397 | 0.94838 | 0.93397 | 0 | 76.3347
| Sublap | SCLD | Monthly System Peak Day | October | SCE 1-in-10 | 4 | 0.82419 | 0.82437 | 0.82419 | 0.82437 | 0 | 74.5929
| Sublap | SCLD | Monthly System Peak Day | October | SCE 1-in-10 | 5 | 0.85676 | 0.86402 | 0.85676 | 0.86402 | 0 | 75.022
| Sublap | SCLD | Monthly System Peak Day | October | SCE 1-in-10 | 6 | 0.76858 | 0.77295 | 0.76858 | 0.77295 | 0 | 73.0971
| Sublap | SCLD | Monthly System Peak Day | October | SCE 1-in-10 | 7 | 0.66079 | 0.7367 | 0.66079 | 0.7367 | 0 | 71.9239
| Sublap | SCLD | Monthly System Peak Day | October | SCE 1-in-10 | 8 | 0.51063 | 0.56341 | 0.51063 | 0.56341 | 0 | 71.9822
| Sublap | SCLD | Monthly System Peak Day | October | SCE 1-in-10 | 9 | 0.22917 | 0.33007 | 0.22917 | 0.33007 | 0 | 72.8645
| Sublap | SCLD | Monthly System Peak Day | October | SCE 1-in-10 | 10 | 0.13858 | 0.303 | 0.13858 | 0.303 | 0 | 78.3637
| Sublap | SCLD | Monthly System Peak Day | October | SCE 1-in-10 | 11 | 0.11404 | 0.32065 | 0.11404 | 0.32065 | 0 | 84.4153
| Sublap | SCLD | Monthly System Peak Day | October | SCE 1-in-10 | 12 | 0.16402 | 0.4034 | 0.16402 | 0.4034 | 0 | 88.0245
| Sublap | SCLD | Monthly System Peak Day | October | SCE 1-in-10 | 13 | 0.37917 | 0.59654 | 0.37917 | 0.59654 | 0 | 91.4633
| Sublap | SCLD | Monthly System Peak Day | October | SCE 1-in-10 | 14 | 0.68316 | 0.85826 | 0.68316 | 0.85826 | 0 | 93.4378
| Sublap | SCLD | Monthly System Peak Day | October | SCE 1-in-10 | 15 | 1.0237 | 1.2063 | 1.0237 | 1.2063 | 0 | 95.6071
| Sublap | SCLD | Monthly System Peak Day | October | SCE 1-in-10 | 16 | 1.421 | 1.5532 | 1.421 | 1.5532 | 0 | 96.3673
| Sublap | SCLD | Monthly System Peak Day | October | SCE 1-in-10 | 17 | 1.8511 | 1.93 | 0.68694 | 1.027 | 0.30831 | 96.549
| Sublap | SCLD | Monthly System Peak Day | October | SCE 1-in-10 | 18 | 2.2251 | 2.1923 | 1.8248 | 1.8588 | 0.20017 | 95.8827
| Sublap | SCLD | Monthly System Peak Day | October | SCE 1-in-10 | 19 | 2.3724 | 2.271 | 2.3724 | 2.254 | 0 | 93.6724
| Sublap | SCLD | Monthly System Peak Day | October | SCE 1-in-10 | 20 | 2.2276 | 2.1498 | 2.2276 | 2.1498 | 0 | 89.8959
| Sublap | SCLD | Monthly System Peak Day | October | SCE 1-in-10 | 21 | 2.1758 | 2.1089 | 2.1758 | 2.1089 | 0 | 89.2122
| Sublap | SCLD | Monthly System Peak Day | October | SCE 1-in-10 | 22 | 1.9622 | 1.9413 | 2.338 | 2.8293 | 0.18786 | 86.2418
| Sublap | SCLD | Monthly System Peak Day | October | SCE 1-in-10 | 23 | 1.7301 | 1.6818 | 1.7301 | 1.9765 | 0 | 82.8133
| Sublap | SCLD | Monthly System Peak Day | October | SCE 1-in-10 | 24 | 1.4634 | 1.4559 | 1.4634 | 1.4559 | 0 | 81.1867
| Sublap | SCLD | Monthly System Peak Day | October | SCE 1-in-2 | 1 | 0.8323 | 0.81078 | 0.8323 | 0.81078 | 0 | 72.7068
| Sublap | SCLD | Monthly System Peak Day | October | SCE 1-in-2 | 2 | 0.79083 | 0.78855 | 0.79083 | 0.78855 | 0 | 72.9848
| Sublap | SCLD | Monthly System Peak Day | October | SCE 1-in-2 | 3 | 0.73331 | 0.7189 | 0.73331 | 0.7189 | 0 | 71.7575
| Sublap | SCLD | Monthly System Peak Day | October | SCE 1-in-2 | 4 | 0.68534 | 0.68551 | 0.68534 | 0.68551 | 0 | 71.0949
| Sublap | SCLD | Monthly System Peak Day | October | SCE 1-in-2 | 5 | 0.72486 | 0.73212 | 0.72486 | 0.73212 | 0 | 71.4529
| Sublap | SCLD | Monthly System Peak Day | October | SCE 1-in-2 | 6 | 0.63908 | 0.64345 | 0.63908 | 0.64345 | 0 | 69.0827
| Sublap | SCLD | Monthly System Peak Day | October | SCE 1-in-2 | 7 | 0.6446 | 0.7205 | 0.6446 | 0.7205 | 0 | 70.0195
| Sublap | SCLD | Monthly System Peak Day | October | SCE 1-in-2 | 8 | 0.45452 | 0.5073 | 0.45452 | 0.5073 | 0 | 69.6138
| Sublap | SCLD | Monthly System Peak Day | October | SCE 1-in-2 | 9 | 0.12231 | 0.22321 | 0.12231 | 0.22321 | 0 | 69.8584
| Sublap | SCLD | Monthly System Peak Day | October | SCE 1-in-2 | 10 | -0.18442 | -0.020003 | -0.18442 | -0.020003 | 0 | 71.8106
| Sublap | SCLD | Monthly System Peak Day | October | SCE 1-in-2 | 11 | -0.29956 | -0.09295 | -0.29956 | -0.09295 | 0 | 76.0729
| Sublap | SCLD | Monthly System Peak Day | October | SCE 1-in-2 | 12 | -0.29647 | -0.057089 | -0.29647 | -0.057089 | 0 | 79.3
| Sublap | SCLD | Monthly System Peak Day | October | SCE 1-in-2 | 13 | -0.12042 | 0.096954 | -0.12042 | 0.096954 | 0 | 82.4612
| Sublap | SCLD | Monthly System Peak Day | October | SCE 1-in-2 | 14 | 0.085617 | 0.26072 | 0.085617 | 0.26072 | 0 | 85.2109
| Sublap | SCLD | Monthly System Peak Day | October | SCE 1-in-2 | 15 | 0.37618 | 0.55884 | 0.37618 | 0.55884 | 0 | 87.5687
| Sublap | SCLD | Monthly System Peak Day | October | SCE 1-in-2 | 16 | 0.74539 | 0.87756 | 0.74539 | 0.87756 | 0 | 89.0163
| Sublap | SCLD | Monthly System Peak Day | October | SCE 1-in-2 | 17 | 1.1763 | 1.2552 | 0.20801 | 0.54809 | 0.44306 | 89.4204
| Sublap | SCLD | Monthly System Peak Day | October | SCE 1-in-2 | 18 | 1.564 | 1.5312 | 1.3389 | 1.3729 | 0.11257 | 88.6367
| Sublap | SCLD | Monthly System Peak Day | October | SCE 1-in-2 | 19 | 1.7529 | 1.6515 | 1.7529 | 1.6515 | 0 | 87.1946
| Sublap | SCLD | Monthly System Peak Day | October | SCE 1-in-2 | 20 | 1.6895 | 1.6117 | 1.6895 | 1.6117 | 0 | 85.1728
| Sublap | SCLD | Monthly System Peak Day | October | SCE 1-in-2 | 21 | 1.6521 | 1.5851 | 1.6521 | 1.5851 | 0 | 82.7299
| Sublap | SCLD | Monthly System Peak Day | October | SCE 1-in-2 | 22 | 1.4789 | 1.4579 | 1.7882 | 2.2796 | 0.15466 | 80.0034
| Sublap | SCLD | Monthly System Peak Day | October | SCE 1-in-2 | 23 | 1.305 | 1.2568 | 1.305 | 1.4341 | 0 | 77.9809
| Sublap | SCLD | Monthly System Peak Day | October | SCE 1-in-2 | 24 | 1.0508 | 1.0432 | 1.0508 | 1.0432 | 0 | 74.5125
| Sublap | SCLD | Monthly System Peak Day | September | CAISO 1-in-10 | 1 | 1.8081 | 1.7866 | 1.8081 | 1.7866 | 0 | 89.1633
| Sublap | SCLD | Monthly System Peak Day | September | CAISO 1-in-10 | 2 | 1.6127 | 1.6105 | 1.6127 | 1.6105 | 0 | 88.2408
| Sublap | SCLD | Monthly System Peak Day | September | CAISO 1-in-10 | 3 | 1.4223 | 1.4079 | 1.4223 | 1.4079 | 0 | 86.0194
| Sublap | SCLD | Monthly System Peak Day | September | CAISO 1-in-10 | 4 | 1.33 | 1.3302 | 1.33 | 1.3302 | 0 | 85.3286
| Sublap | SCLD | Monthly System Peak Day | September | CAISO 1-in-10 | 5 | 1.2822 | 1.2895 | 1.2822 | 1.2895 | 0 | 85.1561
| Sublap | SCLD | Monthly System Peak Day | September | CAISO 1-in-10 | 6 | 1.2155 | 1.2199 | 1.2155 | 1.2199 | 0 | 84.2531
| Sublap | SCLD | Monthly System Peak Day | September | CAISO 1-in-10 | 7 | 1.1039 | 1.1798 | 1.1039 | 1.1798 | 0 | 83.3643
| Sublap | SCLD | Monthly System Peak Day | September | CAISO 1-in-10 | 8 | 0.99107 | 1.0439 | 0.99107 | 1.0439 | 0 | 82.9327
| Sublap | SCLD | Monthly System Peak Day | September | CAISO 1-in-10 | 9 | 0.7114 | 0.81229 | 0.7114 | 0.81229 | 0 | 83.5612
| Sublap | SCLD | Monthly System Peak Day | September | CAISO 1-in-10 | 10 | 0.57582 | 0.74023 | 0.57582 | 0.74023 | 0 | 87.0337
| Sublap | SCLD | Monthly System Peak Day | September | CAISO 1-in-10 | 11 | 0.62137 | 0.82798 | 0.62137 | 0.82798 | 0 | 89.6816
| Sublap | SCLD | Monthly System Peak Day | September | CAISO 1-in-10 | 12 | 0.89051 | 1.1299 | 0.89051 | 1.1299 | 0 | 93.0755
| Sublap | SCLD | Monthly System Peak Day | September | CAISO 1-in-10 | 13 | 1.2586 | 1.4759 | 1.2586 | 1.4759 | 0 | 96.3541
| Sublap | SCLD | Monthly System Peak Day | September | CAISO 1-in-10 | 14 | 1.6091 | 1.7842 | 1.6091 | 1.7842 | 0 | 98.651
| Sublap | SCLD | Monthly System Peak Day | September | CAISO 1-in-10 | 15 | 1.9821 | 2.1647 | 1.9821 | 2.1647 | 0 | 100.2153
| Sublap | SCLD | Monthly System Peak Day | September | CAISO 1-in-10 | 16 | 2.3945 | 2.5267 | 2.3945 | 2.5267 | 0 | 101.5929
| Sublap | SCLD | Monthly System Peak Day | September | CAISO 1-in-10 | 17 | 2.8006 | 2.8794 | 1.4732 | 1.8133 | 0.20476 | 102.4867
| Sublap | SCLD | Monthly System Peak Day | September | CAISO 1-in-10 | 18 | 3.1599 | 3.1271 | 2.5801 | 2.6142 | 0.3263 | 103.3051
| Sublap | SCLD | Monthly System Peak Day | September | CAISO 1-in-10 | 19 | 3.2784 | 3.177 | 3.1307 | 2.9462 | 0.07382 | 102.8153
| Sublap | SCLD | Monthly System Peak Day | September | CAISO 1-in-10 | 20 | 3.0859 | 3.0081 | 2.9401 | 2.9529 | 0.072924 | 101.148
| Sublap | SCLD | Monthly System Peak Day | September | CAISO 1-in-10 | 21 | 2.9388 | 2.8719 | 2.8975 | 2.8719 | 0.020652 | 97.9582
| Sublap | SCLD | Monthly System Peak Day | September | CAISO 1-in-10 | 22 | 2.6699 | 2.649 | 3.1384 | 3.6297 | 0.25808 | 94.95
| Sublap | SCLD | Monthly System Peak Day | September | CAISO 1-in-10 | 23 | 2.3897 | 2.3414 | 2.3897 | 2.8839 | 0 | 93.0184
| Sublap | SCLD | Monthly System Peak Day | September | CAISO 1-in-10 | 24 | 2.1048 | 2.0972 | 2.1048 | 2.5618 | 0 | 92.7633
| Sublap | SCLD | Monthly System Peak Day | September | CAISO 1-in-2 | 1 | 1.4975 | 1.476 | 1.4975 | 1.476 | 0 | 83.8592
| Sublap | SCLD | Monthly System Peak Day | September | CAISO 1-in-2 | 2 | 1.257 | 1.2548 | 1.257 | 1.2548 | 0 | 81.685
| Sublap | SCLD | Monthly System Peak Day | September | CAISO 1-in-2 | 3 | 1.1917 | 1.1773 | 1.1917 | 1.1773 | 0 | 81.3129
| Sublap | SCLD | Monthly System Peak Day | September | CAISO 1-in-2 | 4 | 1.0795 | 1.0797 | 1.0795 | 1.0797 | 0 | 80.032
| Sublap | SCLD | Monthly System Peak Day | September | CAISO 1-in-2 | 5 | 1.0344 | 1.0417 | 1.0344 | 1.0417 | 0 | 79.3374
| Sublap | SCLD | Monthly System Peak Day | September | CAISO 1-in-2 | 6 | 0.95768 | 0.96205 | 0.95768 | 0.96205 | 0 | 77.9731
| Sublap | SCLD | Monthly System Peak Day | September | CAISO 1-in-2 | 7 | 0.89653 | 0.97244 | 0.89653 | 0.97244 | 0 | 77.9927
| Sublap | SCLD | Monthly System Peak Day | September | CAISO 1-in-2 | 8 | 0.772 | 0.82479 | 0.772 | 0.82479 | 0 | 77.9072
| Sublap | SCLD | Monthly System Peak Day | September | CAISO 1-in-2 | 9 | 0.53485 | 0.63575 | 0.53485 | 0.63575 | 0 | 79.5393
| Sublap | SCLD | Monthly System Peak Day | September | CAISO 1-in-2 | 10 | 0.38936 | 0.55377 | 0.38936 | 0.55377 | 0 | 83.4633
| Sublap | SCLD | Monthly System Peak Day | September | CAISO 1-in-2 | 11 | 0.39263 | 0.59925 | 0.39263 | 0.59925 | 0 | 88.0912
| Sublap | SCLD | Monthly System Peak Day | September | CAISO 1-in-2 | 12 | 0.53564 | 0.77502 | 0.53564 | 0.77502 | 0 | 91.9782
| Sublap | SCLD | Monthly System Peak Day | September | CAISO 1-in-2 | 13 | 0.8358 | 1.0532 | 0.8358 | 1.0532 | 0 | 94.2041
| Sublap | SCLD | Monthly System Peak Day | September | CAISO 1-in-2 | 14 | 1.1664 | 1.3415 | 1.1664 | 1.3415 | 0 | 96.2973
| Sublap | SCLD | Monthly System Peak Day | September | CAISO 1-in-2 | 15 | 1.5243 | 1.7069 | 1.5243 | 1.7069 | 0 | 98.6993
| Sublap | SCLD | Monthly System Peak Day | September | CAISO 1-in-2 | 16 | 1.934 | 2.0662 | 1.934 | 2.0662 | 0 | 100.1721
| Sublap | SCLD | Monthly System Peak Day | September | CAISO 1-in-2 | 17 | 2.3618 | 2.4407 | 1.0715 | 1.4116 | 0.22697 | 101.1367
| Sublap | SCLD | Monthly System Peak Day | September | CAISO 1-in-2 | 18 | 2.7275 | 2.6947 | 2.2053 | 2.2394 | 0.38804 | 100.9231
| Sublap | SCLD | Monthly System Peak Day | September | CAISO 1-in-2 | 19 | 2.8588 | 2.7574 | 2.7928 | 2.6083 | 0.033003 | 99.3238
| Sublap | SCLD | Monthly System Peak Day | September | CAISO 1-in-2 | 20 | 2.678 | 2.6002 | 2.678 | 2.6002 | 0 | 95.883
| Sublap | SCLD | Monthly System Peak Day | September | CAISO 1-in-2 | 21 | 2.5459 | 2.479 | 2.5459 | 2.479 | 0 | 90.8612
| Sublap | SCLD | Monthly System Peak Day | September | CAISO 1-in-2 | 22 | 2.3161 | 2.2951 | 2.7176 | 3.209 | 0.39514 | 88.6653
| Sublap | SCLD | Monthly System Peak Day | September | CAISO 1-in-2 | 23 | 2.076 | 2.0277 | 2.076 | 2.4542 | 0 | 88.2415
| Sublap | SCLD | Monthly System Peak Day | September | CAISO 1-in-2 | 24 | 1.7901 | 1.7826 | 1.7901 | 1.9763 | 0 | 86.7939
| Sublap | SCLD | Monthly System Peak Day | September | SCE 1-in-10 | 1 | 1.9742 | 1.9527 | 1.9742 | 1.9527 | 0 | 92.1694
| Sublap | SCLD | Monthly System Peak Day | September | SCE 1-in-10 | 2 | 1.7778 | 1.7755 | 1.7778 | 1.7755 | 0 | 91.2622
| Sublap | SCLD | Monthly System Peak Day | September | SCE 1-in-10 | 3 | 1.5718 | 1.5574 | 1.5718 | 1.5574 | 0 | 88.9531
| Sublap | SCLD | Monthly System Peak Day | September | SCE 1-in-10 | 4 | 1.4449 | 1.4451 | 1.4449 | 1.4451 | 0 | 87.6347
| Sublap | SCLD | Monthly System Peak Day | September | SCE 1-in-10 | 5 | 1.3301 | 1.3374 | 1.3301 | 1.3374 | 0 | 86.2949
| Sublap | SCLD | Monthly System Peak Day | September | SCE 1-in-10 | 6 | 1.2387 | 1.2431 | 1.2387 | 1.2431 | 0 | 84.9224
| Sublap | SCLD | Monthly System Peak Day | September | SCE 1-in-10 | 7 | 1.0945 | 1.1704 | 1.0945 | 1.1704 | 0 | 83.3745
| Sublap | SCLD | Monthly System Peak Day | September | SCE 1-in-10 | 8 | 1.0211 | 1.0739 | 1.0211 | 1.0739 | 0 | 83.6898
| Sublap | SCLD | Monthly System Peak Day | September | SCE 1-in-10 | 9 | 0.77813 | 0.87902 | 0.77813 | 0.87902 | 0 | 85.0143
| Sublap | SCLD | Monthly System Peak Day | September | SCE 1-in-10 | 10 | 0.70433 | 0.86874 | 0.70433 | 0.86874 | 0 | 90.0429
| Sublap | SCLD | Monthly System Peak Day | September | SCE 1-in-10 | 11 | 0.73025 | 0.93687 | 0.73025 | 0.93687 | 0 | 93.9367
| Sublap | SCLD | Monthly System Peak Day | September | SCE 1-in-10 | 12 | 0.94711 | 1.1865 | 0.94711 | 1.1865 | 0 | 97.3347
| Sublap | SCLD | Monthly System Peak Day | September | SCE 1-in-10 | 13 | 1.2949 | 1.5123 | 1.2949 | 1.5123 | 0 | 100.3847
| Sublap | SCLD | Monthly System Peak Day | September | SCE 1-in-10 | 14 | 1.6872 | 1.8623 | 1.6872 | 1.8623 | 0 | 102.7204
| Sublap | SCLD | Monthly System Peak Day | September | SCE 1-in-10 | 15 | 2.0846 | 2.2673 | 2.0846 | 2.2673 | 0 | 104.3449
| Sublap | SCLD | Monthly System Peak Day | September | SCE 1-in-10 | 16 | 2.5028 | 2.635 | 2.5028 | 2.635 | 0 | 102.5194
| Sublap | SCLD | Monthly System Peak Day | September | SCE 1-in-10 | 17 | 2.8767 | 2.9555 | 1.6121 | 1.9522 | 0.24296 | 100.2
| Sublap | SCLD | Monthly System Peak Day | September | SCE 1-in-10 | 18 | 3.2127 | 3.1799 | 2.7159 | 2.7499 | 0.41585 | 99.8745
| Sublap | SCLD | Monthly System Peak Day | September | SCE 1-in-10 | 19 | 3.29 | 3.1886 | 3.2596 | 3.0751 | 0.015201 | 97.801
| Sublap | SCLD | Monthly System Peak Day | September | SCE 1-in-10 | 20 | 3.1062 | 3.0284 | 3.0768 | 3.0284 | 0.0147 | 97.5949
| Sublap | SCLD | Monthly System Peak Day | September | SCE 1-in-10 | 21 | 2.999 | 2.932 | 2.999 | 2.932 | 0 | 96.5214
| Sublap | SCLD | Monthly System Peak Day | September | SCE 1-in-10 | 22 | 2.734 | 2.713 | 3.1933 | 3.6847 | 0.27611 | 94.098
| Sublap | SCLD | Monthly System Peak Day | September | SCE 1-in-10 | 23 | 2.446 | 2.3977 | 2.446 | 2.9319 | 0 | 92.6755
| Sublap | SCLD | Monthly System Peak Day | September | SCE 1-in-10 | 24 | 2.1441 | 2.1366 | 2.1441 | 2.586 | 0 | 92.4306
| Sublap | SCLD | Monthly System Peak Day | September | SCE 1-in-2 | 1 | 1.7847 | 1.7632 | 1.7847 | 1.7632 | 0 | 88.983
| Sublap | SCLD | Monthly System Peak Day | September | SCE 1-in-2 | 2 | 1.4972 | 1.495 | 1.4972 | 1.495 | 0 | 86.0986
| Sublap | SCLD | Monthly System Peak Day | September | SCE 1-in-2 | 3 | 1.4397 | 1.4253 | 1.4397 | 1.4253 | 0 | 86.2211
| Sublap | SCLD | Monthly System Peak Day | September | SCE 1-in-2 | 4 | 1.3452 | 1.3453 | 1.3452 | 1.3453 | 0 | 85.3646
| Sublap | SCLD | Monthly System Peak Day | September | SCE 1-in-2 | 5 | 1.2294 | 1.2367 | 1.2294 | 1.2367 | 0 | 83.8176
| Sublap | SCLD | Monthly System Peak Day | September | SCE 1-in-2 | 6 | 1.1233 | 1.1277 | 1.1233 | 1.1277 | 0 | 81.922
| Sublap | SCLD | Monthly System Peak Day | September | SCE 1-in-2 | 7 | 1.0563 | 1.1322 | 1.0563 | 1.1322 | 0 | 81.908
| Sublap | SCLD | Monthly System Peak Day | September | SCE 1-in-2 | 8 | 0.91569 | 0.96848 | 0.91569 | 0.96848 | 0 | 81.1105
| Sublap | SCLD | Monthly System Peak Day | September | SCE 1-in-2 | 9 | 0.66729 | 0.76819 | 0.66729 | 0.76819 | 0 | 82.4557
| Sublap | SCLD | Monthly System Peak Day | September | SCE 1-in-2 | 10 | 0.50033 | 0.66474 | 0.50033 | 0.66474 | 0 | 85.668
| Sublap | SCLD | Monthly System Peak Day | September | SCE 1-in-2 | 11 | 0.53152 | 0.73814 | 0.53152 | 0.73814 | 0 | 90.1796
| Sublap | SCLD | Monthly System Peak Day | September | SCE 1-in-2 | 12 | 0.72316 | 0.96254 | 0.72316 | 0.96254 | 0 | 92.5531
| Sublap | SCLD | Monthly System Peak Day | September | SCE 1-in-2 | 13 | 1.129 | 1.3464 | 1.129 | 1.3464 | 0 | 91.2918
| Sublap | SCLD | Monthly System Peak Day | September | SCE 1-in-2 | 14 | 1.4243 | 1.5995 | 1.4243 | 1.5995 | 0 | 93.9864
| Sublap | SCLD | Monthly System Peak Day | September | SCE 1-in-2 | 15 | 1.7674 | 1.95 | 1.7674 | 1.95 | 0 | 97.9116
| Sublap | SCLD | Monthly System Peak Day | September | SCE 1-in-2 | 16 | 2.1745 | 2.3066 | 2.1745 | 2.3066 | 0 | 100.1524
| Sublap | SCLD | Monthly System Peak Day | September | SCE 1-in-2 | 17 | 2.5897 | 2.6686 | 1.291 | 1.6311 | 0.2218 | 101.4449
| Sublap | SCLD | Monthly System Peak Day | September | SCE 1-in-2 | 18 | 2.9537 | 2.9209 | 2.4057 | 2.4398 | 0.36014 | 101.9884
| Sublap | SCLD | Monthly System Peak Day | September | SCE 1-in-2 | 19 | 3.0869 | 2.9856 | 2.9675 | 2.7829 | 0.05974 | 101.6109
| Sublap | SCLD | Monthly System Peak Day | September | SCE 1-in-2 | 20 | 2.9018 | 2.824 | 2.8197 | 2.824 | 0.04107 | 99.2041
| Sublap | SCLD | Monthly System Peak Day | September | SCE 1-in-2 | 21 | 2.7538 | 2.6869 | 2.7538 | 2.6869 | 0 | 94.6449
| Sublap | SCLD | Monthly System Peak Day | September | SCE 1-in-2 | 22 | 2.4992 | 2.4782 | 2.9307 | 3.4221 | 0.33279 | 91.4796
| Sublap | SCLD | Monthly System Peak Day | September | SCE 1-in-2 | 23 | 2.2301 | 2.1819 | 2.2301 | 2.6442 | 0 | 89.7163
| Sublap | SCLD | Monthly System Peak Day | September | SCE 1-in-2 | 24 | 1.8953 | 1.8878 | 1.8953 | 2.0819 | 0 | 86.8034
| Sublap | SCLD | Typical Event Day | Typical Event | CAISO 1-in-10 | 1 | 2.0796 | 2.0581 | 2.0796 | 2.0581 | 0 | 93.5398
| Sublap | SCLD | Typical Event Day | Typical Event | CAISO 1-in-10 | 2 | 1.82 | 1.8177 | 1.82 | 1.8177 | 0 | 92.1281
| Sublap | SCLD | Typical Event Day | Typical Event | CAISO 1-in-10 | 3 | 1.6163 | 1.6019 | 1.6163 | 1.6019 | 0 | 90.1202
| Sublap | SCLD | Typical Event Day | Typical Event | CAISO 1-in-10 | 4 | 1.4549 | 1.4551 | 1.4549 | 1.4551 | 0 | 88.4194
| Sublap | SCLD | Typical Event Day | Typical Event | CAISO 1-in-10 | 5 | 1.3543 | 1.3616 | 1.3543 | 1.3616 | 0 | 87.2477
| Sublap | SCLD | Typical Event Day | Typical Event | CAISO 1-in-10 | 6 | 1.2392 | 1.2436 | 1.2392 | 1.2436 | 0 | 85.7629
| Sublap | SCLD | Typical Event Day | Typical Event | CAISO 1-in-10 | 7 | 1.1286 | 1.2045 | 1.1286 | 1.2045 | 0 | 85.1265
| Sublap | SCLD | Typical Event Day | Typical Event | CAISO 1-in-10 | 8 | 1.0673 | 1.12 | 1.0673 | 1.12 | 0 | 85.4057
| Sublap | SCLD | Typical Event Day | Typical Event | CAISO 1-in-10 | 9 | 0.88796 | 0.98885 | 0.88796 | 0.98885 | 0 | 87.7393
| Sublap | SCLD | Typical Event Day | Typical Event | CAISO 1-in-10 | 10 | 0.83811 | 1.0025 | 0.83811 | 1.0025 | 0 | 92.1319
| Sublap | SCLD | Typical Event Day | Typical Event | CAISO 1-in-10 | 11 | 1.002 | 1.2086 | 1.002 | 1.2086 | 0 | 96.8962
| Sublap | SCLD | Typical Event Day | Typical Event | CAISO 1-in-10 | 12 | 1.3239 | 1.5633 | 1.3239 | 1.5633 | 0 | 101.4469
| Sublap | SCLD | Typical Event Day | Typical Event | CAISO 1-in-10 | 13 | 1.7306 | 1.9479 | 1.7306 | 1.9479 | 0 | 104.7987
| Sublap | SCLD | Typical Event Day | Typical Event | CAISO 1-in-10 | 14 | 2.1683 | 2.3434 | 2.1683 | 2.3434 | 0 | 107.0625
| Sublap | SCLD | Typical Event Day | Typical Event | CAISO 1-in-10 | 15 | 2.5919 | 2.7745 | 2.5919 | 2.7745 | 0 | 109.0255
| Sublap | SCLD | Typical Event Day | Typical Event | CAISO 1-in-10 | 16 | 3.0389 | 3.1711 | 3.0389 | 3.1711 | 0 | 110.4258
| Sublap | SCLD | Typical Event Day | Typical Event | CAISO 1-in-10 | 17 | 3.4567 | 3.5356 | 1.8882 | 2.2283 | 0.12385 | 111.261
| Sublap | SCLD | Typical Event Day | Typical Event | CAISO 1-in-10 | 18 | 3.8018 | 3.769 | 3.019 | 3.053 | 0.15832 | 111.7038
| Sublap | SCLD | Typical Event Day | Typical Event | CAISO 1-in-10 | 19 | 3.8973 | 3.7959 | 3.5514 | 3.3668 | 0.11393 | 111.2954
| Sublap | SCLD | Typical Event Day | Typical Event | CAISO 1-in-10 | 20 | 3.6413 | 3.5636 | 3.2479 | 3.2607 | 0.15427 | 108.7036
| Sublap | SCLD | Typical Event Day | Typical Event | CAISO 1-in-10 | 21 | 3.424 | 3.3571 | 3.2116 | 3.2353 | 0.10621 | 103.1793
| Sublap | SCLD | Typical Event Day | Typical Event | CAISO 1-in-10 | 22 | 3.1195 | 3.0985 | 3.6417 | 4.1331 | 0.16032 | 100.002
| Sublap | SCLD | Typical Event Day | Typical Event | CAISO 1-in-10 | 23 | 2.7815 | 2.7332 | 2.8088 | 3.3664 | 0.013675 | 96.7531
| Sublap | SCLD | Typical Event Day | Typical Event | CAISO 1-in-10 | 24 | 2.4242 | 2.4167 | 2.4242 | 3.0038 | 0 | 95.464
| Sublap | SCLD | Typical Event Day | Typical Event | CAISO 1-in-2 | 1 | 1.7625 | 1.7409 | 1.7625 | 1.7409 | 0 | 88.2666
| Sublap | SCLD | Typical Event Day | Typical Event | CAISO 1-in-2 | 2 | 1.5226 | 1.5203 | 1.5226 | 1.5203 | 0 | 86.6076
| Sublap | SCLD | Typical Event Day | Typical Event | CAISO 1-in-2 | 3 | 1.421 | 1.4066 | 1.421 | 1.4066 | 0 | 86.0116
| Sublap | SCLD | Typical Event Day | Typical Event | CAISO 1-in-2 | 4 | 1.3194 | 1.3196 | 1.3194 | 1.3196 | 0 | 85.1602
| Sublap | SCLD | Typical Event Day | Typical Event | CAISO 1-in-2 | 5 | 1.2338 | 1.2411 | 1.2338 | 1.2411 | 0 | 84.1176
| Sublap | SCLD | Typical Event Day | Typical Event | CAISO 1-in-2 | 6 | 1.1519 | 1.1562 | 1.1519 | 1.1562 | 0 | 82.9347
| Sublap | SCLD | Typical Event Day | Typical Event | CAISO 1-in-2 | 7 | 1.0405 | 1.1164 | 1.0405 | 1.1164 | 0 | 82.0605
| Sublap | SCLD | Typical Event Day | Typical Event | CAISO 1-in-2 | 8 | 0.96879 | 1.0216 | 0.96879 | 1.0216 | 0 | 82.5423
| Sublap | SCLD | Typical Event Day | Typical Event | CAISO 1-in-2 | 9 | 0.74886 | 0.84975 | 0.74886 | 0.84975 | 0 | 84.3473
| Sublap | SCLD | Typical Event Day | Typical Event | CAISO 1-in-2 | 10 | 0.61769 | 0.78211 | 0.61769 | 0.78211 | 0 | 88.0272
| Sublap | SCLD | Typical Event Day | Typical Event | CAISO 1-in-2 | 11 | 0.66711 | 0.87373 | 0.66711 | 0.87373 | 0 | 91.9333
| Sublap | SCLD | Typical Event Day | Typical Event | CAISO 1-in-2 | 12 | 0.8973 | 1.1367 | 0.8973 | 1.1367 | 0 | 95.693
| Sublap | SCLD | Typical Event Day | Typical Event | CAISO 1-in-2 | 13 | 1.2555 | 1.4728 | 1.2555 | 1.4728 | 0 | 98.2442
| Sublap | SCLD | Typical Event Day | Typical Event | CAISO 1-in-2 | 14 | 1.6304 | 1.8055 | 1.6304 | 1.8055 | 0 | 99.8571
| Sublap | SCLD | Typical Event Day | Typical Event | CAISO 1-in-2 | 15 | 2.0103 | 2.193 | 2.0103 | 2.193 | 0 | 101.7843
| Sublap | SCLD | Typical Event Day | Typical Event | CAISO 1-in-2 | 16 | 2.4284 | 2.5606 | 2.4284 | 2.5606 | 0 | 102.8495
| Sublap | SCLD | Typical Event Day | Typical Event | CAISO 1-in-2 | 17 | 2.8425 | 2.9213 | 1.4733 | 1.8134 | 0.18132 | 104.0078
| Sublap | SCLD | Typical Event Day | Typical Event | CAISO 1-in-2 | 18 | 3.1963 | 3.1634 | 2.595 | 2.6291 | 0.304 | 104.1922
| Sublap | SCLD | Typical Event Day | Typical Event | CAISO 1-in-2 | 19 | 3.3076 | 3.2062 | 3.151 | 2.9665 | 0.078262 | 103.1952
| Sublap | SCLD | Typical Event Day | Typical Event | CAISO 1-in-2 | 20 | 3.1067 | 3.029 | 2.9611 | 2.974 | 0.072804 | 101.1406
| Sublap | SCLD | Typical Event Day | Typical Event | CAISO 1-in-2 | 21 | 2.9555 | 2.8885 | 2.9276 | 2.8885 | 0.013953 | 97.5493
| Sublap | SCLD | Typical Event Day | Typical Event | CAISO 1-in-2 | 22 | 2.6882 | 2.6672 | 3.1547 | 3.6461 | 0.26188 | 94.7696
| Sublap | SCLD | Typical Event Day | Typical Event | CAISO 1-in-2 | 23 | 2.4063 | 2.3581 | 2.4063 | 2.9004 | 0 | 93.0116
| Sublap | SCLD | Typical Event Day | Typical Event | CAISO 1-in-2 | 24 | 2.0852 | 2.0776 | 2.0852 | 2.4665 | 0 | 91.0952
| Sublap | SCLD | Typical Event Day | Typical Event | SCE 1-in-10 | 1 | 2.1452 | 2.1237 | 2.1452 | 2.1237 | 0 | 94.7709
| Sublap | SCLD | Typical Event Day | Typical Event | SCE 1-in-10 | 2 | 1.8961 | 1.8938 | 1.8961 | 1.8938 | 0 | 93.5128
| Sublap | SCLD | Typical Event Day | Typical Event | SCE 1-in-10 | 3 | 1.7061 | 1.6917 | 1.7061 | 1.6917 | 0 | 91.8467
| Sublap | SCLD | Typical Event Day | Typical Event | SCE 1-in-10 | 4 | 1.5034 | 1.5036 | 1.5034 | 1.5036 | 0 | 89.3477
| Sublap | SCLD | Typical Event Day | Typical Event | SCE 1-in-10 | 5 | 1.37 | 1.3773 | 1.37 | 1.3773 | 0 | 87.5975
| Sublap | SCLD | Typical Event Day | Typical Event | SCE 1-in-10 | 6 | 1.2357 | 1.2401 | 1.2357 | 1.2401 | 0 | 85.6966
| Sublap | SCLD | Typical Event Day | Typical Event | SCE 1-in-10 | 7 | 1.1302 | 1.2061 | 1.1302 | 1.2061 | 0 | 85.1732
| Sublap | SCLD | Typical Event Day | Typical Event | SCE 1-in-10 | 8 | 1.0699 | 1.1227 | 1.0699 | 1.1227 | 0 | 85.4662
| Sublap | SCLD | Typical Event Day | Typical Event | SCE 1-in-10 | 9 | 0.89846 | 0.99936 | 0.89846 | 0.99936 | 0 | 87.9571
| Sublap | SCLD | Typical Event Day | Typical Event | SCE 1-in-10 | 10 | 0.88647 | 1.0509 | 0.88647 | 1.0509 | 0 | 93.3533
| Sublap | SCLD | Typical Event Day | Typical Event | SCE 1-in-10 | 11 | 1.024 | 1.2306 | 1.024 | 1.2306 | 0 | 98.2444
| Sublap | SCLD | Typical Event Day | Typical Event | SCE 1-in-10 | 12 | 1.3226 | 1.562 | 1.3226 | 1.562 | 0 | 102.3668
| Sublap | SCLD | Typical Event Day | Typical Event | SCE 1-in-10 | 13 | 1.724 | 1.9413 | 1.724 | 1.9413 | 0 | 105.5077
| Sublap | SCLD | Typical Event Day | Typical Event | SCE 1-in-10 | 14 | 2.1701 | 2.3452 | 2.1701 | 2.3452 | 0 | 107.626
| Sublap | SCLD | Typical Event Day | Typical Event | SCE 1-in-10 | 15 | 2.5972 | 2.7798 | 2.5972 | 2.7798 | 0 | 109.425
| Sublap | SCLD | Typical Event Day | Typical Event | SCE 1-in-10 | 16 | 3.0428 | 3.175 | 3.0428 | 3.175 | 0 | 109.9872
| Sublap | SCLD | Typical Event Day | Typical Event | SCE 1-in-10 | 17 | 3.451 | 3.5299 | 1.9138 | 2.2539 | 0.12366 | 110.1232
| Sublap | SCLD | Typical Event Day | Typical Event | SCE 1-in-10 | 18 | 3.7895 | 3.7567 | 3.0422 | 3.0762 | 0.17599 | 110.2344
| Sublap | SCLD | Typical Event Day | Typical Event | SCE 1-in-10 | 19 | 3.8716 | 3.7702 | 3.574 | 3.3895 | 0.14297 | 109.2268
| Sublap | SCLD | Typical Event Day | Typical Event | SCE 1-in-10 | 20 | 3.615 | 3.5372 | 3.2859 | 3.2987 | 0.16594 | 106.7401
| Sublap | SCLD | Typical Event Day | Typical Event | SCE 1-in-10 | 21 | 3.4275 | 3.3606 | 3.2166 | 3.2403 | 0.10545 | 103.1329
| Sublap | SCLD | Typical Event Day | Typical Event | SCE 1-in-10 | 22 | 3.1178 | 3.0968 | 3.6322 | 4.1236 | 0.17284 | 99.277
| Sublap | SCLD | Typical Event Day | Typical Event | SCE 1-in-10 | 23 | 2.7751 | 2.7268 | 2.7813 | 3.3388 | 0.0030936 | 95.8814
| Sublap | SCLD | Typical Event Day | Typical Event | SCE 1-in-10 | 24 | 2.4051 | 2.3975 | 2.4051 | 2.9341 | 0 | 94.351
| Sublap | SCLD | Typical Event Day | Typical Event | SCE 1-in-2 | 1 | 1.8694 | 1.8479 | 1.8694 | 1.8479 | 0 | 90.0984
| Sublap | SCLD | Typical Event Day | Typical Event | SCE 1-in-2 | 2 | 1.6289 | 1.6267 | 1.6289 | 1.6267 | 0 | 88.5706
| Sublap | SCLD | Typical Event Day | Typical Event | SCE 1-in-2 | 3 | 1.5283 | 1.5138 | 1.5283 | 1.5138 | 0 | 88.165
| Sublap | SCLD | Typical Event Day | Typical Event | SCE 1-in-2 | 4 | 1.4153 | 1.4154 | 1.4153 | 1.4154 | 0 | 87.1619
| Sublap | SCLD | Typical Event Day | Typical Event | SCE 1-in-2 | 5 | 1.3022 | 1.3094 | 1.3022 | 1.3094 | 0 | 85.7456
| Sublap | SCLD | Typical Event Day | Typical Event | SCE 1-in-2 | 6 | 1.2065 | 1.2109 | 1.2065 | 1.2109 | 0 | 84.3578
| Sublap | SCLD | Typical Event Day | Typical Event | SCE 1-in-2 | 7 | 1.077 | 1.1529 | 1.077 | 1.1529 | 0 | 83.1525
| Sublap | SCLD | Typical Event Day | Typical Event | SCE 1-in-2 | 8 | 0.99043 | 1.0432 | 0.99043 | 1.0432 | 0 | 83.2116
| Sublap | SCLD | Typical Event Day | Typical Event | SCE 1-in-2 | 9 | 0.77907 | 0.87997 | 0.77907 | 0.87997 | 0 | 85.1104
| Sublap | SCLD | Typical Event Day | Typical Event | SCE 1-in-2 | 10 | 0.68504 | 0.84945 | 0.68504 | 0.84945 | 0 | 89.3471
| Sublap | SCLD | Typical Event Day | Typical Event | SCE 1-in-2 | 11 | 0.76583 | 0.97245 | 0.76583 | 0.97245 | 0 | 93.9828
| Sublap | SCLD | Typical Event Day | Typical Event | SCE 1-in-2 | 12 | 1.007 | 1.2464 | 1.007 | 1.2464 | 0 | 97.5755
| Sublap | SCLD | Typical Event Day | Typical Event | SCE 1-in-2 | 13 | 1.3934 | 1.6108 | 1.3934 | 1.6108 | 0 | 99.1978
| Sublap | SCLD | Typical Event Day | Typical Event | SCE 1-in-2 | 14 | 1.778 | 1.9531 | 1.778 | 1.9531 | 0 | 100.8012
| Sublap | SCLD | Typical Event Day | Typical Event | SCE 1-in-2 | 15 | 2.1636 | 2.3463 | 2.1636 | 2.3463 | 0 | 102.907
| Sublap | SCLD | Typical Event Day | Typical Event | SCE 1-in-2 | 16 | 2.5871 | 2.7193 | 2.5871 | 2.7193 | 0 | 104.4192
| Sublap | SCLD | Typical Event Day | Typical Event | SCE 1-in-2 | 17 | 3.0026 | 3.0815 | 1.5843 | 1.9244 | 0.15694 | 105.7946
| Sublap | SCLD | Typical Event Day | Typical Event | SCE 1-in-2 | 18 | 3.3488 | 3.316 | 2.7132 | 2.7472 | 0.26941 | 105.6141
| Sublap | SCLD | Typical Event Day | Typical Event | SCE 1-in-2 | 19 | 3.4538 | 3.3525 | 3.2613 | 3.0767 | 0.096291 | 104.7374
| Sublap | SCLD | Typical Event Day | Typical Event | SCE 1-in-2 | 20 | 3.246 | 3.1682 | 3.0377 | 3.0505 | 0.10414 | 103.0531
| Sublap | SCLD | Typical Event Day | Typical Event | SCE 1-in-2 | 21 | 3.0783 | 3.0114 | 3.0026 | 3.0114 | 0.037856 | 99.008
| Sublap | SCLD | Typical Event Day | Typical Event | SCE 1-in-2 | 22 | 2.7989 | 2.778 | 3.2765 | 3.7679 | 0.24013 | 95.8129
| Sublap | SCLD | Typical Event Day | Typical Event | SCE 1-in-2 | 23 | 2.4999 | 2.4516 | 2.4999 | 3.0069 | 0 | 93.5449
| Sublap | SCLD | Typical Event Day | Typical Event | SCE 1-in-2 | 24 | 2.1534 | 2.1459 | 2.1534 | 2.5383 | 0 | 91.1736
| Sublap | SCNW | Average Weekday | April | CAISO 1-in-10 | 1 | 0.81086 | 0.7832 | 0.81086 | 0.7832 | 0 | 56.4727
| Sublap | SCNW | Average Weekday | April | CAISO 1-in-10 | 2 | 0.71833 | 0.70704 | 0.71833 | 0.70704 | 0 | 55.8653
| Sublap | SCNW | Average Weekday | April | CAISO 1-in-10 | 3 | 0.66335 | 0.64614 | 0.66335 | 0.64614 | 0 | 55.2462
| Sublap | SCNW | Average Weekday | April | CAISO 1-in-10 | 4 | 0.61891 | 0.60074 | 0.61891 | 0.60074 | 0 | 54.4545
| Sublap | SCNW | Average Weekday | April | CAISO 1-in-10 | 5 | 0.6053 | 0.58044 | 0.6053 | 0.58044 | 0 | 53.774
| Sublap | SCNW | Average Weekday | April | CAISO 1-in-10 | 6 | 0.63295 | 0.61467 | 0.63295 | 0.61467 | 0 | 53.207
| Sublap | SCNW | Average Weekday | April | CAISO 1-in-10 | 7 | 0.69758 | 0.73136 | 0.69758 | 0.73136 | 0 | 52.7406
| Sublap | SCNW | Average Weekday | April | CAISO 1-in-10 | 8 | 0.73021 | 0.78172 | 0.73021 | 0.78172 | 0 | 52.6903
| Sublap | SCNW | Average Weekday | April | CAISO 1-in-10 | 9 | 0.65072 | 0.63274 | 0.65072 | 0.63274 | 0 | 54.8954
| Sublap | SCNW | Average Weekday | April | CAISO 1-in-10 | 10 | 0.54164 | 0.48363 | 0.54164 | 0.48363 | 0 | 59.9015
| Sublap | SCNW | Average Weekday | April | CAISO 1-in-10 | 11 | 0.4065 | 0.35239 | 0.4065 | 0.35239 | 0 | 63.9797
| Sublap | SCNW | Average Weekday | April | CAISO 1-in-10 | 12 | 0.29152 | 0.24027 | 0.29152 | 0.24027 | 0 | 66.7723
| Sublap | SCNW | Average Weekday | April | CAISO 1-in-10 | 13 | 0.24833 | 0.19367 | 0.24833 | 0.19367 | 0 | 68.1864
| Sublap | SCNW | Average Weekday | April | CAISO 1-in-10 | 14 | 0.24909 | 0.21251 | 0.24909 | 0.21251 | 0 | 68.9813
| Sublap | SCNW | Average Weekday | April | CAISO 1-in-10 | 15 | 0.29193 | 0.28752 | 0.29193 | 0.28752 | 0 | 69.2738
| Sublap | SCNW | Average Weekday | April | CAISO 1-in-10 | 16 | 0.42128 | 0.42935 | 0.42128 | 0.42935 | 0 | 69.5671
| Sublap | SCNW | Average Weekday | April | CAISO 1-in-10 | 17 | 0.61696 | 0.63181 | 0.56587 | 0.58072 | 0.048941 | 69.3908
| Sublap | SCNW | Average Weekday | April | CAISO 1-in-10 | 18 | 0.90273 | 0.8961 | 0.84236 | 0.83573 | 0.030187 | 68.4921
| Sublap | SCNW | Average Weekday | April | CAISO 1-in-10 | 19 | 1.1275 | 1.0918 | 1.0406 | 1.0049 | 0.043423 | 67.2223
| Sublap | SCNW | Average Weekday | April | CAISO 1-in-10 | 20 | 1.2206 | 1.179 | 1.1598 | 1.1182 | 0.030405 | 65.2412
| Sublap | SCNW | Average Weekday | April | CAISO 1-in-10 | 21 | 1.2679 | 1.203 | 1.2156 | 1.1507 | 0.026131 | 62.4711
| Sublap | SCNW | Average Weekday | April | CAISO 1-in-10 | 22 | 1.2038 | 1.1286 | 1.2222 | 1.2353 | 0.0091729 | 60.1434
| Sublap | SCNW | Average Weekday | April | CAISO 1-in-10 | 23 | 1.095 | 1.0329 | 1.095 | 1.0329 | 0 | 58.6587
| Sublap | SCNW | Average Weekday | April | CAISO 1-in-10 | 24 | 0.91615 | 0.87389 | 0.91615 | 0.87389 | 0 | 57.5262
| Sublap | SCNW | Average Weekday | April | CAISO 1-in-2 | 1 | 0.80743 | 0.77977 | 0.80743 | 0.77977 | 0 | 53.7759
| Sublap | SCNW | Average Weekday | April | CAISO 1-in-2 | 2 | 0.72153 | 0.71024 | 0.72153 | 0.71024 | 0 | 52.9424
| Sublap | SCNW | Average Weekday | April | CAISO 1-in-2 | 3 | 0.67291 | 0.65569 | 0.67291 | 0.65569 | 0 | 52.2142
| Sublap | SCNW | Average Weekday | April | CAISO 1-in-2 | 4 | 0.63433 | 0.61616 | 0.63433 | 0.61616 | 0 | 51.5989
| Sublap | SCNW | Average Weekday | April | CAISO 1-in-2 | 5 | 0.6274 | 0.60254 | 0.6274 | 0.60254 | 0 | 51.0132
| Sublap | SCNW | Average Weekday | April | CAISO 1-in-2 | 6 | 0.66596 | 0.64768 | 0.66596 | 0.64768 | 0 | 50.6196
| Sublap | SCNW | Average Weekday | April | CAISO 1-in-2 | 7 | 0.74834 | 0.78212 | 0.74834 | 0.78212 | 0 | 50.3416
| Sublap | SCNW | Average Weekday | April | CAISO 1-in-2 | 8 | 0.78698 | 0.83849 | 0.78698 | 0.83849 | 0 | 50.4027
| Sublap | SCNW | Average Weekday | April | CAISO 1-in-2 | 9 | 0.69097 | 0.673 | 0.69097 | 0.673 | 0 | 52.4148
| Sublap | SCNW | Average Weekday | April | CAISO 1-in-2 | 10 | 0.57249 | 0.51449 | 0.57249 | 0.51449 | 0 | 56.3533
| Sublap | SCNW | Average Weekday | April | CAISO 1-in-2 | 11 | 0.42852 | 0.37442 | 0.42852 | 0.37442 | 0 | 59.8155
| Sublap | SCNW | Average Weekday | April | CAISO 1-in-2 | 12 | 0.33542 | 0.28416 | 0.33542 | 0.28416 | 0 | 62.3338
| Sublap | SCNW | Average Weekday | April | CAISO 1-in-2 | 13 | 0.29004 | 0.23538 | 0.29004 | 0.23538 | 0 | 64.1283
| Sublap | SCNW | Average Weekday | April | CAISO 1-in-2 | 14 | 0.28626 | 0.24968 | 0.28626 | 0.24968 | 0 | 65.2756
| Sublap | SCNW | Average Weekday | April | CAISO 1-in-2 | 15 | 0.32018 | 0.31578 | 0.32018 | 0.31578 | 0 | 65.7509
| Sublap | SCNW | Average Weekday | April | CAISO 1-in-2 | 16 | 0.4405 | 0.44856 | 0.4405 | 0.44856 | 0 | 65.9055
| Sublap | SCNW | Average Weekday | April | CAISO 1-in-2 | 17 | 0.63408 | 0.64893 | 0.63408 | 0.64893 | 0 | 65.4677
| Sublap | SCNW | Average Weekday | April | CAISO 1-in-2 | 18 | 0.93808 | 0.93145 | 0.93808 | 0.93145 | 0 | 64.7692
| Sublap | SCNW | Average Weekday | April | CAISO 1-in-2 | 19 | 1.1474 | 1.1117 | 1.1474 | 1.1117 | 0 | 63.5999
| Sublap | SCNW | Average Weekday | April | CAISO 1-in-2 | 20 | 1.2337 | 1.1921 | 1.2337 | 1.1921 | 0 | 61.7259
| Sublap | SCNW | Average Weekday | April | CAISO 1-in-2 | 21 | 1.2707 | 1.2058 | 1.2707 | 1.2058 | 0 | 58.9187
| Sublap | SCNW | Average Weekday | April | CAISO 1-in-2 | 22 | 1.1943 | 1.1191 | 1.1943 | 1.1191 | 0 | 56.8369
| Sublap | SCNW | Average Weekday | April | CAISO 1-in-2 | 23 | 1.0877 | 1.0255 | 1.0877 | 1.0255 | 0 | 55.6165
| Sublap | SCNW | Average Weekday | April | CAISO 1-in-2 | 24 | 0.91045 | 0.86819 | 0.91045 | 0.86819 | 0 | 54.5793
| Sublap | SCNW | Average Weekday | April | SCE 1-in-10 | 1 | 0.80886 | 0.7812 | 0.80886 | 0.7812 | 0 | 56.5049
| Sublap | SCNW | Average Weekday | April | SCE 1-in-10 | 2 | 0.71694 | 0.70564 | 0.71694 | 0.70564 | 0 | 55.8867
| Sublap | SCNW | Average Weekday | April | SCE 1-in-10 | 3 | 0.66228 | 0.64506 | 0.66228 | 0.64506 | 0 | 55.1366
| Sublap | SCNW | Average Weekday | April | SCE 1-in-10 | 4 | 0.6181 | 0.59993 | 0.6181 | 0.59993 | 0 | 54.3944
| Sublap | SCNW | Average Weekday | April | SCE 1-in-10 | 5 | 0.60471 | 0.57985 | 0.60471 | 0.57985 | 0 | 53.7241
| Sublap | SCNW | Average Weekday | April | SCE 1-in-10 | 6 | 0.63281 | 0.61453 | 0.63281 | 0.61453 | 0 | 53.3885
| Sublap | SCNW | Average Weekday | April | SCE 1-in-10 | 7 | 0.69823 | 0.73201 | 0.69823 | 0.73201 | 0 | 52.8576
| Sublap | SCNW | Average Weekday | April | SCE 1-in-10 | 8 | 0.731 | 0.78251 | 0.731 | 0.78251 | 0 | 52.679
| Sublap | SCNW | Average Weekday | April | SCE 1-in-10 | 9 | 0.65119 | 0.63321 | 0.65119 | 0.63321 | 0 | 54.7404
| Sublap | SCNW | Average Weekday | April | SCE 1-in-10 | 10 | 0.54227 | 0.48426 | 0.54227 | 0.48426 | 0 | 59.583
| Sublap | SCNW | Average Weekday | April | SCE 1-in-10 | 11 | 0.41012 | 0.35602 | 0.41012 | 0.35602 | 0 | 63.5983
| Sublap | SCNW | Average Weekday | April | SCE 1-in-10 | 12 | 0.29426 | 0.243 | 0.29426 | 0.243 | 0 | 66.2623
| Sublap | SCNW | Average Weekday | April | SCE 1-in-10 | 13 | 0.25063 | 0.19597 | 0.25063 | 0.19597 | 0 | 67.9744
| Sublap | SCNW | Average Weekday | April | SCE 1-in-10 | 14 | 0.25007 | 0.21349 | 0.25007 | 0.21349 | 0 | 68.8003
| Sublap | SCNW | Average Weekday | April | SCE 1-in-10 | 15 | 0.29131 | 0.28691 | 0.29131 | 0.28691 | 0 | 69.1959
| Sublap | SCNW | Average Weekday | April | SCE 1-in-10 | 16 | 0.41913 | 0.4272 | 0.41913 | 0.4272 | 0 | 69.4342
| Sublap | SCNW | Average Weekday | April | SCE 1-in-10 | 17 | 0.61361 | 0.62846 | 0.57092 | 0.58577 | 0.021347 | 69.2448
| Sublap | SCNW | Average Weekday | April | SCE 1-in-10 | 18 | 0.8972 | 0.89057 | 0.84801 | 0.84137 | 0.024599 | 68.5431
| Sublap | SCNW | Average Weekday | April | SCE 1-in-10 | 19 | 1.1238 | 1.0881 | 1.0443 | 1.0086 | 0.039762 | 67.2354
| Sublap | SCNW | Average Weekday | April | SCE 1-in-10 | 20 | 1.2185 | 1.1768 | 1.162 | 1.1204 | 0.02823 | 65.3074
| Sublap | SCNW | Average Weekday | April | SCE 1-in-10 | 21 | 1.2656 | 1.2007 | 1.2179 | 1.153 | 0.023816 | 62.3614
| Sublap | SCNW | Average Weekday | April | SCE 1-in-10 | 22 | 1.2006 | 1.1255 | 1.2193 | 1.2226 | 0.0093232 | 60.1594
| Sublap | SCNW | Average Weekday | April | SCE 1-in-10 | 23 | 1.0921 | 1.03 | 1.0921 | 1.03 | 0 | 58.5738
| Sublap | SCNW | Average Weekday | April | SCE 1-in-10 | 24 | 0.91371 | 0.87146 | 0.91371 | 0.87146 | 0 | 57.3873
| Sublap | SCNW | Average Weekday | April | SCE 1-in-2 | 1 | 0.80445 | 0.77679 | 0.80445 | 0.77679 | 0 | 53.7728
| Sublap | SCNW | Average Weekday | April | SCE 1-in-2 | 2 | 0.71859 | 0.7073 | 0.71859 | 0.7073 | 0 | 52.9828
| Sublap | SCNW | Average Weekday | April | SCE 1-in-2 | 3 | 0.66955 | 0.65234 | 0.66955 | 0.65234 | 0 | 52.1831
| Sublap | SCNW | Average Weekday | April | SCE 1-in-2 | 4 | 0.63055 | 0.61238 | 0.63055 | 0.61238 | 0 | 51.5137
| Sublap | SCNW | Average Weekday | April | SCE 1-in-2 | 5 | 0.62297 | 0.5981 | 0.62297 | 0.5981 | 0 | 50.9332
| Sublap | SCNW | Average Weekday | April | SCE 1-in-2 | 6 | 0.66064 | 0.64236 | 0.66064 | 0.64236 | 0 | 50.5243
| Sublap | SCNW | Average Weekday | April | SCE 1-in-2 | 7 | 0.74168 | 0.77546 | 0.74168 | 0.77546 | 0 | 50.2677
| Sublap | SCNW | Average Weekday | April | SCE 1-in-2 | 8 | 0.77966 | 0.83117 | 0.77966 | 0.83117 | 0 | 50.413
| Sublap | SCNW | Average Weekday | April | SCE 1-in-2 | 9 | 0.68561 | 0.66763 | 0.68561 | 0.66763 | 0 | 52.7181
| Sublap | SCNW | Average Weekday | April | SCE 1-in-2 | 10 | 0.56886 | 0.51086 | 0.56886 | 0.51086 | 0 | 56.9681
| Sublap | SCNW | Average Weekday | April | SCE 1-in-2 | 11 | 0.42595 | 0.37184 | 0.42595 | 0.37184 | 0 | 60.513
| Sublap | SCNW | Average Weekday | April | SCE 1-in-2 | 12 | 0.33369 | 0.28244 | 0.33369 | 0.28244 | 0 | 63.053
| Sublap | SCNW | Average Weekday | April | SCE 1-in-2 | 13 | 0.28662 | 0.23196 | 0.28662 | 0.23196 | 0 | 64.8559
| Sublap | SCNW | Average Weekday | April | SCE 1-in-2 | 14 | 0.28227 | 0.24569 | 0.28227 | 0.24569 | 0 | 66.003
| Sublap | SCNW | Average Weekday | April | SCE 1-in-2 | 15 | 0.31462 | 0.31022 | 0.31462 | 0.31022 | 0 | 66.4544
| Sublap | SCNW | Average Weekday | April | SCE 1-in-2 | 16 | 0.43361 | 0.44168 | 0.43361 | 0.44168 | 0 | 66.4779
| Sublap | SCNW | Average Weekday | April | SCE 1-in-2 | 17 | 0.62534 | 0.64018 | 0.62534 | 0.64018 | 0 | 66.1463
| Sublap | SCNW | Average Weekday | April | SCE 1-in-2 | 18 | 0.92688 | 0.92025 | 0.92688 | 0.92025 | 0 | 65.399
| Sublap | SCNW | Average Weekday | April | SCE 1-in-2 | 19 | 1.1381 | 1.1024 | 1.1381 | 1.1024 | 0 | 64.106
| Sublap | SCNW | Average Weekday | April | SCE 1-in-2 | 20 | 1.227 | 1.1854 | 1.227 | 1.1854 | 0 | 62.2283
| Sublap | SCNW | Average Weekday | April | SCE 1-in-2 | 21 | 1.2662 | 1.2013 | 1.2662 | 1.2013 | 0 | 59.3311
| Sublap | SCNW | Average Weekday | April | SCE 1-in-2 | 22 | 1.1902 | 1.115 | 1.1902 | 1.115 | 0 | 57.1713
| Sublap | SCNW | Average Weekday | April | SCE 1-in-2 | 23 | 1.0837 | 1.0216 | 1.0837 | 1.0216 | 0 | 55.9018
| Sublap | SCNW | Average Weekday | April | SCE 1-in-2 | 24 | 0.90705 | 0.86479 | 0.90705 | 0.86479 | 0 | 54.7546
| Sublap | SCNW | Average Weekday | August | CAISO 1-in-10 | 1 | 1.0874 | 1.0598 | 1.0874 | 1.0598 | 0 | 65.5462
| Sublap | SCNW | Average Weekday | August | CAISO 1-in-10 | 2 | 0.94197 | 0.93067 | 0.94197 | 0.93067 | 0 | 65.0826
| Sublap | SCNW | Average Weekday | August | CAISO 1-in-10 | 3 | 0.83706 | 0.81985 | 0.83706 | 0.81985 | 0 | 64.3392
| Sublap | SCNW | Average Weekday | August | CAISO 1-in-10 | 4 | 0.75786 | 0.73969 | 0.75786 | 0.73969 | 0 | 63.6756
| Sublap | SCNW | Average Weekday | August | CAISO 1-in-10 | 5 | 0.71135 | 0.68649 | 0.71135 | 0.68649 | 0 | 63.2036
| Sublap | SCNW | Average Weekday | August | CAISO 1-in-10 | 6 | 0.70665 | 0.68837 | 0.70665 | 0.68837 | 0 | 62.8127
| Sublap | SCNW | Average Weekday | August | CAISO 1-in-10 | 7 | 0.72185 | 0.75563 | 0.72185 | 0.75563 | 0 | 62.6212
| Sublap | SCNW | Average Weekday | August | CAISO 1-in-10 | 8 | 0.73084 | 0.78235 | 0.73084 | 0.78235 | 0 | 62.6852
| Sublap | SCNW | Average Weekday | August | CAISO 1-in-10 | 9 | 0.68201 | 0.66403 | 0.68201 | 0.66403 | 0 | 65.0119
| Sublap | SCNW | Average Weekday | August | CAISO 1-in-10 | 10 | 0.60822 | 0.55021 | 0.60822 | 0.55021 | 0 | 69.2104
| Sublap | SCNW | Average Weekday | August | CAISO 1-in-10 | 11 | 0.55114 | 0.49703 | 0.55114 | 0.49703 | 0 | 72.5814
| Sublap | SCNW | Average Weekday | August | CAISO 1-in-10 | 12 | 0.55284 | 0.50159 | 0.55284 | 0.50159 | 0 | 75.2286
| Sublap | SCNW | Average Weekday | August | CAISO 1-in-10 | 13 | 0.65075 | 0.5961 | 0.65075 | 0.5961 | 0 | 76.971
| Sublap | SCNW | Average Weekday | August | CAISO 1-in-10 | 14 | 0.8083 | 0.77172 | 0.8083 | 0.77172 | 0 | 78.0277
| Sublap | SCNW | Average Weekday | August | CAISO 1-in-10 | 15 | 0.99301 | 0.9886 | 0.99301 | 0.9886 | 0 | 78.3805
| Sublap | SCNW | Average Weekday | August | CAISO 1-in-10 | 16 | 1.2659 | 1.274 | 1.2659 | 1.274 | 0 | 78.7133
| Sublap | SCNW | Average Weekday | August | CAISO 1-in-10 | 17 | 1.534 | 1.5489 | 0.98394 | 0.94314 | 0.03208 | 78.6607
| Sublap | SCNW | Average Weekday | August | CAISO 1-in-10 | 18 | 1.8087 | 1.8021 | 1.4545 | 1.5381 | 0.056435 | 78.1571
| Sublap | SCNW | Average Weekday | August | CAISO 1-in-10 | 19 | 1.9256 | 1.8899 | 1.6928 | 1.7365 | 0.070709 | 76.6511
| Sublap | SCNW | Average Weekday | August | CAISO 1-in-10 | 20 | 1.885 | 1.8433 | 1.723 | 1.756 | 0.049123 | 74.5065
| Sublap | SCNW | Average Weekday | August | CAISO 1-in-10 | 21 | 1.8726 | 1.8077 | 1.6843 | 1.6941 | 0.063286 | 71.179
| Sublap | SCNW | Average Weekday | August | CAISO 1-in-10 | 22 | 1.7443 | 1.6691 | 1.9253 | 2.0552 | 0.031064 | 68.8068
| Sublap | SCNW | Average Weekday | August | CAISO 1-in-10 | 23 | 1.5643 | 1.5022 | 1.6304 | 1.6395 | 0.038327 | 67.6755
| Sublap | SCNW | Average Weekday | August | CAISO 1-in-10 | 24 | 1.2912 | 1.2489 | 1.3253 | 1.2949 | 0.017049 | 66.7556
| Sublap | SCNW | Average Weekday | August | CAISO 1-in-2 | 1 | 0.94074 | 0.91308 | 0.94074 | 0.91308 | 0 | 61.8351
| Sublap | SCNW | Average Weekday | August | CAISO 1-in-2 | 2 | 0.81758 | 0.80628 | 0.81758 | 0.80628 | 0 | 61.0708
| Sublap | SCNW | Average Weekday | August | CAISO 1-in-2 | 3 | 0.74217 | 0.72496 | 0.74217 | 0.72496 | 0 | 60.4453
| Sublap | SCNW | Average Weekday | August | CAISO 1-in-2 | 4 | 0.68181 | 0.66364 | 0.68181 | 0.66364 | 0 | 59.993
| Sublap | SCNW | Average Weekday | August | CAISO 1-in-2 | 5 | 0.65263 | 0.62777 | 0.65263 | 0.62777 | 0 | 59.5437
| Sublap | SCNW | Average Weekday | August | CAISO 1-in-2 | 6 | 0.65691 | 0.63863 | 0.65691 | 0.63863 | 0 | 59.1825
| Sublap | SCNW | Average Weekday | August | CAISO 1-in-2 | 7 | 0.68312 | 0.71691 | 0.68312 | 0.71691 | 0 | 58.8772
| Sublap | SCNW | Average Weekday | August | CAISO 1-in-2 | 8 | 0.70468 | 0.75619 | 0.70468 | 0.75619 | 0 | 58.8216
| Sublap | SCNW | Average Weekday | August | CAISO 1-in-2 | 9 | 0.64113 | 0.62315 | 0.64113 | 0.62315 | 0 | 60.6976
| Sublap | SCNW | Average Weekday | August | CAISO 1-in-2 | 10 | 0.54663 | 0.48863 | 0.54663 | 0.48863 | 0 | 64.2796
| Sublap | SCNW | Average Weekday | August | CAISO 1-in-2 | 11 | 0.41558 | 0.36147 | 0.41558 | 0.36147 | 0 | 67.9941
| Sublap | SCNW | Average Weekday | August | CAISO 1-in-2 | 12 | 0.31709 | 0.26584 | 0.31709 | 0.26584 | 0 | 71.1368
| Sublap | SCNW | Average Weekday | August | CAISO 1-in-2 | 13 | 0.31531 | 0.26065 | 0.31531 | 0.26065 | 0 | 73.4022
| Sublap | SCNW | Average Weekday | August | CAISO 1-in-2 | 14 | 0.37553 | 0.33896 | 0.37553 | 0.33896 | 0 | 74.7872
| Sublap | SCNW | Average Weekday | August | CAISO 1-in-2 | 15 | 0.49047 | 0.48607 | 0.49047 | 0.48607 | 0 | 75.0837
| Sublap | SCNW | Average Weekday | August | CAISO 1-in-2 | 16 | 0.71069 | 0.71876 | 0.71069 | 0.71876 | 0 | 75.1826
| Sublap | SCNW | Average Weekday | August | CAISO 1-in-2 | 17 | 0.96739 | 0.98224 | 0.46652 | 0.42572 | 0.036749 | 74.6964
| Sublap | SCNW | Average Weekday | August | CAISO 1-in-2 | 18 | 1.2689 | 1.2623 | 0.94407 | 1.0277 | 0.075952 | 73.7663
| Sublap | SCNW | Average Weekday | August | CAISO 1-in-2 | 19 | 1.4477 | 1.412 | 1.196 | 1.2398 | 0.098875 | 72.4301
| Sublap | SCNW | Average Weekday | August | CAISO 1-in-2 | 20 | 1.4934 | 1.4517 | 1.2983 | 1.3314 | 0.067753 | 70.3319
| Sublap | SCNW | Average Weekday | August | CAISO 1-in-2 | 21 | 1.5217 | 1.4568 | 1.302 | 1.3118 | 0.085829 | 67.2215
| Sublap | SCNW | Average Weekday | August | CAISO 1-in-2 | 22 | 1.4151 | 1.34 | 1.521 | 1.6509 | 0.04065 | 64.8046
| Sublap | SCNW | Average Weekday | August | CAISO 1-in-2 | 23 | 1.2863 | 1.2242 | 1.2863 | 1.2791 | 0 | 63.6401
| Sublap | SCNW | Average Weekday | August | CAISO 1-in-2 | 24 | 1.0767 | 1.0345 | 1.0767 | 1.0345 | 0 | 62.7705
| Sublap | SCNW | Average Weekday | August | SCE 1-in-10 | 1 | 1.0208 | 0.99313 | 1.0208 | 0.99313 | 0 | 64.6078
| Sublap | SCNW | Average Weekday | August | SCE 1-in-10 | 2 | 0.88753 | 0.87623 | 0.88753 | 0.87623 | 0 | 63.7509
| Sublap | SCNW | Average Weekday | August | SCE 1-in-10 | 3 | 0.80198 | 0.78476 | 0.80198 | 0.78476 | 0 | 62.9572
| Sublap | SCNW | Average Weekday | August | SCE 1-in-10 | 4 | 0.73559 | 0.71742 | 0.73559 | 0.71742 | 0 | 62.268
| Sublap | SCNW | Average Weekday | August | SCE 1-in-10 | 5 | 0.69662 | 0.67176 | 0.69662 | 0.67176 | 0 | 61.7741
| Sublap | SCNW | Average Weekday | August | SCE 1-in-10 | 6 | 0.69417 | 0.67589 | 0.69417 | 0.67589 | 0 | 61.2559
| Sublap | SCNW | Average Weekday | August | SCE 1-in-10 | 7 | 0.71216 | 0.74594 | 0.71216 | 0.74594 | 0 | 60.7961
| Sublap | SCNW | Average Weekday | August | SCE 1-in-10 | 8 | 0.72436 | 0.77587 | 0.72436 | 0.77587 | 0 | 60.8462
| Sublap | SCNW | Average Weekday | August | SCE 1-in-10 | 9 | 0.66027 | 0.64229 | 0.66027 | 0.64229 | 0 | 63.3773
| Sublap | SCNW | Average Weekday | August | SCE 1-in-10 | 10 | 0.59316 | 0.53516 | 0.59316 | 0.53516 | 0 | 68.1343
| Sublap | SCNW | Average Weekday | August | SCE 1-in-10 | 11 | 0.50434 | 0.45023 | 0.50434 | 0.45023 | 0 | 71.9803
| Sublap | SCNW | Average Weekday | August | SCE 1-in-10 | 12 | 0.48529 | 0.43404 | 0.48529 | 0.43404 | 0 | 74.7281
| Sublap | SCNW | Average Weekday | August | SCE 1-in-10 | 13 | 0.55796 | 0.50331 | 0.55796 | 0.50331 | 0 | 76.9448
| Sublap | SCNW | Average Weekday | August | SCE 1-in-10 | 14 | 0.69442 | 0.65784 | 0.69442 | 0.65784 | 0 | 78.0914
| Sublap | SCNW | Average Weekday | August | SCE 1-in-10 | 15 | 0.86481 | 0.86041 | 0.86481 | 0.86041 | 0 | 78.3307
| Sublap | SCNW | Average Weekday | August | SCE 1-in-10 | 16 | 1.1256 | 1.1337 | 1.1256 | 1.1337 | 0 | 78.1741
| Sublap | SCNW | Average Weekday | August | SCE 1-in-10 | 17 | 1.3908 | 1.4056 | 0.85049 | 0.80969 | 0.032583 | 77.8744
| Sublap | SCNW | Average Weekday | August | SCE 1-in-10 | 18 | 1.6727 | 1.6661 | 1.3257 | 1.4093 | 0.060672 | 77.0764
| Sublap | SCNW | Average Weekday | August | SCE 1-in-10 | 19 | 1.8054 | 1.7697 | 1.5684 | 1.6122 | 0.076489 | 75.7239
| Sublap | SCNW | Average Weekday | August | SCE 1-in-10 | 20 | 1.7904 | 1.7487 | 1.6216 | 1.6546 | 0.0521 | 73.6517
| Sublap | SCNW | Average Weekday | August | SCE 1-in-10 | 21 | 1.7922 | 1.7273 | 1.5977 | 1.6075 | 0.067396 | 70.3978
| Sublap | SCNW | Average Weekday | August | SCE 1-in-10 | 22 | 1.6619 | 1.5867 | 1.8263 | 1.9562 | 0.032427 | 67.9205
| Sublap | SCNW | Average Weekday | August | SCE 1-in-10 | 23 | 1.4837 | 1.4216 | 1.5273 | 1.5364 | 0.040072 | 66.5749
| Sublap | SCNW | Average Weekday | August | SCE 1-in-10 | 24 | 1.2173 | 1.1751 | 1.2359 | 1.2056 | 0.0092913 | 65.5389
| Sublap | SCNW | Average Weekday | August | SCE 1-in-2 | 1 | 0.94074 | 0.91308 | 0.94074 | 0.91308 | 0 | 61.8351
| Sublap | SCNW | Average Weekday | August | SCE 1-in-2 | 2 | 0.81758 | 0.80628 | 0.81758 | 0.80628 | 0 | 61.0708
| Sublap | SCNW | Average Weekday | August | SCE 1-in-2 | 3 | 0.74217 | 0.72496 | 0.74217 | 0.72496 | 0 | 60.4453
| Sublap | SCNW | Average Weekday | August | SCE 1-in-2 | 4 | 0.68181 | 0.66364 | 0.68181 | 0.66364 | 0 | 59.993
| Sublap | SCNW | Average Weekday | August | SCE 1-in-2 | 5 | 0.65263 | 0.62777 | 0.65263 | 0.62777 | 0 | 59.5437
| Sublap | SCNW | Average Weekday | August | SCE 1-in-2 | 6 | 0.65691 | 0.63863 | 0.65691 | 0.63863 | 0 | 59.1825
| Sublap | SCNW | Average Weekday | August | SCE 1-in-2 | 7 | 0.68312 | 0.71691 | 0.68312 | 0.71691 | 0 | 58.8772
| Sublap | SCNW | Average Weekday | August | SCE 1-in-2 | 8 | 0.70468 | 0.75619 | 0.70468 | 0.75619 | 0 | 58.8216
| Sublap | SCNW | Average Weekday | August | SCE 1-in-2 | 9 | 0.64113 | 0.62315 | 0.64113 | 0.62315 | 0 | 60.6976
| Sublap | SCNW | Average Weekday | August | SCE 1-in-2 | 10 | 0.54663 | 0.48863 | 0.54663 | 0.48863 | 0 | 64.2796
| Sublap | SCNW | Average Weekday | August | SCE 1-in-2 | 11 | 0.41558 | 0.36147 | 0.41558 | 0.36147 | 0 | 67.9941
| Sublap | SCNW | Average Weekday | August | SCE 1-in-2 | 12 | 0.31709 | 0.26584 | 0.31709 | 0.26584 | 0 | 71.1368
| Sublap | SCNW | Average Weekday | August | SCE 1-in-2 | 13 | 0.31531 | 0.26065 | 0.31531 | 0.26065 | 0 | 73.4022
| Sublap | SCNW | Average Weekday | August | SCE 1-in-2 | 14 | 0.37553 | 0.33896 | 0.37553 | 0.33896 | 0 | 74.7872
| Sublap | SCNW | Average Weekday | August | SCE 1-in-2 | 15 | 0.49047 | 0.48607 | 0.49047 | 0.48607 | 0 | 75.0837
| Sublap | SCNW | Average Weekday | August | SCE 1-in-2 | 16 | 0.71069 | 0.71876 | 0.71069 | 0.71876 | 0 | 75.1826
| Sublap | SCNW | Average Weekday | August | SCE 1-in-2 | 17 | 0.96739 | 0.98224 | 0.46652 | 0.42572 | 0.036749 | 74.6964
| Sublap | SCNW | Average Weekday | August | SCE 1-in-2 | 18 | 1.2689 | 1.2623 | 0.94407 | 1.0277 | 0.075952 | 73.7663
| Sublap | SCNW | Average Weekday | August | SCE 1-in-2 | 19 | 1.4477 | 1.412 | 1.196 | 1.2398 | 0.098875 | 72.4301
| Sublap | SCNW | Average Weekday | August | SCE 1-in-2 | 20 | 1.4934 | 1.4517 | 1.2983 | 1.3314 | 0.067753 | 70.3319
| Sublap | SCNW | Average Weekday | August | SCE 1-in-2 | 21 | 1.5217 | 1.4568 | 1.302 | 1.3118 | 0.085829 | 67.2215
| Sublap | SCNW | Average Weekday | August | SCE 1-in-2 | 22 | 1.4151 | 1.34 | 1.521 | 1.6509 | 0.04065 | 64.8046
| Sublap | SCNW | Average Weekday | August | SCE 1-in-2 | 23 | 1.2863 | 1.2242 | 1.2863 | 1.2791 | 0 | 63.6401
| Sublap | SCNW | Average Weekday | August | SCE 1-in-2 | 24 | 1.0767 | 1.0345 | 1.0767 | 1.0345 | 0 | 62.7705
| Sublap | SCNW | Average Weekday | December | CAISO 1-in-10 | 1 | 0.82188 | 0.79422 | 0.82188 | 0.79422 | 0 | 52.6807
| Sublap | SCNW | Average Weekday | December | CAISO 1-in-10 | 2 | 0.73581 | 0.72452 | 0.73581 | 0.72452 | 0 | 52.1453
| Sublap | SCNW | Average Weekday | December | CAISO 1-in-10 | 3 | 0.68924 | 0.67203 | 0.68924 | 0.67203 | 0 | 51.7172
| Sublap | SCNW | Average Weekday | December | CAISO 1-in-10 | 4 | 0.65281 | 0.63464 | 0.65281 | 0.63464 | 0 | 51.3071
| Sublap | SCNW | Average Weekday | December | CAISO 1-in-10 | 5 | 0.64908 | 0.62421 | 0.64908 | 0.62421 | 0 | 50.7075
| Sublap | SCNW | Average Weekday | December | CAISO 1-in-10 | 6 | 0.69199 | 0.67371 | 0.69199 | 0.67371 | 0 | 50.152
| Sublap | SCNW | Average Weekday | December | CAISO 1-in-10 | 7 | 0.78101 | 0.8148 | 0.78101 | 0.8148 | 0 | 49.7495
| Sublap | SCNW | Average Weekday | December | CAISO 1-in-10 | 8 | 0.82295 | 0.87446 | 0.82295 | 0.87446 | 0 | 49.6604
| Sublap | SCNW | Average Weekday | December | CAISO 1-in-10 | 9 | 0.71731 | 0.69933 | 0.71731 | 0.69933 | 0 | 50.4225
| Sublap | SCNW | Average Weekday | December | CAISO 1-in-10 | 10 | 0.59035 | 0.53234 | 0.59035 | 0.53234 | 0 | 54.4427
| Sublap | SCNW | Average Weekday | December | CAISO 1-in-10 | 11 | 0.44116 | 0.38706 | 0.44116 | 0.38706 | 0 | 59.0156
| Sublap | SCNW | Average Weekday | December | CAISO 1-in-10 | 12 | 0.34389 | 0.29264 | 0.34389 | 0.29264 | 0 | 61.9908
| Sublap | SCNW | Average Weekday | December | CAISO 1-in-10 | 13 | 0.30604 | 0.25138 | 0.30604 | 0.25138 | 0 | 63.411
| Sublap | SCNW | Average Weekday | December | CAISO 1-in-10 | 14 | 0.30831 | 0.27173 | 0.30831 | 0.27173 | 0 | 64.1212
| Sublap | SCNW | Average Weekday | December | CAISO 1-in-10 | 15 | 0.34508 | 0.34067 | 0.34508 | 0.34067 | 0 | 64.2728
| Sublap | SCNW | Average Weekday | December | CAISO 1-in-10 | 16 | 0.47261 | 0.48068 | 0.47261 | 0.48068 | 0 | 63.8837
| Sublap | SCNW | Average Weekday | December | CAISO 1-in-10 | 17 | 0.67345 | 0.6883 | 0.67345 | 0.6883 | 0 | 63.0054
| Sublap | SCNW | Average Weekday | December | CAISO 1-in-10 | 18 | 0.9873 | 0.98067 | 0.9873 | 0.98067 | 0 | 60.9963
| Sublap | SCNW | Average Weekday | December | CAISO 1-in-10 | 19 | 1.1925 | 1.1569 | 1.1925 | 1.1569 | 0 | 58.5736
| Sublap | SCNW | Average Weekday | December | CAISO 1-in-10 | 20 | 1.2662 | 1.2246 | 1.2662 | 1.2246 | 0 | 56.4844
| Sublap | SCNW | Average Weekday | December | CAISO 1-in-10 | 21 | 1.2922 | 1.2273 | 1.2922 | 1.2273 | 0 | 55.2979
| Sublap | SCNW | Average Weekday | December | CAISO 1-in-10 | 22 | 1.2138 | 1.1386 | 1.2138 | 1.1386 | 0 | 54.6666
| Sublap | SCNW | Average Weekday | December | CAISO 1-in-10 | 23 | 1.1067 | 1.0445 | 1.1067 | 1.0445 | 0 | 53.8776
| Sublap | SCNW | Average Weekday | December | CAISO 1-in-10 | 24 | 0.9269 | 0.88464 | 0.9269 | 0.88464 | 0 | 53.1014
| Sublap | SCNW | Average Weekday | December | CAISO 1-in-2 | 1 | 0.85657 | 0.82891 | 0.85657 | 0.82891 | 0 | 47.8597
| Sublap | SCNW | Average Weekday | December | CAISO 1-in-2 | 2 | 0.77007 | 0.75878 | 0.77007 | 0.75878 | 0 | 47.252
| Sublap | SCNW | Average Weekday | December | CAISO 1-in-2 | 3 | 0.7284 | 0.71119 | 0.7284 | 0.71119 | 0 | 46.8061
| Sublap | SCNW | Average Weekday | December | CAISO 1-in-2 | 4 | 0.69708 | 0.67891 | 0.69708 | 0.67891 | 0 | 46.3549
| Sublap | SCNW | Average Weekday | December | CAISO 1-in-2 | 5 | 0.70098 | 0.67611 | 0.70098 | 0.67611 | 0 | 46.0169
| Sublap | SCNW | Average Weekday | December | CAISO 1-in-2 | 6 | 0.75429 | 0.73601 | 0.75429 | 0.73601 | 0 | 45.7564
| Sublap | SCNW | Average Weekday | December | CAISO 1-in-2 | 7 | 0.85916 | 0.89294 | 0.85916 | 0.89294 | 0 | 45.6031
| Sublap | SCNW | Average Weekday | December | CAISO 1-in-2 | 8 | 0.90896 | 0.96047 | 0.90896 | 0.96047 | 0 | 45.4113
| Sublap | SCNW | Average Weekday | December | CAISO 1-in-2 | 9 | 0.78031 | 0.76233 | 0.78031 | 0.76233 | 0 | 46.4658
| Sublap | SCNW | Average Weekday | December | CAISO 1-in-2 | 10 | 0.63303 | 0.57502 | 0.63303 | 0.57502 | 0 | 50.8683
| Sublap | SCNW | Average Weekday | December | CAISO 1-in-2 | 11 | 0.4714 | 0.41729 | 0.4714 | 0.41729 | 0 | 55.9372
| Sublap | SCNW | Average Weekday | December | CAISO 1-in-2 | 12 | 0.36415 | 0.31289 | 0.36415 | 0.31289 | 0 | 59.0286
| Sublap | SCNW | Average Weekday | December | CAISO 1-in-2 | 13 | 0.33072 | 0.27606 | 0.33072 | 0.27606 | 0 | 60.5665
| Sublap | SCNW | Average Weekday | December | CAISO 1-in-2 | 14 | 0.34619 | 0.30961 | 0.34619 | 0.30961 | 0 | 61.2013
| Sublap | SCNW | Average Weekday | December | CAISO 1-in-2 | 15 | 0.39848 | 0.39408 | 0.39848 | 0.39408 | 0 | 61.4845
| Sublap | SCNW | Average Weekday | December | CAISO 1-in-2 | 16 | 0.54417 | 0.55223 | 0.54417 | 0.55223 | 0 | 61.1689
| Sublap | SCNW | Average Weekday | December | CAISO 1-in-2 | 17 | 0.76134 | 0.77619 | 0.76134 | 0.77619 | 0 | 59.7723
| Sublap | SCNW | Average Weekday | December | CAISO 1-in-2 | 18 | 1.0965 | 1.0899 | 1.0965 | 1.0899 | 0 | 57.4685
| Sublap | SCNW | Average Weekday | December | CAISO 1-in-2 | 19 | 1.3009 | 1.2652 | 1.3009 | 1.2652 | 0 | 54.213
| Sublap | SCNW | Average Weekday | December | CAISO 1-in-2 | 20 | 1.3444 | 1.3027 | 1.3444 | 1.3027 | 0 | 51.7929
| Sublap | SCNW | Average Weekday | December | CAISO 1-in-2 | 21 | 1.3441 | 1.2793 | 1.3441 | 1.2793 | 0 | 50.3735
| Sublap | SCNW | Average Weekday | December | CAISO 1-in-2 | 22 | 1.2607 | 1.1855 | 1.2607 | 1.1855 | 0 | 49.4748
| Sublap | SCNW | Average Weekday | December | CAISO 1-in-2 | 23 | 1.1524 | 1.0902 | 1.1524 | 1.0902 | 0 | 49.0557
| Sublap | SCNW | Average Weekday | December | CAISO 1-in-2 | 24 | 0.96642 | 0.92417 | 0.96642 | 0.92417 | 0 | 48.465
| Sublap | SCNW | Average Weekday | December | SCE 1-in-10 | 1 | 0.84866 | 0.821 | 0.84866 | 0.821 | 0 | 48.5401
| Sublap | SCNW | Average Weekday | December | SCE 1-in-10 | 2 | 0.76226 | 0.75097 | 0.76226 | 0.75097 | 0 | 48.048
| Sublap | SCNW | Average Weekday | December | SCE 1-in-10 | 3 | 0.71947 | 0.70226 | 0.71947 | 0.70226 | 0 | 47.6036
| Sublap | SCNW | Average Weekday | December | SCE 1-in-10 | 4 | 0.68698 | 0.66881 | 0.68698 | 0.66881 | 0 | 47.1313
| Sublap | SCNW | Average Weekday | December | SCE 1-in-10 | 5 | 0.68914 | 0.66428 | 0.68914 | 0.66428 | 0 | 46.6972
| Sublap | SCNW | Average Weekday | December | SCE 1-in-10 | 6 | 0.74009 | 0.72181 | 0.74009 | 0.72181 | 0 | 46.2397
| Sublap | SCNW | Average Weekday | December | SCE 1-in-10 | 7 | 0.84134 | 0.87512 | 0.84134 | 0.87512 | 0 | 45.9754
| Sublap | SCNW | Average Weekday | December | SCE 1-in-10 | 8 | 0.88935 | 0.94086 | 0.88935 | 0.94086 | 0 | 46.0138
| Sublap | SCNW | Average Weekday | December | SCE 1-in-10 | 9 | 0.76595 | 0.74797 | 0.76595 | 0.74797 | 0 | 47.1726
| Sublap | SCNW | Average Weekday | December | SCE 1-in-10 | 10 | 0.62329 | 0.56529 | 0.62329 | 0.56529 | 0 | 51.7816
| Sublap | SCNW | Average Weekday | December | SCE 1-in-10 | 11 | 0.46451 | 0.4104 | 0.46451 | 0.4104 | 0 | 56.8133
| Sublap | SCNW | Average Weekday | December | SCE 1-in-10 | 12 | 0.35953 | 0.30828 | 0.35953 | 0.30828 | 0 | 59.8653
| Sublap | SCNW | Average Weekday | December | SCE 1-in-10 | 13 | 0.32509 | 0.27044 | 0.32509 | 0.27044 | 0 | 61.4252
| Sublap | SCNW | Average Weekday | December | SCE 1-in-10 | 14 | 0.33755 | 0.30097 | 0.33755 | 0.30097 | 0 | 62.1775
| Sublap | SCNW | Average Weekday | December | SCE 1-in-10 | 15 | 0.3863 | 0.3819 | 0.3863 | 0.3819 | 0 | 62.3665
| Sublap | SCNW | Average Weekday | December | SCE 1-in-10 | 16 | 0.52785 | 0.53591 | 0.52785 | 0.53591 | 0 | 61.9446
| Sublap | SCNW | Average Weekday | December | SCE 1-in-10 | 17 | 0.7413 | 0.75615 | 0.7413 | 0.75615 | 0 | 60.7443
| Sublap | SCNW | Average Weekday | December | SCE 1-in-10 | 18 | 1.0716 | 1.065 | 1.0716 | 1.065 | 0 | 58.4318
| Sublap | SCNW | Average Weekday | December | SCE 1-in-10 | 19 | 1.2762 | 1.2405 | 1.2762 | 1.2405 | 0 | 55.6318
| Sublap | SCNW | Average Weekday | December | SCE 1-in-10 | 20 | 1.3266 | 1.2849 | 1.3266 | 1.2849 | 0 | 53.23
| Sublap | SCNW | Average Weekday | December | SCE 1-in-10 | 21 | 1.3323 | 1.2674 | 1.3323 | 1.2674 | 0 | 51.8306
| Sublap | SCNW | Average Weekday | December | SCE 1-in-10 | 22 | 1.25 | 1.1748 | 1.25 | 1.1748 | 0 | 51.0414
| Sublap | SCNW | Average Weekday | December | SCE 1-in-10 | 23 | 1.1419 | 1.0798 | 1.1419 | 1.0798 | 0 | 50.3773
| Sublap | SCNW | Average Weekday | December | SCE 1-in-10 | 24 | 0.95741 | 0.91515 | 0.95741 | 0.91515 | 0 | 49.4987
| Sublap | SCNW | Average Weekday | December | SCE 1-in-2 | 1 | 0.83929 | 0.81163 | 0.83929 | 0.81163 | 0 | 51.1412
| Sublap | SCNW | Average Weekday | December | SCE 1-in-2 | 2 | 0.753 | 0.74171 | 0.753 | 0.74171 | 0 | 50.6001
| Sublap | SCNW | Average Weekday | December | SCE 1-in-2 | 3 | 0.70889 | 0.69168 | 0.70889 | 0.69168 | 0 | 50.2132
| Sublap | SCNW | Average Weekday | December | SCE 1-in-2 | 4 | 0.67502 | 0.65685 | 0.67502 | 0.65685 | 0 | 49.8033
| Sublap | SCNW | Average Weekday | December | SCE 1-in-2 | 5 | 0.67512 | 0.65026 | 0.67512 | 0.65026 | 0 | 49.2757
| Sublap | SCNW | Average Weekday | December | SCE 1-in-2 | 6 | 0.72325 | 0.70497 | 0.72325 | 0.70497 | 0 | 48.8391
| Sublap | SCNW | Average Weekday | December | SCE 1-in-2 | 7 | 0.82022 | 0.85401 | 0.82022 | 0.85401 | 0 | 48.5546
| Sublap | SCNW | Average Weekday | December | SCE 1-in-2 | 8 | 0.86611 | 0.91762 | 0.86611 | 0.91762 | 0 | 48.3727
| Sublap | SCNW | Average Weekday | December | SCE 1-in-2 | 9 | 0.74892 | 0.73095 | 0.74892 | 0.73095 | 0 | 49.0497
| Sublap | SCNW | Average Weekday | December | SCE 1-in-2 | 10 | 0.61176 | 0.55376 | 0.61176 | 0.55376 | 0 | 52.5572
| Sublap | SCNW | Average Weekday | December | SCE 1-in-2 | 11 | 0.45634 | 0.40223 | 0.45634 | 0.40223 | 0 | 56.7076
| Sublap | SCNW | Average Weekday | December | SCE 1-in-2 | 12 | 0.35405 | 0.3028 | 0.35405 | 0.3028 | 0 | 59.3943
| Sublap | SCNW | Average Weekday | December | SCE 1-in-2 | 13 | 0.31842 | 0.26377 | 0.31842 | 0.26377 | 0 | 60.8438
| Sublap | SCNW | Average Weekday | December | SCE 1-in-2 | 14 | 0.32731 | 0.29074 | 0.32731 | 0.29074 | 0 | 61.4733
| Sublap | SCNW | Average Weekday | December | SCE 1-in-2 | 15 | 0.37187 | 0.36747 | 0.37187 | 0.36747 | 0 | 61.7039
| Sublap | SCNW | Average Weekday | December | SCE 1-in-2 | 16 | 0.50852 | 0.51658 | 0.50852 | 0.51658 | 0 | 61.419
| Sublap | SCNW | Average Weekday | December | SCE 1-in-2 | 17 | 0.71755 | 0.7324 | 0.71755 | 0.7324 | 0 | 60.4332
| Sublap | SCNW | Average Weekday | December | SCE 1-in-2 | 18 | 1.0421 | 1.0355 | 1.0421 | 1.0355 | 0 | 58.4475
| Sublap | SCNW | Average Weekday | December | SCE 1-in-2 | 19 | 1.2469 | 1.2112 | 1.2469 | 1.2112 | 0 | 55.9621
| Sublap | SCNW | Average Weekday | December | SCE 1-in-2 | 20 | 1.3054 | 1.2638 | 1.3054 | 1.2638 | 0 | 54.0811
| Sublap | SCNW | Average Weekday | December | SCE 1-in-2 | 21 | 1.3182 | 1.2534 | 1.3182 | 1.2534 | 0 | 52.925
| Sublap | SCNW | Average Weekday | December | SCE 1-in-2 | 22 | 1.2373 | 1.1621 | 1.2373 | 1.1621 | 0 | 52.279
| Sublap | SCNW | Average Weekday | December | SCE 1-in-2 | 23 | 1.1296 | 1.0675 | 1.1296 | 1.0675 | 0 | 51.6808
| Sublap | SCNW | Average Weekday | December | SCE 1-in-2 | 24 | 0.94673 | 0.90448 | 0.94673 | 0.90448 | 0 | 51.1094
| Sublap | SCNW | Average Weekday | February | CAISO 1-in-10 | 1 | 0.85852 | 0.83086 | 0.85852 | 0.83086 | 0 | 47.3045
| Sublap | SCNW | Average Weekday | February | CAISO 1-in-10 | 2 | 0.77199 | 0.7607 | 0.77199 | 0.7607 | 0 | 46.695
| Sublap | SCNW | Average Weekday | February | CAISO 1-in-10 | 3 | 0.7306 | 0.71338 | 0.7306 | 0.71338 | 0 | 45.9047
| Sublap | SCNW | Average Weekday | February | CAISO 1-in-10 | 4 | 0.69956 | 0.68139 | 0.69956 | 0.68139 | 0 | 45.2889
| Sublap | SCNW | Average Weekday | February | CAISO 1-in-10 | 5 | 0.70389 | 0.67903 | 0.70389 | 0.67903 | 0 | 44.6788
| Sublap | SCNW | Average Weekday | February | CAISO 1-in-10 | 6 | 0.75779 | 0.73951 | 0.75779 | 0.73951 | 0 | 44.2173
| Sublap | SCNW | Average Weekday | February | CAISO 1-in-10 | 7 | 0.86354 | 0.89732 | 0.86354 | 0.89732 | 0 | 43.8391
| Sublap | SCNW | Average Weekday | February | CAISO 1-in-10 | 8 | 0.91378 | 0.96529 | 0.91378 | 0.96529 | 0 | 43.6816
| Sublap | SCNW | Average Weekday | February | CAISO 1-in-10 | 9 | 0.78384 | 0.76587 | 0.78384 | 0.76587 | 0 | 45.4646
| Sublap | SCNW | Average Weekday | February | CAISO 1-in-10 | 10 | 0.63542 | 0.57742 | 0.63542 | 0.57742 | 0 | 50.9172
| Sublap | SCNW | Average Weekday | February | CAISO 1-in-10 | 11 | 0.4731 | 0.41899 | 0.4731 | 0.41899 | 0 | 55.9098
| Sublap | SCNW | Average Weekday | February | CAISO 1-in-10 | 12 | 0.36528 | 0.31403 | 0.36528 | 0.31403 | 0 | 58.5254
| Sublap | SCNW | Average Weekday | February | CAISO 1-in-10 | 13 | 0.3321 | 0.27745 | 0.3321 | 0.27745 | 0 | 60.0619
| Sublap | SCNW | Average Weekday | February | CAISO 1-in-10 | 14 | 0.34831 | 0.31173 | 0.34831 | 0.31173 | 0 | 60.6561
| Sublap | SCNW | Average Weekday | February | CAISO 1-in-10 | 15 | 0.40147 | 0.39707 | 0.40147 | 0.39707 | 0 | 60.8831
| Sublap | SCNW | Average Weekday | February | CAISO 1-in-10 | 16 | 0.54818 | 0.55624 | 0.54818 | 0.55624 | 0 | 60.8777
| Sublap | SCNW | Average Weekday | February | CAISO 1-in-10 | 17 | 0.76627 | 0.78112 | 0.76627 | 0.78112 | 0 | 60.2538
| Sublap | SCNW | Average Weekday | February | CAISO 1-in-10 | 18 | 1.1026 | 1.096 | 1.1026 | 1.096 | 0 | 58.712
| Sublap | SCNW | Average Weekday | February | CAISO 1-in-10 | 19 | 1.307 | 1.2713 | 1.307 | 1.2713 | 0 | 56.3846
| Sublap | SCNW | Average Weekday | February | CAISO 1-in-10 | 20 | 1.3488 | 1.3071 | 1.3488 | 1.3071 | 0 | 53.4776
| Sublap | SCNW | Average Weekday | February | CAISO 1-in-10 | 21 | 1.3471 | 1.2822 | 1.3471 | 1.2822 | 0 | 51.418
| Sublap | SCNW | Average Weekday | February | CAISO 1-in-10 | 22 | 1.2633 | 1.1882 | 1.2633 | 1.1882 | 0 | 50.1209
| Sublap | SCNW | Average Weekday | February | CAISO 1-in-10 | 23 | 1.1549 | 1.0928 | 1.1549 | 1.0928 | 0 | 49.1796
| Sublap | SCNW | Average Weekday | February | CAISO 1-in-10 | 24 | 0.96864 | 0.92638 | 0.96864 | 0.92638 | 0 | 48.4872
| Sublap | SCNW | Average Weekday | February | CAISO 1-in-2 | 1 | 0.81838 | 0.79071 | 0.81838 | 0.79071 | 0 | 51.8826
| Sublap | SCNW | Average Weekday | February | CAISO 1-in-2 | 2 | 0.73235 | 0.72106 | 0.73235 | 0.72106 | 0 | 51.2198
| Sublap | SCNW | Average Weekday | February | CAISO 1-in-2 | 3 | 0.68529 | 0.66807 | 0.68529 | 0.66807 | 0 | 50.5741
| Sublap | SCNW | Average Weekday | February | CAISO 1-in-2 | 4 | 0.64834 | 0.63017 | 0.64834 | 0.63017 | 0 | 50.026
| Sublap | SCNW | Average Weekday | February | CAISO 1-in-2 | 5 | 0.64384 | 0.61898 | 0.64384 | 0.61898 | 0 | 49.6526
| Sublap | SCNW | Average Weekday | February | CAISO 1-in-2 | 6 | 0.6857 | 0.66742 | 0.6857 | 0.66742 | 0 | 49.369
| Sublap | SCNW | Average Weekday | February | CAISO 1-in-2 | 7 | 0.77313 | 0.80691 | 0.77313 | 0.80691 | 0 | 49.1968
| Sublap | SCNW | Average Weekday | February | CAISO 1-in-2 | 8 | 0.81427 | 0.86578 | 0.81427 | 0.86578 | 0 | 49.2838
| Sublap | SCNW | Average Weekday | February | CAISO 1-in-2 | 9 | 0.71096 | 0.69298 | 0.71096 | 0.69298 | 0 | 50.9669
| Sublap | SCNW | Average Weekday | February | CAISO 1-in-2 | 10 | 0.58604 | 0.52804 | 0.58604 | 0.52804 | 0 | 56.0563
| Sublap | SCNW | Average Weekday | February | CAISO 1-in-2 | 11 | 0.43811 | 0.384 | 0.43811 | 0.384 | 0 | 60.8621
| Sublap | SCNW | Average Weekday | February | CAISO 1-in-2 | 12 | 0.34174 | 0.29049 | 0.34174 | 0.29049 | 0 | 63.6109
| Sublap | SCNW | Average Weekday | February | CAISO 1-in-2 | 13 | 0.29689 | 0.24224 | 0.29689 | 0.24224 | 0 | 65.163
| Sublap | SCNW | Average Weekday | February | CAISO 1-in-2 | 14 | 0.29951 | 0.26293 | 0.29951 | 0.26293 | 0 | 65.7611
| Sublap | SCNW | Average Weekday | February | CAISO 1-in-2 | 15 | 0.33766 | 0.33326 | 0.33766 | 0.33326 | 0 | 65.8089
| Sublap | SCNW | Average Weekday | February | CAISO 1-in-2 | 16 | 0.46416 | 0.47222 | 0.46416 | 0.47222 | 0 | 65.5853
| Sublap | SCNW | Average Weekday | February | CAISO 1-in-2 | 17 | 0.6643 | 0.67915 | 0.6643 | 0.67915 | 0 | 64.8935
| Sublap | SCNW | Average Weekday | February | CAISO 1-in-2 | 18 | 0.97628 | 0.96965 | 0.97628 | 0.96965 | 0 | 63.1423
| Sublap | SCNW | Average Weekday | February | CAISO 1-in-2 | 19 | 1.1816 | 1.1459 | 1.1816 | 1.1459 | 0 | 60.2954
| Sublap | SCNW | Average Weekday | February | CAISO 1-in-2 | 20 | 1.2583 | 1.2167 | 1.2583 | 1.2167 | 0 | 57.3112
| Sublap | SCNW | Average Weekday | February | CAISO 1-in-2 | 21 | 1.2869 | 1.222 | 1.2869 | 1.222 | 0 | 55.2681
| Sublap | SCNW | Average Weekday | February | CAISO 1-in-2 | 22 | 1.209 | 1.1338 | 1.209 | 1.1338 | 0 | 54.0497
| Sublap | SCNW | Average Weekday | February | CAISO 1-in-2 | 23 | 1.1021 | 1.0399 | 1.1021 | 1.0399 | 0 | 53.1864
| Sublap | SCNW | Average Weekday | February | CAISO 1-in-2 | 24 | 0.92291 | 0.88066 | 0.92291 | 0.88066 | 0 | 52.3354
| Sublap | SCNW | Average Weekday | February | SCE 1-in-10 | 1 | 0.80849 | 0.78083 | 0.80849 | 0.78083 | 0 | 52.743
| Sublap | SCNW | Average Weekday | February | SCE 1-in-10 | 2 | 0.72259 | 0.7113 | 0.72259 | 0.7113 | 0 | 51.9622
| Sublap | SCNW | Average Weekday | February | SCE 1-in-10 | 3 | 0.67413 | 0.65692 | 0.67413 | 0.65692 | 0 | 51.3819
| Sublap | SCNW | Average Weekday | February | SCE 1-in-10 | 4 | 0.63573 | 0.61756 | 0.63573 | 0.61756 | 0 | 50.7184
| Sublap | SCNW | Average Weekday | February | SCE 1-in-10 | 5 | 0.62905 | 0.60419 | 0.62905 | 0.60419 | 0 | 50.1783
| Sublap | SCNW | Average Weekday | February | SCE 1-in-10 | 6 | 0.66795 | 0.64967 | 0.66795 | 0.64967 | 0 | 49.831
| Sublap | SCNW | Average Weekday | February | SCE 1-in-10 | 7 | 0.75086 | 0.78464 | 0.75086 | 0.78464 | 0 | 49.5568
| Sublap | SCNW | Average Weekday | February | SCE 1-in-10 | 8 | 0.78976 | 0.84127 | 0.78976 | 0.84127 | 0 | 49.4192
| Sublap | SCNW | Average Weekday | February | SCE 1-in-10 | 9 | 0.69301 | 0.67503 | 0.69301 | 0.67503 | 0 | 51.6237
| Sublap | SCNW | Average Weekday | February | SCE 1-in-10 | 10 | 0.57388 | 0.51587 | 0.57388 | 0.51587 | 0 | 57.4
| Sublap | SCNW | Average Weekday | February | SCE 1-in-10 | 11 | 0.4295 | 0.37539 | 0.4295 | 0.37539 | 0 | 62.5607
| Sublap | SCNW | Average Weekday | February | SCE 1-in-10 | 12 | 0.31925 | 0.268 | 0.31925 | 0.268 | 0 | 65.5832
| Sublap | SCNW | Average Weekday | February | SCE 1-in-10 | 13 | 0.27505 | 0.22039 | 0.27505 | 0.22039 | 0 | 67.1457
| Sublap | SCNW | Average Weekday | February | SCE 1-in-10 | 14 | 0.27675 | 0.24017 | 0.27675 | 0.24017 | 0 | 67.8518
| Sublap | SCNW | Average Weekday | February | SCE 1-in-10 | 15 | 0.31734 | 0.31293 | 0.31734 | 0.31293 | 0 | 67.9235
| Sublap | SCNW | Average Weekday | February | SCE 1-in-10 | 16 | 0.43946 | 0.44753 | 0.43946 | 0.44753 | 0 | 67.7314
| Sublap | SCNW | Average Weekday | February | SCE 1-in-10 | 17 | 0.63328 | 0.64813 | 0.63328 | 0.64813 | 0 | 66.8613
| Sublap | SCNW | Average Weekday | February | SCE 1-in-10 | 18 | 0.94074 | 0.93411 | 0.94074 | 0.93411 | 0 | 64.8986
| Sublap | SCNW | Average Weekday | February | SCE 1-in-10 | 19 | 1.1507 | 1.1151 | 1.1507 | 1.1151 | 0 | 61.7888
| Sublap | SCNW | Average Weekday | February | SCE 1-in-10 | 20 | 1.2361 | 1.1944 | 1.2361 | 1.1944 | 0 | 58.7202
| Sublap | SCNW | Average Weekday | February | SCE 1-in-10 | 21 | 1.2721 | 1.2072 | 1.2721 | 1.2072 | 0 | 56.4173
| Sublap | SCNW | Average Weekday | February | SCE 1-in-10 | 22 | 1.1957 | 1.1205 | 1.1957 | 1.1205 | 0 | 54.7526
| Sublap | SCNW | Average Weekday | February | SCE 1-in-10 | 23 | 1.0891 | 1.0269 | 1.0891 | 1.0269 | 0 | 53.5707
| Sublap | SCNW | Average Weekday | February | SCE 1-in-10 | 24 | 0.91165 | 0.86939 | 0.91165 | 0.86939 | 0 | 52.6029
| Sublap | SCNW | Average Weekday | February | SCE 1-in-2 | 1 | 0.82953 | 0.80187 | 0.82953 | 0.80187 | 0 | 50.7298
| Sublap | SCNW | Average Weekday | February | SCE 1-in-2 | 2 | 0.74337 | 0.73208 | 0.74337 | 0.73208 | 0 | 49.9995
| Sublap | SCNW | Average Weekday | February | SCE 1-in-2 | 3 | 0.69788 | 0.68066 | 0.69788 | 0.68066 | 0 | 49.2894
| Sublap | SCNW | Average Weekday | February | SCE 1-in-2 | 4 | 0.66258 | 0.64441 | 0.66258 | 0.64441 | 0 | 48.7945
| Sublap | SCNW | Average Weekday | February | SCE 1-in-2 | 5 | 0.66052 | 0.63566 | 0.66052 | 0.63566 | 0 | 48.4085
| Sublap | SCNW | Average Weekday | February | SCE 1-in-2 | 6 | 0.70573 | 0.68745 | 0.70573 | 0.68745 | 0 | 48.0402
| Sublap | SCNW | Average Weekday | February | SCE 1-in-2 | 7 | 0.79825 | 0.83203 | 0.79825 | 0.83203 | 0 | 47.8325
| Sublap | SCNW | Average Weekday | February | SCE 1-in-2 | 8 | 0.84192 | 0.89343 | 0.84192 | 0.89343 | 0 | 47.9239
| Sublap | SCNW | Average Weekday | February | SCE 1-in-2 | 9 | 0.73121 | 0.71323 | 0.73121 | 0.71323 | 0 | 49.5163
| Sublap | SCNW | Average Weekday | February | SCE 1-in-2 | 10 | 0.59976 | 0.54176 | 0.59976 | 0.54176 | 0 | 54.4297
| Sublap | SCNW | Average Weekday | February | SCE 1-in-2 | 11 | 0.44783 | 0.39373 | 0.44783 | 0.39373 | 0 | 59.0719
| Sublap | SCNW | Average Weekday | February | SCE 1-in-2 | 12 | 0.34836 | 0.2971 | 0.34836 | 0.2971 | 0 | 61.7716
| Sublap | SCNW | Average Weekday | February | SCE 1-in-2 | 13 | 0.31148 | 0.25683 | 0.31148 | 0.25683 | 0 | 63.356
| Sublap | SCNW | Average Weekday | February | SCE 1-in-2 | 14 | 0.31666 | 0.28008 | 0.31666 | 0.28008 | 0 | 64.104
| Sublap | SCNW | Average Weekday | February | SCE 1-in-2 | 15 | 0.35686 | 0.35245 | 0.35686 | 0.35245 | 0 | 64.2364
| Sublap | SCNW | Average Weekday | February | SCE 1-in-2 | 16 | 0.4884 | 0.49646 | 0.4884 | 0.49646 | 0 | 64.1367
| Sublap | SCNW | Average Weekday | February | SCE 1-in-2 | 17 | 0.69284 | 0.70769 | 0.69284 | 0.70769 | 0 | 63.4682
| Sublap | SCNW | Average Weekday | February | SCE 1-in-2 | 18 | 1.0114 | 1.0048 | 1.0114 | 1.0048 | 0 | 61.8665
| Sublap | SCNW | Average Weekday | February | SCE 1-in-2 | 19 | 1.2164 | 1.1808 | 1.2164 | 1.1808 | 0 | 59.2314
| Sublap | SCNW | Average Weekday | February | SCE 1-in-2 | 20 | 1.2835 | 1.2418 | 1.2835 | 1.2418 | 0 | 56.3729
| Sublap | SCNW | Average Weekday | February | SCE 1-in-2 | 21 | 1.3036 | 1.2387 | 1.3036 | 1.2387 | 0 | 54.3857
| Sublap | SCNW | Average Weekday | February | SCE 1-in-2 | 22 | 1.2241 | 1.1489 | 1.2241 | 1.1489 | 0 | 53.2459
| Sublap | SCNW | Average Weekday | February | SCE 1-in-2 | 23 | 1.1168 | 1.0546 | 1.1168 | 1.0546 | 0 | 52.3815
| Sublap | SCNW | Average Weekday | February | SCE 1-in-2 | 24 | 0.93562 | 0.89336 | 0.93562 | 0.89336 | 0 | 51.6299
| Sublap | SCNW | Average Weekday | January | CAISO 1-in-10 | 1 | 0.8577 | 0.83004 | 0.8577 | 0.83004 | 0 | 47.9126
| Sublap | SCNW | Average Weekday | January | CAISO 1-in-10 | 2 | 0.77118 | 0.75989 | 0.77118 | 0.75989 | 0 | 47.4537
| Sublap | SCNW | Average Weekday | January | CAISO 1-in-10 | 3 | 0.72967 | 0.71246 | 0.72967 | 0.71246 | 0 | 47.4494
| Sublap | SCNW | Average Weekday | January | CAISO 1-in-10 | 4 | 0.69852 | 0.68035 | 0.69852 | 0.68035 | 0 | 46.9486
| Sublap | SCNW | Average Weekday | January | CAISO 1-in-10 | 5 | 0.70266 | 0.6778 | 0.70266 | 0.6778 | 0 | 46.5554
| Sublap | SCNW | Average Weekday | January | CAISO 1-in-10 | 6 | 0.75632 | 0.73804 | 0.75632 | 0.73804 | 0 | 46.1404
| Sublap | SCNW | Average Weekday | January | CAISO 1-in-10 | 7 | 0.86169 | 0.89547 | 0.86169 | 0.89547 | 0 | 45.7954
| Sublap | SCNW | Average Weekday | January | CAISO 1-in-10 | 8 | 0.91175 | 0.96326 | 0.91175 | 0.96326 | 0 | 45.5694
| Sublap | SCNW | Average Weekday | January | CAISO 1-in-10 | 9 | 0.78236 | 0.76438 | 0.78236 | 0.76438 | 0 | 46.1313
| Sublap | SCNW | Average Weekday | January | CAISO 1-in-10 | 10 | 0.63441 | 0.57641 | 0.63441 | 0.57641 | 0 | 49.9985
| Sublap | SCNW | Average Weekday | January | CAISO 1-in-10 | 11 | 0.47238 | 0.41828 | 0.47238 | 0.41828 | 0 | 54.5606
| Sublap | SCNW | Average Weekday | January | CAISO 1-in-10 | 12 | 0.36481 | 0.31355 | 0.36481 | 0.31355 | 0 | 57.3078
| Sublap | SCNW | Average Weekday | January | CAISO 1-in-10 | 13 | 0.33152 | 0.27686 | 0.33152 | 0.27686 | 0 | 58.648
| Sublap | SCNW | Average Weekday | January | CAISO 1-in-10 | 14 | 0.34742 | 0.31084 | 0.34742 | 0.31084 | 0 | 59.4903
| Sublap | SCNW | Average Weekday | January | CAISO 1-in-10 | 15 | 0.40021 | 0.39581 | 0.40021 | 0.39581 | 0 | 60.2911
| Sublap | SCNW | Average Weekday | January | CAISO 1-in-10 | 16 | 0.54649 | 0.55455 | 0.54649 | 0.55455 | 0 | 60.4916
| Sublap | SCNW | Average Weekday | January | CAISO 1-in-10 | 17 | 0.76419 | 0.77904 | 0.76419 | 0.77904 | 0 | 59.5556
| Sublap | SCNW | Average Weekday | January | CAISO 1-in-10 | 18 | 1.1001 | 1.0934 | 1.1001 | 1.0934 | 0 | 57.7718
| Sublap | SCNW | Average Weekday | January | CAISO 1-in-10 | 19 | 1.3044 | 1.2687 | 1.3044 | 1.2687 | 0 | 55.07
| Sublap | SCNW | Average Weekday | January | CAISO 1-in-10 | 20 | 1.3469 | 1.3053 | 1.3469 | 1.3053 | 0 | 52.7019
| Sublap | SCNW | Average Weekday | January | CAISO 1-in-10 | 21 | 1.3458 | 1.281 | 1.3458 | 1.281 | 0 | 51.2058
| Sublap | SCNW | Average Weekday | January | CAISO 1-in-10 | 22 | 1.2622 | 1.187 | 1.2622 | 1.187 | 0 | 50.1559
| Sublap | SCNW | Average Weekday | January | CAISO 1-in-10 | 23 | 1.1538 | 1.0917 | 1.1538 | 1.0917 | 0 | 49.3699
| Sublap | SCNW | Average Weekday | January | CAISO 1-in-10 | 24 | 0.9677 | 0.92545 | 0.9677 | 0.92545 | 0 | 48.6646
| Sublap | SCNW | Average Weekday | January | CAISO 1-in-2 | 1 | 0.81645 | 0.78878 | 0.81645 | 0.78878 | 0 | 52.2178
| Sublap | SCNW | Average Weekday | January | CAISO 1-in-2 | 2 | 0.73045 | 0.71915 | 0.73045 | 0.71915 | 0 | 51.6969
| Sublap | SCNW | Average Weekday | January | CAISO 1-in-2 | 3 | 0.68311 | 0.6659 | 0.68311 | 0.6659 | 0 | 51.3498
| Sublap | SCNW | Average Weekday | January | CAISO 1-in-2 | 4 | 0.64588 | 0.62771 | 0.64588 | 0.62771 | 0 | 50.8736
| Sublap | SCNW | Average Weekday | January | CAISO 1-in-2 | 5 | 0.64095 | 0.61609 | 0.64095 | 0.61609 | 0 | 50.4176
| Sublap | SCNW | Average Weekday | January | CAISO 1-in-2 | 6 | 0.68224 | 0.66396 | 0.68224 | 0.66396 | 0 | 50.0061
| Sublap | SCNW | Average Weekday | January | CAISO 1-in-2 | 7 | 0.76878 | 0.80256 | 0.76878 | 0.80256 | 0 | 49.8423
| Sublap | SCNW | Average Weekday | January | CAISO 1-in-2 | 8 | 0.80949 | 0.861 | 0.80949 | 0.861 | 0 | 49.7543
| Sublap | SCNW | Average Weekday | January | CAISO 1-in-2 | 9 | 0.70745 | 0.68947 | 0.70745 | 0.68947 | 0 | 50.4875
| Sublap | SCNW | Average Weekday | January | CAISO 1-in-2 | 10 | 0.58367 | 0.52566 | 0.58367 | 0.52566 | 0 | 54.5655
| Sublap | SCNW | Average Weekday | January | CAISO 1-in-2 | 11 | 0.43643 | 0.38232 | 0.43643 | 0.38232 | 0 | 59.695
| Sublap | SCNW | Average Weekday | January | CAISO 1-in-2 | 12 | 0.34072 | 0.28946 | 0.34072 | 0.28946 | 0 | 63.1482
| Sublap | SCNW | Average Weekday | January | CAISO 1-in-2 | 13 | 0.29823 | 0.24358 | 0.29823 | 0.24358 | 0 | 65.0209
| Sublap | SCNW | Average Weekday | January | CAISO 1-in-2 | 14 | 0.29706 | 0.26048 | 0.29706 | 0.26048 | 0 | 65.8725
| Sublap | SCNW | Average Weekday | January | CAISO 1-in-2 | 15 | 0.33384 | 0.32944 | 0.33384 | 0.32944 | 0 | 66.1581
| Sublap | SCNW | Average Weekday | January | CAISO 1-in-2 | 16 | 0.45923 | 0.4673 | 0.45923 | 0.4673 | 0 | 66.0558
| Sublap | SCNW | Average Weekday | January | CAISO 1-in-2 | 17 | 0.65849 | 0.67334 | 0.65849 | 0.67334 | 0 | 65.0597
| Sublap | SCNW | Average Weekday | January | CAISO 1-in-2 | 18 | 0.9702 | 0.96357 | 0.9702 | 0.96357 | 0 | 62.8306
| Sublap | SCNW | Average Weekday | January | CAISO 1-in-2 | 19 | 1.1756 | 1.1399 | 1.1756 | 1.1399 | 0 | 59.684
| Sublap | SCNW | Average Weekday | January | CAISO 1-in-2 | 20 | 1.254 | 1.2123 | 1.254 | 1.2123 | 0 | 57.3485
| Sublap | SCNW | Average Weekday | January | CAISO 1-in-2 | 21 | 1.284 | 1.2191 | 1.284 | 1.2191 | 0 | 56.086
| Sublap | SCNW | Average Weekday | January | CAISO 1-in-2 | 22 | 1.2064 | 1.1312 | 1.2064 | 1.1312 | 0 | 55.1765
| Sublap | SCNW | Average Weekday | January | CAISO 1-in-2 | 23 | 1.0995 | 1.0374 | 1.0995 | 1.0374 | 0 | 54.2351
| Sublap | SCNW | Average Weekday | January | CAISO 1-in-2 | 24 | 0.92071 | 0.87846 | 0.92071 | 0.87846 | 0 | 53.3302
| Sublap | SCNW | Average Weekday | January | SCE 1-in-10 | 1 | 0.8577 | 0.83004 | 0.8577 | 0.83004 | 0 | 47.9126
| Sublap | SCNW | Average Weekday | January | SCE 1-in-10 | 2 | 0.77118 | 0.75989 | 0.77118 | 0.75989 | 0 | 47.4537
| Sublap | SCNW | Average Weekday | January | SCE 1-in-10 | 3 | 0.72967 | 0.71246 | 0.72967 | 0.71246 | 0 | 47.4494
| Sublap | SCNW | Average Weekday | January | SCE 1-in-10 | 4 | 0.69852 | 0.68035 | 0.69852 | 0.68035 | 0 | 46.9486
| Sublap | SCNW | Average Weekday | January | SCE 1-in-10 | 5 | 0.70266 | 0.6778 | 0.70266 | 0.6778 | 0 | 46.5554
| Sublap | SCNW | Average Weekday | January | SCE 1-in-10 | 6 | 0.75632 | 0.73804 | 0.75632 | 0.73804 | 0 | 46.1404
| Sublap | SCNW | Average Weekday | January | SCE 1-in-10 | 7 | 0.86169 | 0.89547 | 0.86169 | 0.89547 | 0 | 45.7954
| Sublap | SCNW | Average Weekday | January | SCE 1-in-10 | 8 | 0.91175 | 0.96326 | 0.91175 | 0.96326 | 0 | 45.5694
| Sublap | SCNW | Average Weekday | January | SCE 1-in-10 | 9 | 0.78236 | 0.76438 | 0.78236 | 0.76438 | 0 | 46.1313
| Sublap | SCNW | Average Weekday | January | SCE 1-in-10 | 10 | 0.63441 | 0.57641 | 0.63441 | 0.57641 | 0 | 49.9985
| Sublap | SCNW | Average Weekday | January | SCE 1-in-10 | 11 | 0.47238 | 0.41828 | 0.47238 | 0.41828 | 0 | 54.5606
| Sublap | SCNW | Average Weekday | January | SCE 1-in-10 | 12 | 0.36481 | 0.31355 | 0.36481 | 0.31355 | 0 | 57.3078
| Sublap | SCNW | Average Weekday | January | SCE 1-in-10 | 13 | 0.33152 | 0.27686 | 0.33152 | 0.27686 | 0 | 58.648
| Sublap | SCNW | Average Weekday | January | SCE 1-in-10 | 14 | 0.34742 | 0.31084 | 0.34742 | 0.31084 | 0 | 59.4903
| Sublap | SCNW | Average Weekday | January | SCE 1-in-10 | 15 | 0.40021 | 0.39581 | 0.40021 | 0.39581 | 0 | 60.2911
| Sublap | SCNW | Average Weekday | January | SCE 1-in-10 | 16 | 0.54649 | 0.55455 | 0.54649 | 0.55455 | 0 | 60.4916
| Sublap | SCNW | Average Weekday | January | SCE 1-in-10 | 17 | 0.76419 | 0.77904 | 0.76419 | 0.77904 | 0 | 59.5556
| Sublap | SCNW | Average Weekday | January | SCE 1-in-10 | 18 | 1.1001 | 1.0934 | 1.1001 | 1.0934 | 0 | 57.7718
| Sublap | SCNW | Average Weekday | January | SCE 1-in-10 | 19 | 1.3044 | 1.2687 | 1.3044 | 1.2687 | 0 | 55.07
| Sublap | SCNW | Average Weekday | January | SCE 1-in-10 | 20 | 1.3469 | 1.3053 | 1.3469 | 1.3053 | 0 | 52.7019
| Sublap | SCNW | Average Weekday | January | SCE 1-in-10 | 21 | 1.3458 | 1.281 | 1.3458 | 1.281 | 0 | 51.2058
| Sublap | SCNW | Average Weekday | January | SCE 1-in-10 | 22 | 1.2622 | 1.187 | 1.2622 | 1.187 | 0 | 50.1559
| Sublap | SCNW | Average Weekday | January | SCE 1-in-10 | 23 | 1.1538 | 1.0917 | 1.1538 | 1.0917 | 0 | 49.3699
| Sublap | SCNW | Average Weekday | January | SCE 1-in-10 | 24 | 0.9677 | 0.92545 | 0.9677 | 0.92545 | 0 | 48.6646
| Sublap | SCNW | Average Weekday | January | SCE 1-in-2 | 1 | 0.81398 | 0.78632 | 0.81398 | 0.78632 | 0 | 52.1864
| Sublap | SCNW | Average Weekday | January | SCE 1-in-2 | 2 | 0.72801 | 0.71672 | 0.72801 | 0.71672 | 0 | 51.6191
| Sublap | SCNW | Average Weekday | January | SCE 1-in-2 | 3 | 0.68033 | 0.66311 | 0.68033 | 0.66311 | 0 | 51.3203
| Sublap | SCNW | Average Weekday | January | SCE 1-in-2 | 4 | 0.64274 | 0.62457 | 0.64274 | 0.62457 | 0 | 50.8209
| Sublap | SCNW | Average Weekday | January | SCE 1-in-2 | 5 | 0.63726 | 0.6124 | 0.63726 | 0.6124 | 0 | 50.4271
| Sublap | SCNW | Average Weekday | January | SCE 1-in-2 | 6 | 0.67781 | 0.65953 | 0.67781 | 0.65953 | 0 | 49.8991
| Sublap | SCNW | Average Weekday | January | SCE 1-in-2 | 7 | 0.76323 | 0.79701 | 0.76323 | 0.79701 | 0 | 49.5746
| Sublap | SCNW | Average Weekday | January | SCE 1-in-2 | 8 | 0.80338 | 0.85489 | 0.80338 | 0.85489 | 0 | 49.3911
| Sublap | SCNW | Average Weekday | January | SCE 1-in-2 | 9 | 0.70298 | 0.685 | 0.70298 | 0.685 | 0 | 50.3472
| Sublap | SCNW | Average Weekday | January | SCE 1-in-2 | 10 | 0.58063 | 0.52263 | 0.58063 | 0.52263 | 0 | 54.9218
| Sublap | SCNW | Average Weekday | January | SCE 1-in-2 | 11 | 0.43428 | 0.38017 | 0.43428 | 0.38017 | 0 | 60.5952
| Sublap | SCNW | Average Weekday | January | SCE 1-in-2 | 12 | 0.33682 | 0.28557 | 0.33682 | 0.28557 | 0 | 64.2619
| Sublap | SCNW | Average Weekday | January | SCE 1-in-2 | 13 | 0.28814 | 0.23348 | 0.28814 | 0.23348 | 0 | 66.1403
| Sublap | SCNW | Average Weekday | January | SCE 1-in-2 | 14 | 0.28809 | 0.25151 | 0.28809 | 0.25151 | 0 | 66.9378
| Sublap | SCNW | Average Weekday | January | SCE 1-in-2 | 15 | 0.32727 | 0.32287 | 0.32727 | 0.32287 | 0 | 67.303
| Sublap | SCNW | Average Weekday | January | SCE 1-in-2 | 16 | 0.45198 | 0.46004 | 0.45198 | 0.46004 | 0 | 67.1332
| Sublap | SCNW | Average Weekday | January | SCE 1-in-2 | 17 | 0.65013 | 0.66497 | 0.65013 | 0.66497 | 0 | 65.8994
| Sublap | SCNW | Average Weekday | January | SCE 1-in-2 | 18 | 0.96245 | 0.95581 | 0.96245 | 0.95581 | 0 | 63.5161
| Sublap | SCNW | Average Weekday | January | SCE 1-in-2 | 19 | 1.1679 | 1.1322 | 1.1679 | 1.1322 | 0 | 59.9544
| Sublap | SCNW | Average Weekday | January | SCE 1-in-2 | 20 | 1.2484 | 1.2068 | 1.2484 | 1.2068 | 0 | 57.2639
| Sublap | SCNW | Average Weekday | January | SCE 1-in-2 | 21 | 1.2803 | 1.2154 | 1.2803 | 1.2154 | 0 | 55.8022
| Sublap | SCNW | Average Weekday | January | SCE 1-in-2 | 22 | 1.2031 | 1.1279 | 1.2031 | 1.1279 | 0 | 54.9043
| Sublap | SCNW | Average Weekday | January | SCE 1-in-2 | 23 | 1.0963 | 1.0342 | 1.0963 | 1.0342 | 0 | 54.179
| Sublap | SCNW | Average Weekday | January | SCE 1-in-2 | 24 | 0.91791 | 0.87565 | 0.91791 | 0.87565 | 0 | 53.4246
| Sublap | SCNW | Average Weekday | July | CAISO 1-in-10 | 1 | 1.0121 | 0.98445 | 1.0121 | 0.98445 | 0 | 64.6757
| Sublap | SCNW | Average Weekday | July | CAISO 1-in-10 | 2 | 0.87746 | 0.86617 | 0.87746 | 0.86617 | 0 | 64.2217
| Sublap | SCNW | Average Weekday | July | CAISO 1-in-10 | 3 | 0.79566 | 0.77844 | 0.79566 | 0.77844 | 0 | 63.701
| Sublap | SCNW | Average Weekday | July | CAISO 1-in-10 | 4 | 0.73297 | 0.7148 | 0.73297 | 0.7148 | 0 | 63.2654
| Sublap | SCNW | Average Weekday | July | CAISO 1-in-10 | 5 | 0.69705 | 0.67219 | 0.69705 | 0.67219 | 0 | 62.928
| Sublap | SCNW | Average Weekday | July | CAISO 1-in-10 | 6 | 0.69541 | 0.67713 | 0.69541 | 0.67713 | 0 | 62.5446
| Sublap | SCNW | Average Weekday | July | CAISO 1-in-10 | 7 | 0.71343 | 0.74721 | 0.71343 | 0.74721 | 0 | 62.3621
| Sublap | SCNW | Average Weekday | July | CAISO 1-in-10 | 8 | 0.72451 | 0.77602 | 0.72451 | 0.77602 | 0 | 62.6449
| Sublap | SCNW | Average Weekday | July | CAISO 1-in-10 | 9 | 0.65607 | 0.63809 | 0.65607 | 0.63809 | 0 | 64.9345
| Sublap | SCNW | Average Weekday | July | CAISO 1-in-10 | 10 | 0.61928 | 0.56128 | 0.61928 | 0.56128 | 0 | 68.7764
| Sublap | SCNW | Average Weekday | July | CAISO 1-in-10 | 11 | 0.53471 | 0.4806 | 0.53471 | 0.4806 | 0 | 72.9766
| Sublap | SCNW | Average Weekday | July | CAISO 1-in-10 | 12 | 0.5264 | 0.47515 | 0.5264 | 0.47515 | 0 | 75.972
| Sublap | SCNW | Average Weekday | July | CAISO 1-in-10 | 13 | 0.61713 | 0.56248 | 0.61713 | 0.56248 | 0 | 77.7862
| Sublap | SCNW | Average Weekday | July | CAISO 1-in-10 | 14 | 0.76527 | 0.72869 | 0.76527 | 0.72869 | 0 | 78.4563
| Sublap | SCNW | Average Weekday | July | CAISO 1-in-10 | 15 | 0.94134 | 0.93694 | 0.94134 | 0.93694 | 0 | 77.993
| Sublap | SCNW | Average Weekday | July | CAISO 1-in-10 | 16 | 1.2032 | 1.2113 | 1.2032 | 1.2113 | 0 | 78.3907
| Sublap | SCNW | Average Weekday | July | CAISO 1-in-10 | 17 | 1.4671 | 1.482 | 0.92165 | 0.88084 | 0.032288 | 78.2912
| Sublap | SCNW | Average Weekday | July | CAISO 1-in-10 | 18 | 1.7471 | 1.7405 | 1.3962 | 1.4798 | 0.058306 | 77.6648
| Sublap | SCNW | Average Weekday | July | CAISO 1-in-10 | 19 | 1.8739 | 1.8382 | 1.6388 | 1.6825 | 0.073927 | 76.1289
| Sublap | SCNW | Average Weekday | July | CAISO 1-in-10 | 20 | 1.8504 | 1.8087 | 1.6864 | 1.7194 | 0.04993 | 74.2581
| Sublap | SCNW | Average Weekday | July | CAISO 1-in-10 | 21 | 1.8637 | 1.7988 | 1.6776 | 1.6875 | 0.061809 | 71.4708
| Sublap | SCNW | Average Weekday | July | CAISO 1-in-10 | 22 | 1.7031 | 1.6279 | 1.8739 | 2.0038 | 0.03184 | 68.2611
| Sublap | SCNW | Average Weekday | July | CAISO 1-in-10 | 23 | 1.5155 | 1.4533 | 1.5641 | 1.5732 | 0.039578 | 66.8215
| Sublap | SCNW | Average Weekday | July | CAISO 1-in-10 | 24 | 1.2444 | 1.2021 | 1.268 | 1.2376 | 0.011778 | 65.9289
| Sublap | SCNW | Average Weekday | July | CAISO 1-in-2 | 1 | 0.93317 | 0.90551 | 0.93317 | 0.90551 | 0 | 62.2452
| Sublap | SCNW | Average Weekday | July | CAISO 1-in-2 | 2 | 0.81078 | 0.79948 | 0.81078 | 0.79948 | 0 | 61.4623
| Sublap | SCNW | Average Weekday | July | CAISO 1-in-2 | 3 | 0.7365 | 0.71929 | 0.7365 | 0.71929 | 0 | 60.7275
| Sublap | SCNW | Average Weekday | July | CAISO 1-in-2 | 4 | 0.67688 | 0.65871 | 0.67688 | 0.65871 | 0 | 60.0987
| Sublap | SCNW | Average Weekday | July | CAISO 1-in-2 | 5 | 0.64878 | 0.62391 | 0.64878 | 0.62391 | 0 | 59.6395
| Sublap | SCNW | Average Weekday | July | CAISO 1-in-2 | 6 | 0.65373 | 0.63545 | 0.65373 | 0.63545 | 0 | 59.3002
| Sublap | SCNW | Average Weekday | July | CAISO 1-in-2 | 7 | 0.6807 | 0.71448 | 0.6807 | 0.71448 | 0 | 59.064
| Sublap | SCNW | Average Weekday | July | CAISO 1-in-2 | 8 | 0.70313 | 0.75464 | 0.70313 | 0.75464 | 0 | 59.4038
| Sublap | SCNW | Average Weekday | July | CAISO 1-in-2 | 9 | 0.63936 | 0.62138 | 0.63936 | 0.62138 | 0 | 61.5426
| Sublap | SCNW | Average Weekday | July | CAISO 1-in-2 | 10 | 0.5412 | 0.4832 | 0.5412 | 0.4832 | 0 | 64.595
| Sublap | SCNW | Average Weekday | July | CAISO 1-in-2 | 11 | 0.41195 | 0.35784 | 0.41195 | 0.35784 | 0 | 67.5807
| Sublap | SCNW | Average Weekday | July | CAISO 1-in-2 | 12 | 0.31864 | 0.26738 | 0.31864 | 0.26738 | 0 | 69.992
| Sublap | SCNW | Average Weekday | July | CAISO 1-in-2 | 13 | 0.30789 | 0.25324 | 0.30789 | 0.25324 | 0 | 72.0129
| Sublap | SCNW | Average Weekday | July | CAISO 1-in-2 | 14 | 0.35891 | 0.32233 | 0.35891 | 0.32233 | 0 | 73.1358
| Sublap | SCNW | Average Weekday | July | CAISO 1-in-2 | 15 | 0.46366 | 0.45925 | 0.46366 | 0.45925 | 0 | 73.6939
| Sublap | SCNW | Average Weekday | July | CAISO 1-in-2 | 16 | 0.67955 | 0.68762 | 0.67955 | 0.68762 | 0 | 73.9772
| Sublap | SCNW | Average Weekday | July | CAISO 1-in-2 | 17 | 0.93541 | 0.95026 | 0.44499 | 0.40418 | 0.038331 | 73.8548
| Sublap | SCNW | Average Weekday | July | CAISO 1-in-2 | 18 | 1.2381 | 1.2314 | 0.91585 | 0.99944 | 0.077962 | 73.3675
| Sublap | SCNW | Average Weekday | July | CAISO 1-in-2 | 19 | 1.4193 | 1.3836 | 1.1666 | 1.2103 | 0.10047 | 72.2058
| Sublap | SCNW | Average Weekday | July | CAISO 1-in-2 | 20 | 1.4752 | 1.4336 | 1.2802 | 1.3133 | 0.067722 | 70.3376
| Sublap | SCNW | Average Weekday | July | CAISO 1-in-2 | 21 | 1.5263 | 1.4614 | 1.3103 | 1.3201 | 0.082968 | 67.6917
| Sublap | SCNW | Average Weekday | July | CAISO 1-in-2 | 22 | 1.4093 | 1.3341 | 1.5144 | 1.6443 | 0.04079 | 64.762
| Sublap | SCNW | Average Weekday | July | CAISO 1-in-2 | 23 | 1.2747 | 1.2126 | 1.2747 | 1.2633 | 0 | 63.4355
| Sublap | SCNW | Average Weekday | July | CAISO 1-in-2 | 24 | 1.0672 | 1.0249 | 1.0672 | 1.0249 | 0 | 62.5009
| Sublap | SCNW | Average Weekday | July | SCE 1-in-10 | 1 | 1.0121 | 0.98445 | 1.0121 | 0.98445 | 0 | 64.6757
| Sublap | SCNW | Average Weekday | July | SCE 1-in-10 | 2 | 0.87746 | 0.86617 | 0.87746 | 0.86617 | 0 | 64.2217
| Sublap | SCNW | Average Weekday | July | SCE 1-in-10 | 3 | 0.79566 | 0.77844 | 0.79566 | 0.77844 | 0 | 63.701
| Sublap | SCNW | Average Weekday | July | SCE 1-in-10 | 4 | 0.73297 | 0.7148 | 0.73297 | 0.7148 | 0 | 63.2654
| Sublap | SCNW | Average Weekday | July | SCE 1-in-10 | 5 | 0.69705 | 0.67219 | 0.69705 | 0.67219 | 0 | 62.928
| Sublap | SCNW | Average Weekday | July | SCE 1-in-10 | 6 | 0.69541 | 0.67713 | 0.69541 | 0.67713 | 0 | 62.5446
| Sublap | SCNW | Average Weekday | July | SCE 1-in-10 | 7 | 0.71343 | 0.74721 | 0.71343 | 0.74721 | 0 | 62.3621
| Sublap | SCNW | Average Weekday | July | SCE 1-in-10 | 8 | 0.72451 | 0.77602 | 0.72451 | 0.77602 | 0 | 62.6449
| Sublap | SCNW | Average Weekday | July | SCE 1-in-10 | 9 | 0.65607 | 0.63809 | 0.65607 | 0.63809 | 0 | 64.9345
| Sublap | SCNW | Average Weekday | July | SCE 1-in-10 | 10 | 0.61928 | 0.56128 | 0.61928 | 0.56128 | 0 | 68.7764
| Sublap | SCNW | Average Weekday | July | SCE 1-in-10 | 11 | 0.53471 | 0.4806 | 0.53471 | 0.4806 | 0 | 72.9766
| Sublap | SCNW | Average Weekday | July | SCE 1-in-10 | 12 | 0.5264 | 0.47515 | 0.5264 | 0.47515 | 0 | 75.972
| Sublap | SCNW | Average Weekday | July | SCE 1-in-10 | 13 | 0.61713 | 0.56248 | 0.61713 | 0.56248 | 0 | 77.7862
| Sublap | SCNW | Average Weekday | July | SCE 1-in-10 | 14 | 0.76527 | 0.72869 | 0.76527 | 0.72869 | 0 | 78.4563
| Sublap | SCNW | Average Weekday | July | SCE 1-in-10 | 15 | 0.94134 | 0.93694 | 0.94134 | 0.93694 | 0 | 77.993
| Sublap | SCNW | Average Weekday | July | SCE 1-in-10 | 16 | 1.2032 | 1.2113 | 1.2032 | 1.2113 | 0 | 78.3907
| Sublap | SCNW | Average Weekday | July | SCE 1-in-10 | 17 | 1.4671 | 1.482 | 0.92165 | 0.88084 | 0.032288 | 78.2912
| Sublap | SCNW | Average Weekday | July | SCE 1-in-10 | 18 | 1.7471 | 1.7405 | 1.3962 | 1.4798 | 0.058306 | 77.6648
| Sublap | SCNW | Average Weekday | July | SCE 1-in-10 | 19 | 1.8739 | 1.8382 | 1.6388 | 1.6825 | 0.073927 | 76.1289
| Sublap | SCNW | Average Weekday | July | SCE 1-in-10 | 20 | 1.8504 | 1.8087 | 1.6864 | 1.7194 | 0.04993 | 74.2581
| Sublap | SCNW | Average Weekday | July | SCE 1-in-10 | 21 | 1.8637 | 1.7988 | 1.6776 | 1.6875 | 0.061809 | 71.4708
| Sublap | SCNW | Average Weekday | July | SCE 1-in-10 | 22 | 1.7031 | 1.6279 | 1.8739 | 2.0038 | 0.03184 | 68.2611
| Sublap | SCNW | Average Weekday | July | SCE 1-in-10 | 23 | 1.5155 | 1.4533 | 1.5641 | 1.5732 | 0.039578 | 66.8215
| Sublap | SCNW | Average Weekday | July | SCE 1-in-10 | 24 | 1.2444 | 1.2021 | 1.268 | 1.2376 | 0.011778 | 65.9289
| Sublap | SCNW | Average Weekday | July | SCE 1-in-2 | 1 | 0.93317 | 0.90551 | 0.93317 | 0.90551 | 0 | 62.2452
| Sublap | SCNW | Average Weekday | July | SCE 1-in-2 | 2 | 0.81078 | 0.79948 | 0.81078 | 0.79948 | 0 | 61.4623
| Sublap | SCNW | Average Weekday | July | SCE 1-in-2 | 3 | 0.7365 | 0.71929 | 0.7365 | 0.71929 | 0 | 60.7275
| Sublap | SCNW | Average Weekday | July | SCE 1-in-2 | 4 | 0.67688 | 0.65871 | 0.67688 | 0.65871 | 0 | 60.0987
| Sublap | SCNW | Average Weekday | July | SCE 1-in-2 | 5 | 0.64878 | 0.62391 | 0.64878 | 0.62391 | 0 | 59.6395
| Sublap | SCNW | Average Weekday | July | SCE 1-in-2 | 6 | 0.65373 | 0.63545 | 0.65373 | 0.63545 | 0 | 59.3002
| Sublap | SCNW | Average Weekday | July | SCE 1-in-2 | 7 | 0.6807 | 0.71448 | 0.6807 | 0.71448 | 0 | 59.064
| Sublap | SCNW | Average Weekday | July | SCE 1-in-2 | 8 | 0.70313 | 0.75464 | 0.70313 | 0.75464 | 0 | 59.4038
| Sublap | SCNW | Average Weekday | July | SCE 1-in-2 | 9 | 0.63936 | 0.62138 | 0.63936 | 0.62138 | 0 | 61.5426
| Sublap | SCNW | Average Weekday | July | SCE 1-in-2 | 10 | 0.5412 | 0.4832 | 0.5412 | 0.4832 | 0 | 64.595
| Sublap | SCNW | Average Weekday | July | SCE 1-in-2 | 11 | 0.41195 | 0.35784 | 0.41195 | 0.35784 | 0 | 67.5807
| Sublap | SCNW | Average Weekday | July | SCE 1-in-2 | 12 | 0.31864 | 0.26738 | 0.31864 | 0.26738 | 0 | 69.992
| Sublap | SCNW | Average Weekday | July | SCE 1-in-2 | 13 | 0.30789 | 0.25324 | 0.30789 | 0.25324 | 0 | 72.0129
| Sublap | SCNW | Average Weekday | July | SCE 1-in-2 | 14 | 0.35891 | 0.32233 | 0.35891 | 0.32233 | 0 | 73.1358
| Sublap | SCNW | Average Weekday | July | SCE 1-in-2 | 15 | 0.46366 | 0.45925 | 0.46366 | 0.45925 | 0 | 73.6939
| Sublap | SCNW | Average Weekday | July | SCE 1-in-2 | 16 | 0.67955 | 0.68762 | 0.67955 | 0.68762 | 0 | 73.9772
| Sublap | SCNW | Average Weekday | July | SCE 1-in-2 | 17 | 0.93541 | 0.95026 | 0.44499 | 0.40418 | 0.038331 | 73.8548
| Sublap | SCNW | Average Weekday | July | SCE 1-in-2 | 18 | 1.2381 | 1.2314 | 0.91585 | 0.99944 | 0.077962 | 73.3675
| Sublap | SCNW | Average Weekday | July | SCE 1-in-2 | 19 | 1.4193 | 1.3836 | 1.1666 | 1.2103 | 0.10047 | 72.2058
| Sublap | SCNW | Average Weekday | July | SCE 1-in-2 | 20 | 1.4752 | 1.4336 | 1.2802 | 1.3133 | 0.067722 | 70.3376
| Sublap | SCNW | Average Weekday | July | SCE 1-in-2 | 21 | 1.5263 | 1.4614 | 1.3103 | 1.3201 | 0.082968 | 67.6917
| Sublap | SCNW | Average Weekday | July | SCE 1-in-2 | 22 | 1.4093 | 1.3341 | 1.5144 | 1.6443 | 0.04079 | 64.762
| Sublap | SCNW | Average Weekday | July | SCE 1-in-2 | 23 | 1.2747 | 1.2126 | 1.2747 | 1.2633 | 0 | 63.4355
| Sublap | SCNW | Average Weekday | July | SCE 1-in-2 | 24 | 1.0672 | 1.0249 | 1.0672 | 1.0249 | 0 | 62.5009
| Sublap | SCNW | Average Weekday | June | CAISO 1-in-10 | 1 | 0.88796 | 0.8603 | 0.88796 | 0.8603 | 0 | 60.2748
| Sublap | SCNW | Average Weekday | June | CAISO 1-in-10 | 2 | 0.77435 | 0.76306 | 0.77435 | 0.76306 | 0 | 59.5521
| Sublap | SCNW | Average Weekday | June | CAISO 1-in-10 | 3 | 0.70703 | 0.68981 | 0.70703 | 0.68981 | 0 | 58.8853
| Sublap | SCNW | Average Weekday | June | CAISO 1-in-10 | 4 | 0.65256 | 0.63439 | 0.65256 | 0.63439 | 0 | 58.3386
| Sublap | SCNW | Average Weekday | June | CAISO 1-in-10 | 5 | 0.63011 | 0.60525 | 0.63011 | 0.60525 | 0 | 57.824
| Sublap | SCNW | Average Weekday | June | CAISO 1-in-10 | 6 | 0.64183 | 0.62355 | 0.64183 | 0.62355 | 0 | 57.3777
| Sublap | SCNW | Average Weekday | June | CAISO 1-in-10 | 7 | 0.67936 | 0.71314 | 0.67936 | 0.71314 | 0 | 57.1863
| Sublap | SCNW | Average Weekday | June | CAISO 1-in-10 | 8 | 0.70586 | 0.75737 | 0.70586 | 0.75737 | 0 | 57.763
| Sublap | SCNW | Average Weekday | June | CAISO 1-in-10 | 9 | 0.63792 | 0.61994 | 0.63792 | 0.61994 | 0 | 60.0572
| Sublap | SCNW | Average Weekday | June | CAISO 1-in-10 | 10 | 0.5298 | 0.4718 | 0.5298 | 0.4718 | 0 | 63.5493
| Sublap | SCNW | Average Weekday | June | CAISO 1-in-10 | 11 | 0.38929 | 0.33518 | 0.38929 | 0.33518 | 0 | 66.3615
| Sublap | SCNW | Average Weekday | June | CAISO 1-in-10 | 12 | 0.28795 | 0.2367 | 0.28795 | 0.2367 | 0 | 68.55
| Sublap | SCNW | Average Weekday | June | CAISO 1-in-10 | 13 | 0.25747 | 0.20281 | 0.25747 | 0.20281 | 0 | 70.2587
| Sublap | SCNW | Average Weekday | June | CAISO 1-in-10 | 14 | 0.28326 | 0.24668 | 0.28326 | 0.24668 | 0 | 71.1378
| Sublap | SCNW | Average Weekday | June | CAISO 1-in-10 | 15 | 0.36178 | 0.35738 | 0.36178 | 0.35738 | 0 | 71.61
| Sublap | SCNW | Average Weekday | June | CAISO 1-in-10 | 16 | 0.54962 | 0.55768 | 0.54962 | 0.55768 | 0 | 71.8486
| Sublap | SCNW | Average Weekday | June | CAISO 1-in-10 | 17 | 0.78922 | 0.80407 | 0.32252 | 0.33527 | 0.042483 | 71.9433
| Sublap | SCNW | Average Weekday | June | CAISO 1-in-10 | 18 | 1.092 | 1.0853 | 0.78231 | 0.86591 | 0.087771 | 71.4877
| Sublap | SCNW | Average Weekday | June | CAISO 1-in-10 | 19 | 1.29 | 1.2544 | 1.0292 | 1.0729 | 0.1137 | 70.3825
| Sublap | SCNW | Average Weekday | June | CAISO 1-in-10 | 20 | 1.369 | 1.3274 | 1.162 | 1.1951 | 0.076243 | 68.8244
| Sublap | SCNW | Average Weekday | June | CAISO 1-in-10 | 21 | 1.4228 | 1.3579 | 1.196 | 1.2058 | 0.091379 | 66.3246
| Sublap | SCNW | Average Weekday | June | CAISO 1-in-10 | 22 | 1.3248 | 1.2496 | 1.4069 | 1.5368 | 0.045039 | 63.5389
| Sublap | SCNW | Average Weekday | June | CAISO 1-in-10 | 23 | 1.2075 | 1.1453 | 1.2075 | 1.1701 | 0 | 62.1655
| Sublap | SCNW | Average Weekday | June | CAISO 1-in-10 | 24 | 1.0109 | 0.96866 | 1.0109 | 0.96866 | 0 | 61.1093
| Sublap | SCNW | Average Weekday | June | CAISO 1-in-2 | 1 | 0.85833 | 0.83066 | 0.85833 | 0.83066 | 0 | 59.1433
| Sublap | SCNW | Average Weekday | June | CAISO 1-in-2 | 2 | 0.75129 | 0.74 | 0.75129 | 0.74 | 0 | 58.2892
| Sublap | SCNW | Average Weekday | June | CAISO 1-in-2 | 3 | 0.68856 | 0.67135 | 0.68856 | 0.67135 | 0 | 57.5898
| Sublap | SCNW | Average Weekday | June | CAISO 1-in-2 | 4 | 0.63766 | 0.61949 | 0.63766 | 0.61949 | 0 | 57.0104
| Sublap | SCNW | Average Weekday | June | CAISO 1-in-2 | 5 | 0.61881 | 0.59394 | 0.61881 | 0.59394 | 0 | 56.5877
| Sublap | SCNW | Average Weekday | June | CAISO 1-in-2 | 6 | 0.63563 | 0.61735 | 0.63563 | 0.61735 | 0 | 56.1771
| Sublap | SCNW | Average Weekday | June | CAISO 1-in-2 | 7 | 0.68138 | 0.71517 | 0.68138 | 0.71517 | 0 | 55.9
| Sublap | SCNW | Average Weekday | June | CAISO 1-in-2 | 8 | 0.71047 | 0.76198 | 0.71047 | 0.76198 | 0 | 56.6021
| Sublap | SCNW | Average Weekday | June | CAISO 1-in-2 | 9 | 0.63905 | 0.62107 | 0.63905 | 0.62107 | 0 | 59.3445
| Sublap | SCNW | Average Weekday | June | CAISO 1-in-2 | 10 | 0.52664 | 0.46864 | 0.52664 | 0.46864 | 0 | 62.3665
| Sublap | SCNW | Average Weekday | June | CAISO 1-in-2 | 11 | 0.39678 | 0.34267 | 0.39678 | 0.34267 | 0 | 64.8884
| Sublap | SCNW | Average Weekday | June | CAISO 1-in-2 | 12 | 0.28532 | 0.23407 | 0.28532 | 0.23407 | 0 | 67.0199
| Sublap | SCNW | Average Weekday | June | CAISO 1-in-2 | 13 | 0.2404 | 0.18575 | 0.2404 | 0.18575 | 0 | 68.6899
| Sublap | SCNW | Average Weekday | June | CAISO 1-in-2 | 14 | 0.24979 | 0.21321 | 0.24979 | 0.21321 | 0 | 69.4745
| Sublap | SCNW | Average Weekday | June | CAISO 1-in-2 | 15 | 0.31031 | 0.30591 | 0.31031 | 0.30591 | 0 | 69.9527
| Sublap | SCNW | Average Weekday | June | CAISO 1-in-2 | 16 | 0.47726 | 0.48533 | 0.47726 | 0.48533 | 0 | 70.549
| Sublap | SCNW | Average Weekday | June | CAISO 1-in-2 | 17 | 0.70394 | 0.71879 | 0.41646 | 0.43131 | 0.04546 | 70.7236
| Sublap | SCNW | Average Weekday | June | CAISO 1-in-2 | 18 | 1.0042 | 0.99756 | 0.7261 | 0.78624 | 0.094322 | 70.2773
| Sublap | SCNW | Average Weekday | June | CAISO 1-in-2 | 19 | 1.2128 | 1.1772 | 0.94838 | 0.99147 | 0.12074 | 69.4304
| Sublap | SCNW | Average Weekday | June | CAISO 1-in-2 | 20 | 1.3081 | 1.2664 | 1.0942 | 1.1273 | 0.081354 | 67.9599
| Sublap | SCNW | Average Weekday | June | CAISO 1-in-2 | 21 | 1.3535 | 1.2887 | 1.1299 | 1.1302 | 0.096434 | 65.5222
| Sublap | SCNW | Average Weekday | June | CAISO 1-in-2 | 22 | 1.2783 | 1.2031 | 1.3452 | 1.4751 | 0.048056 | 62.7285
| Sublap | SCNW | Average Weekday | June | CAISO 1-in-2 | 23 | 1.1635 | 1.1014 | 1.1635 | 1.1107 | 0 | 61.4093
| Sublap | SCNW | Average Weekday | June | CAISO 1-in-2 | 24 | 0.9741 | 0.93185 | 0.9741 | 0.93185 | 0 | 60.4589
| Sublap | SCNW | Average Weekday | June | SCE 1-in-10 | 1 | 0.88796 | 0.8603 | 0.88796 | 0.8603 | 0 | 60.2748
| Sublap | SCNW | Average Weekday | June | SCE 1-in-10 | 2 | 0.77435 | 0.76306 | 0.77435 | 0.76306 | 0 | 59.5521
| Sublap | SCNW | Average Weekday | June | SCE 1-in-10 | 3 | 0.70703 | 0.68981 | 0.70703 | 0.68981 | 0 | 58.8853
| Sublap | SCNW | Average Weekday | June | SCE 1-in-10 | 4 | 0.65256 | 0.63439 | 0.65256 | 0.63439 | 0 | 58.3386
| Sublap | SCNW | Average Weekday | June | SCE 1-in-10 | 5 | 0.63011 | 0.60525 | 0.63011 | 0.60525 | 0 | 57.824
| Sublap | SCNW | Average Weekday | June | SCE 1-in-10 | 6 | 0.64183 | 0.62355 | 0.64183 | 0.62355 | 0 | 57.3777
| Sublap | SCNW | Average Weekday | June | SCE 1-in-10 | 7 | 0.67936 | 0.71314 | 0.67936 | 0.71314 | 0 | 57.1863
| Sublap | SCNW | Average Weekday | June | SCE 1-in-10 | 8 | 0.70586 | 0.75737 | 0.70586 | 0.75737 | 0 | 57.763
| Sublap | SCNW | Average Weekday | June | SCE 1-in-10 | 9 | 0.63792 | 0.61994 | 0.63792 | 0.61994 | 0 | 60.0572
| Sublap | SCNW | Average Weekday | June | SCE 1-in-10 | 10 | 0.5298 | 0.4718 | 0.5298 | 0.4718 | 0 | 63.5493
| Sublap | SCNW | Average Weekday | June | SCE 1-in-10 | 11 | 0.38929 | 0.33518 | 0.38929 | 0.33518 | 0 | 66.3615
| Sublap | SCNW | Average Weekday | June | SCE 1-in-10 | 12 | 0.28795 | 0.2367 | 0.28795 | 0.2367 | 0 | 68.55
| Sublap | SCNW | Average Weekday | June | SCE 1-in-10 | 13 | 0.25747 | 0.20281 | 0.25747 | 0.20281 | 0 | 70.2587
| Sublap | SCNW | Average Weekday | June | SCE 1-in-10 | 14 | 0.28326 | 0.24668 | 0.28326 | 0.24668 | 0 | 71.1378
| Sublap | SCNW | Average Weekday | June | SCE 1-in-10 | 15 | 0.36178 | 0.35738 | 0.36178 | 0.35738 | 0 | 71.61
| Sublap | SCNW | Average Weekday | June | SCE 1-in-10 | 16 | 0.54962 | 0.55768 | 0.54962 | 0.55768 | 0 | 71.8486
| Sublap | SCNW | Average Weekday | June | SCE 1-in-10 | 17 | 0.78922 | 0.80407 | 0.32252 | 0.33527 | 0.042483 | 71.9433
| Sublap | SCNW | Average Weekday | June | SCE 1-in-10 | 18 | 1.092 | 1.0853 | 0.78231 | 0.86591 | 0.087771 | 71.4877
| Sublap | SCNW | Average Weekday | June | SCE 1-in-10 | 19 | 1.29 | 1.2544 | 1.0292 | 1.0729 | 0.1137 | 70.3825
| Sublap | SCNW | Average Weekday | June | SCE 1-in-10 | 20 | 1.369 | 1.3274 | 1.162 | 1.1951 | 0.076243 | 68.8244
| Sublap | SCNW | Average Weekday | June | SCE 1-in-10 | 21 | 1.4228 | 1.3579 | 1.196 | 1.2058 | 0.091379 | 66.3246
| Sublap | SCNW | Average Weekday | June | SCE 1-in-10 | 22 | 1.3248 | 1.2496 | 1.4069 | 1.5368 | 0.045039 | 63.5389
| Sublap | SCNW | Average Weekday | June | SCE 1-in-10 | 23 | 1.2075 | 1.1453 | 1.2075 | 1.1701 | 0 | 62.1655
| Sublap | SCNW | Average Weekday | June | SCE 1-in-10 | 24 | 1.0109 | 0.96866 | 1.0109 | 0.96866 | 0 | 61.1093
| Sublap | SCNW | Average Weekday | June | SCE 1-in-2 | 1 | 0.85833 | 0.83066 | 0.85833 | 0.83066 | 0 | 59.1433
| Sublap | SCNW | Average Weekday | June | SCE 1-in-2 | 2 | 0.75129 | 0.74 | 0.75129 | 0.74 | 0 | 58.2892
| Sublap | SCNW | Average Weekday | June | SCE 1-in-2 | 3 | 0.68856 | 0.67135 | 0.68856 | 0.67135 | 0 | 57.5898
| Sublap | SCNW | Average Weekday | June | SCE 1-in-2 | 4 | 0.63766 | 0.61949 | 0.63766 | 0.61949 | 0 | 57.0104
| Sublap | SCNW | Average Weekday | June | SCE 1-in-2 | 5 | 0.61881 | 0.59394 | 0.61881 | 0.59394 | 0 | 56.5877
| Sublap | SCNW | Average Weekday | June | SCE 1-in-2 | 6 | 0.63563 | 0.61735 | 0.63563 | 0.61735 | 0 | 56.1771
| Sublap | SCNW | Average Weekday | June | SCE 1-in-2 | 7 | 0.68138 | 0.71517 | 0.68138 | 0.71517 | 0 | 55.9
| Sublap | SCNW | Average Weekday | June | SCE 1-in-2 | 8 | 0.71047 | 0.76198 | 0.71047 | 0.76198 | 0 | 56.6021
| Sublap | SCNW | Average Weekday | June | SCE 1-in-2 | 9 | 0.63905 | 0.62107 | 0.63905 | 0.62107 | 0 | 59.3445
| Sublap | SCNW | Average Weekday | June | SCE 1-in-2 | 10 | 0.52664 | 0.46864 | 0.52664 | 0.46864 | 0 | 62.3665
| Sublap | SCNW | Average Weekday | June | SCE 1-in-2 | 11 | 0.39678 | 0.34267 | 0.39678 | 0.34267 | 0 | 64.8884
| Sublap | SCNW | Average Weekday | June | SCE 1-in-2 | 12 | 0.28532 | 0.23407 | 0.28532 | 0.23407 | 0 | 67.0199
| Sublap | SCNW | Average Weekday | June | SCE 1-in-2 | 13 | 0.2404 | 0.18575 | 0.2404 | 0.18575 | 0 | 68.6899
| Sublap | SCNW | Average Weekday | June | SCE 1-in-2 | 14 | 0.24979 | 0.21321 | 0.24979 | 0.21321 | 0 | 69.4745
| Sublap | SCNW | Average Weekday | June | SCE 1-in-2 | 15 | 0.31031 | 0.30591 | 0.31031 | 0.30591 | 0 | 69.9527
| Sublap | SCNW | Average Weekday | June | SCE 1-in-2 | 16 | 0.47726 | 0.48533 | 0.47726 | 0.48533 | 0 | 70.549
| Sublap | SCNW | Average Weekday | June | SCE 1-in-2 | 17 | 0.70394 | 0.71879 | 0.41646 | 0.43131 | 0.04546 | 70.7236
| Sublap | SCNW | Average Weekday | June | SCE 1-in-2 | 18 | 1.0042 | 0.99756 | 0.7261 | 0.78624 | 0.094322 | 70.2773
| Sublap | SCNW | Average Weekday | June | SCE 1-in-2 | 19 | 1.2128 | 1.1772 | 0.94838 | 0.99147 | 0.12074 | 69.4304
| Sublap | SCNW | Average Weekday | June | SCE 1-in-2 | 20 | 1.3081 | 1.2664 | 1.0942 | 1.1273 | 0.081354 | 67.9599
| Sublap | SCNW | Average Weekday | June | SCE 1-in-2 | 21 | 1.3535 | 1.2887 | 1.1299 | 1.1302 | 0.096434 | 65.5222
| Sublap | SCNW | Average Weekday | June | SCE 1-in-2 | 22 | 1.2783 | 1.2031 | 1.3452 | 1.4751 | 0.048056 | 62.7285
| Sublap | SCNW | Average Weekday | June | SCE 1-in-2 | 23 | 1.1635 | 1.1014 | 1.1635 | 1.1107 | 0 | 61.4093
| Sublap | SCNW | Average Weekday | June | SCE 1-in-2 | 24 | 0.9741 | 0.93185 | 0.9741 | 0.93185 | 0 | 60.4589
| Sublap | SCNW | Average Weekday | March | CAISO 1-in-10 | 1 | 0.80842 | 0.78076 | 0.80842 | 0.78076 | 0 | 55.6706
| Sublap | SCNW | Average Weekday | March | CAISO 1-in-10 | 2 | 0.71662 | 0.70533 | 0.71662 | 0.70533 | 0 | 54.8534
| Sublap | SCNW | Average Weekday | March | CAISO 1-in-10 | 3 | 0.66203 | 0.64482 | 0.66203 | 0.64482 | 0 | 54.2135
| Sublap | SCNW | Average Weekday | March | CAISO 1-in-10 | 4 | 0.61791 | 0.59974 | 0.61791 | 0.59974 | 0 | 53.6318
| Sublap | SCNW | Average Weekday | March | CAISO 1-in-10 | 5 | 0.60456 | 0.5797 | 0.60456 | 0.5797 | 0 | 53.0477
| Sublap | SCNW | Average Weekday | March | CAISO 1-in-10 | 6 | 0.63276 | 0.61448 | 0.63276 | 0.61448 | 0 | 52.4639
| Sublap | SCNW | Average Weekday | March | CAISO 1-in-10 | 7 | 0.69833 | 0.73212 | 0.69833 | 0.73212 | 0 | 52.2275
| Sublap | SCNW | Average Weekday | March | CAISO 1-in-10 | 8 | 0.73114 | 0.78265 | 0.73114 | 0.78265 | 0 | 52.2092
| Sublap | SCNW | Average Weekday | March | CAISO 1-in-10 | 9 | 0.65126 | 0.63328 | 0.65126 | 0.63328 | 0 | 54.1996
| Sublap | SCNW | Average Weekday | March | CAISO 1-in-10 | 10 | 0.54239 | 0.48438 | 0.54239 | 0.48438 | 0 | 59.1147
| Sublap | SCNW | Average Weekday | March | CAISO 1-in-10 | 11 | 0.4029 | 0.34879 | 0.4029 | 0.34879 | 0 | 64.0304
| Sublap | SCNW | Average Weekday | March | CAISO 1-in-10 | 12 | 0.28193 | 0.23067 | 0.28193 | 0.23067 | 0 | 67.435
| Sublap | SCNW | Average Weekday | March | CAISO 1-in-10 | 13 | 0.2342 | 0.17955 | 0.2342 | 0.17955 | 0 | 69.6414
| Sublap | SCNW | Average Weekday | March | CAISO 1-in-10 | 14 | 0.23872 | 0.20214 | 0.23872 | 0.20214 | 0 | 70.7237
| Sublap | SCNW | Average Weekday | March | CAISO 1-in-10 | 15 | 0.28759 | 0.28319 | 0.28759 | 0.28319 | 0 | 70.655
| Sublap | SCNW | Average Weekday | March | CAISO 1-in-10 | 16 | 0.41588 | 0.42394 | 0.41588 | 0.42394 | 0 | 70.7843
| Sublap | SCNW | Average Weekday | March | CAISO 1-in-10 | 17 | 0.60758 | 0.62242 | 0.59249 | 0.60734 | 0.0075402 | 70.8066
| Sublap | SCNW | Average Weekday | March | CAISO 1-in-10 | 18 | 0.884 | 0.87737 | 0.85648 | 0.84985 | 0.013761 | 69.7417
| Sublap | SCNW | Average Weekday | March | CAISO 1-in-10 | 19 | 1.1228 | 1.0871 | 1.0443 | 1.0086 | 0.039244 | 67.5716
| Sublap | SCNW | Average Weekday | March | CAISO 1-in-10 | 20 | 1.2129 | 1.1712 | 1.1677 | 1.1261 | 0.022562 | 64.5563
| Sublap | SCNW | Average Weekday | March | CAISO 1-in-10 | 21 | 1.2648 | 1.1999 | 1.2187 | 1.1538 | 0.023057 | 61.1025
| Sublap | SCNW | Average Weekday | March | CAISO 1-in-10 | 22 | 1.1999 | 1.1247 | 1.1999 | 1.2194 | 0 | 59.0133
| Sublap | SCNW | Average Weekday | March | CAISO 1-in-10 | 23 | 1.0915 | 1.0293 | 1.0915 | 1.0293 | 0 | 57.7926
| Sublap | SCNW | Average Weekday | March | CAISO 1-in-10 | 24 | 0.91317 | 0.87092 | 0.91317 | 0.87092 | 0 | 57.0584
| Sublap | SCNW | Average Weekday | March | CAISO 1-in-2 | 1 | 0.811 | 0.78334 | 0.811 | 0.78334 | 0 | 53.4019
| Sublap | SCNW | Average Weekday | March | CAISO 1-in-2 | 2 | 0.72507 | 0.71378 | 0.72507 | 0.71378 | 0 | 52.784
| Sublap | SCNW | Average Weekday | March | CAISO 1-in-2 | 3 | 0.67697 | 0.65975 | 0.67697 | 0.65975 | 0 | 52.191
| Sublap | SCNW | Average Weekday | March | CAISO 1-in-2 | 4 | 0.63893 | 0.62076 | 0.63893 | 0.62076 | 0 | 51.6371
| Sublap | SCNW | Average Weekday | March | CAISO 1-in-2 | 5 | 0.63281 | 0.60794 | 0.63281 | 0.60794 | 0 | 50.9362
| Sublap | SCNW | Average Weekday | March | CAISO 1-in-2 | 6 | 0.67246 | 0.65418 | 0.67246 | 0.65418 | 0 | 50.6104
| Sublap | SCNW | Average Weekday | March | CAISO 1-in-2 | 7 | 0.75652 | 0.7903 | 0.75652 | 0.7903 | 0 | 50.2972
| Sublap | SCNW | Average Weekday | March | CAISO 1-in-2 | 8 | 0.79599 | 0.8475 | 0.79599 | 0.8475 | 0 | 50.047
| Sublap | SCNW | Average Weekday | March | CAISO 1-in-2 | 9 | 0.69757 | 0.67959 | 0.69757 | 0.67959 | 0 | 51.0105
| Sublap | SCNW | Average Weekday | March | CAISO 1-in-2 | 10 | 0.57697 | 0.51896 | 0.57697 | 0.51896 | 0 | 55.2332
| Sublap | SCNW | Average Weekday | March | CAISO 1-in-2 | 11 | 0.43168 | 0.37758 | 0.43168 | 0.37758 | 0 | 59.5768
| Sublap | SCNW | Average Weekday | March | CAISO 1-in-2 | 12 | 0.33754 | 0.28628 | 0.33754 | 0.28628 | 0 | 62.2959
| Sublap | SCNW | Average Weekday | March | CAISO 1-in-2 | 13 | 0.29715 | 0.2425 | 0.29715 | 0.2425 | 0 | 64.0252
| Sublap | SCNW | Average Weekday | March | CAISO 1-in-2 | 14 | 0.29238 | 0.2558 | 0.29238 | 0.2558 | 0 | 65.2599
| Sublap | SCNW | Average Weekday | March | CAISO 1-in-2 | 15 | 0.32656 | 0.32216 | 0.32656 | 0.32216 | 0 | 65.6289
| Sublap | SCNW | Average Weekday | March | CAISO 1-in-2 | 16 | 0.4489 | 0.45697 | 0.4489 | 0.45697 | 0 | 65.546
| Sublap | SCNW | Average Weekday | March | CAISO 1-in-2 | 17 | 0.64486 | 0.65971 | 0.64486 | 0.65971 | 0 | 65.1868
| Sublap | SCNW | Average Weekday | March | CAISO 1-in-2 | 18 | 0.95305 | 0.94642 | 0.95305 | 0.94642 | 0 | 64.2169
| Sublap | SCNW | Average Weekday | March | CAISO 1-in-2 | 19 | 1.1586 | 1.1229 | 1.1586 | 1.1229 | 0 | 62.6452
| Sublap | SCNW | Average Weekday | March | CAISO 1-in-2 | 20 | 1.2417 | 1.2001 | 1.2417 | 1.2001 | 0 | 60.4917
| Sublap | SCNW | Average Weekday | March | CAISO 1-in-2 | 21 | 1.2759 | 1.211 | 1.2759 | 1.211 | 0 | 57.8987
| Sublap | SCNW | Average Weekday | March | CAISO 1-in-2 | 22 | 1.1991 | 1.1239 | 1.1991 | 1.1239 | 0 | 56.1252
| Sublap | SCNW | Average Weekday | March | CAISO 1-in-2 | 23 | 1.0924 | 1.0302 | 1.0924 | 1.0302 | 0 | 54.9279
| Sublap | SCNW | Average Weekday | March | CAISO 1-in-2 | 24 | 0.91451 | 0.87226 | 0.91451 | 0.87226 | 0 | 54.2061
| Sublap | SCNW | Average Weekday | March | SCE 1-in-10 | 1 | 0.80842 | 0.78076 | 0.80842 | 0.78076 | 0 | 55.6706
| Sublap | SCNW | Average Weekday | March | SCE 1-in-10 | 2 | 0.71662 | 0.70533 | 0.71662 | 0.70533 | 0 | 54.8534
| Sublap | SCNW | Average Weekday | March | SCE 1-in-10 | 3 | 0.66203 | 0.64482 | 0.66203 | 0.64482 | 0 | 54.2135
| Sublap | SCNW | Average Weekday | March | SCE 1-in-10 | 4 | 0.61791 | 0.59974 | 0.61791 | 0.59974 | 0 | 53.6318
| Sublap | SCNW | Average Weekday | March | SCE 1-in-10 | 5 | 0.60456 | 0.5797 | 0.60456 | 0.5797 | 0 | 53.0477
| Sublap | SCNW | Average Weekday | March | SCE 1-in-10 | 6 | 0.63276 | 0.61448 | 0.63276 | 0.61448 | 0 | 52.4639
| Sublap | SCNW | Average Weekday | March | SCE 1-in-10 | 7 | 0.69833 | 0.73212 | 0.69833 | 0.73212 | 0 | 52.2275
| Sublap | SCNW | Average Weekday | March | SCE 1-in-10 | 8 | 0.73114 | 0.78265 | 0.73114 | 0.78265 | 0 | 52.2092
| Sublap | SCNW | Average Weekday | March | SCE 1-in-10 | 9 | 0.65126 | 0.63328 | 0.65126 | 0.63328 | 0 | 54.1996
| Sublap | SCNW | Average Weekday | March | SCE 1-in-10 | 10 | 0.54239 | 0.48438 | 0.54239 | 0.48438 | 0 | 59.1147
| Sublap | SCNW | Average Weekday | March | SCE 1-in-10 | 11 | 0.4029 | 0.34879 | 0.4029 | 0.34879 | 0 | 64.0304
| Sublap | SCNW | Average Weekday | March | SCE 1-in-10 | 12 | 0.28193 | 0.23067 | 0.28193 | 0.23067 | 0 | 67.435
| Sublap | SCNW | Average Weekday | March | SCE 1-in-10 | 13 | 0.2342 | 0.17955 | 0.2342 | 0.17955 | 0 | 69.6414
| Sublap | SCNW | Average Weekday | March | SCE 1-in-10 | 14 | 0.23872 | 0.20214 | 0.23872 | 0.20214 | 0 | 70.7237
| Sublap | SCNW | Average Weekday | March | SCE 1-in-10 | 15 | 0.28759 | 0.28319 | 0.28759 | 0.28319 | 0 | 70.655
| Sublap | SCNW | Average Weekday | March | SCE 1-in-10 | 16 | 0.41588 | 0.42394 | 0.41588 | 0.42394 | 0 | 70.7843
| Sublap | SCNW | Average Weekday | March | SCE 1-in-10 | 17 | 0.60758 | 0.62242 | 0.59249 | 0.60734 | 0.0075402 | 70.8066
| Sublap | SCNW | Average Weekday | March | SCE 1-in-10 | 18 | 0.884 | 0.87737 | 0.85648 | 0.84985 | 0.013761 | 69.7417
| Sublap | SCNW | Average Weekday | March | SCE 1-in-10 | 19 | 1.1228 | 1.0871 | 1.0443 | 1.0086 | 0.039244 | 67.5716
| Sublap | SCNW | Average Weekday | March | SCE 1-in-10 | 20 | 1.2129 | 1.1712 | 1.1677 | 1.1261 | 0.022562 | 64.5563
| Sublap | SCNW | Average Weekday | March | SCE 1-in-10 | 21 | 1.2648 | 1.1999 | 1.2187 | 1.1538 | 0.023057 | 61.1025
| Sublap | SCNW | Average Weekday | March | SCE 1-in-10 | 22 | 1.1999 | 1.1247 | 1.1999 | 1.2194 | 0 | 59.0133
| Sublap | SCNW | Average Weekday | March | SCE 1-in-10 | 23 | 1.0915 | 1.0293 | 1.0915 | 1.0293 | 0 | 57.7926
| Sublap | SCNW | Average Weekday | March | SCE 1-in-10 | 24 | 0.91317 | 0.87092 | 0.91317 | 0.87092 | 0 | 57.0584
| Sublap | SCNW | Average Weekday | March | SCE 1-in-2 | 1 | 0.81271 | 0.78505 | 0.81271 | 0.78505 | 0 | 53.3639
| Sublap | SCNW | Average Weekday | March | SCE 1-in-2 | 2 | 0.72676 | 0.71547 | 0.72676 | 0.71547 | 0 | 52.807
| Sublap | SCNW | Average Weekday | March | SCE 1-in-2 | 3 | 0.6789 | 0.66168 | 0.6789 | 0.66168 | 0 | 52.2732
| Sublap | SCNW | Average Weekday | March | SCE 1-in-2 | 4 | 0.64112 | 0.62295 | 0.64112 | 0.62295 | 0 | 51.6933
| Sublap | SCNW | Average Weekday | March | SCE 1-in-2 | 5 | 0.63536 | 0.6105 | 0.63536 | 0.6105 | 0 | 51.2874
| Sublap | SCNW | Average Weekday | March | SCE 1-in-2 | 6 | 0.67553 | 0.65725 | 0.67553 | 0.65725 | 0 | 50.8699
| Sublap | SCNW | Average Weekday | March | SCE 1-in-2 | 7 | 0.76037 | 0.79415 | 0.76037 | 0.79415 | 0 | 50.4484
| Sublap | SCNW | Average Weekday | March | SCE 1-in-2 | 8 | 0.80023 | 0.85174 | 0.80023 | 0.85174 | 0 | 50.2986
| Sublap | SCNW | Average Weekday | March | SCE 1-in-2 | 9 | 0.70067 | 0.68269 | 0.70067 | 0.68269 | 0 | 51.549
| Sublap | SCNW | Average Weekday | March | SCE 1-in-2 | 10 | 0.57907 | 0.52107 | 0.57907 | 0.52107 | 0 | 55.4335
| Sublap | SCNW | Average Weekday | March | SCE 1-in-2 | 11 | 0.43318 | 0.37907 | 0.43318 | 0.37907 | 0 | 59.2196
| Sublap | SCNW | Average Weekday | March | SCE 1-in-2 | 12 | 0.33854 | 0.28728 | 0.33854 | 0.28728 | 0 | 61.7375
| Sublap | SCNW | Average Weekday | March | SCE 1-in-2 | 13 | 0.29952 | 0.24486 | 0.29952 | 0.24486 | 0 | 63.2789
| Sublap | SCNW | Average Weekday | March | SCE 1-in-2 | 14 | 0.29554 | 0.25896 | 0.29554 | 0.25896 | 0 | 64.3958
| Sublap | SCNW | Average Weekday | March | SCE 1-in-2 | 15 | 0.32986 | 0.32546 | 0.32986 | 0.32546 | 0 | 64.7641
| Sublap | SCNW | Average Weekday | March | SCE 1-in-2 | 16 | 0.45295 | 0.46101 | 0.45295 | 0.46101 | 0 | 64.9538
| Sublap | SCNW | Average Weekday | March | SCE 1-in-2 | 17 | 0.64962 | 0.66447 | 0.64962 | 0.66447 | 0 | 64.5169
| Sublap | SCNW | Average Weekday | March | SCE 1-in-2 | 18 | 0.95844 | 0.9518 | 0.95844 | 0.9518 | 0 | 63.4776
| Sublap | SCNW | Average Weekday | March | SCE 1-in-2 | 19 | 1.1639 | 1.1282 | 1.1639 | 1.1282 | 0 | 61.8069
| Sublap | SCNW | Average Weekday | March | SCE 1-in-2 | 20 | 1.2456 | 1.2039 | 1.2456 | 1.2039 | 0 | 59.7638
| Sublap | SCNW | Average Weekday | March | SCE 1-in-2 | 21 | 1.2784 | 1.2135 | 1.2784 | 1.2135 | 0 | 57.6049
| Sublap | SCNW | Average Weekday | March | SCE 1-in-2 | 22 | 1.2014 | 1.1262 | 1.2014 | 1.1262 | 0 | 56.2406
| Sublap | SCNW | Average Weekday | March | SCE 1-in-2 | 23 | 1.0946 | 1.0325 | 1.0946 | 1.0325 | 0 | 55.1921
| Sublap | SCNW | Average Weekday | March | SCE 1-in-2 | 24 | 0.91646 | 0.8742 | 0.91646 | 0.8742 | 0 | 54.4068
| Sublap | SCNW | Average Weekday | May | CAISO 1-in-10 | 1 | 0.88891 | 0.86125 | 0.88891 | 0.86125 | 0 | 59.8376
| Sublap | SCNW | Average Weekday | May | CAISO 1-in-10 | 2 | 0.773 | 0.76171 | 0.773 | 0.76171 | 0 | 58.7899
| Sublap | SCNW | Average Weekday | May | CAISO 1-in-10 | 3 | 0.70537 | 0.68815 | 0.70537 | 0.68815 | 0 | 57.9886
| Sublap | SCNW | Average Weekday | May | CAISO 1-in-10 | 4 | 0.65045 | 0.63228 | 0.65045 | 0.63228 | 0 | 56.9767
| Sublap | SCNW | Average Weekday | May | CAISO 1-in-10 | 5 | 0.62818 | 0.60332 | 0.62818 | 0.60332 | 0 | 56.3119
| Sublap | SCNW | Average Weekday | May | CAISO 1-in-10 | 6 | 0.63825 | 0.61997 | 0.63825 | 0.61997 | 0 | 55.72
| Sublap | SCNW | Average Weekday | May | CAISO 1-in-10 | 7 | 0.67233 | 0.70611 | 0.67233 | 0.70611 | 0 | 55.6187
| Sublap | SCNW | Average Weekday | May | CAISO 1-in-10 | 8 | 0.69905 | 0.75056 | 0.69905 | 0.75056 | 0 | 56.4962
| Sublap | SCNW | Average Weekday | May | CAISO 1-in-10 | 9 | 0.63258 | 0.6146 | 0.63258 | 0.6146 | 0 | 60.236
| Sublap | SCNW | Average Weekday | May | CAISO 1-in-10 | 10 | 0.51739 | 0.45939 | 0.51739 | 0.45939 | 0 | 64.9674
| Sublap | SCNW | Average Weekday | May | CAISO 1-in-10 | 11 | 0.33673 | 0.28262 | 0.33673 | 0.28262 | 0 | 68.1708
| Sublap | SCNW | Average Weekday | May | CAISO 1-in-10 | 12 | 0.24118 | 0.18993 | 0.24118 | 0.18993 | 0 | 70.001
| Sublap | SCNW | Average Weekday | May | CAISO 1-in-10 | 13 | 0.21499 | 0.16034 | 0.21499 | 0.16034 | 0 | 71.5981
| Sublap | SCNW | Average Weekday | May | CAISO 1-in-10 | 14 | 0.24151 | 0.20493 | 0.24151 | 0.20493 | 0 | 72.3818
| Sublap | SCNW | Average Weekday | May | CAISO 1-in-10 | 15 | 0.32322 | 0.31882 | 0.32322 | 0.31882 | 0 | 72.8799
| Sublap | SCNW | Average Weekday | May | CAISO 1-in-10 | 16 | 0.51627 | 0.52434 | 0.51627 | 0.52434 | 0 | 73.0539
| Sublap | SCNW | Average Weekday | May | CAISO 1-in-10 | 17 | 0.7613 | 0.77614 | 0.33589 | 0.35073 | 0.040211 | 72.9488
| Sublap | SCNW | Average Weekday | May | CAISO 1-in-10 | 18 | 1.062 | 1.0554 | 0.74457 | 0.82817 | 0.081644 | 72.6503
| Sublap | SCNW | Average Weekday | May | CAISO 1-in-10 | 19 | 1.2718 | 1.2361 | 1.0164 | 1.0601 | 0.10482 | 71.6003
| Sublap | SCNW | Average Weekday | May | CAISO 1-in-10 | 20 | 1.3682 | 1.3266 | 1.167 | 1.2 | 0.072088 | 69.5487
| Sublap | SCNW | Average Weekday | May | CAISO 1-in-10 | 21 | 1.4233 | 1.3585 | 1.1995 | 1.2093 | 0.089086 | 66.693
| Sublap | SCNW | Average Weekday | May | CAISO 1-in-10 | 22 | 1.3301 | 1.2549 | 1.4181 | 1.548 | 0.043898 | 63.8564
| Sublap | SCNW | Average Weekday | May | CAISO 1-in-10 | 23 | 1.2078 | 1.1456 | 1.2078 | 1.173 | 0 | 62.2917
| Sublap | SCNW | Average Weekday | May | CAISO 1-in-10 | 24 | 1.0115 | 0.96921 | 1.0115 | 0.96921 | 0 | 60.9187
| Sublap | SCNW | Average Weekday | May | CAISO 1-in-2 | 1 | 0.79644 | 0.76878 | 0.79644 | 0.76878 | 0 | 56.4403
| Sublap | SCNW | Average Weekday | May | CAISO 1-in-2 | 2 | 0.709 | 0.69771 | 0.709 | 0.69771 | 0 | 55.5934
| Sublap | SCNW | Average Weekday | May | CAISO 1-in-2 | 3 | 0.65711 | 0.6399 | 0.65711 | 0.6399 | 0 | 54.8233
| Sublap | SCNW | Average Weekday | May | CAISO 1-in-2 | 4 | 0.61537 | 0.5972 | 0.61537 | 0.5972 | 0 | 54.1063
| Sublap | SCNW | Average Weekday | May | CAISO 1-in-2 | 5 | 0.6042 | 0.57934 | 0.6042 | 0.57934 | 0 | 53.5971
| Sublap | SCNW | Average Weekday | May | CAISO 1-in-2 | 6 | 0.63657 | 0.61829 | 0.63657 | 0.61829 | 0 | 53.2326
| Sublap | SCNW | Average Weekday | May | CAISO 1-in-2 | 7 | 0.70927 | 0.74305 | 0.70927 | 0.74305 | 0 | 52.9382
| Sublap | SCNW | Average Weekday | May | CAISO 1-in-2 | 8 | 0.74375 | 0.79526 | 0.74375 | 0.79526 | 0 | 53.4023
| Sublap | SCNW | Average Weekday | May | CAISO 1-in-2 | 9 | 0.65963 | 0.64165 | 0.65963 | 0.64165 | 0 | 56.0894
| Sublap | SCNW | Average Weekday | May | CAISO 1-in-2 | 10 | 0.55055 | 0.49254 | 0.55055 | 0.49254 | 0 | 59.141
| Sublap | SCNW | Average Weekday | May | CAISO 1-in-2 | 11 | 0.41408 | 0.35997 | 0.41408 | 0.35997 | 0 | 61.664
| Sublap | SCNW | Average Weekday | May | CAISO 1-in-2 | 12 | 0.32321 | 0.27196 | 0.32321 | 0.27196 | 0 | 63.7351
| Sublap | SCNW | Average Weekday | May | CAISO 1-in-2 | 13 | 0.27325 | 0.21859 | 0.27325 | 0.21859 | 0 | 65.2735
| Sublap | SCNW | Average Weekday | May | CAISO 1-in-2 | 14 | 0.26659 | 0.23001 | 0.26659 | 0.23001 | 0 | 66.1549
| Sublap | SCNW | Average Weekday | May | CAISO 1-in-2 | 15 | 0.29606 | 0.29165 | 0.29606 | 0.29165 | 0 | 66.6469
| Sublap | SCNW | Average Weekday | May | CAISO 1-in-2 | 16 | 0.41163 | 0.41969 | 0.41163 | 0.41969 | 0 | 67.0175
| Sublap | SCNW | Average Weekday | May | CAISO 1-in-2 | 17 | 0.59927 | 0.61412 | 0.59927 | 0.61412 | 0 | 66.926
| Sublap | SCNW | Average Weekday | May | CAISO 1-in-2 | 18 | 0.8886 | 0.88197 | 0.8886 | 0.88197 | 0 | 66.4418
| Sublap | SCNW | Average Weekday | May | CAISO 1-in-2 | 19 | 1.1054 | 1.0697 | 1.1054 | 1.0697 | 0 | 65.3728
| Sublap | SCNW | Average Weekday | May | CAISO 1-in-2 | 20 | 1.2015 | 1.1598 | 1.2015 | 1.1598 | 0 | 63.7128
| Sublap | SCNW | Average Weekday | May | CAISO 1-in-2 | 21 | 1.2525 | 1.1876 | 1.2525 | 1.1876 | 0 | 61.36
| Sublap | SCNW | Average Weekday | May | CAISO 1-in-2 | 22 | 1.1807 | 1.1055 | 1.1807 | 1.1055 | 0 | 59.5188
| Sublap | SCNW | Average Weekday | May | CAISO 1-in-2 | 23 | 1.0739 | 1.0118 | 1.0739 | 1.0118 | 0 | 58.3355
| Sublap | SCNW | Average Weekday | May | CAISO 1-in-2 | 24 | 0.89836 | 0.85611 | 0.89836 | 0.85611 | 0 | 57.3406
| Sublap | SCNW | Average Weekday | May | SCE 1-in-10 | 1 | 0.88891 | 0.86125 | 0.88891 | 0.86125 | 0 | 59.8376
| Sublap | SCNW | Average Weekday | May | SCE 1-in-10 | 2 | 0.773 | 0.76171 | 0.773 | 0.76171 | 0 | 58.7899
| Sublap | SCNW | Average Weekday | May | SCE 1-in-10 | 3 | 0.70537 | 0.68815 | 0.70537 | 0.68815 | 0 | 57.9886
| Sublap | SCNW | Average Weekday | May | SCE 1-in-10 | 4 | 0.65045 | 0.63228 | 0.65045 | 0.63228 | 0 | 56.9767
| Sublap | SCNW | Average Weekday | May | SCE 1-in-10 | 5 | 0.62818 | 0.60332 | 0.62818 | 0.60332 | 0 | 56.3119
| Sublap | SCNW | Average Weekday | May | SCE 1-in-10 | 6 | 0.63825 | 0.61997 | 0.63825 | 0.61997 | 0 | 55.72
| Sublap | SCNW | Average Weekday | May | SCE 1-in-10 | 7 | 0.67233 | 0.70611 | 0.67233 | 0.70611 | 0 | 55.6187
| Sublap | SCNW | Average Weekday | May | SCE 1-in-10 | 8 | 0.69905 | 0.75056 | 0.69905 | 0.75056 | 0 | 56.4962
| Sublap | SCNW | Average Weekday | May | SCE 1-in-10 | 9 | 0.63258 | 0.6146 | 0.63258 | 0.6146 | 0 | 60.236
| Sublap | SCNW | Average Weekday | May | SCE 1-in-10 | 10 | 0.51739 | 0.45939 | 0.51739 | 0.45939 | 0 | 64.9674
| Sublap | SCNW | Average Weekday | May | SCE 1-in-10 | 11 | 0.33673 | 0.28262 | 0.33673 | 0.28262 | 0 | 68.1708
| Sublap | SCNW | Average Weekday | May | SCE 1-in-10 | 12 | 0.24118 | 0.18993 | 0.24118 | 0.18993 | 0 | 70.001
| Sublap | SCNW | Average Weekday | May | SCE 1-in-10 | 13 | 0.21499 | 0.16034 | 0.21499 | 0.16034 | 0 | 71.5981
| Sublap | SCNW | Average Weekday | May | SCE 1-in-10 | 14 | 0.24151 | 0.20493 | 0.24151 | 0.20493 | 0 | 72.3818
| Sublap | SCNW | Average Weekday | May | SCE 1-in-10 | 15 | 0.32322 | 0.31882 | 0.32322 | 0.31882 | 0 | 72.8799
| Sublap | SCNW | Average Weekday | May | SCE 1-in-10 | 16 | 0.51627 | 0.52434 | 0.51627 | 0.52434 | 0 | 73.0539
| Sublap | SCNW | Average Weekday | May | SCE 1-in-10 | 17 | 0.7613 | 0.77614 | 0.33589 | 0.35073 | 0.040211 | 72.9488
| Sublap | SCNW | Average Weekday | May | SCE 1-in-10 | 18 | 1.062 | 1.0554 | 0.74457 | 0.82817 | 0.081644 | 72.6503
| Sublap | SCNW | Average Weekday | May | SCE 1-in-10 | 19 | 1.2718 | 1.2361 | 1.0164 | 1.0601 | 0.10482 | 71.6003
| Sublap | SCNW | Average Weekday | May | SCE 1-in-10 | 20 | 1.3682 | 1.3266 | 1.167 | 1.2 | 0.072088 | 69.5487
| Sublap | SCNW | Average Weekday | May | SCE 1-in-10 | 21 | 1.4233 | 1.3585 | 1.1995 | 1.2093 | 0.089086 | 66.693
| Sublap | SCNW | Average Weekday | May | SCE 1-in-10 | 22 | 1.3301 | 1.2549 | 1.4181 | 1.548 | 0.043898 | 63.8564
| Sublap | SCNW | Average Weekday | May | SCE 1-in-10 | 23 | 1.2078 | 1.1456 | 1.2078 | 1.173 | 0 | 62.2917
| Sublap | SCNW | Average Weekday | May | SCE 1-in-10 | 24 | 1.0115 | 0.96921 | 1.0115 | 0.96921 | 0 | 60.9187
| Sublap | SCNW | Average Weekday | May | SCE 1-in-2 | 1 | 0.79644 | 0.76878 | 0.79644 | 0.76878 | 0 | 56.4403
| Sublap | SCNW | Average Weekday | May | SCE 1-in-2 | 2 | 0.709 | 0.69771 | 0.709 | 0.69771 | 0 | 55.5934
| Sublap | SCNW | Average Weekday | May | SCE 1-in-2 | 3 | 0.65711 | 0.6399 | 0.65711 | 0.6399 | 0 | 54.8233
| Sublap | SCNW | Average Weekday | May | SCE 1-in-2 | 4 | 0.61537 | 0.5972 | 0.61537 | 0.5972 | 0 | 54.1063
| Sublap | SCNW | Average Weekday | May | SCE 1-in-2 | 5 | 0.6042 | 0.57934 | 0.6042 | 0.57934 | 0 | 53.5971
| Sublap | SCNW | Average Weekday | May | SCE 1-in-2 | 6 | 0.63657 | 0.61829 | 0.63657 | 0.61829 | 0 | 53.2326
| Sublap | SCNW | Average Weekday | May | SCE 1-in-2 | 7 | 0.70927 | 0.74305 | 0.70927 | 0.74305 | 0 | 52.9382
| Sublap | SCNW | Average Weekday | May | SCE 1-in-2 | 8 | 0.74375 | 0.79526 | 0.74375 | 0.79526 | 0 | 53.4023
| Sublap | SCNW | Average Weekday | May | SCE 1-in-2 | 9 | 0.65963 | 0.64165 | 0.65963 | 0.64165 | 0 | 56.0894
| Sublap | SCNW | Average Weekday | May | SCE 1-in-2 | 10 | 0.55055 | 0.49254 | 0.55055 | 0.49254 | 0 | 59.141
| Sublap | SCNW | Average Weekday | May | SCE 1-in-2 | 11 | 0.41408 | 0.35997 | 0.41408 | 0.35997 | 0 | 61.664
| Sublap | SCNW | Average Weekday | May | SCE 1-in-2 | 12 | 0.32321 | 0.27196 | 0.32321 | 0.27196 | 0 | 63.7351
| Sublap | SCNW | Average Weekday | May | SCE 1-in-2 | 13 | 0.27325 | 0.21859 | 0.27325 | 0.21859 | 0 | 65.2735
| Sublap | SCNW | Average Weekday | May | SCE 1-in-2 | 14 | 0.26659 | 0.23001 | 0.26659 | 0.23001 | 0 | 66.1549
| Sublap | SCNW | Average Weekday | May | SCE 1-in-2 | 15 | 0.29606 | 0.29165 | 0.29606 | 0.29165 | 0 | 66.6469
| Sublap | SCNW | Average Weekday | May | SCE 1-in-2 | 16 | 0.41163 | 0.41969 | 0.41163 | 0.41969 | 0 | 67.0175
| Sublap | SCNW | Average Weekday | May | SCE 1-in-2 | 17 | 0.59927 | 0.61412 | 0.59927 | 0.61412 | 0 | 66.926
| Sublap | SCNW | Average Weekday | May | SCE 1-in-2 | 18 | 0.8886 | 0.88197 | 0.8886 | 0.88197 | 0 | 66.4418
| Sublap | SCNW | Average Weekday | May | SCE 1-in-2 | 19 | 1.1054 | 1.0697 | 1.1054 | 1.0697 | 0 | 65.3728
| Sublap | SCNW | Average Weekday | May | SCE 1-in-2 | 20 | 1.2015 | 1.1598 | 1.2015 | 1.1598 | 0 | 63.7128
| Sublap | SCNW | Average Weekday | May | SCE 1-in-2 | 21 | 1.2525 | 1.1876 | 1.2525 | 1.1876 | 0 | 61.36
| Sublap | SCNW | Average Weekday | May | SCE 1-in-2 | 22 | 1.1807 | 1.1055 | 1.1807 | 1.1055 | 0 | 59.5188
| Sublap | SCNW | Average Weekday | May | SCE 1-in-2 | 23 | 1.0739 | 1.0118 | 1.0739 | 1.0118 | 0 | 58.3355
| Sublap | SCNW | Average Weekday | May | SCE 1-in-2 | 24 | 0.89836 | 0.85611 | 0.89836 | 0.85611 | 0 | 57.3406
| Sublap | SCNW | Average Weekday | November | CAISO 1-in-10 | 1 | 0.80194 | 0.77428 | 0.80194 | 0.77428 | 0 | 55.0955
| Sublap | SCNW | Average Weekday | November | CAISO 1-in-10 | 2 | 0.71328 | 0.70199 | 0.71328 | 0.70199 | 0 | 54.3321
| Sublap | SCNW | Average Weekday | November | CAISO 1-in-10 | 3 | 0.66095 | 0.64374 | 0.66095 | 0.64374 | 0 | 53.729
| Sublap | SCNW | Average Weekday | November | CAISO 1-in-10 | 4 | 0.61884 | 0.60067 | 0.61884 | 0.60067 | 0 | 53.2252
| Sublap | SCNW | Average Weekday | November | CAISO 1-in-10 | 5 | 0.60752 | 0.58265 | 0.60752 | 0.58265 | 0 | 52.7329
| Sublap | SCNW | Average Weekday | November | CAISO 1-in-10 | 6 | 0.63931 | 0.62103 | 0.63931 | 0.62103 | 0 | 52.3027
| Sublap | SCNW | Average Weekday | November | CAISO 1-in-10 | 7 | 0.71091 | 0.74469 | 0.71091 | 0.74469 | 0 | 52.0213
| Sublap | SCNW | Average Weekday | November | CAISO 1-in-10 | 8 | 0.74539 | 0.79691 | 0.74539 | 0.79691 | 0 | 52.0558
| Sublap | SCNW | Average Weekday | November | CAISO 1-in-10 | 9 | 0.66108 | 0.6431 | 0.66108 | 0.6431 | 0 | 53.9889
| Sublap | SCNW | Average Weekday | November | CAISO 1-in-10 | 10 | 0.55071 | 0.4927 | 0.55071 | 0.4927 | 0 | 59.3263
| Sublap | SCNW | Average Weekday | November | CAISO 1-in-10 | 11 | 0.4045 | 0.35039 | 0.4045 | 0.35039 | 0 | 64.6516
| Sublap | SCNW | Average Weekday | November | CAISO 1-in-10 | 12 | 0.27669 | 0.22543 | 0.27669 | 0.22543 | 0 | 68.0449
| Sublap | SCNW | Average Weekday | November | CAISO 1-in-10 | 13 | 0.23738 | 0.18273 | 0.23738 | 0.18273 | 0 | 69.7091
| Sublap | SCNW | Average Weekday | November | CAISO 1-in-10 | 14 | 0.24357 | 0.20699 | 0.24357 | 0.20699 | 0 | 70.5629
| Sublap | SCNW | Average Weekday | November | CAISO 1-in-10 | 15 | 0.28924 | 0.28484 | 0.28924 | 0.28484 | 0 | 70.8008
| Sublap | SCNW | Average Weekday | November | CAISO 1-in-10 | 16 | 0.412 | 0.42006 | 0.412 | 0.42006 | 0 | 70.5454
| Sublap | SCNW | Average Weekday | November | CAISO 1-in-10 | 17 | 0.60233 | 0.61718 | 0.60233 | 0.61718 | 0 | 69.3985
| Sublap | SCNW | Average Weekday | November | CAISO 1-in-10 | 18 | 0.90053 | 0.89389 | 0.90053 | 0.89389 | 0 | 66.7556
| Sublap | SCNW | Average Weekday | November | CAISO 1-in-10 | 19 | 1.1177 | 1.082 | 1.1177 | 1.082 | 0 | 63.0123
| Sublap | SCNW | Average Weekday | November | CAISO 1-in-10 | 20 | 1.2077 | 1.1661 | 1.2077 | 1.1661 | 0 | 59.8113
| Sublap | SCNW | Average Weekday | November | CAISO 1-in-10 | 21 | 1.2588 | 1.1939 | 1.2588 | 1.1939 | 0 | 58.0718
| Sublap | SCNW | Average Weekday | November | CAISO 1-in-10 | 22 | 1.1889 | 1.1137 | 1.1889 | 1.1137 | 0 | 57.0327
| Sublap | SCNW | Average Weekday | November | CAISO 1-in-10 | 23 | 1.0816 | 1.0195 | 1.0816 | 1.0195 | 0 | 56.4876
| Sublap | SCNW | Average Weekday | November | CAISO 1-in-10 | 24 | 0.90496 | 0.86271 | 0.90496 | 0.86271 | 0 | 55.9758
| Sublap | SCNW | Average Weekday | November | CAISO 1-in-2 | 1 | 0.80452 | 0.77686 | 0.80452 | 0.77686 | 0 | 53.5802
| Sublap | SCNW | Average Weekday | November | CAISO 1-in-2 | 2 | 0.71859 | 0.7073 | 0.71859 | 0.7073 | 0 | 52.9943
| Sublap | SCNW | Average Weekday | November | CAISO 1-in-2 | 3 | 0.66949 | 0.65227 | 0.66949 | 0.65227 | 0 | 52.3556
| Sublap | SCNW | Average Weekday | November | CAISO 1-in-2 | 4 | 0.63042 | 0.61225 | 0.63042 | 0.61225 | 0 | 51.8856
| Sublap | SCNW | Average Weekday | November | CAISO 1-in-2 | 5 | 0.62278 | 0.59792 | 0.62278 | 0.59792 | 0 | 51.5259
| Sublap | SCNW | Average Weekday | November | CAISO 1-in-2 | 6 | 0.66035 | 0.64207 | 0.66035 | 0.64207 | 0 | 51.4517
| Sublap | SCNW | Average Weekday | November | CAISO 1-in-2 | 7 | 0.74121 | 0.77499 | 0.74121 | 0.77499 | 0 | 51.3695
| Sublap | SCNW | Average Weekday | November | CAISO 1-in-2 | 8 | 0.77913 | 0.83064 | 0.77913 | 0.83064 | 0 | 51.5282
| Sublap | SCNW | Average Weekday | November | CAISO 1-in-2 | 9 | 0.68523 | 0.66725 | 0.68523 | 0.66725 | 0 | 53.4181
| Sublap | SCNW | Average Weekday | November | CAISO 1-in-2 | 10 | 0.56857 | 0.51057 | 0.56857 | 0.51057 | 0 | 57.9588
| Sublap | SCNW | Average Weekday | November | CAISO 1-in-2 | 11 | 0.42578 | 0.37167 | 0.42578 | 0.37167 | 0 | 62.4551
| Sublap | SCNW | Average Weekday | November | CAISO 1-in-2 | 12 | 0.32493 | 0.27367 | 0.32493 | 0.27367 | 0 | 65.3161
| Sublap | SCNW | Average Weekday | November | CAISO 1-in-2 | 13 | 0.2753 | 0.22064 | 0.2753 | 0.22064 | 0 | 66.8272
| Sublap | SCNW | Average Weekday | November | CAISO 1-in-2 | 14 | 0.27465 | 0.23807 | 0.27465 | 0.23807 | 0 | 67.4381
| Sublap | SCNW | Average Weekday | November | CAISO 1-in-2 | 15 | 0.31166 | 0.30725 | 0.31166 | 0.30725 | 0 | 67.6312
| Sublap | SCNW | Average Weekday | November | CAISO 1-in-2 | 16 | 0.4326 | 0.44066 | 0.4326 | 0.44066 | 0 | 66.9716
| Sublap | SCNW | Average Weekday | November | CAISO 1-in-2 | 17 | 0.62688 | 0.64173 | 0.62688 | 0.64173 | 0 | 65.7061
| Sublap | SCNW | Average Weekday | November | CAISO 1-in-2 | 18 | 0.93249 | 0.92586 | 0.93249 | 0.92586 | 0 | 63.6115
| Sublap | SCNW | Average Weekday | November | CAISO 1-in-2 | 19 | 1.138 | 1.1023 | 1.138 | 1.1023 | 0 | 60.8752
| Sublap | SCNW | Average Weekday | November | CAISO 1-in-2 | 20 | 1.2267 | 1.1851 | 1.2267 | 1.1851 | 0 | 58.4714
| Sublap | SCNW | Average Weekday | November | CAISO 1-in-2 | 21 | 1.266 | 1.2012 | 1.266 | 1.2012 | 0 | 56.9356
| Sublap | SCNW | Average Weekday | November | CAISO 1-in-2 | 22 | 1.1903 | 1.1152 | 1.1903 | 1.1152 | 0 | 55.8364
| Sublap | SCNW | Average Weekday | November | CAISO 1-in-2 | 23 | 1.0839 | 1.0217 | 1.0839 | 1.0217 | 0 | 54.9044
| Sublap | SCNW | Average Weekday | November | CAISO 1-in-2 | 24 | 0.90715 | 0.86489 | 0.90715 | 0.86489 | 0 | 54.3793
| Sublap | SCNW | Average Weekday | November | SCE 1-in-10 | 1 | 0.80194 | 0.77428 | 0.80194 | 0.77428 | 0 | 55.0955
| Sublap | SCNW | Average Weekday | November | SCE 1-in-10 | 2 | 0.71328 | 0.70199 | 0.71328 | 0.70199 | 0 | 54.3321
| Sublap | SCNW | Average Weekday | November | SCE 1-in-10 | 3 | 0.66095 | 0.64374 | 0.66095 | 0.64374 | 0 | 53.729
| Sublap | SCNW | Average Weekday | November | SCE 1-in-10 | 4 | 0.61884 | 0.60067 | 0.61884 | 0.60067 | 0 | 53.2252
| Sublap | SCNW | Average Weekday | November | SCE 1-in-10 | 5 | 0.60752 | 0.58265 | 0.60752 | 0.58265 | 0 | 52.7329
| Sublap | SCNW | Average Weekday | November | SCE 1-in-10 | 6 | 0.63931 | 0.62103 | 0.63931 | 0.62103 | 0 | 52.3027
| Sublap | SCNW | Average Weekday | November | SCE 1-in-10 | 7 | 0.71091 | 0.74469 | 0.71091 | 0.74469 | 0 | 52.0213
| Sublap | SCNW | Average Weekday | November | SCE 1-in-10 | 8 | 0.74539 | 0.79691 | 0.74539 | 0.79691 | 0 | 52.0558
| Sublap | SCNW | Average Weekday | November | SCE 1-in-10 | 9 | 0.66108 | 0.6431 | 0.66108 | 0.6431 | 0 | 53.9889
| Sublap | SCNW | Average Weekday | November | SCE 1-in-10 | 10 | 0.55071 | 0.4927 | 0.55071 | 0.4927 | 0 | 59.3263
| Sublap | SCNW | Average Weekday | November | SCE 1-in-10 | 11 | 0.4045 | 0.35039 | 0.4045 | 0.35039 | 0 | 64.6516
| Sublap | SCNW | Average Weekday | November | SCE 1-in-10 | 12 | 0.27669 | 0.22543 | 0.27669 | 0.22543 | 0 | 68.0449
| Sublap | SCNW | Average Weekday | November | SCE 1-in-10 | 13 | 0.23738 | 0.18273 | 0.23738 | 0.18273 | 0 | 69.7091
| Sublap | SCNW | Average Weekday | November | SCE 1-in-10 | 14 | 0.24357 | 0.20699 | 0.24357 | 0.20699 | 0 | 70.5629
| Sublap | SCNW | Average Weekday | November | SCE 1-in-10 | 15 | 0.28924 | 0.28484 | 0.28924 | 0.28484 | 0 | 70.8008
| Sublap | SCNW | Average Weekday | November | SCE 1-in-10 | 16 | 0.412 | 0.42006 | 0.412 | 0.42006 | 0 | 70.5454
| Sublap | SCNW | Average Weekday | November | SCE 1-in-10 | 17 | 0.60233 | 0.61718 | 0.60233 | 0.61718 | 0 | 69.3985
| Sublap | SCNW | Average Weekday | November | SCE 1-in-10 | 18 | 0.90053 | 0.89389 | 0.90053 | 0.89389 | 0 | 66.7556
| Sublap | SCNW | Average Weekday | November | SCE 1-in-10 | 19 | 1.1177 | 1.082 | 1.1177 | 1.082 | 0 | 63.0123
| Sublap | SCNW | Average Weekday | November | SCE 1-in-10 | 20 | 1.2077 | 1.1661 | 1.2077 | 1.1661 | 0 | 59.8113
| Sublap | SCNW | Average Weekday | November | SCE 1-in-10 | 21 | 1.2588 | 1.1939 | 1.2588 | 1.1939 | 0 | 58.0718
| Sublap | SCNW | Average Weekday | November | SCE 1-in-10 | 22 | 1.1889 | 1.1137 | 1.1889 | 1.1137 | 0 | 57.0327
| Sublap | SCNW | Average Weekday | November | SCE 1-in-10 | 23 | 1.0816 | 1.0195 | 1.0816 | 1.0195 | 0 | 56.4876
| Sublap | SCNW | Average Weekday | November | SCE 1-in-10 | 24 | 0.90496 | 0.86271 | 0.90496 | 0.86271 | 0 | 55.9758
| Sublap | SCNW | Average Weekday | November | SCE 1-in-2 | 1 | 0.79305 | 0.76539 | 0.79305 | 0.76539 | 0 | 55.1148
| Sublap | SCNW | Average Weekday | November | SCE 1-in-2 | 2 | 0.70668 | 0.69538 | 0.70668 | 0.69538 | 0 | 54.4584
| Sublap | SCNW | Average Weekday | November | SCE 1-in-2 | 3 | 0.65534 | 0.63813 | 0.65534 | 0.63813 | 0 | 53.9682
| Sublap | SCNW | Average Weekday | November | SCE 1-in-2 | 4 | 0.61401 | 0.59584 | 0.61401 | 0.59584 | 0 | 53.6682
| Sublap | SCNW | Average Weekday | November | SCE 1-in-2 | 5 | 0.60318 | 0.57832 | 0.60318 | 0.57832 | 0 | 53.3964
| Sublap | SCNW | Average Weekday | November | SCE 1-in-2 | 6 | 0.63624 | 0.61796 | 0.63624 | 0.61796 | 0 | 53.2241
| Sublap | SCNW | Average Weekday | November | SCE 1-in-2 | 7 | 0.71013 | 0.74391 | 0.71013 | 0.74391 | 0 | 53.2538
| Sublap | SCNW | Average Weekday | November | SCE 1-in-2 | 8 | 0.74484 | 0.79635 | 0.74484 | 0.79635 | 0 | 53.4929
| Sublap | SCNW | Average Weekday | November | SCE 1-in-2 | 9 | 0.66024 | 0.64226 | 0.66024 | 0.64226 | 0 | 55.5186
| Sublap | SCNW | Average Weekday | November | SCE 1-in-2 | 10 | 0.55131 | 0.49331 | 0.55131 | 0.49331 | 0 | 60.1113
| Sublap | SCNW | Average Weekday | November | SCE 1-in-2 | 11 | 0.4139 | 0.35979 | 0.4139 | 0.35979 | 0 | 64.3061
| Sublap | SCNW | Average Weekday | November | SCE 1-in-2 | 12 | 0.29528 | 0.24402 | 0.29528 | 0.24402 | 0 | 66.8758
| Sublap | SCNW | Average Weekday | November | SCE 1-in-2 | 13 | 0.24924 | 0.19458 | 0.24924 | 0.19458 | 0 | 68.4767
| Sublap | SCNW | Average Weekday | November | SCE 1-in-2 | 14 | 0.24981 | 0.21323 | 0.24981 | 0.21323 | 0 | 69.1747
| Sublap | SCNW | Average Weekday | November | SCE 1-in-2 | 15 | 0.28789 | 0.28349 | 0.28789 | 0.28349 | 0 | 69.2082
| Sublap | SCNW | Average Weekday | November | SCE 1-in-2 | 16 | 0.40393 | 0.41199 | 0.40393 | 0.41199 | 0 | 68.61
| Sublap | SCNW | Average Weekday | November | SCE 1-in-2 | 17 | 0.59169 | 0.60654 | 0.59169 | 0.60654 | 0 | 67.2047
| Sublap | SCNW | Average Weekday | November | SCE 1-in-2 | 18 | 0.89423 | 0.88759 | 0.89423 | 0.88759 | 0 | 64.9388
| Sublap | SCNW | Average Weekday | November | SCE 1-in-2 | 19 | 1.0996 | 1.0639 | 1.0996 | 1.0639 | 0 | 62.2935
| Sublap | SCNW | Average Weekday | November | SCE 1-in-2 | 20 | 1.1981 | 1.1564 | 1.1981 | 1.1564 | 0 | 59.9861
| Sublap | SCNW | Average Weekday | November | SCE 1-in-2 | 21 | 1.2481 | 1.1833 | 1.2481 | 1.1833 | 0 | 58.4571
| Sublap | SCNW | Average Weekday | November | SCE 1-in-2 | 22 | 1.1753 | 1.1001 | 1.1753 | 1.1001 | 0 | 57.4673
| Sublap | SCNW | Average Weekday | November | SCE 1-in-2 | 23 | 1.069 | 1.0069 | 1.069 | 1.0069 | 0 | 56.5468
| Sublap | SCNW | Average Weekday | November | SCE 1-in-2 | 24 | 0.89425 | 0.852 | 0.89425 | 0.852 | 0 | 55.7714
| Sublap | SCNW | Average Weekday | October | CAISO 1-in-10 | 1 | 1.0456 | 1.018 | 1.0456 | 1.018 | 0 | 64.3883
| Sublap | SCNW | Average Weekday | October | CAISO 1-in-10 | 2 | 0.91011 | 0.89882 | 0.91011 | 0.89882 | 0 | 63.7247
| Sublap | SCNW | Average Weekday | October | CAISO 1-in-10 | 3 | 0.82044 | 0.80322 | 0.82044 | 0.80322 | 0 | 63.0676
| Sublap | SCNW | Average Weekday | October | CAISO 1-in-10 | 4 | 0.7478 | 0.72963 | 0.7478 | 0.72963 | 0 | 62.4218
| Sublap | SCNW | Average Weekday | October | CAISO 1-in-10 | 5 | 0.70407 | 0.67921 | 0.70407 | 0.67921 | 0 | 61.8199
| Sublap | SCNW | Average Weekday | October | CAISO 1-in-10 | 6 | 0.69985 | 0.68157 | 0.69985 | 0.68157 | 0 | 61.7266
| Sublap | SCNW | Average Weekday | October | CAISO 1-in-10 | 7 | 0.71635 | 0.75013 | 0.71635 | 0.75013 | 0 | 61.6777
| Sublap | SCNW | Average Weekday | October | CAISO 1-in-10 | 8 | 0.72773 | 0.77924 | 0.72773 | 0.77924 | 0 | 61.3959
| Sublap | SCNW | Average Weekday | October | CAISO 1-in-10 | 9 | 0.66725 | 0.64927 | 0.66725 | 0.64927 | 0 | 61.8825
| Sublap | SCNW | Average Weekday | October | CAISO 1-in-10 | 10 | 0.60487 | 0.54686 | 0.60487 | 0.54686 | 0 | 66.1527
| Sublap | SCNW | Average Weekday | October | CAISO 1-in-10 | 11 | 0.50407 | 0.44996 | 0.50407 | 0.44996 | 0 | 71.6525
| Sublap | SCNW | Average Weekday | October | CAISO 1-in-10 | 12 | 0.46719 | 0.41593 | 0.46719 | 0.41593 | 0 | 75.5054
| Sublap | SCNW | Average Weekday | October | CAISO 1-in-10 | 13 | 0.54893 | 0.49428 | 0.54893 | 0.49428 | 0 | 77.7435
| Sublap | SCNW | Average Weekday | October | CAISO 1-in-10 | 14 | 0.69497 | 0.65839 | 0.69497 | 0.65839 | 0 | 78.9564
| Sublap | SCNW | Average Weekday | October | CAISO 1-in-10 | 15 | 0.87396 | 0.86956 | 0.87396 | 0.86956 | 0 | 79.3087
| Sublap | SCNW | Average Weekday | October | CAISO 1-in-10 | 16 | 1.1404 | 1.1484 | 1.1404 | 1.1484 | 0 | 79.1396
| Sublap | SCNW | Average Weekday | October | CAISO 1-in-10 | 17 | 1.4069 | 1.4217 | 0.85426 | 0.81346 | 0.031988 | 78.8647
| Sublap | SCNW | Average Weekday | October | CAISO 1-in-10 | 18 | 1.6839 | 1.6772 | 1.3323 | 1.4159 | 0.057962 | 77.7532
| Sublap | SCNW | Average Weekday | October | CAISO 1-in-10 | 19 | 1.8184 | 1.7827 | 1.5791 | 1.6229 | 0.079874 | 75.2007
| Sublap | SCNW | Average Weekday | October | CAISO 1-in-10 | 20 | 1.7572 | 1.7156 | 1.5727 | 1.6057 | 0.060862 | 71.6618
| Sublap | SCNW | Average Weekday | October | CAISO 1-in-10 | 21 | 1.7533 | 1.6884 | 1.5499 | 1.5597 | 0.073605 | 69.2816
| Sublap | SCNW | Average Weekday | October | CAISO 1-in-10 | 22 | 1.6511 | 1.5759 | 1.808 | 1.9379 | 0.033199 | 67.525
| Sublap | SCNW | Average Weekday | October | CAISO 1-in-10 | 23 | 1.4765 | 1.4144 | 1.5114 | 1.5205 | 0.017439 | 66.1483
| Sublap | SCNW | Average Weekday | October | CAISO 1-in-10 | 24 | 1.2221 | 1.1799 | 1.2355 | 1.2051 | 0.0066873 | 65.1305
| Sublap | SCNW | Average Weekday | October | CAISO 1-in-2 | 1 | 0.85975 | 0.83209 | 0.85975 | 0.83209 | 0 | 58.7338
| Sublap | SCNW | Average Weekday | October | CAISO 1-in-2 | 2 | 0.75231 | 0.74102 | 0.75231 | 0.74102 | 0 | 58.2103
| Sublap | SCNW | Average Weekday | October | CAISO 1-in-2 | 3 | 0.68937 | 0.67215 | 0.68937 | 0.67215 | 0 | 57.9727
| Sublap | SCNW | Average Weekday | October | CAISO 1-in-2 | 4 | 0.63829 | 0.62012 | 0.63829 | 0.62012 | 0 | 57.6785
| Sublap | SCNW | Average Weekday | October | CAISO 1-in-2 | 5 | 0.61928 | 0.59442 | 0.61928 | 0.59442 | 0 | 57.2012
| Sublap | SCNW | Average Weekday | October | CAISO 1-in-2 | 6 | 0.63566 | 0.61738 | 0.63566 | 0.61738 | 0 | 56.7555
| Sublap | SCNW | Average Weekday | October | CAISO 1-in-2 | 7 | 0.68063 | 0.71441 | 0.68063 | 0.71441 | 0 | 56.4204
| Sublap | SCNW | Average Weekday | October | CAISO 1-in-2 | 8 | 0.70959 | 0.7611 | 0.70959 | 0.7611 | 0 | 56.2471
| Sublap | SCNW | Average Weekday | October | CAISO 1-in-2 | 9 | 0.63851 | 0.62053 | 0.63851 | 0.62053 | 0 | 56.8416
| Sublap | SCNW | Average Weekday | October | CAISO 1-in-2 | 10 | 0.52558 | 0.46757 | 0.52558 | 0.46757 | 0 | 60.4569
| Sublap | SCNW | Average Weekday | October | CAISO 1-in-2 | 11 | 0.40085 | 0.34674 | 0.40085 | 0.34674 | 0 | 65.0355
| Sublap | SCNW | Average Weekday | October | CAISO 1-in-2 | 12 | 0.26566 | 0.21441 | 0.26566 | 0.21441 | 0 | 68.2656
| Sublap | SCNW | Average Weekday | October | CAISO 1-in-2 | 13 | 0.22149 | 0.16683 | 0.22149 | 0.16683 | 0 | 70.4672
| Sublap | SCNW | Average Weekday | October | CAISO 1-in-2 | 14 | 0.23379 | 0.19721 | 0.23379 | 0.19721 | 0 | 71.9824
| Sublap | SCNW | Average Weekday | October | CAISO 1-in-2 | 15 | 0.30348 | 0.29908 | 0.30348 | 0.29908 | 0 | 72.5201
| Sublap | SCNW | Average Weekday | October | CAISO 1-in-2 | 16 | 0.47379 | 0.48186 | 0.47379 | 0.48186 | 0 | 72.7351
| Sublap | SCNW | Average Weekday | October | CAISO 1-in-2 | 17 | 0.70127 | 0.71612 | 0.43027 | 0.44511 | 0.041812 | 72.2322
| Sublap | SCNW | Average Weekday | October | CAISO 1-in-2 | 18 | 0.99868 | 0.99205 | 0.72754 | 0.77475 | 0.089468 | 71.1714
| Sublap | SCNW | Average Weekday | October | CAISO 1-in-2 | 19 | 1.2154 | 1.1797 | 0.94898 | 0.9927 | 0.12293 | 69.136
| Sublap | SCNW | Average Weekday | October | CAISO 1-in-2 | 20 | 1.2707 | 1.2291 | 1.1091 | 1.0734 | 0.09416 | 65.8816
| Sublap | SCNW | Average Weekday | October | CAISO 1-in-2 | 21 | 1.3237 | 1.2588 | 1.1598 | 1.0949 | 0.11138 | 63.2072
| Sublap | SCNW | Average Weekday | October | CAISO 1-in-2 | 22 | 1.2804 | 1.2052 | 1.3214 | 1.4513 | 0.020508 | 61.3508
| Sublap | SCNW | Average Weekday | October | CAISO 1-in-2 | 23 | 1.1654 | 1.1033 | 1.1654 | 1.1033 | 0 | 60.1863
| Sublap | SCNW | Average Weekday | October | CAISO 1-in-2 | 24 | 0.97574 | 0.93349 | 0.97574 | 0.93349 | 0 | 59.3657
| Sublap | SCNW | Average Weekday | October | SCE 1-in-10 | 1 | 1.0456 | 1.018 | 1.0456 | 1.018 | 0 | 64.3883
| Sublap | SCNW | Average Weekday | October | SCE 1-in-10 | 2 | 0.91011 | 0.89882 | 0.91011 | 0.89882 | 0 | 63.7247
| Sublap | SCNW | Average Weekday | October | SCE 1-in-10 | 3 | 0.82044 | 0.80322 | 0.82044 | 0.80322 | 0 | 63.0676
| Sublap | SCNW | Average Weekday | October | SCE 1-in-10 | 4 | 0.7478 | 0.72963 | 0.7478 | 0.72963 | 0 | 62.4218
| Sublap | SCNW | Average Weekday | October | SCE 1-in-10 | 5 | 0.70407 | 0.67921 | 0.70407 | 0.67921 | 0 | 61.8199
| Sublap | SCNW | Average Weekday | October | SCE 1-in-10 | 6 | 0.69985 | 0.68157 | 0.69985 | 0.68157 | 0 | 61.7266
| Sublap | SCNW | Average Weekday | October | SCE 1-in-10 | 7 | 0.71635 | 0.75013 | 0.71635 | 0.75013 | 0 | 61.6777
| Sublap | SCNW | Average Weekday | October | SCE 1-in-10 | 8 | 0.72773 | 0.77924 | 0.72773 | 0.77924 | 0 | 61.3959
| Sublap | SCNW | Average Weekday | October | SCE 1-in-10 | 9 | 0.66725 | 0.64927 | 0.66725 | 0.64927 | 0 | 61.8825
| Sublap | SCNW | Average Weekday | October | SCE 1-in-10 | 10 | 0.60487 | 0.54686 | 0.60487 | 0.54686 | 0 | 66.1527
| Sublap | SCNW | Average Weekday | October | SCE 1-in-10 | 11 | 0.50407 | 0.44996 | 0.50407 | 0.44996 | 0 | 71.6525
| Sublap | SCNW | Average Weekday | October | SCE 1-in-10 | 12 | 0.46719 | 0.41593 | 0.46719 | 0.41593 | 0 | 75.5054
| Sublap | SCNW | Average Weekday | October | SCE 1-in-10 | 13 | 0.54893 | 0.49428 | 0.54893 | 0.49428 | 0 | 77.7435
| Sublap | SCNW | Average Weekday | October | SCE 1-in-10 | 14 | 0.69497 | 0.65839 | 0.69497 | 0.65839 | 0 | 78.9564
| Sublap | SCNW | Average Weekday | October | SCE 1-in-10 | 15 | 0.87396 | 0.86956 | 0.87396 | 0.86956 | 0 | 79.3087
| Sublap | SCNW | Average Weekday | October | SCE 1-in-10 | 16 | 1.1404 | 1.1484 | 1.1404 | 1.1484 | 0 | 79.1396
| Sublap | SCNW | Average Weekday | October | SCE 1-in-10 | 17 | 1.4069 | 1.4217 | 0.85426 | 0.81346 | 0.031988 | 78.8647
| Sublap | SCNW | Average Weekday | October | SCE 1-in-10 | 18 | 1.6839 | 1.6772 | 1.3323 | 1.4159 | 0.057962 | 77.7532
| Sublap | SCNW | Average Weekday | October | SCE 1-in-10 | 19 | 1.8184 | 1.7827 | 1.5791 | 1.6229 | 0.079874 | 75.2007
| Sublap | SCNW | Average Weekday | October | SCE 1-in-10 | 20 | 1.7572 | 1.7156 | 1.5727 | 1.6057 | 0.060862 | 71.6618
| Sublap | SCNW | Average Weekday | October | SCE 1-in-10 | 21 | 1.7533 | 1.6884 | 1.5499 | 1.5597 | 0.073605 | 69.2816
| Sublap | SCNW | Average Weekday | October | SCE 1-in-10 | 22 | 1.6511 | 1.5759 | 1.808 | 1.9379 | 0.033199 | 67.525
| Sublap | SCNW | Average Weekday | October | SCE 1-in-10 | 23 | 1.4765 | 1.4144 | 1.5114 | 1.5205 | 0.017439 | 66.1483
| Sublap | SCNW | Average Weekday | October | SCE 1-in-10 | 24 | 1.2221 | 1.1799 | 1.2355 | 1.2051 | 0.0066873 | 65.1305
| Sublap | SCNW | Average Weekday | October | SCE 1-in-2 | 1 | 0.85975 | 0.83209 | 0.85975 | 0.83209 | 0 | 58.7338
| Sublap | SCNW | Average Weekday | October | SCE 1-in-2 | 2 | 0.75231 | 0.74102 | 0.75231 | 0.74102 | 0 | 58.2103
| Sublap | SCNW | Average Weekday | October | SCE 1-in-2 | 3 | 0.68937 | 0.67215 | 0.68937 | 0.67215 | 0 | 57.9727
| Sublap | SCNW | Average Weekday | October | SCE 1-in-2 | 4 | 0.63829 | 0.62012 | 0.63829 | 0.62012 | 0 | 57.6785
| Sublap | SCNW | Average Weekday | October | SCE 1-in-2 | 5 | 0.61928 | 0.59442 | 0.61928 | 0.59442 | 0 | 57.2012
| Sublap | SCNW | Average Weekday | October | SCE 1-in-2 | 6 | 0.63566 | 0.61738 | 0.63566 | 0.61738 | 0 | 56.7555
| Sublap | SCNW | Average Weekday | October | SCE 1-in-2 | 7 | 0.68063 | 0.71441 | 0.68063 | 0.71441 | 0 | 56.4204
| Sublap | SCNW | Average Weekday | October | SCE 1-in-2 | 8 | 0.70959 | 0.7611 | 0.70959 | 0.7611 | 0 | 56.2471
| Sublap | SCNW | Average Weekday | October | SCE 1-in-2 | 9 | 0.63851 | 0.62053 | 0.63851 | 0.62053 | 0 | 56.8416
| Sublap | SCNW | Average Weekday | October | SCE 1-in-2 | 10 | 0.52558 | 0.46757 | 0.52558 | 0.46757 | 0 | 60.4569
| Sublap | SCNW | Average Weekday | October | SCE 1-in-2 | 11 | 0.40085 | 0.34674 | 0.40085 | 0.34674 | 0 | 65.0355
| Sublap | SCNW | Average Weekday | October | SCE 1-in-2 | 12 | 0.26566 | 0.21441 | 0.26566 | 0.21441 | 0 | 68.2656
| Sublap | SCNW | Average Weekday | October | SCE 1-in-2 | 13 | 0.22149 | 0.16683 | 0.22149 | 0.16683 | 0 | 70.4672
| Sublap | SCNW | Average Weekday | October | SCE 1-in-2 | 14 | 0.23379 | 0.19721 | 0.23379 | 0.19721 | 0 | 71.9824
| Sublap | SCNW | Average Weekday | October | SCE 1-in-2 | 15 | 0.30348 | 0.29908 | 0.30348 | 0.29908 | 0 | 72.5201
| Sublap | SCNW | Average Weekday | October | SCE 1-in-2 | 16 | 0.47379 | 0.48186 | 0.47379 | 0.48186 | 0 | 72.7351
| Sublap | SCNW | Average Weekday | October | SCE 1-in-2 | 17 | 0.70127 | 0.71612 | 0.43027 | 0.44511 | 0.041812 | 72.2322
| Sublap | SCNW | Average Weekday | October | SCE 1-in-2 | 18 | 0.99868 | 0.99205 | 0.72754 | 0.77475 | 0.089468 | 71.1714
| Sublap | SCNW | Average Weekday | October | SCE 1-in-2 | 19 | 1.2154 | 1.1797 | 0.94898 | 0.9927 | 0.12293 | 69.136
| Sublap | SCNW | Average Weekday | October | SCE 1-in-2 | 20 | 1.2707 | 1.2291 | 1.1091 | 1.0734 | 0.09416 | 65.8816
| Sublap | SCNW | Average Weekday | October | SCE 1-in-2 | 21 | 1.3237 | 1.2588 | 1.1598 | 1.0949 | 0.11138 | 63.2072
| Sublap | SCNW | Average Weekday | October | SCE 1-in-2 | 22 | 1.2804 | 1.2052 | 1.3214 | 1.4513 | 0.020508 | 61.3508
| Sublap | SCNW | Average Weekday | October | SCE 1-in-2 | 23 | 1.1654 | 1.1033 | 1.1654 | 1.1033 | 0 | 60.1863
| Sublap | SCNW | Average Weekday | October | SCE 1-in-2 | 24 | 0.97574 | 0.93349 | 0.97574 | 0.93349 | 0 | 59.3657
| Sublap | SCNW | Average Weekday | September | CAISO 1-in-10 | 1 | 1.1318 | 1.1041 | 1.1318 | 1.1041 | 0 | 66.4797
| Sublap | SCNW | Average Weekday | September | CAISO 1-in-10 | 2 | 0.96455 | 0.95325 | 0.96455 | 0.95325 | 0 | 65.6689
| Sublap | SCNW | Average Weekday | September | CAISO 1-in-10 | 3 | 0.85342 | 0.83621 | 0.85342 | 0.83621 | 0 | 65.0048
| Sublap | SCNW | Average Weekday | September | CAISO 1-in-10 | 4 | 0.76847 | 0.7503 | 0.76847 | 0.7503 | 0 | 64.3904
| Sublap | SCNW | Average Weekday | September | CAISO 1-in-10 | 5 | 0.71574 | 0.69088 | 0.71574 | 0.69088 | 0 | 63.8462
| Sublap | SCNW | Average Weekday | September | CAISO 1-in-10 | 6 | 0.71049 | 0.69221 | 0.71049 | 0.69221 | 0 | 63.3379
| Sublap | SCNW | Average Weekday | September | CAISO 1-in-10 | 7 | 0.72488 | 0.75866 | 0.72488 | 0.75866 | 0 | 63.0692
| Sublap | SCNW | Average Weekday | September | CAISO 1-in-10 | 8 | 0.73255 | 0.78406 | 0.73255 | 0.78406 | 0 | 62.8872
| Sublap | SCNW | Average Weekday | September | CAISO 1-in-10 | 9 | 0.67252 | 0.65454 | 0.67252 | 0.65454 | 0 | 64.2681
| Sublap | SCNW | Average Weekday | September | CAISO 1-in-10 | 10 | 0.62535 | 0.56734 | 0.62535 | 0.56734 | 0 | 68.9588
| Sublap | SCNW | Average Weekday | September | CAISO 1-in-10 | 11 | 0.55763 | 0.50353 | 0.55763 | 0.50353 | 0 | 73.5127
| Sublap | SCNW | Average Weekday | September | CAISO 1-in-10 | 12 | 0.5673 | 0.51605 | 0.5673 | 0.51605 | 0 | 76.4555
| Sublap | SCNW | Average Weekday | September | CAISO 1-in-10 | 13 | 0.67897 | 0.62431 | 0.67897 | 0.62431 | 0 | 78.2339
| Sublap | SCNW | Average Weekday | September | CAISO 1-in-10 | 14 | 0.85015 | 0.81357 | 0.85015 | 0.81357 | 0 | 79.0759
| Sublap | SCNW | Average Weekday | September | CAISO 1-in-10 | 15 | 1.044 | 1.0396 | 1.044 | 1.0396 | 0 | 79.251
| Sublap | SCNW | Average Weekday | September | CAISO 1-in-10 | 16 | 1.3221 | 1.3302 | 1.3221 | 1.3302 | 0 | 79.3883
| Sublap | SCNW | Average Weekday | September | CAISO 1-in-10 | 17 | 1.5919 | 1.6068 | 1.0382 | 0.99744 | 0.031953 | 78.9524
| Sublap | SCNW | Average Weekday | September | CAISO 1-in-10 | 18 | 1.8706 | 1.864 | 1.5178 | 1.6014 | 0.05724 | 77.9418
| Sublap | SCNW | Average Weekday | September | CAISO 1-in-10 | 19 | 1.9753 | 1.9396 | 1.7416 | 1.7853 | 0.071912 | 76.454
| Sublap | SCNW | Average Weekday | September | CAISO 1-in-10 | 20 | 1.9078 | 1.8662 | 1.7418 | 1.7748 | 0.050834 | 73.9961
| Sublap | SCNW | Average Weekday | September | CAISO 1-in-10 | 21 | 1.8846 | 1.8197 | 1.6945 | 1.7043 | 0.064471 | 70.9495
| Sublap | SCNW | Average Weekday | September | CAISO 1-in-10 | 22 | 1.7887 | 1.7136 | 1.9817 | 2.1116 | 0.030429 | 69.4426
| Sublap | SCNW | Average Weekday | September | CAISO 1-in-10 | 23 | 1.6026 | 1.5405 | 1.6807 | 1.6898 | 0.037909 | 68.2618
| Sublap | SCNW | Average Weekday | September | CAISO 1-in-10 | 24 | 1.3185 | 1.2762 | 1.3572 | 1.3268 | 0.038341 | 67.1149
| Sublap | SCNW | Average Weekday | September | CAISO 1-in-2 | 1 | 0.91604 | 0.88838 | 0.91604 | 0.88838 | 0 | 61.0117
| Sublap | SCNW | Average Weekday | September | CAISO 1-in-2 | 2 | 0.79689 | 0.7856 | 0.79689 | 0.7856 | 0 | 60.2416
| Sublap | SCNW | Average Weekday | September | CAISO 1-in-2 | 3 | 0.72519 | 0.70797 | 0.72519 | 0.70797 | 0 | 59.6529
| Sublap | SCNW | Average Weekday | September | CAISO 1-in-2 | 4 | 0.66748 | 0.64931 | 0.66748 | 0.64931 | 0 | 59.1689
| Sublap | SCNW | Average Weekday | September | CAISO 1-in-2 | 5 | 0.64154 | 0.61668 | 0.64154 | 0.61668 | 0 | 58.6539
| Sublap | SCNW | Average Weekday | September | CAISO 1-in-2 | 6 | 0.64902 | 0.63074 | 0.64902 | 0.63074 | 0 | 58.1781
| Sublap | SCNW | Average Weekday | September | CAISO 1-in-2 | 7 | 0.6799 | 0.71369 | 0.6799 | 0.71369 | 0 | 57.7828
| Sublap | SCNW | Average Weekday | September | CAISO 1-in-2 | 8 | 0.70392 | 0.75543 | 0.70392 | 0.75543 | 0 | 57.5464
| Sublap | SCNW | Average Weekday | September | CAISO 1-in-2 | 9 | 0.63857 | 0.62059 | 0.63857 | 0.62059 | 0 | 58.876
| Sublap | SCNW | Average Weekday | September | CAISO 1-in-2 | 10 | 0.53616 | 0.47815 | 0.53616 | 0.47815 | 0 | 62.9601
| Sublap | SCNW | Average Weekday | September | CAISO 1-in-2 | 11 | 0.40106 | 0.34695 | 0.40106 | 0.34695 | 0 | 67.2995
| Sublap | SCNW | Average Weekday | September | CAISO 1-in-2 | 12 | 0.28369 | 0.23244 | 0.28369 | 0.23244 | 0 | 70.8038
| Sublap | SCNW | Average Weekday | September | CAISO 1-in-2 | 13 | 0.26848 | 0.21383 | 0.26848 | 0.21383 | 0 | 73.2125
| Sublap | SCNW | Average Weekday | September | CAISO 1-in-2 | 14 | 0.31519 | 0.27862 | 0.31519 | 0.27862 | 0 | 74.5655
| Sublap | SCNW | Average Weekday | September | CAISO 1-in-2 | 15 | 0.41839 | 0.41399 | 0.41839 | 0.41399 | 0 | 74.7122
| Sublap | SCNW | Average Weekday | September | CAISO 1-in-2 | 16 | 0.62502 | 0.63309 | 0.62502 | 0.63309 | 0 | 74.7109
| Sublap | SCNW | Average Weekday | September | CAISO 1-in-2 | 17 | 0.87343 | 0.88828 | 0.37486 | 0.33405 | 0.037081 | 74.5122
| Sublap | SCNW | Average Weekday | September | CAISO 1-in-2 | 18 | 1.1732 | 1.1666 | 0.85066 | 0.93426 | 0.077708 | 73.4177
| Sublap | SCNW | Average Weekday | September | CAISO 1-in-2 | 19 | 1.3687 | 1.3331 | 1.113 | 1.1567 | 0.10537 | 71.5242
| Sublap | SCNW | Average Weekday | September | CAISO 1-in-2 | 20 | 1.4153 | 1.3736 | 1.2081 | 1.2411 | 0.076348 | 68.8064
| Sublap | SCNW | Average Weekday | September | CAISO 1-in-2 | 21 | 1.4378 | 1.3729 | 1.2043 | 1.2141 | 0.096741 | 65.4738
| Sublap | SCNW | Average Weekday | September | CAISO 1-in-2 | 22 | 1.3672 | 1.2921 | 1.4549 | 1.5848 | 0.043985 | 63.832
| Sublap | SCNW | Average Weekday | September | CAISO 1-in-2 | 23 | 1.249 | 1.1868 | 1.249 | 1.2219 | 0 | 62.6711
| Sublap | SCNW | Average Weekday | September | CAISO 1-in-2 | 24 | 1.0456 | 1.0034 | 1.0456 | 1.0034 | 0 | 61.7212
| Sublap | SCNW | Average Weekday | September | SCE 1-in-10 | 1 | 1.1318 | 1.1041 | 1.1318 | 1.1041 | 0 | 66.4797
| Sublap | SCNW | Average Weekday | September | SCE 1-in-10 | 2 | 0.96455 | 0.95325 | 0.96455 | 0.95325 | 0 | 65.6689
| Sublap | SCNW | Average Weekday | September | SCE 1-in-10 | 3 | 0.85342 | 0.83621 | 0.85342 | 0.83621 | 0 | 65.0048
| Sublap | SCNW | Average Weekday | September | SCE 1-in-10 | 4 | 0.76847 | 0.7503 | 0.76847 | 0.7503 | 0 | 64.3904
| Sublap | SCNW | Average Weekday | September | SCE 1-in-10 | 5 | 0.71574 | 0.69088 | 0.71574 | 0.69088 | 0 | 63.8462
| Sublap | SCNW | Average Weekday | September | SCE 1-in-10 | 6 | 0.71049 | 0.69221 | 0.71049 | 0.69221 | 0 | 63.3379
| Sublap | SCNW | Average Weekday | September | SCE 1-in-10 | 7 | 0.72488 | 0.75866 | 0.72488 | 0.75866 | 0 | 63.0692
| Sublap | SCNW | Average Weekday | September | SCE 1-in-10 | 8 | 0.73255 | 0.78406 | 0.73255 | 0.78406 | 0 | 62.8872
| Sublap | SCNW | Average Weekday | September | SCE 1-in-10 | 9 | 0.67252 | 0.65454 | 0.67252 | 0.65454 | 0 | 64.2681
| Sublap | SCNW | Average Weekday | September | SCE 1-in-10 | 10 | 0.62535 | 0.56734 | 0.62535 | 0.56734 | 0 | 68.9588
| Sublap | SCNW | Average Weekday | September | SCE 1-in-10 | 11 | 0.55763 | 0.50353 | 0.55763 | 0.50353 | 0 | 73.5127
| Sublap | SCNW | Average Weekday | September | SCE 1-in-10 | 12 | 0.5673 | 0.51605 | 0.5673 | 0.51605 | 0 | 76.4555
| Sublap | SCNW | Average Weekday | September | SCE 1-in-10 | 13 | 0.67897 | 0.62431 | 0.67897 | 0.62431 | 0 | 78.2339
| Sublap | SCNW | Average Weekday | September | SCE 1-in-10 | 14 | 0.85015 | 0.81357 | 0.85015 | 0.81357 | 0 | 79.0759
| Sublap | SCNW | Average Weekday | September | SCE 1-in-10 | 15 | 1.044 | 1.0396 | 1.044 | 1.0396 | 0 | 79.251
| Sublap | SCNW | Average Weekday | September | SCE 1-in-10 | 16 | 1.3221 | 1.3302 | 1.3221 | 1.3302 | 0 | 79.3883
| Sublap | SCNW | Average Weekday | September | SCE 1-in-10 | 17 | 1.5919 | 1.6068 | 1.0382 | 0.99744 | 0.031953 | 78.9524
| Sublap | SCNW | Average Weekday | September | SCE 1-in-10 | 18 | 1.8706 | 1.864 | 1.5178 | 1.6014 | 0.05724 | 77.9418
| Sublap | SCNW | Average Weekday | September | SCE 1-in-10 | 19 | 1.9753 | 1.9396 | 1.7416 | 1.7853 | 0.071912 | 76.454
| Sublap | SCNW | Average Weekday | September | SCE 1-in-10 | 20 | 1.9078 | 1.8662 | 1.7418 | 1.7748 | 0.050834 | 73.9961
| Sublap | SCNW | Average Weekday | September | SCE 1-in-10 | 21 | 1.8846 | 1.8197 | 1.6945 | 1.7043 | 0.064471 | 70.9495
| Sublap | SCNW | Average Weekday | September | SCE 1-in-10 | 22 | 1.7887 | 1.7136 | 1.9817 | 2.1116 | 0.030429 | 69.4426
| Sublap | SCNW | Average Weekday | September | SCE 1-in-10 | 23 | 1.6026 | 1.5405 | 1.6807 | 1.6898 | 0.037909 | 68.2618
| Sublap | SCNW | Average Weekday | September | SCE 1-in-10 | 24 | 1.3185 | 1.2762 | 1.3572 | 1.3268 | 0.038341 | 67.1149
| Sublap | SCNW | Average Weekday | September | SCE 1-in-2 | 1 | 0.97217 | 0.94451 | 0.97217 | 0.94451 | 0 | 63.0834
| Sublap | SCNW | Average Weekday | September | SCE 1-in-2 | 2 | 0.84572 | 0.83443 | 0.84572 | 0.83443 | 0 | 62.5141
| Sublap | SCNW | Average Weekday | September | SCE 1-in-2 | 3 | 0.76566 | 0.74844 | 0.76566 | 0.74844 | 0 | 61.8725
| Sublap | SCNW | Average Weekday | September | SCE 1-in-2 | 4 | 0.70222 | 0.68405 | 0.70222 | 0.68405 | 0 | 61.535
| Sublap | SCNW | Average Weekday | September | SCE 1-in-2 | 5 | 0.66874 | 0.64388 | 0.66874 | 0.64388 | 0 | 61.1648
| Sublap | SCNW | Average Weekday | September | SCE 1-in-2 | 6 | 0.67037 | 0.65209 | 0.67037 | 0.65209 | 0 | 60.8016
| Sublap | SCNW | Average Weekday | September | SCE 1-in-2 | 7 | 0.69354 | 0.72732 | 0.69354 | 0.72732 | 0 | 60.4325
| Sublap | SCNW | Average Weekday | September | SCE 1-in-2 | 8 | 0.71189 | 0.7634 | 0.71189 | 0.7634 | 0 | 60.2679
| Sublap | SCNW | Average Weekday | September | SCE 1-in-2 | 9 | 0.64934 | 0.63136 | 0.64934 | 0.63136 | 0 | 61.3978
| Sublap | SCNW | Average Weekday | September | SCE 1-in-2 | 10 | 0.56536 | 0.50736 | 0.56536 | 0.50736 | 0 | 65.2878
| Sublap | SCNW | Average Weekday | September | SCE 1-in-2 | 11 | 0.44671 | 0.3926 | 0.44671 | 0.3926 | 0 | 68.9997
| Sublap | SCNW | Average Weekday | September | SCE 1-in-2 | 12 | 0.36942 | 0.31817 | 0.36942 | 0.31817 | 0 | 72.1843
| Sublap | SCNW | Average Weekday | September | SCE 1-in-2 | 13 | 0.39225 | 0.33759 | 0.39225 | 0.33759 | 0 | 74.4049
| Sublap | SCNW | Average Weekday | September | SCE 1-in-2 | 14 | 0.47993 | 0.44335 | 0.47993 | 0.44335 | 0 | 75.4103
| Sublap | SCNW | Average Weekday | September | SCE 1-in-2 | 15 | 0.61287 | 0.60847 | 0.61287 | 0.60847 | 0 | 75.621
| Sublap | SCNW | Average Weekday | September | SCE 1-in-2 | 16 | 0.84762 | 0.85568 | 0.84762 | 0.85568 | 0 | 75.4779
| Sublap | SCNW | Average Weekday | September | SCE 1-in-2 | 17 | 1.1078 | 1.1226 | 0.59919 | 0.55839 | 0.035695 | 75.3183
| Sublap | SCNW | Average Weekday | September | SCE 1-in-2 | 18 | 1.4063 | 1.3996 | 1.0776 | 1.1612 | 0.073155 | 74.3316
| Sublap | SCNW | Average Weekday | September | SCE 1-in-2 | 19 | 1.5645 | 1.5288 | 1.3142 | 1.358 | 0.096659 | 72.7428
| Sublap | SCNW | Average Weekday | September | SCE 1-in-2 | 20 | 1.5666 | 1.5249 | 1.3709 | 1.4039 | 0.068202 | 70.2492
| Sublap | SCNW | Average Weekday | September | SCE 1-in-2 | 21 | 1.5693 | 1.5044 | 1.3498 | 1.3596 | 0.085673 | 67.2469
| Sublap | SCNW | Average Weekday | September | SCE 1-in-2 | 22 | 1.4768 | 1.4016 | 1.5987 | 1.7286 | 0.037968 | 65.6594
| Sublap | SCNW | Average Weekday | September | SCE 1-in-2 | 23 | 1.3396 | 1.2775 | 1.3411 | 1.3503 | 0.00076588 | 64.516
| Sublap | SCNW | Average Weekday | September | SCE 1-in-2 | 24 | 1.1162 | 1.074 | 1.1162 | 1.0784 | 0 | 63.4993
| Sublap | SCNW | Monthly System Peak Day | April | CAISO 1-in-10 | 1 | 0.98716 | 0.9595 | 0.98716 | 0.9595 | 0 | 62.0229
| Sublap | SCNW | Monthly System Peak Day | April | CAISO 1-in-10 | 2 | 0.85783 | 0.84654 | 0.85783 | 0.84654 | 0 | 61.5319
| Sublap | SCNW | Monthly System Peak Day | April | CAISO 1-in-10 | 3 | 0.77238 | 0.75517 | 0.77238 | 0.75517 | 0 | 60.8029
| Sublap | SCNW | Monthly System Peak Day | April | CAISO 1-in-10 | 4 | 0.74105 | 0.72288 | 0.74105 | 0.72288 | 0 | 61.5448
| Sublap | SCNW | Monthly System Peak Day | April | CAISO 1-in-10 | 5 | 0.71846 | 0.6936 | 0.71846 | 0.6936 | 0 | 60.8661
| Sublap | SCNW | Monthly System Peak Day | April | CAISO 1-in-10 | 6 | 0.72763 | 0.70935 | 0.72763 | 0.70935 | 0 | 61.7345
| Sublap | SCNW | Monthly System Peak Day | April | CAISO 1-in-10 | 7 | 0.76003 | 0.79381 | 0.76003 | 0.79381 | 0 | 61.9182
| Sublap | SCNW | Monthly System Peak Day | April | CAISO 1-in-10 | 8 | 0.90506 | 0.95657 | 0.90506 | 0.95657 | 0 | 64.4733
| Sublap | SCNW | Monthly System Peak Day | April | CAISO 1-in-10 | 9 | 0.91244 | 0.89446 | 0.91244 | 0.89446 | 0 | 69.5196
| Sublap | SCNW | Monthly System Peak Day | April | CAISO 1-in-10 | 10 | 0.75498 | 0.69698 | 0.75498 | 0.69698 | 0 | 76.0821
| Sublap | SCNW | Monthly System Peak Day | April | CAISO 1-in-10 | 11 | 0.70871 | 0.6546 | 0.70871 | 0.6546 | 0 | 81.0343
| Sublap | SCNW | Monthly System Peak Day | April | CAISO 1-in-10 | 12 | 0.81545 | 0.7642 | 0.81545 | 0.7642 | 0 | 83.9292
| Sublap | SCNW | Monthly System Peak Day | April | CAISO 1-in-10 | 13 | 0.99568 | 0.94103 | 0.99568 | 0.94103 | 0 | 86.7266
| Sublap | SCNW | Monthly System Peak Day | April | CAISO 1-in-10 | 14 | 1.223 | 1.1865 | 1.223 | 1.1865 | 0 | 87.9688
| Sublap | SCNW | Monthly System Peak Day | April | CAISO 1-in-10 | 15 | 1.4543 | 1.4499 | 1.4543 | 1.4499 | 0 | 89.1859
| Sublap | SCNW | Monthly System Peak Day | April | CAISO 1-in-10 | 16 | 1.7424 | 1.7504 | 1.7424 | 1.7504 | 0 | 90.3183
| Sublap | SCNW | Monthly System Peak Day | April | CAISO 1-in-10 | 17 | 1.9928 | 2.0076 | 1.3045 | 1.2637 | 0.047207 | 89.7996
| Sublap | SCNW | Monthly System Peak Day | April | CAISO 1-in-10 | 18 | 2.2128 | 2.2062 | 1.7861 | 1.8697 | 0.057118 | 89.0042
| Sublap | SCNW | Monthly System Peak Day | April | CAISO 1-in-10 | 19 | 2.3601 | 2.3245 | 2.1796 | 2.2233 | 0.062068 | 88.3287
| Sublap | SCNW | Monthly System Peak Day | April | CAISO 1-in-10 | 20 | 2.3794 | 2.3377 | 2.2921 | 2.3251 | 0.063434 | 83.9317
| Sublap | SCNW | Monthly System Peak Day | April | CAISO 1-in-10 | 21 | 2.4126 | 2.3477 | 2.2953 | 2.3051 | 0.047857 | 80.1477
| Sublap | SCNW | Monthly System Peak Day | April | CAISO 1-in-10 | 22 | 2.1478 | 2.0727 | 2.437 | 2.5669 | 0.036242 | 74.5655
| Sublap | SCNW | Monthly System Peak Day | April | CAISO 1-in-10 | 23 | 1.8111 | 1.749 | 1.9261 | 1.9352 | 0.038967 | 70.0684
| Sublap | SCNW | Monthly System Peak Day | April | CAISO 1-in-10 | 24 | 1.4173 | 1.3751 | 1.4523 | 1.422 | 0.0175 | 66.8264
| Sublap | SCNW | Monthly System Peak Day | April | CAISO 1-in-2 | 1 | 0.88805 | 0.86039 | 0.88805 | 0.86039 | 0 | 57.4654
| Sublap | SCNW | Monthly System Peak Day | April | CAISO 1-in-2 | 2 | 0.77523 | 0.76394 | 0.77523 | 0.76394 | 0 | 56.7535
| Sublap | SCNW | Monthly System Peak Day | April | CAISO 1-in-2 | 3 | 0.70794 | 0.69072 | 0.70794 | 0.69072 | 0 | 56.2336
| Sublap | SCNW | Monthly System Peak Day | April | CAISO 1-in-2 | 4 | 0.65364 | 0.63547 | 0.65364 | 0.63547 | 0 | 55.6301
| Sublap | SCNW | Monthly System Peak Day | April | CAISO 1-in-2 | 5 | 0.63106 | 0.6062 | 0.63106 | 0.6062 | 0 | 55.5811
| Sublap | SCNW | Monthly System Peak Day | April | CAISO 1-in-2 | 6 | 0.64327 | 0.62499 | 0.64327 | 0.62499 | 0 | 54.8335
| Sublap | SCNW | Monthly System Peak Day | April | CAISO 1-in-2 | 7 | 0.68179 | 0.71557 | 0.68179 | 0.71557 | 0 | 55.0706
| Sublap | SCNW | Monthly System Peak Day | April | CAISO 1-in-2 | 8 | 0.70815 | 0.75966 | 0.70815 | 0.75966 | 0 | 55.1903
| Sublap | SCNW | Monthly System Peak Day | April | CAISO 1-in-2 | 9 | 0.63965 | 0.62167 | 0.63965 | 0.62167 | 0 | 57.4663
| Sublap | SCNW | Monthly System Peak Day | April | CAISO 1-in-2 | 10 | 0.5333 | 0.4753 | 0.5333 | 0.4753 | 0 | 61.8331
| Sublap | SCNW | Monthly System Peak Day | April | CAISO 1-in-2 | 11 | 0.37586 | 0.32175 | 0.37586 | 0.32175 | 0 | 67.2708
| Sublap | SCNW | Monthly System Peak Day | April | CAISO 1-in-2 | 12 | 0.24491 | 0.19365 | 0.24491 | 0.19365 | 0 | 71.7348
| Sublap | SCNW | Monthly System Peak Day | April | CAISO 1-in-2 | 13 | 0.21888 | 0.16423 | 0.21888 | 0.16423 | 0 | 75.185
| Sublap | SCNW | Monthly System Peak Day | April | CAISO 1-in-2 | 14 | 0.26608 | 0.2295 | 0.26608 | 0.2295 | 0 | 76.1386
| Sublap | SCNW | Monthly System Peak Day | April | CAISO 1-in-2 | 15 | 0.36444 | 0.36003 | 0.36444 | 0.36003 | 0 | 75.897
| Sublap | SCNW | Monthly System Peak Day | April | CAISO 1-in-2 | 16 | 0.5544 | 0.56246 | 0.5544 | 0.56246 | 0 | 75.4494
| Sublap | SCNW | Monthly System Peak Day | April | CAISO 1-in-2 | 17 | 0.7878 | 0.80265 | 0.36263 | 0.37748 | 0.03548 | 75.4532
| Sublap | SCNW | Monthly System Peak Day | April | CAISO 1-in-2 | 18 | 1.0648 | 1.0582 | 0.73184 | 0.81543 | 0.070017 | 74.9822
| Sublap | SCNW | Monthly System Peak Day | April | CAISO 1-in-2 | 19 | 1.2957 | 1.2601 | 1.0487 | 1.0925 | 0.091522 | 73.4765
| Sublap | SCNW | Monthly System Peak Day | April | CAISO 1-in-2 | 20 | 1.4071 | 1.3655 | 1.2133 | 1.2463 | 0.066907 | 70.4889
| Sublap | SCNW | Monthly System Peak Day | April | CAISO 1-in-2 | 21 | 1.3868 | 1.3219 | 1.1475 | 1.1573 | 0.10135 | 64.7525
| Sublap | SCNW | Monthly System Peak Day | April | CAISO 1-in-2 | 22 | 1.3242 | 1.249 | 1.3503 | 1.4802 | 0.013037 | 60.5551
| Sublap | SCNW | Monthly System Peak Day | April | CAISO 1-in-2 | 23 | 1.2079 | 1.1458 | 1.2079 | 1.1458 | 0 | 59.3731
| Sublap | SCNW | Monthly System Peak Day | April | CAISO 1-in-2 | 24 | 1.0112 | 0.9689 | 1.0112 | 0.9689 | 0 | 58.2659
| Sublap | SCNW | Monthly System Peak Day | April | SCE 1-in-10 | 1 | 0.97036 | 0.94269 | 0.97036 | 0.94269 | 0 | 62.345
| Sublap | SCNW | Monthly System Peak Day | April | SCE 1-in-10 | 2 | 0.84353 | 0.83224 | 0.84353 | 0.83224 | 0 | 62.2094
| Sublap | SCNW | Monthly System Peak Day | April | SCE 1-in-10 | 3 | 0.76641 | 0.74919 | 0.76641 | 0.74919 | 0 | 62.1893
| Sublap | SCNW | Monthly System Peak Day | April | SCE 1-in-10 | 4 | 0.71713 | 0.69896 | 0.71713 | 0.69896 | 0 | 61.209
| Sublap | SCNW | Monthly System Peak Day | April | SCE 1-in-10 | 5 | 0.68745 | 0.66259 | 0.68745 | 0.66259 | 0 | 60.7998
| Sublap | SCNW | Monthly System Peak Day | April | SCE 1-in-10 | 6 | 0.6873 | 0.66902 | 0.6873 | 0.66902 | 0 | 60.1074
| Sublap | SCNW | Monthly System Peak Day | April | SCE 1-in-10 | 7 | 0.69932 | 0.73311 | 0.69932 | 0.73311 | 0 | 59.2606
| Sublap | SCNW | Monthly System Peak Day | April | SCE 1-in-10 | 8 | 0.71446 | 0.76597 | 0.71446 | 0.76597 | 0 | 58.5048
| Sublap | SCNW | Monthly System Peak Day | April | SCE 1-in-10 | 9 | 0.67124 | 0.65326 | 0.67124 | 0.65326 | 0 | 62.3536
| Sublap | SCNW | Monthly System Peak Day | April | SCE 1-in-10 | 10 | 0.5664 | 0.50839 | 0.5664 | 0.50839 | 0 | 70.6694
| Sublap | SCNW | Monthly System Peak Day | April | SCE 1-in-10 | 11 | 0.36519 | 0.31108 | 0.36519 | 0.31108 | 0 | 76.9939
| Sublap | SCNW | Monthly System Peak Day | April | SCE 1-in-10 | 12 | 0.35263 | 0.30138 | 0.35263 | 0.30138 | 0 | 80.8735
| Sublap | SCNW | Monthly System Peak Day | April | SCE 1-in-10 | 13 | 0.46396 | 0.40931 | 0.46396 | 0.40931 | 0 | 81.2701
| Sublap | SCNW | Monthly System Peak Day | April | SCE 1-in-10 | 14 | 0.60055 | 0.56397 | 0.60055 | 0.56397 | 0 | 81.4752
| Sublap | SCNW | Monthly System Peak Day | April | SCE 1-in-10 | 15 | 0.7655 | 0.7611 | 0.7655 | 0.7611 | 0 | 81.3631
| Sublap | SCNW | Monthly System Peak Day | April | SCE 1-in-10 | 16 | 1.013 | 1.0211 | 1.013 | 1.0211 | 0 | 80.4804
| Sublap | SCNW | Monthly System Peak Day | April | SCE 1-in-10 | 17 | 1.2708 | 1.2857 | 0.71099 | 0.67018 | 0.031813 | 79.4468
| Sublap | SCNW | Monthly System Peak Day | April | SCE 1-in-10 | 18 | 1.5461 | 1.5395 | 1.1902 | 1.2738 | 0.055517 | 78.4095
| Sublap | SCNW | Monthly System Peak Day | April | SCE 1-in-10 | 19 | 1.7171 | 1.6814 | 1.47 | 1.5137 | 0.091718 | 73.4484
| Sublap | SCNW | Monthly System Peak Day | April | SCE 1-in-10 | 20 | 1.675 | 1.6333 | 1.4807 | 1.5137 | 0.067242 | 70.4266
| Sublap | SCNW | Monthly System Peak Day | April | SCE 1-in-10 | 21 | 1.6271 | 1.5622 | 1.3931 | 1.4029 | 0.097104 | 65.4167
| Sublap | SCNW | Monthly System Peak Day | April | SCE 1-in-10 | 22 | 1.5266 | 1.4514 | 1.5821 | 1.712 | 0.050407 | 62.1198
| Sublap | SCNW | Monthly System Peak Day | April | SCE 1-in-10 | 23 | 1.3943 | 1.3322 | 1.3943 | 1.3322 | 0 | 60.215
| Sublap | SCNW | Monthly System Peak Day | April | SCE 1-in-10 | 24 | 1.1618 | 1.1196 | 1.1618 | 1.1196 | 0 | 58.7441
| Sublap | SCNW | Monthly System Peak Day | April | SCE 1-in-2 | 1 | 0.98549 | 0.95783 | 0.98549 | 0.95783 | 0 | 63.0039
| Sublap | SCNW | Monthly System Peak Day | April | SCE 1-in-2 | 2 | 0.85636 | 0.84507 | 0.85636 | 0.84507 | 0 | 62.5836
| Sublap | SCNW | Monthly System Peak Day | April | SCE 1-in-2 | 3 | 0.77247 | 0.75526 | 0.77247 | 0.75526 | 0 | 61.5848
| Sublap | SCNW | Monthly System Peak Day | April | SCE 1-in-2 | 4 | 0.70824 | 0.69007 | 0.70824 | 0.69007 | 0 | 59.319
| Sublap | SCNW | Monthly System Peak Day | April | SCE 1-in-2 | 5 | 0.67347 | 0.64861 | 0.67347 | 0.64861 | 0 | 58.1464
| Sublap | SCNW | Monthly System Peak Day | April | SCE 1-in-2 | 6 | 0.67433 | 0.65605 | 0.67433 | 0.65605 | 0 | 57.2169
| Sublap | SCNW | Monthly System Peak Day | April | SCE 1-in-2 | 7 | 0.69665 | 0.73043 | 0.69665 | 0.73043 | 0 | 56.4404
| Sublap | SCNW | Monthly System Peak Day | April | SCE 1-in-2 | 8 | 0.71396 | 0.76547 | 0.71396 | 0.76547 | 0 | 58.2219
| Sublap | SCNW | Monthly System Peak Day | April | SCE 1-in-2 | 9 | 0.65165 | 0.63367 | 0.65165 | 0.63367 | 0 | 60.7705
| Sublap | SCNW | Monthly System Peak Day | April | SCE 1-in-2 | 10 | 0.55868 | 0.50068 | 0.55868 | 0.50068 | 0 | 66.0322
| Sublap | SCNW | Monthly System Peak Day | April | SCE 1-in-2 | 11 | 0.39167 | 0.33756 | 0.39167 | 0.33756 | 0 | 72.0541
| Sublap | SCNW | Monthly System Peak Day | April | SCE 1-in-2 | 12 | 0.33493 | 0.28367 | 0.33493 | 0.28367 | 0 | 75.6484
| Sublap | SCNW | Monthly System Peak Day | April | SCE 1-in-2 | 13 | 0.38053 | 0.32587 | 0.38053 | 0.32587 | 0 | 78.2782
| Sublap | SCNW | Monthly System Peak Day | April | SCE 1-in-2 | 14 | 0.48848 | 0.4519 | 0.48848 | 0.4519 | 0 | 79.5847
| Sublap | SCNW | Monthly System Peak Day | April | SCE 1-in-2 | 15 | 0.64022 | 0.63582 | 0.64022 | 0.63582 | 0 | 79.9964
| Sublap | SCNW | Monthly System Peak Day | April | SCE 1-in-2 | 16 | 0.88188 | 0.88995 | 0.88188 | 0.88995 | 0 | 79.3638
| Sublap | SCNW | Monthly System Peak Day | April | SCE 1-in-2 | 17 | 1.1388 | 1.1537 | 0.58388 | 0.54308 | 0.031916 | 79.0557
| Sublap | SCNW | Monthly System Peak Day | April | SCE 1-in-2 | 18 | 1.4035 | 1.3969 | 1.0442 | 1.1278 | 0.053783 | 78.9115
| Sublap | SCNW | Monthly System Peak Day | April | SCE 1-in-2 | 19 | 1.5983 | 1.5626 | 1.3622 | 1.4059 | 0.075299 | 75.9109
| Sublap | SCNW | Monthly System Peak Day | April | SCE 1-in-2 | 20 | 1.6098 | 1.5682 | 1.4224 | 1.4554 | 0.062677 | 71.2985
| Sublap | SCNW | Monthly System Peak Day | April | SCE 1-in-2 | 21 | 1.5542 | 1.4893 | 1.3208 | 1.3306 | 0.096604 | 65.4953
| Sublap | SCNW | Monthly System Peak Day | April | SCE 1-in-2 | 22 | 1.4661 | 1.3909 | 1.511 | 1.6409 | 0.022446 | 61.5572
| Sublap | SCNW | Monthly System Peak Day | April | SCE 1-in-2 | 23 | 1.348 | 1.2858 | 1.348 | 1.2858 | 0 | 60.6715
| Sublap | SCNW | Monthly System Peak Day | April | SCE 1-in-2 | 24 | 1.1277 | 1.0854 | 1.1277 | 1.0854 | 0 | 59.4149
| Sublap | SCNW | Monthly System Peak Day | August | CAISO 1-in-10 | 1 | 1.1522 | 1.1245 | 1.1522 | 1.1245 | 0 | 67.715
| Sublap | SCNW | Monthly System Peak Day | August | CAISO 1-in-10 | 2 | 0.98657 | 0.97527 | 0.98657 | 0.97527 | 0 | 67.3721
| Sublap | SCNW | Monthly System Peak Day | August | CAISO 1-in-10 | 3 | 0.86347 | 0.84626 | 0.86347 | 0.84626 | 0 | 66.487
| Sublap | SCNW | Monthly System Peak Day | August | CAISO 1-in-10 | 4 | 0.7787 | 0.76053 | 0.7787 | 0.76053 | 0 | 65.9844
| Sublap | SCNW | Monthly System Peak Day | August | CAISO 1-in-10 | 5 | 0.7442 | 0.71934 | 0.7442 | 0.71934 | 0 | 65.8289
| Sublap | SCNW | Monthly System Peak Day | August | CAISO 1-in-10 | 6 | 0.73892 | 0.72064 | 0.73892 | 0.72064 | 0 | 65.3436
| Sublap | SCNW | Monthly System Peak Day | August | CAISO 1-in-10 | 7 | 0.7386 | 0.77238 | 0.7386 | 0.77238 | 0 | 64.7584
| Sublap | SCNW | Monthly System Peak Day | August | CAISO 1-in-10 | 8 | 0.7307 | 0.78221 | 0.7307 | 0.78221 | 0 | 64.1739
| Sublap | SCNW | Monthly System Peak Day | August | CAISO 1-in-10 | 9 | 0.68459 | 0.66661 | 0.68459 | 0.66661 | 0 | 65.8854
| Sublap | SCNW | Monthly System Peak Day | August | CAISO 1-in-10 | 10 | 0.73142 | 0.67342 | 0.73142 | 0.67342 | 0 | 71.091
| Sublap | SCNW | Monthly System Peak Day | August | CAISO 1-in-10 | 11 | 0.70952 | 0.65542 | 0.70952 | 0.65542 | 0 | 75.6851
| Sublap | SCNW | Monthly System Peak Day | August | CAISO 1-in-10 | 12 | 0.75643 | 0.70518 | 0.75643 | 0.70518 | 0 | 78.885
| Sublap | SCNW | Monthly System Peak Day | August | CAISO 1-in-10 | 13 | 0.89672 | 0.84206 | 0.89672 | 0.84206 | 0 | 81.3242
| Sublap | SCNW | Monthly System Peak Day | August | CAISO 1-in-10 | 14 | 1.0913 | 1.0547 | 1.0913 | 1.0547 | 0 | 82.8689
| Sublap | SCNW | Monthly System Peak Day | August | CAISO 1-in-10 | 15 | 1.303 | 1.2986 | 1.303 | 1.2986 | 0 | 83.4168
| Sublap | SCNW | Monthly System Peak Day | August | CAISO 1-in-10 | 16 | 1.5867 | 1.5947 | 1.5867 | 1.5947 | 0 | 84.0832
| Sublap | SCNW | Monthly System Peak Day | August | CAISO 1-in-10 | 17 | 1.8461 | 1.861 | 1.2307 | 1.1899 | 0.034778 | 83.9248
| Sublap | SCNW | Monthly System Peak Day | August | CAISO 1-in-10 | 18 | 2.096 | 2.0894 | 1.7063 | 1.7899 | 0.045537 | 83.4712
| Sublap | SCNW | Monthly System Peak Day | August | CAISO 1-in-10 | 19 | 2.2159 | 2.1802 | 1.9988 | 2.0425 | 0.05279 | 80.1732
| Sublap | SCNW | Monthly System Peak Day | August | CAISO 1-in-10 | 20 | 2.1391 | 2.0975 | 1.9969 | 2.03 | 0.04426 | 77.0036
| Sublap | SCNW | Monthly System Peak Day | August | CAISO 1-in-10 | 21 | 2.0952 | 2.0303 | 1.9262 | 1.936 | 0.052187 | 73.6289
| Sublap | SCNW | Monthly System Peak Day | August | CAISO 1-in-10 | 22 | 1.979 | 1.9038 | 2.2157 | 2.3456 | 0.030778 | 71.772
| Sublap | SCNW | Monthly System Peak Day | August | CAISO 1-in-10 | 23 | 1.782 | 1.7199 | 1.9157 | 1.9248 | 0.040779 | 70.9833
| Sublap | SCNW | Monthly System Peak Day | August | CAISO 1-in-10 | 24 | 1.4896 | 1.4474 | 1.57 | 1.5396 | 0.043928 | 70.3829
| Sublap | SCNW | Monthly System Peak Day | August | CAISO 1-in-2 | 1 | 1.1433 | 1.1157 | 1.1433 | 1.1157 | 0 | 67.7334
| Sublap | SCNW | Monthly System Peak Day | August | CAISO 1-in-2 | 2 | 0.93145 | 0.92016 | 0.93145 | 0.92016 | 0 | 66.371
| Sublap | SCNW | Monthly System Peak Day | August | CAISO 1-in-2 | 3 | 0.81556 | 0.79835 | 0.81556 | 0.79835 | 0 | 65.2188
| Sublap | SCNW | Monthly System Peak Day | August | CAISO 1-in-2 | 4 | 0.73475 | 0.71658 | 0.73475 | 0.71658 | 0 | 64.1693
| Sublap | SCNW | Monthly System Peak Day | August | CAISO 1-in-2 | 5 | 0.70746 | 0.6826 | 0.70746 | 0.6826 | 0 | 63.8603
| Sublap | SCNW | Monthly System Peak Day | August | CAISO 1-in-2 | 6 | 0.70732 | 0.68904 | 0.70732 | 0.68904 | 0 | 63.7516
| Sublap | SCNW | Monthly System Peak Day | August | CAISO 1-in-2 | 7 | 0.72383 | 0.75761 | 0.72383 | 0.75761 | 0 | 63.4103
| Sublap | SCNW | Monthly System Peak Day | August | CAISO 1-in-2 | 8 | 0.72889 | 0.7804 | 0.72889 | 0.7804 | 0 | 63.6393
| Sublap | SCNW | Monthly System Peak Day | August | CAISO 1-in-2 | 9 | 0.72012 | 0.70214 | 0.72012 | 0.70214 | 0 | 66.4397
| Sublap | SCNW | Monthly System Peak Day | August | CAISO 1-in-2 | 10 | 0.71381 | 0.6558 | 0.71381 | 0.6558 | 0 | 72.2633
| Sublap | SCNW | Monthly System Peak Day | August | CAISO 1-in-2 | 11 | 0.65281 | 0.5987 | 0.65281 | 0.5987 | 0 | 77.5679
| Sublap | SCNW | Monthly System Peak Day | August | CAISO 1-in-2 | 12 | 0.70866 | 0.65741 | 0.70866 | 0.65741 | 0 | 80.8374
| Sublap | SCNW | Monthly System Peak Day | August | CAISO 1-in-2 | 13 | 0.85287 | 0.79822 | 0.85287 | 0.79822 | 0 | 83.6094
| Sublap | SCNW | Monthly System Peak Day | August | CAISO 1-in-2 | 14 | 1.0513 | 1.0148 | 1.0513 | 1.0148 | 0 | 85.047
| Sublap | SCNW | Monthly System Peak Day | August | CAISO 1-in-2 | 15 | 1.2685 | 1.2641 | 1.2685 | 1.2641 | 0 | 84.637
| Sublap | SCNW | Monthly System Peak Day | August | CAISO 1-in-2 | 16 | 1.5522 | 1.5603 | 1.5522 | 1.5603 | 0 | 83.5502
| Sublap | SCNW | Monthly System Peak Day | August | CAISO 1-in-2 | 17 | 1.8132 | 1.8281 | 1.2131 | 1.1723 | 0.033244 | 82.6922
| Sublap | SCNW | Monthly System Peak Day | August | CAISO 1-in-2 | 18 | 2.088 | 2.0814 | 1.7174 | 1.801 | 0.048977 | 80.6047
| Sublap | SCNW | Monthly System Peak Day | August | CAISO 1-in-2 | 19 | 2.1863 | 2.1506 | 1.9656 | 2.0093 | 0.056168 | 79.3594
| Sublap | SCNW | Monthly System Peak Day | August | CAISO 1-in-2 | 20 | 2.1168 | 2.0751 | 1.9731 | 2.0062 | 0.044388 | 76.8258
| Sublap | SCNW | Monthly System Peak Day | August | CAISO 1-in-2 | 21 | 2.1077 | 2.0428 | 1.9438 | 1.9536 | 0.049883 | 74.2719
| Sublap | SCNW | Monthly System Peak Day | August | CAISO 1-in-2 | 22 | 1.9634 | 1.8882 | 2.1983 | 2.3282 | 0.030684 | 71.6794
| Sublap | SCNW | Monthly System Peak Day | August | CAISO 1-in-2 | 23 | 1.746 | 1.6838 | 1.8642 | 1.8733 | 0.039223 | 70.2266
| Sublap | SCNW | Monthly System Peak Day | August | CAISO 1-in-2 | 24 | 1.4395 | 1.3972 | 1.5039 | 1.4736 | 0.040541 | 69.1354
| Sublap | SCNW | Monthly System Peak Day | August | SCE 1-in-10 | 1 | 1.2512 | 1.2235 | 1.2512 | 1.2235 | 0 | 69.9643
| Sublap | SCNW | Monthly System Peak Day | August | SCE 1-in-10 | 2 | 1.0407 | 1.0294 | 1.0407 | 1.0294 | 0 | 68.8804
| Sublap | SCNW | Monthly System Peak Day | August | SCE 1-in-10 | 3 | 0.88862 | 0.87141 | 0.88862 | 0.87141 | 0 | 67.3393
| Sublap | SCNW | Monthly System Peak Day | August | SCE 1-in-10 | 4 | 0.8014 | 0.78323 | 0.8014 | 0.78323 | 0 | 66.7736
| Sublap | SCNW | Monthly System Peak Day | August | SCE 1-in-10 | 5 | 0.76651 | 0.74164 | 0.76651 | 0.74164 | 0 | 66.3092
| Sublap | SCNW | Monthly System Peak Day | August | SCE 1-in-10 | 6 | 0.7481 | 0.72982 | 0.7481 | 0.72982 | 0 | 65.6996
| Sublap | SCNW | Monthly System Peak Day | August | SCE 1-in-10 | 7 | 0.72779 | 0.76157 | 0.72779 | 0.76157 | 0 | 64.2168
| Sublap | SCNW | Monthly System Peak Day | August | SCE 1-in-10 | 8 | 0.73514 | 0.78665 | 0.73514 | 0.78665 | 0 | 63.8291
| Sublap | SCNW | Monthly System Peak Day | August | SCE 1-in-10 | 9 | 0.74595 | 0.72797 | 0.74595 | 0.72797 | 0 | 67.4037
| Sublap | SCNW | Monthly System Peak Day | August | SCE 1-in-10 | 10 | 0.7602 | 0.70219 | 0.7602 | 0.70219 | 0 | 73.906
| Sublap | SCNW | Monthly System Peak Day | August | SCE 1-in-10 | 11 | 0.71353 | 0.65942 | 0.71353 | 0.65942 | 0 | 79.5419
| Sublap | SCNW | Monthly System Peak Day | August | SCE 1-in-10 | 12 | 0.81722 | 0.76596 | 0.81722 | 0.76596 | 0 | 81.7091
| Sublap | SCNW | Monthly System Peak Day | August | SCE 1-in-10 | 13 | 0.99375 | 0.9391 | 0.99375 | 0.9391 | 0 | 83.1955
| Sublap | SCNW | Monthly System Peak Day | August | SCE 1-in-10 | 14 | 1.2079 | 1.1713 | 1.2079 | 1.1713 | 0 | 83.8922
| Sublap | SCNW | Monthly System Peak Day | August | SCE 1-in-10 | 15 | 1.4238 | 1.4194 | 1.4238 | 1.4194 | 0 | 85.2929
| Sublap | SCNW | Monthly System Peak Day | August | SCE 1-in-10 | 16 | 1.7134 | 1.7214 | 1.7134 | 1.7214 | 0 | 84.5056
| Sublap | SCNW | Monthly System Peak Day | August | SCE 1-in-10 | 17 | 1.9708 | 1.9856 | 1.3505 | 1.3097 | 0.035371 | 84.3209
| Sublap | SCNW | Monthly System Peak Day | August | SCE 1-in-10 | 18 | 2.2255 | 2.2189 | 1.8347 | 1.9183 | 0.045544 | 83.6196
| Sublap | SCNW | Monthly System Peak Day | August | SCE 1-in-10 | 19 | 2.328 | 2.2923 | 2.1175 | 2.1612 | 0.048397 | 81.6328
| Sublap | SCNW | Monthly System Peak Day | August | SCE 1-in-10 | 20 | 2.2703 | 2.2287 | 2.1489 | 2.1819 | 0.046528 | 79.6225
| Sublap | SCNW | Monthly System Peak Day | August | SCE 1-in-10 | 21 | 2.2218 | 2.1569 | 2.0686 | 2.0784 | 0.04618 | 75.6173
| Sublap | SCNW | Monthly System Peak Day | August | SCE 1-in-10 | 22 | 2.0839 | 2.0087 | 2.3491 | 2.479 | 0.033161 | 73.2859
| Sublap | SCNW | Monthly System Peak Day | August | SCE 1-in-10 | 23 | 1.8384 | 1.7763 | 1.9803 | 1.9894 | 0.041814 | 71.385
| Sublap | SCNW | Monthly System Peak Day | August | SCE 1-in-10 | 24 | 1.5304 | 1.4882 | 1.6147 | 1.5843 | 0.04494 | 70.6855
| Sublap | SCNW | Monthly System Peak Day | August | SCE 1-in-2 | 1 | 1.079 | 1.0513 | 1.079 | 1.0513 | 0 | 66.2319
| Sublap | SCNW | Monthly System Peak Day | August | SCE 1-in-2 | 2 | 0.90609 | 0.8948 | 0.90609 | 0.8948 | 0 | 65.0297
| Sublap | SCNW | Monthly System Peak Day | August | SCE 1-in-2 | 3 | 0.79424 | 0.77703 | 0.79424 | 0.77703 | 0 | 63.8461
| Sublap | SCNW | Monthly System Peak Day | August | SCE 1-in-2 | 4 | 0.73694 | 0.71877 | 0.73694 | 0.71877 | 0 | 62.8182
| Sublap | SCNW | Monthly System Peak Day | August | SCE 1-in-2 | 5 | 0.7048 | 0.67993 | 0.7048 | 0.67993 | 0 | 62.4765
| Sublap | SCNW | Monthly System Peak Day | August | SCE 1-in-2 | 6 | 0.7035 | 0.68522 | 0.7035 | 0.68522 | 0 | 62.5002
| Sublap | SCNW | Monthly System Peak Day | August | SCE 1-in-2 | 7 | 0.7202 | 0.75398 | 0.7202 | 0.75398 | 0 | 62.3425
| Sublap | SCNW | Monthly System Peak Day | August | SCE 1-in-2 | 8 | 0.72747 | 0.77898 | 0.72747 | 0.77898 | 0 | 62.3781
| Sublap | SCNW | Monthly System Peak Day | August | SCE 1-in-2 | 9 | 0.66123 | 0.64325 | 0.66123 | 0.64325 | 0 | 64.5343
| Sublap | SCNW | Monthly System Peak Day | August | SCE 1-in-2 | 10 | 0.68061 | 0.62261 | 0.68061 | 0.62261 | 0 | 69.7913
| Sublap | SCNW | Monthly System Peak Day | August | SCE 1-in-2 | 11 | 0.59183 | 0.53772 | 0.59183 | 0.53772 | 0 | 75.8881
| Sublap | SCNW | Monthly System Peak Day | August | SCE 1-in-2 | 12 | 0.61905 | 0.5678 | 0.61905 | 0.5678 | 0 | 79.2656
| Sublap | SCNW | Monthly System Peak Day | August | SCE 1-in-2 | 13 | 0.74652 | 0.69186 | 0.74652 | 0.69186 | 0 | 81.4212
| Sublap | SCNW | Monthly System Peak Day | August | SCE 1-in-2 | 14 | 0.92783 | 0.89125 | 0.92783 | 0.89125 | 0 | 82.2605
| Sublap | SCNW | Monthly System Peak Day | August | SCE 1-in-2 | 15 | 1.1298 | 1.1254 | 1.1298 | 1.1254 | 0 | 81.4711
| Sublap | SCNW | Monthly System Peak Day | August | SCE 1-in-2 | 16 | 1.4034 | 1.4114 | 1.4034 | 1.4114 | 0 | 81.9971
| Sublap | SCNW | Monthly System Peak Day | August | SCE 1-in-2 | 17 | 1.6644 | 1.6793 | 1.0759 | 1.0351 | 0.032429 | 81.7635
| Sublap | SCNW | Monthly System Peak Day | August | SCE 1-in-2 | 18 | 1.9305 | 1.9238 | 1.5592 | 1.6428 | 0.04875 | 80.7048
| Sublap | SCNW | Monthly System Peak Day | August | SCE 1-in-2 | 19 | 2.053 | 2.0173 | 1.8314 | 1.8752 | 0.057032 | 79.1706
| Sublap | SCNW | Monthly System Peak Day | August | SCE 1-in-2 | 20 | 2.0242 | 1.9826 | 1.8808 | 1.9138 | 0.044371 | 76.8459
| Sublap | SCNW | Monthly System Peak Day | August | SCE 1-in-2 | 21 | 2.0273 | 1.9624 | 1.8589 | 1.8687 | 0.051942 | 73.6936
| Sublap | SCNW | Monthly System Peak Day | August | SCE 1-in-2 | 22 | 1.8644 | 1.7892 | 2.0779 | 2.2078 | 0.030063 | 70.535
| Sublap | SCNW | Monthly System Peak Day | August | SCE 1-in-2 | 23 | 1.6539 | 1.5917 | 1.7461 | 1.7552 | 0.037898 | 68.9567
| Sublap | SCNW | Monthly System Peak Day | August | SCE 1-in-2 | 24 | 1.3496 | 1.3073 | 1.3935 | 1.3632 | 0.038423 | 67.5283
| Sublap | SCNW | Monthly System Peak Day | December | CAISO 1-in-10 | 1 | 0.90339 | 0.87573 | 0.90339 | 0.87573 | 0 | 42.5247
| Sublap | SCNW | Monthly System Peak Day | December | CAISO 1-in-10 | 2 | 0.8163 | 0.80501 | 0.8163 | 0.80501 | 0 | 42.7967
| Sublap | SCNW | Monthly System Peak Day | December | CAISO 1-in-10 | 3 | 0.78124 | 0.76402 | 0.78124 | 0.76402 | 0 | 41.9411
| Sublap | SCNW | Monthly System Peak Day | December | CAISO 1-in-10 | 4 | 0.75681 | 0.73864 | 0.75681 | 0.73864 | 0 | 41.508
| Sublap | SCNW | Monthly System Peak Day | December | CAISO 1-in-10 | 5 | 0.77101 | 0.74614 | 0.77101 | 0.74614 | 0 | 40.9493
| Sublap | SCNW | Monthly System Peak Day | December | CAISO 1-in-10 | 6 | 0.83836 | 0.82008 | 0.83836 | 0.82008 | 0 | 38.524
| Sublap | SCNW | Monthly System Peak Day | December | CAISO 1-in-10 | 7 | 0.96459 | 0.99837 | 0.96459 | 0.99837 | 0 | 37.3184
| Sublap | SCNW | Monthly System Peak Day | December | CAISO 1-in-10 | 8 | 1.025 | 1.0765 | 1.025 | 1.0765 | 0 | 37.0491
| Sublap | SCNW | Monthly System Peak Day | December | CAISO 1-in-10 | 9 | 0.86531 | 0.84733 | 0.86531 | 0.84733 | 0 | 40.1906
| Sublap | SCNW | Monthly System Peak Day | December | CAISO 1-in-10 | 10 | 0.69061 | 0.63261 | 0.69061 | 0.63261 | 0 | 45.9008
| Sublap | SCNW | Monthly System Peak Day | December | CAISO 1-in-10 | 11 | 0.5122 | 0.45809 | 0.5122 | 0.45809 | 0 | 50.123
| Sublap | SCNW | Monthly System Peak Day | December | CAISO 1-in-10 | 12 | 0.39148 | 0.34023 | 0.39148 | 0.34023 | 0 | 52.2663
| Sublap | SCNW | Monthly System Peak Day | December | CAISO 1-in-10 | 13 | 0.36402 | 0.30936 | 0.36402 | 0.30936 | 0 | 53.3979
| Sublap | SCNW | Monthly System Peak Day | December | CAISO 1-in-10 | 14 | 0.3973 | 0.36072 | 0.3973 | 0.36072 | 0 | 54.3218
| Sublap | SCNW | Monthly System Peak Day | December | CAISO 1-in-10 | 15 | 0.47053 | 0.46613 | 0.47053 | 0.46613 | 0 | 55.3463
| Sublap | SCNW | Monthly System Peak Day | December | CAISO 1-in-10 | 16 | 0.64071 | 0.64877 | 0.64071 | 0.64877 | 0 | 55.6245
| Sublap | SCNW | Monthly System Peak Day | December | CAISO 1-in-10 | 17 | 0.87993 | 0.89477 | 0.87993 | 0.89477 | 0 | 55.0422
| Sublap | SCNW | Monthly System Peak Day | December | CAISO 1-in-10 | 18 | 1.2439 | 1.2372 | 1.2439 | 1.2372 | 0 | 52.974
| Sublap | SCNW | Monthly System Peak Day | December | CAISO 1-in-10 | 19 | 1.4471 | 1.4114 | 1.4471 | 1.4114 | 0 | 50.0886
| Sublap | SCNW | Monthly System Peak Day | December | CAISO 1-in-10 | 20 | 1.4499 | 1.4082 | 1.4499 | 1.4082 | 0 | 47.6125
| Sublap | SCNW | Monthly System Peak Day | December | CAISO 1-in-10 | 21 | 1.4143 | 1.3494 | 1.4143 | 1.3494 | 0 | 46.6302
| Sublap | SCNW | Monthly System Peak Day | December | CAISO 1-in-10 | 22 | 1.324 | 1.2489 | 1.324 | 1.2489 | 0 | 45.8829
| Sublap | SCNW | Monthly System Peak Day | December | CAISO 1-in-10 | 23 | 1.214 | 1.1518 | 1.214 | 1.1518 | 0 | 44.9014
| Sublap | SCNW | Monthly System Peak Day | December | CAISO 1-in-10 | 24 | 1.0197 | 0.97749 | 1.0197 | 0.97749 | 0 | 44.2181
| Sublap | SCNW | Monthly System Peak Day | December | CAISO 1-in-2 | 1 | 0.82409 | 0.79643 | 0.82409 | 0.79643 | 0 | 52.4374
| Sublap | SCNW | Monthly System Peak Day | December | CAISO 1-in-2 | 2 | 0.738 | 0.72671 | 0.738 | 0.72671 | 0 | 51.0463
| Sublap | SCNW | Monthly System Peak Day | December | CAISO 1-in-2 | 3 | 0.69175 | 0.67453 | 0.69175 | 0.67453 | 0 | 50.3746
| Sublap | SCNW | Monthly System Peak Day | December | CAISO 1-in-2 | 4 | 0.65564 | 0.63747 | 0.65564 | 0.63747 | 0 | 50.1054
| Sublap | SCNW | Monthly System Peak Day | December | CAISO 1-in-2 | 5 | 0.65239 | 0.62753 | 0.65239 | 0.62753 | 0 | 49.49
| Sublap | SCNW | Monthly System Peak Day | December | CAISO 1-in-2 | 6 | 0.69597 | 0.67769 | 0.69597 | 0.67769 | 0 | 49.0424
| Sublap | SCNW | Monthly System Peak Day | December | CAISO 1-in-2 | 7 | 0.78601 | 0.81979 | 0.78601 | 0.81979 | 0 | 49.3766
| Sublap | SCNW | Monthly System Peak Day | December | CAISO 1-in-2 | 8 | 0.82845 | 0.87996 | 0.82845 | 0.87996 | 0 | 49.5535
| Sublap | SCNW | Monthly System Peak Day | December | CAISO 1-in-2 | 9 | 0.72134 | 0.70336 | 0.72134 | 0.70336 | 0 | 50.9296
| Sublap | SCNW | Monthly System Peak Day | December | CAISO 1-in-2 | 10 | 0.59308 | 0.53507 | 0.59308 | 0.53507 | 0 | 54.9616
| Sublap | SCNW | Monthly System Peak Day | December | CAISO 1-in-2 | 11 | 0.4431 | 0.38899 | 0.4431 | 0.38899 | 0 | 59.1947
| Sublap | SCNW | Monthly System Peak Day | December | CAISO 1-in-2 | 12 | 0.34518 | 0.29393 | 0.34518 | 0.29393 | 0 | 62.1539
| Sublap | SCNW | Monthly System Peak Day | December | CAISO 1-in-2 | 13 | 0.30762 | 0.25296 | 0.30762 | 0.25296 | 0 | 63.1124
| Sublap | SCNW | Monthly System Peak Day | December | CAISO 1-in-2 | 14 | 0.31017 | 0.27359 | 0.31017 | 0.27359 | 0 | 64.4427
| Sublap | SCNW | Monthly System Peak Day | December | CAISO 1-in-2 | 15 | 0.3481 | 0.3437 | 0.3481 | 0.3437 | 0 | 64.7364
| Sublap | SCNW | Monthly System Peak Day | December | CAISO 1-in-2 | 16 | 0.47692 | 0.48499 | 0.47692 | 0.48499 | 0 | 64.7041
| Sublap | SCNW | Monthly System Peak Day | December | CAISO 1-in-2 | 17 | 0.67907 | 0.69392 | 0.67907 | 0.69392 | 0 | 63.5158
| Sublap | SCNW | Monthly System Peak Day | December | CAISO 1-in-2 | 18 | 0.99428 | 0.98765 | 0.99428 | 0.98765 | 0 | 61.7611
| Sublap | SCNW | Monthly System Peak Day | December | CAISO 1-in-2 | 19 | 1.1995 | 1.1638 | 1.1995 | 1.1638 | 0 | 58.8233
| Sublap | SCNW | Monthly System Peak Day | December | CAISO 1-in-2 | 20 | 1.2712 | 1.2296 | 1.2712 | 1.2296 | 0 | 56.4444
| Sublap | SCNW | Monthly System Peak Day | December | CAISO 1-in-2 | 21 | 1.2955 | 1.2306 | 1.2955 | 1.2306 | 0 | 54.8856
| Sublap | SCNW | Monthly System Peak Day | December | CAISO 1-in-2 | 22 | 1.2168 | 1.1416 | 1.2168 | 1.1416 | 0 | 53.8107
| Sublap | SCNW | Monthly System Peak Day | December | CAISO 1-in-2 | 23 | 1.1096 | 1.0475 | 1.1096 | 1.0475 | 0 | 53.0989
| Sublap | SCNW | Monthly System Peak Day | December | CAISO 1-in-2 | 24 | 0.92943 | 0.88717 | 0.92943 | 0.88717 | 0 | 51.4641
| Sublap | SCNW | Monthly System Peak Day | December | SCE 1-in-10 | 1 | 0.90339 | 0.87573 | 0.90339 | 0.87573 | 0 | 42.5247
| Sublap | SCNW | Monthly System Peak Day | December | SCE 1-in-10 | 2 | 0.8163 | 0.80501 | 0.8163 | 0.80501 | 0 | 42.7967
| Sublap | SCNW | Monthly System Peak Day | December | SCE 1-in-10 | 3 | 0.78124 | 0.76402 | 0.78124 | 0.76402 | 0 | 41.9411
| Sublap | SCNW | Monthly System Peak Day | December | SCE 1-in-10 | 4 | 0.75681 | 0.73864 | 0.75681 | 0.73864 | 0 | 41.508
| Sublap | SCNW | Monthly System Peak Day | December | SCE 1-in-10 | 5 | 0.77101 | 0.74614 | 0.77101 | 0.74614 | 0 | 40.9493
| Sublap | SCNW | Monthly System Peak Day | December | SCE 1-in-10 | 6 | 0.83836 | 0.82008 | 0.83836 | 0.82008 | 0 | 38.524
| Sublap | SCNW | Monthly System Peak Day | December | SCE 1-in-10 | 7 | 0.96459 | 0.99837 | 0.96459 | 0.99837 | 0 | 37.3184
| Sublap | SCNW | Monthly System Peak Day | December | SCE 1-in-10 | 8 | 1.025 | 1.0765 | 1.025 | 1.0765 | 0 | 37.0491
| Sublap | SCNW | Monthly System Peak Day | December | SCE 1-in-10 | 9 | 0.86531 | 0.84733 | 0.86531 | 0.84733 | 0 | 40.1906
| Sublap | SCNW | Monthly System Peak Day | December | SCE 1-in-10 | 10 | 0.69061 | 0.63261 | 0.69061 | 0.63261 | 0 | 45.9008
| Sublap | SCNW | Monthly System Peak Day | December | SCE 1-in-10 | 11 | 0.5122 | 0.45809 | 0.5122 | 0.45809 | 0 | 50.123
| Sublap | SCNW | Monthly System Peak Day | December | SCE 1-in-10 | 12 | 0.39148 | 0.34023 | 0.39148 | 0.34023 | 0 | 52.2663
| Sublap | SCNW | Monthly System Peak Day | December | SCE 1-in-10 | 13 | 0.36402 | 0.30936 | 0.36402 | 0.30936 | 0 | 53.3979
| Sublap | SCNW | Monthly System Peak Day | December | SCE 1-in-10 | 14 | 0.3973 | 0.36072 | 0.3973 | 0.36072 | 0 | 54.3218
| Sublap | SCNW | Monthly System Peak Day | December | SCE 1-in-10 | 15 | 0.47053 | 0.46613 | 0.47053 | 0.46613 | 0 | 55.3463
| Sublap | SCNW | Monthly System Peak Day | December | SCE 1-in-10 | 16 | 0.64071 | 0.64877 | 0.64071 | 0.64877 | 0 | 55.6245
| Sublap | SCNW | Monthly System Peak Day | December | SCE 1-in-10 | 17 | 0.87993 | 0.89477 | 0.87993 | 0.89477 | 0 | 55.0422
| Sublap | SCNW | Monthly System Peak Day | December | SCE 1-in-10 | 18 | 1.2439 | 1.2372 | 1.2439 | 1.2372 | 0 | 52.974
| Sublap | SCNW | Monthly System Peak Day | December | SCE 1-in-10 | 19 | 1.4471 | 1.4114 | 1.4471 | 1.4114 | 0 | 50.0886
| Sublap | SCNW | Monthly System Peak Day | December | SCE 1-in-10 | 20 | 1.4499 | 1.4082 | 1.4499 | 1.4082 | 0 | 47.6125
| Sublap | SCNW | Monthly System Peak Day | December | SCE 1-in-10 | 21 | 1.4143 | 1.3494 | 1.4143 | 1.3494 | 0 | 46.6302
| Sublap | SCNW | Monthly System Peak Day | December | SCE 1-in-10 | 22 | 1.324 | 1.2489 | 1.324 | 1.2489 | 0 | 45.8829
| Sublap | SCNW | Monthly System Peak Day | December | SCE 1-in-10 | 23 | 1.214 | 1.1518 | 1.214 | 1.1518 | 0 | 44.9014
| Sublap | SCNW | Monthly System Peak Day | December | SCE 1-in-10 | 24 | 1.0197 | 0.97749 | 1.0197 | 0.97749 | 0 | 44.2181
| Sublap | SCNW | Monthly System Peak Day | December | SCE 1-in-2 | 1 | 0.87973 | 0.85207 | 0.87973 | 0.85207 | 0 | 44.9243
| Sublap | SCNW | Monthly System Peak Day | December | SCE 1-in-2 | 2 | 0.79294 | 0.78164 | 0.79294 | 0.78164 | 0 | 44.7338
| Sublap | SCNW | Monthly System Peak Day | December | SCE 1-in-2 | 3 | 0.75453 | 0.73732 | 0.75453 | 0.73732 | 0 | 44.3487
| Sublap | SCNW | Monthly System Peak Day | December | SCE 1-in-2 | 4 | 0.72662 | 0.70845 | 0.72662 | 0.70845 | 0 | 43.8813
| Sublap | SCNW | Monthly System Peak Day | December | SCE 1-in-2 | 5 | 0.73561 | 0.71075 | 0.73561 | 0.71075 | 0 | 43.4594
| Sublap | SCNW | Monthly System Peak Day | December | SCE 1-in-2 | 6 | 0.79587 | 0.77759 | 0.79587 | 0.77759 | 0 | 42.8224
| Sublap | SCNW | Monthly System Peak Day | December | SCE 1-in-2 | 7 | 0.9113 | 0.94508 | 0.9113 | 0.94508 | 0 | 42.4053
| Sublap | SCNW | Monthly System Peak Day | December | SCE 1-in-2 | 8 | 0.96635 | 1.0179 | 0.96635 | 1.0179 | 0 | 42.7174
| Sublap | SCNW | Monthly System Peak Day | December | SCE 1-in-2 | 9 | 0.82235 | 0.80437 | 0.82235 | 0.80437 | 0 | 43.8991
| Sublap | SCNW | Monthly System Peak Day | December | SCE 1-in-2 | 10 | 0.66151 | 0.6035 | 0.66151 | 0.6035 | 0 | 48.6669
| Sublap | SCNW | Monthly System Peak Day | December | SCE 1-in-2 | 11 | 0.49158 | 0.43747 | 0.49158 | 0.43747 | 0 | 53.2348
| Sublap | SCNW | Monthly System Peak Day | December | SCE 1-in-2 | 12 | 0.37767 | 0.32641 | 0.37767 | 0.32641 | 0 | 55.2346
| Sublap | SCNW | Monthly System Peak Day | December | SCE 1-in-2 | 13 | 0.34719 | 0.29253 | 0.34719 | 0.29253 | 0 | 56.3047
| Sublap | SCNW | Monthly System Peak Day | December | SCE 1-in-2 | 14 | 0.37147 | 0.33489 | 0.37147 | 0.33489 | 0 | 57.3907
| Sublap | SCNW | Monthly System Peak Day | December | SCE 1-in-2 | 15 | 0.43411 | 0.42971 | 0.43411 | 0.42971 | 0 | 58.0086
| Sublap | SCNW | Monthly System Peak Day | December | SCE 1-in-2 | 16 | 0.59191 | 0.59998 | 0.59191 | 0.59998 | 0 | 58.3099
| Sublap | SCNW | Monthly System Peak Day | December | SCE 1-in-2 | 17 | 0.81999 | 0.83484 | 0.81999 | 0.83484 | 0 | 57.4931
| Sublap | SCNW | Monthly System Peak Day | December | SCE 1-in-2 | 18 | 1.1694 | 1.1628 | 1.1694 | 1.1628 | 0 | 55.5148
| Sublap | SCNW | Monthly System Peak Day | December | SCE 1-in-2 | 19 | 1.3732 | 1.3375 | 1.3732 | 1.3375 | 0 | 52.5135
| Sublap | SCNW | Monthly System Peak Day | December | SCE 1-in-2 | 20 | 1.3966 | 1.3549 | 1.3966 | 1.3549 | 0 | 49.4431
| Sublap | SCNW | Monthly System Peak Day | December | SCE 1-in-2 | 21 | 1.3788 | 1.314 | 1.3788 | 1.314 | 0 | 48.2381
| Sublap | SCNW | Monthly System Peak Day | December | SCE 1-in-2 | 22 | 1.292 | 1.2168 | 1.292 | 1.2168 | 0 | 47.3558
| Sublap | SCNW | Monthly System Peak Day | December | SCE 1-in-2 | 23 | 1.1828 | 1.1207 | 1.1828 | 1.1207 | 0 | 46.7936
| Sublap | SCNW | Monthly System Peak Day | December | SCE 1-in-2 | 24 | 0.9928 | 0.95054 | 0.9928 | 0.95054 | 0 | 45.7834
| Sublap | SCNW | Monthly System Peak Day | February | CAISO 1-in-10 | 1 | 0.8628 | 0.83514 | 0.8628 | 0.83514 | 0 | 50.8098
| Sublap | SCNW | Monthly System Peak Day | February | CAISO 1-in-10 | 2 | 0.77622 | 0.76493 | 0.77622 | 0.76493 | 0 | 50.1224
| Sublap | SCNW | Monthly System Peak Day | February | CAISO 1-in-10 | 3 | 0.73543 | 0.71822 | 0.73543 | 0.71822 | 0 | 50.1212
| Sublap | SCNW | Monthly System Peak Day | February | CAISO 1-in-10 | 4 | 0.70503 | 0.68686 | 0.70503 | 0.68686 | 0 | 49.7029
| Sublap | SCNW | Monthly System Peak Day | February | CAISO 1-in-10 | 5 | 0.7103 | 0.68543 | 0.7103 | 0.68543 | 0 | 49.0557
| Sublap | SCNW | Monthly System Peak Day | February | CAISO 1-in-10 | 6 | 0.76548 | 0.7472 | 0.76548 | 0.7472 | 0 | 49.0533
| Sublap | SCNW | Monthly System Peak Day | February | CAISO 1-in-10 | 7 | 0.87319 | 0.90697 | 0.87319 | 0.90697 | 0 | 48.5978
| Sublap | SCNW | Monthly System Peak Day | February | CAISO 1-in-10 | 8 | 0.9244 | 0.97591 | 0.9244 | 0.97591 | 0 | 48.6338
| Sublap | SCNW | Monthly System Peak Day | February | CAISO 1-in-10 | 9 | 0.79162 | 0.77364 | 0.79162 | 0.77364 | 0 | 48.3092
| Sublap | SCNW | Monthly System Peak Day | February | CAISO 1-in-10 | 10 | 0.64069 | 0.58269 | 0.64069 | 0.58269 | 0 | 49.5181
| Sublap | SCNW | Monthly System Peak Day | February | CAISO 1-in-10 | 11 | 0.47683 | 0.42272 | 0.47683 | 0.42272 | 0 | 50.8753
| Sublap | SCNW | Monthly System Peak Day | February | CAISO 1-in-10 | 12 | 0.36779 | 0.31653 | 0.36779 | 0.31653 | 0 | 52.0112
| Sublap | SCNW | Monthly System Peak Day | February | CAISO 1-in-10 | 13 | 0.33515 | 0.28049 | 0.33515 | 0.28049 | 0 | 53.2324
| Sublap | SCNW | Monthly System Peak Day | February | CAISO 1-in-10 | 14 | 0.35299 | 0.31641 | 0.35299 | 0.31641 | 0 | 53.9252
| Sublap | SCNW | Monthly System Peak Day | February | CAISO 1-in-10 | 15 | 0.40807 | 0.40366 | 0.40807 | 0.40366 | 0 | 54.7986
| Sublap | SCNW | Monthly System Peak Day | February | CAISO 1-in-10 | 16 | 0.55701 | 0.56508 | 0.55701 | 0.56508 | 0 | 55.7498
| Sublap | SCNW | Monthly System Peak Day | February | CAISO 1-in-10 | 17 | 0.77712 | 0.79197 | 0.77712 | 0.79197 | 0 | 55.6149
| Sublap | SCNW | Monthly System Peak Day | February | CAISO 1-in-10 | 18 | 1.1161 | 1.1095 | 1.1161 | 1.1095 | 0 | 54.8946
| Sublap | SCNW | Monthly System Peak Day | February | CAISO 1-in-10 | 19 | 1.3203 | 1.2847 | 1.3203 | 1.2847 | 0 | 53.5006
| Sublap | SCNW | Monthly System Peak Day | February | CAISO 1-in-10 | 20 | 1.3584 | 1.3168 | 1.3584 | 1.3168 | 0 | 52.2405
| Sublap | SCNW | Monthly System Peak Day | February | CAISO 1-in-10 | 21 | 1.3535 | 1.2886 | 1.3535 | 1.2886 | 0 | 51.4279
| Sublap | SCNW | Monthly System Peak Day | February | CAISO 1-in-10 | 22 | 1.2691 | 1.1939 | 1.2691 | 1.1939 | 0 | 50.4115
| Sublap | SCNW | Monthly System Peak Day | February | CAISO 1-in-10 | 23 | 1.1606 | 1.0984 | 1.1606 | 1.0984 | 0 | 49.5134
| Sublap | SCNW | Monthly System Peak Day | February | CAISO 1-in-10 | 24 | 0.97352 | 0.93126 | 0.97352 | 0.93126 | 0 | 48.8086
| Sublap | SCNW | Monthly System Peak Day | February | CAISO 1-in-2 | 1 | 0.8943 | 0.86664 | 0.8943 | 0.86664 | 0 | 42.7431
| Sublap | SCNW | Monthly System Peak Day | February | CAISO 1-in-2 | 2 | 0.80733 | 0.79603 | 0.80733 | 0.79603 | 0 | 41.7416
| Sublap | SCNW | Monthly System Peak Day | February | CAISO 1-in-2 | 3 | 0.77098 | 0.75376 | 0.77098 | 0.75376 | 0 | 41.1207
| Sublap | SCNW | Monthly System Peak Day | February | CAISO 1-in-2 | 4 | 0.74521 | 0.72704 | 0.74521 | 0.72704 | 0 | 40.85
| Sublap | SCNW | Monthly System Peak Day | February | CAISO 1-in-2 | 5 | 0.75741 | 0.73255 | 0.75741 | 0.73255 | 0 | 39.9398
| Sublap | SCNW | Monthly System Peak Day | February | CAISO 1-in-2 | 6 | 0.82204 | 0.80376 | 0.82204 | 0.80376 | 0 | 39.4687
| Sublap | SCNW | Monthly System Peak Day | February | CAISO 1-in-2 | 7 | 0.94412 | 0.9779 | 0.94412 | 0.9779 | 0 | 38.6394
| Sublap | SCNW | Monthly System Peak Day | February | CAISO 1-in-2 | 8 | 1.0025 | 1.054 | 1.0025 | 1.054 | 0 | 37.9158
| Sublap | SCNW | Monthly System Peak Day | February | CAISO 1-in-2 | 9 | 0.84881 | 0.83083 | 0.84881 | 0.83083 | 0 | 40.3055
| Sublap | SCNW | Monthly System Peak Day | February | CAISO 1-in-2 | 10 | 0.67943 | 0.62143 | 0.67943 | 0.62143 | 0 | 45.7112
| Sublap | SCNW | Monthly System Peak Day | February | CAISO 1-in-2 | 11 | 0.50428 | 0.45017 | 0.50428 | 0.45017 | 0 | 50.8432
| Sublap | SCNW | Monthly System Peak Day | February | CAISO 1-in-2 | 12 | 0.38618 | 0.33492 | 0.38618 | 0.33492 | 0 | 53.6835
| Sublap | SCNW | Monthly System Peak Day | February | CAISO 1-in-2 | 13 | 0.35755 | 0.3029 | 0.35755 | 0.3029 | 0 | 55.9168
| Sublap | SCNW | Monthly System Peak Day | February | CAISO 1-in-2 | 14 | 0.38738 | 0.3508 | 0.38738 | 0.3508 | 0 | 57.4254
| Sublap | SCNW | Monthly System Peak Day | February | CAISO 1-in-2 | 15 | 0.45654 | 0.45214 | 0.45654 | 0.45214 | 0 | 57.8506
| Sublap | SCNW | Monthly System Peak Day | February | CAISO 1-in-2 | 16 | 0.62197 | 0.63003 | 0.62197 | 0.63003 | 0 | 57.981
| Sublap | SCNW | Monthly System Peak Day | February | CAISO 1-in-2 | 17 | 0.8569 | 0.87175 | 0.8569 | 0.87175 | 0 | 57.8067
| Sublap | SCNW | Monthly System Peak Day | February | CAISO 1-in-2 | 18 | 1.2153 | 1.2086 | 1.2153 | 1.2086 | 0 | 56.4396
| Sublap | SCNW | Monthly System Peak Day | February | CAISO 1-in-2 | 19 | 1.4187 | 1.383 | 1.4187 | 1.383 | 0 | 54.0511
| Sublap | SCNW | Monthly System Peak Day | February | CAISO 1-in-2 | 20 | 1.4294 | 1.3877 | 1.4294 | 1.3877 | 0 | 50.5418
| Sublap | SCNW | Monthly System Peak Day | February | CAISO 1-in-2 | 21 | 1.4007 | 1.3358 | 1.4007 | 1.3358 | 0 | 47.4097
| Sublap | SCNW | Monthly System Peak Day | February | CAISO 1-in-2 | 22 | 1.3117 | 1.2366 | 1.3117 | 1.2366 | 0 | 45.9971
| Sublap | SCNW | Monthly System Peak Day | February | CAISO 1-in-2 | 23 | 1.202 | 1.1399 | 1.202 | 1.1399 | 0 | 44.7569
| Sublap | SCNW | Monthly System Peak Day | February | CAISO 1-in-2 | 24 | 1.0094 | 0.96714 | 1.0094 | 0.96714 | 0 | 43.4762
| Sublap | SCNW | Monthly System Peak Day | February | SCE 1-in-10 | 1 | 1.2139 | 1.1863 | 1.2139 | 1.1863 | 0 | 66.4621
| Sublap | SCNW | Monthly System Peak Day | February | SCE 1-in-10 | 2 | 1.0584 | 1.0471 | 1.0584 | 1.0471 | 0 | 65.493
| Sublap | SCNW | Monthly System Peak Day | February | SCE 1-in-10 | 3 | 0.94713 | 0.92991 | 0.94713 | 0.92991 | 0 | 64.5446
| Sublap | SCNW | Monthly System Peak Day | February | SCE 1-in-10 | 4 | 0.84079 | 0.82262 | 0.84079 | 0.82262 | 0 | 63.4853
| Sublap | SCNW | Monthly System Peak Day | February | SCE 1-in-10 | 5 | 0.80782 | 0.78296 | 0.80782 | 0.78296 | 0 | 63.3963
| Sublap | SCNW | Monthly System Peak Day | February | SCE 1-in-10 | 6 | 0.80319 | 0.78491 | 0.80319 | 0.78491 | 0 | 62.9653
| Sublap | SCNW | Monthly System Peak Day | February | SCE 1-in-10 | 7 | 0.80179 | 0.83557 | 0.80179 | 0.83557 | 0 | 62.1555
| Sublap | SCNW | Monthly System Peak Day | February | SCE 1-in-10 | 8 | 0.83969 | 0.8912 | 0.83969 | 0.8912 | 0 | 61.5891
| Sublap | SCNW | Monthly System Peak Day | February | SCE 1-in-10 | 9 | 0.76452 | 0.74654 | 0.76452 | 0.74654 | 0 | 62.9079
| Sublap | SCNW | Monthly System Peak Day | February | SCE 1-in-10 | 10 | 0.62789 | 0.56989 | 0.62789 | 0.56989 | 0 | 69.1938
| Sublap | SCNW | Monthly System Peak Day | February | SCE 1-in-10 | 11 | 0.48818 | 0.43407 | 0.48818 | 0.43407 | 0 | 75.378
| Sublap | SCNW | Monthly System Peak Day | February | SCE 1-in-10 | 12 | 0.48488 | 0.43363 | 0.48488 | 0.43363 | 0 | 78.702
| Sublap | SCNW | Monthly System Peak Day | February | SCE 1-in-10 | 13 | 0.57911 | 0.52445 | 0.57911 | 0.52445 | 0 | 80.5381
| Sublap | SCNW | Monthly System Peak Day | February | SCE 1-in-10 | 14 | 0.71809 | 0.68151 | 0.71809 | 0.68151 | 0 | 81.4123
| Sublap | SCNW | Monthly System Peak Day | February | SCE 1-in-10 | 15 | 0.8856 | 0.8812 | 0.8856 | 0.8812 | 0 | 82.1067
| Sublap | SCNW | Monthly System Peak Day | February | SCE 1-in-10 | 16 | 1.1355 | 1.1436 | 1.1355 | 1.1436 | 0 | 82.2072
| Sublap | SCNW | Monthly System Peak Day | February | SCE 1-in-10 | 17 | 1.3922 | 1.407 | 0.81688 | 0.77608 | 0.031886 | 80.6938
| Sublap | SCNW | Monthly System Peak Day | February | SCE 1-in-10 | 18 | 1.6678 | 1.6612 | 1.3067 | 1.3903 | 0.052871 | 79.1922
| Sublap | SCNW | Monthly System Peak Day | February | SCE 1-in-10 | 19 | 1.8269 | 1.7912 | 1.5874 | 1.6311 | 0.080185 | 75.1532
| Sublap | SCNW | Monthly System Peak Day | February | SCE 1-in-10 | 20 | 1.7476 | 1.706 | 1.5514 | 1.5844 | 0.068564 | 70.1829
| Sublap | SCNW | Monthly System Peak Day | February | SCE 1-in-10 | 21 | 1.6386 | 1.5737 | 1.4078 | 1.4176 | 0.094548 | 65.8201
| Sublap | SCNW | Monthly System Peak Day | February | SCE 1-in-10 | 22 | 1.5607 | 1.4855 | 1.6319 | 1.7618 | 0.04717 | 62.9626
| Sublap | SCNW | Monthly System Peak Day | February | SCE 1-in-10 | 23 | 1.4376 | 1.3754 | 1.4376 | 1.3754 | 0 | 60.7975
| Sublap | SCNW | Monthly System Peak Day | February | SCE 1-in-10 | 24 | 1.1944 | 1.1522 | 1.1944 | 1.1522 | 0 | 60.9964
| Sublap | SCNW | Monthly System Peak Day | February | SCE 1-in-2 | 1 | 0.88458 | 0.85692 | 0.88458 | 0.85692 | 0 | 42.8048
| Sublap | SCNW | Monthly System Peak Day | February | SCE 1-in-2 | 2 | 0.79773 | 0.78644 | 0.79773 | 0.78644 | 0 | 41.8966
| Sublap | SCNW | Monthly System Peak Day | February | SCE 1-in-2 | 3 | 0.76001 | 0.7428 | 0.76001 | 0.7428 | 0 | 41.0557
| Sublap | SCNW | Monthly System Peak Day | February | SCE 1-in-2 | 4 | 0.73281 | 0.71464 | 0.73281 | 0.71464 | 0 | 40.7499
| Sublap | SCNW | Monthly System Peak Day | February | SCE 1-in-2 | 5 | 0.74287 | 0.71801 | 0.74287 | 0.71801 | 0 | 39.6088
| Sublap | SCNW | Monthly System Peak Day | February | SCE 1-in-2 | 6 | 0.80459 | 0.78631 | 0.80459 | 0.78631 | 0 | 39.2718
| Sublap | SCNW | Monthly System Peak Day | February | SCE 1-in-2 | 7 | 0.92223 | 0.95602 | 0.92223 | 0.95602 | 0 | 39.161
| Sublap | SCNW | Monthly System Peak Day | February | SCE 1-in-2 | 8 | 0.97839 | 1.0299 | 0.97839 | 1.0299 | 0 | 40.6772
| Sublap | SCNW | Monthly System Peak Day | February | SCE 1-in-2 | 9 | 0.83116 | 0.81318 | 0.83116 | 0.81318 | 0 | 43.086
| Sublap | SCNW | Monthly System Peak Day | February | SCE 1-in-2 | 10 | 0.66748 | 0.60948 | 0.66748 | 0.60948 | 0 | 47.8252
| Sublap | SCNW | Monthly System Peak Day | February | SCE 1-in-2 | 11 | 0.49581 | 0.4417 | 0.49581 | 0.4417 | 0 | 52.0489
| Sublap | SCNW | Monthly System Peak Day | February | SCE 1-in-2 | 12 | 0.3805 | 0.32925 | 0.3805 | 0.32925 | 0 | 54.0507
| Sublap | SCNW | Monthly System Peak Day | February | SCE 1-in-2 | 13 | 0.35064 | 0.29599 | 0.35064 | 0.29599 | 0 | 56.7254
| Sublap | SCNW | Monthly System Peak Day | February | SCE 1-in-2 | 14 | 0.37677 | 0.34019 | 0.37677 | 0.34019 | 0 | 58.3877
| Sublap | SCNW | Monthly System Peak Day | February | SCE 1-in-2 | 15 | 0.44158 | 0.43718 | 0.44158 | 0.43718 | 0 | 59.4083
| Sublap | SCNW | Monthly System Peak Day | February | SCE 1-in-2 | 16 | 0.60193 | 0.60999 | 0.60193 | 0.60999 | 0 | 59.833
| Sublap | SCNW | Monthly System Peak Day | February | SCE 1-in-2 | 17 | 0.83229 | 0.84714 | 0.83229 | 0.84714 | 0 | 59.4933
| Sublap | SCNW | Monthly System Peak Day | February | SCE 1-in-2 | 18 | 1.1847 | 1.178 | 1.1847 | 1.178 | 0 | 57.5346
| Sublap | SCNW | Monthly System Peak Day | February | SCE 1-in-2 | 19 | 1.3883 | 1.3527 | 1.3883 | 1.3527 | 0 | 54.9675
| Sublap | SCNW | Monthly System Peak Day | February | SCE 1-in-2 | 20 | 1.4075 | 1.3658 | 1.4075 | 1.3658 | 0 | 52.0397
| Sublap | SCNW | Monthly System Peak Day | February | SCE 1-in-2 | 21 | 1.3861 | 1.3212 | 1.3861 | 1.3212 | 0 | 49.3335
| Sublap | SCNW | Monthly System Peak Day | February | SCE 1-in-2 | 22 | 1.2986 | 1.2234 | 1.2986 | 1.2234 | 0 | 47.5691
| Sublap | SCNW | Monthly System Peak Day | February | SCE 1-in-2 | 23 | 1.1892 | 1.1271 | 1.1892 | 1.1271 | 0 | 46.7132
| Sublap | SCNW | Monthly System Peak Day | February | SCE 1-in-2 | 24 | 0.99833 | 0.95607 | 0.99833 | 0.95607 | 0 | 45.6229
| Sublap | SCNW | Monthly System Peak Day | January | CAISO 1-in-10 | 1 | 0.91985 | 0.89219 | 0.91985 | 0.89219 | 0 | 43.0537
| Sublap | SCNW | Monthly System Peak Day | January | CAISO 1-in-10 | 2 | 0.83256 | 0.82127 | 0.83256 | 0.82127 | 0 | 42.3931
| Sublap | SCNW | Monthly System Peak Day | January | CAISO 1-in-10 | 3 | 0.79982 | 0.78261 | 0.79982 | 0.78261 | 0 | 42.363
| Sublap | SCNW | Monthly System Peak Day | January | CAISO 1-in-10 | 4 | 0.77782 | 0.75965 | 0.77782 | 0.75965 | 0 | 41.8473
| Sublap | SCNW | Monthly System Peak Day | January | CAISO 1-in-10 | 5 | 0.79564 | 0.77077 | 0.79564 | 0.77077 | 0 | 41.015
| Sublap | SCNW | Monthly System Peak Day | January | CAISO 1-in-10 | 6 | 0.86792 | 0.84964 | 0.86792 | 0.84964 | 0 | 40.207
| Sublap | SCNW | Monthly System Peak Day | January | CAISO 1-in-10 | 7 | 1.0017 | 1.0355 | 1.0017 | 1.0355 | 0 | 39.9177
| Sublap | SCNW | Monthly System Peak Day | January | CAISO 1-in-10 | 8 | 1.0658 | 1.1173 | 1.0658 | 1.1173 | 0 | 40.2911
| Sublap | SCNW | Monthly System Peak Day | January | CAISO 1-in-10 | 9 | 0.8952 | 0.87722 | 0.8952 | 0.87722 | 0 | 40.0233
| Sublap | SCNW | Monthly System Peak Day | January | CAISO 1-in-10 | 10 | 0.71087 | 0.65286 | 0.71087 | 0.65286 | 0 | 41.944
| Sublap | SCNW | Monthly System Peak Day | January | CAISO 1-in-10 | 11 | 0.52655 | 0.47244 | 0.52655 | 0.47244 | 0 | 43.9216
| Sublap | SCNW | Monthly System Peak Day | January | CAISO 1-in-10 | 12 | 0.4011 | 0.34984 | 0.4011 | 0.34984 | 0 | 45.7359
| Sublap | SCNW | Monthly System Peak Day | January | CAISO 1-in-10 | 13 | 0.37573 | 0.32107 | 0.37573 | 0.32107 | 0 | 47.4553
| Sublap | SCNW | Monthly System Peak Day | January | CAISO 1-in-10 | 14 | 0.41528 | 0.3787 | 0.41528 | 0.3787 | 0 | 48.0782
| Sublap | SCNW | Monthly System Peak Day | January | CAISO 1-in-10 | 15 | 0.49587 | 0.49147 | 0.49587 | 0.49147 | 0 | 51.1156
| Sublap | SCNW | Monthly System Peak Day | January | CAISO 1-in-10 | 16 | 0.67466 | 0.68273 | 0.67466 | 0.68273 | 0 | 52.2684
| Sublap | SCNW | Monthly System Peak Day | January | CAISO 1-in-10 | 17 | 0.92163 | 0.93648 | 0.92163 | 0.93648 | 0 | 51.6429
| Sublap | SCNW | Monthly System Peak Day | January | CAISO 1-in-10 | 18 | 1.2957 | 1.2891 | 1.2957 | 1.2891 | 0 | 50.6159
| Sublap | SCNW | Monthly System Peak Day | January | CAISO 1-in-10 | 19 | 1.4985 | 1.4628 | 1.4985 | 1.4628 | 0 | 48.326
| Sublap | SCNW | Monthly System Peak Day | January | CAISO 1-in-10 | 20 | 1.487 | 1.4453 | 1.487 | 1.4453 | 0 | 45.9726
| Sublap | SCNW | Monthly System Peak Day | January | CAISO 1-in-10 | 21 | 1.439 | 1.3741 | 1.439 | 1.3741 | 0 | 44.9286
| Sublap | SCNW | Monthly System Peak Day | January | CAISO 1-in-10 | 22 | 1.3463 | 1.2711 | 1.3463 | 1.2711 | 0 | 43.8749
| Sublap | SCNW | Monthly System Peak Day | January | CAISO 1-in-10 | 23 | 1.2356 | 1.1735 | 1.2356 | 1.1735 | 0 | 42.2769
| Sublap | SCNW | Monthly System Peak Day | January | CAISO 1-in-10 | 24 | 1.0385 | 0.99625 | 1.0385 | 0.99625 | 0 | 41.6986
| Sublap | SCNW | Monthly System Peak Day | January | CAISO 1-in-2 | 1 | 0.88563 | 0.85797 | 0.88563 | 0.85797 | 0 | 44.7789
| Sublap | SCNW | Monthly System Peak Day | January | CAISO 1-in-2 | 2 | 0.79876 | 0.78747 | 0.79876 | 0.78747 | 0 | 44.0766
| Sublap | SCNW | Monthly System Peak Day | January | CAISO 1-in-2 | 3 | 0.76119 | 0.74398 | 0.76119 | 0.74398 | 0 | 42.9851
| Sublap | SCNW | Monthly System Peak Day | January | CAISO 1-in-2 | 4 | 0.73415 | 0.71598 | 0.73415 | 0.71598 | 0 | 42.7143
| Sublap | SCNW | Monthly System Peak Day | January | CAISO 1-in-2 | 5 | 0.74444 | 0.71957 | 0.74444 | 0.71957 | 0 | 42.2968
| Sublap | SCNW | Monthly System Peak Day | January | CAISO 1-in-2 | 6 | 0.80646 | 0.78818 | 0.80646 | 0.78818 | 0 | 41.8689
| Sublap | SCNW | Monthly System Peak Day | January | CAISO 1-in-2 | 7 | 0.92459 | 0.95837 | 0.92459 | 0.95837 | 0 | 42.476
| Sublap | SCNW | Monthly System Peak Day | January | CAISO 1-in-2 | 8 | 0.98098 | 1.0325 | 0.98098 | 1.0325 | 0 | 43.1859
| Sublap | SCNW | Monthly System Peak Day | January | CAISO 1-in-2 | 9 | 0.83306 | 0.81508 | 0.83306 | 0.81508 | 0 | 43.6285
| Sublap | SCNW | Monthly System Peak Day | January | CAISO 1-in-2 | 10 | 0.66876 | 0.61076 | 0.66876 | 0.61076 | 0 | 46.8841
| Sublap | SCNW | Monthly System Peak Day | January | CAISO 1-in-2 | 11 | 0.49672 | 0.44261 | 0.49672 | 0.44261 | 0 | 51.9552
| Sublap | SCNW | Monthly System Peak Day | January | CAISO 1-in-2 | 12 | 0.38111 | 0.32986 | 0.38111 | 0.32986 | 0 | 54.5752
| Sublap | SCNW | Monthly System Peak Day | January | CAISO 1-in-2 | 13 | 0.35138 | 0.29673 | 0.35138 | 0.29673 | 0 | 55.3994
| Sublap | SCNW | Monthly System Peak Day | January | CAISO 1-in-2 | 14 | 0.37791 | 0.34133 | 0.37791 | 0.34133 | 0 | 55.2906
| Sublap | SCNW | Monthly System Peak Day | January | CAISO 1-in-2 | 15 | 0.44319 | 0.43879 | 0.44319 | 0.43879 | 0 | 55.2047
| Sublap | SCNW | Monthly System Peak Day | January | CAISO 1-in-2 | 16 | 0.60408 | 0.61214 | 0.60408 | 0.61214 | 0 | 55.3825
| Sublap | SCNW | Monthly System Peak Day | January | CAISO 1-in-2 | 17 | 0.83493 | 0.84978 | 0.83493 | 0.84978 | 0 | 54.742
| Sublap | SCNW | Monthly System Peak Day | January | CAISO 1-in-2 | 18 | 1.188 | 1.1813 | 1.188 | 1.1813 | 0 | 53.3322
| Sublap | SCNW | Monthly System Peak Day | January | CAISO 1-in-2 | 19 | 1.3916 | 1.3559 | 1.3916 | 1.3559 | 0 | 51.4157
| Sublap | SCNW | Monthly System Peak Day | January | CAISO 1-in-2 | 20 | 1.4098 | 1.3682 | 1.4098 | 1.3682 | 0 | 50.0037
| Sublap | SCNW | Monthly System Peak Day | January | CAISO 1-in-2 | 21 | 1.3877 | 1.3228 | 1.3877 | 1.3228 | 0 | 48.9599
| Sublap | SCNW | Monthly System Peak Day | January | CAISO 1-in-2 | 22 | 1.3 | 1.2248 | 1.3 | 1.2248 | 0 | 48.542
| Sublap | SCNW | Monthly System Peak Day | January | CAISO 1-in-2 | 23 | 1.1906 | 1.1285 | 1.1906 | 1.1285 | 0 | 48.6037
| Sublap | SCNW | Monthly System Peak Day | January | CAISO 1-in-2 | 24 | 0.99951 | 0.95726 | 0.99951 | 0.95726 | 0 | 48.6348
| Sublap | SCNW | Monthly System Peak Day | January | SCE 1-in-10 | 1 | 0.91472 | 0.88706 | 0.91472 | 0.88706 | 0 | 44.7651
| Sublap | SCNW | Monthly System Peak Day | January | SCE 1-in-10 | 2 | 0.82749 | 0.8162 | 0.82749 | 0.8162 | 0 | 43.6938
| Sublap | SCNW | Monthly System Peak Day | January | SCE 1-in-10 | 3 | 0.79403 | 0.77681 | 0.79403 | 0.77681 | 0 | 42.8674
| Sublap | SCNW | Monthly System Peak Day | January | SCE 1-in-10 | 4 | 0.77127 | 0.7531 | 0.77127 | 0.7531 | 0 | 42.1734
| Sublap | SCNW | Monthly System Peak Day | January | SCE 1-in-10 | 5 | 0.78796 | 0.7631 | 0.78796 | 0.7631 | 0 | 41.2161
| Sublap | SCNW | Monthly System Peak Day | January | SCE 1-in-10 | 6 | 0.85871 | 0.84043 | 0.85871 | 0.84043 | 0 | 40.4925
| Sublap | SCNW | Monthly System Peak Day | January | SCE 1-in-10 | 7 | 0.99011 | 1.0239 | 0.99011 | 1.0239 | 0 | 41.015
| Sublap | SCNW | Monthly System Peak Day | January | SCE 1-in-10 | 8 | 1.0531 | 1.1046 | 1.0531 | 1.1046 | 0 | 41.6742
| Sublap | SCNW | Monthly System Peak Day | January | SCE 1-in-10 | 9 | 0.88589 | 0.86791 | 0.88589 | 0.86791 | 0 | 42.1369
| Sublap | SCNW | Monthly System Peak Day | January | SCE 1-in-10 | 10 | 0.70455 | 0.64655 | 0.70455 | 0.64655 | 0 | 44.3915
| Sublap | SCNW | Monthly System Peak Day | January | SCE 1-in-10 | 11 | 0.52208 | 0.46797 | 0.52208 | 0.46797 | 0 | 46.6192
| Sublap | SCNW | Monthly System Peak Day | January | SCE 1-in-10 | 12 | 0.3981 | 0.34685 | 0.3981 | 0.34685 | 0 | 48.3202
| Sublap | SCNW | Monthly System Peak Day | January | SCE 1-in-10 | 13 | 0.37208 | 0.31742 | 0.37208 | 0.31742 | 0 | 49.1358
| Sublap | SCNW | Monthly System Peak Day | January | SCE 1-in-10 | 14 | 0.40967 | 0.3731 | 0.40967 | 0.3731 | 0 | 49.4248
| Sublap | SCNW | Monthly System Peak Day | January | SCE 1-in-10 | 15 | 0.48797 | 0.48357 | 0.48797 | 0.48357 | 0 | 49.87
| Sublap | SCNW | Monthly System Peak Day | January | SCE 1-in-10 | 16 | 0.66408 | 0.67215 | 0.66408 | 0.67215 | 0 | 50.5037
| Sublap | SCNW | Monthly System Peak Day | January | SCE 1-in-10 | 17 | 0.90863 | 0.92348 | 0.90863 | 0.92348 | 0 | 49.805
| Sublap | SCNW | Monthly System Peak Day | January | SCE 1-in-10 | 18 | 1.2795 | 1.2729 | 1.2795 | 1.2729 | 0 | 48.4878
| Sublap | SCNW | Monthly System Peak Day | January | SCE 1-in-10 | 19 | 1.4824 | 1.4468 | 1.4824 | 1.4468 | 0 | 46.9237
| Sublap | SCNW | Monthly System Peak Day | January | SCE 1-in-10 | 20 | 1.4754 | 1.4337 | 1.4754 | 1.4337 | 0 | 45.1639
| Sublap | SCNW | Monthly System Peak Day | January | SCE 1-in-10 | 21 | 1.4313 | 1.3664 | 1.4313 | 1.3664 | 0 | 44.7474
| Sublap | SCNW | Monthly System Peak Day | January | SCE 1-in-10 | 22 | 1.3394 | 1.2642 | 1.3394 | 1.2642 | 0 | 44.3661
| Sublap | SCNW | Monthly System Peak Day | January | SCE 1-in-10 | 23 | 1.2289 | 1.1668 | 1.2289 | 1.1668 | 0 | 43.8289
| Sublap | SCNW | Monthly System Peak Day | January | SCE 1-in-10 | 24 | 1.0327 | 0.9904 | 1.0327 | 0.9904 | 0 | 43.7312
| Sublap | SCNW | Monthly System Peak Day | January | SCE 1-in-2 | 1 | 0.88478 | 0.85712 | 0.88478 | 0.85712 | 0 | 45.3993
| Sublap | SCNW | Monthly System Peak Day | January | SCE 1-in-2 | 2 | 0.79792 | 0.78663 | 0.79792 | 0.78663 | 0 | 44.2081
| Sublap | SCNW | Monthly System Peak Day | January | SCE 1-in-2 | 3 | 0.76024 | 0.74302 | 0.76024 | 0.74302 | 0 | 43.3315
| Sublap | SCNW | Monthly System Peak Day | January | SCE 1-in-2 | 4 | 0.73307 | 0.7149 | 0.73307 | 0.7149 | 0 | 42.8846
| Sublap | SCNW | Monthly System Peak Day | January | SCE 1-in-2 | 5 | 0.74317 | 0.71831 | 0.74317 | 0.71831 | 0 | 42.3783
| Sublap | SCNW | Monthly System Peak Day | January | SCE 1-in-2 | 6 | 0.80494 | 0.78666 | 0.80494 | 0.78666 | 0 | 42.4857
| Sublap | SCNW | Monthly System Peak Day | January | SCE 1-in-2 | 7 | 0.92268 | 0.95646 | 0.92268 | 0.95646 | 0 | 42.8806
| Sublap | SCNW | Monthly System Peak Day | January | SCE 1-in-2 | 8 | 0.97888 | 1.0304 | 0.97888 | 1.0304 | 0 | 43.5065
| Sublap | SCNW | Monthly System Peak Day | January | SCE 1-in-2 | 9 | 0.83152 | 0.81354 | 0.83152 | 0.81354 | 0 | 44.4813
| Sublap | SCNW | Monthly System Peak Day | January | SCE 1-in-2 | 10 | 0.66772 | 0.60972 | 0.66772 | 0.60972 | 0 | 48.2199
| Sublap | SCNW | Monthly System Peak Day | January | SCE 1-in-2 | 11 | 0.49598 | 0.44187 | 0.49598 | 0.44187 | 0 | 52.1281
| Sublap | SCNW | Monthly System Peak Day | January | SCE 1-in-2 | 12 | 0.38062 | 0.32936 | 0.38062 | 0.32936 | 0 | 53.1196
| Sublap | SCNW | Monthly System Peak Day | January | SCE 1-in-2 | 13 | 0.35078 | 0.29613 | 0.35078 | 0.29613 | 0 | 53.8214
| Sublap | SCNW | Monthly System Peak Day | January | SCE 1-in-2 | 14 | 0.37698 | 0.3404 | 0.37698 | 0.3404 | 0 | 55.163
| Sublap | SCNW | Monthly System Peak Day | January | SCE 1-in-2 | 15 | 0.44189 | 0.43749 | 0.44189 | 0.43749 | 0 | 56.613
| Sublap | SCNW | Monthly System Peak Day | January | SCE 1-in-2 | 16 | 0.60233 | 0.6104 | 0.60233 | 0.6104 | 0 | 57.2596
| Sublap | SCNW | Monthly System Peak Day | January | SCE 1-in-2 | 17 | 0.83279 | 0.84764 | 0.83279 | 0.84764 | 0 | 56.4143
| Sublap | SCNW | Monthly System Peak Day | January | SCE 1-in-2 | 18 | 1.1853 | 1.1787 | 1.1853 | 1.1787 | 0 | 55.0017
| Sublap | SCNW | Monthly System Peak Day | January | SCE 1-in-2 | 19 | 1.3889 | 1.3533 | 1.3889 | 1.3533 | 0 | 52.6051
| Sublap | SCNW | Monthly System Peak Day | January | SCE 1-in-2 | 20 | 1.4079 | 1.3663 | 1.4079 | 1.3663 | 0 | 50.5692
| Sublap | SCNW | Monthly System Peak Day | January | SCE 1-in-2 | 21 | 1.3864 | 1.3215 | 1.3864 | 1.3215 | 0 | 48.4269
| Sublap | SCNW | Monthly System Peak Day | January | SCE 1-in-2 | 22 | 1.2989 | 1.2237 | 1.2989 | 1.2237 | 0 | 46.997
| Sublap | SCNW | Monthly System Peak Day | January | SCE 1-in-2 | 23 | 1.1895 | 1.1273 | 1.1895 | 1.1273 | 0 | 46.1212
| Sublap | SCNW | Monthly System Peak Day | January | SCE 1-in-2 | 24 | 0.99855 | 0.95629 | 0.99855 | 0.95629 | 0 | 45.2956
| Sublap | SCNW | Monthly System Peak Day | July | CAISO 1-in-10 | 1 | 1.1792 | 1.1516 | 1.1792 | 1.1516 | 0 | 67.9475
| Sublap | SCNW | Monthly System Peak Day | July | CAISO 1-in-10 | 2 | 0.98539 | 0.9741 | 0.98539 | 0.9741 | 0 | 67.0309
| Sublap | SCNW | Monthly System Peak Day | July | CAISO 1-in-10 | 3 | 0.85222 | 0.835 | 0.85222 | 0.835 | 0 | 66.0253
| Sublap | SCNW | Monthly System Peak Day | July | CAISO 1-in-10 | 4 | 0.75986 | 0.74169 | 0.75986 | 0.74169 | 0 | 65.3143
| Sublap | SCNW | Monthly System Peak Day | July | CAISO 1-in-10 | 5 | 0.71539 | 0.69053 | 0.71539 | 0.69053 | 0 | 64.476
| Sublap | SCNW | Monthly System Peak Day | July | CAISO 1-in-10 | 6 | 0.71139 | 0.69311 | 0.71139 | 0.69311 | 0 | 63.7702
| Sublap | SCNW | Monthly System Peak Day | July | CAISO 1-in-10 | 7 | 0.72648 | 0.76026 | 0.72648 | 0.76026 | 0 | 63.4107
| Sublap | SCNW | Monthly System Peak Day | July | CAISO 1-in-10 | 8 | 0.73174 | 0.78325 | 0.73174 | 0.78325 | 0 | 63.8562
| Sublap | SCNW | Monthly System Peak Day | July | CAISO 1-in-10 | 9 | 0.74965 | 0.73167 | 0.74965 | 0.73167 | 0 | 67.0805
| Sublap | SCNW | Monthly System Peak Day | July | CAISO 1-in-10 | 10 | 0.67842 | 0.62042 | 0.67842 | 0.62042 | 0 | 72.0833
| Sublap | SCNW | Monthly System Peak Day | July | CAISO 1-in-10 | 11 | 0.62538 | 0.57127 | 0.62538 | 0.57127 | 0 | 76.4963
| Sublap | SCNW | Monthly System Peak Day | July | CAISO 1-in-10 | 12 | 0.6783 | 0.62704 | 0.6783 | 0.62704 | 0 | 79.1855
| Sublap | SCNW | Monthly System Peak Day | July | CAISO 1-in-10 | 13 | 0.82529 | 0.77064 | 0.82529 | 0.77064 | 0 | 80.4785
| Sublap | SCNW | Monthly System Peak Day | July | CAISO 1-in-10 | 14 | 1.0189 | 0.98232 | 1.0189 | 0.98232 | 0 | 80.789
| Sublap | SCNW | Monthly System Peak Day | July | CAISO 1-in-10 | 15 | 1.2227 | 1.2183 | 1.2227 | 1.2183 | 0 | 80.8666
| Sublap | SCNW | Monthly System Peak Day | July | CAISO 1-in-10 | 16 | 1.5039 | 1.512 | 1.5039 | 1.512 | 0 | 81.4453
| Sublap | SCNW | Monthly System Peak Day | July | CAISO 1-in-10 | 17 | 1.7689 | 1.7837 | 1.1899 | 1.1491 | 0.031992 | 80.9889
| Sublap | SCNW | Monthly System Peak Day | July | CAISO 1-in-10 | 18 | 2.0296 | 2.023 | 1.6558 | 1.7394 | 0.047937 | 81.0933
| Sublap | SCNW | Monthly System Peak Day | July | CAISO 1-in-10 | 19 | 2.1379 | 2.1022 | 1.9202 | 1.964 | 0.05333 | 80.0329
| Sublap | SCNW | Monthly System Peak Day | July | CAISO 1-in-10 | 20 | 2.0772 | 2.0356 | 1.9325 | 1.9655 | 0.044519 | 76.6807
| Sublap | SCNW | Monthly System Peak Day | July | CAISO 1-in-10 | 21 | 2.0612 | 1.9963 | 1.8923 | 1.9021 | 0.052143 | 73.6404
| Sublap | SCNW | Monthly System Peak Day | July | CAISO 1-in-10 | 22 | 1.9122 | 1.837 | 2.132 | 2.2619 | 0.030141 | 70.8745
| Sublap | SCNW | Monthly System Peak Day | July | CAISO 1-in-10 | 23 | 1.7055 | 1.6434 | 1.8091 | 1.8182 | 0.038265 | 69.5083
| Sublap | SCNW | Monthly System Peak Day | July | CAISO 1-in-10 | 24 | 1.3981 | 1.3558 | 1.4504 | 1.42 | 0.038953 | 68.1857
| Sublap | SCNW | Monthly System Peak Day | July | CAISO 1-in-2 | 1 | 1.0905 | 1.0628 | 1.0905 | 1.0628 | 0 | 66.1775
| Sublap | SCNW | Monthly System Peak Day | July | CAISO 1-in-2 | 2 | 0.92927 | 0.91798 | 0.92927 | 0.91798 | 0 | 65.6673
| Sublap | SCNW | Monthly System Peak Day | July | CAISO 1-in-2 | 3 | 0.83521 | 0.81799 | 0.83521 | 0.81799 | 0 | 64.9185
| Sublap | SCNW | Monthly System Peak Day | July | CAISO 1-in-2 | 4 | 0.76254 | 0.74437 | 0.76254 | 0.74437 | 0 | 64.298
| Sublap | SCNW | Monthly System Peak Day | July | CAISO 1-in-2 | 5 | 0.71817 | 0.69331 | 0.71817 | 0.69331 | 0 | 63.5752
| Sublap | SCNW | Monthly System Peak Day | July | CAISO 1-in-2 | 6 | 0.71033 | 0.69205 | 0.71033 | 0.69205 | 0 | 63.0086
| Sublap | SCNW | Monthly System Peak Day | July | CAISO 1-in-2 | 7 | 0.72545 | 0.75923 | 0.72545 | 0.75923 | 0 | 62.43
| Sublap | SCNW | Monthly System Peak Day | July | CAISO 1-in-2 | 8 | 0.73096 | 0.78247 | 0.73096 | 0.78247 | 0 | 63.1496
| Sublap | SCNW | Monthly System Peak Day | July | CAISO 1-in-2 | 9 | 0.77953 | 0.76155 | 0.77953 | 0.76155 | 0 | 67.6579
| Sublap | SCNW | Monthly System Peak Day | July | CAISO 1-in-2 | 10 | 0.65539 | 0.59738 | 0.65539 | 0.59738 | 0 | 72.9763
| Sublap | SCNW | Monthly System Peak Day | July | CAISO 1-in-2 | 11 | 0.58553 | 0.53142 | 0.58553 | 0.53142 | 0 | 77.3214
| Sublap | SCNW | Monthly System Peak Day | July | CAISO 1-in-2 | 12 | 0.65874 | 0.60749 | 0.65874 | 0.60749 | 0 | 78.9576
| Sublap | SCNW | Monthly System Peak Day | July | CAISO 1-in-2 | 13 | 0.79407 | 0.73941 | 0.79407 | 0.73941 | 0 | 81.06
| Sublap | SCNW | Monthly System Peak Day | July | CAISO 1-in-2 | 14 | 0.9885 | 0.95193 | 0.9885 | 0.95193 | 0 | 81.3152
| Sublap | SCNW | Monthly System Peak Day | July | CAISO 1-in-2 | 15 | 1.1933 | 1.1889 | 1.1933 | 1.1889 | 0 | 81.4159
| Sublap | SCNW | Monthly System Peak Day | July | CAISO 1-in-2 | 16 | 1.475 | 1.483 | 1.475 | 1.483 | 0 | 81.5338
| Sublap | SCNW | Monthly System Peak Day | July | CAISO 1-in-2 | 17 | 1.7393 | 1.7542 | 1.1567 | 1.1159 | 0.03213 | 81.2809
| Sublap | SCNW | Monthly System Peak Day | July | CAISO 1-in-2 | 18 | 2.0092 | 2.0026 | 1.6414 | 1.725 | 0.049992 | 80.1892
| Sublap | SCNW | Monthly System Peak Day | July | CAISO 1-in-2 | 19 | 2.1132 | 2.0775 | 1.8903 | 1.934 | 0.05849 | 78.864
| Sublap | SCNW | Monthly System Peak Day | July | CAISO 1-in-2 | 20 | 2.0575 | 2.0158 | 1.912 | 1.945 | 0.044613 | 76.5896
| Sublap | SCNW | Monthly System Peak Day | July | CAISO 1-in-2 | 21 | 2.0623 | 1.9974 | 1.896 | 1.9058 | 0.050967 | 73.9588
| Sublap | SCNW | Monthly System Peak Day | July | CAISO 1-in-2 | 22 | 1.9037 | 1.8285 | 2.1245 | 2.2544 | 0.030162 | 70.9293
| Sublap | SCNW | Monthly System Peak Day | July | CAISO 1-in-2 | 23 | 1.6859 | 1.6238 | 1.7831 | 1.7922 | 0.038018 | 69.1978
| Sublap | SCNW | Monthly System Peak Day | July | CAISO 1-in-2 | 24 | 1.3884 | 1.3461 | 1.4397 | 1.4094 | 0.038863 | 68.1061
| Sublap | SCNW | Monthly System Peak Day | July | SCE 1-in-10 | 1 | 1.0145 | 0.98685 | 1.0145 | 0.98685 | 0 | 67.0534
| Sublap | SCNW | Monthly System Peak Day | July | SCE 1-in-10 | 2 | 0.89181 | 0.88052 | 0.89181 | 0.88052 | 0 | 67.7614
| Sublap | SCNW | Monthly System Peak Day | July | SCE 1-in-10 | 3 | 0.80767 | 0.79045 | 0.80767 | 0.79045 | 0 | 66.9234
| Sublap | SCNW | Monthly System Peak Day | July | SCE 1-in-10 | 4 | 0.72419 | 0.70603 | 0.72419 | 0.70603 | 0 | 65.6171
| Sublap | SCNW | Monthly System Peak Day | July | SCE 1-in-10 | 5 | 0.71258 | 0.68772 | 0.71258 | 0.68772 | 0 | 64.74
| Sublap | SCNW | Monthly System Peak Day | July | SCE 1-in-10 | 6 | 0.72095 | 0.70267 | 0.72095 | 0.70267 | 0 | 63.9438
| Sublap | SCNW | Monthly System Peak Day | July | SCE 1-in-10 | 7 | 0.73502 | 0.7688 | 0.73502 | 0.7688 | 0 | 64.0666
| Sublap | SCNW | Monthly System Peak Day | July | SCE 1-in-10 | 8 | 0.7578 | 0.80931 | 0.7578 | 0.80931 | 0 | 65.292
| Sublap | SCNW | Monthly System Peak Day | July | SCE 1-in-10 | 9 | 0.86257 | 0.8446 | 0.86257 | 0.8446 | 0 | 70.7434
| Sublap | SCNW | Monthly System Peak Day | July | SCE 1-in-10 | 10 | 0.93947 | 0.88146 | 0.93947 | 0.88146 | 0 | 78.4637
| Sublap | SCNW | Monthly System Peak Day | July | SCE 1-in-10 | 11 | 0.97513 | 0.92102 | 0.97513 | 0.92102 | 0 | 83.717
| Sublap | SCNW | Monthly System Peak Day | July | SCE 1-in-10 | 12 | 1.1568 | 1.1056 | 1.1568 | 1.1056 | 0 | 85.7386
| Sublap | SCNW | Monthly System Peak Day | July | SCE 1-in-10 | 13 | 1.3843 | 1.3296 | 1.3843 | 1.3296 | 0 | 88.2029
| Sublap | SCNW | Monthly System Peak Day | July | SCE 1-in-10 | 14 | 1.634 | 1.5975 | 1.634 | 1.5975 | 0 | 90.8151
| Sublap | SCNW | Monthly System Peak Day | July | SCE 1-in-10 | 15 | 1.8844 | 1.88 | 1.8844 | 1.88 | 0 | 91.9618
| Sublap | SCNW | Monthly System Peak Day | July | SCE 1-in-10 | 16 | 2.1863 | 2.1944 | 2.1863 | 2.1944 | 0 | 90.6826
| Sublap | SCNW | Monthly System Peak Day | July | SCE 1-in-10 | 17 | 2.4287 | 2.4436 | 1.7276 | 1.6868 | 0.049954 | 90.8274
| Sublap | SCNW | Monthly System Peak Day | July | SCE 1-in-10 | 18 | 2.6414 | 2.6348 | 2.1962 | 2.2798 | 0.068971 | 91.7745
| Sublap | SCNW | Monthly System Peak Day | July | SCE 1-in-10 | 19 | 2.7526 | 2.7169 | 2.584 | 2.6277 | 0.078034 | 91.008
| Sublap | SCNW | Monthly System Peak Day | July | SCE 1-in-10 | 20 | 2.7811 | 2.7395 | 2.7433 | 2.7395 | 0.018937 | 90.1743
| Sublap | SCNW | Monthly System Peak Day | July | SCE 1-in-10 | 21 | 2.8436 | 2.7787 | 2.779 | 2.7787 | 0.032267 | 86.8088
| Sublap | SCNW | Monthly System Peak Day | July | SCE 1-in-10 | 22 | 2.6742 | 2.599 | 3.1414 | 3.2713 | 0.072973 | 84.045
| Sublap | SCNW | Monthly System Peak Day | July | SCE 1-in-10 | 23 | 2.4136 | 2.3515 | 2.8218 | 2.8309 | 0.1086 | 84.4217
| Sublap | SCNW | Monthly System Peak Day | July | SCE 1-in-10 | 24 | 2.0598 | 2.0176 | 2.3083 | 2.2779 | 0.11535 | 83.5672
| Sublap | SCNW | Monthly System Peak Day | July | SCE 1-in-2 | 1 | 1.1107 | 1.0831 | 1.1107 | 1.0831 | 0 | 66.4353
| Sublap | SCNW | Monthly System Peak Day | July | SCE 1-in-2 | 2 | 0.93401 | 0.92271 | 0.93401 | 0.92271 | 0 | 65.3527
| Sublap | SCNW | Monthly System Peak Day | July | SCE 1-in-2 | 3 | 0.82646 | 0.80924 | 0.82646 | 0.80924 | 0 | 64.0704
| Sublap | SCNW | Monthly System Peak Day | July | SCE 1-in-2 | 4 | 0.75326 | 0.73509 | 0.75326 | 0.73509 | 0 | 63.4029
| Sublap | SCNW | Monthly System Peak Day | July | SCE 1-in-2 | 5 | 0.71153 | 0.68666 | 0.71153 | 0.68666 | 0 | 62.6883
| Sublap | SCNW | Monthly System Peak Day | July | SCE 1-in-2 | 6 | 0.70794 | 0.68966 | 0.70794 | 0.68966 | 0 | 62.1985
| Sublap | SCNW | Monthly System Peak Day | July | SCE 1-in-2 | 7 | 0.72319 | 0.75697 | 0.72319 | 0.75697 | 0 | 61.9755
| Sublap | SCNW | Monthly System Peak Day | July | SCE 1-in-2 | 8 | 0.7304 | 0.78191 | 0.7304 | 0.78191 | 0 | 62.6058
| Sublap | SCNW | Monthly System Peak Day | July | SCE 1-in-2 | 9 | 0.70033 | 0.68235 | 0.70033 | 0.68235 | 0 | 65.8793
| Sublap | SCNW | Monthly System Peak Day | July | SCE 1-in-2 | 10 | 0.62837 | 0.57037 | 0.62837 | 0.57037 | 0 | 71.5392
| Sublap | SCNW | Monthly System Peak Day | July | SCE 1-in-2 | 11 | 0.55875 | 0.50464 | 0.55875 | 0.50464 | 0 | 75.4399
| Sublap | SCNW | Monthly System Peak Day | July | SCE 1-in-2 | 12 | 0.6093 | 0.55805 | 0.6093 | 0.55805 | 0 | 76.9899
| Sublap | SCNW | Monthly System Peak Day | July | SCE 1-in-2 | 13 | 0.72397 | 0.66931 | 0.72397 | 0.66931 | 0 | 79.0246
| Sublap | SCNW | Monthly System Peak Day | July | SCE 1-in-2 | 14 | 0.90204 | 0.86546 | 0.90204 | 0.86546 | 0 | 79.2665
| Sublap | SCNW | Monthly System Peak Day | July | SCE 1-in-2 | 15 | 1.0941 | 1.0897 | 1.0941 | 1.0897 | 0 | 79.8625
| Sublap | SCNW | Monthly System Peak Day | July | SCE 1-in-2 | 16 | 1.3704 | 1.3785 | 1.3704 | 1.3785 | 0 | 80.3839
| Sublap | SCNW | Monthly System Peak Day | July | SCE 1-in-2 | 17 | 1.6351 | 1.65 | 1.0619 | 1.0211 | 0.03184 | 80.5245
| Sublap | SCNW | Monthly System Peak Day | July | SCE 1-in-2 | 18 | 1.8952 | 1.8886 | 1.5248 | 1.6084 | 0.04904 | 80.5774
| Sublap | SCNW | Monthly System Peak Day | July | SCE 1-in-2 | 19 | 2.0189 | 1.9833 | 1.7991 | 1.8428 | 0.055377 | 79.5382
| Sublap | SCNW | Monthly System Peak Day | July | SCE 1-in-2 | 20 | 1.9789 | 1.9372 | 1.828 | 1.861 | 0.045609 | 75.9068
| Sublap | SCNW | Monthly System Peak Day | July | SCE 1-in-2 | 21 | 1.9791 | 1.9143 | 1.8041 | 1.8139 | 0.055308 | 72.862
| Sublap | SCNW | Monthly System Peak Day | July | SCE 1-in-2 | 22 | 1.8156 | 1.7404 | 2.0123 | 2.1422 | 0.030293 | 69.6418
| Sublap | SCNW | Monthly System Peak Day | July | SCE 1-in-2 | 23 | 1.6069 | 1.5447 | 1.6765 | 1.6856 | 0.038164 | 67.8492
| Sublap | SCNW | Monthly System Peak Day | July | SCE 1-in-2 | 24 | 1.3252 | 1.2829 | 1.3621 | 1.3317 | 0.018451 | 66.9755
| Sublap | SCNW | Monthly System Peak Day | June | CAISO 1-in-10 | 1 | 0.99846 | 0.9708 | 0.99846 | 0.9708 | 0 | 64.6508
| Sublap | SCNW | Monthly System Peak Day | June | CAISO 1-in-10 | 2 | 0.85341 | 0.84212 | 0.85341 | 0.84212 | 0 | 63.9733
| Sublap | SCNW | Monthly System Peak Day | June | CAISO 1-in-10 | 3 | 0.78121 | 0.76399 | 0.78121 | 0.76399 | 0 | 62.7477
| Sublap | SCNW | Monthly System Peak Day | June | CAISO 1-in-10 | 4 | 0.72823 | 0.71006 | 0.72823 | 0.71006 | 0 | 62.8061
| Sublap | SCNW | Monthly System Peak Day | June | CAISO 1-in-10 | 5 | 0.70004 | 0.67517 | 0.70004 | 0.67517 | 0 | 61.7817
| Sublap | SCNW | Monthly System Peak Day | June | CAISO 1-in-10 | 6 | 0.70028 | 0.682 | 0.70028 | 0.682 | 0 | 60.2581
| Sublap | SCNW | Monthly System Peak Day | June | CAISO 1-in-10 | 7 | 0.71791 | 0.75169 | 0.71791 | 0.75169 | 0 | 60.1349
| Sublap | SCNW | Monthly System Peak Day | June | CAISO 1-in-10 | 8 | 0.72515 | 0.77666 | 0.72515 | 0.77666 | 0 | 61.8426
| Sublap | SCNW | Monthly System Peak Day | June | CAISO 1-in-10 | 9 | 0.77576 | 0.75778 | 0.77576 | 0.75778 | 0 | 67.793
| Sublap | SCNW | Monthly System Peak Day | June | CAISO 1-in-10 | 10 | 0.65935 | 0.60134 | 0.65935 | 0.60134 | 0 | 73.5982
| Sublap | SCNW | Monthly System Peak Day | June | CAISO 1-in-10 | 11 | 0.57828 | 0.52417 | 0.57828 | 0.52417 | 0 | 77.7133
| Sublap | SCNW | Monthly System Peak Day | June | CAISO 1-in-10 | 12 | 0.65939 | 0.60813 | 0.65939 | 0.60813 | 0 | 78.6863
| Sublap | SCNW | Monthly System Peak Day | June | CAISO 1-in-10 | 13 | 0.79464 | 0.73999 | 0.79464 | 0.73999 | 0 | 79.7086
| Sublap | SCNW | Monthly System Peak Day | June | CAISO 1-in-10 | 14 | 0.96376 | 0.92718 | 0.96376 | 0.92718 | 0 | 81.1521
| Sublap | SCNW | Monthly System Peak Day | June | CAISO 1-in-10 | 15 | 1.1553 | 1.1509 | 1.1553 | 1.1509 | 0 | 82.0878
| Sublap | SCNW | Monthly System Peak Day | June | CAISO 1-in-10 | 16 | 1.4246 | 1.4327 | 1.4246 | 1.4327 | 0 | 83.744
| Sublap | SCNW | Monthly System Peak Day | June | CAISO 1-in-10 | 17 | 1.6778 | 1.6926 | 1.0535 | 1.0127 | 0.035885 | 84.6426
| Sublap | SCNW | Monthly System Peak Day | June | CAISO 1-in-10 | 18 | 1.9064 | 1.8997 | 1.5027 | 1.5863 | 0.047334 | 85.5557
| Sublap | SCNW | Monthly System Peak Day | June | CAISO 1-in-10 | 19 | 2.0746 | 2.0389 | 1.8643 | 1.908 | 0.048265 | 81.6947
| Sublap | SCNW | Monthly System Peak Day | June | CAISO 1-in-10 | 20 | 2.071 | 2.0294 | 1.9392 | 1.9722 | 0.044436 | 78.3131
| Sublap | SCNW | Monthly System Peak Day | June | CAISO 1-in-10 | 21 | 2.0603 | 1.9955 | 1.8964 | 1.9062 | 0.049905 | 74.2654
| Sublap | SCNW | Monthly System Peak Day | June | CAISO 1-in-10 | 22 | 1.8815 | 1.8063 | 2.0985 | 2.2284 | 0.030095 | 70.7215
| Sublap | SCNW | Monthly System Peak Day | June | CAISO 1-in-10 | 23 | 1.6381 | 1.5759 | 1.7129 | 1.722 | 0.037984 | 68.1055
| Sublap | SCNW | Monthly System Peak Day | June | CAISO 1-in-10 | 24 | 1.3066 | 1.2643 | 1.3292 | 1.2988 | 0.011319 | 65.8569
| Sublap | SCNW | Monthly System Peak Day | June | CAISO 1-in-2 | 1 | 0.87032 | 0.84266 | 0.87032 | 0.84266 | 0 | 58.3862
| Sublap | SCNW | Monthly System Peak Day | June | CAISO 1-in-2 | 2 | 0.76265 | 0.75136 | 0.76265 | 0.75136 | 0 | 57.7232
| Sublap | SCNW | Monthly System Peak Day | June | CAISO 1-in-2 | 3 | 0.69836 | 0.68114 | 0.69836 | 0.68114 | 0 | 57.3296
| Sublap | SCNW | Monthly System Peak Day | June | CAISO 1-in-2 | 4 | 0.64639 | 0.62822 | 0.64639 | 0.62822 | 0 | 56.9139
| Sublap | SCNW | Monthly System Peak Day | June | CAISO 1-in-2 | 5 | 0.62584 | 0.60098 | 0.62584 | 0.60098 | 0 | 56.8706
| Sublap | SCNW | Monthly System Peak Day | June | CAISO 1-in-2 | 6 | 0.6421 | 0.62382 | 0.6421 | 0.62382 | 0 | 56.9935
| Sublap | SCNW | Monthly System Peak Day | June | CAISO 1-in-2 | 7 | 0.68766 | 0.72145 | 0.68766 | 0.72145 | 0 | 56.9403
| Sublap | SCNW | Monthly System Peak Day | June | CAISO 1-in-2 | 8 | 0.71551 | 0.76702 | 0.71551 | 0.76702 | 0 | 57.4207
| Sublap | SCNW | Monthly System Peak Day | June | CAISO 1-in-2 | 9 | 0.64408 | 0.62611 | 0.64408 | 0.62611 | 0 | 58.3297
| Sublap | SCNW | Monthly System Peak Day | June | CAISO 1-in-2 | 10 | 0.53903 | 0.48102 | 0.53903 | 0.48102 | 0 | 61.2974
| Sublap | SCNW | Monthly System Peak Day | June | CAISO 1-in-2 | 11 | 0.40943 | 0.35533 | 0.40943 | 0.35533 | 0 | 64.4616
| Sublap | SCNW | Monthly System Peak Day | June | CAISO 1-in-2 | 12 | 0.30097 | 0.24972 | 0.30097 | 0.24972 | 0 | 67.598
| Sublap | SCNW | Monthly System Peak Day | June | CAISO 1-in-2 | 13 | 0.26802 | 0.21337 | 0.26802 | 0.21337 | 0 | 70.2935
| Sublap | SCNW | Monthly System Peak Day | June | CAISO 1-in-2 | 14 | 0.28773 | 0.25116 | 0.28773 | 0.25116 | 0 | 72.0957
| Sublap | SCNW | Monthly System Peak Day | June | CAISO 1-in-2 | 15 | 0.36449 | 0.36008 | 0.36449 | 0.36008 | 0 | 72.2941
| Sublap | SCNW | Monthly System Peak Day | June | CAISO 1-in-2 | 16 | 0.53708 | 0.54515 | 0.53708 | 0.54515 | 0 | 72.5723
| Sublap | SCNW | Monthly System Peak Day | June | CAISO 1-in-2 | 17 | 0.76337 | 0.77822 | 0.38211 | 0.39696 | 0.042186 | 72.0705
| Sublap | SCNW | Monthly System Peak Day | June | CAISO 1-in-2 | 18 | 1.0568 | 1.0502 | 0.74886 | 0.83246 | 0.089143 | 71.2317
| Sublap | SCNW | Monthly System Peak Day | June | CAISO 1-in-2 | 19 | 1.2642 | 1.2286 | 1.002 | 1.0457 | 0.116 | 70.0703
| Sublap | SCNW | Monthly System Peak Day | June | CAISO 1-in-2 | 20 | 1.3535 | 1.3118 | 1.1426 | 1.1757 | 0.07908 | 68.3413
| Sublap | SCNW | Monthly System Peak Day | June | CAISO 1-in-2 | 21 | 1.4136 | 1.3487 | 1.1762 | 1.186 | 0.099833 | 64.9889
| Sublap | SCNW | Monthly System Peak Day | June | CAISO 1-in-2 | 22 | 1.2969 | 1.2217 | 1.3438 | 1.4737 | 0.02344 | 61.6631
| Sublap | SCNW | Monthly System Peak Day | June | CAISO 1-in-2 | 23 | 1.1826 | 1.1205 | 1.1826 | 1.1205 | 0 | 60.0455
| Sublap | SCNW | Monthly System Peak Day | June | CAISO 1-in-2 | 24 | 0.98987 | 0.94761 | 0.98987 | 0.94761 | 0 | 59.4322
| Sublap | SCNW | Monthly System Peak Day | June | SCE 1-in-10 | 1 | 1.028 | 1.0004 | 1.028 | 1.0004 | 0 | 65.3924
| Sublap | SCNW | Monthly System Peak Day | June | SCE 1-in-10 | 2 | 0.85924 | 0.84795 | 0.85924 | 0.84795 | 0 | 64.7513
| Sublap | SCNW | Monthly System Peak Day | June | SCE 1-in-10 | 3 | 0.78569 | 0.76847 | 0.78569 | 0.76847 | 0 | 63.8023
| Sublap | SCNW | Monthly System Peak Day | June | SCE 1-in-10 | 4 | 0.73389 | 0.71572 | 0.73389 | 0.71572 | 0 | 63.8602
| Sublap | SCNW | Monthly System Peak Day | June | SCE 1-in-10 | 5 | 0.70605 | 0.68118 | 0.70605 | 0.68118 | 0 | 62.9429
| Sublap | SCNW | Monthly System Peak Day | June | SCE 1-in-10 | 6 | 0.70581 | 0.68753 | 0.70581 | 0.68753 | 0 | 61.3858
| Sublap | SCNW | Monthly System Peak Day | June | SCE 1-in-10 | 7 | 0.72237 | 0.75615 | 0.72237 | 0.75615 | 0 | 61.017
| Sublap | SCNW | Monthly System Peak Day | June | SCE 1-in-10 | 8 | 0.72768 | 0.77919 | 0.72768 | 0.77919 | 0 | 63.1542
| Sublap | SCNW | Monthly System Peak Day | June | SCE 1-in-10 | 9 | 0.8491 | 0.83112 | 0.8491 | 0.83112 | 0 | 69.352
| Sublap | SCNW | Monthly System Peak Day | June | SCE 1-in-10 | 10 | 0.66449 | 0.60648 | 0.66449 | 0.60648 | 0 | 75.6842
| Sublap | SCNW | Monthly System Peak Day | June | SCE 1-in-10 | 11 | 0.5911 | 0.53699 | 0.5911 | 0.53699 | 0 | 79.4253
| Sublap | SCNW | Monthly System Peak Day | June | SCE 1-in-10 | 12 | 0.6999 | 0.64865 | 0.6999 | 0.64865 | 0 | 80.0677
| Sublap | SCNW | Monthly System Peak Day | June | SCE 1-in-10 | 13 | 0.85338 | 0.79873 | 0.85338 | 0.79873 | 0 | 81.1534
| Sublap | SCNW | Monthly System Peak Day | June | SCE 1-in-10 | 14 | 1.043 | 1.0064 | 1.043 | 1.0064 | 0 | 81.9714
| Sublap | SCNW | Monthly System Peak Day | June | SCE 1-in-10 | 15 | 1.2452 | 1.2408 | 1.2452 | 1.2408 | 0 | 82.6861
| Sublap | SCNW | Monthly System Peak Day | June | SCE 1-in-10 | 16 | 1.5209 | 1.5289 | 1.5209 | 1.5289 | 0 | 84.5236
| Sublap | SCNW | Monthly System Peak Day | June | SCE 1-in-10 | 17 | 1.7743 | 1.7891 | 1.1391 | 1.0983 | 0.037425 | 85.5184
| Sublap | SCNW | Monthly System Peak Day | June | SCE 1-in-10 | 18 | 2.0017 | 1.9951 | 1.5942 | 1.6778 | 0.048445 | 86.1333
| Sublap | SCNW | Monthly System Peak Day | June | SCE 1-in-10 | 19 | 2.1592 | 2.1235 | 1.9489 | 1.9927 | 0.048282 | 81.6869
| Sublap | SCNW | Monthly System Peak Day | June | SCE 1-in-10 | 20 | 2.1313 | 2.0897 | 2.0009 | 2.0339 | 0.044614 | 78.4928
| Sublap | SCNW | Monthly System Peak Day | June | SCE 1-in-10 | 21 | 2.0931 | 2.0282 | 1.9285 | 1.9383 | 0.05019 | 74.1811
| Sublap | SCNW | Monthly System Peak Day | June | SCE 1-in-10 | 22 | 1.9017 | 1.8265 | 2.1115 | 2.2414 | 0.03006 | 70.3409
| Sublap | SCNW | Monthly System Peak Day | June | SCE 1-in-10 | 23 | 1.6625 | 1.6004 | 1.7294 | 1.7385 | 0.038285 | 67.7166
| Sublap | SCNW | Monthly System Peak Day | June | SCE 1-in-10 | 24 | 1.3225 | 1.2803 | 1.3401 | 1.3098 | 0.0088066 | 65.4629
| Sublap | SCNW | Monthly System Peak Day | June | SCE 1-in-2 | 1 | 0.86498 | 0.83732 | 0.86498 | 0.83732 | 0 | 59.1273
| Sublap | SCNW | Monthly System Peak Day | June | SCE 1-in-2 | 2 | 0.75671 | 0.74542 | 0.75671 | 0.74542 | 0 | 58.359
| Sublap | SCNW | Monthly System Peak Day | June | SCE 1-in-2 | 3 | 0.693 | 0.67578 | 0.693 | 0.67578 | 0 | 57.6587
| Sublap | SCNW | Monthly System Peak Day | June | SCE 1-in-2 | 4 | 0.64132 | 0.62315 | 0.64132 | 0.62315 | 0 | 57.1976
| Sublap | SCNW | Monthly System Peak Day | June | SCE 1-in-2 | 5 | 0.6217 | 0.59684 | 0.6217 | 0.59684 | 0 | 56.9791
| Sublap | SCNW | Monthly System Peak Day | June | SCE 1-in-2 | 6 | 0.63752 | 0.61924 | 0.63752 | 0.61924 | 0 | 56.5135
| Sublap | SCNW | Monthly System Peak Day | June | SCE 1-in-2 | 7 | 0.68177 | 0.71555 | 0.68177 | 0.71555 | 0 | 55.9706
| Sublap | SCNW | Monthly System Peak Day | June | SCE 1-in-2 | 8 | 0.71036 | 0.76187 | 0.71036 | 0.76187 | 0 | 56.3905
| Sublap | SCNW | Monthly System Peak Day | June | SCE 1-in-2 | 9 | 0.6396 | 0.62162 | 0.6396 | 0.62162 | 0 | 58.1759
| Sublap | SCNW | Monthly System Peak Day | June | SCE 1-in-2 | 10 | 0.52871 | 0.4707 | 0.52871 | 0.4707 | 0 | 61.5266
| Sublap | SCNW | Monthly System Peak Day | June | SCE 1-in-2 | 11 | 0.38391 | 0.3298 | 0.38391 | 0.3298 | 0 | 64.7771
| Sublap | SCNW | Monthly System Peak Day | June | SCE 1-in-2 | 12 | 0.27364 | 0.22238 | 0.27364 | 0.22238 | 0 | 67.6164
| Sublap | SCNW | Monthly System Peak Day | June | SCE 1-in-2 | 13 | 0.24053 | 0.18588 | 0.24053 | 0.18588 | 0 | 69.5132
| Sublap | SCNW | Monthly System Peak Day | June | SCE 1-in-2 | 14 | 0.25691 | 0.22033 | 0.25691 | 0.22033 | 0 | 70.5765
| Sublap | SCNW | Monthly System Peak Day | June | SCE 1-in-2 | 15 | 0.32409 | 0.31969 | 0.32409 | 0.31969 | 0 | 71.0554
| Sublap | SCNW | Monthly System Peak Day | June | SCE 1-in-2 | 16 | 0.49678 | 0.50485 | 0.49678 | 0.50485 | 0 | 70.9237
| Sublap | SCNW | Monthly System Peak Day | June | SCE 1-in-2 | 17 | 0.72396 | 0.73881 | 0.40173 | 0.41658 | 0.043429 | 71.5454
| Sublap | SCNW | Monthly System Peak Day | June | SCE 1-in-2 | 18 | 1.0105 | 1.0038 | 0.71416 | 0.78051 | 0.084665 | 72.0728
| Sublap | SCNW | Monthly System Peak Day | June | SCE 1-in-2 | 19 | 1.2318 | 1.1961 | 0.97022 | 1.0139 | 0.11493 | 70.2153
| Sublap | SCNW | Monthly System Peak Day | June | SCE 1-in-2 | 20 | 1.3288 | 1.2871 | 1.1186 | 1.1516 | 0.078591 | 68.424
| Sublap | SCNW | Monthly System Peak Day | June | SCE 1-in-2 | 21 | 1.3825 | 1.3176 | 1.1455 | 1.1553 | 0.099581 | 65.0283
| Sublap | SCNW | Monthly System Peak Day | June | SCE 1-in-2 | 22 | 1.2893 | 1.2141 | 1.3542 | 1.4841 | 0.048456 | 62.6237
| Sublap | SCNW | Monthly System Peak Day | June | SCE 1-in-2 | 23 | 1.1734 | 1.1112 | 1.1734 | 1.1186 | 0 | 61.3126
| Sublap | SCNW | Monthly System Peak Day | June | SCE 1-in-2 | 24 | 0.98229 | 0.94004 | 0.98229 | 0.94004 | 0 | 60.3203
| Sublap | SCNW | Monthly System Peak Day | March | CAISO 1-in-10 | 1 | 1.0084 | 0.98075 | 1.0084 | 0.98075 | 0 | 60.2719
| Sublap | SCNW | Monthly System Peak Day | March | CAISO 1-in-10 | 2 | 0.87063 | 0.85933 | 0.87063 | 0.85933 | 0 | 60.5398
| Sublap | SCNW | Monthly System Peak Day | March | CAISO 1-in-10 | 3 | 0.79281 | 0.77559 | 0.79281 | 0.77559 | 0 | 61.7521
| Sublap | SCNW | Monthly System Peak Day | March | CAISO 1-in-10 | 4 | 0.76171 | 0.74355 | 0.76171 | 0.74355 | 0 | 62.4775
| Sublap | SCNW | Monthly System Peak Day | March | CAISO 1-in-10 | 5 | 0.70842 | 0.68356 | 0.70842 | 0.68356 | 0 | 61.003
| Sublap | SCNW | Monthly System Peak Day | March | CAISO 1-in-10 | 6 | 0.70081 | 0.68253 | 0.70081 | 0.68253 | 0 | 59.9058
| Sublap | SCNW | Monthly System Peak Day | March | CAISO 1-in-10 | 7 | 0.7286 | 0.76238 | 0.7286 | 0.76238 | 0 | 60.2626
| Sublap | SCNW | Monthly System Peak Day | March | CAISO 1-in-10 | 8 | 0.74996 | 0.80147 | 0.74996 | 0.80147 | 0 | 60.8843
| Sublap | SCNW | Monthly System Peak Day | March | CAISO 1-in-10 | 9 | 0.74122 | 0.72324 | 0.74122 | 0.72324 | 0 | 63.5596
| Sublap | SCNW | Monthly System Peak Day | March | CAISO 1-in-10 | 10 | 0.65203 | 0.59402 | 0.65203 | 0.59402 | 0 | 70.6568
| Sublap | SCNW | Monthly System Peak Day | March | CAISO 1-in-10 | 11 | 0.52167 | 0.46756 | 0.52167 | 0.46756 | 0 | 77.608
| Sublap | SCNW | Monthly System Peak Day | March | CAISO 1-in-10 | 12 | 0.56063 | 0.50937 | 0.56063 | 0.50937 | 0 | 80.7339
| Sublap | SCNW | Monthly System Peak Day | March | CAISO 1-in-10 | 13 | 0.68815 | 0.6335 | 0.68815 | 0.6335 | 0 | 83.2981
| Sublap | SCNW | Monthly System Peak Day | March | CAISO 1-in-10 | 14 | 0.86747 | 0.83089 | 0.86747 | 0.83089 | 0 | 84.9061
| Sublap | SCNW | Monthly System Peak Day | March | CAISO 1-in-10 | 15 | 1.0693 | 1.0649 | 1.0693 | 1.0649 | 0 | 86.7039
| Sublap | SCNW | Monthly System Peak Day | March | CAISO 1-in-10 | 16 | 1.3402 | 1.3483 | 1.3402 | 1.3483 | 0 | 88.2437
| Sublap | SCNW | Monthly System Peak Day | March | CAISO 1-in-10 | 17 | 1.5994 | 1.6142 | 0.95839 | 0.91759 | 0.038322 | 85.9847
| Sublap | SCNW | Monthly System Peak Day | March | CAISO 1-in-10 | 18 | 1.8459 | 1.8393 | 1.4533 | 1.5369 | 0.045608 | 83.8988
| Sublap | SCNW | Monthly System Peak Day | March | CAISO 1-in-10 | 19 | 2.008 | 1.9723 | 1.794 | 1.8377 | 0.050451 | 80.853
| Sublap | SCNW | Monthly System Peak Day | March | CAISO 1-in-10 | 20 | 1.9953 | 1.9536 | 1.8522 | 1.8853 | 0.04433 | 76.9004
| Sublap | SCNW | Monthly System Peak Day | March | CAISO 1-in-10 | 21 | 1.9054 | 1.8405 | 1.7158 | 1.7256 | 0.064083 | 71.0242
| Sublap | SCNW | Monthly System Peak Day | March | CAISO 1-in-10 | 22 | 1.6668 | 1.5916 | 1.792 | 1.9219 | 0.037453 | 65.8342
| Sublap | SCNW | Monthly System Peak Day | March | CAISO 1-in-10 | 23 | 1.5152 | 1.4531 | 1.5152 | 1.5063 | 0 | 63.5597
| Sublap | SCNW | Monthly System Peak Day | March | CAISO 1-in-10 | 24 | 1.2557 | 1.2134 | 1.2557 | 1.2134 | 0 | 62.2605
| Sublap | SCNW | Monthly System Peak Day | March | CAISO 1-in-2 | 1 | 0.79335 | 0.76569 | 0.79335 | 0.76569 | 0 | 55.4098
| Sublap | SCNW | Monthly System Peak Day | March | CAISO 1-in-2 | 2 | 0.70763 | 0.69633 | 0.70763 | 0.69633 | 0 | 54.8802
| Sublap | SCNW | Monthly System Peak Day | March | CAISO 1-in-2 | 3 | 0.65702 | 0.6398 | 0.65702 | 0.6398 | 0 | 54.5137
| Sublap | SCNW | Monthly System Peak Day | March | CAISO 1-in-2 | 4 | 0.61637 | 0.5982 | 0.61637 | 0.5982 | 0 | 53.9124
| Sublap | SCNW | Monthly System Peak Day | March | CAISO 1-in-2 | 5 | 0.60635 | 0.58148 | 0.60635 | 0.58148 | 0 | 52.4897
| Sublap | SCNW | Monthly System Peak Day | March | CAISO 1-in-2 | 6 | 0.64068 | 0.6224 | 0.64068 | 0.6224 | 0 | 51.8747
| Sublap | SCNW | Monthly System Peak Day | March | CAISO 1-in-2 | 7 | 0.71665 | 0.75043 | 0.71665 | 0.75043 | 0 | 51.1996
| Sublap | SCNW | Monthly System Peak Day | March | CAISO 1-in-2 | 8 | 0.7521 | 0.80361 | 0.7521 | 0.80361 | 0 | 50.73
| Sublap | SCNW | Monthly System Peak Day | March | CAISO 1-in-2 | 9 | 0.66542 | 0.64744 | 0.66542 | 0.64744 | 0 | 52.1817
| Sublap | SCNW | Monthly System Peak Day | March | CAISO 1-in-2 | 10 | 0.55519 | 0.49718 | 0.55519 | 0.49718 | 0 | 56.4766
| Sublap | SCNW | Monthly System Peak Day | March | CAISO 1-in-2 | 11 | 0.41626 | 0.36215 | 0.41626 | 0.36215 | 0 | 61.6679
| Sublap | SCNW | Monthly System Peak Day | March | CAISO 1-in-2 | 12 | 0.31832 | 0.26706 | 0.31832 | 0.26706 | 0 | 65.122
| Sublap | SCNW | Monthly System Peak Day | March | CAISO 1-in-2 | 13 | 0.26375 | 0.2091 | 0.26375 | 0.2091 | 0 | 67.1916
| Sublap | SCNW | Monthly System Peak Day | March | CAISO 1-in-2 | 14 | 0.25718 | 0.2206 | 0.25718 | 0.2206 | 0 | 68.3557
| Sublap | SCNW | Monthly System Peak Day | March | CAISO 1-in-2 | 15 | 0.29135 | 0.28695 | 0.29135 | 0.28695 | 0 | 69.0095
| Sublap | SCNW | Monthly System Peak Day | March | CAISO 1-in-2 | 16 | 0.40738 | 0.41545 | 0.40738 | 0.41545 | 0 | 68.1428
| Sublap | SCNW | Monthly System Peak Day | March | CAISO 1-in-2 | 17 | 0.59199 | 0.60684 | 0.59199 | 0.60684 | 0 | 67.7393
| Sublap | SCNW | Monthly System Peak Day | March | CAISO 1-in-2 | 18 | 0.87491 | 0.86828 | 0.87491 | 0.86828 | 0 | 67.2077
| Sublap | SCNW | Monthly System Peak Day | March | CAISO 1-in-2 | 19 | 1.1028 | 1.0671 | 1.1028 | 1.0671 | 0 | 66.0068
| Sublap | SCNW | Monthly System Peak Day | March | CAISO 1-in-2 | 20 | 1.2019 | 1.1602 | 1.2019 | 1.1602 | 0 | 63.9757
| Sublap | SCNW | Monthly System Peak Day | March | CAISO 1-in-2 | 21 | 1.2494 | 1.1845 | 1.2494 | 1.1845 | 0 | 59.3123
| Sublap | SCNW | Monthly System Peak Day | March | CAISO 1-in-2 | 22 | 1.1752 | 1.1 | 1.1752 | 1.1 | 0 | 56.6743
| Sublap | SCNW | Monthly System Peak Day | March | CAISO 1-in-2 | 23 | 1.0691 | 1.007 | 1.0691 | 1.007 | 0 | 55.8184
| Sublap | SCNW | Monthly System Peak Day | March | CAISO 1-in-2 | 24 | 0.89441 | 0.85215 | 0.89441 | 0.85215 | 0 | 55.9591
| Sublap | SCNW | Monthly System Peak Day | March | SCE 1-in-10 | 1 | 0.98894 | 0.96128 | 0.98894 | 0.96128 | 0 | 60.9466
| Sublap | SCNW | Monthly System Peak Day | March | SCE 1-in-10 | 2 | 0.85808 | 0.84679 | 0.85808 | 0.84679 | 0 | 61.0525
| Sublap | SCNW | Monthly System Peak Day | March | SCE 1-in-10 | 3 | 0.77862 | 0.7614 | 0.77862 | 0.7614 | 0 | 60.4979
| Sublap | SCNW | Monthly System Peak Day | March | SCE 1-in-10 | 4 | 0.71656 | 0.69839 | 0.71656 | 0.69839 | 0 | 59.9631
| Sublap | SCNW | Monthly System Peak Day | March | SCE 1-in-10 | 5 | 0.6937 | 0.66884 | 0.6937 | 0.66884 | 0 | 59.246
| Sublap | SCNW | Monthly System Peak Day | March | SCE 1-in-10 | 6 | 0.68857 | 0.67029 | 0.68857 | 0.67029 | 0 | 58.7801
| Sublap | SCNW | Monthly System Peak Day | March | SCE 1-in-10 | 7 | 0.70807 | 0.74186 | 0.70807 | 0.74186 | 0 | 58.8181
| Sublap | SCNW | Monthly System Peak Day | March | SCE 1-in-10 | 8 | 0.71786 | 0.76937 | 0.71786 | 0.76937 | 0 | 59.1269
| Sublap | SCNW | Monthly System Peak Day | March | SCE 1-in-10 | 9 | 0.65436 | 0.63638 | 0.65436 | 0.63638 | 0 | 61.2253
| Sublap | SCNW | Monthly System Peak Day | March | SCE 1-in-10 | 10 | 0.58385 | 0.52585 | 0.58385 | 0.52585 | 0 | 68.24
| Sublap | SCNW | Monthly System Peak Day | March | SCE 1-in-10 | 11 | 0.42543 | 0.37133 | 0.42543 | 0.37133 | 0 | 74.6545
| Sublap | SCNW | Monthly System Peak Day | March | SCE 1-in-10 | 12 | 0.40567 | 0.35442 | 0.40567 | 0.35442 | 0 | 78.1792
| Sublap | SCNW | Monthly System Peak Day | March | SCE 1-in-10 | 13 | 0.48719 | 0.43254 | 0.48719 | 0.43254 | 0 | 80.5212
| Sublap | SCNW | Monthly System Peak Day | March | SCE 1-in-10 | 14 | 0.6218 | 0.58523 | 0.6218 | 0.58523 | 0 | 81.9401
| Sublap | SCNW | Monthly System Peak Day | March | SCE 1-in-10 | 15 | 0.79285 | 0.78845 | 0.79285 | 0.78845 | 0 | 82.6953
| Sublap | SCNW | Monthly System Peak Day | March | SCE 1-in-10 | 16 | 1.0434 | 1.0514 | 1.0434 | 1.0514 | 0 | 83.4818
| Sublap | SCNW | Monthly System Peak Day | March | SCE 1-in-10 | 17 | 1.2996 | 1.3145 | 0.7019 | 0.6611 | 0.03305 | 82.4996
| Sublap | SCNW | Monthly System Peak Day | March | SCE 1-in-10 | 18 | 1.5615 | 1.5549 | 1.1906 | 1.2741 | 0.048839 | 80.6653
| Sublap | SCNW | Monthly System Peak Day | March | SCE 1-in-10 | 19 | 1.7451 | 1.7094 | 1.5136 | 1.5574 | 0.068912 | 76.9507
| Sublap | SCNW | Monthly System Peak Day | March | SCE 1-in-10 | 20 | 1.7383 | 1.6967 | 1.5629 | 1.5959 | 0.055532 | 72.8102
| Sublap | SCNW | Monthly System Peak Day | March | SCE 1-in-10 | 21 | 1.6366 | 1.5718 | 1.4139 | 1.4237 | 0.088213 | 66.8339
| Sublap | SCNW | Monthly System Peak Day | March | SCE 1-in-10 | 22 | 1.5268 | 1.4516 | 1.6096 | 1.7395 | 0.044911 | 63.5743
| Sublap | SCNW | Monthly System Peak Day | March | SCE 1-in-10 | 23 | 1.4068 | 1.3447 | 1.4068 | 1.3536 | 0 | 61.3901
| Sublap | SCNW | Monthly System Peak Day | March | SCE 1-in-10 | 24 | 1.1732 | 1.131 | 1.1732 | 1.131 | 0 | 60.0244
| Sublap | SCNW | Monthly System Peak Day | March | SCE 1-in-2 | 1 | 0.79279 | 0.76513 | 0.79279 | 0.76513 | 0 | 54.4663
| Sublap | SCNW | Monthly System Peak Day | March | SCE 1-in-2 | 2 | 0.70682 | 0.69553 | 0.70682 | 0.69553 | 0 | 53.9586
| Sublap | SCNW | Monthly System Peak Day | March | SCE 1-in-2 | 3 | 0.65586 | 0.63865 | 0.65586 | 0.63865 | 0 | 53.5064
| Sublap | SCNW | Monthly System Peak Day | March | SCE 1-in-2 | 4 | 0.61488 | 0.59672 | 0.61488 | 0.59672 | 0 | 53.5497
| Sublap | SCNW | Monthly System Peak Day | March | SCE 1-in-2 | 5 | 0.60445 | 0.57958 | 0.60445 | 0.57958 | 0 | 52.647
| Sublap | SCNW | Monthly System Peak Day | March | SCE 1-in-2 | 6 | 0.63815 | 0.61987 | 0.63815 | 0.61987 | 0 | 52.2977
| Sublap | SCNW | Monthly System Peak Day | March | SCE 1-in-2 | 7 | 0.7131 | 0.74688 | 0.7131 | 0.74688 | 0 | 51.6278
| Sublap | SCNW | Monthly System Peak Day | March | SCE 1-in-2 | 8 | 0.74816 | 0.79967 | 0.74816 | 0.79967 | 0 | 51.2714
| Sublap | SCNW | Monthly System Peak Day | March | SCE 1-in-2 | 9 | 0.66259 | 0.64461 | 0.66259 | 0.64461 | 0 | 51.6907
| Sublap | SCNW | Monthly System Peak Day | March | SCE 1-in-2 | 10 | 0.55313 | 0.49512 | 0.55313 | 0.49512 | 0 | 56.1742
| Sublap | SCNW | Monthly System Peak Day | March | SCE 1-in-2 | 11 | 0.41496 | 0.36085 | 0.41496 | 0.36085 | 0 | 61.2924
| Sublap | SCNW | Monthly System Peak Day | March | SCE 1-in-2 | 12 | 0.32227 | 0.27101 | 0.32227 | 0.27101 | 0 | 65.1352
| Sublap | SCNW | Monthly System Peak Day | March | SCE 1-in-2 | 13 | 0.26745 | 0.21279 | 0.26745 | 0.21279 | 0 | 66.7267
| Sublap | SCNW | Monthly System Peak Day | March | SCE 1-in-2 | 14 | 0.25474 | 0.21816 | 0.25474 | 0.21816 | 0 | 68.5288
| Sublap | SCNW | Monthly System Peak Day | March | SCE 1-in-2 | 15 | 0.28879 | 0.28439 | 0.28879 | 0.28439 | 0 | 69.3107
| Sublap | SCNW | Monthly System Peak Day | March | SCE 1-in-2 | 16 | 0.40386 | 0.41192 | 0.40386 | 0.41192 | 0 | 68.9566
| Sublap | SCNW | Monthly System Peak Day | March | SCE 1-in-2 | 17 | 0.58651 | 0.60136 | 0.58651 | 0.60136 | 0 | 68.8108
| Sublap | SCNW | Monthly System Peak Day | March | SCE 1-in-2 | 18 | 0.86281 | 0.85618 | 0.86281 | 0.85618 | 0 | 68.1815
| Sublap | SCNW | Monthly System Peak Day | March | SCE 1-in-2 | 19 | 1.0996 | 1.0639 | 1.0996 | 1.0639 | 0 | 66.5745
| Sublap | SCNW | Monthly System Peak Day | March | SCE 1-in-2 | 20 | 1.2022 | 1.1606 | 1.2022 | 1.1606 | 0 | 64.9329
| Sublap | SCNW | Monthly System Peak Day | March | SCE 1-in-2 | 21 | 1.2482 | 1.1834 | 1.2482 | 1.1834 | 0 | 61.0212
| Sublap | SCNW | Monthly System Peak Day | March | SCE 1-in-2 | 22 | 1.1746 | 1.0994 | 1.1746 | 1.0994 | 0 | 58.4807
| Sublap | SCNW | Monthly System Peak Day | March | SCE 1-in-2 | 23 | 1.0685 | 1.0064 | 1.0685 | 1.0064 | 0 | 56.4307
| Sublap | SCNW | Monthly System Peak Day | March | SCE 1-in-2 | 24 | 0.89384 | 0.85159 | 0.89384 | 0.85159 | 0 | 55.3036
| Sublap | SCNW | Monthly System Peak Day | May | CAISO 1-in-10 | 1 | 1.3086 | 1.2809 | 1.3086 | 1.2809 | 0 | 71.2618
| Sublap | SCNW | Monthly System Peak Day | May | CAISO 1-in-10 | 2 | 1.0302 | 1.0189 | 1.0302 | 1.0189 | 0 | 68.963
| Sublap | SCNW | Monthly System Peak Day | May | CAISO 1-in-10 | 3 | 0.94297 | 0.92575 | 0.94297 | 0.92575 | 0 | 68.6714
| Sublap | SCNW | Monthly System Peak Day | May | CAISO 1-in-10 | 4 | 0.80292 | 0.78475 | 0.80292 | 0.78475 | 0 | 66.9439
| Sublap | SCNW | Monthly System Peak Day | May | CAISO 1-in-10 | 5 | 0.7389 | 0.71404 | 0.7389 | 0.71404 | 0 | 65.8806
| Sublap | SCNW | Monthly System Peak Day | May | CAISO 1-in-10 | 6 | 0.74492 | 0.72664 | 0.74492 | 0.72664 | 0 | 65.687
| Sublap | SCNW | Monthly System Peak Day | May | CAISO 1-in-10 | 7 | 0.77955 | 0.81333 | 0.77955 | 0.81333 | 0 | 65.7421
| Sublap | SCNW | Monthly System Peak Day | May | CAISO 1-in-10 | 8 | 0.83681 | 0.88832 | 0.83681 | 0.88832 | 0 | 66.4837
| Sublap | SCNW | Monthly System Peak Day | May | CAISO 1-in-10 | 9 | 0.90566 | 0.88768 | 0.90566 | 0.88768 | 0 | 70.885
| Sublap | SCNW | Monthly System Peak Day | May | CAISO 1-in-10 | 10 | 0.76773 | 0.70973 | 0.76773 | 0.70973 | 0 | 76.5465
| Sublap | SCNW | Monthly System Peak Day | May | CAISO 1-in-10 | 11 | 0.71249 | 0.65838 | 0.71249 | 0.65838 | 0 | 82.0691
| Sublap | SCNW | Monthly System Peak Day | May | CAISO 1-in-10 | 12 | 0.8477 | 0.79645 | 0.8477 | 0.79645 | 0 | 83.8841
| Sublap | SCNW | Monthly System Peak Day | May | CAISO 1-in-10 | 13 | 1.0439 | 0.98921 | 1.0439 | 0.98921 | 0 | 85.3258
| Sublap | SCNW | Monthly System Peak Day | May | CAISO 1-in-10 | 14 | 1.2634 | 1.2268 | 1.2634 | 1.2268 | 0 | 87.2977
| Sublap | SCNW | Monthly System Peak Day | May | CAISO 1-in-10 | 15 | 1.495 | 1.4906 | 1.495 | 1.4906 | 0 | 87.7348
| Sublap | SCNW | Monthly System Peak Day | May | CAISO 1-in-10 | 16 | 1.7866 | 1.7947 | 1.7866 | 1.7947 | 0 | 87.1253
| Sublap | SCNW | Monthly System Peak Day | May | CAISO 1-in-10 | 17 | 2.0425 | 2.0574 | 1.4004 | 1.3596 | 0.038513 | 86.0807
| Sublap | SCNW | Monthly System Peak Day | May | CAISO 1-in-10 | 18 | 2.2906 | 2.284 | 1.8896 | 1.9732 | 0.046713 | 85.1556
| Sublap | SCNW | Monthly System Peak Day | May | CAISO 1-in-10 | 19 | 2.3967 | 2.361 | 2.1928 | 2.2365 | 0.046631 | 83.1053
| Sublap | SCNW | Monthly System Peak Day | May | CAISO 1-in-10 | 20 | 2.3214 | 2.2798 | 2.2006 | 2.2336 | 0.046702 | 79.6976
| Sublap | SCNW | Monthly System Peak Day | May | CAISO 1-in-10 | 21 | 2.1684 | 2.1035 | 1.9979 | 2.0077 | 0.052927 | 73.4381
| Sublap | SCNW | Monthly System Peak Day | May | CAISO 1-in-10 | 22 | 1.9272 | 1.852 | 2.101 | 2.2309 | 0.031591 | 68.4217
| Sublap | SCNW | Monthly System Peak Day | May | CAISO 1-in-10 | 23 | 1.7608 | 1.6987 | 1.8243 | 1.8334 | 0.038466 | 67.5478
| Sublap | SCNW | Monthly System Peak Day | May | CAISO 1-in-10 | 24 | 1.4991 | 1.4569 | 1.5415 | 1.5112 | 0.038378 | 67.405
| Sublap | SCNW | Monthly System Peak Day | May | CAISO 1-in-2 | 1 | 0.86669 | 0.83903 | 0.86669 | 0.83903 | 0 | 58.4447
| Sublap | SCNW | Monthly System Peak Day | May | CAISO 1-in-2 | 2 | 0.75893 | 0.74764 | 0.75893 | 0.74764 | 0 | 57.9253
| Sublap | SCNW | Monthly System Peak Day | May | CAISO 1-in-2 | 3 | 0.69496 | 0.67774 | 0.69496 | 0.67774 | 0 | 57.5286
| Sublap | SCNW | Monthly System Peak Day | May | CAISO 1-in-2 | 4 | 0.64318 | 0.62502 | 0.64318 | 0.62502 | 0 | 56.3372
| Sublap | SCNW | Monthly System Peak Day | May | CAISO 1-in-2 | 5 | 0.62323 | 0.59836 | 0.62323 | 0.59836 | 0 | 55.3971
| Sublap | SCNW | Monthly System Peak Day | May | CAISO 1-in-2 | 6 | 0.63935 | 0.62107 | 0.63935 | 0.62107 | 0 | 54.8192
| Sublap | SCNW | Monthly System Peak Day | May | CAISO 1-in-2 | 7 | 0.68434 | 0.71812 | 0.68434 | 0.71812 | 0 | 54.7565
| Sublap | SCNW | Monthly System Peak Day | May | CAISO 1-in-2 | 8 | 0.71253 | 0.76404 | 0.71253 | 0.76404 | 0 | 55.0952
| Sublap | SCNW | Monthly System Peak Day | May | CAISO 1-in-2 | 9 | 0.64129 | 0.62331 | 0.64129 | 0.62331 | 0 | 57.8267
| Sublap | SCNW | Monthly System Peak Day | May | CAISO 1-in-2 | 10 | 0.52465 | 0.46665 | 0.52465 | 0.46665 | 0 | 63.062
| Sublap | SCNW | Monthly System Peak Day | May | CAISO 1-in-2 | 11 | 0.35134 | 0.29723 | 0.35134 | 0.29723 | 0 | 66.8377
| Sublap | SCNW | Monthly System Peak Day | May | CAISO 1-in-2 | 12 | 0.25478 | 0.20353 | 0.25478 | 0.20353 | 0 | 70.2041
| Sublap | SCNW | Monthly System Peak Day | May | CAISO 1-in-2 | 13 | 0.2291 | 0.17444 | 0.2291 | 0.17444 | 0 | 72.2844
| Sublap | SCNW | Monthly System Peak Day | May | CAISO 1-in-2 | 14 | 0.25525 | 0.21867 | 0.25525 | 0.21867 | 0 | 73.6805
| Sublap | SCNW | Monthly System Peak Day | May | CAISO 1-in-2 | 15 | 0.33621 | 0.3318 | 0.33621 | 0.3318 | 0 | 73.5585
| Sublap | SCNW | Monthly System Peak Day | May | CAISO 1-in-2 | 16 | 0.51077 | 0.51883 | 0.51077 | 0.51883 | 0 | 72.9449
| Sublap | SCNW | Monthly System Peak Day | May | CAISO 1-in-2 | 17 | 0.73883 | 0.75368 | 0.39935 | 0.41419 | 0.042064 | 72.1229
| Sublap | SCNW | Monthly System Peak Day | May | CAISO 1-in-2 | 18 | 1.0336 | 1.027 | 0.72539 | 0.80898 | 0.0889 | 71.2769
| Sublap | SCNW | Monthly System Peak Day | May | CAISO 1-in-2 | 19 | 1.2448 | 1.2091 | 0.98336 | 1.0271 | 0.11469 | 70.2477
| Sublap | SCNW | Monthly System Peak Day | May | CAISO 1-in-2 | 20 | 1.3359 | 1.2943 | 1.1249 | 1.1579 | 0.079224 | 68.3169
| Sublap | SCNW | Monthly System Peak Day | May | CAISO 1-in-2 | 21 | 1.3547 | 1.2898 | 1.1287 | 1.1201 | 0.10554 | 64.1034
| Sublap | SCNW | Monthly System Peak Day | May | CAISO 1-in-2 | 22 | 1.2912 | 1.216 | 1.3149 | 1.4448 | 0.011857 | 60.4294
| Sublap | SCNW | Monthly System Peak Day | May | CAISO 1-in-2 | 23 | 1.1765 | 1.1143 | 1.1765 | 1.1143 | 0 | 59.1686
| Sublap | SCNW | Monthly System Peak Day | May | CAISO 1-in-2 | 24 | 0.98479 | 0.94253 | 0.98479 | 0.94253 | 0 | 57.6692
| Sublap | SCNW | Monthly System Peak Day | May | SCE 1-in-10 | 1 | 1.3086 | 1.2809 | 1.3086 | 1.2809 | 0 | 71.2618
| Sublap | SCNW | Monthly System Peak Day | May | SCE 1-in-10 | 2 | 1.0302 | 1.0189 | 1.0302 | 1.0189 | 0 | 68.963
| Sublap | SCNW | Monthly System Peak Day | May | SCE 1-in-10 | 3 | 0.94297 | 0.92575 | 0.94297 | 0.92575 | 0 | 68.6714
| Sublap | SCNW | Monthly System Peak Day | May | SCE 1-in-10 | 4 | 0.80292 | 0.78475 | 0.80292 | 0.78475 | 0 | 66.9439
| Sublap | SCNW | Monthly System Peak Day | May | SCE 1-in-10 | 5 | 0.7389 | 0.71404 | 0.7389 | 0.71404 | 0 | 65.8806
| Sublap | SCNW | Monthly System Peak Day | May | SCE 1-in-10 | 6 | 0.74492 | 0.72664 | 0.74492 | 0.72664 | 0 | 65.687
| Sublap | SCNW | Monthly System Peak Day | May | SCE 1-in-10 | 7 | 0.77955 | 0.81333 | 0.77955 | 0.81333 | 0 | 65.7421
| Sublap | SCNW | Monthly System Peak Day | May | SCE 1-in-10 | 8 | 0.83681 | 0.88832 | 0.83681 | 0.88832 | 0 | 66.4837
| Sublap | SCNW | Monthly System Peak Day | May | SCE 1-in-10 | 9 | 0.90566 | 0.88768 | 0.90566 | 0.88768 | 0 | 70.885
| Sublap | SCNW | Monthly System Peak Day | May | SCE 1-in-10 | 10 | 0.76773 | 0.70973 | 0.76773 | 0.70973 | 0 | 76.5465
| Sublap | SCNW | Monthly System Peak Day | May | SCE 1-in-10 | 11 | 0.71249 | 0.65838 | 0.71249 | 0.65838 | 0 | 82.0691
| Sublap | SCNW | Monthly System Peak Day | May | SCE 1-in-10 | 12 | 0.8477 | 0.79645 | 0.8477 | 0.79645 | 0 | 83.8841
| Sublap | SCNW | Monthly System Peak Day | May | SCE 1-in-10 | 13 | 1.0439 | 0.98921 | 1.0439 | 0.98921 | 0 | 85.3258
| Sublap | SCNW | Monthly System Peak Day | May | SCE 1-in-10 | 14 | 1.2634 | 1.2268 | 1.2634 | 1.2268 | 0 | 87.2977
| Sublap | SCNW | Monthly System Peak Day | May | SCE 1-in-10 | 15 | 1.495 | 1.4906 | 1.495 | 1.4906 | 0 | 87.7348
| Sublap | SCNW | Monthly System Peak Day | May | SCE 1-in-10 | 16 | 1.7866 | 1.7947 | 1.7866 | 1.7947 | 0 | 87.1253
| Sublap | SCNW | Monthly System Peak Day | May | SCE 1-in-10 | 17 | 2.0425 | 2.0574 | 1.4004 | 1.3596 | 0.038513 | 86.0807
| Sublap | SCNW | Monthly System Peak Day | May | SCE 1-in-10 | 18 | 2.2906 | 2.284 | 1.8896 | 1.9732 | 0.046713 | 85.1556
| Sublap | SCNW | Monthly System Peak Day | May | SCE 1-in-10 | 19 | 2.3967 | 2.361 | 2.1928 | 2.2365 | 0.046631 | 83.1053
| Sublap | SCNW | Monthly System Peak Day | May | SCE 1-in-10 | 20 | 2.3214 | 2.2798 | 2.2006 | 2.2336 | 0.046702 | 79.6976
| Sublap | SCNW | Monthly System Peak Day | May | SCE 1-in-10 | 21 | 2.1684 | 2.1035 | 1.9979 | 2.0077 | 0.052927 | 73.4381
| Sublap | SCNW | Monthly System Peak Day | May | SCE 1-in-10 | 22 | 1.9272 | 1.852 | 2.101 | 2.2309 | 0.031591 | 68.4217
| Sublap | SCNW | Monthly System Peak Day | May | SCE 1-in-10 | 23 | 1.7608 | 1.6987 | 1.8243 | 1.8334 | 0.038466 | 67.5478
| Sublap | SCNW | Monthly System Peak Day | May | SCE 1-in-10 | 24 | 1.4991 | 1.4569 | 1.5415 | 1.5112 | 0.038378 | 67.405
| Sublap | SCNW | Monthly System Peak Day | May | SCE 1-in-2 | 1 | 1.067 | 1.0393 | 1.067 | 1.0393 | 0 | 62.499
| Sublap | SCNW | Monthly System Peak Day | May | SCE 1-in-2 | 2 | 0.91603 | 0.90474 | 0.91603 | 0.90474 | 0 | 61.2381
| Sublap | SCNW | Monthly System Peak Day | May | SCE 1-in-2 | 3 | 0.80548 | 0.78826 | 0.80548 | 0.78826 | 0 | 60.3543
| Sublap | SCNW | Monthly System Peak Day | May | SCE 1-in-2 | 4 | 0.72581 | 0.70764 | 0.72581 | 0.70764 | 0 | 58.8025
| Sublap | SCNW | Monthly System Peak Day | May | SCE 1-in-2 | 5 | 0.68736 | 0.6625 | 0.68736 | 0.6625 | 0 | 58.2519
| Sublap | SCNW | Monthly System Peak Day | May | SCE 1-in-2 | 6 | 0.68619 | 0.66791 | 0.68619 | 0.66791 | 0 | 57.6389
| Sublap | SCNW | Monthly System Peak Day | May | SCE 1-in-2 | 7 | 0.70641 | 0.74019 | 0.70641 | 0.74019 | 0 | 56.4112
| Sublap | SCNW | Monthly System Peak Day | May | SCE 1-in-2 | 8 | 0.72089 | 0.7724 | 0.72089 | 0.7724 | 0 | 56.8364
| Sublap | SCNW | Monthly System Peak Day | May | SCE 1-in-2 | 9 | 0.65936 | 0.64138 | 0.65936 | 0.64138 | 0 | 61.3047
| Sublap | SCNW | Monthly System Peak Day | May | SCE 1-in-2 | 10 | 0.56668 | 0.50868 | 0.56668 | 0.50868 | 0 | 67.4241
| Sublap | SCNW | Monthly System Peak Day | May | SCE 1-in-2 | 11 | 0.43485 | 0.38074 | 0.43485 | 0.38074 | 0 | 72.3262
| Sublap | SCNW | Monthly System Peak Day | May | SCE 1-in-2 | 12 | 0.40603 | 0.35478 | 0.40603 | 0.35478 | 0 | 75.1127
| Sublap | SCNW | Monthly System Peak Day | May | SCE 1-in-2 | 13 | 0.46487 | 0.41021 | 0.46487 | 0.41021 | 0 | 77.6731
| Sublap | SCNW | Monthly System Peak Day | May | SCE 1-in-2 | 14 | 0.59074 | 0.55416 | 0.59074 | 0.55416 | 0 | 78.7206
| Sublap | SCNW | Monthly System Peak Day | May | SCE 1-in-2 | 15 | 0.7505 | 0.7461 | 0.7505 | 0.7461 | 0 | 80.1347
| Sublap | SCNW | Monthly System Peak Day | May | SCE 1-in-2 | 16 | 1.0006 | 1.0086 | 1.0006 | 1.0086 | 0 | 80.8539
| Sublap | SCNW | Monthly System Peak Day | May | SCE 1-in-2 | 17 | 1.2608 | 1.2756 | 0.69437 | 0.65357 | 0.03177 | 79.9767
| Sublap | SCNW | Monthly System Peak Day | May | SCE 1-in-2 | 18 | 1.5301 | 1.5235 | 1.1722 | 1.2558 | 0.054454 | 78.713
| Sublap | SCNW | Monthly System Peak Day | May | SCE 1-in-2 | 19 | 1.7009 | 1.6652 | 1.4629 | 1.5067 | 0.077889 | 75.506
| Sublap | SCNW | Monthly System Peak Day | May | SCE 1-in-2 | 20 | 1.7249 | 1.6833 | 1.5576 | 1.5907 | 0.051407 | 73.8373
| Sublap | SCNW | Monthly System Peak Day | May | SCE 1-in-2 | 21 | 1.729 | 1.6641 | 1.5289 | 1.5387 | 0.071224 | 69.7024
| Sublap | SCNW | Monthly System Peak Day | May | SCE 1-in-2 | 22 | 1.5609 | 1.4857 | 1.6895 | 1.8194 | 0.036931 | 66.016
| Sublap | SCNW | Monthly System Peak Day | May | SCE 1-in-2 | 23 | 1.4447 | 1.3825 | 1.4611 | 1.4703 | 0.0082317 | 65.2469
| Sublap | SCNW | Monthly System Peak Day | May | SCE 1-in-2 | 24 | 1.2051 | 1.1628 | 1.2051 | 1.1744 | 0 | 64.0601
| Sublap | SCNW | Monthly System Peak Day | November | CAISO 1-in-10 | 1 | 1.3322 | 1.3046 | 1.3322 | 1.3046 | 0 | 69.3002
| Sublap | SCNW | Monthly System Peak Day | November | CAISO 1-in-10 | 2 | 1.1516 | 1.1403 | 1.1516 | 1.1403 | 0 | 68.3416
| Sublap | SCNW | Monthly System Peak Day | November | CAISO 1-in-10 | 3 | 1.0465 | 1.0293 | 1.0465 | 1.0293 | 0 | 67.6788
| Sublap | SCNW | Monthly System Peak Day | November | CAISO 1-in-10 | 4 | 0.92287 | 0.9047 | 0.92287 | 0.9047 | 0 | 66.7731
| Sublap | SCNW | Monthly System Peak Day | November | CAISO 1-in-10 | 5 | 0.88977 | 0.86491 | 0.88977 | 0.86491 | 0 | 66.8922
| Sublap | SCNW | Monthly System Peak Day | November | CAISO 1-in-10 | 6 | 0.88358 | 0.8653 | 0.88358 | 0.8653 | 0 | 66.3516
| Sublap | SCNW | Monthly System Peak Day | November | CAISO 1-in-10 | 7 | 0.89027 | 0.92406 | 0.89027 | 0.92406 | 0 | 65.7909
| Sublap | SCNW | Monthly System Peak Day | November | CAISO 1-in-10 | 8 | 0.96536 | 1.0169 | 0.96536 | 1.0169 | 0 | 65.8269
| Sublap | SCNW | Monthly System Peak Day | November | CAISO 1-in-10 | 9 | 0.88577 | 0.86779 | 0.88577 | 0.86779 | 0 | 67.6842
| Sublap | SCNW | Monthly System Peak Day | November | CAISO 1-in-10 | 10 | 0.77725 | 0.71924 | 0.77725 | 0.71924 | 0 | 72.9687
| Sublap | SCNW | Monthly System Peak Day | November | CAISO 1-in-10 | 11 | 0.71944 | 0.66533 | 0.71944 | 0.66533 | 0 | 79.5223
| Sublap | SCNW | Monthly System Peak Day | November | CAISO 1-in-10 | 12 | 0.76569 | 0.71444 | 0.76569 | 0.71444 | 0 | 85.1928
| Sublap | SCNW | Monthly System Peak Day | November | CAISO 1-in-10 | 13 | 0.94546 | 0.8908 | 0.94546 | 0.8908 | 0 | 88.2858
| Sublap | SCNW | Monthly System Peak Day | November | CAISO 1-in-10 | 14 | 1.1748 | 1.1382 | 1.1748 | 1.1382 | 0 | 89.2518
| Sublap | SCNW | Monthly System Peak Day | November | CAISO 1-in-10 | 15 | 1.4084 | 1.404 | 1.4084 | 1.404 | 0 | 89.6885
| Sublap | SCNW | Monthly System Peak Day | November | CAISO 1-in-10 | 16 | 1.6957 | 1.7038 | 1.6957 | 1.7038 | 0 | 89.5461
| Sublap | SCNW | Monthly System Peak Day | November | CAISO 1-in-10 | 17 | 1.9505 | 1.9654 | 1.2881 | 1.2473 | 0.042042 | 87.7114
| Sublap | SCNW | Monthly System Peak Day | November | CAISO 1-in-10 | 18 | 2.2204 | 2.2137 | 1.8316 | 1.9152 | 0.045549 | 83.3189
| Sublap | SCNW | Monthly System Peak Day | November | CAISO 1-in-10 | 19 | 2.3242 | 2.2885 | 2.1004 | 2.1441 | 0.059507 | 78.6582
| Sublap | SCNW | Monthly System Peak Day | November | CAISO 1-in-10 | 20 | 2.1476 | 2.1059 | 1.9766 | 2.0096 | 0.053191 | 73.3718
| Sublap | SCNW | Monthly System Peak Day | November | CAISO 1-in-10 | 21 | 1.9737 | 1.9088 | 1.7699 | 1.7797 | 0.07389 | 69.2318
| Sublap | SCNW | Monthly System Peak Day | November | CAISO 1-in-10 | 22 | 1.877 | 1.8018 | 2.0413 | 2.1712 | 0.032433 | 67.9169
| Sublap | SCNW | Monthly System Peak Day | November | CAISO 1-in-10 | 23 | 1.7092 | 1.6471 | 1.7612 | 1.7704 | 0.039279 | 66.9862
| Sublap | SCNW | Monthly System Peak Day | November | CAISO 1-in-10 | 24 | 1.4404 | 1.3981 | 1.4783 | 1.448 | 0.018951 | 67.054
| Sublap | SCNW | Monthly System Peak Day | November | CAISO 1-in-2 | 1 | 0.9168 | 0.88914 | 0.9168 | 0.88914 | 0 | 58.6302
| Sublap | SCNW | Monthly System Peak Day | November | CAISO 1-in-2 | 2 | 0.80474 | 0.79345 | 0.80474 | 0.79345 | 0 | 58.3161
| Sublap | SCNW | Monthly System Peak Day | November | CAISO 1-in-2 | 3 | 0.73494 | 0.71772 | 0.73494 | 0.71772 | 0 | 57.5902
| Sublap | SCNW | Monthly System Peak Day | November | CAISO 1-in-2 | 4 | 0.675 | 0.65683 | 0.675 | 0.65683 | 0 | 56.15
| Sublap | SCNW | Monthly System Peak Day | November | CAISO 1-in-2 | 5 | 0.64581 | 0.62094 | 0.64581 | 0.62094 | 0 | 55.1516
| Sublap | SCNW | Monthly System Peak Day | November | CAISO 1-in-2 | 6 | 0.65603 | 0.63775 | 0.65603 | 0.63775 | 0 | 54.8209
| Sublap | SCNW | Monthly System Peak Day | November | CAISO 1-in-2 | 7 | 0.69282 | 0.72661 | 0.69282 | 0.72661 | 0 | 54.6407
| Sublap | SCNW | Monthly System Peak Day | November | CAISO 1-in-2 | 8 | 0.71635 | 0.76786 | 0.71635 | 0.76786 | 0 | 55.1501
| Sublap | SCNW | Monthly System Peak Day | November | CAISO 1-in-2 | 9 | 0.64867 | 0.63069 | 0.64867 | 0.63069 | 0 | 58.715
| Sublap | SCNW | Monthly System Peak Day | November | CAISO 1-in-2 | 10 | 0.52703 | 0.46902 | 0.52703 | 0.46902 | 0 | 66.6117
| Sublap | SCNW | Monthly System Peak Day | November | CAISO 1-in-2 | 11 | 0.30491 | 0.2508 | 0.30491 | 0.2508 | 0 | 72.8283
| Sublap | SCNW | Monthly System Peak Day | November | CAISO 1-in-2 | 12 | 0.24604 | 0.19479 | 0.24604 | 0.19479 | 0 | 75.8079
| Sublap | SCNW | Monthly System Peak Day | November | CAISO 1-in-2 | 13 | 0.28087 | 0.22621 | 0.28087 | 0.22621 | 0 | 77.374
| Sublap | SCNW | Monthly System Peak Day | November | CAISO 1-in-2 | 14 | 0.36254 | 0.32597 | 0.36254 | 0.32597 | 0 | 77.359
| Sublap | SCNW | Monthly System Peak Day | November | CAISO 1-in-2 | 15 | 0.48103 | 0.47663 | 0.48103 | 0.47663 | 0 | 76.4013
| Sublap | SCNW | Monthly System Peak Day | November | CAISO 1-in-2 | 16 | 0.68183 | 0.6899 | 0.68183 | 0.6899 | 0 | 76.2916
| Sublap | SCNW | Monthly System Peak Day | November | CAISO 1-in-2 | 17 | 0.92526 | 0.94011 | 0.43471 | 0.39391 | 0.03831 | 73.8653
| Sublap | SCNW | Monthly System Peak Day | November | CAISO 1-in-2 | 18 | 1.2368 | 1.2302 | 0.93057 | 1.0142 | 0.09051 | 70.9781
| Sublap | SCNW | Monthly System Peak Day | November | CAISO 1-in-2 | 19 | 1.4075 | 1.3718 | 1.1323 | 1.176 | 0.13774 | 67.1688
| Sublap | SCNW | Monthly System Peak Day | November | CAISO 1-in-2 | 20 | 1.3772 | 1.3355 | 1.1425 | 1.1755 | 0.097647 | 65.3313
| Sublap | SCNW | Monthly System Peak Day | November | CAISO 1-in-2 | 21 | 1.4386 | 1.3737 | 1.2036 | 1.2134 | 0.097926 | 65.2876
| Sublap | SCNW | Monthly System Peak Day | November | CAISO 1-in-2 | 22 | 1.3739 | 1.2987 | 1.4635 | 1.5934 | 0.043609 | 63.9379
| Sublap | SCNW | Monthly System Peak Day | November | CAISO 1-in-2 | 23 | 1.2505 | 1.1883 | 1.2505 | 1.2316 | 0 | 63.0691
| Sublap | SCNW | Monthly System Peak Day | November | CAISO 1-in-2 | 24 | 1.0468 | 1.0045 | 1.0468 | 1.0045 | 0 | 61.8663
| Sublap | SCNW | Monthly System Peak Day | November | SCE 1-in-10 | 1 | 1.3322 | 1.3046 | 1.3322 | 1.3046 | 0 | 69.3002
| Sublap | SCNW | Monthly System Peak Day | November | SCE 1-in-10 | 2 | 1.1516 | 1.1403 | 1.1516 | 1.1403 | 0 | 68.3416
| Sublap | SCNW | Monthly System Peak Day | November | SCE 1-in-10 | 3 | 1.0465 | 1.0293 | 1.0465 | 1.0293 | 0 | 67.6788
| Sublap | SCNW | Monthly System Peak Day | November | SCE 1-in-10 | 4 | 0.92287 | 0.9047 | 0.92287 | 0.9047 | 0 | 66.7731
| Sublap | SCNW | Monthly System Peak Day | November | SCE 1-in-10 | 5 | 0.88977 | 0.86491 | 0.88977 | 0.86491 | 0 | 66.8922
| Sublap | SCNW | Monthly System Peak Day | November | SCE 1-in-10 | 6 | 0.88358 | 0.8653 | 0.88358 | 0.8653 | 0 | 66.3516
| Sublap | SCNW | Monthly System Peak Day | November | SCE 1-in-10 | 7 | 0.89027 | 0.92406 | 0.89027 | 0.92406 | 0 | 65.7909
| Sublap | SCNW | Monthly System Peak Day | November | SCE 1-in-10 | 8 | 0.96536 | 1.0169 | 0.96536 | 1.0169 | 0 | 65.8269
| Sublap | SCNW | Monthly System Peak Day | November | SCE 1-in-10 | 9 | 0.88577 | 0.86779 | 0.88577 | 0.86779 | 0 | 67.6842
| Sublap | SCNW | Monthly System Peak Day | November | SCE 1-in-10 | 10 | 0.77725 | 0.71924 | 0.77725 | 0.71924 | 0 | 72.9687
| Sublap | SCNW | Monthly System Peak Day | November | SCE 1-in-10 | 11 | 0.71944 | 0.66533 | 0.71944 | 0.66533 | 0 | 79.5223
| Sublap | SCNW | Monthly System Peak Day | November | SCE 1-in-10 | 12 | 0.76569 | 0.71444 | 0.76569 | 0.71444 | 0 | 85.1928
| Sublap | SCNW | Monthly System Peak Day | November | SCE 1-in-10 | 13 | 0.94546 | 0.8908 | 0.94546 | 0.8908 | 0 | 88.2858
| Sublap | SCNW | Monthly System Peak Day | November | SCE 1-in-10 | 14 | 1.1748 | 1.1382 | 1.1748 | 1.1382 | 0 | 89.2518
| Sublap | SCNW | Monthly System Peak Day | November | SCE 1-in-10 | 15 | 1.4084 | 1.404 | 1.4084 | 1.404 | 0 | 89.6885
| Sublap | SCNW | Monthly System Peak Day | November | SCE 1-in-10 | 16 | 1.6957 | 1.7038 | 1.6957 | 1.7038 | 0 | 89.5461
| Sublap | SCNW | Monthly System Peak Day | November | SCE 1-in-10 | 17 | 1.9505 | 1.9654 | 1.2881 | 1.2473 | 0.042042 | 87.7114
| Sublap | SCNW | Monthly System Peak Day | November | SCE 1-in-10 | 18 | 2.2204 | 2.2137 | 1.8316 | 1.9152 | 0.045549 | 83.3189
| Sublap | SCNW | Monthly System Peak Day | November | SCE 1-in-10 | 19 | 2.3242 | 2.2885 | 2.1004 | 2.1441 | 0.059507 | 78.6582
| Sublap | SCNW | Monthly System Peak Day | November | SCE 1-in-10 | 20 | 2.1476 | 2.1059 | 1.9766 | 2.0096 | 0.053191 | 73.3718
| Sublap | SCNW | Monthly System Peak Day | November | SCE 1-in-10 | 21 | 1.9737 | 1.9088 | 1.7699 | 1.7797 | 0.07389 | 69.2318
| Sublap | SCNW | Monthly System Peak Day | November | SCE 1-in-10 | 22 | 1.877 | 1.8018 | 2.0413 | 2.1712 | 0.032433 | 67.9169
| Sublap | SCNW | Monthly System Peak Day | November | SCE 1-in-10 | 23 | 1.7092 | 1.6471 | 1.7612 | 1.7704 | 0.039279 | 66.9862
| Sublap | SCNW | Monthly System Peak Day | November | SCE 1-in-10 | 24 | 1.4404 | 1.3981 | 1.4783 | 1.448 | 0.018951 | 67.054
| Sublap | SCNW | Monthly System Peak Day | November | SCE 1-in-2 | 1 | 1.0097 | 0.98205 | 1.0097 | 0.98205 | 0 | 62.1614
| Sublap | SCNW | Monthly System Peak Day | November | SCE 1-in-2 | 2 | 0.88512 | 0.87383 | 0.88512 | 0.87383 | 0 | 61.6588
| Sublap | SCNW | Monthly System Peak Day | November | SCE 1-in-2 | 3 | 0.80568 | 0.78847 | 0.80568 | 0.78847 | 0 | 61.1302
| Sublap | SCNW | Monthly System Peak Day | November | SCE 1-in-2 | 4 | 0.75218 | 0.73401 | 0.75218 | 0.73401 | 0 | 60.2829
| Sublap | SCNW | Monthly System Peak Day | November | SCE 1-in-2 | 5 | 0.71722 | 0.69236 | 0.71722 | 0.69236 | 0 | 59.322
| Sublap | SCNW | Monthly System Peak Day | November | SCE 1-in-2 | 6 | 0.71416 | 0.69588 | 0.71416 | 0.69588 | 0 | 59.3936
| Sublap | SCNW | Monthly System Peak Day | November | SCE 1-in-2 | 7 | 0.72771 | 0.76149 | 0.72771 | 0.76149 | 0 | 59.7537
| Sublap | SCNW | Monthly System Peak Day | November | SCE 1-in-2 | 8 | 0.75635 | 0.80786 | 0.75635 | 0.80786 | 0 | 60.5482
| Sublap | SCNW | Monthly System Peak Day | November | SCE 1-in-2 | 9 | 0.75392 | 0.73594 | 0.75392 | 0.73594 | 0 | 63.5578
| Sublap | SCNW | Monthly System Peak Day | November | SCE 1-in-2 | 10 | 0.62532 | 0.56731 | 0.62532 | 0.56731 | 0 | 70.4333
| Sublap | SCNW | Monthly System Peak Day | November | SCE 1-in-2 | 11 | 0.44855 | 0.39444 | 0.44855 | 0.39444 | 0 | 77.9353
| Sublap | SCNW | Monthly System Peak Day | November | SCE 1-in-2 | 12 | 0.46339 | 0.41214 | 0.46339 | 0.41214 | 0 | 81.7997
| Sublap | SCNW | Monthly System Peak Day | November | SCE 1-in-2 | 13 | 0.58176 | 0.5271 | 0.58176 | 0.5271 | 0 | 84.2261
| Sublap | SCNW | Monthly System Peak Day | November | SCE 1-in-2 | 14 | 0.7547 | 0.71812 | 0.7547 | 0.71812 | 0 | 84.197
| Sublap | SCNW | Monthly System Peak Day | November | SCE 1-in-2 | 15 | 0.94775 | 0.94335 | 0.94775 | 0.94335 | 0 | 82.7806
| Sublap | SCNW | Monthly System Peak Day | November | SCE 1-in-2 | 16 | 1.2083 | 1.2164 | 1.2083 | 1.2164 | 0 | 82.4562
| Sublap | SCNW | Monthly System Peak Day | November | SCE 1-in-2 | 17 | 1.4709 | 1.4857 | 0.90127 | 0.86047 | 0.031788 | 80.2343
| Sublap | SCNW | Monthly System Peak Day | November | SCE 1-in-2 | 18 | 1.7575 | 1.7509 | 1.405 | 1.4886 | 0.057411 | 77.8968
| Sublap | SCNW | Monthly System Peak Day | November | SCE 1-in-2 | 19 | 1.8895 | 1.8539 | 1.6403 | 1.684 | 0.095054 | 72.9706
| Sublap | SCNW | Monthly System Peak Day | November | SCE 1-in-2 | 20 | 1.7884 | 1.7468 | 1.5935 | 1.6265 | 0.067645 | 70.3518
| Sublap | SCNW | Monthly System Peak Day | November | SCE 1-in-2 | 21 | 1.8115 | 1.7466 | 1.6132 | 1.623 | 0.070003 | 69.9214
| Sublap | SCNW | Monthly System Peak Day | November | SCE 1-in-2 | 22 | 1.7399 | 1.6647 | 1.9255 | 2.0554 | 0.030783 | 69.0522
| Sublap | SCNW | Monthly System Peak Day | November | SCE 1-in-2 | 23 | 1.5682 | 1.5061 | 1.6483 | 1.6574 | 0.037875 | 68.3607
| Sublap | SCNW | Monthly System Peak Day | November | SCE 1-in-2 | 24 | 1.3011 | 1.2588 | 1.3469 | 1.3166 | 0.0385 | 67.6756
| Sublap | SCNW | Monthly System Peak Day | October | CAISO 1-in-10 | 1 | 1.4054 | 1.3777 | 1.4054 | 1.3777 | 0 | 73.076
| Sublap | SCNW | Monthly System Peak Day | October | CAISO 1-in-10 | 2 | 1.195 | 1.1837 | 1.195 | 1.1837 | 0 | 72.1316
| Sublap | SCNW | Monthly System Peak Day | October | CAISO 1-in-10 | 3 | 1.0791 | 1.0618 | 1.0791 | 1.0618 | 0 | 71.4788
| Sublap | SCNW | Monthly System Peak Day | October | CAISO 1-in-10 | 4 | 0.95358 | 0.93541 | 0.95358 | 0.93541 | 0 | 70.7621
| Sublap | SCNW | Monthly System Peak Day | October | CAISO 1-in-10 | 5 | 0.88222 | 0.85735 | 0.88222 | 0.85735 | 0 | 70.0248
| Sublap | SCNW | Monthly System Peak Day | October | CAISO 1-in-10 | 6 | 0.85982 | 0.84154 | 0.85982 | 0.84154 | 0 | 69.3542
| Sublap | SCNW | Monthly System Peak Day | October | CAISO 1-in-10 | 7 | 0.86341 | 0.89719 | 0.86341 | 0.89719 | 0 | 68.8727
| Sublap | SCNW | Monthly System Peak Day | October | CAISO 1-in-10 | 8 | 0.89997 | 0.95148 | 0.89997 | 0.95148 | 0 | 68.3398
| Sublap | SCNW | Monthly System Peak Day | October | CAISO 1-in-10 | 9 | 0.79636 | 0.77838 | 0.79636 | 0.77838 | 0 | 68.591
| Sublap | SCNW | Monthly System Peak Day | October | CAISO 1-in-10 | 10 | 0.80171 | 0.7437 | 0.80171 | 0.7437 | 0 | 73.2738
| Sublap | SCNW | Monthly System Peak Day | October | CAISO 1-in-10 | 11 | 0.76404 | 0.70994 | 0.76404 | 0.70994 | 0 | 79.6716
| Sublap | SCNW | Monthly System Peak Day | October | CAISO 1-in-10 | 12 | 0.85474 | 0.80348 | 0.85474 | 0.80348 | 0 | 83.1239
| Sublap | SCNW | Monthly System Peak Day | October | CAISO 1-in-10 | 13 | 1.0369 | 0.98229 | 1.0369 | 0.98229 | 0 | 85.4555
| Sublap | SCNW | Monthly System Peak Day | October | CAISO 1-in-10 | 14 | 1.2672 | 1.2306 | 1.2672 | 1.2306 | 0 | 85.6464
| Sublap | SCNW | Monthly System Peak Day | October | CAISO 1-in-10 | 15 | 1.4967 | 1.4923 | 1.4967 | 1.4923 | 0 | 84.5187
| Sublap | SCNW | Monthly System Peak Day | October | CAISO 1-in-10 | 16 | 1.7861 | 1.7942 | 1.7861 | 1.7942 | 0 | 84.287
| Sublap | SCNW | Monthly System Peak Day | October | CAISO 1-in-10 | 17 | 2.0449 | 2.0598 | 1.4345 | 1.3937 | 0.034221 | 83.5207
| Sublap | SCNW | Monthly System Peak Day | October | CAISO 1-in-10 | 18 | 2.3145 | 2.3079 | 1.9335 | 2.0171 | 0.046285 | 82.1634
| Sublap | SCNW | Monthly System Peak Day | October | CAISO 1-in-10 | 19 | 2.3931 | 2.3574 | 2.1751 | 2.2188 | 0.053584 | 79.9685
| Sublap | SCNW | Monthly System Peak Day | October | CAISO 1-in-10 | 20 | 2.2451 | 2.2034 | 2.0946 | 2.1276 | 0.045526 | 75.9528
| Sublap | SCNW | Monthly System Peak Day | October | CAISO 1-in-10 | 21 | 2.1239 | 2.059 | 1.9448 | 1.9546 | 0.057594 | 72.3485
| Sublap | SCNW | Monthly System Peak Day | October | CAISO 1-in-10 | 22 | 1.9967 | 1.9215 | 2.2057 | 2.3356 | 0.030063 | 70.3005
| Sublap | SCNW | Monthly System Peak Day | October | CAISO 1-in-10 | 23 | 1.7938 | 1.7316 | 1.8903 | 1.8994 | 0.037999 | 69.1669
| Sublap | SCNW | Monthly System Peak Day | October | CAISO 1-in-10 | 24 | 1.4575 | 1.4152 | 1.5054 | 1.4751 | 0.038616 | 67.8427
| Sublap | SCNW | Monthly System Peak Day | October | CAISO 1-in-2 | 1 | 1.1244 | 1.0968 | 1.1244 | 1.0968 | 0 | 65.8257
| Sublap | SCNW | Monthly System Peak Day | October | CAISO 1-in-2 | 2 | 0.98245 | 0.97116 | 0.98245 | 0.97116 | 0 | 65.6234
| Sublap | SCNW | Monthly System Peak Day | October | CAISO 1-in-2 | 3 | 0.89284 | 0.87562 | 0.89284 | 0.87562 | 0 | 65.5234
| Sublap | SCNW | Monthly System Peak Day | October | CAISO 1-in-2 | 4 | 0.80417 | 0.786 | 0.80417 | 0.786 | 0 | 64.8867
| Sublap | SCNW | Monthly System Peak Day | October | CAISO 1-in-2 | 5 | 0.75114 | 0.72628 | 0.75114 | 0.72628 | 0 | 64.242
| Sublap | SCNW | Monthly System Peak Day | October | CAISO 1-in-2 | 6 | 0.734 | 0.71572 | 0.734 | 0.71572 | 0 | 63.8852
| Sublap | SCNW | Monthly System Peak Day | October | CAISO 1-in-2 | 7 | 0.72431 | 0.75809 | 0.72431 | 0.75809 | 0 | 63.0113
| Sublap | SCNW | Monthly System Peak Day | October | CAISO 1-in-2 | 8 | 0.72864 | 0.78015 | 0.72864 | 0.78015 | 0 | 62.8136
| Sublap | SCNW | Monthly System Peak Day | October | CAISO 1-in-2 | 9 | 0.68108 | 0.6631 | 0.68108 | 0.6631 | 0 | 64.1052
| Sublap | SCNW | Monthly System Peak Day | October | CAISO 1-in-2 | 10 | 0.6833 | 0.62529 | 0.6833 | 0.62529 | 0 | 69.3419
| Sublap | SCNW | Monthly System Peak Day | October | CAISO 1-in-2 | 11 | 0.58253 | 0.52842 | 0.58253 | 0.52842 | 0 | 75.9154
| Sublap | SCNW | Monthly System Peak Day | October | CAISO 1-in-2 | 12 | 0.61248 | 0.56123 | 0.61248 | 0.56123 | 0 | 78.9501
| Sublap | SCNW | Monthly System Peak Day | October | CAISO 1-in-2 | 13 | 0.73423 | 0.67958 | 0.73423 | 0.67958 | 0 | 81.0925
| Sublap | SCNW | Monthly System Peak Day | October | CAISO 1-in-2 | 14 | 0.90872 | 0.87214 | 0.90872 | 0.87214 | 0 | 82.0359
| Sublap | SCNW | Monthly System Peak Day | October | CAISO 1-in-2 | 15 | 1.1029 | 1.0985 | 1.1029 | 1.0985 | 0 | 82.6196
| Sublap | SCNW | Monthly System Peak Day | October | CAISO 1-in-2 | 16 | 1.3737 | 1.3817 | 1.3737 | 1.3817 | 0 | 83.1039
| Sublap | SCNW | Monthly System Peak Day | October | CAISO 1-in-2 | 17 | 1.6344 | 1.6492 | 1.041 | 1.0002 | 0.032728 | 82.1467
| Sublap | SCNW | Monthly System Peak Day | October | CAISO 1-in-2 | 18 | 1.8998 | 1.8931 | 1.5272 | 1.6108 | 0.048326 | 80.9012
| Sublap | SCNW | Monthly System Peak Day | October | CAISO 1-in-2 | 19 | 2.0305 | 1.9948 | 1.8039 | 1.8476 | 0.062775 | 78.0309
| Sublap | SCNW | Monthly System Peak Day | October | CAISO 1-in-2 | 20 | 1.9477 | 1.9061 | 1.7788 | 1.8118 | 0.052172 | 73.6328
| Sublap | SCNW | Monthly System Peak Day | October | CAISO 1-in-2 | 21 | 1.8888 | 1.824 | 1.6939 | 1.7037 | 0.06766 | 70.349
| Sublap | SCNW | Monthly System Peak Day | October | CAISO 1-in-2 | 22 | 1.7717 | 1.6965 | 1.9441 | 2.074 | 0.031703 | 68.3482
| Sublap | SCNW | Monthly System Peak Day | October | CAISO 1-in-2 | 23 | 1.5894 | 1.5273 | 1.6459 | 1.655 | 0.038925 | 67.2048
| Sublap | SCNW | Monthly System Peak Day | October | CAISO 1-in-2 | 24 | 1.3016 | 1.2594 | 1.3258 | 1.2955 | 0.012088 | 65.9775
| Sublap | SCNW | Monthly System Peak Day | October | SCE 1-in-10 | 1 | 1.5327 | 1.505 | 1.5327 | 1.505 | 0 | 77.8305
| Sublap | SCNW | Monthly System Peak Day | October | SCE 1-in-10 | 2 | 1.3247 | 1.3134 | 1.3247 | 1.3134 | 0 | 77.3952
| Sublap | SCNW | Monthly System Peak Day | October | SCE 1-in-10 | 3 | 1.185 | 1.1678 | 1.185 | 1.1678 | 0 | 75.6502
| Sublap | SCNW | Monthly System Peak Day | October | SCE 1-in-10 | 4 | 1.0512 | 1.033 | 1.0512 | 1.033 | 0 | 74.5104
| Sublap | SCNW | Monthly System Peak Day | October | SCE 1-in-10 | 5 | 0.99282 | 0.96796 | 0.99282 | 0.96796 | 0 | 73.5355
| Sublap | SCNW | Monthly System Peak Day | October | SCE 1-in-10 | 6 | 0.99028 | 0.972 | 0.99028 | 0.972 | 0 | 73.0748
| Sublap | SCNW | Monthly System Peak Day | October | SCE 1-in-10 | 7 | 1.0057 | 1.0395 | 1.0057 | 1.0395 | 0 | 72.7896
| Sublap | SCNW | Monthly System Peak Day | October | SCE 1-in-10 | 8 | 1.1089 | 1.1604 | 1.1089 | 1.1604 | 0 | 72.5142
| Sublap | SCNW | Monthly System Peak Day | October | SCE 1-in-10 | 9 | 0.94021 | 0.92223 | 0.94021 | 0.92223 | 0 | 73.0013
| Sublap | SCNW | Monthly System Peak Day | October | SCE 1-in-10 | 10 | 1.1137 | 1.0557 | 1.1137 | 1.0557 | 0 | 77.5945
| Sublap | SCNW | Monthly System Peak Day | October | SCE 1-in-10 | 11 | 1.1835 | 1.1294 | 1.1835 | 1.1294 | 0 | 85.7615
| Sublap | SCNW | Monthly System Peak Day | October | SCE 1-in-10 | 12 | 1.3658 | 1.3145 | 1.3658 | 1.3145 | 0 | 90.6754
| Sublap | SCNW | Monthly System Peak Day | October | SCE 1-in-10 | 13 | 1.6473 | 1.5926 | 1.6473 | 1.5926 | 0 | 93.3291
| Sublap | SCNW | Monthly System Peak Day | October | SCE 1-in-10 | 14 | 1.9465 | 1.9099 | 1.9465 | 1.9099 | 0 | 94.2836
| Sublap | SCNW | Monthly System Peak Day | October | SCE 1-in-10 | 15 | 2.2145 | 2.2101 | 2.2145 | 2.2101 | 0 | 96.0574
| Sublap | SCNW | Monthly System Peak Day | October | SCE 1-in-10 | 16 | 2.5205 | 2.5286 | 2.5205 | 2.5286 | 0 | 96.5594
| Sublap | SCNW | Monthly System Peak Day | October | SCE 1-in-10 | 17 | 2.7458 | 2.7607 | 1.9524 | 1.9116 | 0.072227 | 98.2712
| Sublap | SCNW | Monthly System Peak Day | October | SCE 1-in-10 | 18 | 2.9476 | 2.941 | 2.4698 | 2.5534 | 0.093973 | 96.637
| Sublap | SCNW | Monthly System Peak Day | October | SCE 1-in-10 | 19 | 3.0588 | 3.0231 | 2.8934 | 2.9371 | 0.082781 | 91.7308
| Sublap | SCNW | Monthly System Peak Day | October | SCE 1-in-10 | 20 | 2.9074 | 2.8658 | 2.8317 | 2.8647 | 0.071322 | 85.3969
| Sublap | SCNW | Monthly System Peak Day | October | SCE 1-in-10 | 21 | 2.7784 | 2.7135 | 2.6727 | 2.6825 | 0.052806 | 81.6128
| Sublap | SCNW | Monthly System Peak Day | October | SCE 1-in-10 | 22 | 2.6098 | 2.5346 | 2.9823 | 3.1122 | 0.051577 | 79.0061
| Sublap | SCNW | Monthly System Peak Day | October | SCE 1-in-10 | 23 | 2.3078 | 2.2457 | 2.5695 | 2.5786 | 0.067246 | 77.2507
| Sublap | SCNW | Monthly System Peak Day | October | SCE 1-in-10 | 24 | 1.9153 | 1.873 | 2.0722 | 2.0418 | 0.072223 | 76.3847
| Sublap | SCNW | Monthly System Peak Day | October | SCE 1-in-2 | 1 | 1.108 | 1.0804 | 1.108 | 1.0804 | 0 | 66.3978
| Sublap | SCNW | Monthly System Peak Day | October | SCE 1-in-2 | 2 | 0.94746 | 0.93616 | 0.94746 | 0.93616 | 0 | 65.3032
| Sublap | SCNW | Monthly System Peak Day | October | SCE 1-in-2 | 3 | 0.90606 | 0.88885 | 0.90606 | 0.88885 | 0 | 65.4696
| Sublap | SCNW | Monthly System Peak Day | October | SCE 1-in-2 | 4 | 0.88592 | 0.86775 | 0.88592 | 0.86775 | 0 | 66.1502
| Sublap | SCNW | Monthly System Peak Day | October | SCE 1-in-2 | 5 | 0.84389 | 0.81902 | 0.84389 | 0.81902 | 0 | 65.8323
| Sublap | SCNW | Monthly System Peak Day | October | SCE 1-in-2 | 6 | 0.83785 | 0.81957 | 0.83785 | 0.81957 | 0 | 65.4928
| Sublap | SCNW | Monthly System Peak Day | October | SCE 1-in-2 | 7 | 0.85225 | 0.88603 | 0.85225 | 0.88603 | 0 | 65.0448
| Sublap | SCNW | Monthly System Peak Day | October | SCE 1-in-2 | 8 | 0.89596 | 0.94747 | 0.89596 | 0.94747 | 0 | 64.5874
| Sublap | SCNW | Monthly System Peak Day | October | SCE 1-in-2 | 9 | 0.83915 | 0.82117 | 0.83915 | 0.82117 | 0 | 66.3037
| Sublap | SCNW | Monthly System Peak Day | October | SCE 1-in-2 | 10 | 0.77373 | 0.71573 | 0.77373 | 0.71573 | 0 | 71.8886
| Sublap | SCNW | Monthly System Peak Day | October | SCE 1-in-2 | 11 | 0.71063 | 0.65652 | 0.71063 | 0.65652 | 0 | 79.0555
| Sublap | SCNW | Monthly System Peak Day | October | SCE 1-in-2 | 12 | 0.77938 | 0.72813 | 0.77938 | 0.72813 | 0 | 83.0627
| Sublap | SCNW | Monthly System Peak Day | October | SCE 1-in-2 | 13 | 0.95633 | 0.90167 | 0.95633 | 0.90167 | 0 | 85.2069
| Sublap | SCNW | Monthly System Peak Day | October | SCE 1-in-2 | 14 | 1.1737 | 1.1372 | 1.1737 | 1.1372 | 0 | 86.5384
| Sublap | SCNW | Monthly System Peak Day | October | SCE 1-in-2 | 15 | 1.4002 | 1.3958 | 1.4002 | 1.3958 | 0 | 87.2015
| Sublap | SCNW | Monthly System Peak Day | October | SCE 1-in-2 | 16 | 1.6871 | 1.6952 | 1.6871 | 1.6952 | 0 | 87.9583
| Sublap | SCNW | Monthly System Peak Day | October | SCE 1-in-2 | 17 | 1.9437 | 1.9586 | 1.2936 | 1.2528 | 0.03984 | 86.7228
| Sublap | SCNW | Monthly System Peak Day | October | SCE 1-in-2 | 18 | 2.1841 | 2.1774 | 1.7791 | 1.8627 | 0.047686 | 85.7534
| Sublap | SCNW | Monthly System Peak Day | October | SCE 1-in-2 | 19 | 2.3096 | 2.2739 | 2.1092 | 2.153 | 0.046931 | 83.9178
| Sublap | SCNW | Monthly System Peak Day | October | SCE 1-in-2 | 20 | 2.2478 | 2.2062 | 2.1221 | 2.1551 | 0.045454 | 79.0879
| Sublap | SCNW | Monthly System Peak Day | October | SCE 1-in-2 | 21 | 2.1438 | 2.0789 | 1.9761 | 1.9859 | 0.051577 | 73.791
| Sublap | SCNW | Monthly System Peak Day | October | SCE 1-in-2 | 22 | 1.9406 | 1.8654 | 2.1387 | 2.2686 | 0.030249 | 69.7181
| Sublap | SCNW | Monthly System Peak Day | October | SCE 1-in-2 | 23 | 1.7542 | 1.6921 | 1.8455 | 1.8547 | 0.037883 | 68.9106
| Sublap | SCNW | Monthly System Peak Day | October | SCE 1-in-2 | 24 | 1.4602 | 1.4179 | 1.5182 | 1.4878 | 0.039579 | 68.63
| Sublap | SCNW | Monthly System Peak Day | September | CAISO 1-in-10 | 1 | 1.3399 | 1.3123 | 1.3399 | 1.3123 | 0 | 73.7148
| Sublap | SCNW | Monthly System Peak Day | September | CAISO 1-in-10 | 2 | 1.1567 | 1.1454 | 1.1567 | 1.1454 | 0 | 73.5549
| Sublap | SCNW | Monthly System Peak Day | September | CAISO 1-in-10 | 3 | 1.0347 | 1.0175 | 1.0347 | 1.0175 | 0 | 72.1111
| Sublap | SCNW | Monthly System Peak Day | September | CAISO 1-in-10 | 4 | 1.0723 | 1.0542 | 1.0723 | 1.0542 | 0 | 74.779
| Sublap | SCNW | Monthly System Peak Day | September | CAISO 1-in-10 | 5 | 1.0646 | 1.0397 | 1.0646 | 1.0397 | 0 | 75.5509
| Sublap | SCNW | Monthly System Peak Day | September | CAISO 1-in-10 | 6 | 1.0614 | 1.0431 | 1.0614 | 1.0431 | 0 | 75.2189
| Sublap | SCNW | Monthly System Peak Day | September | CAISO 1-in-10 | 7 | 1.0763 | 1.1101 | 1.0763 | 1.1101 | 0 | 74.8302
| Sublap | SCNW | Monthly System Peak Day | September | CAISO 1-in-10 | 8 | 1.2263 | 1.2778 | 1.2263 | 1.2778 | 0 | 74.7798
| Sublap | SCNW | Monthly System Peak Day | September | CAISO 1-in-10 | 9 | 1.0956 | 1.0776 | 1.0956 | 1.0776 | 0 | 75.951
| Sublap | SCNW | Monthly System Peak Day | September | CAISO 1-in-10 | 10 | 0.99295 | 0.93495 | 0.99295 | 0.93495 | 0 | 81.4367
| Sublap | SCNW | Monthly System Peak Day | September | CAISO 1-in-10 | 11 | 1.0757 | 1.0215 | 1.0757 | 1.0215 | 0 | 85.2135
| Sublap | SCNW | Monthly System Peak Day | September | CAISO 1-in-10 | 12 | 1.2532 | 1.2019 | 1.2532 | 1.2019 | 0 | 89.2367
| Sublap | SCNW | Monthly System Peak Day | September | CAISO 1-in-10 | 13 | 1.5232 | 1.4686 | 1.5232 | 1.4686 | 0 | 90.9341
| Sublap | SCNW | Monthly System Peak Day | September | CAISO 1-in-10 | 14 | 1.8113 | 1.7747 | 1.8113 | 1.7747 | 0 | 90.6326
| Sublap | SCNW | Monthly System Peak Day | September | CAISO 1-in-10 | 15 | 2.0712 | 2.0668 | 2.0712 | 2.0668 | 0 | 89.1293
| Sublap | SCNW | Monthly System Peak Day | September | CAISO 1-in-10 | 16 | 2.3705 | 2.3786 | 2.3705 | 2.3786 | 0 | 90.1298
| Sublap | SCNW | Monthly System Peak Day | September | CAISO 1-in-10 | 17 | 2.6124 | 2.6272 | 1.9216 | 1.8808 | 0.047721 | 89.9952
| Sublap | SCNW | Monthly System Peak Day | September | CAISO 1-in-10 | 18 | 2.8613 | 2.8547 | 2.4371 | 2.5207 | 0.055725 | 88.6266
| Sublap | SCNW | Monthly System Peak Day | September | CAISO 1-in-10 | 19 | 2.9176 | 2.882 | 2.7276 | 2.7713 | 0.052395 | 86.2125
| Sublap | SCNW | Monthly System Peak Day | September | CAISO 1-in-10 | 20 | 2.7932 | 2.7516 | 2.7129 | 2.746 | 0.068116 | 84.8167
| Sublap | SCNW | Monthly System Peak Day | September | CAISO 1-in-10 | 21 | 2.7235 | 2.6587 | 2.6197 | 2.6295 | 0.053731 | 81.8438
| Sublap | SCNW | Monthly System Peak Day | September | CAISO 1-in-10 | 22 | 2.5592 | 2.4841 | 2.9366 | 3.0665 | 0.052593 | 79.2612
| Sublap | SCNW | Monthly System Peak Day | September | CAISO 1-in-10 | 23 | 2.2627 | 2.2006 | 2.5315 | 2.5407 | 0.069111 | 77.5986
| Sublap | SCNW | Monthly System Peak Day | September | CAISO 1-in-10 | 24 | 1.8775 | 1.8352 | 2.0352 | 2.0048 | 0.072575 | 76.4475
| Sublap | SCNW | Monthly System Peak Day | September | CAISO 1-in-2 | 1 | 1.2317 | 1.204 | 1.2317 | 1.204 | 0 | 70.9486
| Sublap | SCNW | Monthly System Peak Day | September | CAISO 1-in-2 | 2 | 1.0448 | 1.0335 | 1.0448 | 1.0335 | 0 | 70.5285
| Sublap | SCNW | Monthly System Peak Day | September | CAISO 1-in-2 | 3 | 0.94822 | 0.93101 | 0.94822 | 0.93101 | 0 | 69.6995
| Sublap | SCNW | Monthly System Peak Day | September | CAISO 1-in-2 | 4 | 0.87818 | 0.86001 | 0.87818 | 0.86001 | 0 | 69.4482
| Sublap | SCNW | Monthly System Peak Day | September | CAISO 1-in-2 | 5 | 0.83126 | 0.8064 | 0.83126 | 0.8064 | 0 | 68.7004
| Sublap | SCNW | Monthly System Peak Day | September | CAISO 1-in-2 | 6 | 0.79349 | 0.77521 | 0.79349 | 0.77521 | 0 | 67.2516
| Sublap | SCNW | Monthly System Peak Day | September | CAISO 1-in-2 | 7 | 0.80126 | 0.83504 | 0.80126 | 0.83504 | 0 | 66.7271
| Sublap | SCNW | Monthly System Peak Day | September | CAISO 1-in-2 | 8 | 0.84135 | 0.89286 | 0.84135 | 0.89286 | 0 | 66.9307
| Sublap | SCNW | Monthly System Peak Day | September | CAISO 1-in-2 | 9 | 0.79241 | 0.77443 | 0.79241 | 0.77443 | 0 | 69.178
| Sublap | SCNW | Monthly System Peak Day | September | CAISO 1-in-2 | 10 | 0.9289 | 0.8709 | 0.9289 | 0.8709 | 0 | 77.1339
| Sublap | SCNW | Monthly System Peak Day | September | CAISO 1-in-2 | 11 | 0.92511 | 0.871 | 0.92511 | 0.871 | 0 | 84.1516
| Sublap | SCNW | Monthly System Peak Day | September | CAISO 1-in-2 | 12 | 1.0728 | 1.0215 | 1.0728 | 1.0215 | 0 | 88.1806
| Sublap | SCNW | Monthly System Peak Day | September | CAISO 1-in-2 | 13 | 1.3214 | 1.2667 | 1.3214 | 1.2667 | 0 | 89.626
| Sublap | SCNW | Monthly System Peak Day | September | CAISO 1-in-2 | 14 | 1.5829 | 1.5463 | 1.5829 | 1.5463 | 0 | 90.7089
| Sublap | SCNW | Monthly System Peak Day | September | CAISO 1-in-2 | 15 | 1.8344 | 1.83 | 1.8344 | 1.83 | 0 | 90.8181
| Sublap | SCNW | Monthly System Peak Day | September | CAISO 1-in-2 | 16 | 2.1293 | 2.1374 | 2.1293 | 2.1374 | 0 | 92.2621
| Sublap | SCNW | Monthly System Peak Day | September | CAISO 1-in-2 | 17 | 2.3702 | 2.385 | 1.6491 | 1.6083 | 0.054476 | 92.4404
| Sublap | SCNW | Monthly System Peak Day | September | CAISO 1-in-2 | 18 | 2.601 | 2.5943 | 2.1655 | 2.2491 | 0.062398 | 90.3125
| Sublap | SCNW | Monthly System Peak Day | September | CAISO 1-in-2 | 19 | 2.7063 | 2.6706 | 2.5271 | 2.5708 | 0.063702 | 88.6307
| Sublap | SCNW | Monthly System Peak Day | September | CAISO 1-in-2 | 20 | 2.6708 | 2.6291 | 2.6016 | 2.6291 | 0.034581 | 86.2246
| Sublap | SCNW | Monthly System Peak Day | September | CAISO 1-in-2 | 21 | 2.5383 | 2.4734 | 2.4154 | 2.4252 | 0.046138 | 79.4443
| Sublap | SCNW | Monthly System Peak Day | September | CAISO 1-in-2 | 22 | 2.3912 | 2.316 | 2.729 | 2.8589 | 0.044549 | 77.1547
| Sublap | SCNW | Monthly System Peak Day | September | CAISO 1-in-2 | 23 | 2.1158 | 2.0536 | 2.3418 | 2.3509 | 0.058292 | 75.5051
| Sublap | SCNW | Monthly System Peak Day | September | CAISO 1-in-2 | 24 | 1.7261 | 1.6839 | 1.8464 | 1.8161 | 0.057015 | 73.5161
| Sublap | SCNW | Monthly System Peak Day | September | SCE 1-in-10 | 1 | 1.2304 | 1.2027 | 1.2304 | 1.2027 | 0 | 71.0424
| Sublap | SCNW | Monthly System Peak Day | September | SCE 1-in-10 | 2 | 1.0561 | 1.0448 | 1.0561 | 1.0448 | 0 | 70.8829
| Sublap | SCNW | Monthly System Peak Day | September | SCE 1-in-10 | 3 | 0.92487 | 0.90766 | 0.92487 | 0.90766 | 0 | 69.3132
| Sublap | SCNW | Monthly System Peak Day | September | SCE 1-in-10 | 4 | 0.95601 | 0.93784 | 0.95601 | 0.93784 | 0 | 71.4892
| Sublap | SCNW | Monthly System Peak Day | September | SCE 1-in-10 | 5 | 0.9501 | 0.92524 | 0.9501 | 0.92524 | 0 | 72.1547
| Sublap | SCNW | Monthly System Peak Day | September | SCE 1-in-10 | 6 | 0.93822 | 0.91994 | 0.93822 | 0.91994 | 0 | 71.6295
| Sublap | SCNW | Monthly System Peak Day | September | SCE 1-in-10 | 7 | 0.95347 | 0.98725 | 0.95347 | 0.98725 | 0 | 71.3697
| Sublap | SCNW | Monthly System Peak Day | September | SCE 1-in-10 | 8 | 1.058 | 1.1095 | 1.058 | 1.1095 | 0 | 71.4762
| Sublap | SCNW | Monthly System Peak Day | September | SCE 1-in-10 | 9 | 1.0059 | 0.9879 | 1.0059 | 0.9879 | 0 | 73.7059
| Sublap | SCNW | Monthly System Peak Day | September | SCE 1-in-10 | 10 | 0.92279 | 0.86479 | 0.92279 | 0.86479 | 0 | 79.2646
| Sublap | SCNW | Monthly System Peak Day | September | SCE 1-in-10 | 11 | 0.95568 | 0.90157 | 0.95568 | 0.90157 | 0 | 84.0394
| Sublap | SCNW | Monthly System Peak Day | September | SCE 1-in-10 | 12 | 1.1011 | 1.0499 | 1.1011 | 1.0499 | 0 | 88.3736
| Sublap | SCNW | Monthly System Peak Day | September | SCE 1-in-10 | 13 | 1.3494 | 1.2947 | 1.3494 | 1.2947 | 0 | 90.2563
| Sublap | SCNW | Monthly System Peak Day | September | SCE 1-in-10 | 14 | 1.6245 | 1.5879 | 1.6245 | 1.5879 | 0 | 89.8064
| Sublap | SCNW | Monthly System Peak Day | September | SCE 1-in-10 | 15 | 1.8759 | 1.8715 | 1.8759 | 1.8715 | 0 | 88.9761
| Sublap | SCNW | Monthly System Peak Day | September | SCE 1-in-10 | 16 | 2.1723 | 2.1803 | 2.1723 | 2.1803 | 0 | 89.6707
| Sublap | SCNW | Monthly System Peak Day | September | SCE 1-in-10 | 17 | 2.4193 | 2.4341 | 1.7423 | 1.7015 | 0.04487 | 88.8857
| Sublap | SCNW | Monthly System Peak Day | September | SCE 1-in-10 | 18 | 2.6665 | 2.6599 | 2.2487 | 2.3323 | 0.052492 | 87.6655
| Sublap | SCNW | Monthly System Peak Day | September | SCE 1-in-10 | 19 | 2.7418 | 2.7061 | 2.5469 | 2.5906 | 0.049003 | 85.1194
| Sublap | SCNW | Monthly System Peak Day | September | SCE 1-in-10 | 20 | 2.6322 | 2.5906 | 2.5375 | 2.5705 | 0.058831 | 82.9989
| Sublap | SCNW | Monthly System Peak Day | September | SCE 1-in-10 | 21 | 2.5554 | 2.4905 | 2.433 | 2.4428 | 0.046266 | 79.5046
| Sublap | SCNW | Monthly System Peak Day | September | SCE 1-in-10 | 22 | 2.3818 | 2.3066 | 2.708 | 2.8379 | 0.042389 | 76.5414
| Sublap | SCNW | Monthly System Peak Day | September | SCE 1-in-10 | 23 | 2.1237 | 2.0616 | 2.3465 | 2.3556 | 0.057513 | 75.3453
| Sublap | SCNW | Monthly System Peak Day | September | SCE 1-in-10 | 24 | 1.7829 | 1.7406 | 1.9222 | 1.8919 | 0.064667 | 75.0068
| Sublap | SCNW | Monthly System Peak Day | September | SCE 1-in-2 | 1 | 1.1134 | 1.0858 | 1.1134 | 1.0858 | 0 | 66.8661
| Sublap | SCNW | Monthly System Peak Day | September | SCE 1-in-2 | 2 | 0.96049 | 0.9492 | 0.96049 | 0.9492 | 0 | 66.7233
| Sublap | SCNW | Monthly System Peak Day | September | SCE 1-in-2 | 3 | 0.85134 | 0.83413 | 0.85134 | 0.83413 | 0 | 65.8306
| Sublap | SCNW | Monthly System Peak Day | September | SCE 1-in-2 | 4 | 0.75052 | 0.73235 | 0.75052 | 0.73235 | 0 | 64.0747
| Sublap | SCNW | Monthly System Peak Day | September | SCE 1-in-2 | 5 | 0.7125 | 0.68764 | 0.7125 | 0.68764 | 0 | 62.7631
| Sublap | SCNW | Monthly System Peak Day | September | SCE 1-in-2 | 6 | 0.71089 | 0.69261 | 0.71089 | 0.69261 | 0 | 61.9383
| Sublap | SCNW | Monthly System Peak Day | September | SCE 1-in-2 | 7 | 0.72623 | 0.76001 | 0.72623 | 0.76001 | 0 | 61.6014
| Sublap | SCNW | Monthly System Peak Day | September | SCE 1-in-2 | 8 | 0.73066 | 0.78217 | 0.73066 | 0.78217 | 0 | 62.3667
| Sublap | SCNW | Monthly System Peak Day | September | SCE 1-in-2 | 9 | 0.70589 | 0.68791 | 0.70589 | 0.68791 | 0 | 65.6937
| Sublap | SCNW | Monthly System Peak Day | September | SCE 1-in-2 | 10 | 0.70003 | 0.64202 | 0.70003 | 0.64202 | 0 | 72.1814
| Sublap | SCNW | Monthly System Peak Day | September | SCE 1-in-2 | 11 | 0.6297 | 0.57559 | 0.6297 | 0.57559 | 0 | 77.8212
| Sublap | SCNW | Monthly System Peak Day | September | SCE 1-in-2 | 12 | 0.68225 | 0.631 | 0.68225 | 0.631 | 0 | 81.4142
| Sublap | SCNW | Monthly System Peak Day | September | SCE 1-in-2 | 13 | 0.8359 | 0.78124 | 0.8359 | 0.78124 | 0 | 83.7767
| Sublap | SCNW | Monthly System Peak Day | September | SCE 1-in-2 | 14 | 1.0399 | 1.0033 | 1.0399 | 1.0033 | 0 | 85.0124
| Sublap | SCNW | Monthly System Peak Day | September | SCE 1-in-2 | 15 | 1.2601 | 1.2557 | 1.2601 | 1.2557 | 0 | 84.7666
| Sublap | SCNW | Monthly System Peak Day | September | SCE 1-in-2 | 16 | 1.5437 | 1.5517 | 1.5437 | 1.5517 | 0 | 85.3812
| Sublap | SCNW | Monthly System Peak Day | September | SCE 1-in-2 | 17 | 1.8033 | 1.8181 | 1.177 | 1.1362 | 0.036151 | 84.802
| Sublap | SCNW | Monthly System Peak Day | September | SCE 1-in-2 | 18 | 2.0598 | 2.0532 | 1.6736 | 1.7572 | 0.045662 | 82.9473
| Sublap | SCNW | Monthly System Peak Day | September | SCE 1-in-2 | 19 | 2.1797 | 2.144 | 1.9655 | 2.0092 | 0.050576 | 80.8126
| Sublap | SCNW | Monthly System Peak Day | September | SCE 1-in-2 | 20 | 2.1155 | 2.0739 | 1.9741 | 2.0071 | 0.044205 | 77.1014
| Sublap | SCNW | Monthly System Peak Day | September | SCE 1-in-2 | 21 | 2.0111 | 1.9462 | 1.8281 | 1.8379 | 0.059904 | 71.8583
| Sublap | SCNW | Monthly System Peak Day | September | SCE 1-in-2 | 22 | 1.8886 | 1.8134 | 2.0881 | 2.218 | 0.030209 | 69.7951
| Sublap | SCNW | Monthly System Peak Day | September | SCE 1-in-2 | 23 | 1.6989 | 1.6367 | 1.7874 | 1.7965 | 0.03785 | 68.7733
| Sublap | SCNW | Monthly System Peak Day | September | SCE 1-in-2 | 24 | 1.4145 | 1.3722 | 1.4688 | 1.4384 | 0.039142 | 68.3367
| Sublap | SCNW | Typical Event Day | Typical Event | CAISO 1-in-10 | 1 | 1.1703 | 1.1427 | 1.1703 | 1.1427 | 0 | 68.507
| Sublap | SCNW | Typical Event Day | Typical Event | CAISO 1-in-10 | 2 | 0.99098 | 0.97969 | 0.99098 | 0.97969 | 0 | 67.9828
| Sublap | SCNW | Typical Event Day | Typical Event | CAISO 1-in-10 | 3 | 0.86248 | 0.84526 | 0.86248 | 0.84526 | 0 | 66.8428
| Sublap | SCNW | Typical Event Day | Typical Event | CAISO 1-in-10 | 4 | 0.81784 | 0.79967 | 0.81784 | 0.79967 | 0 | 67.221
| Sublap | SCNW | Typical Event Day | Typical Event | CAISO 1-in-10 | 5 | 0.77533 | 0.75047 | 0.77533 | 0.75047 | 0 | 66.9094
| Sublap | SCNW | Typical Event Day | Typical Event | CAISO 1-in-10 | 6 | 0.74997 | 0.73169 | 0.74997 | 0.73169 | 0 | 66.1477
| Sublap | SCNW | Typical Event Day | Typical Event | CAISO 1-in-10 | 7 | 0.75651 | 0.7903 | 0.75651 | 0.7903 | 0 | 65.7836
| Sublap | SCNW | Typical Event Day | Typical Event | CAISO 1-in-10 | 8 | 0.78849 | 0.84001 | 0.78849 | 0.84001 | 0 | 66.1631
| Sublap | SCNW | Typical Event Day | Typical Event | CAISO 1-in-10 | 9 | 0.82932 | 0.81134 | 0.82932 | 0.81134 | 0 | 69.1775
| Sublap | SCNW | Typical Event Day | Typical Event | CAISO 1-in-10 | 10 | 0.76129 | 0.70329 | 0.76129 | 0.70329 | 0 | 74.5523
| Sublap | SCNW | Typical Event Day | Typical Event | CAISO 1-in-10 | 11 | 0.74451 | 0.6904 | 0.74451 | 0.6904 | 0 | 78.777
| Sublap | SCNW | Typical Event Day | Typical Event | CAISO 1-in-10 | 12 | 0.8353 | 0.78405 | 0.8353 | 0.78405 | 0 | 81.4984
| Sublap | SCNW | Typical Event Day | Typical Event | CAISO 1-in-10 | 13 | 1.0106 | 0.95593 | 1.0106 | 0.95593 | 0 | 83.1114
| Sublap | SCNW | Typical Event Day | Typical Event | CAISO 1-in-10 | 14 | 1.2251 | 1.1885 | 1.2251 | 1.1885 | 0 | 83.8606
| Sublap | SCNW | Typical Event Day | Typical Event | CAISO 1-in-10 | 15 | 1.4445 | 1.4401 | 1.4445 | 1.4401 | 0 | 83.8751
| Sublap | SCNW | Typical Event Day | Typical Event | CAISO 1-in-10 | 16 | 1.7303 | 1.7384 | 1.7303 | 1.7384 | 0 | 84.8506
| Sublap | SCNW | Typical Event Day | Typical Event | CAISO 1-in-10 | 17 | 1.9863 | 2.0012 | 1.359 | 1.3182 | 0.036296 | 84.8879
| Sublap | SCNW | Typical Event Day | Typical Event | CAISO 1-in-10 | 18 | 2.2328 | 2.2262 | 1.8349 | 1.9185 | 0.046148 | 84.6867
| Sublap | SCNW | Typical Event Day | Typical Event | CAISO 1-in-10 | 19 | 2.3434 | 2.3077 | 2.1346 | 2.1784 | 0.047639 | 82.0284
| Sublap | SCNW | Typical Event Day | Typical Event | CAISO 1-in-10 | 20 | 2.2734 | 2.2317 | 2.1486 | 2.1816 | 0.045662 | 79.2035
| Sublap | SCNW | Typical Event Day | Typical Event | CAISO 1-in-10 | 21 | 2.2375 | 2.1726 | 2.0861 | 2.0959 | 0.045725 | 75.8446
| Sublap | SCNW | Typical Event Day | Typical Event | CAISO 1-in-10 | 22 | 2.0855 | 2.0104 | 2.3482 | 2.4781 | 0.032901 | 73.1573
| Sublap | SCNW | Typical Event Day | Typical Event | CAISO 1-in-10 | 23 | 1.8496 | 1.7875 | 1.9948 | 2.0039 | 0.042274 | 71.5489
| Sublap | SCNW | Typical Event Day | Typical Event | CAISO 1-in-10 | 24 | 1.5199 | 1.4776 | 1.5981 | 1.5678 | 0.043406 | 70.2182
| Sublap | SCNW | Typical Event Day | Typical Event | CAISO 1-in-2 | 1 | 1.078 | 1.0504 | 1.078 | 1.0504 | 0 | 65.8114
| Sublap | SCNW | Typical Event Day | Typical Event | CAISO 1-in-2 | 2 | 0.91167 | 0.90037 | 0.91167 | 0.90037 | 0 | 65.0725
| Sublap | SCNW | Typical Event Day | Typical Event | CAISO 1-in-2 | 3 | 0.81462 | 0.7974 | 0.81462 | 0.7974 | 0 | 64.2916
| Sublap | SCNW | Typical Event Day | Typical Event | CAISO 1-in-2 | 4 | 0.74805 | 0.72988 | 0.74805 | 0.72988 | 0 | 63.7073
| Sublap | SCNW | Typical Event Day | Typical Event | CAISO 1-in-2 | 5 | 0.71264 | 0.68778 | 0.71264 | 0.68778 | 0 | 63.2516
| Sublap | SCNW | Typical Event Day | Typical Event | CAISO 1-in-2 | 6 | 0.70968 | 0.6914 | 0.70968 | 0.6914 | 0 | 62.7513
| Sublap | SCNW | Typical Event Day | Typical Event | CAISO 1-in-2 | 7 | 0.72484 | 0.75862 | 0.72484 | 0.75862 | 0 | 62.3769
| Sublap | SCNW | Typical Event Day | Typical Event | CAISO 1-in-2 | 8 | 0.73089 | 0.7824 | 0.73089 | 0.7824 | 0 | 62.7851
| Sublap | SCNW | Typical Event Day | Typical Event | CAISO 1-in-2 | 9 | 0.68434 | 0.66636 | 0.68434 | 0.66636 | 0 | 65.4013
| Sublap | SCNW | Typical Event Day | Typical Event | CAISO 1-in-2 | 10 | 0.66693 | 0.60893 | 0.66693 | 0.60893 | 0 | 70.9177
| Sublap | SCNW | Typical Event Day | Typical Event | CAISO 1-in-2 | 11 | 0.60004 | 0.54593 | 0.60004 | 0.54593 | 0 | 75.8757
| Sublap | SCNW | Typical Event Day | Typical Event | CAISO 1-in-2 | 12 | 0.63755 | 0.5863 | 0.63755 | 0.5863 | 0 | 78.8934
| Sublap | SCNW | Typical Event Day | Typical Event | CAISO 1-in-2 | 13 | 0.76835 | 0.7137 | 0.76835 | 0.7137 | 0 | 81.1472
| Sublap | SCNW | Typical Event Day | Typical Event | CAISO 1-in-2 | 14 | 0.95546 | 0.91888 | 0.95546 | 0.91888 | 0 | 82.2917
| Sublap | SCNW | Typical Event Day | Typical Event | CAISO 1-in-2 | 15 | 1.1626 | 1.1582 | 1.1626 | 1.1582 | 0 | 82.2913
| Sublap | SCNW | Typical Event Day | Typical Event | CAISO 1-in-2 | 16 | 1.4432 | 1.4513 | 1.4432 | 1.4513 | 0 | 82.4796
| Sublap | SCNW | Typical Event Day | Typical Event | CAISO 1-in-2 | 17 | 1.7067 | 1.7215 | 1.1137 | 1.0729 | 0.032706 | 82.121
| Sublap | SCNW | Typical Event Day | Typical Event | CAISO 1-in-2 | 18 | 1.9745 | 1.9678 | 1.604 | 1.6876 | 0.049024 | 80.5845
| Sublap | SCNW | Typical Event Day | Typical Event | CAISO 1-in-2 | 19 | 2.0868 | 2.0511 | 1.8656 | 1.9093 | 0.056752 | 79.2311
| Sublap | SCNW | Typical Event Day | Typical Event | CAISO 1-in-2 | 20 | 2.0472 | 2.0055 | 1.9049 | 1.938 | 0.044265 | 76.9953
| Sublap | SCNW | Typical Event Day | Typical Event | CAISO 1-in-2 | 21 | 2.0204 | 1.9555 | 1.8478 | 1.8576 | 0.054026 | 73.166
| Sublap | SCNW | Typical Event Day | Typical Event | CAISO 1-in-2 | 22 | 1.871 | 1.7958 | 2.0811 | 2.211 | 0.030059 | 70.3566
| Sublap | SCNW | Typical Event Day | Typical Event | CAISO 1-in-2 | 23 | 1.6614 | 1.5993 | 1.7493 | 1.7584 | 0.037845 | 68.7437
| Sublap | SCNW | Typical Event Day | Typical Event | CAISO 1-in-2 | 24 | 1.3629 | 1.3207 | 1.4071 | 1.3768 | 0.038432 | 67.5474
| Sublap | SCNW | Typical Event Day | Typical Event | SCE 1-in-10 | 1 | 1.1331 | 1.1054 | 1.1331 | 1.1054 | 0 | 68.3631
| Sublap | SCNW | Typical Event Day | Typical Event | SCE 1-in-10 | 2 | 0.96222 | 0.95093 | 0.96222 | 0.95093 | 0 | 68.069
| Sublap | SCNW | Typical Event Day | Typical Event | SCE 1-in-10 | 3 | 0.84035 | 0.82313 | 0.84035 | 0.82313 | 0 | 66.8446
| Sublap | SCNW | Typical Event Day | Typical Event | SCE 1-in-10 | 4 | 0.79491 | 0.77674 | 0.79491 | 0.77674 | 0 | 66.935
| Sublap | SCNW | Typical Event Day | Typical Event | SCE 1-in-10 | 5 | 0.7599 | 0.73504 | 0.7599 | 0.73504 | 0 | 66.5367
| Sublap | SCNW | Typical Event Day | Typical Event | SCE 1-in-10 | 6 | 0.73629 | 0.71801 | 0.73629 | 0.71801 | 0 | 65.6647
| Sublap | SCNW | Typical Event Day | Typical Event | SCE 1-in-10 | 7 | 0.74728 | 0.78106 | 0.74728 | 0.78106 | 0 | 65.1675
| Sublap | SCNW | Typical Event Day | Typical Event | SCE 1-in-10 | 8 | 0.78949 | 0.841 | 0.78949 | 0.841 | 0 | 65.9379
| Sublap | SCNW | Typical Event Day | Typical Event | SCE 1-in-10 | 9 | 0.86734 | 0.84936 | 0.86734 | 0.84936 | 0 | 70.3013
| Sublap | SCNW | Typical Event Day | Typical Event | SCE 1-in-10 | 10 | 0.81975 | 0.76175 | 0.81975 | 0.76175 | 0 | 76.8296
| Sublap | SCNW | Typical Event Day | Typical Event | SCE 1-in-10 | 11 | 0.8076 | 0.75349 | 0.8076 | 0.75349 | 0 | 81.6809
| Sublap | SCNW | Typical Event Day | Typical Event | SCE 1-in-10 | 12 | 0.94306 | 0.89181 | 0.94306 | 0.89181 | 0 | 83.9723
| Sublap | SCNW | Typical Event Day | Typical Event | SCE 1-in-10 | 13 | 1.1455 | 1.0908 | 1.1455 | 1.0908 | 0 | 85.702
| Sublap | SCNW | Typical Event Day | Typical Event | SCE 1-in-10 | 14 | 1.3791 | 1.3426 | 1.3791 | 1.3426 | 0 | 86.6213
| Sublap | SCNW | Typical Event Day | Typical Event | SCE 1-in-10 | 15 | 1.6104 | 1.606 | 1.6104 | 1.606 | 0 | 87.2292
| Sublap | SCNW | Typical Event Day | Typical Event | SCE 1-in-10 | 16 | 1.9024 | 1.9104 | 1.9024 | 1.9104 | 0 | 87.3456
| Sublap | SCNW | Typical Event Day | Typical Event | SCE 1-in-10 | 17 | 2.153 | 2.1678 | 1.4946 | 1.4538 | 0.041302 | 87.3881
| Sublap | SCNW | Typical Event Day | Typical Event | SCE 1-in-10 | 18 | 2.3882 | 2.3816 | 1.9729 | 2.0565 | 0.051388 | 87.2982
| Sublap | SCNW | Typical Event Day | Typical Event | SCE 1-in-10 | 19 | 2.4986 | 2.4629 | 2.3025 | 2.3463 | 0.048404 | 84.8618
| Sublap | SCNW | Typical Event Day | Typical Event | SCE 1-in-10 | 20 | 2.4553 | 2.4136 | 2.3592 | 2.3922 | 0.058004 | 82.8221
| Sublap | SCNW | Typical Event Day | Typical Event | SCE 1-in-10 | 21 | 2.4296 | 2.3647 | 2.3034 | 2.3132 | 0.045352 | 79.0279
| Sublap | SCNW | Typical Event Day | Typical Event | SCE 1-in-10 | 22 | 2.2616 | 2.1864 | 2.5787 | 2.7086 | 0.040745 | 76.0533
| Sublap | SCNW | Typical Event Day | Typical Event | SCE 1-in-10 | 23 | 2.0097 | 1.9476 | 2.2196 | 2.2287 | 0.05453 | 74.7171
| Sublap | SCNW | Typical Event Day | Typical Event | SCE 1-in-10 | 24 | 1.6735 | 1.6313 | 1.7959 | 1.7656 | 0.057827 | 73.6806
| Sublap | SCNW | Typical Event Day | Typical Event | SCE 1-in-2 | 1 | 1.0136 | 0.98598 | 1.0136 | 0.98598 | 0 | 64.6651
| Sublap | SCNW | Typical Event Day | Typical Event | SCE 1-in-2 | 2 | 0.87384 | 0.86255 | 0.87384 | 0.86255 | 0 | 63.8662
| Sublap | SCNW | Typical Event Day | Typical Event | SCE 1-in-2 | 3 | 0.79255 | 0.77533 | 0.79255 | 0.77533 | 0 | 62.8514
| Sublap | SCNW | Typical Event Day | Typical Event | SCE 1-in-2 | 4 | 0.73024 | 0.71207 | 0.73024 | 0.71207 | 0 | 61.8734
| Sublap | SCNW | Typical Event Day | Typical Event | SCE 1-in-2 | 5 | 0.69482 | 0.66996 | 0.69482 | 0.66996 | 0 | 61.2268
| Sublap | SCNW | Typical Event Day | Typical Event | SCE 1-in-2 | 6 | 0.6935 | 0.67522 | 0.6935 | 0.67522 | 0 | 60.7876
| Sublap | SCNW | Typical Event Day | Typical Event | SCE 1-in-2 | 7 | 0.71185 | 0.74563 | 0.71185 | 0.74563 | 0 | 60.4725
| Sublap | SCNW | Typical Event Day | Typical Event | SCE 1-in-2 | 8 | 0.72309 | 0.7746 | 0.72309 | 0.7746 | 0 | 60.9353
| Sublap | SCNW | Typical Event Day | Typical Event | SCE 1-in-2 | 9 | 0.65355 | 0.63557 | 0.65355 | 0.63557 | 0 | 63.5708
| Sublap | SCNW | Typical Event Day | Typical Event | SCE 1-in-2 | 10 | 0.61658 | 0.55858 | 0.61658 | 0.55858 | 0 | 68.7596
| Sublap | SCNW | Typical Event Day | Typical Event | SCE 1-in-2 | 11 | 0.51606 | 0.46196 | 0.51606 | 0.46196 | 0 | 73.4816
| Sublap | SCNW | Typical Event Day | Typical Event | SCE 1-in-2 | 12 | 0.51222 | 0.46097 | 0.51222 | 0.46097 | 0 | 76.3215
| Sublap | SCNW | Typical Event Day | Typical Event | SCE 1-in-2 | 13 | 0.60006 | 0.5454 | 0.60006 | 0.5454 | 0 | 78.4339
| Sublap | SCNW | Typical Event Day | Typical Event | SCE 1-in-2 | 14 | 0.74726 | 0.71068 | 0.74726 | 0.71068 | 0 | 79.279
| Sublap | SCNW | Typical Event Day | Typical Event | SCE 1-in-2 | 15 | 0.92321 | 0.91881 | 0.92321 | 0.91881 | 0 | 79.2889
| Sublap | SCNW | Typical Event Day | Typical Event | SCE 1-in-2 | 16 | 1.1841 | 1.1921 | 1.1841 | 1.1921 | 0 | 79.6715
| Sublap | SCNW | Typical Event Day | Typical Event | SCE 1-in-2 | 17 | 1.4454 | 1.4603 | 0.88295 | 0.84215 | 0.031783 | 79.6588
| Sublap | SCNW | Typical Event Day | Typical Event | SCE 1-in-2 | 18 | 1.7156 | 1.709 | 1.3552 | 1.4388 | 0.053245 | 79.0756
| Sublap | SCNW | Typical Event Day | Typical Event | SCE 1-in-2 | 19 | 1.859 | 1.8233 | 1.6297 | 1.6734 | 0.066094 | 77.4342
| Sublap | SCNW | Typical Event Day | Typical Event | SCE 1-in-2 | 20 | 1.8473 | 1.8057 | 1.6858 | 1.7188 | 0.048926 | 74.5696
| Sublap | SCNW | Typical Event Day | Typical Event | SCE 1-in-2 | 21 | 1.8343 | 1.7694 | 1.6434 | 1.6532 | 0.064935 | 70.8605
| Sublap | SCNW | Typical Event Day | Typical Event | SCE 1-in-2 | 22 | 1.6931 | 1.6179 | 1.8618 | 1.9917 | 0.032025 | 68.1489
| Sublap | SCNW | Typical Event Day | Typical Event | SCE 1-in-2 | 23 | 1.5085 | 1.4464 | 1.5551 | 1.5643 | 0.039769 | 66.7229
| Sublap | SCNW | Typical Event Day | Typical Event | SCE 1-in-2 | 24 | 1.2424 | 1.2001 | 1.2642 | 1.2338 | 0.010894 | 65.7902
| Tariff | Dynamic | Average Weekday | April | CAISO 1-in-10 | 1 | 1.1038 | 1.0961 | 1.1038 | 1.0961 | 0 | 60.0046
| Tariff | Dynamic | Average Weekday | April | CAISO 1-in-10 | 2 | 0.97295 | 0.97058 | 0.97295 | 0.97058 | 0 | 58.9372
| Tariff | Dynamic | Average Weekday | April | CAISO 1-in-10 | 3 | 0.86296 | 0.85323 | 0.86296 | 0.85323 | 0 | 57.9418
| Tariff | Dynamic | Average Weekday | April | CAISO 1-in-10 | 4 | 0.78096 | 0.76427 | 0.78096 | 0.76427 | 0 | 57.0318
| Tariff | Dynamic | Average Weekday | April | CAISO 1-in-10 | 5 | 0.73292 | 0.70953 | 0.73292 | 0.70953 | 0 | 56.296
| Tariff | Dynamic | Average Weekday | April | CAISO 1-in-10 | 6 | 0.71327 | 0.70223 | 0.71327 | 0.70223 | 0 | 55.7082
| Tariff | Dynamic | Average Weekday | April | CAISO 1-in-10 | 7 | 0.70858 | 0.75131 | 0.70858 | 0.75131 | 0 | 55.2792
| Tariff | Dynamic | Average Weekday | April | CAISO 1-in-10 | 8 | 0.59638 | 0.67356 | 0.59638 | 0.67356 | 0 | 55.2425
| Tariff | Dynamic | Average Weekday | April | CAISO 1-in-10 | 9 | 0.32766 | 0.41664 | 0.32766 | 0.41664 | 0 | 57.26
| Tariff | Dynamic | Average Weekday | April | CAISO 1-in-10 | 10 | 8.3433e-05 | 0.16677 | 8.3433e-05 | 0.16677 | 0 | 60.4896
| Tariff | Dynamic | Average Weekday | April | CAISO 1-in-10 | 11 | -0.2851 | -0.030461 | -0.2851 | -0.030461 | 0 | 64.1046
| Tariff | Dynamic | Average Weekday | April | CAISO 1-in-10 | 12 | -0.49417 | -0.18114 | -0.49417 | -0.18114 | 0 | 67.4924
| Tariff | Dynamic | Average Weekday | April | CAISO 1-in-10 | 13 | -0.58224 | -0.25116 | -0.58224 | -0.25116 | 0 | 69.8077
| Tariff | Dynamic | Average Weekday | April | CAISO 1-in-10 | 14 | -0.57281 | -0.23362 | -0.57281 | -0.23362 | 0 | 71.4909
| Tariff | Dynamic | Average Weekday | April | CAISO 1-in-10 | 15 | -0.46814 | -0.12584 | -0.46814 | -0.12584 | 0 | 72.7055
| Tariff | Dynamic | Average Weekday | April | CAISO 1-in-10 | 16 | -0.21177 | 0.10001 | -0.21177 | 0.10001 | 0 | 73.3441
| Tariff | Dynamic | Average Weekday | April | CAISO 1-in-10 | 17 | 0.11995 | 0.39442 | 0.10073 | 0.37521 | 0.009607 | 73.4854
| Tariff | Dynamic | Average Weekday | April | CAISO 1-in-10 | 18 | 0.56212 | 0.71841 | 0.56212 | 0.71841 | 0 | 72.7738
| Tariff | Dynamic | Average Weekday | April | CAISO 1-in-10 | 19 | 0.96067 | 0.96543 | 0.96067 | 0.96543 | 0 | 71.4603
| Tariff | Dynamic | Average Weekday | April | CAISO 1-in-10 | 20 | 1.1866 | 1.1265 | 1.1501 | 1.09 | 0.018251 | 69.287
| Tariff | Dynamic | Average Weekday | April | CAISO 1-in-10 | 21 | 1.2444 | 1.1903 | 1.1615 | 1.1067 | 0.04145 | 66.4152
| Tariff | Dynamic | Average Weekday | April | CAISO 1-in-10 | 22 | 1.2403 | 1.1652 | 1.3725 | 1.2973 | 0.092858 | 64.2742
| Tariff | Dynamic | Average Weekday | April | CAISO 1-in-10 | 23 | 1.2948 | 1.2561 | 1.2948 | 1.2952 | 0 | 62.7133
| Tariff | Dynamic | Average Weekday | April | CAISO 1-in-10 | 24 | 1.1828 | 1.1666 | 1.1828 | 1.2156 | 0 | 61.4087
| Tariff | Dynamic | Average Weekday | April | CAISO 1-in-2 | 1 | 1.0891 | 1.0814 | 1.0891 | 1.0814 | 0 | 57.5177
| Tariff | Dynamic | Average Weekday | April | CAISO 1-in-2 | 2 | 0.96559 | 0.96322 | 0.96559 | 0.96322 | 0 | 56.6501
| Tariff | Dynamic | Average Weekday | April | CAISO 1-in-2 | 3 | 0.86228 | 0.85255 | 0.86228 | 0.85255 | 0 | 55.8074
| Tariff | Dynamic | Average Weekday | April | CAISO 1-in-2 | 4 | 0.78588 | 0.76919 | 0.78588 | 0.76919 | 0 | 55.098
| Tariff | Dynamic | Average Weekday | April | CAISO 1-in-2 | 5 | 0.7432 | 0.71981 | 0.7432 | 0.71981 | 0 | 54.5034
| Tariff | Dynamic | Average Weekday | April | CAISO 1-in-2 | 6 | 0.72957 | 0.71852 | 0.72957 | 0.71852 | 0 | 54.0601
| Tariff | Dynamic | Average Weekday | April | CAISO 1-in-2 | 7 | 0.74089 | 0.78361 | 0.74089 | 0.78361 | 0 | 53.6701
| Tariff | Dynamic | Average Weekday | April | CAISO 1-in-2 | 8 | 0.64649 | 0.72368 | 0.64649 | 0.72368 | 0 | 53.5692
| Tariff | Dynamic | Average Weekday | April | CAISO 1-in-2 | 9 | 0.37596 | 0.46494 | 0.37596 | 0.46494 | 0 | 55.1104
| Tariff | Dynamic | Average Weekday | April | CAISO 1-in-2 | 10 | 0.05298 | 0.21967 | 0.05298 | 0.21967 | 0 | 57.883
| Tariff | Dynamic | Average Weekday | April | CAISO 1-in-2 | 11 | -0.22575 | 0.028889 | -0.22575 | 0.028889 | 0 | 60.8329
| Tariff | Dynamic | Average Weekday | April | CAISO 1-in-2 | 12 | -0.39995 | -0.086921 | -0.39995 | -0.086921 | 0 | 63.7147
| Tariff | Dynamic | Average Weekday | April | CAISO 1-in-2 | 13 | -0.4814 | -0.15031 | -0.4814 | -0.15031 | 0 | 66.0498
| Tariff | Dynamic | Average Weekday | April | CAISO 1-in-2 | 14 | -0.47313 | -0.13394 | -0.47313 | -0.13394 | 0 | 67.8358
| Tariff | Dynamic | Average Weekday | April | CAISO 1-in-2 | 15 | -0.37034 | -0.028047 | -0.37034 | -0.028047 | 0 | 69.0981
| Tariff | Dynamic | Average Weekday | April | CAISO 1-in-2 | 16 | -0.12036 | 0.19142 | -0.12036 | 0.19142 | 0 | 69.7295
| Tariff | Dynamic | Average Weekday | April | CAISO 1-in-2 | 17 | 0.19344 | 0.46791 | 0.18632 | 0.46079 | 0.0035589 | 69.8787
| Tariff | Dynamic | Average Weekday | April | CAISO 1-in-2 | 18 | 0.61005 | 0.76634 | 0.61005 | 0.76634 | 0 | 69.3138
| Tariff | Dynamic | Average Weekday | April | CAISO 1-in-2 | 19 | 0.98008 | 0.98485 | 0.98008 | 0.98485 | 0 | 68.052
| Tariff | Dynamic | Average Weekday | April | CAISO 1-in-2 | 20 | 1.1821 | 1.1221 | 1.1558 | 1.0958 | 0.01316 | 65.8137
| Tariff | Dynamic | Average Weekday | April | CAISO 1-in-2 | 21 | 1.2222 | 1.168 | 1.183 | 1.1289 | 0.019555 | 62.8662
| Tariff | Dynamic | Average Weekday | April | CAISO 1-in-2 | 22 | 1.2167 | 1.1415 | 1.278 | 1.2028 | 0.030627 | 60.74
| Tariff | Dynamic | Average Weekday | April | CAISO 1-in-2 | 23 | 1.2744 | 1.2357 | 1.2744 | 1.2357 | 0 | 59.305
| Tariff | Dynamic | Average Weekday | April | CAISO 1-in-2 | 24 | 1.1673 | 1.1511 | 1.1673 | 1.1795 | 0 | 58.2176
| Tariff | Dynamic | Average Weekday | April | SCE 1-in-10 | 1 | 1.1025 | 1.0947 | 1.1025 | 1.0947 | 0 | 59.5888
| Tariff | Dynamic | Average Weekday | April | SCE 1-in-10 | 2 | 0.97195 | 0.96958 | 0.97195 | 0.96958 | 0 | 58.5295
| Tariff | Dynamic | Average Weekday | April | SCE 1-in-10 | 3 | 0.86217 | 0.85245 | 0.86217 | 0.85245 | 0 | 57.5801
| Tariff | Dynamic | Average Weekday | April | SCE 1-in-10 | 4 | 0.78041 | 0.76372 | 0.78041 | 0.76372 | 0 | 56.6799
| Tariff | Dynamic | Average Weekday | April | SCE 1-in-10 | 5 | 0.73265 | 0.70926 | 0.73265 | 0.70926 | 0 | 56.0038
| Tariff | Dynamic | Average Weekday | April | SCE 1-in-10 | 6 | 0.7134 | 0.70236 | 0.7134 | 0.70236 | 0 | 55.4764
| Tariff | Dynamic | Average Weekday | April | SCE 1-in-10 | 7 | 0.70928 | 0.75201 | 0.70928 | 0.75201 | 0 | 55.0237
| Tariff | Dynamic | Average Weekday | April | SCE 1-in-10 | 8 | 0.5976 | 0.67478 | 0.5976 | 0.67478 | 0 | 54.9756
| Tariff | Dynamic | Average Weekday | April | SCE 1-in-10 | 9 | 0.32866 | 0.41764 | 0.32866 | 0.41764 | 0 | 56.9452
| Tariff | Dynamic | Average Weekday | April | SCE 1-in-10 | 10 | 0.0014194 | 0.16811 | 0.0014194 | 0.16811 | 0 | 60.3827
| Tariff | Dynamic | Average Weekday | April | SCE 1-in-10 | 11 | -0.2813 | -0.026667 | -0.2813 | -0.026667 | 0 | 63.8782
| Tariff | Dynamic | Average Weekday | April | SCE 1-in-10 | 12 | -0.48533 | -0.1723 | -0.48533 | -0.1723 | 0 | 67.1355
| Tariff | Dynamic | Average Weekday | April | SCE 1-in-10 | 13 | -0.57998 | -0.2489 | -0.57998 | -0.2489 | 0 | 69.6869
| Tariff | Dynamic | Average Weekday | April | SCE 1-in-10 | 14 | -0.57149 | -0.2323 | -0.57149 | -0.2323 | 0 | 71.4837
| Tariff | Dynamic | Average Weekday | April | SCE 1-in-10 | 15 | -0.46663 | -0.12433 | -0.46663 | -0.12433 | 0 | 72.664
| Tariff | Dynamic | Average Weekday | April | SCE 1-in-10 | 16 | -0.2094 | 0.10238 | -0.2094 | 0.10238 | 0 | 73.4206
| Tariff | Dynamic | Average Weekday | April | SCE 1-in-10 | 17 | 0.12202 | 0.39649 | 0.10914 | 0.38361 | 0.0064397 | 73.6734
| Tariff | Dynamic | Average Weekday | April | SCE 1-in-10 | 18 | 0.55905 | 0.71534 | 0.55905 | 0.71534 | 0 | 72.9788
| Tariff | Dynamic | Average Weekday | April | SCE 1-in-10 | 19 | 0.95546 | 0.96022 | 0.95546 | 0.96022 | 0 | 71.6469
| Tariff | Dynamic | Average Weekday | April | SCE 1-in-10 | 20 | 1.1846 | 1.1246 | 1.1519 | 1.0919 | 0.016335 | 69.5524
| Tariff | Dynamic | Average Weekday | April | SCE 1-in-10 | 21 | 1.2425 | 1.1884 | 1.1627 | 1.1085 | 0.039934 | 66.5776
| Tariff | Dynamic | Average Weekday | April | SCE 1-in-10 | 22 | 1.2378 | 1.1626 | 1.3623 | 1.2871 | 0.09223 | 64.4097
| Tariff | Dynamic | Average Weekday | April | SCE 1-in-10 | 23 | 1.2927 | 1.254 | 1.2927 | 1.2942 | 0 | 62.7995
| Tariff | Dynamic | Average Weekday | April | SCE 1-in-10 | 24 | 1.1809 | 1.1648 | 1.1809 | 1.2136 | 0 | 61.3954
| Tariff | Dynamic | Average Weekday | April | SCE 1-in-2 | 1 | 1.0876 | 1.0798 | 1.0876 | 1.0798 | 0 | 57.5301
| Tariff | Dynamic | Average Weekday | April | SCE 1-in-2 | 2 | 0.96439 | 0.96202 | 0.96439 | 0.96202 | 0 | 56.6384
| Tariff | Dynamic | Average Weekday | April | SCE 1-in-2 | 3 | 0.86141 | 0.85168 | 0.86141 | 0.85168 | 0 | 55.7987
| Tariff | Dynamic | Average Weekday | April | SCE 1-in-2 | 4 | 0.78626 | 0.76957 | 0.78626 | 0.76957 | 0 | 55.0988
| Tariff | Dynamic | Average Weekday | April | SCE 1-in-2 | 5 | 0.74373 | 0.72034 | 0.74373 | 0.72034 | 0 | 54.4658
| Tariff | Dynamic | Average Weekday | April | SCE 1-in-2 | 6 | 0.73029 | 0.71925 | 0.73029 | 0.71925 | 0 | 53.9703
| Tariff | Dynamic | Average Weekday | April | SCE 1-in-2 | 7 | 0.74223 | 0.78496 | 0.74223 | 0.78496 | 0 | 53.5954
| Tariff | Dynamic | Average Weekday | April | SCE 1-in-2 | 8 | 0.6486 | 0.72578 | 0.6486 | 0.72578 | 0 | 53.5087
| Tariff | Dynamic | Average Weekday | April | SCE 1-in-2 | 9 | 0.37803 | 0.467 | 0.37803 | 0.467 | 0 | 55.0782
| Tariff | Dynamic | Average Weekday | April | SCE 1-in-2 | 10 | 0.054649 | 0.22134 | 0.054649 | 0.22134 | 0 | 57.8705
| Tariff | Dynamic | Average Weekday | April | SCE 1-in-2 | 11 | -0.2247 | 0.029941 | -0.2247 | 0.029941 | 0 | 60.7871
| Tariff | Dynamic | Average Weekday | April | SCE 1-in-2 | 12 | -0.40155 | -0.088522 | -0.40155 | -0.088522 | 0 | 63.6309
| Tariff | Dynamic | Average Weekday | April | SCE 1-in-2 | 13 | -0.47939 | -0.14831 | -0.47939 | -0.14831 | 0 | 65.9071
| Tariff | Dynamic | Average Weekday | April | SCE 1-in-2 | 14 | -0.47036 | -0.13117 | -0.47036 | -0.13117 | 0 | 67.6305
| Tariff | Dynamic | Average Weekday | April | SCE 1-in-2 | 15 | -0.36813 | -0.025837 | -0.36813 | -0.025837 | 0 | 68.8735
| Tariff | Dynamic | Average Weekday | April | SCE 1-in-2 | 16 | -0.11891 | 0.19287 | -0.11891 | 0.19287 | 0 | 69.4911
| Tariff | Dynamic | Average Weekday | April | SCE 1-in-2 | 17 | 0.19397 | 0.46845 | 0.18874 | 0.46322 | 0.0026149 | 69.5818
| Tariff | Dynamic | Average Weekday | April | SCE 1-in-2 | 18 | 0.61185 | 0.76814 | 0.61185 | 0.76814 | 0 | 68.9969
| Tariff | Dynamic | Average Weekday | April | SCE 1-in-2 | 19 | 0.9813 | 0.98607 | 0.9813 | 0.98607 | 0 | 67.7938
| Tariff | Dynamic | Average Weekday | April | SCE 1-in-2 | 20 | 1.1809 | 1.1209 | 1.1571 | 1.0971 | 0.011899 | 65.6079
| Tariff | Dynamic | Average Weekday | April | SCE 1-in-2 | 21 | 1.2203 | 1.1662 | 1.1849 | 1.1308 | 0.017672 | 62.6866
| Tariff | Dynamic | Average Weekday | April | SCE 1-in-2 | 22 | 1.2152 | 1.14 | 1.2719 | 1.1967 | 0.02834 | 60.5478
| Tariff | Dynamic | Average Weekday | April | SCE 1-in-2 | 23 | 1.273 | 1.2343 | 1.273 | 1.2343 | 0 | 59.1584
| Tariff | Dynamic | Average Weekday | April | SCE 1-in-2 | 24 | 1.1661 | 1.15 | 1.1661 | 1.1773 | 0 | 58.0644
| Tariff | Dynamic | Average Weekday | August | CAISO 1-in-10 | 1 | 1.6583 | 1.6506 | 1.6583 | 1.6506 | 0 | 72.0905
| Tariff | Dynamic | Average Weekday | August | CAISO 1-in-10 | 2 | 1.4274 | 1.425 | 1.4274 | 1.425 | 0 | 71.3297
| Tariff | Dynamic | Average Weekday | August | CAISO 1-in-10 | 3 | 1.2373 | 1.2276 | 1.2373 | 1.2276 | 0 | 70.6444
| Tariff | Dynamic | Average Weekday | August | CAISO 1-in-10 | 4 | 1.0907 | 1.074 | 1.0907 | 1.074 | 0 | 70.1083
| Tariff | Dynamic | Average Weekday | August | CAISO 1-in-10 | 5 | 0.98358 | 0.96019 | 0.98358 | 0.96019 | 0 | 69.5827
| Tariff | Dynamic | Average Weekday | August | CAISO 1-in-10 | 6 | 0.91453 | 0.90348 | 0.91453 | 0.90348 | 0 | 69.1904
| Tariff | Dynamic | Average Weekday | August | CAISO 1-in-10 | 7 | 0.85426 | 0.89699 | 0.85426 | 0.89699 | 0 | 68.8353
| Tariff | Dynamic | Average Weekday | August | CAISO 1-in-10 | 8 | 0.74696 | 0.82414 | 0.74696 | 0.82414 | 0 | 68.8173
| Tariff | Dynamic | Average Weekday | August | CAISO 1-in-10 | 9 | 0.52445 | 0.61343 | 0.52445 | 0.61343 | 0 | 70.3965
| Tariff | Dynamic | Average Weekday | August | CAISO 1-in-10 | 10 | 0.2223 | 0.38899 | 0.2223 | 0.38899 | 0 | 73.1299
| Tariff | Dynamic | Average Weekday | August | CAISO 1-in-10 | 11 | 0.036944 | 0.29158 | 0.036944 | 0.29158 | 0 | 76.3229
| Tariff | Dynamic | Average Weekday | August | CAISO 1-in-10 | 12 | -0.015813 | 0.29722 | -0.015813 | 0.29722 | 0 | 79.4701
| Tariff | Dynamic | Average Weekday | August | CAISO 1-in-10 | 13 | 0.058345 | 0.38943 | 0.058345 | 0.38943 | 0 | 82.0811
| Tariff | Dynamic | Average Weekday | August | CAISO 1-in-10 | 14 | 0.25283 | 0.59202 | 0.25283 | 0.59202 | 0 | 84.1393
| Tariff | Dynamic | Average Weekday | August | CAISO 1-in-10 | 15 | 0.50504 | 0.84734 | 0.50504 | 0.84734 | 0 | 85.6026
| Tariff | Dynamic | Average Weekday | August | CAISO 1-in-10 | 16 | 0.90425 | 1.216 | 0.90425 | 1.216 | 0 | 86.277
| Tariff | Dynamic | Average Weekday | August | CAISO 1-in-10 | 17 | 1.3091 | 1.5835 | 0.44504 | 0.5617 | 0.018754 | 86.3105
| Tariff | Dynamic | Average Weekday | August | CAISO 1-in-10 | 18 | 1.7979 | 1.9542 | 1.2794 | 1.3877 | 0.084822 | 85.4961
| Tariff | Dynamic | Average Weekday | August | CAISO 1-in-10 | 19 | 2.1663 | 2.1711 | 1.8477 | 1.7942 | 0.07224 | 84.0312
| Tariff | Dynamic | Average Weekday | August | CAISO 1-in-10 | 20 | 2.2321 | 2.1721 | 1.9989 | 1.9095 | 0.037239 | 81.7245
| Tariff | Dynamic | Average Weekday | August | CAISO 1-in-10 | 21 | 2.2195 | 2.1654 | 2.0186 | 1.9351 | 0.049621 | 78.4343
| Tariff | Dynamic | Average Weekday | August | CAISO 1-in-10 | 22 | 2.1654 | 2.0902 | 2.4973 | 2.603 | 0.041424 | 75.9539
| Tariff | Dynamic | Average Weekday | August | CAISO 1-in-10 | 23 | 2.1224 | 2.0837 | 2.1881 | 2.2674 | 0.028178 | 74.4396
| Tariff | Dynamic | Average Weekday | August | CAISO 1-in-10 | 24 | 1.8642 | 1.8481 | 1.9087 | 1.9737 | 0.024469 | 73.2739
| Tariff | Dynamic | Average Weekday | August | CAISO 1-in-2 | 1 | 1.4954 | 1.4877 | 1.4954 | 1.4877 | 0 | 69.3899
| Tariff | Dynamic | Average Weekday | August | CAISO 1-in-2 | 2 | 1.2709 | 1.2685 | 1.2709 | 1.2685 | 0 | 68.4323
| Tariff | Dynamic | Average Weekday | August | CAISO 1-in-2 | 3 | 1.0921 | 1.0824 | 1.0921 | 1.0824 | 0 | 67.5807
| Tariff | Dynamic | Average Weekday | August | CAISO 1-in-2 | 4 | 0.9622 | 0.9455 | 0.9622 | 0.9455 | 0 | 66.8045
| Tariff | Dynamic | Average Weekday | August | CAISO 1-in-2 | 5 | 0.87478 | 0.85138 | 0.87478 | 0.85138 | 0 | 66.1159
| Tariff | Dynamic | Average Weekday | August | CAISO 1-in-2 | 6 | 0.81682 | 0.80577 | 0.81682 | 0.80577 | 0 | 65.5393
| Tariff | Dynamic | Average Weekday | August | CAISO 1-in-2 | 7 | 0.7666 | 0.80933 | 0.7666 | 0.80933 | 0 | 65.1504
| Tariff | Dynamic | Average Weekday | August | CAISO 1-in-2 | 8 | 0.64712 | 0.7243 | 0.64712 | 0.7243 | 0 | 65.1279
| Tariff | Dynamic | Average Weekday | August | CAISO 1-in-2 | 9 | 0.40534 | 0.49432 | 0.40534 | 0.49432 | 0 | 67.1113
| Tariff | Dynamic | Average Weekday | August | CAISO 1-in-2 | 10 | 0.12518 | 0.29187 | 0.12518 | 0.29187 | 0 | 70.3433
| Tariff | Dynamic | Average Weekday | August | CAISO 1-in-2 | 11 | -0.10874 | 0.1459 | -0.10874 | 0.1459 | 0 | 74.1516
| Tariff | Dynamic | Average Weekday | August | CAISO 1-in-2 | 12 | -0.23136 | 0.081668 | -0.23136 | 0.081668 | 0 | 77.9125
| Tariff | Dynamic | Average Weekday | August | CAISO 1-in-2 | 13 | -0.1962 | 0.13488 | -0.1962 | 0.13488 | 0 | 80.7868
| Tariff | Dynamic | Average Weekday | August | CAISO 1-in-2 | 14 | -0.032902 | 0.30629 | -0.032902 | 0.30629 | 0 | 82.9861
| Tariff | Dynamic | Average Weekday | August | CAISO 1-in-2 | 15 | 0.20522 | 0.54752 | 0.20522 | 0.54752 | 0 | 84.3718
| Tariff | Dynamic | Average Weekday | August | CAISO 1-in-2 | 16 | 0.59759 | 0.90937 | 0.59759 | 0.90937 | 0 | 85.0019
| Tariff | Dynamic | Average Weekday | August | CAISO 1-in-2 | 17 | 1.0054 | 1.2799 | 0.16572 | 0.28238 | 0.020082 | 85.1911
| Tariff | Dynamic | Average Weekday | August | CAISO 1-in-2 | 18 | 1.4848 | 1.6411 | 0.9866 | 1.0949 | 0.090958 | 84.4379
| Tariff | Dynamic | Average Weekday | August | CAISO 1-in-2 | 19 | 1.8667 | 1.8715 | 1.5628 | 1.5093 | 0.078713 | 82.8738
| Tariff | Dynamic | Average Weekday | August | CAISO 1-in-2 | 20 | 1.9797 | 1.9196 | 1.7597 | 1.6703 | 0.042219 | 80.3768
| Tariff | Dynamic | Average Weekday | August | CAISO 1-in-2 | 21 | 1.9877 | 1.9336 | 1.8041 | 1.7207 | 0.056511 | 76.6664
| Tariff | Dynamic | Average Weekday | August | CAISO 1-in-2 | 22 | 1.947 | 1.8718 | 2.261 | 2.3666 | 0.050806 | 73.6513
| Tariff | Dynamic | Average Weekday | August | CAISO 1-in-2 | 23 | 1.9348 | 1.8961 | 1.9679 | 2.0472 | 0.016571 | 71.7977
| Tariff | Dynamic | Average Weekday | August | CAISO 1-in-2 | 24 | 1.7049 | 1.6887 | 1.7315 | 1.7965 | 0.013307 | 70.5165
| Tariff | Dynamic | Average Weekday | August | SCE 1-in-10 | 1 | 1.7215 | 1.7138 | 1.7215 | 1.7138 | 0 | 73.1517
| Tariff | Dynamic | Average Weekday | August | SCE 1-in-10 | 2 | 1.478 | 1.4756 | 1.478 | 1.4756 | 0 | 72.2948
| Tariff | Dynamic | Average Weekday | August | SCE 1-in-10 | 3 | 1.2794 | 1.2697 | 1.2794 | 1.2697 | 0 | 71.5406
| Tariff | Dynamic | Average Weekday | August | SCE 1-in-10 | 4 | 1.1242 | 1.1075 | 1.1242 | 1.1075 | 0 | 70.8904
| Tariff | Dynamic | Average Weekday | August | SCE 1-in-10 | 5 | 1.0137 | 0.99028 | 1.0137 | 0.99028 | 0 | 70.3319
| Tariff | Dynamic | Average Weekday | August | SCE 1-in-10 | 6 | 0.93917 | 0.92813 | 0.93917 | 0.92813 | 0 | 69.832
| Tariff | Dynamic | Average Weekday | August | SCE 1-in-10 | 7 | 0.87725 | 0.91998 | 0.87725 | 0.91998 | 0 | 69.4685
| Tariff | Dynamic | Average Weekday | August | SCE 1-in-10 | 8 | 0.77101 | 0.84819 | 0.77101 | 0.84819 | 0 | 69.4478
| Tariff | Dynamic | Average Weekday | August | SCE 1-in-10 | 9 | 0.55753 | 0.64651 | 0.55753 | 0.64651 | 0 | 71.272
| Tariff | Dynamic | Average Weekday | August | SCE 1-in-10 | 10 | 0.27226 | 0.43895 | 0.27226 | 0.43895 | 0 | 74.4452
| Tariff | Dynamic | Average Weekday | August | SCE 1-in-10 | 11 | 0.091485 | 0.34612 | 0.091485 | 0.34612 | 0 | 78.028
| Tariff | Dynamic | Average Weekday | August | SCE 1-in-10 | 12 | 0.059911 | 0.37294 | 0.059911 | 0.37294 | 0 | 81.5247
| Tariff | Dynamic | Average Weekday | August | SCE 1-in-10 | 13 | 0.17268 | 0.50376 | 0.17268 | 0.50376 | 0 | 84.0595
| Tariff | Dynamic | Average Weekday | August | SCE 1-in-10 | 14 | 0.39508 | 0.73427 | 0.39508 | 0.73427 | 0 | 85.9797
| Tariff | Dynamic | Average Weekday | August | SCE 1-in-10 | 15 | 0.66181 | 1.0041 | 0.66181 | 1.0041 | 0 | 87.2631
| Tariff | Dynamic | Average Weekday | August | SCE 1-in-10 | 16 | 1.0658 | 1.3776 | 1.0658 | 1.3776 | 0 | 87.6096
| Tariff | Dynamic | Average Weekday | August | SCE 1-in-10 | 17 | 1.4648 | 1.7393 | 0.57658 | 0.69324 | 0.017645 | 87.4275
| Tariff | Dynamic | Average Weekday | August | SCE 1-in-10 | 18 | 1.9484 | 2.1047 | 1.4085 | 1.5168 | 0.078518 | 86.6107
| Tariff | Dynamic | Average Weekday | August | SCE 1-in-10 | 19 | 2.3076 | 2.3124 | 1.9758 | 1.9223 | 0.066533 | 85.0661
| Tariff | Dynamic | Average Weekday | August | SCE 1-in-10 | 20 | 2.3566 | 2.2966 | 2.1147 | 2.0253 | 0.034074 | 82.6082
| Tariff | Dynamic | Average Weekday | August | SCE 1-in-10 | 21 | 2.3336 | 2.2795 | 2.1246 | 2.0412 | 0.046471 | 79.2544
| Tariff | Dynamic | Average Weekday | August | SCE 1-in-10 | 22 | 2.275 | 2.1998 | 2.6122 | 2.7179 | 0.038821 | 76.6335
| Tariff | Dynamic | Average Weekday | August | SCE 1-in-10 | 23 | 2.2188 | 2.1801 | 2.2935 | 2.3728 | 0.026204 | 75.1718
| Tariff | Dynamic | Average Weekday | August | SCE 1-in-10 | 24 | 1.9412 | 1.9251 | 1.991 | 2.0561 | 0.022542 | 74.108
| Tariff | Dynamic | Average Weekday | August | SCE 1-in-2 | 1 | 1.4954 | 1.4877 | 1.4954 | 1.4877 | 0 | 69.3899
| Tariff | Dynamic | Average Weekday | August | SCE 1-in-2 | 2 | 1.2709 | 1.2685 | 1.2709 | 1.2685 | 0 | 68.4323
| Tariff | Dynamic | Average Weekday | August | SCE 1-in-2 | 3 | 1.0921 | 1.0824 | 1.0921 | 1.0824 | 0 | 67.5807
| Tariff | Dynamic | Average Weekday | August | SCE 1-in-2 | 4 | 0.9622 | 0.9455 | 0.9622 | 0.9455 | 0 | 66.8045
| Tariff | Dynamic | Average Weekday | August | SCE 1-in-2 | 5 | 0.87478 | 0.85138 | 0.87478 | 0.85138 | 0 | 66.1159
| Tariff | Dynamic | Average Weekday | August | SCE 1-in-2 | 6 | 0.81682 | 0.80577 | 0.81682 | 0.80577 | 0 | 65.5393
| Tariff | Dynamic | Average Weekday | August | SCE 1-in-2 | 7 | 0.7666 | 0.80933 | 0.7666 | 0.80933 | 0 | 65.1504
| Tariff | Dynamic | Average Weekday | August | SCE 1-in-2 | 8 | 0.64712 | 0.7243 | 0.64712 | 0.7243 | 0 | 65.1279
| Tariff | Dynamic | Average Weekday | August | SCE 1-in-2 | 9 | 0.40534 | 0.49432 | 0.40534 | 0.49432 | 0 | 67.1113
| Tariff | Dynamic | Average Weekday | August | SCE 1-in-2 | 10 | 0.12518 | 0.29187 | 0.12518 | 0.29187 | 0 | 70.3433
| Tariff | Dynamic | Average Weekday | August | SCE 1-in-2 | 11 | -0.10874 | 0.1459 | -0.10874 | 0.1459 | 0 | 74.1516
| Tariff | Dynamic | Average Weekday | August | SCE 1-in-2 | 12 | -0.23136 | 0.081668 | -0.23136 | 0.081668 | 0 | 77.9125
| Tariff | Dynamic | Average Weekday | August | SCE 1-in-2 | 13 | -0.1962 | 0.13488 | -0.1962 | 0.13488 | 0 | 80.7868
| Tariff | Dynamic | Average Weekday | August | SCE 1-in-2 | 14 | -0.032902 | 0.30629 | -0.032902 | 0.30629 | 0 | 82.9861
| Tariff | Dynamic | Average Weekday | August | SCE 1-in-2 | 15 | 0.20522 | 0.54752 | 0.20522 | 0.54752 | 0 | 84.3718
| Tariff | Dynamic | Average Weekday | August | SCE 1-in-2 | 16 | 0.59759 | 0.90937 | 0.59759 | 0.90937 | 0 | 85.0019
| Tariff | Dynamic | Average Weekday | August | SCE 1-in-2 | 17 | 1.0054 | 1.2799 | 0.16572 | 0.28238 | 0.020082 | 85.1911
| Tariff | Dynamic | Average Weekday | August | SCE 1-in-2 | 18 | 1.4848 | 1.6411 | 0.9866 | 1.0949 | 0.090958 | 84.4379
| Tariff | Dynamic | Average Weekday | August | SCE 1-in-2 | 19 | 1.8667 | 1.8715 | 1.5628 | 1.5093 | 0.078713 | 82.8738
| Tariff | Dynamic | Average Weekday | August | SCE 1-in-2 | 20 | 1.9797 | 1.9196 | 1.7597 | 1.6703 | 0.042219 | 80.3768
| Tariff | Dynamic | Average Weekday | August | SCE 1-in-2 | 21 | 1.9877 | 1.9336 | 1.8041 | 1.7207 | 0.056511 | 76.6664
| Tariff | Dynamic | Average Weekday | August | SCE 1-in-2 | 22 | 1.947 | 1.8718 | 2.261 | 2.3666 | 0.050806 | 73.6513
| Tariff | Dynamic | Average Weekday | August | SCE 1-in-2 | 23 | 1.9348 | 1.8961 | 1.9679 | 2.0472 | 0.016571 | 71.7977
| Tariff | Dynamic | Average Weekday | August | SCE 1-in-2 | 24 | 1.7049 | 1.6887 | 1.7315 | 1.7965 | 0.013307 | 70.5165
| Tariff | Dynamic | Average Weekday | December | CAISO 1-in-10 | 1 | 1.145 | 1.1373 | 1.145 | 1.1373 | 0 | 51.9979
| Tariff | Dynamic | Average Weekday | December | CAISO 1-in-10 | 2 | 1.026 | 1.0236 | 1.026 | 1.0236 | 0 | 51.2314
| Tariff | Dynamic | Average Weekday | December | CAISO 1-in-10 | 3 | 0.92739 | 0.91766 | 0.92739 | 0.91766 | 0 | 50.498
| Tariff | Dynamic | Average Weekday | December | CAISO 1-in-10 | 4 | 0.85607 | 0.83938 | 0.85607 | 0.83938 | 0 | 49.8335
| Tariff | Dynamic | Average Weekday | December | CAISO 1-in-10 | 5 | 0.81928 | 0.79588 | 0.81928 | 0.79588 | 0 | 49.2638
| Tariff | Dynamic | Average Weekday | December | CAISO 1-in-10 | 6 | 0.81109 | 0.80004 | 0.81109 | 0.80004 | 0 | 48.797
| Tariff | Dynamic | Average Weekday | December | CAISO 1-in-10 | 7 | 0.83465 | 0.87737 | 0.83465 | 0.87737 | 0 | 48.4252
| Tariff | Dynamic | Average Weekday | December | CAISO 1-in-10 | 8 | 0.74073 | 0.81792 | 0.74073 | 0.81792 | 0 | 48.3969
| Tariff | Dynamic | Average Weekday | December | CAISO 1-in-10 | 9 | 0.44791 | 0.53689 | 0.44791 | 0.53689 | 0 | 49.2494
| Tariff | Dynamic | Average Weekday | December | CAISO 1-in-10 | 10 | 0.10681 | 0.2735 | 0.10681 | 0.2735 | 0 | 52.1717
| Tariff | Dynamic | Average Weekday | December | CAISO 1-in-10 | 11 | -0.17368 | 0.080955 | -0.17368 | 0.080955 | 0 | 55.8122
| Tariff | Dynamic | Average Weekday | December | CAISO 1-in-10 | 12 | -0.35254 | -0.039512 | -0.35254 | -0.039512 | 0 | 59.0298
| Tariff | Dynamic | Average Weekday | December | CAISO 1-in-10 | 13 | -0.40771 | -0.076621 | -0.40771 | -0.076621 | 0 | 61.2454
| Tariff | Dynamic | Average Weekday | December | CAISO 1-in-10 | 14 | -0.3744 | -0.035207 | -0.3744 | -0.035207 | 0 | 62.7211
| Tariff | Dynamic | Average Weekday | December | CAISO 1-in-10 | 15 | -0.26216 | 0.080139 | -0.26216 | 0.080139 | 0 | 63.4762
| Tariff | Dynamic | Average Weekday | December | CAISO 1-in-10 | 16 | -0.010798 | 0.30098 | -0.010798 | 0.30098 | 0 | 63.5358
| Tariff | Dynamic | Average Weekday | December | CAISO 1-in-10 | 17 | 0.31333 | 0.58781 | 0.31333 | 0.58781 | 0 | 62.7788
| Tariff | Dynamic | Average Weekday | December | CAISO 1-in-10 | 18 | 0.75527 | 0.91157 | 0.75527 | 0.91157 | 0 | 60.791
| Tariff | Dynamic | Average Weekday | December | CAISO 1-in-10 | 19 | 1.0994 | 1.1041 | 1.0994 | 1.1041 | 0 | 58.6393
| Tariff | Dynamic | Average Weekday | December | CAISO 1-in-10 | 20 | 1.2458 | 1.1858 | 1.2458 | 1.1858 | 0 | 57.1131
| Tariff | Dynamic | Average Weekday | December | CAISO 1-in-10 | 21 | 1.2705 | 1.2164 | 1.2705 | 1.2164 | 0 | 55.8276
| Tariff | Dynamic | Average Weekday | December | CAISO 1-in-10 | 22 | 1.2672 | 1.192 | 1.2672 | 1.192 | 0 | 54.6252
| Tariff | Dynamic | Average Weekday | December | CAISO 1-in-10 | 23 | 1.335 | 1.2963 | 1.335 | 1.2963 | 0 | 53.606
| Tariff | Dynamic | Average Weekday | December | CAISO 1-in-10 | 24 | 1.2304 | 1.2143 | 1.2304 | 1.2143 | 0 | 52.7165
| Tariff | Dynamic | Average Weekday | December | CAISO 1-in-2 | 1 | 1.1814 | 1.1737 | 1.1814 | 1.1737 | 0 | 49.2513
| Tariff | Dynamic | Average Weekday | December | CAISO 1-in-2 | 2 | 1.0616 | 1.0592 | 1.0616 | 1.0592 | 0 | 48.5083
| Tariff | Dynamic | Average Weekday | December | CAISO 1-in-2 | 3 | 0.96279 | 0.95306 | 0.96279 | 0.95306 | 0 | 47.9208
| Tariff | Dynamic | Average Weekday | December | CAISO 1-in-2 | 4 | 0.89221 | 0.87552 | 0.89221 | 0.87552 | 0 | 47.4221
| Tariff | Dynamic | Average Weekday | December | CAISO 1-in-2 | 5 | 0.85753 | 0.83413 | 0.85753 | 0.83413 | 0 | 46.9129
| Tariff | Dynamic | Average Weekday | December | CAISO 1-in-2 | 6 | 0.85083 | 0.83979 | 0.85083 | 0.83979 | 0 | 46.4199
| Tariff | Dynamic | Average Weekday | December | CAISO 1-in-2 | 7 | 0.87684 | 0.91956 | 0.87684 | 0.91956 | 0 | 46.0876
| Tariff | Dynamic | Average Weekday | December | CAISO 1-in-2 | 8 | 0.77844 | 0.85562 | 0.77844 | 0.85562 | 0 | 45.9233
| Tariff | Dynamic | Average Weekday | December | CAISO 1-in-2 | 9 | 0.47388 | 0.56286 | 0.47388 | 0.56286 | 0 | 46.7433
| Tariff | Dynamic | Average Weekday | December | CAISO 1-in-2 | 10 | 0.12323 | 0.28991 | 0.12323 | 0.28991 | 0 | 49.7515
| Tariff | Dynamic | Average Weekday | December | CAISO 1-in-2 | 11 | -0.15862 | 0.096016 | -0.15862 | 0.096016 | 0 | 53.3411
| Tariff | Dynamic | Average Weekday | December | CAISO 1-in-2 | 12 | -0.33444 | -0.02141 | -0.33444 | -0.02141 | 0 | 56.4721
| Tariff | Dynamic | Average Weekday | December | CAISO 1-in-2 | 13 | -0.38856 | -0.057477 | -0.38856 | -0.057477 | 0 | 58.8001
| Tariff | Dynamic | Average Weekday | December | CAISO 1-in-2 | 14 | -0.34687 | -0.0076743 | -0.34687 | -0.0076743 | 0 | 60.3705
| Tariff | Dynamic | Average Weekday | December | CAISO 1-in-2 | 15 | -0.22275 | 0.11954 | -0.22275 | 0.11954 | 0 | 61.2686
| Tariff | Dynamic | Average Weekday | December | CAISO 1-in-2 | 16 | 0.040755 | 0.35253 | 0.040755 | 0.35253 | 0 | 61.427
| Tariff | Dynamic | Average Weekday | December | CAISO 1-in-2 | 17 | 0.3765 | 0.65097 | 0.3765 | 0.65097 | 0 | 60.652
| Tariff | Dynamic | Average Weekday | December | CAISO 1-in-2 | 18 | 0.81494 | 0.97123 | 0.81494 | 0.97123 | 0 | 58.6046
| Tariff | Dynamic | Average Weekday | December | CAISO 1-in-2 | 19 | 1.1509 | 1.1557 | 1.1509 | 1.1557 | 0 | 56.2813
| Tariff | Dynamic | Average Weekday | December | CAISO 1-in-2 | 20 | 1.2839 | 1.2239 | 1.2839 | 1.2239 | 0 | 54.6336
| Tariff | Dynamic | Average Weekday | December | CAISO 1-in-2 | 21 | 1.3043 | 1.2502 | 1.3043 | 1.2502 | 0 | 53.2345
| Tariff | Dynamic | Average Weekday | December | CAISO 1-in-2 | 22 | 1.3025 | 1.2273 | 1.3025 | 1.2273 | 0 | 52.0295
| Tariff | Dynamic | Average Weekday | December | CAISO 1-in-2 | 23 | 1.3744 | 1.3357 | 1.3744 | 1.3357 | 0 | 50.9415
| Tariff | Dynamic | Average Weekday | December | CAISO 1-in-2 | 24 | 1.2701 | 1.254 | 1.2701 | 1.254 | 0 | 49.95
| Tariff | Dynamic | Average Weekday | December | SCE 1-in-10 | 1 | 1.1731 | 1.1654 | 1.1731 | 1.1654 | 0 | 49.6807
| Tariff | Dynamic | Average Weekday | December | SCE 1-in-10 | 2 | 1.0535 | 1.0512 | 1.0535 | 1.0512 | 0 | 48.8489
| Tariff | Dynamic | Average Weekday | December | SCE 1-in-10 | 3 | 0.95476 | 0.94503 | 0.95476 | 0.94503 | 0 | 48.0803
| Tariff | Dynamic | Average Weekday | December | SCE 1-in-10 | 4 | 0.88401 | 0.86732 | 0.88401 | 0.86732 | 0 | 47.3615
| Tariff | Dynamic | Average Weekday | December | SCE 1-in-10 | 5 | 0.84885 | 0.82545 | 0.84885 | 0.82545 | 0 | 46.8461
| Tariff | Dynamic | Average Weekday | December | SCE 1-in-10 | 6 | 0.84181 | 0.83077 | 0.84181 | 0.83077 | 0 | 46.3602
| Tariff | Dynamic | Average Weekday | December | SCE 1-in-10 | 7 | 0.86726 | 0.90999 | 0.86726 | 0.90999 | 0 | 46.0779
| Tariff | Dynamic | Average Weekday | December | SCE 1-in-10 | 8 | 0.76988 | 0.84707 | 0.76988 | 0.84707 | 0 | 46.1468
| Tariff | Dynamic | Average Weekday | December | SCE 1-in-10 | 9 | 0.46799 | 0.55696 | 0.46799 | 0.55696 | 0 | 47.0773
| Tariff | Dynamic | Average Weekday | December | SCE 1-in-10 | 10 | 0.1195 | 0.28619 | 0.1195 | 0.28619 | 0 | 50.3107
| Tariff | Dynamic | Average Weekday | December | SCE 1-in-10 | 11 | -0.16204 | 0.092599 | -0.16204 | 0.092599 | 0 | 54.1256
| Tariff | Dynamic | Average Weekday | December | SCE 1-in-10 | 12 | -0.33855 | -0.025518 | -0.33855 | -0.025518 | 0 | 57.365
| Tariff | Dynamic | Average Weekday | December | SCE 1-in-10 | 13 | -0.39291 | -0.061821 | -0.39291 | -0.061821 | 0 | 59.6493
| Tariff | Dynamic | Average Weekday | December | SCE 1-in-10 | 14 | -0.35311 | -0.013919 | -0.35311 | -0.013919 | 0 | 61.1786
| Tariff | Dynamic | Average Weekday | December | SCE 1-in-10 | 15 | -0.23195 | 0.11035 | -0.23195 | 0.11035 | 0 | 62.0385
| Tariff | Dynamic | Average Weekday | December | SCE 1-in-10 | 16 | 0.028368 | 0.34015 | 0.028368 | 0.34015 | 0 | 62.247
| Tariff | Dynamic | Average Weekday | December | SCE 1-in-10 | 17 | 0.36206 | 0.63654 | 0.36206 | 0.63654 | 0 | 61.4363
| Tariff | Dynamic | Average Weekday | December | SCE 1-in-10 | 18 | 0.8014 | 0.95769 | 0.8014 | 0.95769 | 0 | 59.3322
| Tariff | Dynamic | Average Weekday | December | SCE 1-in-10 | 19 | 1.1392 | 1.144 | 1.1392 | 1.144 | 0 | 57.0614
| Tariff | Dynamic | Average Weekday | December | SCE 1-in-10 | 20 | 1.2753 | 1.2152 | 1.2753 | 1.2152 | 0 | 55.5134
| Tariff | Dynamic | Average Weekday | December | SCE 1-in-10 | 21 | 1.2967 | 1.2426 | 1.2967 | 1.2426 | 0 | 54.1557
| Tariff | Dynamic | Average Weekday | December | SCE 1-in-10 | 22 | 1.2945 | 1.2193 | 1.2945 | 1.2193 | 0 | 52.8802
| Tariff | Dynamic | Average Weekday | December | SCE 1-in-10 | 23 | 1.3655 | 1.3268 | 1.3655 | 1.3268 | 0 | 51.7284
| Tariff | Dynamic | Average Weekday | December | SCE 1-in-10 | 24 | 1.2611 | 1.245 | 1.2611 | 1.245 | 0 | 50.7971
| Tariff | Dynamic | Average Weekday | December | SCE 1-in-2 | 1 | 1.1603 | 1.1525 | 1.1603 | 1.1525 | 0 | 51.4056
| Tariff | Dynamic | Average Weekday | December | SCE 1-in-2 | 2 | 1.0409 | 1.0385 | 1.0409 | 1.0385 | 0 | 50.705
| Tariff | Dynamic | Average Weekday | December | SCE 1-in-2 | 3 | 0.94222 | 0.93249 | 0.94222 | 0.93249 | 0 | 50.152
| Tariff | Dynamic | Average Weekday | December | SCE 1-in-2 | 4 | 0.87121 | 0.85452 | 0.87121 | 0.85452 | 0 | 49.6177
| Tariff | Dynamic | Average Weekday | December | SCE 1-in-2 | 5 | 0.8353 | 0.81191 | 0.8353 | 0.81191 | 0 | 49.1392
| Tariff | Dynamic | Average Weekday | December | SCE 1-in-2 | 6 | 0.82774 | 0.8167 | 0.82774 | 0.8167 | 0 | 48.6307
| Tariff | Dynamic | Average Weekday | December | SCE 1-in-2 | 7 | 0.85232 | 0.89505 | 0.85232 | 0.89505 | 0 | 48.2792
| Tariff | Dynamic | Average Weekday | December | SCE 1-in-2 | 8 | 0.75653 | 0.83371 | 0.75653 | 0.83371 | 0 | 48.0699
| Tariff | Dynamic | Average Weekday | December | SCE 1-in-2 | 9 | 0.45879 | 0.54777 | 0.45879 | 0.54777 | 0 | 48.7262
| Tariff | Dynamic | Average Weekday | December | SCE 1-in-2 | 10 | 0.11369 | 0.28038 | 0.11369 | 0.28038 | 0 | 51.2399
| Tariff | Dynamic | Average Weekday | December | SCE 1-in-2 | 11 | -0.16737 | 0.087265 | -0.16737 | 0.087265 | 0 | 54.4049
| Tariff | Dynamic | Average Weekday | December | SCE 1-in-2 | 12 | -0.34496 | -0.031928 | -0.34496 | -0.031928 | 0 | 57.3083
| Tariff | Dynamic | Average Weekday | December | SCE 1-in-2 | 13 | -0.39969 | -0.068601 | -0.39969 | -0.068601 | 0 | 59.4723
| Tariff | Dynamic | Average Weekday | December | SCE 1-in-2 | 14 | -0.36288 | -0.023683 | -0.36288 | -0.023683 | 0 | 60.9878
| Tariff | Dynamic | Average Weekday | December | SCE 1-in-2 | 15 | -0.24615 | 0.096151 | -0.24615 | 0.096151 | 0 | 61.8048
| Tariff | Dynamic | Average Weekday | December | SCE 1-in-2 | 16 | 0.0094781 | 0.32126 | 0.0094781 | 0.32126 | 0 | 61.9054
| Tariff | Dynamic | Average Weekday | December | SCE 1-in-2 | 17 | 0.33984 | 0.61431 | 0.33984 | 0.61431 | 0 | 61.1588
| Tariff | Dynamic | Average Weekday | December | SCE 1-in-2 | 18 | 0.78027 | 0.93656 | 0.78027 | 0.93656 | 0 | 59.2126
| Tariff | Dynamic | Average Weekday | December | SCE 1-in-2 | 19 | 1.121 | 1.1257 | 1.121 | 1.1257 | 0 | 57.1163
| Tariff | Dynamic | Average Weekday | December | SCE 1-in-2 | 20 | 1.2618 | 1.2017 | 1.2618 | 1.2017 | 0 | 55.6874
| Tariff | Dynamic | Average Weekday | December | SCE 1-in-2 | 21 | 1.2847 | 1.2306 | 1.2847 | 1.2306 | 0 | 54.5232
| Tariff | Dynamic | Average Weekday | December | SCE 1-in-2 | 22 | 1.282 | 1.2068 | 1.282 | 1.2068 | 0 | 53.4409
| Tariff | Dynamic | Average Weekday | December | SCE 1-in-2 | 23 | 1.3515 | 1.3128 | 1.3515 | 1.3128 | 0 | 52.5065
| Tariff | Dynamic | Average Weekday | December | SCE 1-in-2 | 24 | 1.2471 | 1.2309 | 1.2471 | 1.2309 | 0 | 51.6401
| Tariff | Dynamic | Average Weekday | February | CAISO 1-in-10 | 1 | 1.1772 | 1.1695 | 1.1772 | 1.1695 | 0 | 49.3065
| Tariff | Dynamic | Average Weekday | February | CAISO 1-in-10 | 2 | 1.0575 | 1.0551 | 1.0575 | 1.0551 | 0 | 48.3627
| Tariff | Dynamic | Average Weekday | February | CAISO 1-in-10 | 3 | 0.9587 | 0.94897 | 0.9587 | 0.94897 | 0 | 47.4959
| Tariff | Dynamic | Average Weekday | February | CAISO 1-in-10 | 4 | 0.88804 | 0.87135 | 0.88804 | 0.87135 | 0 | 46.7447
| Tariff | Dynamic | Average Weekday | February | CAISO 1-in-10 | 5 | 0.85311 | 0.82972 | 0.85311 | 0.82972 | 0 | 46.1511
| Tariff | Dynamic | Average Weekday | February | CAISO 1-in-10 | 6 | 0.84625 | 0.8352 | 0.84625 | 0.8352 | 0 | 45.6072
| Tariff | Dynamic | Average Weekday | February | CAISO 1-in-10 | 7 | 0.87197 | 0.91469 | 0.87197 | 0.91469 | 0 | 45.3138
| Tariff | Dynamic | Average Weekday | February | CAISO 1-in-10 | 8 | 0.77409 | 0.85127 | 0.77409 | 0.85127 | 0 | 45.2761
| Tariff | Dynamic | Average Weekday | February | CAISO 1-in-10 | 9 | 0.47088 | 0.55986 | 0.47088 | 0.55986 | 0 | 46.8861
| Tariff | Dynamic | Average Weekday | February | CAISO 1-in-10 | 10 | 0.12133 | 0.28802 | 0.12133 | 0.28802 | 0 | 50.4022
| Tariff | Dynamic | Average Weekday | February | CAISO 1-in-10 | 11 | -0.16036 | 0.094278 | -0.16036 | 0.094278 | 0 | 54.0492
| Tariff | Dynamic | Average Weekday | February | CAISO 1-in-10 | 12 | -0.33653 | -0.0235 | -0.33653 | -0.0235 | 0 | 56.9662
| Tariff | Dynamic | Average Weekday | February | CAISO 1-in-10 | 13 | -0.39077 | -0.059687 | -0.39077 | -0.059687 | 0 | 58.9756
| Tariff | Dynamic | Average Weekday | February | CAISO 1-in-10 | 14 | -0.35012 | -0.010923 | -0.35012 | -0.010923 | 0 | 60.3998
| Tariff | Dynamic | Average Weekday | February | CAISO 1-in-10 | 15 | -0.22734 | 0.11495 | -0.22734 | 0.11495 | 0 | 61.3245
| Tariff | Dynamic | Average Weekday | February | CAISO 1-in-10 | 16 | 0.034771 | 0.34655 | 0.034771 | 0.34655 | 0 | 61.6925
| Tariff | Dynamic | Average Weekday | February | CAISO 1-in-10 | 17 | 0.36951 | 0.64398 | 0.36951 | 0.64398 | 0 | 61.3234
| Tariff | Dynamic | Average Weekday | February | CAISO 1-in-10 | 18 | 0.80787 | 0.96416 | 0.80787 | 0.96416 | 0 | 60.0635
| Tariff | Dynamic | Average Weekday | February | CAISO 1-in-10 | 19 | 1.145 | 1.1497 | 1.145 | 1.1497 | 0 | 57.8183
| Tariff | Dynamic | Average Weekday | February | CAISO 1-in-10 | 20 | 1.2795 | 1.2195 | 1.2795 | 1.2195 | 0 | 55.8168
| Tariff | Dynamic | Average Weekday | February | CAISO 1-in-10 | 21 | 1.3004 | 1.2463 | 1.3004 | 1.2463 | 0 | 54.2555
| Tariff | Dynamic | Average Weekday | February | CAISO 1-in-10 | 22 | 1.2984 | 1.2232 | 1.2984 | 1.2232 | 0 | 53.0123
| Tariff | Dynamic | Average Weekday | February | CAISO 1-in-10 | 23 | 1.3698 | 1.3311 | 1.3698 | 1.3311 | 0 | 51.8225
| Tariff | Dynamic | Average Weekday | February | CAISO 1-in-10 | 24 | 1.2655 | 1.2494 | 1.2655 | 1.2494 | 0 | 50.6731
| Tariff | Dynamic | Average Weekday | February | CAISO 1-in-2 | 1 | 1.1118 | 1.1041 | 1.1118 | 1.1041 | 0 | 53.6928
| Tariff | Dynamic | Average Weekday | February | CAISO 1-in-2 | 2 | 0.99342 | 0.99105 | 0.99342 | 0.99105 | 0 | 52.7661
| Tariff | Dynamic | Average Weekday | February | CAISO 1-in-2 | 3 | 0.89494 | 0.88521 | 0.89494 | 0.88521 | 0 | 51.9588
| Tariff | Dynamic | Average Weekday | February | CAISO 1-in-2 | 4 | 0.82288 | 0.80619 | 0.82288 | 0.80619 | 0 | 51.1259
| Tariff | Dynamic | Average Weekday | February | CAISO 1-in-2 | 5 | 0.78412 | 0.76072 | 0.78412 | 0.76072 | 0 | 50.4195
| Tariff | Dynamic | Average Weekday | February | CAISO 1-in-2 | 6 | 0.7745 | 0.76346 | 0.7745 | 0.76346 | 0 | 49.8251
| Tariff | Dynamic | Average Weekday | February | CAISO 1-in-2 | 7 | 0.79565 | 0.83838 | 0.79565 | 0.83838 | 0 | 49.4646
| Tariff | Dynamic | Average Weekday | February | CAISO 1-in-2 | 8 | 0.70561 | 0.78279 | 0.70561 | 0.78279 | 0 | 49.294
| Tariff | Dynamic | Average Weekday | February | CAISO 1-in-2 | 9 | 0.42355 | 0.51253 | 0.42355 | 0.51253 | 0 | 50.7567
| Tariff | Dynamic | Average Weekday | February | CAISO 1-in-2 | 10 | 0.091169 | 0.25786 | 0.091169 | 0.25786 | 0 | 54.4204
| Tariff | Dynamic | Average Weekday | February | CAISO 1-in-2 | 11 | -0.18813 | 0.066513 | -0.18813 | 0.066513 | 0 | 58.4049
| Tariff | Dynamic | Average Weekday | February | CAISO 1-in-2 | 12 | -0.37093 | -0.057901 | -0.37093 | -0.057901 | 0 | 61.728
| Tariff | Dynamic | Average Weekday | February | CAISO 1-in-2 | 13 | -0.43219 | -0.1011 | -0.43219 | -0.1011 | 0 | 64.1961
| Tariff | Dynamic | Average Weekday | February | CAISO 1-in-2 | 14 | -0.407 | -0.067812 | -0.407 | -0.067812 | 0 | 65.7466
| Tariff | Dynamic | Average Weekday | February | CAISO 1-in-2 | 15 | -0.29442 | 0.047878 | -0.29442 | 0.047878 | 0 | 66.5406
| Tariff | Dynamic | Average Weekday | February | CAISO 1-in-2 | 16 | -0.043026 | 0.26875 | -0.043026 | 0.26875 | 0 | 66.6544
| Tariff | Dynamic | Average Weekday | February | CAISO 1-in-2 | 17 | 0.26762 | 0.5421 | 0.26762 | 0.5421 | 0 | 66.1389
| Tariff | Dynamic | Average Weekday | February | CAISO 1-in-2 | 18 | 0.69655 | 0.85284 | 0.69655 | 0.85284 | 0 | 64.7695
| Tariff | Dynamic | Average Weekday | February | CAISO 1-in-2 | 19 | 1.0514 | 1.0561 | 1.0514 | 1.0561 | 0 | 62.2876
| Tariff | Dynamic | Average Weekday | February | CAISO 1-in-2 | 20 | 1.2108 | 1.1508 | 1.2108 | 1.1508 | 0 | 60.021
| Tariff | Dynamic | Average Weekday | February | CAISO 1-in-2 | 21 | 1.2396 | 1.1855 | 1.2396 | 1.1855 | 0 | 58.4342
| Tariff | Dynamic | Average Weekday | February | CAISO 1-in-2 | 22 | 1.235 | 1.1598 | 1.235 | 1.1598 | 0 | 57.1259
| Tariff | Dynamic | Average Weekday | February | CAISO 1-in-2 | 23 | 1.299 | 1.2603 | 1.299 | 1.2603 | 0 | 55.8659
| Tariff | Dynamic | Average Weekday | February | CAISO 1-in-2 | 24 | 1.1942 | 1.178 | 1.1942 | 1.178 | 0 | 54.7345
| Tariff | Dynamic | Average Weekday | February | SCE 1-in-10 | 1 | 1.0987 | 1.091 | 1.0987 | 1.091 | 0 | 55.5205
| Tariff | Dynamic | Average Weekday | February | SCE 1-in-10 | 2 | 0.97805 | 0.97569 | 0.97805 | 0.97569 | 0 | 54.3535
| Tariff | Dynamic | Average Weekday | February | SCE 1-in-10 | 3 | 0.87723 | 0.8675 | 0.87723 | 0.8675 | 0 | 53.3794
| Tariff | Dynamic | Average Weekday | February | SCE 1-in-10 | 4 | 0.80302 | 0.78633 | 0.80302 | 0.78633 | 0 | 52.3677
| Tariff | Dynamic | Average Weekday | February | SCE 1-in-10 | 5 | 0.76202 | 0.73862 | 0.76202 | 0.73862 | 0 | 51.5596
| Tariff | Dynamic | Average Weekday | February | SCE 1-in-10 | 6 | 0.74993 | 0.73888 | 0.74993 | 0.73888 | 0 | 50.9625
| Tariff | Dynamic | Average Weekday | February | SCE 1-in-10 | 7 | 0.76431 | 0.80703 | 0.76431 | 0.80703 | 0 | 50.6
| Tariff | Dynamic | Average Weekday | February | SCE 1-in-10 | 8 | 0.66919 | 0.74637 | 0.66919 | 0.74637 | 0 | 50.3995
| Tariff | Dynamic | Average Weekday | February | SCE 1-in-10 | 9 | 0.39309 | 0.48207 | 0.39309 | 0.48207 | 0 | 52.0871
| Tariff | Dynamic | Average Weekday | February | SCE 1-in-10 | 10 | 0.063979 | 0.23067 | 0.063979 | 0.23067 | 0 | 56.2255
| Tariff | Dynamic | Average Weekday | February | SCE 1-in-10 | 11 | -0.21903 | 0.035605 | -0.21903 | 0.035605 | 0 | 60.7252
| Tariff | Dynamic | Average Weekday | February | SCE 1-in-10 | 12 | -0.41475 | -0.10172 | -0.41475 | -0.10172 | 0 | 64.4277
| Tariff | Dynamic | Average Weekday | February | SCE 1-in-10 | 13 | -0.49312 | -0.16204 | -0.49312 | -0.16204 | 0 | 67.0704
| Tariff | Dynamic | Average Weekday | February | SCE 1-in-10 | 14 | -0.46604 | -0.12685 | -0.46604 | -0.12685 | 0 | 68.8319
| Tariff | Dynamic | Average Weekday | February | SCE 1-in-10 | 15 | -0.34799 | -0.00569 | -0.34799 | -0.00569 | 0 | 69.6726
| Tariff | Dynamic | Average Weekday | February | SCE 1-in-10 | 16 | -0.089936 | 0.22184 | -0.089936 | 0.22184 | 0 | 69.9732
| Tariff | Dynamic | Average Weekday | February | SCE 1-in-10 | 17 | 0.21863 | 0.49311 | 0.21863 | 0.49311 | 0 | 69.4053
| Tariff | Dynamic | Average Weekday | February | SCE 1-in-10 | 18 | 0.63475 | 0.79104 | 0.63475 | 0.79104 | 0 | 67.8959
| Tariff | Dynamic | Average Weekday | February | SCE 1-in-10 | 19 | 1.0162 | 1.021 | 1.0162 | 1.021 | 0 | 65.0438
| Tariff | Dynamic | Average Weekday | February | SCE 1-in-10 | 20 | 1.1884 | 1.1284 | 1.1884 | 1.1284 | 0 | 62.4307
| Tariff | Dynamic | Average Weekday | February | SCE 1-in-10 | 21 | 1.2258 | 1.1717 | 1.2258 | 1.1717 | 0 | 60.6181
| Tariff | Dynamic | Average Weekday | February | SCE 1-in-10 | 22 | 1.223 | 1.1478 | 1.223 | 1.1478 | 0 | 59.0953
| Tariff | Dynamic | Average Weekday | February | SCE 1-in-10 | 23 | 1.2838 | 1.2451 | 1.2838 | 1.2451 | 0 | 57.5976
| Tariff | Dynamic | Average Weekday | February | SCE 1-in-10 | 24 | 1.1783 | 1.1622 | 1.1783 | 1.1622 | 0 | 56.3323
| Tariff | Dynamic | Average Weekday | February | SCE 1-in-2 | 1 | 1.1275 | 1.1198 | 1.1275 | 1.1198 | 0 | 52.4057
| Tariff | Dynamic | Average Weekday | February | SCE 1-in-2 | 2 | 1.0088 | 1.0065 | 1.0088 | 1.0065 | 0 | 51.5858
| Tariff | Dynamic | Average Weekday | February | SCE 1-in-2 | 3 | 0.9103 | 0.90057 | 0.9103 | 0.90057 | 0 | 50.783
| Tariff | Dynamic | Average Weekday | February | SCE 1-in-2 | 4 | 0.83859 | 0.8219 | 0.83859 | 0.8219 | 0 | 50.047
| Tariff | Dynamic | Average Weekday | February | SCE 1-in-2 | 5 | 0.80076 | 0.77737 | 0.80076 | 0.77737 | 0 | 49.4532
| Tariff | Dynamic | Average Weekday | February | SCE 1-in-2 | 6 | 0.79182 | 0.78078 | 0.79182 | 0.78078 | 0 | 48.9176
| Tariff | Dynamic | Average Weekday | February | SCE 1-in-2 | 7 | 0.81411 | 0.85684 | 0.81411 | 0.85684 | 0 | 48.5406
| Tariff | Dynamic | Average Weekday | February | SCE 1-in-2 | 8 | 0.72224 | 0.79942 | 0.72224 | 0.79942 | 0 | 48.4357
| Tariff | Dynamic | Average Weekday | February | SCE 1-in-2 | 9 | 0.43509 | 0.52406 | 0.43509 | 0.52406 | 0 | 49.9302
| Tariff | Dynamic | Average Weekday | February | SCE 1-in-2 | 10 | 0.098577 | 0.26527 | 0.098577 | 0.26527 | 0 | 53.4334
| Tariff | Dynamic | Average Weekday | February | SCE 1-in-2 | 11 | -0.18129 | 0.073352 | -0.18129 | 0.073352 | 0 | 57.2091
| Tariff | Dynamic | Average Weekday | February | SCE 1-in-2 | 12 | -0.36251 | -0.049483 | -0.36251 | -0.049483 | 0 | 60.5475
| Tariff | Dynamic | Average Weekday | February | SCE 1-in-2 | 13 | -0.41837 | -0.087283 | -0.41837 | -0.087283 | 0 | 63.0634
| Tariff | Dynamic | Average Weekday | February | SCE 1-in-2 | 14 | -0.39072 | -0.051528 | -0.39072 | -0.051528 | 0 | 64.6905
| Tariff | Dynamic | Average Weekday | February | SCE 1-in-2 | 15 | -0.27943 | 0.062867 | -0.27943 | 0.062867 | 0 | 65.5385
| Tariff | Dynamic | Average Weekday | February | SCE 1-in-2 | 16 | -0.027468 | 0.28431 | -0.027468 | 0.28431 | 0 | 65.6673
| Tariff | Dynamic | Average Weekday | February | SCE 1-in-2 | 17 | 0.28869 | 0.56316 | 0.28869 | 0.56316 | 0 | 65.107
| Tariff | Dynamic | Average Weekday | February | SCE 1-in-2 | 18 | 0.72479 | 0.88108 | 0.72479 | 0.88108 | 0 | 63.6657
| Tariff | Dynamic | Average Weekday | February | SCE 1-in-2 | 19 | 1.0739 | 1.0787 | 1.0739 | 1.0787 | 0 | 61.0487
| Tariff | Dynamic | Average Weekday | February | SCE 1-in-2 | 20 | 1.2274 | 1.1673 | 1.2274 | 1.1673 | 0 | 58.7892
| Tariff | Dynamic | Average Weekday | February | SCE 1-in-2 | 21 | 1.2543 | 1.2001 | 1.2543 | 1.2001 | 0 | 57.2127
| Tariff | Dynamic | Average Weekday | February | SCE 1-in-2 | 22 | 1.2503 | 1.1751 | 1.2503 | 1.1751 | 0 | 55.9907
| Tariff | Dynamic | Average Weekday | February | SCE 1-in-2 | 23 | 1.316 | 1.2773 | 1.316 | 1.2773 | 0 | 54.7974
| Tariff | Dynamic | Average Weekday | February | SCE 1-in-2 | 24 | 1.2113 | 1.1952 | 1.2113 | 1.1952 | 0 | 53.6673
| Tariff | Dynamic | Average Weekday | January | CAISO 1-in-10 | 1 | 1.1797 | 1.172 | 1.1797 | 1.172 | 0 | 49.8067
| Tariff | Dynamic | Average Weekday | January | CAISO 1-in-10 | 2 | 1.06 | 1.0576 | 1.06 | 1.0576 | 0 | 48.9783
| Tariff | Dynamic | Average Weekday | January | CAISO 1-in-10 | 3 | 0.96118 | 0.95145 | 0.96118 | 0.95145 | 0 | 48.327
| Tariff | Dynamic | Average Weekday | January | CAISO 1-in-10 | 4 | 0.89057 | 0.87387 | 0.89057 | 0.87387 | 0 | 47.6312
| Tariff | Dynamic | Average Weekday | January | CAISO 1-in-10 | 5 | 0.85579 | 0.83239 | 0.85579 | 0.83239 | 0 | 46.9686
| Tariff | Dynamic | Average Weekday | January | CAISO 1-in-10 | 6 | 0.84903 | 0.83798 | 0.84903 | 0.83798 | 0 | 46.4113
| Tariff | Dynamic | Average Weekday | January | CAISO 1-in-10 | 7 | 0.87492 | 0.91764 | 0.87492 | 0.91764 | 0 | 45.9406
| Tariff | Dynamic | Average Weekday | January | CAISO 1-in-10 | 8 | 0.77673 | 0.85391 | 0.77673 | 0.85391 | 0 | 45.7965
| Tariff | Dynamic | Average Weekday | January | CAISO 1-in-10 | 9 | 0.4727 | 0.56167 | 0.4727 | 0.56167 | 0 | 46.4262
| Tariff | Dynamic | Average Weekday | January | CAISO 1-in-10 | 10 | 0.12248 | 0.28917 | 0.12248 | 0.28917 | 0 | 49.2821
| Tariff | Dynamic | Average Weekday | January | CAISO 1-in-10 | 11 | -0.15931 | 0.095331 | -0.15931 | 0.095331 | 0 | 52.8722
| Tariff | Dynamic | Average Weekday | January | CAISO 1-in-10 | 12 | -0.33526 | -0.022234 | -0.33526 | -0.022234 | 0 | 56.0459
| Tariff | Dynamic | Average Weekday | January | CAISO 1-in-10 | 13 | -0.38943 | -0.058348 | -0.38943 | -0.058348 | 0 | 58.2758
| Tariff | Dynamic | Average Weekday | January | CAISO 1-in-10 | 14 | -0.34812 | -0.008926 | -0.34812 | -0.008926 | 0 | 59.7817
| Tariff | Dynamic | Average Weekday | January | CAISO 1-in-10 | 15 | -0.22464 | 0.11766 | -0.22464 | 0.11766 | 0 | 60.6869
| Tariff | Dynamic | Average Weekday | January | CAISO 1-in-10 | 16 | 0.038075 | 0.34985 | 0.038075 | 0.34985 | 0 | 61.0209
| Tariff | Dynamic | Average Weekday | January | CAISO 1-in-10 | 17 | 0.37352 | 0.648 | 0.37352 | 0.648 | 0 | 60.5844
| Tariff | Dynamic | Average Weekday | January | CAISO 1-in-10 | 18 | 0.81223 | 0.96852 | 0.81223 | 0.96852 | 0 | 59.1271
| Tariff | Dynamic | Average Weekday | January | CAISO 1-in-10 | 19 | 1.1486 | 1.1533 | 1.1486 | 1.1533 | 0 | 56.9194
| Tariff | Dynamic | Average Weekday | January | CAISO 1-in-10 | 20 | 1.2822 | 1.2221 | 1.2822 | 1.2221 | 0 | 55.2887
| Tariff | Dynamic | Average Weekday | January | CAISO 1-in-10 | 21 | 1.3028 | 1.2487 | 1.3028 | 1.2487 | 0 | 54.0425
| Tariff | Dynamic | Average Weekday | January | CAISO 1-in-10 | 22 | 1.3009 | 1.2257 | 1.3009 | 1.2257 | 0 | 52.9046
| Tariff | Dynamic | Average Weekday | January | CAISO 1-in-10 | 23 | 1.3726 | 1.3339 | 1.3726 | 1.3339 | 0 | 51.7385
| Tariff | Dynamic | Average Weekday | January | CAISO 1-in-10 | 24 | 1.2683 | 1.2522 | 1.2683 | 1.2522 | 0 | 50.7668
| Tariff | Dynamic | Average Weekday | January | CAISO 1-in-2 | 1 | 1.1203 | 1.1126 | 1.1203 | 1.1126 | 0 | 52.7517
| Tariff | Dynamic | Average Weekday | January | CAISO 1-in-2 | 2 | 1.0018 | 0.99946 | 1.0018 | 0.99946 | 0 | 51.912
| Tariff | Dynamic | Average Weekday | January | CAISO 1-in-2 | 3 | 0.90337 | 0.89364 | 0.90337 | 0.89364 | 0 | 51.1981
| Tariff | Dynamic | Average Weekday | January | CAISO 1-in-2 | 4 | 0.83155 | 0.81486 | 0.83155 | 0.81486 | 0 | 50.6959
| Tariff | Dynamic | Average Weekday | January | CAISO 1-in-2 | 5 | 0.79333 | 0.76993 | 0.79333 | 0.76993 | 0 | 49.9739
| Tariff | Dynamic | Average Weekday | January | CAISO 1-in-2 | 6 | 0.78412 | 0.77308 | 0.78412 | 0.77308 | 0 | 49.4768
| Tariff | Dynamic | Average Weekday | January | CAISO 1-in-2 | 7 | 0.80603 | 0.84875 | 0.80603 | 0.84875 | 0 | 49.1951
| Tariff | Dynamic | Average Weekday | January | CAISO 1-in-2 | 8 | 0.71515 | 0.79233 | 0.71515 | 0.79233 | 0 | 49.1007
| Tariff | Dynamic | Average Weekday | January | CAISO 1-in-2 | 9 | 0.43029 | 0.51927 | 0.43029 | 0.51927 | 0 | 49.7206
| Tariff | Dynamic | Average Weekday | January | CAISO 1-in-2 | 10 | 0.095678 | 0.26237 | 0.095678 | 0.26237 | 0 | 52.8043
| Tariff | Dynamic | Average Weekday | January | CAISO 1-in-2 | 11 | -0.1839 | 0.070738 | -0.1839 | 0.070738 | 0 | 56.875
| Tariff | Dynamic | Average Weekday | January | CAISO 1-in-2 | 12 | -0.36499 | -0.051964 | -0.36499 | -0.051964 | 0 | 60.5175
| Tariff | Dynamic | Average Weekday | January | CAISO 1-in-2 | 13 | -0.42233 | -0.091243 | -0.42233 | -0.091243 | 0 | 63.3919
| Tariff | Dynamic | Average Weekday | January | CAISO 1-in-2 | 14 | -0.3981 | -0.058904 | -0.3981 | -0.058904 | 0 | 65.3004
| Tariff | Dynamic | Average Weekday | January | CAISO 1-in-2 | 15 | -0.28357 | 0.05873 | -0.28357 | 0.05873 | 0 | 66.4129
| Tariff | Dynamic | Average Weekday | January | CAISO 1-in-2 | 16 | -0.026443 | 0.28533 | -0.026443 | 0.28533 | 0 | 66.796
| Tariff | Dynamic | Average Weekday | January | CAISO 1-in-2 | 17 | 0.28485 | 0.55932 | 0.28485 | 0.55932 | 0 | 66.1484
| Tariff | Dynamic | Average Weekday | January | CAISO 1-in-2 | 18 | 0.7122 | 0.86849 | 0.7122 | 0.86849 | 0 | 64.3443
| Tariff | Dynamic | Average Weekday | January | CAISO 1-in-2 | 19 | 1.0644 | 1.0692 | 1.0644 | 1.0692 | 0 | 61.5252
| Tariff | Dynamic | Average Weekday | January | CAISO 1-in-2 | 20 | 1.22 | 1.1599 | 1.22 | 1.1599 | 0 | 59.5203
| Tariff | Dynamic | Average Weekday | January | CAISO 1-in-2 | 21 | 1.2476 | 1.1935 | 1.2476 | 1.1935 | 0 | 57.9958
| Tariff | Dynamic | Average Weekday | January | CAISO 1-in-2 | 22 | 1.2433 | 1.1681 | 1.2433 | 1.1681 | 0 | 56.5934
| Tariff | Dynamic | Average Weekday | January | CAISO 1-in-2 | 23 | 1.3082 | 1.2695 | 1.3082 | 1.2695 | 0 | 55.3039
| Tariff | Dynamic | Average Weekday | January | CAISO 1-in-2 | 24 | 1.2035 | 1.1874 | 1.2035 | 1.1874 | 0 | 54.1445
| Tariff | Dynamic | Average Weekday | January | SCE 1-in-10 | 1 | 1.1797 | 1.172 | 1.1797 | 1.172 | 0 | 49.8067
| Tariff | Dynamic | Average Weekday | January | SCE 1-in-10 | 2 | 1.06 | 1.0576 | 1.06 | 1.0576 | 0 | 48.9783
| Tariff | Dynamic | Average Weekday | January | SCE 1-in-10 | 3 | 0.96118 | 0.95145 | 0.96118 | 0.95145 | 0 | 48.327
| Tariff | Dynamic | Average Weekday | January | SCE 1-in-10 | 4 | 0.89057 | 0.87387 | 0.89057 | 0.87387 | 0 | 47.6312
| Tariff | Dynamic | Average Weekday | January | SCE 1-in-10 | 5 | 0.85579 | 0.83239 | 0.85579 | 0.83239 | 0 | 46.9686
| Tariff | Dynamic | Average Weekday | January | SCE 1-in-10 | 6 | 0.84903 | 0.83798 | 0.84903 | 0.83798 | 0 | 46.4113
| Tariff | Dynamic | Average Weekday | January | SCE 1-in-10 | 7 | 0.87492 | 0.91764 | 0.87492 | 0.91764 | 0 | 45.9406
| Tariff | Dynamic | Average Weekday | January | SCE 1-in-10 | 8 | 0.77673 | 0.85391 | 0.77673 | 0.85391 | 0 | 45.7965
| Tariff | Dynamic | Average Weekday | January | SCE 1-in-10 | 9 | 0.4727 | 0.56167 | 0.4727 | 0.56167 | 0 | 46.4262
| Tariff | Dynamic | Average Weekday | January | SCE 1-in-10 | 10 | 0.12248 | 0.28917 | 0.12248 | 0.28917 | 0 | 49.2821
| Tariff | Dynamic | Average Weekday | January | SCE 1-in-10 | 11 | -0.15931 | 0.095331 | -0.15931 | 0.095331 | 0 | 52.8722
| Tariff | Dynamic | Average Weekday | January | SCE 1-in-10 | 12 | -0.33526 | -0.022234 | -0.33526 | -0.022234 | 0 | 56.0459
| Tariff | Dynamic | Average Weekday | January | SCE 1-in-10 | 13 | -0.38943 | -0.058348 | -0.38943 | -0.058348 | 0 | 58.2758
| Tariff | Dynamic | Average Weekday | January | SCE 1-in-10 | 14 | -0.34812 | -0.008926 | -0.34812 | -0.008926 | 0 | 59.7817
| Tariff | Dynamic | Average Weekday | January | SCE 1-in-10 | 15 | -0.22464 | 0.11766 | -0.22464 | 0.11766 | 0 | 60.6869
| Tariff | Dynamic | Average Weekday | January | SCE 1-in-10 | 16 | 0.038075 | 0.34985 | 0.038075 | 0.34985 | 0 | 61.0209
| Tariff | Dynamic | Average Weekday | January | SCE 1-in-10 | 17 | 0.37352 | 0.648 | 0.37352 | 0.648 | 0 | 60.5844
| Tariff | Dynamic | Average Weekday | January | SCE 1-in-10 | 18 | 0.81223 | 0.96852 | 0.81223 | 0.96852 | 0 | 59.1271
| Tariff | Dynamic | Average Weekday | January | SCE 1-in-10 | 19 | 1.1486 | 1.1533 | 1.1486 | 1.1533 | 0 | 56.9194
| Tariff | Dynamic | Average Weekday | January | SCE 1-in-10 | 20 | 1.2822 | 1.2221 | 1.2822 | 1.2221 | 0 | 55.2887
| Tariff | Dynamic | Average Weekday | January | SCE 1-in-10 | 21 | 1.3028 | 1.2487 | 1.3028 | 1.2487 | 0 | 54.0425
| Tariff | Dynamic | Average Weekday | January | SCE 1-in-10 | 22 | 1.3009 | 1.2257 | 1.3009 | 1.2257 | 0 | 52.9046
| Tariff | Dynamic | Average Weekday | January | SCE 1-in-10 | 23 | 1.3726 | 1.3339 | 1.3726 | 1.3339 | 0 | 51.7385
| Tariff | Dynamic | Average Weekday | January | SCE 1-in-10 | 24 | 1.2683 | 1.2522 | 1.2683 | 1.2522 | 0 | 50.7668
| Tariff | Dynamic | Average Weekday | January | SCE 1-in-2 | 1 | 1.1169 | 1.1092 | 1.1169 | 1.1092 | 0 | 52.6404
| Tariff | Dynamic | Average Weekday | January | SCE 1-in-2 | 2 | 0.99848 | 0.99611 | 0.99848 | 0.99611 | 0 | 51.6508
| Tariff | Dynamic | Average Weekday | January | SCE 1-in-2 | 3 | 0.90004 | 0.89031 | 0.90004 | 0.89031 | 0 | 50.8491
| Tariff | Dynamic | Average Weekday | January | SCE 1-in-2 | 4 | 0.82815 | 0.81146 | 0.82815 | 0.81146 | 0 | 50.2518
| Tariff | Dynamic | Average Weekday | January | SCE 1-in-2 | 5 | 0.78973 | 0.76633 | 0.78973 | 0.76633 | 0 | 49.5559
| Tariff | Dynamic | Average Weekday | January | SCE 1-in-2 | 6 | 0.78038 | 0.76934 | 0.78038 | 0.76934 | 0 | 49.0339
| Tariff | Dynamic | Average Weekday | January | SCE 1-in-2 | 7 | 0.80206 | 0.84478 | 0.80206 | 0.84478 | 0 | 48.8232
| Tariff | Dynamic | Average Weekday | January | SCE 1-in-2 | 8 | 0.7116 | 0.78879 | 0.7116 | 0.78879 | 0 | 48.7037
| Tariff | Dynamic | Average Weekday | January | SCE 1-in-2 | 9 | 0.42785 | 0.51683 | 0.42785 | 0.51683 | 0 | 49.3851
| Tariff | Dynamic | Average Weekday | January | SCE 1-in-2 | 10 | 0.094134 | 0.26082 | 0.094134 | 0.26082 | 0 | 52.7837
| Tariff | Dynamic | Average Weekday | January | SCE 1-in-2 | 11 | -0.18532 | 0.069321 | -0.18532 | 0.069321 | 0 | 57.2183
| Tariff | Dynamic | Average Weekday | January | SCE 1-in-2 | 12 | -0.36736 | -0.054333 | -0.36736 | -0.054333 | 0 | 61.1975
| Tariff | Dynamic | Average Weekday | January | SCE 1-in-2 | 13 | -0.42917 | -0.098081 | -0.42917 | -0.098081 | 0 | 64.1504
| Tariff | Dynamic | Average Weekday | January | SCE 1-in-2 | 14 | -0.40435 | -0.065161 | -0.40435 | -0.065161 | 0 | 66.1793
| Tariff | Dynamic | Average Weekday | January | SCE 1-in-2 | 15 | -0.28413 | 0.058164 | -0.28413 | 0.058164 | 0 | 67.3977
| Tariff | Dynamic | Average Weekday | January | SCE 1-in-2 | 16 | -0.021818 | 0.28996 | -0.021818 | 0.28996 | 0 | 67.7854
| Tariff | Dynamic | Average Weekday | January | SCE 1-in-2 | 17 | 0.28699 | 0.56146 | 0.28699 | 0.56146 | 0 | 67.1503
| Tariff | Dynamic | Average Weekday | January | SCE 1-in-2 | 18 | 0.70262 | 0.85891 | 0.70262 | 0.85891 | 0 | 65.2069
| Tariff | Dynamic | Average Weekday | January | SCE 1-in-2 | 19 | 1.0595 | 1.0643 | 1.0595 | 1.0643 | 0 | 62.1566
| Tariff | Dynamic | Average Weekday | January | SCE 1-in-2 | 20 | 1.2164 | 1.1563 | 1.2164 | 1.1563 | 0 | 59.9581
| Tariff | Dynamic | Average Weekday | January | SCE 1-in-2 | 21 | 1.2444 | 1.1903 | 1.2444 | 1.1903 | 0 | 58.3559
| Tariff | Dynamic | Average Weekday | January | SCE 1-in-2 | 22 | 1.2399 | 1.1647 | 1.2399 | 1.1647 | 0 | 56.8882
| Tariff | Dynamic | Average Weekday | January | SCE 1-in-2 | 23 | 1.3045 | 1.2658 | 1.3045 | 1.2658 | 0 | 55.5612
| Tariff | Dynamic | Average Weekday | January | SCE 1-in-2 | 24 | 1.1998 | 1.1836 | 1.1998 | 1.1836 | 0 | 54.3499
| Tariff | Dynamic | Average Weekday | July | CAISO 1-in-10 | 1 | 1.6903 | 1.6826 | 1.6903 | 1.6826 | 0 | 72.7226
| Tariff | Dynamic | Average Weekday | July | CAISO 1-in-10 | 2 | 1.4502 | 1.4478 | 1.4502 | 1.4478 | 0 | 71.9033
| Tariff | Dynamic | Average Weekday | July | CAISO 1-in-10 | 3 | 1.2565 | 1.2467 | 1.2565 | 1.2467 | 0 | 71.1748
| Tariff | Dynamic | Average Weekday | July | CAISO 1-in-10 | 4 | 1.1096 | 1.0929 | 1.1096 | 1.0929 | 0 | 70.6061
| Tariff | Dynamic | Average Weekday | July | CAISO 1-in-10 | 5 | 1.0044 | 0.98105 | 1.0044 | 0.98105 | 0 | 70.1131
| Tariff | Dynamic | Average Weekday | July | CAISO 1-in-10 | 6 | 0.93426 | 0.92322 | 0.93426 | 0.92322 | 0 | 69.7009
| Tariff | Dynamic | Average Weekday | July | CAISO 1-in-10 | 7 | 0.87601 | 0.91873 | 0.87601 | 0.91873 | 0 | 69.463
| Tariff | Dynamic | Average Weekday | July | CAISO 1-in-10 | 8 | 0.78702 | 0.86421 | 0.78702 | 0.86421 | 0 | 69.9126
| Tariff | Dynamic | Average Weekday | July | CAISO 1-in-10 | 9 | 0.59347 | 0.68245 | 0.59347 | 0.68245 | 0 | 72.1485
| Tariff | Dynamic | Average Weekday | July | CAISO 1-in-10 | 10 | 0.29246 | 0.45915 | 0.29246 | 0.45915 | 0 | 75.3126
| Tariff | Dynamic | Average Weekday | July | CAISO 1-in-10 | 11 | 0.09551 | 0.35015 | 0.09551 | 0.35015 | 0 | 78.8179
| Tariff | Dynamic | Average Weekday | July | CAISO 1-in-10 | 12 | 0.082974 | 0.396 | 0.082974 | 0.396 | 0 | 82.0186
| Tariff | Dynamic | Average Weekday | July | CAISO 1-in-10 | 13 | 0.20709 | 0.53817 | 0.20709 | 0.53817 | 0 | 84.4135
| Tariff | Dynamic | Average Weekday | July | CAISO 1-in-10 | 14 | 0.43602 | 0.77521 | 0.43602 | 0.77521 | 0 | 86.1135
| Tariff | Dynamic | Average Weekday | July | CAISO 1-in-10 | 15 | 0.70353 | 1.0458 | 0.70353 | 1.0458 | 0 | 87.2783
| Tariff | Dynamic | Average Weekday | July | CAISO 1-in-10 | 16 | 1.1094 | 1.4212 | 1.1094 | 1.4212 | 0 | 87.9231
| Tariff | Dynamic | Average Weekday | July | CAISO 1-in-10 | 17 | 1.5083 | 1.7828 | 0.60962 | 0.72628 | 0.017244 | 87.9092
| Tariff | Dynamic | Average Weekday | July | CAISO 1-in-10 | 18 | 1.9873 | 2.1435 | 1.437 | 1.5453 | 0.075555 | 87.1467
| Tariff | Dynamic | Average Weekday | July | CAISO 1-in-10 | 19 | 2.3411 | 2.3458 | 2.001 | 1.9475 | 0.06298 | 85.7192
| Tariff | Dynamic | Average Weekday | July | CAISO 1-in-10 | 20 | 2.3904 | 2.3304 | 2.1404 | 2.051 | 0.031212 | 83.4347
| Tariff | Dynamic | Average Weekday | July | CAISO 1-in-10 | 21 | 2.3672 | 2.3131 | 2.1478 | 2.0643 | 0.042457 | 80.3134
| Tariff | Dynamic | Average Weekday | July | CAISO 1-in-10 | 22 | 2.302 | 2.2268 | 2.6437 | 2.7494 | 0.036668 | 77.2177
| Tariff | Dynamic | Average Weekday | July | CAISO 1-in-10 | 23 | 2.2443 | 2.2056 | 2.3216 | 2.4009 | 0.025674 | 75.3767
| Tariff | Dynamic | Average Weekday | July | CAISO 1-in-10 | 24 | 1.9613 | 1.9452 | 2.0114 | 2.0764 | 0.022469 | 74.1412
| Tariff | Dynamic | Average Weekday | July | CAISO 1-in-2 | 1 | 1.4481 | 1.4404 | 1.4481 | 1.4404 | 0 | 68.6674
| Tariff | Dynamic | Average Weekday | July | CAISO 1-in-2 | 2 | 1.2392 | 1.2368 | 1.2392 | 1.2368 | 0 | 67.8753
| Tariff | Dynamic | Average Weekday | July | CAISO 1-in-2 | 3 | 1.0711 | 1.0614 | 1.0711 | 1.0614 | 0 | 67.1777
| Tariff | Dynamic | Average Weekday | July | CAISO 1-in-2 | 4 | 0.94683 | 0.93013 | 0.94683 | 0.93013 | 0 | 66.5465
| Tariff | Dynamic | Average Weekday | July | CAISO 1-in-2 | 5 | 0.86058 | 0.83718 | 0.86058 | 0.83718 | 0 | 66.0158
| Tariff | Dynamic | Average Weekday | July | CAISO 1-in-2 | 6 | 0.80418 | 0.79314 | 0.80418 | 0.79314 | 0 | 65.5156
| Tariff | Dynamic | Average Weekday | July | CAISO 1-in-2 | 7 | 0.75581 | 0.79853 | 0.75581 | 0.79853 | 0 | 65.159
| Tariff | Dynamic | Average Weekday | July | CAISO 1-in-2 | 8 | 0.64088 | 0.71806 | 0.64088 | 0.71806 | 0 | 65.629
| Tariff | Dynamic | Average Weekday | July | CAISO 1-in-2 | 9 | 0.42638 | 0.51536 | 0.42638 | 0.51536 | 0 | 67.7369
| Tariff | Dynamic | Average Weekday | July | CAISO 1-in-2 | 10 | 0.1045 | 0.27119 | 0.1045 | 0.27119 | 0 | 70.5332
| Tariff | Dynamic | Average Weekday | July | CAISO 1-in-2 | 11 | -0.17109 | 0.083549 | -0.17109 | 0.083549 | 0 | 73.6529
| Tariff | Dynamic | Average Weekday | July | CAISO 1-in-2 | 12 | -0.29291 | 0.020118 | -0.29291 | 0.020118 | 0 | 76.7828
| Tariff | Dynamic | Average Weekday | July | CAISO 1-in-2 | 13 | -0.27359 | 0.057494 | -0.27359 | 0.057494 | 0 | 79.2651
| Tariff | Dynamic | Average Weekday | July | CAISO 1-in-2 | 14 | -0.12983 | 0.20936 | -0.12983 | 0.20936 | 0 | 81.1161
| Tariff | Dynamic | Average Weekday | July | CAISO 1-in-2 | 15 | 0.092487 | 0.43479 | 0.092487 | 0.43479 | 0 | 82.4999
| Tariff | Dynamic | Average Weekday | July | CAISO 1-in-2 | 16 | 0.47329 | 0.78507 | 0.47329 | 0.78507 | 0 | 83.1089
| Tariff | Dynamic | Average Weekday | July | CAISO 1-in-2 | 17 | 0.88396 | 1.1584 | 0.085754 | 0.20242 | 0.022741 | 83.2785
| Tariff | Dynamic | Average Weekday | July | CAISO 1-in-2 | 18 | 1.3805 | 1.5368 | 0.91779 | 1.0261 | 0.10192 | 82.5939
| Tariff | Dynamic | Average Weekday | July | CAISO 1-in-2 | 19 | 1.7736 | 1.7783 | 1.4921 | 1.4386 | 0.088739 | 81.1063
| Tariff | Dynamic | Average Weekday | July | CAISO 1-in-2 | 20 | 1.888 | 1.828 | 1.6816 | 1.5922 | 0.047472 | 78.9928
| Tariff | Dynamic | Average Weekday | July | CAISO 1-in-2 | 21 | 1.9041 | 1.8499 | 1.7271 | 1.6436 | 0.059149 | 75.9963
| Tariff | Dynamic | Average Weekday | July | CAISO 1-in-2 | 22 | 1.8685 | 1.7934 | 2.1759 | 2.2816 | 0.054394 | 72.809
| Tariff | Dynamic | Average Weekday | July | CAISO 1-in-2 | 23 | 1.8677 | 1.829 | 1.8888 | 1.9681 | 0.010568 | 70.8236
| Tariff | Dynamic | Average Weekday | July | CAISO 1-in-2 | 24 | 1.6475 | 1.6313 | 1.668 | 1.733 | 0.010255 | 69.5718
| Tariff | Dynamic | Average Weekday | July | SCE 1-in-10 | 1 | 1.6903 | 1.6826 | 1.6903 | 1.6826 | 0 | 72.7226
| Tariff | Dynamic | Average Weekday | July | SCE 1-in-10 | 2 | 1.4502 | 1.4478 | 1.4502 | 1.4478 | 0 | 71.9033
| Tariff | Dynamic | Average Weekday | July | SCE 1-in-10 | 3 | 1.2565 | 1.2467 | 1.2565 | 1.2467 | 0 | 71.1748
| Tariff | Dynamic | Average Weekday | July | SCE 1-in-10 | 4 | 1.1096 | 1.0929 | 1.1096 | 1.0929 | 0 | 70.6061
| Tariff | Dynamic | Average Weekday | July | SCE 1-in-10 | 5 | 1.0044 | 0.98105 | 1.0044 | 0.98105 | 0 | 70.1131
| Tariff | Dynamic | Average Weekday | July | SCE 1-in-10 | 6 | 0.93426 | 0.92322 | 0.93426 | 0.92322 | 0 | 69.7009
| Tariff | Dynamic | Average Weekday | July | SCE 1-in-10 | 7 | 0.87601 | 0.91873 | 0.87601 | 0.91873 | 0 | 69.463
| Tariff | Dynamic | Average Weekday | July | SCE 1-in-10 | 8 | 0.78702 | 0.86421 | 0.78702 | 0.86421 | 0 | 69.9126
| Tariff | Dynamic | Average Weekday | July | SCE 1-in-10 | 9 | 0.59347 | 0.68245 | 0.59347 | 0.68245 | 0 | 72.1485
| Tariff | Dynamic | Average Weekday | July | SCE 1-in-10 | 10 | 0.29246 | 0.45915 | 0.29246 | 0.45915 | 0 | 75.3126
| Tariff | Dynamic | Average Weekday | July | SCE 1-in-10 | 11 | 0.09551 | 0.35015 | 0.09551 | 0.35015 | 0 | 78.8179
| Tariff | Dynamic | Average Weekday | July | SCE 1-in-10 | 12 | 0.082974 | 0.396 | 0.082974 | 0.396 | 0 | 82.0186
| Tariff | Dynamic | Average Weekday | July | SCE 1-in-10 | 13 | 0.20709 | 0.53817 | 0.20709 | 0.53817 | 0 | 84.4135
| Tariff | Dynamic | Average Weekday | July | SCE 1-in-10 | 14 | 0.43602 | 0.77521 | 0.43602 | 0.77521 | 0 | 86.1135
| Tariff | Dynamic | Average Weekday | July | SCE 1-in-10 | 15 | 0.70353 | 1.0458 | 0.70353 | 1.0458 | 0 | 87.2783
| Tariff | Dynamic | Average Weekday | July | SCE 1-in-10 | 16 | 1.1094 | 1.4212 | 1.1094 | 1.4212 | 0 | 87.9231
| Tariff | Dynamic | Average Weekday | July | SCE 1-in-10 | 17 | 1.5083 | 1.7828 | 0.60962 | 0.72628 | 0.017244 | 87.9092
| Tariff | Dynamic | Average Weekday | July | SCE 1-in-10 | 18 | 1.9873 | 2.1435 | 1.437 | 1.5453 | 0.075555 | 87.1467
| Tariff | Dynamic | Average Weekday | July | SCE 1-in-10 | 19 | 2.3411 | 2.3458 | 2.001 | 1.9475 | 0.06298 | 85.7192
| Tariff | Dynamic | Average Weekday | July | SCE 1-in-10 | 20 | 2.3904 | 2.3304 | 2.1404 | 2.051 | 0.031212 | 83.4347
| Tariff | Dynamic | Average Weekday | July | SCE 1-in-10 | 21 | 2.3672 | 2.3131 | 2.1478 | 2.0643 | 0.042457 | 80.3134
| Tariff | Dynamic | Average Weekday | July | SCE 1-in-10 | 22 | 2.302 | 2.2268 | 2.6437 | 2.7494 | 0.036668 | 77.2177
| Tariff | Dynamic | Average Weekday | July | SCE 1-in-10 | 23 | 2.2443 | 2.2056 | 2.3216 | 2.4009 | 0.025674 | 75.3767
| Tariff | Dynamic | Average Weekday | July | SCE 1-in-10 | 24 | 1.9613 | 1.9452 | 2.0114 | 2.0764 | 0.022469 | 74.1412
| Tariff | Dynamic | Average Weekday | July | SCE 1-in-2 | 1 | 1.4481 | 1.4404 | 1.4481 | 1.4404 | 0 | 68.6674
| Tariff | Dynamic | Average Weekday | July | SCE 1-in-2 | 2 | 1.2392 | 1.2368 | 1.2392 | 1.2368 | 0 | 67.8753
| Tariff | Dynamic | Average Weekday | July | SCE 1-in-2 | 3 | 1.0711 | 1.0614 | 1.0711 | 1.0614 | 0 | 67.1777
| Tariff | Dynamic | Average Weekday | July | SCE 1-in-2 | 4 | 0.94683 | 0.93013 | 0.94683 | 0.93013 | 0 | 66.5465
| Tariff | Dynamic | Average Weekday | July | SCE 1-in-2 | 5 | 0.86058 | 0.83718 | 0.86058 | 0.83718 | 0 | 66.0158
| Tariff | Dynamic | Average Weekday | July | SCE 1-in-2 | 6 | 0.80418 | 0.79314 | 0.80418 | 0.79314 | 0 | 65.5156
| Tariff | Dynamic | Average Weekday | July | SCE 1-in-2 | 7 | 0.75581 | 0.79853 | 0.75581 | 0.79853 | 0 | 65.159
| Tariff | Dynamic | Average Weekday | July | SCE 1-in-2 | 8 | 0.64088 | 0.71806 | 0.64088 | 0.71806 | 0 | 65.629
| Tariff | Dynamic | Average Weekday | July | SCE 1-in-2 | 9 | 0.42638 | 0.51536 | 0.42638 | 0.51536 | 0 | 67.7369
| Tariff | Dynamic | Average Weekday | July | SCE 1-in-2 | 10 | 0.1045 | 0.27119 | 0.1045 | 0.27119 | 0 | 70.5332
| Tariff | Dynamic | Average Weekday | July | SCE 1-in-2 | 11 | -0.17109 | 0.083549 | -0.17109 | 0.083549 | 0 | 73.6529
| Tariff | Dynamic | Average Weekday | July | SCE 1-in-2 | 12 | -0.29291 | 0.020118 | -0.29291 | 0.020118 | 0 | 76.7828
| Tariff | Dynamic | Average Weekday | July | SCE 1-in-2 | 13 | -0.27359 | 0.057494 | -0.27359 | 0.057494 | 0 | 79.2651
| Tariff | Dynamic | Average Weekday | July | SCE 1-in-2 | 14 | -0.12983 | 0.20936 | -0.12983 | 0.20936 | 0 | 81.1161
| Tariff | Dynamic | Average Weekday | July | SCE 1-in-2 | 15 | 0.092487 | 0.43479 | 0.092487 | 0.43479 | 0 | 82.4999
| Tariff | Dynamic | Average Weekday | July | SCE 1-in-2 | 16 | 0.47329 | 0.78507 | 0.47329 | 0.78507 | 0 | 83.1089
| Tariff | Dynamic | Average Weekday | July | SCE 1-in-2 | 17 | 0.88396 | 1.1584 | 0.085754 | 0.20242 | 0.022741 | 83.2785
| Tariff | Dynamic | Average Weekday | July | SCE 1-in-2 | 18 | 1.3805 | 1.5368 | 0.91779 | 1.0261 | 0.10192 | 82.5939
| Tariff | Dynamic | Average Weekday | July | SCE 1-in-2 | 19 | 1.7736 | 1.7783 | 1.4921 | 1.4386 | 0.088739 | 81.1063
| Tariff | Dynamic | Average Weekday | July | SCE 1-in-2 | 20 | 1.888 | 1.828 | 1.6816 | 1.5922 | 0.047472 | 78.9928
| Tariff | Dynamic | Average Weekday | July | SCE 1-in-2 | 21 | 1.9041 | 1.8499 | 1.7271 | 1.6436 | 0.059149 | 75.9963
| Tariff | Dynamic | Average Weekday | July | SCE 1-in-2 | 22 | 1.8685 | 1.7934 | 2.1759 | 2.2816 | 0.054394 | 72.809
| Tariff | Dynamic | Average Weekday | July | SCE 1-in-2 | 23 | 1.8677 | 1.829 | 1.8888 | 1.9681 | 0.010568 | 70.8236
| Tariff | Dynamic | Average Weekday | July | SCE 1-in-2 | 24 | 1.6475 | 1.6313 | 1.668 | 1.733 | 0.010255 | 69.5718
| Tariff | Dynamic | Average Weekday | June | CAISO 1-in-10 | 1 | 1.3667 | 1.359 | 1.3667 | 1.359 | 0 | 67.3495
| Tariff | Dynamic | Average Weekday | June | CAISO 1-in-10 | 2 | 1.173 | 1.1706 | 1.173 | 1.1706 | 0 | 66.6055
| Tariff | Dynamic | Average Weekday | June | CAISO 1-in-10 | 3 | 1.0169 | 1.0072 | 1.0169 | 1.0072 | 0 | 65.9351
| Tariff | Dynamic | Average Weekday | June | CAISO 1-in-10 | 4 | 0.90407 | 0.88737 | 0.90407 | 0.88737 | 0 | 65.3086
| Tariff | Dynamic | Average Weekday | June | CAISO 1-in-10 | 5 | 0.8282 | 0.8048 | 0.8282 | 0.8048 | 0 | 64.8
| Tariff | Dynamic | Average Weekday | June | CAISO 1-in-10 | 6 | 0.78189 | 0.77085 | 0.78189 | 0.77085 | 0 | 64.3984
| Tariff | Dynamic | Average Weekday | June | CAISO 1-in-10 | 7 | 0.74081 | 0.78354 | 0.74081 | 0.78354 | 0 | 64.0832
| Tariff | Dynamic | Average Weekday | June | CAISO 1-in-10 | 8 | 0.62998 | 0.70716 | 0.62998 | 0.70716 | 0 | 64.6289
| Tariff | Dynamic | Average Weekday | June | CAISO 1-in-10 | 9 | 0.38577 | 0.47475 | 0.38577 | 0.47475 | 0 | 66.5084
| Tariff | Dynamic | Average Weekday | June | CAISO 1-in-10 | 10 | 0.082068 | 0.24876 | 0.082068 | 0.24876 | 0 | 69.3624
| Tariff | Dynamic | Average Weekday | June | CAISO 1-in-10 | 11 | -0.19953 | 0.055105 | -0.19953 | 0.055105 | 0 | 72.5408
| Tariff | Dynamic | Average Weekday | June | CAISO 1-in-10 | 12 | -0.33486 | -0.021827 | -0.33486 | -0.021827 | 0 | 75.638
| Tariff | Dynamic | Average Weekday | June | CAISO 1-in-10 | 13 | -0.32802 | 0.003061 | -0.32802 | 0.003061 | 0 | 77.9964
| Tariff | Dynamic | Average Weekday | June | CAISO 1-in-10 | 14 | -0.20437 | 0.13482 | -0.20437 | 0.13482 | 0 | 79.6943
| Tariff | Dynamic | Average Weekday | June | CAISO 1-in-10 | 15 | -0.0014445 | 0.34085 | -0.0014445 | 0.34085 | 0 | 80.8962
| Tariff | Dynamic | Average Weekday | June | CAISO 1-in-10 | 16 | 0.35988 | 0.67166 | 0.35988 | 0.67166 | 0 | 81.6137
| Tariff | Dynamic | Average Weekday | June | CAISO 1-in-10 | 17 | 0.75846 | 1.0329 | -0.0031888 | 0.11348 | 0.025385 | 81.5939
| Tariff | Dynamic | Average Weekday | June | CAISO 1-in-10 | 18 | 1.2537 | 1.41 | 0.82467 | 0.93298 | 0.11258 | 80.8397
| Tariff | Dynamic | Average Weekday | June | CAISO 1-in-10 | 19 | 1.65 | 1.6547 | 1.389 | 1.3355 | 0.097974 | 79.4973
| Tariff | Dynamic | Average Weekday | June | CAISO 1-in-10 | 20 | 1.7793 | 1.7193 | 1.5882 | 1.4988 | 0.05351 | 77.4329
| Tariff | Dynamic | Average Weekday | June | CAISO 1-in-10 | 21 | 1.803 | 1.7489 | 1.6395 | 1.5561 | 0.064619 | 74.6159
| Tariff | Dynamic | Average Weekday | June | CAISO 1-in-10 | 22 | 1.7722 | 1.6971 | 2.0706 | 2.1763 | 0.059441 | 71.6465
| Tariff | Dynamic | Average Weekday | June | CAISO 1-in-10 | 23 | 1.7811 | 1.7424 | 1.7888 | 1.8681 | 0.003819 | 69.7284
| Tariff | Dynamic | Average Weekday | June | CAISO 1-in-10 | 24 | 1.5757 | 1.5596 | 1.5891 | 1.6541 | 0.0066582 | 68.4584
| Tariff | Dynamic | Average Weekday | June | CAISO 1-in-2 | 1 | 1.2257 | 1.218 | 1.2257 | 1.218 | 0 | 63.8985
| Tariff | Dynamic | Average Weekday | June | CAISO 1-in-2 | 2 | 1.0693 | 1.067 | 1.0693 | 1.067 | 0 | 62.9591
| Tariff | Dynamic | Average Weekday | June | CAISO 1-in-2 | 3 | 0.94338 | 0.93365 | 0.94338 | 0.93365 | 0 | 62.1448
| Tariff | Dynamic | Average Weekday | June | CAISO 1-in-2 | 4 | 0.84572 | 0.82903 | 0.84572 | 0.82903 | 0 | 61.4371
| Tariff | Dynamic | Average Weekday | June | CAISO 1-in-2 | 5 | 0.78051 | 0.75712 | 0.78051 | 0.75712 | 0 | 60.8605
| Tariff | Dynamic | Average Weekday | June | CAISO 1-in-2 | 6 | 0.7444 | 0.73335 | 0.7444 | 0.73335 | 0 | 60.3159
| Tariff | Dynamic | Average Weekday | June | CAISO 1-in-2 | 7 | 0.7161 | 0.75883 | 0.7161 | 0.75883 | 0 | 59.8868
| Tariff | Dynamic | Average Weekday | June | CAISO 1-in-2 | 8 | 0.59877 | 0.67595 | 0.59877 | 0.67595 | 0 | 60.5128
| Tariff | Dynamic | Average Weekday | June | CAISO 1-in-2 | 9 | 0.33105 | 0.42002 | 0.33105 | 0.42002 | 0 | 62.6337
| Tariff | Dynamic | Average Weekday | June | CAISO 1-in-2 | 10 | -0.01259 | 0.1541 | -0.01259 | 0.1541 | 0 | 65.4747
| Tariff | Dynamic | Average Weekday | June | CAISO 1-in-2 | 11 | -0.30043 | -0.045789 | -0.30043 | -0.045789 | 0 | 68.6053
| Tariff | Dynamic | Average Weekday | June | CAISO 1-in-2 | 12 | -0.49456 | -0.18153 | -0.49456 | -0.18153 | 0 | 71.7117
| Tariff | Dynamic | Average Weekday | June | CAISO 1-in-2 | 13 | -0.5509 | -0.21982 | -0.5509 | -0.21982 | 0 | 74.1742
| Tariff | Dynamic | Average Weekday | June | CAISO 1-in-2 | 14 | -0.4923 | -0.15311 | -0.4923 | -0.15311 | 0 | 76.1494
| Tariff | Dynamic | Average Weekday | June | CAISO 1-in-2 | 15 | -0.33418 | 0.00812 | -0.33418 | 0.00812 | 0 | 77.65
| Tariff | Dynamic | Average Weekday | June | CAISO 1-in-2 | 16 | -0.012028 | 0.29975 | -0.012028 | 0.29975 | 0 | 78.4573
| Tariff | Dynamic | Average Weekday | June | CAISO 1-in-2 | 17 | 0.37061 | 0.64508 | -0.21547 | 0.059002 | 0.03025 | 78.7621
| Tariff | Dynamic | Average Weekday | June | CAISO 1-in-2 | 18 | 0.84837 | 1.0047 | 0.47223 | 0.58054 | 0.12963 | 78.0895
| Tariff | Dynamic | Average Weekday | June | CAISO 1-in-2 | 19 | 1.257 | 1.2617 | 1.0314 | 0.97791 | 0.11413 | 76.711
| Tariff | Dynamic | Average Weekday | June | CAISO 1-in-2 | 20 | 1.447 | 1.387 | 1.2839 | 1.1945 | 0.064747 | 74.5838
| Tariff | Dynamic | Average Weekday | June | CAISO 1-in-2 | 21 | 1.497 | 1.4429 | 1.3634 | 1.2799 | 0.076769 | 71.5813
| Tariff | Dynamic | Average Weekday | June | CAISO 1-in-2 | 22 | 1.4803 | 1.4051 | 1.7538 | 1.8595 | 0.073661 | 68.4608
| Tariff | Dynamic | Average Weekday | June | CAISO 1-in-2 | 23 | 1.5197 | 1.481 | 1.5197 | 1.5677 | 0 | 66.571
| Tariff | Dynamic | Average Weekday | June | CAISO 1-in-2 | 24 | 1.362 | 1.3458 | 1.362 | 1.4194 | 0 | 65.2138
| Tariff | Dynamic | Average Weekday | June | SCE 1-in-10 | 1 | 1.3667 | 1.359 | 1.3667 | 1.359 | 0 | 67.3495
| Tariff | Dynamic | Average Weekday | June | SCE 1-in-10 | 2 | 1.173 | 1.1706 | 1.173 | 1.1706 | 0 | 66.6055
| Tariff | Dynamic | Average Weekday | June | SCE 1-in-10 | 3 | 1.0169 | 1.0072 | 1.0169 | 1.0072 | 0 | 65.9351
| Tariff | Dynamic | Average Weekday | June | SCE 1-in-10 | 4 | 0.90407 | 0.88737 | 0.90407 | 0.88737 | 0 | 65.3086
| Tariff | Dynamic | Average Weekday | June | SCE 1-in-10 | 5 | 0.8282 | 0.8048 | 0.8282 | 0.8048 | 0 | 64.8
| Tariff | Dynamic | Average Weekday | June | SCE 1-in-10 | 6 | 0.78189 | 0.77085 | 0.78189 | 0.77085 | 0 | 64.3984
| Tariff | Dynamic | Average Weekday | June | SCE 1-in-10 | 7 | 0.74081 | 0.78354 | 0.74081 | 0.78354 | 0 | 64.0832
| Tariff | Dynamic | Average Weekday | June | SCE 1-in-10 | 8 | 0.62998 | 0.70716 | 0.62998 | 0.70716 | 0 | 64.6289
| Tariff | Dynamic | Average Weekday | June | SCE 1-in-10 | 9 | 0.38577 | 0.47475 | 0.38577 | 0.47475 | 0 | 66.5084
| Tariff | Dynamic | Average Weekday | June | SCE 1-in-10 | 10 | 0.082068 | 0.24876 | 0.082068 | 0.24876 | 0 | 69.3624
| Tariff | Dynamic | Average Weekday | June | SCE 1-in-10 | 11 | -0.19953 | 0.055105 | -0.19953 | 0.055105 | 0 | 72.5408
| Tariff | Dynamic | Average Weekday | June | SCE 1-in-10 | 12 | -0.33486 | -0.021827 | -0.33486 | -0.021827 | 0 | 75.638
| Tariff | Dynamic | Average Weekday | June | SCE 1-in-10 | 13 | -0.32802 | 0.003061 | -0.32802 | 0.003061 | 0 | 77.9964
| Tariff | Dynamic | Average Weekday | June | SCE 1-in-10 | 14 | -0.20437 | 0.13482 | -0.20437 | 0.13482 | 0 | 79.6943
| Tariff | Dynamic | Average Weekday | June | SCE 1-in-10 | 15 | -0.0014445 | 0.34085 | -0.0014445 | 0.34085 | 0 | 80.8962
| Tariff | Dynamic | Average Weekday | June | SCE 1-in-10 | 16 | 0.35988 | 0.67166 | 0.35988 | 0.67166 | 0 | 81.6137
| Tariff | Dynamic | Average Weekday | June | SCE 1-in-10 | 17 | 0.75846 | 1.0329 | -0.0031888 | 0.11348 | 0.025385 | 81.5939
| Tariff | Dynamic | Average Weekday | June | SCE 1-in-10 | 18 | 1.2537 | 1.41 | 0.82467 | 0.93298 | 0.11258 | 80.8397
| Tariff | Dynamic | Average Weekday | June | SCE 1-in-10 | 19 | 1.65 | 1.6547 | 1.389 | 1.3355 | 0.097974 | 79.4973
| Tariff | Dynamic | Average Weekday | June | SCE 1-in-10 | 20 | 1.7793 | 1.7193 | 1.5882 | 1.4988 | 0.05351 | 77.4329
| Tariff | Dynamic | Average Weekday | June | SCE 1-in-10 | 21 | 1.803 | 1.7489 | 1.6395 | 1.5561 | 0.064619 | 74.6159
| Tariff | Dynamic | Average Weekday | June | SCE 1-in-10 | 22 | 1.7722 | 1.6971 | 2.0706 | 2.1763 | 0.059441 | 71.6465
| Tariff | Dynamic | Average Weekday | June | SCE 1-in-10 | 23 | 1.7811 | 1.7424 | 1.7888 | 1.8681 | 0.003819 | 69.7284
| Tariff | Dynamic | Average Weekday | June | SCE 1-in-10 | 24 | 1.5757 | 1.5596 | 1.5891 | 1.6541 | 0.0066582 | 68.4584
| Tariff | Dynamic | Average Weekday | June | SCE 1-in-2 | 1 | 1.2257 | 1.218 | 1.2257 | 1.218 | 0 | 63.8985
| Tariff | Dynamic | Average Weekday | June | SCE 1-in-2 | 2 | 1.0693 | 1.067 | 1.0693 | 1.067 | 0 | 62.9591
| Tariff | Dynamic | Average Weekday | June | SCE 1-in-2 | 3 | 0.94338 | 0.93365 | 0.94338 | 0.93365 | 0 | 62.1448
| Tariff | Dynamic | Average Weekday | June | SCE 1-in-2 | 4 | 0.84572 | 0.82903 | 0.84572 | 0.82903 | 0 | 61.4371
| Tariff | Dynamic | Average Weekday | June | SCE 1-in-2 | 5 | 0.78051 | 0.75712 | 0.78051 | 0.75712 | 0 | 60.8605
| Tariff | Dynamic | Average Weekday | June | SCE 1-in-2 | 6 | 0.7444 | 0.73335 | 0.7444 | 0.73335 | 0 | 60.3159
| Tariff | Dynamic | Average Weekday | June | SCE 1-in-2 | 7 | 0.7161 | 0.75883 | 0.7161 | 0.75883 | 0 | 59.8868
| Tariff | Dynamic | Average Weekday | June | SCE 1-in-2 | 8 | 0.59877 | 0.67595 | 0.59877 | 0.67595 | 0 | 60.5128
| Tariff | Dynamic | Average Weekday | June | SCE 1-in-2 | 9 | 0.33105 | 0.42002 | 0.33105 | 0.42002 | 0 | 62.6337
| Tariff | Dynamic | Average Weekday | June | SCE 1-in-2 | 10 | -0.01259 | 0.1541 | -0.01259 | 0.1541 | 0 | 65.4747
| Tariff | Dynamic | Average Weekday | June | SCE 1-in-2 | 11 | -0.30043 | -0.045789 | -0.30043 | -0.045789 | 0 | 68.6053
| Tariff | Dynamic | Average Weekday | June | SCE 1-in-2 | 12 | -0.49456 | -0.18153 | -0.49456 | -0.18153 | 0 | 71.7117
| Tariff | Dynamic | Average Weekday | June | SCE 1-in-2 | 13 | -0.5509 | -0.21982 | -0.5509 | -0.21982 | 0 | 74.1742
| Tariff | Dynamic | Average Weekday | June | SCE 1-in-2 | 14 | -0.4923 | -0.15311 | -0.4923 | -0.15311 | 0 | 76.1494
| Tariff | Dynamic | Average Weekday | June | SCE 1-in-2 | 15 | -0.33418 | 0.00812 | -0.33418 | 0.00812 | 0 | 77.65
| Tariff | Dynamic | Average Weekday | June | SCE 1-in-2 | 16 | -0.012028 | 0.29975 | -0.012028 | 0.29975 | 0 | 78.4573
| Tariff | Dynamic | Average Weekday | June | SCE 1-in-2 | 17 | 0.37061 | 0.64508 | -0.21547 | 0.059002 | 0.03025 | 78.7621
| Tariff | Dynamic | Average Weekday | June | SCE 1-in-2 | 18 | 0.84837 | 1.0047 | 0.47223 | 0.58054 | 0.12963 | 78.0895
| Tariff | Dynamic | Average Weekday | June | SCE 1-in-2 | 19 | 1.257 | 1.2617 | 1.0314 | 0.97791 | 0.11413 | 76.711
| Tariff | Dynamic | Average Weekday | June | SCE 1-in-2 | 20 | 1.447 | 1.387 | 1.2839 | 1.1945 | 0.064747 | 74.5838
| Tariff | Dynamic | Average Weekday | June | SCE 1-in-2 | 21 | 1.497 | 1.4429 | 1.3634 | 1.2799 | 0.076769 | 71.5813
| Tariff | Dynamic | Average Weekday | June | SCE 1-in-2 | 22 | 1.4803 | 1.4051 | 1.7538 | 1.8595 | 0.073661 | 68.4608
| Tariff | Dynamic | Average Weekday | June | SCE 1-in-2 | 23 | 1.5197 | 1.481 | 1.5197 | 1.5677 | 0 | 66.571
| Tariff | Dynamic | Average Weekday | June | SCE 1-in-2 | 24 | 1.362 | 1.3458 | 1.362 | 1.4194 | 0 | 65.2138
| Tariff | Dynamic | Average Weekday | March | CAISO 1-in-10 | 1 | 1.1015 | 1.0937 | 1.1015 | 1.0937 | 0 | 58.7819
| Tariff | Dynamic | Average Weekday | March | CAISO 1-in-10 | 2 | 0.97328 | 0.97091 | 0.97328 | 0.97091 | 0 | 57.6886
| Tariff | Dynamic | Average Weekday | March | CAISO 1-in-10 | 3 | 0.86632 | 0.85659 | 0.86632 | 0.85659 | 0 | 56.6677
| Tariff | Dynamic | Average Weekday | March | CAISO 1-in-10 | 4 | 0.78636 | 0.76967 | 0.78636 | 0.76967 | 0 | 55.7226
| Tariff | Dynamic | Average Weekday | March | CAISO 1-in-10 | 5 | 0.73931 | 0.71592 | 0.73931 | 0.71592 | 0 | 54.9489
| Tariff | Dynamic | Average Weekday | March | CAISO 1-in-10 | 6 | 0.72037 | 0.70933 | 0.72037 | 0.70933 | 0 | 54.2737
| Tariff | Dynamic | Average Weekday | March | CAISO 1-in-10 | 7 | 0.71875 | 0.76147 | 0.71875 | 0.76147 | 0 | 53.8841
| Tariff | Dynamic | Average Weekday | March | CAISO 1-in-10 | 8 | 0.61178 | 0.68896 | 0.61178 | 0.68896 | 0 | 53.866
| Tariff | Dynamic | Average Weekday | March | CAISO 1-in-10 | 9 | 0.34176 | 0.43074 | 0.34176 | 0.43074 | 0 | 55.3317
| Tariff | Dynamic | Average Weekday | March | CAISO 1-in-10 | 10 | 0.0094306 | 0.17612 | 0.0094306 | 0.17612 | 0 | 58.9681
| Tariff | Dynamic | Average Weekday | March | CAISO 1-in-10 | 11 | -0.28291 | -0.028272 | -0.28291 | -0.028272 | 0 | 63.3105
| Tariff | Dynamic | Average Weekday | March | CAISO 1-in-10 | 12 | -0.49071 | -0.17768 | -0.49071 | -0.17768 | 0 | 67.2115
| Tariff | Dynamic | Average Weekday | March | CAISO 1-in-10 | 13 | -0.58109 | -0.25001 | -0.58109 | -0.25001 | 0 | 70.1761
| Tariff | Dynamic | Average Weekday | March | CAISO 1-in-10 | 14 | -0.55931 | -0.22012 | -0.55931 | -0.22012 | 0 | 72.1978
| Tariff | Dynamic | Average Weekday | March | CAISO 1-in-10 | 15 | -0.44048 | -0.098183 | -0.44048 | -0.098183 | 0 | 73.3988
| Tariff | Dynamic | Average Weekday | March | CAISO 1-in-10 | 16 | -0.17248 | 0.1393 | -0.17248 | 0.1393 | 0 | 73.9396
| Tariff | Dynamic | Average Weekday | March | CAISO 1-in-10 | 17 | 0.1545 | 0.42898 | 0.12625 | 0.40072 | 0.014128 | 73.8109
| Tariff | Dynamic | Average Weekday | March | CAISO 1-in-10 | 18 | 0.57979 | 0.73608 | 0.57979 | 0.73608 | 0 | 72.8842
| Tariff | Dynamic | Average Weekday | March | CAISO 1-in-10 | 19 | 0.97306 | 0.97783 | 0.97306 | 0.97783 | 0 | 71.1033
| Tariff | Dynamic | Average Weekday | March | CAISO 1-in-10 | 20 | 1.1934 | 1.1333 | 1.1436 | 1.0835 | 0.024899 | 68.4163
| Tariff | Dynamic | Average Weekday | March | CAISO 1-in-10 | 21 | 1.245 | 1.1909 | 1.1691 | 1.1061 | 0.037942 | 65.7009
| Tariff | Dynamic | Average Weekday | March | CAISO 1-in-10 | 22 | 1.2423 | 1.1671 | 1.3803 | 1.3051 | 0.094523 | 63.9148
| Tariff | Dynamic | Average Weekday | March | CAISO 1-in-10 | 23 | 1.2973 | 1.2586 | 1.2973 | 1.2956 | 0 | 62.5409
| Tariff | Dynamic | Average Weekday | March | CAISO 1-in-10 | 24 | 1.185 | 1.1688 | 1.185 | 1.216 | 0 | 61.1304
| Tariff | Dynamic | Average Weekday | March | CAISO 1-in-2 | 1 | 1.1028 | 1.0951 | 1.1028 | 1.0951 | 0 | 54.9274
| Tariff | Dynamic | Average Weekday | March | CAISO 1-in-2 | 2 | 0.9844 | 0.98203 | 0.9844 | 0.98203 | 0 | 53.8876
| Tariff | Dynamic | Average Weekday | March | CAISO 1-in-2 | 3 | 0.88577 | 0.87604 | 0.88577 | 0.87604 | 0 | 52.9417
| Tariff | Dynamic | Average Weekday | March | CAISO 1-in-2 | 4 | 0.81328 | 0.79659 | 0.81328 | 0.79659 | 0 | 52.1497
| Tariff | Dynamic | Average Weekday | March | CAISO 1-in-2 | 5 | 0.77371 | 0.75031 | 0.77371 | 0.75031 | 0 | 51.4295
| Tariff | Dynamic | Average Weekday | March | CAISO 1-in-2 | 6 | 0.76341 | 0.75237 | 0.76341 | 0.75237 | 0 | 50.8163
| Tariff | Dynamic | Average Weekday | March | CAISO 1-in-2 | 7 | 0.78334 | 0.82607 | 0.78334 | 0.82607 | 0 | 50.4293
| Tariff | Dynamic | Average Weekday | March | CAISO 1-in-2 | 8 | 0.69415 | 0.77133 | 0.69415 | 0.77133 | 0 | 50.2642
| Tariff | Dynamic | Average Weekday | March | CAISO 1-in-2 | 9 | 0.41529 | 0.50426 | 0.41529 | 0.50426 | 0 | 51.3551
| Tariff | Dynamic | Average Weekday | March | CAISO 1-in-2 | 10 | 0.085017 | 0.25171 | 0.085017 | 0.25171 | 0 | 54.2978
| Tariff | Dynamic | Average Weekday | March | CAISO 1-in-2 | 11 | -0.19423 | 0.060404 | -0.19423 | 0.060404 | 0 | 57.7935
| Tariff | Dynamic | Average Weekday | March | CAISO 1-in-2 | 12 | -0.37782 | -0.064788 | -0.37782 | -0.064788 | 0 | 61.0185
| Tariff | Dynamic | Average Weekday | March | CAISO 1-in-2 | 13 | -0.43471 | -0.10362 | -0.43471 | -0.10362 | 0 | 63.5216
| Tariff | Dynamic | Average Weekday | March | CAISO 1-in-2 | 14 | -0.41379 | -0.074598 | -0.41379 | -0.074598 | 0 | 65.2293
| Tariff | Dynamic | Average Weekday | March | CAISO 1-in-2 | 15 | -0.30907 | 0.033232 | -0.30907 | 0.033232 | 0 | 66.3792
| Tariff | Dynamic | Average Weekday | March | CAISO 1-in-2 | 16 | -0.058978 | 0.2528 | -0.058978 | 0.2528 | 0 | 67.0147
| Tariff | Dynamic | Average Weekday | March | CAISO 1-in-2 | 17 | 0.25511 | 0.52959 | 0.25511 | 0.52959 | 0 | 67.1457
| Tariff | Dynamic | Average Weekday | March | CAISO 1-in-2 | 18 | 0.6738 | 0.83009 | 0.6738 | 0.83009 | 0 | 66.4193
| Tariff | Dynamic | Average Weekday | March | CAISO 1-in-2 | 19 | 1.0315 | 1.0363 | 1.0315 | 1.0363 | 0 | 64.8017
| Tariff | Dynamic | Average Weekday | March | CAISO 1-in-2 | 20 | 1.202 | 1.142 | 1.202 | 1.142 | 0 | 62.302
| Tariff | Dynamic | Average Weekday | March | CAISO 1-in-2 | 21 | 1.2325 | 1.1784 | 1.2325 | 1.1784 | 0 | 59.8038
| Tariff | Dynamic | Average Weekday | March | CAISO 1-in-2 | 22 | 1.227 | 1.1519 | 1.227 | 1.1519 | 0 | 58.2381
| Tariff | Dynamic | Average Weekday | March | CAISO 1-in-2 | 23 | 1.2899 | 1.2512 | 1.2899 | 1.2512 | 0 | 56.9772
| Tariff | Dynamic | Average Weekday | March | CAISO 1-in-2 | 24 | 1.1847 | 1.1686 | 1.1847 | 1.1686 | 0 | 55.8134
| Tariff | Dynamic | Average Weekday | March | SCE 1-in-10 | 1 | 1.1015 | 1.0937 | 1.1015 | 1.0937 | 0 | 58.7819
| Tariff | Dynamic | Average Weekday | March | SCE 1-in-10 | 2 | 0.97328 | 0.97091 | 0.97328 | 0.97091 | 0 | 57.6886
| Tariff | Dynamic | Average Weekday | March | SCE 1-in-10 | 3 | 0.86632 | 0.85659 | 0.86632 | 0.85659 | 0 | 56.6677
| Tariff | Dynamic | Average Weekday | March | SCE 1-in-10 | 4 | 0.78636 | 0.76967 | 0.78636 | 0.76967 | 0 | 55.7226
| Tariff | Dynamic | Average Weekday | March | SCE 1-in-10 | 5 | 0.73931 | 0.71592 | 0.73931 | 0.71592 | 0 | 54.9489
| Tariff | Dynamic | Average Weekday | March | SCE 1-in-10 | 6 | 0.72037 | 0.70933 | 0.72037 | 0.70933 | 0 | 54.2737
| Tariff | Dynamic | Average Weekday | March | SCE 1-in-10 | 7 | 0.71875 | 0.76147 | 0.71875 | 0.76147 | 0 | 53.8841
| Tariff | Dynamic | Average Weekday | March | SCE 1-in-10 | 8 | 0.61178 | 0.68896 | 0.61178 | 0.68896 | 0 | 53.866
| Tariff | Dynamic | Average Weekday | March | SCE 1-in-10 | 9 | 0.34176 | 0.43074 | 0.34176 | 0.43074 | 0 | 55.3317
| Tariff | Dynamic | Average Weekday | March | SCE 1-in-10 | 10 | 0.0094306 | 0.17612 | 0.0094306 | 0.17612 | 0 | 58.9681
| Tariff | Dynamic | Average Weekday | March | SCE 1-in-10 | 11 | -0.28291 | -0.028272 | -0.28291 | -0.028272 | 0 | 63.3105
| Tariff | Dynamic | Average Weekday | March | SCE 1-in-10 | 12 | -0.49071 | -0.17768 | -0.49071 | -0.17768 | 0 | 67.2115
| Tariff | Dynamic | Average Weekday | March | SCE 1-in-10 | 13 | -0.58109 | -0.25001 | -0.58109 | -0.25001 | 0 | 70.1761
| Tariff | Dynamic | Average Weekday | March | SCE 1-in-10 | 14 | -0.55931 | -0.22012 | -0.55931 | -0.22012 | 0 | 72.1978
| Tariff | Dynamic | Average Weekday | March | SCE 1-in-10 | 15 | -0.44048 | -0.098183 | -0.44048 | -0.098183 | 0 | 73.3988
| Tariff | Dynamic | Average Weekday | March | SCE 1-in-10 | 16 | -0.17248 | 0.1393 | -0.17248 | 0.1393 | 0 | 73.9396
| Tariff | Dynamic | Average Weekday | March | SCE 1-in-10 | 17 | 0.1545 | 0.42898 | 0.12625 | 0.40072 | 0.014128 | 73.8109
| Tariff | Dynamic | Average Weekday | March | SCE 1-in-10 | 18 | 0.57979 | 0.73608 | 0.57979 | 0.73608 | 0 | 72.8842
| Tariff | Dynamic | Average Weekday | March | SCE 1-in-10 | 19 | 0.97306 | 0.97783 | 0.97306 | 0.97783 | 0 | 71.1033
| Tariff | Dynamic | Average Weekday | March | SCE 1-in-10 | 20 | 1.1934 | 1.1333 | 1.1436 | 1.0835 | 0.024899 | 68.4163
| Tariff | Dynamic | Average Weekday | March | SCE 1-in-10 | 21 | 1.245 | 1.1909 | 1.1691 | 1.1061 | 0.037942 | 65.7009
| Tariff | Dynamic | Average Weekday | March | SCE 1-in-10 | 22 | 1.2423 | 1.1671 | 1.3803 | 1.3051 | 0.094523 | 63.9148
| Tariff | Dynamic | Average Weekday | March | SCE 1-in-10 | 23 | 1.2973 | 1.2586 | 1.2973 | 1.2956 | 0 | 62.5409
| Tariff | Dynamic | Average Weekday | March | SCE 1-in-10 | 24 | 1.185 | 1.1688 | 1.185 | 1.216 | 0 | 61.1304
| Tariff | Dynamic | Average Weekday | March | SCE 1-in-2 | 1 | 1.0977 | 1.0899 | 1.0977 | 1.0899 | 0 | 55.1274
| Tariff | Dynamic | Average Weekday | March | SCE 1-in-2 | 2 | 0.97925 | 0.97689 | 0.97925 | 0.97689 | 0 | 54.2066
| Tariff | Dynamic | Average Weekday | March | SCE 1-in-2 | 3 | 0.8805 | 0.87077 | 0.8805 | 0.87077 | 0 | 53.3944
| Tariff | Dynamic | Average Weekday | March | SCE 1-in-2 | 4 | 0.80777 | 0.79108 | 0.80777 | 0.79108 | 0 | 52.7234
| Tariff | Dynamic | Average Weekday | March | SCE 1-in-2 | 5 | 0.76774 | 0.74435 | 0.76774 | 0.74435 | 0 | 52.1048
| Tariff | Dynamic | Average Weekday | March | SCE 1-in-2 | 6 | 0.75707 | 0.74603 | 0.75707 | 0.74603 | 0 | 51.6515
| Tariff | Dynamic | Average Weekday | March | SCE 1-in-2 | 7 | 0.77625 | 0.81898 | 0.77625 | 0.81898 | 0 | 51.2768
| Tariff | Dynamic | Average Weekday | March | SCE 1-in-2 | 8 | 0.68737 | 0.76455 | 0.68737 | 0.76455 | 0 | 51.1071
| Tariff | Dynamic | Average Weekday | March | SCE 1-in-2 | 9 | 0.41032 | 0.4993 | 0.41032 | 0.4993 | 0 | 52.239
| Tariff | Dynamic | Average Weekday | March | SCE 1-in-2 | 10 | 0.081293 | 0.24798 | 0.081293 | 0.24798 | 0 | 55.086
| Tariff | Dynamic | Average Weekday | March | SCE 1-in-2 | 11 | -0.19822 | 0.056419 | -0.19822 | 0.056419 | 0 | 58.4247
| Tariff | Dynamic | Average Weekday | March | SCE 1-in-2 | 12 | -0.38139 | -0.068358 | -0.38139 | -0.068358 | 0 | 61.5438
| Tariff | Dynamic | Average Weekday | March | SCE 1-in-2 | 13 | -0.44067 | -0.10958 | -0.44067 | -0.10958 | 0 | 63.9189
| Tariff | Dynamic | Average Weekday | March | SCE 1-in-2 | 14 | -0.42108 | -0.081883 | -0.42108 | -0.081883 | 0 | 65.489
| Tariff | Dynamic | Average Weekday | March | SCE 1-in-2 | 15 | -0.31699 | 0.025312 | -0.31699 | 0.025312 | 0 | 66.4972
| Tariff | Dynamic | Average Weekday | March | SCE 1-in-2 | 16 | -0.068274 | 0.2435 | -0.068274 | 0.2435 | 0 | 67.119
| Tariff | Dynamic | Average Weekday | March | SCE 1-in-2 | 17 | 0.24428 | 0.51875 | 0.24428 | 0.51875 | 0 | 67.1648
| Tariff | Dynamic | Average Weekday | March | SCE 1-in-2 | 18 | 0.66478 | 0.82107 | 0.66478 | 0.82107 | 0 | 66.32
| Tariff | Dynamic | Average Weekday | March | SCE 1-in-2 | 19 | 1.0245 | 1.0292 | 1.0245 | 1.0292 | 0 | 64.7543
| Tariff | Dynamic | Average Weekday | March | SCE 1-in-2 | 20 | 1.1966 | 1.1366 | 1.1966 | 1.1366 | 0 | 62.4435
| Tariff | Dynamic | Average Weekday | March | SCE 1-in-2 | 21 | 1.2281 | 1.174 | 1.2281 | 1.174 | 0 | 60.1946
| Tariff | Dynamic | Average Weekday | March | SCE 1-in-2 | 22 | 1.2225 | 1.1473 | 1.2225 | 1.1473 | 0 | 58.7066
| Tariff | Dynamic | Average Weekday | March | SCE 1-in-2 | 23 | 1.2845 | 1.2458 | 1.2845 | 1.2458 | 0 | 57.5513
| Tariff | Dynamic | Average Weekday | March | SCE 1-in-2 | 24 | 1.1792 | 1.1631 | 1.1792 | 1.1631 | 0 | 56.5158
| Tariff | Dynamic | Average Weekday | May | CAISO 1-in-10 | 1 | 1.184 | 1.1762 | 1.184 | 1.1762 | 0 | 63.1376
| Tariff | Dynamic | Average Weekday | May | CAISO 1-in-10 | 2 | 1.0425 | 1.0402 | 1.0425 | 1.0402 | 0 | 62.116
| Tariff | Dynamic | Average Weekday | May | CAISO 1-in-10 | 3 | 0.92403 | 0.9143 | 0.92403 | 0.9143 | 0 | 61.2507
| Tariff | Dynamic | Average Weekday | May | CAISO 1-in-10 | 4 | 0.83088 | 0.81419 | 0.83088 | 0.81419 | 0 | 60.4605
| Tariff | Dynamic | Average Weekday | May | CAISO 1-in-10 | 5 | 0.76938 | 0.74598 | 0.76938 | 0.74598 | 0 | 59.8553
| Tariff | Dynamic | Average Weekday | May | CAISO 1-in-10 | 6 | 0.7354 | 0.72436 | 0.7354 | 0.72436 | 0 | 59.3794
| Tariff | Dynamic | Average Weekday | May | CAISO 1-in-10 | 7 | 0.70908 | 0.7518 | 0.70908 | 0.7518 | 0 | 59.1446
| Tariff | Dynamic | Average Weekday | May | CAISO 1-in-10 | 8 | 0.59258 | 0.66976 | 0.59258 | 0.66976 | 0 | 59.9524
| Tariff | Dynamic | Average Weekday | May | CAISO 1-in-10 | 9 | 0.3199 | 0.40888 | 0.3199 | 0.40888 | 0 | 62.3815
| Tariff | Dynamic | Average Weekday | May | CAISO 1-in-10 | 10 | -0.032933 | 0.13376 | -0.032933 | 0.13376 | 0 | 65.6146
| Tariff | Dynamic | Average Weekday | May | CAISO 1-in-10 | 11 | -0.38328 | -0.12864 | -0.38328 | -0.12864 | 0 | 68.6661
| Tariff | Dynamic | Average Weekday | May | CAISO 1-in-10 | 12 | -0.57745 | -0.26442 | -0.57745 | -0.26442 | 0 | 71.3062
| Tariff | Dynamic | Average Weekday | May | CAISO 1-in-10 | 13 | -0.64052 | -0.30944 | -0.64052 | -0.30944 | 0 | 73.5191
| Tariff | Dynamic | Average Weekday | May | CAISO 1-in-10 | 14 | -0.59417 | -0.25498 | -0.59417 | -0.25498 | 0 | 75.2868
| Tariff | Dynamic | Average Weekday | May | CAISO 1-in-10 | 15 | -0.44541 | -0.10311 | -0.44541 | -0.10311 | 0 | 76.5618
| Tariff | Dynamic | Average Weekday | May | CAISO 1-in-10 | 16 | -0.13183 | 0.17994 | -0.13183 | 0.17994 | 0 | 77.1876
| Tariff | Dynamic | Average Weekday | May | CAISO 1-in-10 | 17 | 0.25134 | 0.52582 | -0.13606 | 0.13841 | 0.032854 | 77.3279
| Tariff | Dynamic | Average Weekday | May | CAISO 1-in-10 | 18 | 0.73997 | 0.89626 | 0.39135 | 0.53378 | 0.13862 | 76.6578
| Tariff | Dynamic | Average Weekday | May | CAISO 1-in-10 | 19 | 1.1579 | 1.1627 | 0.94963 | 0.89613 | 0.12207 | 75.3517
| Tariff | Dynamic | Average Weekday | May | CAISO 1-in-10 | 20 | 1.3546 | 1.2945 | 1.2041 | 1.1147 | 0.069887 | 73.2956
| Tariff | Dynamic | Average Weekday | May | CAISO 1-in-10 | 21 | 1.4109 | 1.3568 | 1.2899 | 1.2064 | 0.081953 | 70.296
| Tariff | Dynamic | Average Weekday | May | CAISO 1-in-10 | 22 | 1.4019 | 1.3267 | 1.6682 | 1.7738 | 0.077884 | 67.5314
| Tariff | Dynamic | Average Weekday | May | CAISO 1-in-10 | 23 | 1.4508 | 1.4121 | 1.4508 | 1.4877 | 0 | 65.6764
| Tariff | Dynamic | Average Weekday | May | CAISO 1-in-10 | 24 | 1.3048 | 1.2887 | 1.3048 | 1.3561 | 0 | 64.2573
| Tariff | Dynamic | Average Weekday | May | CAISO 1-in-2 | 1 | 1.1238 | 1.1161 | 1.1238 | 1.1161 | 0 | 60.7077
| Tariff | Dynamic | Average Weekday | May | CAISO 1-in-2 | 2 | 0.98804 | 0.98568 | 0.98804 | 0.98568 | 0 | 60.0574
| Tariff | Dynamic | Average Weekday | May | CAISO 1-in-2 | 3 | 0.87541 | 0.86568 | 0.87541 | 0.86568 | 0 | 59.49
| Tariff | Dynamic | Average Weekday | May | CAISO 1-in-2 | 4 | 0.79189 | 0.77519 | 0.79189 | 0.77519 | 0 | 58.9549
| Tariff | Dynamic | Average Weekday | May | CAISO 1-in-2 | 5 | 0.7417 | 0.7183 | 0.7417 | 0.7183 | 0 | 58.4913
| Tariff | Dynamic | Average Weekday | May | CAISO 1-in-2 | 6 | 0.71995 | 0.7089 | 0.71995 | 0.7089 | 0 | 58.0531
| Tariff | Dynamic | Average Weekday | May | CAISO 1-in-2 | 7 | 0.71336 | 0.75609 | 0.71336 | 0.75609 | 0 | 57.6654
| Tariff | Dynamic | Average Weekday | May | CAISO 1-in-2 | 8 | 0.60325 | 0.68043 | 0.60325 | 0.68043 | 0 | 57.9501
| Tariff | Dynamic | Average Weekday | May | CAISO 1-in-2 | 9 | 0.33618 | 0.42515 | 0.33618 | 0.42515 | 0 | 59.5414
| Tariff | Dynamic | Average Weekday | May | CAISO 1-in-2 | 10 | 0.0053243 | 0.17201 | 0.0053243 | 0.17201 | 0 | 61.7633
| Tariff | Dynamic | Average Weekday | May | CAISO 1-in-2 | 11 | -0.27905 | -0.024407 | -0.27905 | -0.024407 | 0 | 64.3523
| Tariff | Dynamic | Average Weekday | May | CAISO 1-in-2 | 12 | -0.45621 | -0.14318 | -0.45621 | -0.14318 | 0 | 66.7617
| Tariff | Dynamic | Average Weekday | May | CAISO 1-in-2 | 13 | -0.55 | -0.21891 | -0.55 | -0.21891 | 0 | 68.8837
| Tariff | Dynamic | Average Weekday | May | CAISO 1-in-2 | 14 | -0.54329 | -0.2041 | -0.54329 | -0.2041 | 0 | 70.5282
| Tariff | Dynamic | Average Weekday | May | CAISO 1-in-2 | 15 | -0.44017 | -0.09787 | -0.44017 | -0.09787 | 0 | 71.7193
| Tariff | Dynamic | Average Weekday | May | CAISO 1-in-2 | 16 | -0.18339 | 0.12839 | -0.18339 | 0.12839 | 0 | 72.351
| Tariff | Dynamic | Average Weekday | May | CAISO 1-in-2 | 17 | 0.15434 | 0.42881 | 0.047568 | 0.32204 | 0.042246 | 72.3902
| Tariff | Dynamic | Average Weekday | May | CAISO 1-in-2 | 18 | 0.61725 | 0.77354 | 0.55104 | 0.70733 | 0.033105 | 71.7952
| Tariff | Dynamic | Average Weekday | May | CAISO 1-in-2 | 19 | 1.0202 | 1.025 | 0.93845 | 0.94322 | 0.040897 | 70.4849
| Tariff | Dynamic | Average Weekday | May | CAISO 1-in-2 | 20 | 1.2225 | 1.1625 | 1.1198 | 1.0545 | 0.089502 | 68.4312
| Tariff | Dynamic | Average Weekday | May | CAISO 1-in-2 | 21 | 1.276 | 1.2218 | 1.1996 | 1.1161 | 0.03818 | 65.7494
| Tariff | Dynamic | Average Weekday | May | CAISO 1-in-2 | 22 | 1.2719 | 1.1968 | 1.4988 | 1.4236 | 0.09606 | 63.5834
| Tariff | Dynamic | Average Weekday | May | CAISO 1-in-2 | 23 | 1.3238 | 1.2851 | 1.3238 | 1.3193 | 0 | 62.3085
| Tariff | Dynamic | Average Weekday | May | CAISO 1-in-2 | 24 | 1.2063 | 1.1901 | 1.2063 | 1.2388 | 0 | 61.3595
| Tariff | Dynamic | Average Weekday | May | SCE 1-in-10 | 1 | 1.184 | 1.1762 | 1.184 | 1.1762 | 0 | 63.1376
| Tariff | Dynamic | Average Weekday | May | SCE 1-in-10 | 2 | 1.0425 | 1.0402 | 1.0425 | 1.0402 | 0 | 62.116
| Tariff | Dynamic | Average Weekday | May | SCE 1-in-10 | 3 | 0.92403 | 0.9143 | 0.92403 | 0.9143 | 0 | 61.2507
| Tariff | Dynamic | Average Weekday | May | SCE 1-in-10 | 4 | 0.83088 | 0.81419 | 0.83088 | 0.81419 | 0 | 60.4605
| Tariff | Dynamic | Average Weekday | May | SCE 1-in-10 | 5 | 0.76938 | 0.74598 | 0.76938 | 0.74598 | 0 | 59.8553
| Tariff | Dynamic | Average Weekday | May | SCE 1-in-10 | 6 | 0.7354 | 0.72436 | 0.7354 | 0.72436 | 0 | 59.3794
| Tariff | Dynamic | Average Weekday | May | SCE 1-in-10 | 7 | 0.70908 | 0.7518 | 0.70908 | 0.7518 | 0 | 59.1446
| Tariff | Dynamic | Average Weekday | May | SCE 1-in-10 | 8 | 0.59258 | 0.66976 | 0.59258 | 0.66976 | 0 | 59.9524
| Tariff | Dynamic | Average Weekday | May | SCE 1-in-10 | 9 | 0.3199 | 0.40888 | 0.3199 | 0.40888 | 0 | 62.3815
| Tariff | Dynamic | Average Weekday | May | SCE 1-in-10 | 10 | -0.032933 | 0.13376 | -0.032933 | 0.13376 | 0 | 65.6146
| Tariff | Dynamic | Average Weekday | May | SCE 1-in-10 | 11 | -0.38328 | -0.12864 | -0.38328 | -0.12864 | 0 | 68.6661
| Tariff | Dynamic | Average Weekday | May | SCE 1-in-10 | 12 | -0.57745 | -0.26442 | -0.57745 | -0.26442 | 0 | 71.3062
| Tariff | Dynamic | Average Weekday | May | SCE 1-in-10 | 13 | -0.64052 | -0.30944 | -0.64052 | -0.30944 | 0 | 73.5191
| Tariff | Dynamic | Average Weekday | May | SCE 1-in-10 | 14 | -0.59417 | -0.25498 | -0.59417 | -0.25498 | 0 | 75.2868
| Tariff | Dynamic | Average Weekday | May | SCE 1-in-10 | 15 | -0.44541 | -0.10311 | -0.44541 | -0.10311 | 0 | 76.5618
| Tariff | Dynamic | Average Weekday | May | SCE 1-in-10 | 16 | -0.13183 | 0.17994 | -0.13183 | 0.17994 | 0 | 77.1876
| Tariff | Dynamic | Average Weekday | May | SCE 1-in-10 | 17 | 0.25134 | 0.52582 | -0.13606 | 0.13841 | 0.032854 | 77.3279
| Tariff | Dynamic | Average Weekday | May | SCE 1-in-10 | 18 | 0.73997 | 0.89626 | 0.39135 | 0.53378 | 0.13862 | 76.6578
| Tariff | Dynamic | Average Weekday | May | SCE 1-in-10 | 19 | 1.1579 | 1.1627 | 0.94963 | 0.89613 | 0.12207 | 75.3517
| Tariff | Dynamic | Average Weekday | May | SCE 1-in-10 | 20 | 1.3546 | 1.2945 | 1.2041 | 1.1147 | 0.069887 | 73.2956
| Tariff | Dynamic | Average Weekday | May | SCE 1-in-10 | 21 | 1.4109 | 1.3568 | 1.2899 | 1.2064 | 0.081953 | 70.296
| Tariff | Dynamic | Average Weekday | May | SCE 1-in-10 | 22 | 1.4019 | 1.3267 | 1.6682 | 1.7738 | 0.077884 | 67.5314
| Tariff | Dynamic | Average Weekday | May | SCE 1-in-10 | 23 | 1.4508 | 1.4121 | 1.4508 | 1.4877 | 0 | 65.6764
| Tariff | Dynamic | Average Weekday | May | SCE 1-in-10 | 24 | 1.3048 | 1.2887 | 1.3048 | 1.3561 | 0 | 64.2573
| Tariff | Dynamic | Average Weekday | May | SCE 1-in-2 | 1 | 1.1238 | 1.1161 | 1.1238 | 1.1161 | 0 | 60.7077
| Tariff | Dynamic | Average Weekday | May | SCE 1-in-2 | 2 | 0.98804 | 0.98568 | 0.98804 | 0.98568 | 0 | 60.0574
| Tariff | Dynamic | Average Weekday | May | SCE 1-in-2 | 3 | 0.87541 | 0.86568 | 0.87541 | 0.86568 | 0 | 59.49
| Tariff | Dynamic | Average Weekday | May | SCE 1-in-2 | 4 | 0.79189 | 0.77519 | 0.79189 | 0.77519 | 0 | 58.9549
| Tariff | Dynamic | Average Weekday | May | SCE 1-in-2 | 5 | 0.7417 | 0.7183 | 0.7417 | 0.7183 | 0 | 58.4913
| Tariff | Dynamic | Average Weekday | May | SCE 1-in-2 | 6 | 0.71995 | 0.7089 | 0.71995 | 0.7089 | 0 | 58.0531
| Tariff | Dynamic | Average Weekday | May | SCE 1-in-2 | 7 | 0.71336 | 0.75609 | 0.71336 | 0.75609 | 0 | 57.6654
| Tariff | Dynamic | Average Weekday | May | SCE 1-in-2 | 8 | 0.60325 | 0.68043 | 0.60325 | 0.68043 | 0 | 57.9501
| Tariff | Dynamic | Average Weekday | May | SCE 1-in-2 | 9 | 0.33618 | 0.42515 | 0.33618 | 0.42515 | 0 | 59.5414
| Tariff | Dynamic | Average Weekday | May | SCE 1-in-2 | 10 | 0.0053243 | 0.17201 | 0.0053243 | 0.17201 | 0 | 61.7633
| Tariff | Dynamic | Average Weekday | May | SCE 1-in-2 | 11 | -0.27905 | -0.024407 | -0.27905 | -0.024407 | 0 | 64.3523
| Tariff | Dynamic | Average Weekday | May | SCE 1-in-2 | 12 | -0.45621 | -0.14318 | -0.45621 | -0.14318 | 0 | 66.7617
| Tariff | Dynamic | Average Weekday | May | SCE 1-in-2 | 13 | -0.55 | -0.21891 | -0.55 | -0.21891 | 0 | 68.8837
| Tariff | Dynamic | Average Weekday | May | SCE 1-in-2 | 14 | -0.54329 | -0.2041 | -0.54329 | -0.2041 | 0 | 70.5282
| Tariff | Dynamic | Average Weekday | May | SCE 1-in-2 | 15 | -0.44017 | -0.09787 | -0.44017 | -0.09787 | 0 | 71.7193
| Tariff | Dynamic | Average Weekday | May | SCE 1-in-2 | 16 | -0.18339 | 0.12839 | -0.18339 | 0.12839 | 0 | 72.351
| Tariff | Dynamic | Average Weekday | May | SCE 1-in-2 | 17 | 0.15434 | 0.42881 | 0.047568 | 0.32204 | 0.042246 | 72.3902
| Tariff | Dynamic | Average Weekday | May | SCE 1-in-2 | 18 | 0.61725 | 0.77354 | 0.55104 | 0.70733 | 0.033105 | 71.7952
| Tariff | Dynamic | Average Weekday | May | SCE 1-in-2 | 19 | 1.0202 | 1.025 | 0.93845 | 0.94322 | 0.040897 | 70.4849
| Tariff | Dynamic | Average Weekday | May | SCE 1-in-2 | 20 | 1.2225 | 1.1625 | 1.1198 | 1.0545 | 0.089502 | 68.4312
| Tariff | Dynamic | Average Weekday | May | SCE 1-in-2 | 21 | 1.276 | 1.2218 | 1.1996 | 1.1161 | 0.03818 | 65.7494
| Tariff | Dynamic | Average Weekday | May | SCE 1-in-2 | 22 | 1.2719 | 1.1968 | 1.4988 | 1.4236 | 0.09606 | 63.5834
| Tariff | Dynamic | Average Weekday | May | SCE 1-in-2 | 23 | 1.3238 | 1.2851 | 1.3238 | 1.3193 | 0 | 62.3085
| Tariff | Dynamic | Average Weekday | May | SCE 1-in-2 | 24 | 1.2063 | 1.1901 | 1.2063 | 1.2388 | 0 | 61.3595
| Tariff | Dynamic | Average Weekday | November | CAISO 1-in-10 | 1 | 1.0918 | 1.0841 | 1.0918 | 1.0841 | 0 | 57.1979
| Tariff | Dynamic | Average Weekday | November | CAISO 1-in-10 | 2 | 0.96852 | 0.96616 | 0.96852 | 0.96616 | 0 | 56.1693
| Tariff | Dynamic | Average Weekday | November | CAISO 1-in-10 | 3 | 0.86508 | 0.85535 | 0.86508 | 0.85535 | 0 | 55.2489
| Tariff | Dynamic | Average Weekday | November | CAISO 1-in-10 | 4 | 0.78867 | 0.77198 | 0.78867 | 0.77198 | 0 | 54.3229
| Tariff | Dynamic | Average Weekday | November | CAISO 1-in-10 | 5 | 0.74562 | 0.72223 | 0.74562 | 0.72223 | 0 | 53.5575
| Tariff | Dynamic | Average Weekday | November | CAISO 1-in-10 | 6 | 0.73111 | 0.72006 | 0.73111 | 0.72006 | 0 | 52.9595
| Tariff | Dynamic | Average Weekday | November | CAISO 1-in-10 | 7 | 0.73856 | 0.78129 | 0.73856 | 0.78129 | 0 | 52.5661
| Tariff | Dynamic | Average Weekday | November | CAISO 1-in-10 | 8 | 0.63699 | 0.71417 | 0.63699 | 0.71417 | 0 | 52.3958
| Tariff | Dynamic | Average Weekday | November | CAISO 1-in-10 | 9 | 0.36503 | 0.454 | 0.36503 | 0.454 | 0 | 54.0516
| Tariff | Dynamic | Average Weekday | November | CAISO 1-in-10 | 10 | 0.037515 | 0.2042 | 0.037515 | 0.2042 | 0 | 58.0985
| Tariff | Dynamic | Average Weekday | November | CAISO 1-in-10 | 11 | -0.24853 | 0.0061036 | -0.24853 | 0.0061036 | 0 | 62.7047
| Tariff | Dynamic | Average Weekday | November | CAISO 1-in-10 | 12 | -0.46643 | -0.1534 | -0.46643 | -0.1534 | 0 | 66.4072
| Tariff | Dynamic | Average Weekday | November | CAISO 1-in-10 | 13 | -0.54523 | -0.21414 | -0.54523 | -0.21414 | 0 | 69.0438
| Tariff | Dynamic | Average Weekday | November | CAISO 1-in-10 | 14 | -0.51829 | -0.17909 | -0.51829 | -0.17909 | 0 | 70.6481
| Tariff | Dynamic | Average Weekday | November | CAISO 1-in-10 | 15 | -0.40382 | -0.061519 | -0.40382 | -0.061519 | 0 | 71.4351
| Tariff | Dynamic | Average Weekday | November | CAISO 1-in-10 | 16 | -0.14959 | 0.16219 | -0.14959 | 0.16219 | 0 | 71.5811
| Tariff | Dynamic | Average Weekday | November | CAISO 1-in-10 | 17 | 0.16151 | 0.43598 | 0.16151 | 0.43598 | 0 | 70.8495
| Tariff | Dynamic | Average Weekday | November | CAISO 1-in-10 | 18 | 0.59234 | 0.74863 | 0.59234 | 0.74863 | 0 | 68.9135
| Tariff | Dynamic | Average Weekday | November | CAISO 1-in-10 | 19 | 0.98892 | 0.99369 | 0.98885 | 0.99361 | 3.5882e-05 | 66.3672
| Tariff | Dynamic | Average Weekday | November | CAISO 1-in-10 | 20 | 1.1721 | 1.112 | 1.1662 | 1.1062 | 0.0029169 | 64.2188
| Tariff | Dynamic | Average Weekday | November | CAISO 1-in-10 | 21 | 1.2177 | 1.1636 | 1.1875 | 1.1334 | 0.015113 | 62.5076
| Tariff | Dynamic | Average Weekday | November | CAISO 1-in-10 | 22 | 1.2171 | 1.142 | 1.2797 | 1.2045 | 0.031261 | 60.8334
| Tariff | Dynamic | Average Weekday | November | CAISO 1-in-10 | 23 | 1.2753 | 1.2366 | 1.2753 | 1.2366 | 0 | 59.417
| Tariff | Dynamic | Average Weekday | November | CAISO 1-in-10 | 24 | 1.1692 | 1.153 | 1.1692 | 1.1811 | 0 | 58.1824
| Tariff | Dynamic | Average Weekday | November | CAISO 1-in-2 | 1 | 1.095 | 1.0872 | 1.095 | 1.0872 | 0 | 56.1086
| Tariff | Dynamic | Average Weekday | November | CAISO 1-in-2 | 2 | 0.97411 | 0.97174 | 0.97411 | 0.97174 | 0 | 55.2549
| Tariff | Dynamic | Average Weekday | November | CAISO 1-in-2 | 3 | 0.87305 | 0.86332 | 0.87305 | 0.86332 | 0 | 54.5296
| Tariff | Dynamic | Average Weekday | November | CAISO 1-in-2 | 4 | 0.79857 | 0.78188 | 0.79857 | 0.78188 | 0 | 53.8301
| Tariff | Dynamic | Average Weekday | November | CAISO 1-in-2 | 5 | 0.75719 | 0.73379 | 0.75719 | 0.73379 | 0 | 53.2234
| Tariff | Dynamic | Average Weekday | November | CAISO 1-in-2 | 6 | 0.74473 | 0.73369 | 0.74473 | 0.73369 | 0 | 52.7129
| Tariff | Dynamic | Average Weekday | November | CAISO 1-in-2 | 7 | 0.75824 | 0.80097 | 0.75824 | 0.80097 | 0 | 52.4903
| Tariff | Dynamic | Average Weekday | November | CAISO 1-in-2 | 8 | 0.66288 | 0.74006 | 0.66288 | 0.74006 | 0 | 52.3773
| Tariff | Dynamic | Average Weekday | November | CAISO 1-in-2 | 9 | 0.38817 | 0.47715 | 0.38817 | 0.47715 | 0 | 53.8834
| Tariff | Dynamic | Average Weekday | November | CAISO 1-in-2 | 10 | 0.060027 | 0.22672 | 0.060027 | 0.22672 | 0 | 57.1432
| Tariff | Dynamic | Average Weekday | November | CAISO 1-in-2 | 11 | -0.2209 | 0.033742 | -0.2209 | 0.033742 | 0 | 61.0311
| Tariff | Dynamic | Average Weekday | November | CAISO 1-in-2 | 12 | -0.40713 | -0.094102 | -0.40713 | -0.094102 | 0 | 64.4529
| Tariff | Dynamic | Average Weekday | November | CAISO 1-in-2 | 13 | -0.49249 | -0.16141 | -0.49249 | -0.16141 | 0 | 66.9795
| Tariff | Dynamic | Average Weekday | November | CAISO 1-in-2 | 14 | -0.47037 | -0.13118 | -0.47037 | -0.13118 | 0 | 68.5275
| Tariff | Dynamic | Average Weekday | November | CAISO 1-in-2 | 15 | -0.35928 | -0.01698 | -0.35928 | -0.01698 | 0 | 69.2816
| Tariff | Dynamic | Average Weekday | November | CAISO 1-in-2 | 16 | -0.1102 | 0.20157 | -0.1102 | 0.20157 | 0 | 69.2692
| Tariff | Dynamic | Average Weekday | November | CAISO 1-in-2 | 17 | 0.19698 | 0.47145 | 0.19698 | 0.47145 | 0 | 68.3256
| Tariff | Dynamic | Average Weekday | November | CAISO 1-in-2 | 18 | 0.63662 | 0.79291 | 0.63662 | 0.79291 | 0 | 66.1913
| Tariff | Dynamic | Average Weekday | November | CAISO 1-in-2 | 19 | 1.0188 | 1.0236 | 1.0188 | 1.0236 | 0 | 63.7763
| Tariff | Dynamic | Average Weekday | November | CAISO 1-in-2 | 20 | 1.1835 | 1.1235 | 1.1835 | 1.1235 | 0 | 61.8975
| Tariff | Dynamic | Average Weekday | November | CAISO 1-in-2 | 21 | 1.2221 | 1.168 | 1.2221 | 1.168 | 0 | 60.4081
| Tariff | Dynamic | Average Weekday | November | CAISO 1-in-2 | 22 | 1.2194 | 1.1442 | 1.2194 | 1.1442 | 0 | 59.0822
| Tariff | Dynamic | Average Weekday | November | CAISO 1-in-2 | 23 | 1.2796 | 1.2409 | 1.2796 | 1.2409 | 0 | 57.9489
| Tariff | Dynamic | Average Weekday | November | CAISO 1-in-2 | 24 | 1.1741 | 1.1579 | 1.1741 | 1.1579 | 0 | 57.0009
| Tariff | Dynamic | Average Weekday | November | SCE 1-in-10 | 1 | 1.0918 | 1.0841 | 1.0918 | 1.0841 | 0 | 57.1979
| Tariff | Dynamic | Average Weekday | November | SCE 1-in-10 | 2 | 0.96852 | 0.96616 | 0.96852 | 0.96616 | 0 | 56.1693
| Tariff | Dynamic | Average Weekday | November | SCE 1-in-10 | 3 | 0.86508 | 0.85535 | 0.86508 | 0.85535 | 0 | 55.2489
| Tariff | Dynamic | Average Weekday | November | SCE 1-in-10 | 4 | 0.78867 | 0.77198 | 0.78867 | 0.77198 | 0 | 54.3229
| Tariff | Dynamic | Average Weekday | November | SCE 1-in-10 | 5 | 0.74562 | 0.72223 | 0.74562 | 0.72223 | 0 | 53.5575
| Tariff | Dynamic | Average Weekday | November | SCE 1-in-10 | 6 | 0.73111 | 0.72006 | 0.73111 | 0.72006 | 0 | 52.9595
| Tariff | Dynamic | Average Weekday | November | SCE 1-in-10 | 7 | 0.73856 | 0.78129 | 0.73856 | 0.78129 | 0 | 52.5661
| Tariff | Dynamic | Average Weekday | November | SCE 1-in-10 | 8 | 0.63699 | 0.71417 | 0.63699 | 0.71417 | 0 | 52.3958
| Tariff | Dynamic | Average Weekday | November | SCE 1-in-10 | 9 | 0.36503 | 0.454 | 0.36503 | 0.454 | 0 | 54.0516
| Tariff | Dynamic | Average Weekday | November | SCE 1-in-10 | 10 | 0.037515 | 0.2042 | 0.037515 | 0.2042 | 0 | 58.0985
| Tariff | Dynamic | Average Weekday | November | SCE 1-in-10 | 11 | -0.24853 | 0.0061036 | -0.24853 | 0.0061036 | 0 | 62.7047
| Tariff | Dynamic | Average Weekday | November | SCE 1-in-10 | 12 | -0.46643 | -0.1534 | -0.46643 | -0.1534 | 0 | 66.4072
| Tariff | Dynamic | Average Weekday | November | SCE 1-in-10 | 13 | -0.54523 | -0.21414 | -0.54523 | -0.21414 | 0 | 69.0438
| Tariff | Dynamic | Average Weekday | November | SCE 1-in-10 | 14 | -0.51829 | -0.17909 | -0.51829 | -0.17909 | 0 | 70.6481
| Tariff | Dynamic | Average Weekday | November | SCE 1-in-10 | 15 | -0.40382 | -0.061519 | -0.40382 | -0.061519 | 0 | 71.4351
| Tariff | Dynamic | Average Weekday | November | SCE 1-in-10 | 16 | -0.14959 | 0.16219 | -0.14959 | 0.16219 | 0 | 71.5811
| Tariff | Dynamic | Average Weekday | November | SCE 1-in-10 | 17 | 0.16151 | 0.43598 | 0.16151 | 0.43598 | 0 | 70.8495
| Tariff | Dynamic | Average Weekday | November | SCE 1-in-10 | 18 | 0.59234 | 0.74863 | 0.59234 | 0.74863 | 0 | 68.9135
| Tariff | Dynamic | Average Weekday | November | SCE 1-in-10 | 19 | 0.98892 | 0.99369 | 0.98885 | 0.99361 | 3.5882e-05 | 66.3672
| Tariff | Dynamic | Average Weekday | November | SCE 1-in-10 | 20 | 1.1721 | 1.112 | 1.1662 | 1.1062 | 0.0029169 | 64.2188
| Tariff | Dynamic | Average Weekday | November | SCE 1-in-10 | 21 | 1.2177 | 1.1636 | 1.1875 | 1.1334 | 0.015113 | 62.5076
| Tariff | Dynamic | Average Weekday | November | SCE 1-in-10 | 22 | 1.2171 | 1.142 | 1.2797 | 1.2045 | 0.031261 | 60.8334
| Tariff | Dynamic | Average Weekday | November | SCE 1-in-10 | 23 | 1.2753 | 1.2366 | 1.2753 | 1.2366 | 0 | 59.417
| Tariff | Dynamic | Average Weekday | November | SCE 1-in-10 | 24 | 1.1692 | 1.153 | 1.1692 | 1.1811 | 0 | 58.1824
| Tariff | Dynamic | Average Weekday | November | SCE 1-in-2 | 1 | 1.0937 | 1.086 | 1.0937 | 1.086 | 0 | 57.3047
| Tariff | Dynamic | Average Weekday | November | SCE 1-in-2 | 2 | 0.97022 | 0.96785 | 0.97022 | 0.96785 | 0 | 56.4358
| Tariff | Dynamic | Average Weekday | November | SCE 1-in-2 | 3 | 0.86666 | 0.85693 | 0.86666 | 0.85693 | 0 | 55.7145
| Tariff | Dynamic | Average Weekday | November | SCE 1-in-2 | 4 | 0.79021 | 0.77352 | 0.79021 | 0.77352 | 0 | 55.1031
| Tariff | Dynamic | Average Weekday | November | SCE 1-in-2 | 5 | 0.74722 | 0.72382 | 0.74722 | 0.72382 | 0 | 54.5669
| Tariff | Dynamic | Average Weekday | November | SCE 1-in-2 | 6 | 0.73271 | 0.72166 | 0.73271 | 0.72166 | 0 | 54.0502
| Tariff | Dynamic | Average Weekday | November | SCE 1-in-2 | 7 | 0.74003 | 0.78276 | 0.74003 | 0.78276 | 0 | 53.8484
| Tariff | Dynamic | Average Weekday | November | SCE 1-in-2 | 8 | 0.63791 | 0.71509 | 0.63791 | 0.71509 | 0 | 53.8015
| Tariff | Dynamic | Average Weekday | November | SCE 1-in-2 | 9 | 0.36541 | 0.45439 | 0.36541 | 0.45439 | 0 | 55.4909
| Tariff | Dynamic | Average Weekday | November | SCE 1-in-2 | 10 | 0.037432 | 0.20412 | 0.037432 | 0.20412 | 0 | 58.9887
| Tariff | Dynamic | Average Weekday | November | SCE 1-in-2 | 11 | -0.24525 | 0.00939 | -0.24525 | 0.00939 | 0 | 62.7583
| Tariff | Dynamic | Average Weekday | November | SCE 1-in-2 | 12 | -0.45216 | -0.13913 | -0.45216 | -0.13913 | 0 | 65.9194
| Tariff | Dynamic | Average Weekday | November | SCE 1-in-2 | 13 | -0.53233 | -0.20125 | -0.53233 | -0.20125 | 0 | 68.2202
| Tariff | Dynamic | Average Weekday | November | SCE 1-in-2 | 14 | -0.51408 | -0.17489 | -0.51408 | -0.17489 | 0 | 69.6962
| Tariff | Dynamic | Average Weekday | November | SCE 1-in-2 | 15 | -0.40707 | -0.064776 | -0.40707 | -0.064776 | 0 | 70.5197
| Tariff | Dynamic | Average Weekday | November | SCE 1-in-2 | 16 | -0.15959 | 0.15219 | -0.15959 | 0.15219 | 0 | 70.5501
| Tariff | Dynamic | Average Weekday | November | SCE 1-in-2 | 17 | 0.15246 | 0.42693 | 0.15246 | 0.42693 | 0 | 69.6228
| Tariff | Dynamic | Average Weekday | November | SCE 1-in-2 | 18 | 0.60282 | 0.75911 | 0.60282 | 0.75911 | 0 | 67.4882
| Tariff | Dynamic | Average Weekday | November | SCE 1-in-2 | 19 | 1.0035 | 1.0083 | 0.97919 | 0.98395 | 0.012154 | 65.0569
| Tariff | Dynamic | Average Weekday | November | SCE 1-in-2 | 20 | 1.1732 | 1.1131 | 1.1653 | 1.1053 | 0.0039353 | 63.2754
| Tariff | Dynamic | Average Weekday | November | SCE 1-in-2 | 21 | 1.2193 | 1.1652 | 1.1859 | 1.1318 | 0.01666 | 61.7445
| Tariff | Dynamic | Average Weekday | November | SCE 1-in-2 | 22 | 1.2189 | 1.1437 | 1.2865 | 1.2114 | 0.033837 | 60.3626
| Tariff | Dynamic | Average Weekday | November | SCE 1-in-2 | 23 | 1.2772 | 1.2385 | 1.2772 | 1.2385 | 0 | 59.1347
| Tariff | Dynamic | Average Weekday | November | SCE 1-in-2 | 24 | 1.1711 | 1.1549 | 1.1711 | 1.183 | 0 | 58.1763
| Tariff | Dynamic | Average Weekday | October | CAISO 1-in-10 | 1 | 1.438 | 1.4303 | 1.438 | 1.4303 | 0 | 68.1935
| Tariff | Dynamic | Average Weekday | October | CAISO 1-in-10 | 2 | 1.2474 | 1.245 | 1.2474 | 1.245 | 0 | 67.3154
| Tariff | Dynamic | Average Weekday | October | CAISO 1-in-10 | 3 | 1.086 | 1.0763 | 1.086 | 1.0763 | 0 | 66.5647
| Tariff | Dynamic | Average Weekday | October | CAISO 1-in-10 | 4 | 0.95658 | 0.93989 | 0.95658 | 0.93989 | 0 | 65.859
| Tariff | Dynamic | Average Weekday | October | CAISO 1-in-10 | 5 | 0.86276 | 0.83936 | 0.86276 | 0.83936 | 0 | 65.2114
| Tariff | Dynamic | Average Weekday | October | CAISO 1-in-10 | 6 | 0.80559 | 0.79455 | 0.80559 | 0.79455 | 0 | 64.716
| Tariff | Dynamic | Average Weekday | October | CAISO 1-in-10 | 7 | 0.75677 | 0.79949 | 0.75677 | 0.79949 | 0 | 64.2561
| Tariff | Dynamic | Average Weekday | October | CAISO 1-in-10 | 8 | 0.63841 | 0.71559 | 0.63841 | 0.71559 | 0 | 63.9424
| Tariff | Dynamic | Average Weekday | October | CAISO 1-in-10 | 9 | 0.36498 | 0.45396 | 0.36498 | 0.45396 | 0 | 64.3504
| Tariff | Dynamic | Average Weekday | October | CAISO 1-in-10 | 10 | 0.030936 | 0.19763 | 0.030936 | 0.19763 | 0 | 67.2314
| Tariff | Dynamic | Average Weekday | October | CAISO 1-in-10 | 11 | -0.23899 | 0.015645 | -0.23899 | 0.015645 | 0 | 71.0281
| Tariff | Dynamic | Average Weekday | October | CAISO 1-in-10 | 12 | -0.41793 | -0.1049 | -0.41793 | -0.1049 | 0 | 74.7154
| Tariff | Dynamic | Average Weekday | October | CAISO 1-in-10 | 13 | -0.44365 | -0.11256 | -0.44365 | -0.11256 | 0 | 77.6699
| Tariff | Dynamic | Average Weekday | October | CAISO 1-in-10 | 14 | -0.32637 | 0.012825 | -0.32637 | 0.012825 | 0 | 79.6517
| Tariff | Dynamic | Average Weekday | October | CAISO 1-in-10 | 15 | -0.117 | 0.2253 | -0.117 | 0.2253 | 0 | 80.8368
| Tariff | Dynamic | Average Weekday | October | CAISO 1-in-10 | 16 | 0.25605 | 0.56783 | 0.25605 | 0.56783 | 0 | 81.3534
| Tariff | Dynamic | Average Weekday | October | CAISO 1-in-10 | 17 | 0.66915 | 0.94363 | -0.085231 | 0.031433 | 0.025936 | 81.2593
| Tariff | Dynamic | Average Weekday | October | CAISO 1-in-10 | 18 | 1.1774 | 1.3337 | 0.75429 | 0.86261 | 0.11445 | 80.5346
| Tariff | Dynamic | Average Weekday | October | CAISO 1-in-10 | 19 | 1.5898 | 1.5945 | 1.3396 | 1.2861 | 0.1029 | 78.6453
| Tariff | Dynamic | Average Weekday | October | CAISO 1-in-10 | 20 | 1.7153 | 1.6553 | 1.5425 | 1.4531 | 0.060827 | 75.5717
| Tariff | Dynamic | Average Weekday | October | CAISO 1-in-10 | 21 | 1.7419 | 1.6878 | 1.5912 | 1.5077 | 0.069796 | 73.3185
| Tariff | Dynamic | Average Weekday | October | CAISO 1-in-10 | 22 | 1.7176 | 1.6425 | 2.0168 | 2.1225 | 0.058996 | 71.7481
| Tariff | Dynamic | Average Weekday | October | CAISO 1-in-10 | 23 | 1.7291 | 1.6904 | 1.7453 | 1.8246 | 0.008064 | 70.4172
| Tariff | Dynamic | Average Weekday | October | CAISO 1-in-10 | 24 | 1.5434 | 1.5272 | 1.5619 | 1.6269 | 0.0092385 | 69.2571
| Tariff | Dynamic | Average Weekday | October | CAISO 1-in-2 | 1 | 1.1611 | 1.1533 | 1.1611 | 1.1533 | 0 | 63.5616
| Tariff | Dynamic | Average Weekday | October | CAISO 1-in-2 | 2 | 1.0174 | 1.015 | 1.0174 | 1.015 | 0 | 62.655
| Tariff | Dynamic | Average Weekday | October | CAISO 1-in-2 | 3 | 0.90181 | 0.89208 | 0.90181 | 0.89208 | 0 | 61.7365
| Tariff | Dynamic | Average Weekday | October | CAISO 1-in-2 | 4 | 0.81227 | 0.79558 | 0.81227 | 0.79558 | 0 | 61.043
| Tariff | Dynamic | Average Weekday | October | CAISO 1-in-2 | 5 | 0.75509 | 0.7317 | 0.75509 | 0.7317 | 0 | 60.3504
| Tariff | Dynamic | Average Weekday | October | CAISO 1-in-2 | 6 | 0.72501 | 0.71397 | 0.72501 | 0.71397 | 0 | 59.8853
| Tariff | Dynamic | Average Weekday | October | CAISO 1-in-2 | 7 | 0.70366 | 0.74638 | 0.70366 | 0.74638 | 0 | 59.5212
| Tariff | Dynamic | Average Weekday | October | CAISO 1-in-2 | 8 | 0.58525 | 0.66243 | 0.58525 | 0.66243 | 0 | 59.3191
| Tariff | Dynamic | Average Weekday | October | CAISO 1-in-2 | 9 | 0.31247 | 0.40145 | 0.31247 | 0.40145 | 0 | 59.7351
| Tariff | Dynamic | Average Weekday | October | CAISO 1-in-2 | 10 | -0.037628 | 0.12906 | -0.037628 | 0.12906 | 0 | 62.307
| Tariff | Dynamic | Average Weekday | October | CAISO 1-in-2 | 11 | -0.31933 | -0.064691 | -0.31933 | -0.064691 | 0 | 65.7507
| Tariff | Dynamic | Average Weekday | October | CAISO 1-in-2 | 12 | -0.5332 | -0.22017 | -0.5332 | -0.22017 | 0 | 69.1899
| Tariff | Dynamic | Average Weekday | October | CAISO 1-in-2 | 13 | -0.63092 | -0.29984 | -0.63092 | -0.29984 | 0 | 72.1004
| Tariff | Dynamic | Average Weekday | October | CAISO 1-in-2 | 14 | -0.60586 | -0.26666 | -0.60586 | -0.26666 | 0 | 74.1988
| Tariff | Dynamic | Average Weekday | October | CAISO 1-in-2 | 15 | -0.47427 | -0.13197 | -0.47427 | -0.13197 | 0 | 75.5995
| Tariff | Dynamic | Average Weekday | October | CAISO 1-in-2 | 16 | -0.17926 | 0.13252 | -0.17926 | 0.13252 | 0 | 76.3843
| Tariff | Dynamic | Average Weekday | October | CAISO 1-in-2 | 17 | 0.18668 | 0.46115 | -0.066676 | 0.2078 | 0.034907 | 76.222
| Tariff | Dynamic | Average Weekday | October | CAISO 1-in-2 | 18 | 0.66904 | 0.82534 | 0.45262 | 0.60891 | 0.14737 | 75.2737
| Tariff | Dynamic | Average Weekday | October | CAISO 1-in-2 | 19 | 1.0938 | 1.0985 | 0.91029 | 0.85679 | 0.13352 | 73.4005
| Tariff | Dynamic | Average Weekday | October | CAISO 1-in-2 | 20 | 1.2912 | 1.2312 | 1.1679 | 1.0785 | 0.081005 | 70.5308
| Tariff | Dynamic | Average Weekday | October | CAISO 1-in-2 | 21 | 1.3498 | 1.2957 | 1.2473 | 1.1638 | 0.089563 | 68.416
| Tariff | Dynamic | Average Weekday | October | CAISO 1-in-2 | 22 | 1.3452 | 1.2701 | 1.6061 | 1.7118 | 0.08103 | 66.8426
| Tariff | Dynamic | Average Weekday | October | CAISO 1-in-2 | 23 | 1.3947 | 1.356 | 1.3947 | 1.4299 | 0 | 65.5288
| Tariff | Dynamic | Average Weekday | October | CAISO 1-in-2 | 24 | 1.2627 | 1.2465 | 1.2627 | 1.3146 | 0 | 64.3689
| Tariff | Dynamic | Average Weekday | October | SCE 1-in-10 | 1 | 1.438 | 1.4303 | 1.438 | 1.4303 | 0 | 68.1935
| Tariff | Dynamic | Average Weekday | October | SCE 1-in-10 | 2 | 1.2474 | 1.245 | 1.2474 | 1.245 | 0 | 67.3154
| Tariff | Dynamic | Average Weekday | October | SCE 1-in-10 | 3 | 1.086 | 1.0763 | 1.086 | 1.0763 | 0 | 66.5647
| Tariff | Dynamic | Average Weekday | October | SCE 1-in-10 | 4 | 0.95658 | 0.93989 | 0.95658 | 0.93989 | 0 | 65.859
| Tariff | Dynamic | Average Weekday | October | SCE 1-in-10 | 5 | 0.86276 | 0.83936 | 0.86276 | 0.83936 | 0 | 65.2114
| Tariff | Dynamic | Average Weekday | October | SCE 1-in-10 | 6 | 0.80559 | 0.79455 | 0.80559 | 0.79455 | 0 | 64.716
| Tariff | Dynamic | Average Weekday | October | SCE 1-in-10 | 7 | 0.75677 | 0.79949 | 0.75677 | 0.79949 | 0 | 64.2561
| Tariff | Dynamic | Average Weekday | October | SCE 1-in-10 | 8 | 0.63841 | 0.71559 | 0.63841 | 0.71559 | 0 | 63.9424
| Tariff | Dynamic | Average Weekday | October | SCE 1-in-10 | 9 | 0.36498 | 0.45396 | 0.36498 | 0.45396 | 0 | 64.3504
| Tariff | Dynamic | Average Weekday | October | SCE 1-in-10 | 10 | 0.030936 | 0.19763 | 0.030936 | 0.19763 | 0 | 67.2314
| Tariff | Dynamic | Average Weekday | October | SCE 1-in-10 | 11 | -0.23899 | 0.015645 | -0.23899 | 0.015645 | 0 | 71.0281
| Tariff | Dynamic | Average Weekday | October | SCE 1-in-10 | 12 | -0.41793 | -0.1049 | -0.41793 | -0.1049 | 0 | 74.7154
| Tariff | Dynamic | Average Weekday | October | SCE 1-in-10 | 13 | -0.44365 | -0.11256 | -0.44365 | -0.11256 | 0 | 77.6699
| Tariff | Dynamic | Average Weekday | October | SCE 1-in-10 | 14 | -0.32637 | 0.012825 | -0.32637 | 0.012825 | 0 | 79.6517
| Tariff | Dynamic | Average Weekday | October | SCE 1-in-10 | 15 | -0.117 | 0.2253 | -0.117 | 0.2253 | 0 | 80.8368
| Tariff | Dynamic | Average Weekday | October | SCE 1-in-10 | 16 | 0.25605 | 0.56783 | 0.25605 | 0.56783 | 0 | 81.3534
| Tariff | Dynamic | Average Weekday | October | SCE 1-in-10 | 17 | 0.66915 | 0.94363 | -0.085231 | 0.031433 | 0.025936 | 81.2593
| Tariff | Dynamic | Average Weekday | October | SCE 1-in-10 | 18 | 1.1774 | 1.3337 | 0.75429 | 0.86261 | 0.11445 | 80.5346
| Tariff | Dynamic | Average Weekday | October | SCE 1-in-10 | 19 | 1.5898 | 1.5945 | 1.3396 | 1.2861 | 0.1029 | 78.6453
| Tariff | Dynamic | Average Weekday | October | SCE 1-in-10 | 20 | 1.7153 | 1.6553 | 1.5425 | 1.4531 | 0.060827 | 75.5717
| Tariff | Dynamic | Average Weekday | October | SCE 1-in-10 | 21 | 1.7419 | 1.6878 | 1.5912 | 1.5077 | 0.069796 | 73.3185
| Tariff | Dynamic | Average Weekday | October | SCE 1-in-10 | 22 | 1.7176 | 1.6425 | 2.0168 | 2.1225 | 0.058996 | 71.7481
| Tariff | Dynamic | Average Weekday | October | SCE 1-in-10 | 23 | 1.7291 | 1.6904 | 1.7453 | 1.8246 | 0.008064 | 70.4172
| Tariff | Dynamic | Average Weekday | October | SCE 1-in-10 | 24 | 1.5434 | 1.5272 | 1.5619 | 1.6269 | 0.0092385 | 69.2571
| Tariff | Dynamic | Average Weekday | October | SCE 1-in-2 | 1 | 1.1611 | 1.1533 | 1.1611 | 1.1533 | 0 | 63.5616
| Tariff | Dynamic | Average Weekday | October | SCE 1-in-2 | 2 | 1.0174 | 1.015 | 1.0174 | 1.015 | 0 | 62.655
| Tariff | Dynamic | Average Weekday | October | SCE 1-in-2 | 3 | 0.90181 | 0.89208 | 0.90181 | 0.89208 | 0 | 61.7365
| Tariff | Dynamic | Average Weekday | October | SCE 1-in-2 | 4 | 0.81227 | 0.79558 | 0.81227 | 0.79558 | 0 | 61.043
| Tariff | Dynamic | Average Weekday | October | SCE 1-in-2 | 5 | 0.75509 | 0.7317 | 0.75509 | 0.7317 | 0 | 60.3504
| Tariff | Dynamic | Average Weekday | October | SCE 1-in-2 | 6 | 0.72501 | 0.71397 | 0.72501 | 0.71397 | 0 | 59.8853
| Tariff | Dynamic | Average Weekday | October | SCE 1-in-2 | 7 | 0.70366 | 0.74638 | 0.70366 | 0.74638 | 0 | 59.5212
| Tariff | Dynamic | Average Weekday | October | SCE 1-in-2 | 8 | 0.58525 | 0.66243 | 0.58525 | 0.66243 | 0 | 59.3191
| Tariff | Dynamic | Average Weekday | October | SCE 1-in-2 | 9 | 0.31247 | 0.40145 | 0.31247 | 0.40145 | 0 | 59.7351
| Tariff | Dynamic | Average Weekday | October | SCE 1-in-2 | 10 | -0.037628 | 0.12906 | -0.037628 | 0.12906 | 0 | 62.307
| Tariff | Dynamic | Average Weekday | October | SCE 1-in-2 | 11 | -0.31933 | -0.064691 | -0.31933 | -0.064691 | 0 | 65.7507
| Tariff | Dynamic | Average Weekday | October | SCE 1-in-2 | 12 | -0.5332 | -0.22017 | -0.5332 | -0.22017 | 0 | 69.1899
| Tariff | Dynamic | Average Weekday | October | SCE 1-in-2 | 13 | -0.63092 | -0.29984 | -0.63092 | -0.29984 | 0 | 72.1004
| Tariff | Dynamic | Average Weekday | October | SCE 1-in-2 | 14 | -0.60586 | -0.26666 | -0.60586 | -0.26666 | 0 | 74.1988
| Tariff | Dynamic | Average Weekday | October | SCE 1-in-2 | 15 | -0.47427 | -0.13197 | -0.47427 | -0.13197 | 0 | 75.5995
| Tariff | Dynamic | Average Weekday | October | SCE 1-in-2 | 16 | -0.17926 | 0.13252 | -0.17926 | 0.13252 | 0 | 76.3843
| Tariff | Dynamic | Average Weekday | October | SCE 1-in-2 | 17 | 0.18668 | 0.46115 | -0.066676 | 0.2078 | 0.034907 | 76.222
| Tariff | Dynamic | Average Weekday | October | SCE 1-in-2 | 18 | 0.66904 | 0.82534 | 0.45262 | 0.60891 | 0.14737 | 75.2737
| Tariff | Dynamic | Average Weekday | October | SCE 1-in-2 | 19 | 1.0938 | 1.0985 | 0.91029 | 0.85679 | 0.13352 | 73.4005
| Tariff | Dynamic | Average Weekday | October | SCE 1-in-2 | 20 | 1.2912 | 1.2312 | 1.1679 | 1.0785 | 0.081005 | 70.5308
| Tariff | Dynamic | Average Weekday | October | SCE 1-in-2 | 21 | 1.3498 | 1.2957 | 1.2473 | 1.1638 | 0.089563 | 68.416
| Tariff | Dynamic | Average Weekday | October | SCE 1-in-2 | 22 | 1.3452 | 1.2701 | 1.6061 | 1.7118 | 0.08103 | 66.8426
| Tariff | Dynamic | Average Weekday | October | SCE 1-in-2 | 23 | 1.3947 | 1.356 | 1.3947 | 1.4299 | 0 | 65.5288
| Tariff | Dynamic | Average Weekday | October | SCE 1-in-2 | 24 | 1.2627 | 1.2465 | 1.2627 | 1.3146 | 0 | 64.3689
| Tariff | Dynamic | Average Weekday | September | CAISO 1-in-10 | 1 | 1.6711 | 1.6634 | 1.6711 | 1.6634 | 0 | 72.2156
| Tariff | Dynamic | Average Weekday | September | CAISO 1-in-10 | 2 | 1.4296 | 1.4273 | 1.4296 | 1.4273 | 0 | 71.2789
| Tariff | Dynamic | Average Weekday | September | CAISO 1-in-10 | 3 | 1.2309 | 1.2212 | 1.2309 | 1.2212 | 0 | 70.4506
| Tariff | Dynamic | Average Weekday | September | CAISO 1-in-10 | 4 | 1.0756 | 1.0589 | 1.0756 | 1.0589 | 0 | 69.7337
| Tariff | Dynamic | Average Weekday | September | CAISO 1-in-10 | 5 | 0.96625 | 0.94286 | 0.96625 | 0.94286 | 0 | 69.1089
| Tariff | Dynamic | Average Weekday | September | CAISO 1-in-10 | 6 | 0.89555 | 0.88451 | 0.89555 | 0.88451 | 0 | 68.5567
| Tariff | Dynamic | Average Weekday | September | CAISO 1-in-10 | 7 | 0.83687 | 0.8796 | 0.83687 | 0.8796 | 0 | 68.133
| Tariff | Dynamic | Average Weekday | September | CAISO 1-in-10 | 8 | 0.72334 | 0.80052 | 0.72334 | 0.80052 | 0 | 67.865
| Tariff | Dynamic | Average Weekday | September | CAISO 1-in-10 | 9 | 0.47949 | 0.56847 | 0.47949 | 0.56847 | 0 | 69.2134
| Tariff | Dynamic | Average Weekday | September | CAISO 1-in-10 | 10 | 0.19688 | 0.36356 | 0.19688 | 0.36356 | 0 | 72.3346
| Tariff | Dynamic | Average Weekday | September | CAISO 1-in-10 | 11 | -0.0047404 | 0.2499 | -0.0047404 | 0.2499 | 0 | 75.955
| Tariff | Dynamic | Average Weekday | September | CAISO 1-in-10 | 12 | -0.077091 | 0.23594 | -0.077091 | 0.23594 | 0 | 79.3686
| Tariff | Dynamic | Average Weekday | September | CAISO 1-in-10 | 13 | -0.0085316 | 0.32255 | -0.0085316 | 0.32255 | 0 | 82.0463
| Tariff | Dynamic | Average Weekday | September | CAISO 1-in-10 | 14 | 0.18218 | 0.52137 | 0.18218 | 0.52137 | 0 | 83.9223
| Tariff | Dynamic | Average Weekday | September | CAISO 1-in-10 | 15 | 0.43136 | 0.77366 | 0.43136 | 0.77366 | 0 | 85.2134
| Tariff | Dynamic | Average Weekday | September | CAISO 1-in-10 | 16 | 0.82739 | 1.1392 | 0.82739 | 1.1392 | 0 | 85.7131
| Tariff | Dynamic | Average Weekday | September | CAISO 1-in-10 | 17 | 1.233 | 1.5075 | 0.38273 | 0.4994 | 0.01948 | 85.6786
| Tariff | Dynamic | Average Weekday | September | CAISO 1-in-10 | 18 | 1.7251 | 1.8814 | 1.2189 | 1.3272 | 0.088505 | 84.8584
| Tariff | Dynamic | Average Weekday | September | CAISO 1-in-10 | 19 | 2.1016 | 2.1064 | 1.7945 | 1.741 | 0.077318 | 83.1221
| Tariff | Dynamic | Average Weekday | September | CAISO 1-in-10 | 20 | 2.1706 | 2.1106 | 1.9515 | 1.8622 | 0.042585 | 80.2793
| Tariff | Dynamic | Average Weekday | September | CAISO 1-in-10 | 21 | 2.161 | 2.1069 | 1.9722 | 1.8887 | 0.054419 | 77.2001
| Tariff | Dynamic | Average Weekday | September | CAISO 1-in-10 | 22 | 2.113 | 2.0379 | 2.4404 | 2.5461 | 0.043704 | 75.3765
| Tariff | Dynamic | Average Weekday | September | CAISO 1-in-10 | 23 | 2.0759 | 2.0372 | 2.1359 | 2.2152 | 0.029467 | 73.9819
| Tariff | Dynamic | Average Weekday | September | CAISO 1-in-10 | 24 | 1.8265 | 1.8104 | 1.868 | 1.933 | 0.025606 | 72.8137
| Tariff | Dynamic | Average Weekday | September | CAISO 1-in-2 | 1 | 1.4686 | 1.4608 | 1.4686 | 1.4608 | 0 | 68.8618
| Tariff | Dynamic | Average Weekday | September | CAISO 1-in-2 | 2 | 1.2549 | 1.2526 | 1.2549 | 1.2526 | 0 | 68.0036
| Tariff | Dynamic | Average Weekday | September | CAISO 1-in-2 | 3 | 1.0813 | 1.0716 | 1.0813 | 1.0716 | 0 | 67.2609
| Tariff | Dynamic | Average Weekday | September | CAISO 1-in-2 | 4 | 0.94919 | 0.9325 | 0.94919 | 0.9325 | 0 | 66.6371
| Tariff | Dynamic | Average Weekday | September | CAISO 1-in-2 | 5 | 0.8616 | 0.8382 | 0.8616 | 0.8382 | 0 | 66.0852
| Tariff | Dynamic | Average Weekday | September | CAISO 1-in-2 | 6 | 0.80547 | 0.79443 | 0.80547 | 0.79443 | 0 | 65.5546
| Tariff | Dynamic | Average Weekday | September | CAISO 1-in-2 | 7 | 0.75783 | 0.80056 | 0.75783 | 0.80056 | 0 | 65.2141
| Tariff | Dynamic | Average Weekday | September | CAISO 1-in-2 | 8 | 0.63957 | 0.71675 | 0.63957 | 0.71675 | 0 | 65.0499
| Tariff | Dynamic | Average Weekday | September | CAISO 1-in-2 | 9 | 0.37863 | 0.46761 | 0.37863 | 0.46761 | 0 | 66.1156
| Tariff | Dynamic | Average Weekday | September | CAISO 1-in-2 | 10 | 0.071675 | 0.23836 | 0.071675 | 0.23836 | 0 | 68.958
| Tariff | Dynamic | Average Weekday | September | CAISO 1-in-2 | 11 | -0.17898 | 0.075659 | -0.17898 | 0.075659 | 0 | 72.5539
| Tariff | Dynamic | Average Weekday | September | CAISO 1-in-2 | 12 | -0.33173 | -0.018706 | -0.33173 | -0.018706 | 0 | 76.2243
| Tariff | Dynamic | Average Weekday | September | CAISO 1-in-2 | 13 | -0.33195 | -0.00086521 | -0.33195 | -0.00086521 | 0 | 79.3006
| Tariff | Dynamic | Average Weekday | September | CAISO 1-in-2 | 14 | -0.19214 | 0.14706 | -0.19214 | 0.14706 | 0 | 81.461
| Tariff | Dynamic | Average Weekday | September | CAISO 1-in-2 | 15 | 0.032215 | 0.37451 | 0.032215 | 0.37451 | 0 | 82.6283
| Tariff | Dynamic | Average Weekday | September | CAISO 1-in-2 | 16 | 0.41449 | 0.72626 | 0.41449 | 0.72626 | 0 | 83.0891
| Tariff | Dynamic | Average Weekday | September | CAISO 1-in-2 | 17 | 0.82409 | 1.0986 | 0.033807 | 0.15047 | 0.023294 | 82.9135
| Tariff | Dynamic | Average Weekday | September | CAISO 1-in-2 | 18 | 1.3243 | 1.4806 | 0.87488 | 0.9832 | 0.1061 | 81.9015
| Tariff | Dynamic | Average Weekday | September | CAISO 1-in-2 | 19 | 1.7262 | 1.731 | 1.4576 | 1.4041 | 0.094508 | 80.0994
| Tariff | Dynamic | Average Weekday | September | CAISO 1-in-2 | 20 | 1.8389 | 1.7788 | 1.6496 | 1.5603 | 0.054261 | 77.2404
| Tariff | Dynamic | Average Weekday | September | CAISO 1-in-2 | 21 | 1.8547 | 1.8006 | 1.6954 | 1.612 | 0.066295 | 74.1951
| Tariff | Dynamic | Average Weekday | September | CAISO 1-in-2 | 22 | 1.8274 | 1.7522 | 2.131 | 2.2367 | 0.056513 | 72.3182
| Tariff | Dynamic | Average Weekday | September | CAISO 1-in-2 | 23 | 1.8271 | 1.7884 | 1.8496 | 1.9289 | 0.011254 | 70.9349
| Tariff | Dynamic | Average Weekday | September | CAISO 1-in-2 | 24 | 1.619 | 1.6029 | 1.6408 | 1.7059 | 0.010876 | 69.7638
| Tariff | Dynamic | Average Weekday | September | SCE 1-in-10 | 1 | 1.6711 | 1.6634 | 1.6711 | 1.6634 | 0 | 72.2156
| Tariff | Dynamic | Average Weekday | September | SCE 1-in-10 | 2 | 1.4296 | 1.4273 | 1.4296 | 1.4273 | 0 | 71.2789
| Tariff | Dynamic | Average Weekday | September | SCE 1-in-10 | 3 | 1.2309 | 1.2212 | 1.2309 | 1.2212 | 0 | 70.4506
| Tariff | Dynamic | Average Weekday | September | SCE 1-in-10 | 4 | 1.0756 | 1.0589 | 1.0756 | 1.0589 | 0 | 69.7337
| Tariff | Dynamic | Average Weekday | September | SCE 1-in-10 | 5 | 0.96625 | 0.94286 | 0.96625 | 0.94286 | 0 | 69.1089
| Tariff | Dynamic | Average Weekday | September | SCE 1-in-10 | 6 | 0.89555 | 0.88451 | 0.89555 | 0.88451 | 0 | 68.5567
| Tariff | Dynamic | Average Weekday | September | SCE 1-in-10 | 7 | 0.83687 | 0.8796 | 0.83687 | 0.8796 | 0 | 68.133
| Tariff | Dynamic | Average Weekday | September | SCE 1-in-10 | 8 | 0.72334 | 0.80052 | 0.72334 | 0.80052 | 0 | 67.865
| Tariff | Dynamic | Average Weekday | September | SCE 1-in-10 | 9 | 0.47949 | 0.56847 | 0.47949 | 0.56847 | 0 | 69.2134
| Tariff | Dynamic | Average Weekday | September | SCE 1-in-10 | 10 | 0.19688 | 0.36356 | 0.19688 | 0.36356 | 0 | 72.3346
| Tariff | Dynamic | Average Weekday | September | SCE 1-in-10 | 11 | -0.0047404 | 0.2499 | -0.0047404 | 0.2499 | 0 | 75.955
| Tariff | Dynamic | Average Weekday | September | SCE 1-in-10 | 12 | -0.077091 | 0.23594 | -0.077091 | 0.23594 | 0 | 79.3686
| Tariff | Dynamic | Average Weekday | September | SCE 1-in-10 | 13 | -0.0085316 | 0.32255 | -0.0085316 | 0.32255 | 0 | 82.0463
| Tariff | Dynamic | Average Weekday | September | SCE 1-in-10 | 14 | 0.18218 | 0.52137 | 0.18218 | 0.52137 | 0 | 83.9223
| Tariff | Dynamic | Average Weekday | September | SCE 1-in-10 | 15 | 0.43136 | 0.77366 | 0.43136 | 0.77366 | 0 | 85.2134
| Tariff | Dynamic | Average Weekday | September | SCE 1-in-10 | 16 | 0.82739 | 1.1392 | 0.82739 | 1.1392 | 0 | 85.7131
| Tariff | Dynamic | Average Weekday | September | SCE 1-in-10 | 17 | 1.233 | 1.5075 | 0.38273 | 0.4994 | 0.01948 | 85.6786
| Tariff | Dynamic | Average Weekday | September | SCE 1-in-10 | 18 | 1.7251 | 1.8814 | 1.2189 | 1.3272 | 0.088505 | 84.8584
| Tariff | Dynamic | Average Weekday | September | SCE 1-in-10 | 19 | 2.1016 | 2.1064 | 1.7945 | 1.741 | 0.077318 | 83.1221
| Tariff | Dynamic | Average Weekday | September | SCE 1-in-10 | 20 | 2.1706 | 2.1106 | 1.9515 | 1.8622 | 0.042585 | 80.2793
| Tariff | Dynamic | Average Weekday | September | SCE 1-in-10 | 21 | 2.161 | 2.1069 | 1.9722 | 1.8887 | 0.054419 | 77.2001
| Tariff | Dynamic | Average Weekday | September | SCE 1-in-10 | 22 | 2.113 | 2.0379 | 2.4404 | 2.5461 | 0.043704 | 75.3765
| Tariff | Dynamic | Average Weekday | September | SCE 1-in-10 | 23 | 2.0759 | 2.0372 | 2.1359 | 2.2152 | 0.029467 | 73.9819
| Tariff | Dynamic | Average Weekday | September | SCE 1-in-10 | 24 | 1.8265 | 1.8104 | 1.868 | 1.933 | 0.025606 | 72.8137
| Tariff | Dynamic | Average Weekday | September | SCE 1-in-2 | 1 | 1.4591 | 1.4514 | 1.4591 | 1.4514 | 0 | 68.6756
| Tariff | Dynamic | Average Weekday | September | SCE 1-in-2 | 2 | 1.2456 | 1.2433 | 1.2456 | 1.2433 | 0 | 67.7792
| Tariff | Dynamic | Average Weekday | September | SCE 1-in-2 | 3 | 1.076 | 1.0663 | 1.076 | 1.0663 | 0 | 67.022
| Tariff | Dynamic | Average Weekday | September | SCE 1-in-2 | 4 | 0.94788 | 0.93119 | 0.94788 | 0.93119 | 0 | 66.3522
| Tariff | Dynamic | Average Weekday | September | SCE 1-in-2 | 5 | 0.85915 | 0.83575 | 0.85915 | 0.83575 | 0 | 65.7833
| Tariff | Dynamic | Average Weekday | September | SCE 1-in-2 | 6 | 0.80344 | 0.7924 | 0.80344 | 0.7924 | 0 | 65.2695
| Tariff | Dynamic | Average Weekday | September | SCE 1-in-2 | 7 | 0.75594 | 0.79867 | 0.75594 | 0.79867 | 0 | 64.8944
| Tariff | Dynamic | Average Weekday | September | SCE 1-in-2 | 8 | 0.63911 | 0.71629 | 0.63911 | 0.71629 | 0 | 64.7027
| Tariff | Dynamic | Average Weekday | September | SCE 1-in-2 | 9 | 0.38583 | 0.47481 | 0.38583 | 0.47481 | 0 | 65.881
| Tariff | Dynamic | Average Weekday | September | SCE 1-in-2 | 10 | 0.054173 | 0.22086 | 0.054173 | 0.22086 | 0 | 68.7484
| Tariff | Dynamic | Average Weekday | September | SCE 1-in-2 | 11 | -0.21895 | 0.035685 | -0.21895 | 0.035685 | 0 | 72.2942
| Tariff | Dynamic | Average Weekday | September | SCE 1-in-2 | 12 | -0.37749 | -0.064461 | -0.37749 | -0.064461 | 0 | 75.7882
| Tariff | Dynamic | Average Weekday | September | SCE 1-in-2 | 13 | -0.38441 | -0.053324 | -0.38441 | -0.053324 | 0 | 78.6423
| Tariff | Dynamic | Average Weekday | September | SCE 1-in-2 | 14 | -0.25335 | 0.085845 | -0.25335 | 0.085845 | 0 | 80.6491
| Tariff | Dynamic | Average Weekday | September | SCE 1-in-2 | 15 | -0.034907 | 0.30739 | -0.034907 | 0.30739 | 0 | 81.8097
| Tariff | Dynamic | Average Weekday | September | SCE 1-in-2 | 16 | 0.34485 | 0.65663 | 0.34485 | 0.65663 | 0 | 82.3227
| Tariff | Dynamic | Average Weekday | September | SCE 1-in-2 | 17 | 0.75764 | 1.0321 | -0.01639 | 0.10027 | 0.024464 | 82.1645
| Tariff | Dynamic | Average Weekday | September | SCE 1-in-2 | 18 | 1.2644 | 1.4207 | 0.82786 | 0.93617 | 0.11018 | 81.2315
| Tariff | Dynamic | Average Weekday | September | SCE 1-in-2 | 19 | 1.6708 | 1.6755 | 1.4095 | 1.356 | 0.097828 | 79.5226
| Tariff | Dynamic | Average Weekday | September | SCE 1-in-2 | 20 | 1.7879 | 1.7278 | 1.6045 | 1.5151 | 0.056572 | 76.6508
| Tariff | Dynamic | Average Weekday | September | SCE 1-in-2 | 21 | 1.8074 | 1.7533 | 1.6534 | 1.5699 | 0.06844 | 73.6577
| Tariff | Dynamic | Average Weekday | September | SCE 1-in-2 | 22 | 1.7839 | 1.7087 | 2.0839 | 2.1896 | 0.058498 | 71.8621
| Tariff | Dynamic | Average Weekday | September | SCE 1-in-2 | 23 | 1.7888 | 1.7501 | 1.8068 | 1.8861 | 0.0089953 | 70.5684
| Tariff | Dynamic | Average Weekday | September | SCE 1-in-2 | 24 | 1.5879 | 1.5718 | 1.6075 | 1.6726 | 0.0097905 | 69.4279
| Tariff | Dynamic | Monthly System Peak Day | April | CAISO 1-in-10 | 1 | 1.63 | 1.6223 | 1.63 | 1.6223 | 0 | 71.6387
| Tariff | Dynamic | Monthly System Peak Day | April | CAISO 1-in-10 | 2 | 1.3157 | 1.3133 | 1.3157 | 1.3133 | 0 | 69.2134
| Tariff | Dynamic | Monthly System Peak Day | April | CAISO 1-in-10 | 3 | 1.1026 | 1.0929 | 1.1026 | 1.0929 | 0 | 67.3022
| Tariff | Dynamic | Monthly System Peak Day | April | CAISO 1-in-10 | 4 | 0.96662 | 0.94993 | 0.96662 | 0.94993 | 0 | 65.9543
| Tariff | Dynamic | Monthly System Peak Day | April | CAISO 1-in-10 | 5 | 0.88739 | 0.86399 | 0.88739 | 0.86399 | 0 | 66.113
| Tariff | Dynamic | Monthly System Peak Day | April | CAISO 1-in-10 | 6 | 0.86892 | 0.85787 | 0.86892 | 0.85787 | 0 | 66.5538
| Tariff | Dynamic | Monthly System Peak Day | April | CAISO 1-in-10 | 7 | 0.84481 | 0.88754 | 0.84481 | 0.88754 | 0 | 67.0758
| Tariff | Dynamic | Monthly System Peak Day | April | CAISO 1-in-10 | 8 | 0.74541 | 0.82259 | 0.74541 | 0.82259 | 0 | 67.554
| Tariff | Dynamic | Monthly System Peak Day | April | CAISO 1-in-10 | 9 | 0.52908 | 0.61806 | 0.52908 | 0.61806 | 0 | 70.3148
| Tariff | Dynamic | Monthly System Peak Day | April | CAISO 1-in-10 | 10 | 0.30294 | 0.46963 | 0.30294 | 0.46963 | 0 | 74.5151
| Tariff | Dynamic | Monthly System Peak Day | April | CAISO 1-in-10 | 11 | 0.159 | 0.41363 | 0.159 | 0.41363 | 0 | 78.6237
| Tariff | Dynamic | Monthly System Peak Day | April | CAISO 1-in-10 | 12 | 0.13529 | 0.44832 | 0.13529 | 0.44832 | 0 | 82.5667
| Tariff | Dynamic | Monthly System Peak Day | April | CAISO 1-in-10 | 13 | 0.26531 | 0.5964 | 0.26531 | 0.5964 | 0 | 85.4828
| Tariff | Dynamic | Monthly System Peak Day | April | CAISO 1-in-10 | 14 | 0.50865 | 0.84785 | 0.50865 | 0.84785 | 0 | 87.4095
| Tariff | Dynamic | Monthly System Peak Day | April | CAISO 1-in-10 | 15 | 0.78771 | 1.13 | 0.78771 | 1.13 | 0 | 88.8028
| Tariff | Dynamic | Monthly System Peak Day | April | CAISO 1-in-10 | 16 | 1.2079 | 1.5196 | 1.2079 | 1.5196 | 0 | 90.0557
| Tariff | Dynamic | Monthly System Peak Day | April | CAISO 1-in-10 | 17 | 1.6074 | 1.8819 | 0.6471 | 0.76377 | 0.016026 | 90.7465
| Tariff | Dynamic | Monthly System Peak Day | April | CAISO 1-in-10 | 18 | 2.045 | 2.2013 | 1.4217 | 1.53 | 0.056509 | 90.948
| Tariff | Dynamic | Monthly System Peak Day | April | CAISO 1-in-10 | 19 | 2.3684 | 2.3731 | 1.9707 | 1.9172 | 0.040297 | 90.2453
| Tariff | Dynamic | Monthly System Peak Day | April | CAISO 1-in-10 | 20 | 2.457 | 2.397 | 2.1586 | 2.0692 | 0.018603 | 88.3568
| Tariff | Dynamic | Monthly System Peak Day | April | CAISO 1-in-10 | 21 | 2.4406 | 2.3865 | 2.1735 | 2.0901 | 0.02566 | 85.167
| Tariff | Dynamic | Monthly System Peak Day | April | CAISO 1-in-10 | 22 | 2.3299 | 2.2547 | 2.7109 | 2.8166 | 0.024365 | 82.2588
| Tariff | Dynamic | Monthly System Peak Day | April | CAISO 1-in-10 | 23 | 2.2603 | 2.2216 | 2.3871 | 2.4664 | 0.018577 | 79.3925
| Tariff | Dynamic | Monthly System Peak Day | April | CAISO 1-in-10 | 24 | 2.0037 | 1.9875 | 2.0676 | 2.1327 | 0.018639 | 76.2998
| Tariff | Dynamic | Monthly System Peak Day | April | CAISO 1-in-2 | 1 | 1.1997 | 1.1919 | 1.1997 | 1.1919 | 0 | 62.9575
| Tariff | Dynamic | Monthly System Peak Day | April | CAISO 1-in-2 | 2 | 1.0477 | 1.0453 | 1.0477 | 1.0453 | 0 | 61.656
| Tariff | Dynamic | Monthly System Peak Day | April | CAISO 1-in-2 | 3 | 0.92967 | 0.91994 | 0.92967 | 0.91994 | 0 | 60.7295
| Tariff | Dynamic | Monthly System Peak Day | April | CAISO 1-in-2 | 4 | 0.83709 | 0.8204 | 0.83709 | 0.8204 | 0 | 59.8673
| Tariff | Dynamic | Monthly System Peak Day | April | CAISO 1-in-2 | 5 | 0.77645 | 0.75306 | 0.77645 | 0.75306 | 0 | 58.8254
| Tariff | Dynamic | Monthly System Peak Day | April | CAISO 1-in-2 | 6 | 0.74219 | 0.73115 | 0.74219 | 0.73115 | 0 | 58.1172
| Tariff | Dynamic | Monthly System Peak Day | April | CAISO 1-in-2 | 7 | 0.71269 | 0.75541 | 0.71269 | 0.75541 | 0 | 57.5355
| Tariff | Dynamic | Monthly System Peak Day | April | CAISO 1-in-2 | 8 | 0.59335 | 0.67053 | 0.59335 | 0.67053 | 0 | 57.3923
| Tariff | Dynamic | Monthly System Peak Day | April | CAISO 1-in-2 | 9 | 0.31652 | 0.40549 | 0.31652 | 0.40549 | 0 | 59.011
| Tariff | Dynamic | Monthly System Peak Day | April | CAISO 1-in-2 | 10 | -0.019343 | 0.14735 | -0.019343 | 0.14735 | 0 | 63.1781
| Tariff | Dynamic | Monthly System Peak Day | April | CAISO 1-in-2 | 11 | -0.29762 | -0.042979 | -0.29762 | -0.042979 | 0 | 68.2784
| Tariff | Dynamic | Monthly System Peak Day | April | CAISO 1-in-2 | 12 | -0.54022 | -0.22719 | -0.54022 | -0.22719 | 0 | 72.9841
| Tariff | Dynamic | Monthly System Peak Day | April | CAISO 1-in-2 | 13 | -0.60052 | -0.26943 | -0.60052 | -0.26943 | 0 | 76.8891
| Tariff | Dynamic | Monthly System Peak Day | April | CAISO 1-in-2 | 14 | -0.51803 | -0.17884 | -0.51803 | -0.17884 | 0 | 79.6575
| Tariff | Dynamic | Monthly System Peak Day | April | CAISO 1-in-2 | 15 | -0.32953 | 0.012772 | -0.32953 | 0.012772 | 0 | 81.4596
| Tariff | Dynamic | Monthly System Peak Day | April | CAISO 1-in-2 | 16 | 0.018144 | 0.32992 | 0.018144 | 0.32992 | 0 | 81.8511
| Tariff | Dynamic | Monthly System Peak Day | April | CAISO 1-in-2 | 17 | 0.39452 | 0.669 | -0.19399 | 0.080483 | 0.025788 | 81.3484
| Tariff | Dynamic | Monthly System Peak Day | April | CAISO 1-in-2 | 18 | 0.84183 | 0.99812 | 0.41521 | 0.52353 | 0.11335 | 80.7149
| Tariff | Dynamic | Monthly System Peak Day | April | CAISO 1-in-2 | 19 | 1.2361 | 1.2409 | 0.97348 | 0.91998 | 0.097238 | 79.625
| Tariff | Dynamic | Monthly System Peak Day | April | CAISO 1-in-2 | 20 | 1.4556 | 1.3956 | 1.2673 | 1.1779 | 0.054626 | 77.1471
| Tariff | Dynamic | Monthly System Peak Day | April | CAISO 1-in-2 | 21 | 1.5072 | 1.4531 | 1.3611 | 1.2776 | 0.071652 | 72.855
| Tariff | Dynamic | Monthly System Peak Day | April | CAISO 1-in-2 | 22 | 1.4858 | 1.4106 | 1.7608 | 1.8665 | 0.072802 | 68.6504
| Tariff | Dynamic | Monthly System Peak Day | April | CAISO 1-in-2 | 23 | 1.5279 | 1.4892 | 1.5279 | 1.5665 | 0 | 65.8049
| Tariff | Dynamic | Monthly System Peak Day | April | CAISO 1-in-2 | 24 | 1.367 | 1.3509 | 1.367 | 1.4156 | 0 | 63.8454
| Tariff | Dynamic | Monthly System Peak Day | April | SCE 1-in-10 | 1 | 1.6234 | 1.6157 | 1.6234 | 1.6157 | 0 | 71.451
| Tariff | Dynamic | Monthly System Peak Day | April | SCE 1-in-10 | 2 | 1.3453 | 1.3429 | 1.3453 | 1.3429 | 0 | 69.8418
| Tariff | Dynamic | Monthly System Peak Day | April | SCE 1-in-10 | 3 | 1.1448 | 1.135 | 1.1448 | 1.135 | 0 | 68.7344
| Tariff | Dynamic | Monthly System Peak Day | April | SCE 1-in-10 | 4 | 0.96595 | 0.94926 | 0.96595 | 0.94926 | 0 | 66.8703
| Tariff | Dynamic | Monthly System Peak Day | April | SCE 1-in-10 | 5 | 0.87027 | 0.84688 | 0.87027 | 0.84688 | 0 | 65.6666
| Tariff | Dynamic | Monthly System Peak Day | April | SCE 1-in-10 | 6 | 0.81333 | 0.80228 | 0.81333 | 0.80228 | 0 | 64.6887
| Tariff | Dynamic | Monthly System Peak Day | April | SCE 1-in-10 | 7 | 0.7539 | 0.79663 | 0.7539 | 0.79663 | 0 | 63.8856
| Tariff | Dynamic | Monthly System Peak Day | April | SCE 1-in-10 | 8 | 0.62475 | 0.70194 | 0.62475 | 0.70194 | 0 | 63.7352
| Tariff | Dynamic | Monthly System Peak Day | April | SCE 1-in-10 | 9 | 0.4052 | 0.49418 | 0.4052 | 0.49418 | 0 | 66.8034
| Tariff | Dynamic | Monthly System Peak Day | April | SCE 1-in-10 | 10 | 0.18857 | 0.35525 | 0.18857 | 0.35525 | 0 | 72.45
| Tariff | Dynamic | Monthly System Peak Day | April | SCE 1-in-10 | 11 | -0.096055 | 0.15858 | -0.096055 | 0.15858 | 0 | 77.4298
| Tariff | Dynamic | Monthly System Peak Day | April | SCE 1-in-10 | 12 | -0.19897 | 0.11406 | -0.19897 | 0.11406 | 0 | 81.9864
| Tariff | Dynamic | Monthly System Peak Day | April | SCE 1-in-10 | 13 | -0.094826 | 0.23626 | -0.094826 | 0.23626 | 0 | 84.8514
| Tariff | Dynamic | Monthly System Peak Day | April | SCE 1-in-10 | 14 | 0.11918 | 0.45837 | 0.11918 | 0.45837 | 0 | 86.44
| Tariff | Dynamic | Monthly System Peak Day | April | SCE 1-in-10 | 15 | 0.38316 | 0.72546 | 0.38316 | 0.72546 | 0 | 87.323
| Tariff | Dynamic | Monthly System Peak Day | April | SCE 1-in-10 | 16 | 0.79236 | 1.1041 | 0.79236 | 1.1041 | 0 | 88.0443
| Tariff | Dynamic | Monthly System Peak Day | April | SCE 1-in-10 | 17 | 1.1939 | 1.4684 | 0.28656 | 0.40323 | 0.016952 | 88.3066
| Tariff | Dynamic | Monthly System Peak Day | April | SCE 1-in-10 | 18 | 1.638 | 1.7943 | 1.0689 | 1.1772 | 0.070274 | 88.1273
| Tariff | Dynamic | Monthly System Peak Day | April | SCE 1-in-10 | 19 | 2.0023 | 2.0071 | 1.6591 | 1.6056 | 0.06167 | 85.9622
| Tariff | Dynamic | Monthly System Peak Day | April | SCE 1-in-10 | 20 | 2.1182 | 2.0581 | 1.8915 | 1.8021 | 0.039676 | 81.0595
| Tariff | Dynamic | Monthly System Peak Day | April | SCE 1-in-10 | 21 | 2.1077 | 2.0535 | 1.9363 | 1.8529 | 0.061438 | 75.4173
| Tariff | Dynamic | Monthly System Peak Day | April | SCE 1-in-10 | 22 | 2.0789 | 2.0038 | 2.3838 | 2.4895 | 0.055805 | 72.4818
| Tariff | Dynamic | Monthly System Peak Day | April | SCE 1-in-10 | 23 | 2.0568 | 2.0181 | 2.0758 | 2.1551 | 0.0095001 | 70.6503
| Tariff | Dynamic | Monthly System Peak Day | April | SCE 1-in-10 | 24 | 1.7867 | 1.7705 | 1.8043 | 1.8694 | 0.0088201 | 69.1276
| Tariff | Dynamic | Monthly System Peak Day | April | SCE 1-in-2 | 1 | 1.273 | 1.2652 | 1.273 | 1.2652 | 0 | 65.1036
| Tariff | Dynamic | Monthly System Peak Day | April | SCE 1-in-2 | 2 | 1.1091 | 1.1068 | 1.1091 | 1.1068 | 0 | 63.9594
| Tariff | Dynamic | Monthly System Peak Day | April | SCE 1-in-2 | 3 | 0.97749 | 0.96776 | 0.97749 | 0.96776 | 0 | 62.9097
| Tariff | Dynamic | Monthly System Peak Day | April | SCE 1-in-2 | 4 | 0.87582 | 0.85913 | 0.87582 | 0.85913 | 0 | 61.8381
| Tariff | Dynamic | Monthly System Peak Day | April | SCE 1-in-2 | 5 | 0.80388 | 0.78048 | 0.80388 | 0.78048 | 0 | 60.8302
| Tariff | Dynamic | Monthly System Peak Day | April | SCE 1-in-2 | 6 | 0.76086 | 0.74982 | 0.76086 | 0.74982 | 0 | 59.9953
| Tariff | Dynamic | Monthly System Peak Day | April | SCE 1-in-2 | 7 | 0.72231 | 0.76504 | 0.72231 | 0.76504 | 0 | 59.4696
| Tariff | Dynamic | Monthly System Peak Day | April | SCE 1-in-2 | 8 | 0.59977 | 0.67695 | 0.59977 | 0.67695 | 0 | 59.3684
| Tariff | Dynamic | Monthly System Peak Day | April | SCE 1-in-2 | 9 | 0.3333 | 0.42228 | 0.3333 | 0.42228 | 0 | 61.2872
| Tariff | Dynamic | Monthly System Peak Day | April | SCE 1-in-2 | 10 | 0.012184 | 0.17887 | 0.012184 | 0.17887 | 0 | 65.7796
| Tariff | Dynamic | Monthly System Peak Day | April | SCE 1-in-2 | 11 | -0.26758 | -0.012943 | -0.26758 | -0.012943 | 0 | 71.2556
| Tariff | Dynamic | Monthly System Peak Day | April | SCE 1-in-2 | 12 | -0.48379 | -0.17076 | -0.48379 | -0.17076 | 0 | 76.2114
| Tariff | Dynamic | Monthly System Peak Day | April | SCE 1-in-2 | 13 | -0.50158 | -0.1705 | -0.50158 | -0.1705 | 0 | 80.2393
| Tariff | Dynamic | Monthly System Peak Day | April | SCE 1-in-2 | 14 | -0.36621 | -0.027021 | -0.36621 | -0.027021 | 0 | 82.7817
| Tariff | Dynamic | Monthly System Peak Day | April | SCE 1-in-2 | 15 | -0.13714 | 0.20515 | -0.13714 | 0.20515 | 0 | 84.0197
| Tariff | Dynamic | Monthly System Peak Day | April | SCE 1-in-2 | 16 | 0.25039 | 0.56217 | 0.25039 | 0.56217 | 0 | 84.4255
| Tariff | Dynamic | Monthly System Peak Day | April | SCE 1-in-2 | 17 | 0.64645 | 0.92092 | -0.1564 | -0.039739 | 0.022423 | 83.4925
| Tariff | Dynamic | Monthly System Peak Day | April | SCE 1-in-2 | 18 | 1.1113 | 1.2675 | 0.63487 | 0.74319 | 0.097662 | 83.304
| Tariff | Dynamic | Monthly System Peak Day | April | SCE 1-in-2 | 19 | 1.5014 | 1.5062 | 1.2083 | 1.1548 | 0.083534 | 82.0208
| Tariff | Dynamic | Monthly System Peak Day | April | SCE 1-in-2 | 20 | 1.6792 | 1.6192 | 1.4691 | 1.3797 | 0.046024 | 79.3714
| Tariff | Dynamic | Monthly System Peak Day | April | SCE 1-in-2 | 21 | 1.7139 | 1.6598 | 1.544 | 1.4606 | 0.062001 | 75.2752
| Tariff | Dynamic | Monthly System Peak Day | April | SCE 1-in-2 | 22 | 1.6772 | 1.602 | 1.9797 | 2.0854 | 0.05708 | 72.1874
| Tariff | Dynamic | Monthly System Peak Day | April | SCE 1-in-2 | 23 | 1.6964 | 1.6577 | 1.7076 | 1.7869 | 0.0056226 | 70.0211
| Tariff | Dynamic | Monthly System Peak Day | April | SCE 1-in-2 | 24 | 1.5143 | 1.4981 | 1.5204 | 1.5854 | 0.0030438 | 67.3396
| Tariff | Dynamic | Monthly System Peak Day | August | CAISO 1-in-10 | 1 | 1.8526 | 1.8449 | 1.8526 | 1.8449 | 0 | 75.5797
| Tariff | Dynamic | Monthly System Peak Day | August | CAISO 1-in-10 | 2 | 1.5833 | 1.581 | 1.5833 | 1.581 | 0 | 74.6718
| Tariff | Dynamic | Monthly System Peak Day | August | CAISO 1-in-10 | 3 | 1.3788 | 1.3691 | 1.3788 | 1.3691 | 0 | 73.9782
| Tariff | Dynamic | Monthly System Peak Day | August | CAISO 1-in-10 | 4 | 1.2211 | 1.2045 | 1.2211 | 1.2045 | 0 | 73.3301
| Tariff | Dynamic | Monthly System Peak Day | August | CAISO 1-in-10 | 5 | 1.1015 | 1.0781 | 1.1015 | 1.0781 | 0 | 72.6107
| Tariff | Dynamic | Monthly System Peak Day | August | CAISO 1-in-10 | 6 | 1.0209 | 1.0098 | 1.0209 | 1.0098 | 0 | 72.0477
| Tariff | Dynamic | Monthly System Peak Day | August | CAISO 1-in-10 | 7 | 0.95061 | 0.99334 | 0.95061 | 0.99334 | 0 | 71.6518
| Tariff | Dynamic | Monthly System Peak Day | August | CAISO 1-in-10 | 8 | 0.83429 | 0.91148 | 0.83429 | 0.91148 | 0 | 71.4229
| Tariff | Dynamic | Monthly System Peak Day | August | CAISO 1-in-10 | 9 | 0.62348 | 0.71245 | 0.62348 | 0.71245 | 0 | 73.5082
| Tariff | Dynamic | Monthly System Peak Day | August | CAISO 1-in-10 | 10 | 0.45594 | 0.62263 | 0.45594 | 0.62263 | 0 | 77.6562
| Tariff | Dynamic | Monthly System Peak Day | August | CAISO 1-in-10 | 11 | 0.41938 | 0.67402 | 0.41938 | 0.67402 | 0 | 82.6181
| Tariff | Dynamic | Monthly System Peak Day | August | CAISO 1-in-10 | 12 | 0.46631 | 0.77934 | 0.46631 | 0.77934 | 0 | 87.4556
| Tariff | Dynamic | Monthly System Peak Day | August | CAISO 1-in-10 | 13 | 0.68496 | 1.016 | 0.68496 | 1.016 | 0 | 90.8678
| Tariff | Dynamic | Monthly System Peak Day | August | CAISO 1-in-10 | 14 | 1.0059 | 1.345 | 1.0059 | 1.345 | 0 | 93.6424
| Tariff | Dynamic | Monthly System Peak Day | August | CAISO 1-in-10 | 15 | 1.3357 | 1.678 | 1.3357 | 1.678 | 0 | 94.6127
| Tariff | Dynamic | Monthly System Peak Day | August | CAISO 1-in-10 | 16 | 1.7733 | 2.0851 | 1.7733 | 2.0851 | 0 | 94.6181
| Tariff | Dynamic | Monthly System Peak Day | August | CAISO 1-in-10 | 17 | 2.154 | 2.4285 | 1.1149 | 1.2316 | 0.017586 | 94.3773
| Tariff | Dynamic | Monthly System Peak Day | August | CAISO 1-in-10 | 18 | 2.5865 | 2.7428 | 1.9111 | 2.0194 | 0.046627 | 93.6547
| Tariff | Dynamic | Monthly System Peak Day | August | CAISO 1-in-10 | 19 | 2.8912 | 2.896 | 2.4694 | 2.4159 | 0.032886 | 92.142
| Tariff | Dynamic | Monthly System Peak Day | August | CAISO 1-in-10 | 20 | 2.8978 | 2.8378 | 2.585 | 2.4956 | 0.017873 | 89.822
| Tariff | Dynamic | Monthly System Peak Day | August | CAISO 1-in-10 | 21 | 2.837 | 2.7829 | 2.5657 | 2.4822 | 0.024401 | 85.6014
| Tariff | Dynamic | Monthly System Peak Day | August | CAISO 1-in-10 | 22 | 2.7333 | 2.6581 | 3.1155 | 3.2212 | 0.024271 | 82.4151
| Tariff | Dynamic | Monthly System Peak Day | August | CAISO 1-in-10 | 23 | 2.6145 | 2.5758 | 2.7587 | 2.838 | 0.018339 | 80.81
| Tariff | Dynamic | Monthly System Peak Day | August | CAISO 1-in-10 | 24 | 2.2782 | 2.262 | 2.363 | 2.428 | 0.017741 | 79.5236
| Tariff | Dynamic | Monthly System Peak Day | August | CAISO 1-in-2 | 1 | 2.0131 | 2.0053 | 2.0131 | 2.0053 | 0 | 77.9807
| Tariff | Dynamic | Monthly System Peak Day | August | CAISO 1-in-2 | 2 | 1.7275 | 1.7252 | 1.7275 | 1.7252 | 0 | 77.0028
| Tariff | Dynamic | Monthly System Peak Day | August | CAISO 1-in-2 | 3 | 1.5025 | 1.4928 | 1.5025 | 1.4928 | 0 | 76.2621
| Tariff | Dynamic | Monthly System Peak Day | August | CAISO 1-in-2 | 4 | 1.3143 | 1.2976 | 1.3143 | 1.2976 | 0 | 75.4139
| Tariff | Dynamic | Monthly System Peak Day | August | CAISO 1-in-2 | 5 | 1.1837 | 1.1603 | 1.1837 | 1.1603 | 0 | 74.8045
| Tariff | Dynamic | Monthly System Peak Day | August | CAISO 1-in-2 | 6 | 1.0922 | 1.0812 | 1.0922 | 1.0812 | 0 | 74.2201
| Tariff | Dynamic | Monthly System Peak Day | August | CAISO 1-in-2 | 7 | 1.0174 | 1.0601 | 1.0174 | 1.0601 | 0 | 73.7021
| Tariff | Dynamic | Monthly System Peak Day | August | CAISO 1-in-2 | 8 | 0.93332 | 1.0105 | 0.93332 | 1.0105 | 0 | 73.8061
| Tariff | Dynamic | Monthly System Peak Day | August | CAISO 1-in-2 | 9 | 0.73216 | 0.82114 | 0.73216 | 0.82114 | 0 | 75.8519
| Tariff | Dynamic | Monthly System Peak Day | August | CAISO 1-in-2 | 10 | 0.47595 | 0.64264 | 0.47595 | 0.64264 | 0 | 79.7246
| Tariff | Dynamic | Monthly System Peak Day | August | CAISO 1-in-2 | 11 | 0.35903 | 0.61367 | 0.35903 | 0.61367 | 0 | 83.8705
| Tariff | Dynamic | Monthly System Peak Day | August | CAISO 1-in-2 | 12 | 0.43416 | 0.74719 | 0.43416 | 0.74719 | 0 | 87.867
| Tariff | Dynamic | Monthly System Peak Day | August | CAISO 1-in-2 | 13 | 0.66974 | 1.0008 | 0.66974 | 1.0008 | 0 | 90.4029
| Tariff | Dynamic | Monthly System Peak Day | August | CAISO 1-in-2 | 14 | 0.99055 | 1.3297 | 0.99055 | 1.3297 | 0 | 91.8592
| Tariff | Dynamic | Monthly System Peak Day | August | CAISO 1-in-2 | 15 | 1.3054 | 1.6477 | 1.3054 | 1.6477 | 0 | 92.3361
| Tariff | Dynamic | Monthly System Peak Day | August | CAISO 1-in-2 | 16 | 1.7285 | 2.0402 | 1.7285 | 2.0402 | 0 | 92.2673
| Tariff | Dynamic | Monthly System Peak Day | August | CAISO 1-in-2 | 17 | 2.1099 | 2.3843 | 1.1313 | 1.2479 | 0.01608 | 91.589
| Tariff | Dynamic | Monthly System Peak Day | August | CAISO 1-in-2 | 18 | 2.5877 | 2.744 | 1.9933 | 2.1016 | 0.063536 | 89.4444
| Tariff | Dynamic | Monthly System Peak Day | August | CAISO 1-in-2 | 19 | 2.9184 | 2.9232 | 2.5546 | 2.5011 | 0.053129 | 87.5833
| Tariff | Dynamic | Monthly System Peak Day | August | CAISO 1-in-2 | 20 | 2.8761 | 2.8161 | 2.6022 | 2.5128 | 0.023679 | 85.8618
| Tariff | Dynamic | Monthly System Peak Day | August | CAISO 1-in-2 | 21 | 2.8117 | 2.7576 | 2.5643 | 2.4808 | 0.032126 | 83.1671
| Tariff | Dynamic | Monthly System Peak Day | August | CAISO 1-in-2 | 22 | 2.7237 | 2.6485 | 3.0958 | 3.2015 | 0.025728 | 81.1109
| Tariff | Dynamic | Monthly System Peak Day | August | CAISO 1-in-2 | 23 | 2.6076 | 2.5689 | 2.7398 | 2.8191 | 0.018348 | 79.8333
| Tariff | Dynamic | Monthly System Peak Day | August | CAISO 1-in-2 | 24 | 2.2653 | 2.2492 | 2.3451 | 2.4102 | 0.017333 | 78.7469
| Tariff | Dynamic | Monthly System Peak Day | August | SCE 1-in-10 | 1 | 2.0314 | 2.0237 | 2.0314 | 2.0237 | 0 | 78.3989
| Tariff | Dynamic | Monthly System Peak Day | August | SCE 1-in-10 | 2 | 1.7282 | 1.7258 | 1.7282 | 1.7258 | 0 | 77.2156
| Tariff | Dynamic | Monthly System Peak Day | August | SCE 1-in-10 | 3 | 1.4926 | 1.4829 | 1.4926 | 1.4829 | 0 | 76.2548
| Tariff | Dynamic | Monthly System Peak Day | August | SCE 1-in-10 | 4 | 1.3024 | 1.2857 | 1.3024 | 1.2857 | 0 | 75.2184
| Tariff | Dynamic | Monthly System Peak Day | August | SCE 1-in-10 | 5 | 1.1679 | 1.1445 | 1.1679 | 1.1445 | 0 | 74.3436
| Tariff | Dynamic | Monthly System Peak Day | August | SCE 1-in-10 | 6 | 1.0735 | 1.0624 | 1.0735 | 1.0624 | 0 | 73.5526
| Tariff | Dynamic | Monthly System Peak Day | August | SCE 1-in-10 | 7 | 0.98731 | 1.03 | 0.98731 | 1.03 | 0 | 72.7272
| Tariff | Dynamic | Monthly System Peak Day | August | SCE 1-in-10 | 8 | 0.88363 | 0.96081 | 0.88363 | 0.96081 | 0 | 72.7101
| Tariff | Dynamic | Monthly System Peak Day | August | SCE 1-in-10 | 9 | 0.68992 | 0.7789 | 0.68992 | 0.7789 | 0 | 75.1716
| Tariff | Dynamic | Monthly System Peak Day | August | SCE 1-in-10 | 10 | 0.52668 | 0.69337 | 0.52668 | 0.69337 | 0 | 80.0458
| Tariff | Dynamic | Monthly System Peak Day | August | SCE 1-in-10 | 11 | 0.45756 | 0.7122 | 0.45756 | 0.7122 | 0 | 85.5573
| Tariff | Dynamic | Monthly System Peak Day | August | SCE 1-in-10 | 12 | 0.58197 | 0.895 | 0.58197 | 0.895 | 0 | 89.19
| Tariff | Dynamic | Monthly System Peak Day | August | SCE 1-in-10 | 13 | 0.85952 | 1.1906 | 0.85952 | 1.1906 | 0 | 90.8083
| Tariff | Dynamic | Monthly System Peak Day | August | SCE 1-in-10 | 14 | 1.1956 | 1.5348 | 1.1956 | 1.5348 | 0 | 92.4235
| Tariff | Dynamic | Monthly System Peak Day | August | SCE 1-in-10 | 15 | 1.5206 | 1.8629 | 1.5206 | 1.8629 | 0 | 94.088
| Tariff | Dynamic | Monthly System Peak Day | August | SCE 1-in-10 | 16 | 1.9665 | 2.2783 | 1.9665 | 2.2783 | 0 | 95.6209
| Tariff | Dynamic | Monthly System Peak Day | August | SCE 1-in-10 | 17 | 2.345 | 2.6194 | 1.2802 | 1.3969 | 0.018753 | 95.5603
| Tariff | Dynamic | Monthly System Peak Day | August | SCE 1-in-10 | 18 | 2.7729 | 2.9292 | 2.0716 | 2.1799 | 0.043656 | 95.003
| Tariff | Dynamic | Monthly System Peak Day | August | SCE 1-in-10 | 19 | 3.064 | 3.0688 | 2.6235 | 2.57 | 0.028965 | 93.6184
| Tariff | Dynamic | Monthly System Peak Day | August | SCE 1-in-10 | 20 | 3.0517 | 2.9917 | 2.7297 | 2.6403 | 0.018469 | 90.7619
| Tariff | Dynamic | Monthly System Peak Day | August | SCE 1-in-10 | 21 | 2.9802 | 2.9261 | 2.6932 | 2.6098 | 0.020486 | 87.1928
| Tariff | Dynamic | Monthly System Peak Day | August | SCE 1-in-10 | 22 | 2.8647 | 2.7895 | 3.2593 | 3.365 | 0.024618 | 84.0062
| Tariff | Dynamic | Monthly System Peak Day | August | SCE 1-in-10 | 23 | 2.7347 | 2.696 | 2.8887 | 2.968 | 0.018834 | 81.6048
| Tariff | Dynamic | Monthly System Peak Day | August | SCE 1-in-10 | 24 | 2.3728 | 2.3567 | 2.4621 | 2.5272 | 0.01843 | 80.2224
| Tariff | Dynamic | Monthly System Peak Day | August | SCE 1-in-2 | 1 | 1.9746 | 1.9668 | 1.9746 | 1.9668 | 0 | 77.3782
| Tariff | Dynamic | Monthly System Peak Day | August | SCE 1-in-2 | 2 | 1.6888 | 1.6864 | 1.6888 | 1.6864 | 0 | 76.3223
| Tariff | Dynamic | Monthly System Peak Day | August | SCE 1-in-2 | 3 | 1.47 | 1.4603 | 1.47 | 1.4603 | 0 | 75.6118
| Tariff | Dynamic | Monthly System Peak Day | August | SCE 1-in-2 | 4 | 1.2828 | 1.2661 | 1.2828 | 1.2661 | 0 | 74.672
| Tariff | Dynamic | Monthly System Peak Day | August | SCE 1-in-2 | 5 | 1.1549 | 1.1315 | 1.1549 | 1.1315 | 0 | 74.0234
| Tariff | Dynamic | Monthly System Peak Day | August | SCE 1-in-2 | 6 | 1.0723 | 1.0613 | 1.0723 | 1.0613 | 0 | 73.6238
| Tariff | Dynamic | Monthly System Peak Day | August | SCE 1-in-2 | 7 | 0.99829 | 1.041 | 0.99829 | 1.041 | 0 | 73.1063
| Tariff | Dynamic | Monthly System Peak Day | August | SCE 1-in-2 | 8 | 0.90743 | 0.98461 | 0.90743 | 0.98461 | 0 | 73.1252
| Tariff | Dynamic | Monthly System Peak Day | August | SCE 1-in-2 | 9 | 0.69745 | 0.78643 | 0.69745 | 0.78643 | 0 | 75.0278
| Tariff | Dynamic | Monthly System Peak Day | August | SCE 1-in-2 | 10 | 0.45594 | 0.62262 | 0.45594 | 0.62262 | 0 | 78.974
| Tariff | Dynamic | Monthly System Peak Day | August | SCE 1-in-2 | 11 | 0.34769 | 0.60233 | 0.34769 | 0.60233 | 0 | 83.0934
| Tariff | Dynamic | Monthly System Peak Day | August | SCE 1-in-2 | 12 | 0.42507 | 0.7381 | 0.42507 | 0.7381 | 0 | 86.6098
| Tariff | Dynamic | Monthly System Peak Day | August | SCE 1-in-2 | 13 | 0.6426 | 0.97369 | 0.6426 | 0.97369 | 0 | 88.9537
| Tariff | Dynamic | Monthly System Peak Day | August | SCE 1-in-2 | 14 | 0.9442 | 1.2834 | 0.9442 | 1.2834 | 0 | 90.9559
| Tariff | Dynamic | Monthly System Peak Day | August | SCE 1-in-2 | 15 | 1.2544 | 1.5967 | 1.2544 | 1.5967 | 0 | 92.3721
| Tariff | Dynamic | Monthly System Peak Day | August | SCE 1-in-2 | 16 | 1.6784 | 1.9901 | 1.6784 | 1.9901 | 0 | 92.3693
| Tariff | Dynamic | Monthly System Peak Day | August | SCE 1-in-2 | 17 | 2.0603 | 2.3347 | 1.0772 | 1.1938 | 0.016123 | 91.7977
| Tariff | Dynamic | Monthly System Peak Day | August | SCE 1-in-2 | 18 | 2.5269 | 2.6832 | 1.9153 | 2.0237 | 0.059282 | 90.3331
| Tariff | Dynamic | Monthly System Peak Day | August | SCE 1-in-2 | 19 | 2.8486 | 2.8534 | 2.467 | 2.4135 | 0.046144 | 88.9815
| Tariff | Dynamic | Monthly System Peak Day | August | SCE 1-in-2 | 20 | 2.8335 | 2.7734 | 2.5451 | 2.4557 | 0.020199 | 87.3376
| Tariff | Dynamic | Monthly System Peak Day | August | SCE 1-in-2 | 21 | 2.7748 | 2.7207 | 2.5207 | 2.4373 | 0.029823 | 83.8484
| Tariff | Dynamic | Monthly System Peak Day | August | SCE 1-in-2 | 22 | 2.686 | 2.6108 | 3.0545 | 3.1602 | 0.026553 | 80.6623
| Tariff | Dynamic | Monthly System Peak Day | August | SCE 1-in-2 | 23 | 2.5812 | 2.5425 | 2.6989 | 2.7782 | 0.019252 | 78.6572
| Tariff | Dynamic | Monthly System Peak Day | August | SCE 1-in-2 | 24 | 2.2354 | 2.2192 | 2.305 | 2.3701 | 0.017733 | 77.1793
| Tariff | Dynamic | Monthly System Peak Day | December | CAISO 1-in-10 | 1 | 1.2856 | 1.2778 | 1.2856 | 1.2778 | 0 | 42.7504
| Tariff | Dynamic | Monthly System Peak Day | December | CAISO 1-in-10 | 2 | 1.1636 | 1.1612 | 1.1636 | 1.1612 | 0 | 41.7454
| Tariff | Dynamic | Monthly System Peak Day | December | CAISO 1-in-10 | 3 | 1.0642 | 1.0544 | 1.0642 | 1.0544 | 0 | 40.6853
| Tariff | Dynamic | Monthly System Peak Day | December | CAISO 1-in-10 | 4 | 0.99572 | 0.97903 | 0.99572 | 0.97903 | 0 | 39.8819
| Tariff | Dynamic | Monthly System Peak Day | December | CAISO 1-in-10 | 5 | 0.96708 | 0.94369 | 0.96708 | 0.94369 | 0 | 39.0378
| Tariff | Dynamic | Monthly System Peak Day | December | CAISO 1-in-10 | 6 | 0.96468 | 0.95363 | 0.96468 | 0.95363 | 0 | 38.0897
| Tariff | Dynamic | Monthly System Peak Day | December | CAISO 1-in-10 | 7 | 0.99767 | 1.0404 | 0.99767 | 1.0404 | 0 | 37.5079
| Tariff | Dynamic | Monthly System Peak Day | December | CAISO 1-in-10 | 8 | 0.88644 | 0.96362 | 0.88644 | 0.96362 | 0 | 37.7986
| Tariff | Dynamic | Monthly System Peak Day | December | CAISO 1-in-10 | 9 | 0.54826 | 0.63724 | 0.54826 | 0.63724 | 0 | 39.0397
| Tariff | Dynamic | Monthly System Peak Day | December | CAISO 1-in-10 | 10 | 0.17023 | 0.33692 | 0.17023 | 0.33692 | 0 | 43.2192
| Tariff | Dynamic | Monthly System Peak Day | December | CAISO 1-in-10 | 11 | -0.11549 | 0.13915 | -0.11549 | 0.13915 | 0 | 47.7179
| Tariff | Dynamic | Monthly System Peak Day | December | CAISO 1-in-10 | 12 | -0.28259 | 0.030435 | -0.28259 | 0.030435 | 0 | 50.3088
| Tariff | Dynamic | Monthly System Peak Day | December | CAISO 1-in-10 | 13 | -0.33373 | -0.0026457 | -0.33373 | -0.0026457 | 0 | 51.4983
| Tariff | Dynamic | Monthly System Peak Day | December | CAISO 1-in-10 | 14 | -0.26805 | 0.071138 | -0.26805 | 0.071138 | 0 | 52.679
| Tariff | Dynamic | Monthly System Peak Day | December | CAISO 1-in-10 | 15 | -0.10747 | 0.23483 | -0.10747 | 0.23483 | 0 | 53.5815
| Tariff | Dynamic | Monthly System Peak Day | December | CAISO 1-in-10 | 16 | 0.19483 | 0.5066 | 0.19483 | 0.5066 | 0 | 53.9166
| Tariff | Dynamic | Monthly System Peak Day | December | CAISO 1-in-10 | 17 | 0.55731 | 0.83178 | 0.55731 | 0.83178 | 0 | 53.5729
| Tariff | Dynamic | Monthly System Peak Day | December | CAISO 1-in-10 | 18 | 0.98584 | 1.1421 | 0.98584 | 1.1421 | 0 | 51.765
| Tariff | Dynamic | Monthly System Peak Day | December | CAISO 1-in-10 | 19 | 1.2985 | 1.3033 | 1.2985 | 1.3033 | 0 | 49.6403
| Tariff | Dynamic | Monthly System Peak Day | December | CAISO 1-in-10 | 20 | 1.393 | 1.333 | 1.393 | 1.333 | 0 | 48.4159
| Tariff | Dynamic | Monthly System Peak Day | December | CAISO 1-in-10 | 21 | 1.4012 | 1.3471 | 1.4012 | 1.3471 | 0 | 47.006
| Tariff | Dynamic | Monthly System Peak Day | December | CAISO 1-in-10 | 22 | 1.4036 | 1.3284 | 1.4036 | 1.3284 | 0 | 45.4829
| Tariff | Dynamic | Monthly System Peak Day | December | CAISO 1-in-10 | 23 | 1.4873 | 1.4486 | 1.4873 | 1.4486 | 0 | 44.7975
| Tariff | Dynamic | Monthly System Peak Day | December | CAISO 1-in-10 | 24 | 1.3838 | 1.3676 | 1.3838 | 1.3676 | 0 | 44.2955
| Tariff | Dynamic | Monthly System Peak Day | December | CAISO 1-in-2 | 1 | 1.165 | 1.1573 | 1.165 | 1.1573 | 0 | 49.3332
| Tariff | Dynamic | Monthly System Peak Day | December | CAISO 1-in-2 | 2 | 1.0456 | 1.0432 | 1.0456 | 1.0432 | 0 | 48.0337
| Tariff | Dynamic | Monthly System Peak Day | December | CAISO 1-in-2 | 3 | 0.94686 | 0.93714 | 0.94686 | 0.93714 | 0 | 47.3568
| Tariff | Dynamic | Monthly System Peak Day | December | CAISO 1-in-2 | 4 | 0.87595 | 0.85926 | 0.87595 | 0.85926 | 0 | 46.7899
| Tariff | Dynamic | Monthly System Peak Day | December | CAISO 1-in-2 | 5 | 0.84032 | 0.81693 | 0.84032 | 0.81693 | 0 | 46.2317
| Tariff | Dynamic | Monthly System Peak Day | December | CAISO 1-in-2 | 6 | 0.83295 | 0.82191 | 0.83295 | 0.82191 | 0 | 45.9328
| Tariff | Dynamic | Monthly System Peak Day | December | CAISO 1-in-2 | 7 | 0.85786 | 0.90058 | 0.85786 | 0.90058 | 0 | 45.6103
| Tariff | Dynamic | Monthly System Peak Day | December | CAISO 1-in-2 | 8 | 0.76148 | 0.83866 | 0.76148 | 0.83866 | 0 | 45.4033
| Tariff | Dynamic | Monthly System Peak Day | December | CAISO 1-in-2 | 9 | 0.4622 | 0.55117 | 0.4622 | 0.55117 | 0 | 46.1893
| Tariff | Dynamic | Monthly System Peak Day | December | CAISO 1-in-2 | 10 | 0.11584 | 0.28253 | 0.11584 | 0.28253 | 0 | 49.7405
| Tariff | Dynamic | Monthly System Peak Day | December | CAISO 1-in-2 | 11 | -0.1654 | 0.089241 | -0.1654 | 0.089241 | 0 | 54.4553
| Tariff | Dynamic | Monthly System Peak Day | December | CAISO 1-in-2 | 12 | -0.34258 | -0.029553 | -0.34258 | -0.029553 | 0 | 58.8461
| Tariff | Dynamic | Monthly System Peak Day | December | CAISO 1-in-2 | 13 | -0.39717 | -0.066089 | -0.39717 | -0.066089 | 0 | 62.1795
| Tariff | Dynamic | Monthly System Peak Day | December | CAISO 1-in-2 | 14 | -0.36278 | -0.023589 | -0.36278 | -0.023589 | 0 | 63.9599
| Tariff | Dynamic | Monthly System Peak Day | December | CAISO 1-in-2 | 15 | -0.23846 | 0.10383 | -0.23846 | 0.10383 | 0 | 64.1222
| Tariff | Dynamic | Monthly System Peak Day | December | CAISO 1-in-2 | 16 | 0.02186 | 0.33364 | 0.02186 | 0.33364 | 0 | 63.9623
| Tariff | Dynamic | Monthly System Peak Day | December | CAISO 1-in-2 | 17 | 0.35035 | 0.62482 | 0.35035 | 0.62482 | 0 | 63.2021
| Tariff | Dynamic | Monthly System Peak Day | December | CAISO 1-in-2 | 18 | 0.7881 | 0.94439 | 0.7881 | 0.94439 | 0 | 60.7166
| Tariff | Dynamic | Monthly System Peak Day | December | CAISO 1-in-2 | 19 | 1.1277 | 1.1325 | 1.1277 | 1.1325 | 0 | 58.4664
| Tariff | Dynamic | Monthly System Peak Day | December | CAISO 1-in-2 | 20 | 1.2668 | 1.2067 | 1.2668 | 1.2067 | 0 | 56.6711
| Tariff | Dynamic | Monthly System Peak Day | December | CAISO 1-in-2 | 21 | 1.2891 | 1.235 | 1.2891 | 1.235 | 0 | 55.1005
| Tariff | Dynamic | Monthly System Peak Day | December | CAISO 1-in-2 | 22 | 1.2866 | 1.2114 | 1.2866 | 1.2114 | 0 | 53.4886
| Tariff | Dynamic | Monthly System Peak Day | December | CAISO 1-in-2 | 23 | 1.3567 | 1.318 | 1.3567 | 1.318 | 0 | 52.4062
| Tariff | Dynamic | Monthly System Peak Day | December | CAISO 1-in-2 | 24 | 1.2523 | 1.2361 | 1.2523 | 1.2361 | 0 | 51.2159
| Tariff | Dynamic | Monthly System Peak Day | December | SCE 1-in-10 | 1 | 1.2856 | 1.2778 | 1.2856 | 1.2778 | 0 | 42.7504
| Tariff | Dynamic | Monthly System Peak Day | December | SCE 1-in-10 | 2 | 1.1636 | 1.1612 | 1.1636 | 1.1612 | 0 | 41.7454
| Tariff | Dynamic | Monthly System Peak Day | December | SCE 1-in-10 | 3 | 1.0642 | 1.0544 | 1.0642 | 1.0544 | 0 | 40.6853
| Tariff | Dynamic | Monthly System Peak Day | December | SCE 1-in-10 | 4 | 0.99572 | 0.97903 | 0.99572 | 0.97903 | 0 | 39.8819
| Tariff | Dynamic | Monthly System Peak Day | December | SCE 1-in-10 | 5 | 0.96708 | 0.94369 | 0.96708 | 0.94369 | 0 | 39.0378
| Tariff | Dynamic | Monthly System Peak Day | December | SCE 1-in-10 | 6 | 0.96468 | 0.95363 | 0.96468 | 0.95363 | 0 | 38.0897
| Tariff | Dynamic | Monthly System Peak Day | December | SCE 1-in-10 | 7 | 0.99767 | 1.0404 | 0.99767 | 1.0404 | 0 | 37.5079
| Tariff | Dynamic | Monthly System Peak Day | December | SCE 1-in-10 | 8 | 0.88644 | 0.96362 | 0.88644 | 0.96362 | 0 | 37.7986
| Tariff | Dynamic | Monthly System Peak Day | December | SCE 1-in-10 | 9 | 0.54826 | 0.63724 | 0.54826 | 0.63724 | 0 | 39.0397
| Tariff | Dynamic | Monthly System Peak Day | December | SCE 1-in-10 | 10 | 0.17023 | 0.33692 | 0.17023 | 0.33692 | 0 | 43.2192
| Tariff | Dynamic | Monthly System Peak Day | December | SCE 1-in-10 | 11 | -0.11549 | 0.13915 | -0.11549 | 0.13915 | 0 | 47.7179
| Tariff | Dynamic | Monthly System Peak Day | December | SCE 1-in-10 | 12 | -0.28259 | 0.030435 | -0.28259 | 0.030435 | 0 | 50.3088
| Tariff | Dynamic | Monthly System Peak Day | December | SCE 1-in-10 | 13 | -0.33373 | -0.0026457 | -0.33373 | -0.0026457 | 0 | 51.4983
| Tariff | Dynamic | Monthly System Peak Day | December | SCE 1-in-10 | 14 | -0.26805 | 0.071138 | -0.26805 | 0.071138 | 0 | 52.679
| Tariff | Dynamic | Monthly System Peak Day | December | SCE 1-in-10 | 15 | -0.10747 | 0.23483 | -0.10747 | 0.23483 | 0 | 53.5815
| Tariff | Dynamic | Monthly System Peak Day | December | SCE 1-in-10 | 16 | 0.19483 | 0.5066 | 0.19483 | 0.5066 | 0 | 53.9166
| Tariff | Dynamic | Monthly System Peak Day | December | SCE 1-in-10 | 17 | 0.55731 | 0.83178 | 0.55731 | 0.83178 | 0 | 53.5729
| Tariff | Dynamic | Monthly System Peak Day | December | SCE 1-in-10 | 18 | 0.98584 | 1.1421 | 0.98584 | 1.1421 | 0 | 51.765
| Tariff | Dynamic | Monthly System Peak Day | December | SCE 1-in-10 | 19 | 1.2985 | 1.3033 | 1.2985 | 1.3033 | 0 | 49.6403
| Tariff | Dynamic | Monthly System Peak Day | December | SCE 1-in-10 | 20 | 1.393 | 1.333 | 1.393 | 1.333 | 0 | 48.4159
| Tariff | Dynamic | Monthly System Peak Day | December | SCE 1-in-10 | 21 | 1.4012 | 1.3471 | 1.4012 | 1.3471 | 0 | 47.006
| Tariff | Dynamic | Monthly System Peak Day | December | SCE 1-in-10 | 22 | 1.4036 | 1.3284 | 1.4036 | 1.3284 | 0 | 45.4829
| Tariff | Dynamic | Monthly System Peak Day | December | SCE 1-in-10 | 23 | 1.4873 | 1.4486 | 1.4873 | 1.4486 | 0 | 44.7975
| Tariff | Dynamic | Monthly System Peak Day | December | SCE 1-in-10 | 24 | 1.3838 | 1.3676 | 1.3838 | 1.3676 | 0 | 44.2955
| Tariff | Dynamic | Monthly System Peak Day | December | SCE 1-in-2 | 1 | 1.2282 | 1.2204 | 1.2282 | 1.2204 | 0 | 44.3728
| Tariff | Dynamic | Monthly System Peak Day | December | SCE 1-in-2 | 2 | 1.1074 | 1.105 | 1.1074 | 1.105 | 0 | 43.8138
| Tariff | Dynamic | Monthly System Peak Day | December | SCE 1-in-2 | 3 | 1.0083 | 0.99859 | 1.0083 | 0.99859 | 0 | 43.4873
| Tariff | Dynamic | Monthly System Peak Day | December | SCE 1-in-2 | 4 | 0.93869 | 0.922 | 0.93869 | 0.922 | 0 | 43.429
| Tariff | Dynamic | Monthly System Peak Day | December | SCE 1-in-2 | 5 | 0.90672 | 0.88333 | 0.90672 | 0.88333 | 0 | 43.2077
| Tariff | Dynamic | Monthly System Peak Day | December | SCE 1-in-2 | 6 | 0.90196 | 0.89091 | 0.90196 | 0.89091 | 0 | 42.9845
| Tariff | Dynamic | Monthly System Peak Day | December | SCE 1-in-2 | 7 | 0.9311 | 0.97382 | 0.9311 | 0.97382 | 0 | 42.8193
| Tariff | Dynamic | Monthly System Peak Day | December | SCE 1-in-2 | 8 | 0.82694 | 0.90412 | 0.82694 | 0.90412 | 0 | 42.4743
| Tariff | Dynamic | Monthly System Peak Day | December | SCE 1-in-2 | 9 | 0.50728 | 0.59626 | 0.50728 | 0.59626 | 0 | 43.2131
| Tariff | Dynamic | Monthly System Peak Day | December | SCE 1-in-2 | 10 | 0.14434 | 0.31102 | 0.14434 | 0.31102 | 0 | 46.814
| Tariff | Dynamic | Monthly System Peak Day | December | SCE 1-in-2 | 11 | -0.13925 | 0.11539 | -0.13925 | 0.11539 | 0 | 50.5732
| Tariff | Dynamic | Monthly System Peak Day | December | SCE 1-in-2 | 12 | -0.31116 | 0.0018713 | -0.31116 | 0.0018713 | 0 | 54.3185
| Tariff | Dynamic | Monthly System Peak Day | December | SCE 1-in-2 | 13 | -0.36394 | -0.032855 | -0.36394 | -0.032855 | 0 | 56.3812
| Tariff | Dynamic | Monthly System Peak Day | December | SCE 1-in-2 | 14 | -0.31148 | 0.027717 | -0.31148 | 0.027717 | 0 | 57.7202
| Tariff | Dynamic | Monthly System Peak Day | December | SCE 1-in-2 | 15 | -0.17101 | 0.17128 | -0.17101 | 0.17128 | 0 | 58.5402
| Tariff | Dynamic | Monthly System Peak Day | December | SCE 1-in-2 | 16 | 0.10982 | 0.42159 | 0.10982 | 0.42159 | 0 | 58.8858
| Tariff | Dynamic | Monthly System Peak Day | December | SCE 1-in-2 | 17 | 0.45764 | 0.73211 | 0.45764 | 0.73211 | 0 | 58.5332
| Tariff | Dynamic | Monthly System Peak Day | December | SCE 1-in-2 | 18 | 0.89169 | 1.048 | 0.89169 | 1.048 | 0 | 56.5934
| Tariff | Dynamic | Monthly System Peak Day | December | SCE 1-in-2 | 19 | 1.2172 | 1.222 | 1.2172 | 1.222 | 0 | 53.9739
| Tariff | Dynamic | Monthly System Peak Day | December | SCE 1-in-2 | 20 | 1.3329 | 1.2729 | 1.3329 | 1.2729 | 0 | 52.2918
| Tariff | Dynamic | Monthly System Peak Day | December | SCE 1-in-2 | 21 | 1.3478 | 1.2937 | 1.3478 | 1.2937 | 0 | 50.6831
| Tariff | Dynamic | Monthly System Peak Day | December | SCE 1-in-2 | 22 | 1.3479 | 1.2727 | 1.3479 | 1.2727 | 0 | 48.9392
| Tariff | Dynamic | Monthly System Peak Day | December | SCE 1-in-2 | 23 | 1.4251 | 1.3864 | 1.4251 | 1.3864 | 0 | 47.2116
| Tariff | Dynamic | Monthly System Peak Day | December | SCE 1-in-2 | 24 | 1.3212 | 1.305 | 1.3212 | 1.305 | 0 | 46.0144
| Tariff | Dynamic | Monthly System Peak Day | February | CAISO 1-in-10 | 1 | 1.1959 | 1.1882 | 1.1959 | 1.1882 | 0 | 50.15
| Tariff | Dynamic | Monthly System Peak Day | February | CAISO 1-in-10 | 2 | 1.0758 | 1.0734 | 1.0758 | 1.0734 | 0 | 49.9362
| Tariff | Dynamic | Monthly System Peak Day | February | CAISO 1-in-10 | 3 | 0.97691 | 0.96718 | 0.97691 | 0.96718 | 0 | 49.8956
| Tariff | Dynamic | Monthly System Peak Day | February | CAISO 1-in-10 | 4 | 0.90663 | 0.88994 | 0.90663 | 0.88994 | 0 | 49.6504
| Tariff | Dynamic | Monthly System Peak Day | February | CAISO 1-in-10 | 5 | 0.87279 | 0.84939 | 0.87279 | 0.84939 | 0 | 49.0801
| Tariff | Dynamic | Monthly System Peak Day | February | CAISO 1-in-10 | 6 | 0.86669 | 0.85565 | 0.86669 | 0.85565 | 0 | 48.2465
| Tariff | Dynamic | Monthly System Peak Day | February | CAISO 1-in-10 | 7 | 0.89367 | 0.9364 | 0.89367 | 0.9364 | 0 | 47.8586
| Tariff | Dynamic | Monthly System Peak Day | February | CAISO 1-in-10 | 8 | 0.79349 | 0.87067 | 0.79349 | 0.87067 | 0 | 47.7218
| Tariff | Dynamic | Monthly System Peak Day | February | CAISO 1-in-10 | 9 | 0.48424 | 0.57322 | 0.48424 | 0.57322 | 0 | 48.0653
| Tariff | Dynamic | Monthly System Peak Day | February | CAISO 1-in-10 | 10 | 0.12977 | 0.29646 | 0.12977 | 0.29646 | 0 | 49.526
| Tariff | Dynamic | Monthly System Peak Day | February | CAISO 1-in-10 | 11 | -0.15261 | 0.10203 | -0.15261 | 0.10203 | 0 | 50.5839
| Tariff | Dynamic | Monthly System Peak Day | February | CAISO 1-in-10 | 12 | -0.32722 | -0.014187 | -0.32722 | -0.014187 | 0 | 51.7971
| Tariff | Dynamic | Monthly System Peak Day | February | CAISO 1-in-10 | 13 | -0.38092 | -0.049838 | -0.38092 | -0.049838 | 0 | 52.8218
| Tariff | Dynamic | Monthly System Peak Day | February | CAISO 1-in-10 | 14 | -0.33589 | 0.0033055 | -0.33589 | 0.0033055 | 0 | 54.0132
| Tariff | Dynamic | Monthly System Peak Day | February | CAISO 1-in-10 | 15 | -0.20674 | 0.13556 | -0.20674 | 0.13556 | 0 | 54.7695
| Tariff | Dynamic | Monthly System Peak Day | February | CAISO 1-in-10 | 16 | 0.062022 | 0.3738 | 0.062022 | 0.3738 | 0 | 55.2599
| Tariff | Dynamic | Monthly System Peak Day | February | CAISO 1-in-10 | 17 | 0.4016 | 0.67607 | 0.4016 | 0.67607 | 0 | 56.552
| Tariff | Dynamic | Monthly System Peak Day | February | CAISO 1-in-10 | 18 | 0.83875 | 0.99504 | 0.83875 | 0.99504 | 0 | 56.0492
| Tariff | Dynamic | Monthly System Peak Day | February | CAISO 1-in-10 | 19 | 1.1715 | 1.1762 | 1.1715 | 1.1762 | 0 | 54.9416
| Tariff | Dynamic | Monthly System Peak Day | February | CAISO 1-in-10 | 20 | 1.2991 | 1.2391 | 1.2991 | 1.2391 | 0 | 53.7501
| Tariff | Dynamic | Monthly System Peak Day | February | CAISO 1-in-10 | 21 | 1.3178 | 1.2637 | 1.3178 | 1.2637 | 0 | 53.2129
| Tariff | Dynamic | Monthly System Peak Day | February | CAISO 1-in-10 | 22 | 1.3166 | 1.2414 | 1.3166 | 1.2414 | 0 | 52.5672
| Tariff | Dynamic | Monthly System Peak Day | February | CAISO 1-in-10 | 23 | 1.3901 | 1.3514 | 1.3901 | 1.3514 | 0 | 51.8718
| Tariff | Dynamic | Monthly System Peak Day | February | CAISO 1-in-10 | 24 | 1.2859 | 1.2698 | 1.2859 | 1.2698 | 0 | 51.15
| Tariff | Dynamic | Monthly System Peak Day | February | CAISO 1-in-2 | 1 | 1.2505 | 1.2427 | 1.2505 | 1.2427 | 0 | 44.0022
| Tariff | Dynamic | Monthly System Peak Day | February | CAISO 1-in-2 | 2 | 1.1292 | 1.1269 | 1.1292 | 1.1269 | 0 | 43.3906
| Tariff | Dynamic | Monthly System Peak Day | February | CAISO 1-in-2 | 3 | 1.03 | 1.0203 | 1.03 | 1.0203 | 0 | 42.5776
| Tariff | Dynamic | Monthly System Peak Day | February | CAISO 1-in-2 | 4 | 0.96083 | 0.94414 | 0.96083 | 0.94414 | 0 | 41.9495
| Tariff | Dynamic | Monthly System Peak Day | February | CAISO 1-in-2 | 5 | 0.93015 | 0.90675 | 0.93015 | 0.90675 | 0 | 41.0613
| Tariff | Dynamic | Monthly System Peak Day | February | CAISO 1-in-2 | 6 | 0.92629 | 0.91525 | 0.92629 | 0.91525 | 0 | 40.2378
| Tariff | Dynamic | Monthly System Peak Day | February | CAISO 1-in-2 | 7 | 0.95693 | 0.99966 | 0.95693 | 0.99966 | 0 | 39.6194
| Tariff | Dynamic | Monthly System Peak Day | February | CAISO 1-in-2 | 8 | 0.85003 | 0.92721 | 0.85003 | 0.92721 | 0 | 39.3543
| Tariff | Dynamic | Monthly System Peak Day | February | CAISO 1-in-2 | 9 | 0.52318 | 0.61216 | 0.52318 | 0.61216 | 0 | 41.247
| Tariff | Dynamic | Monthly System Peak Day | February | CAISO 1-in-2 | 10 | 0.15439 | 0.32107 | 0.15439 | 0.32107 | 0 | 44.8438
| Tariff | Dynamic | Monthly System Peak Day | February | CAISO 1-in-2 | 11 | -0.13003 | 0.12461 | -0.13003 | 0.12461 | 0 | 48.2062
| Tariff | Dynamic | Monthly System Peak Day | February | CAISO 1-in-2 | 12 | -0.30007 | 0.012956 | -0.30007 | 0.012956 | 0 | 51.3812
| Tariff | Dynamic | Monthly System Peak Day | February | CAISO 1-in-2 | 13 | -0.35222 | -0.021131 | -0.35222 | -0.021131 | 0 | 53.676
| Tariff | Dynamic | Monthly System Peak Day | February | CAISO 1-in-2 | 14 | -0.29462 | 0.044568 | -0.29462 | 0.044568 | 0 | 55.3417
| Tariff | Dynamic | Monthly System Peak Day | February | CAISO 1-in-2 | 15 | -0.14635 | 0.19594 | -0.14635 | 0.19594 | 0 | 56.4138
| Tariff | Dynamic | Monthly System Peak Day | February | CAISO 1-in-2 | 16 | 0.14281 | 0.45458 | 0.14281 | 0.45458 | 0 | 56.9403
| Tariff | Dynamic | Monthly System Peak Day | February | CAISO 1-in-2 | 17 | 0.49632 | 0.77079 | 0.49632 | 0.77079 | 0 | 56.9125
| Tariff | Dynamic | Monthly System Peak Day | February | CAISO 1-in-2 | 18 | 0.92823 | 1.0845 | 0.92823 | 1.0845 | 0 | 55.9904
| Tariff | Dynamic | Monthly System Peak Day | February | CAISO 1-in-2 | 19 | 1.2488 | 1.2535 | 1.2488 | 1.2535 | 0 | 53.8793
| Tariff | Dynamic | Monthly System Peak Day | February | CAISO 1-in-2 | 20 | 1.3563 | 1.2962 | 1.3563 | 1.2962 | 0 | 51.6667
| Tariff | Dynamic | Monthly System Peak Day | February | CAISO 1-in-2 | 21 | 1.3685 | 1.3144 | 1.3685 | 1.3144 | 0 | 50.2394
| Tariff | Dynamic | Monthly System Peak Day | February | CAISO 1-in-2 | 22 | 1.3695 | 1.2943 | 1.3695 | 1.2943 | 0 | 48.8079
| Tariff | Dynamic | Monthly System Peak Day | February | CAISO 1-in-2 | 23 | 1.4492 | 1.4105 | 1.4492 | 1.4105 | 0 | 47.4241
| Tariff | Dynamic | Monthly System Peak Day | February | CAISO 1-in-2 | 24 | 1.3455 | 1.3293 | 1.3455 | 1.3293 | 0 | 46.083
| Tariff | Dynamic | Monthly System Peak Day | February | SCE 1-in-10 | 1 | 1.4458 | 1.438 | 1.4458 | 1.438 | 0 | 66.549
| Tariff | Dynamic | Monthly System Peak Day | February | SCE 1-in-10 | 2 | 1.2194 | 1.217 | 1.2194 | 1.217 | 0 | 64.8917
| Tariff | Dynamic | Monthly System Peak Day | February | SCE 1-in-10 | 3 | 1.0412 | 1.0314 | 1.0412 | 1.0314 | 0 | 63.7196
| Tariff | Dynamic | Monthly System Peak Day | February | SCE 1-in-10 | 4 | 0.9054 | 0.88871 | 0.9054 | 0.88871 | 0 | 62.3135
| Tariff | Dynamic | Monthly System Peak Day | February | SCE 1-in-10 | 5 | 0.82525 | 0.80186 | 0.82525 | 0.80186 | 0 | 61.4438
| Tariff | Dynamic | Monthly System Peak Day | February | SCE 1-in-10 | 6 | 0.77454 | 0.76349 | 0.77454 | 0.76349 | 0 | 59.8954
| Tariff | Dynamic | Monthly System Peak Day | February | SCE 1-in-10 | 7 | 0.74271 | 0.78544 | 0.74271 | 0.78544 | 0 | 60.1604
| Tariff | Dynamic | Monthly System Peak Day | February | SCE 1-in-10 | 8 | 0.63146 | 0.70864 | 0.63146 | 0.70864 | 0 | 59.5403
| Tariff | Dynamic | Monthly System Peak Day | February | SCE 1-in-10 | 9 | 0.35835 | 0.44733 | 0.35835 | 0.44733 | 0 | 61.3163
| Tariff | Dynamic | Monthly System Peak Day | February | SCE 1-in-10 | 10 | 0.063374 | 0.23006 | 0.063374 | 0.23006 | 0 | 67.2613
| Tariff | Dynamic | Monthly System Peak Day | February | SCE 1-in-10 | 11 | -0.31908 | -0.064439 | -0.31908 | -0.064439 | 0 | 73.0447
| Tariff | Dynamic | Monthly System Peak Day | February | SCE 1-in-10 | 12 | -0.49073 | -0.1777 | -0.49073 | -0.1777 | 0 | 77.3269
| Tariff | Dynamic | Monthly System Peak Day | February | SCE 1-in-10 | 13 | -0.46635 | -0.13527 | -0.46635 | -0.13527 | 0 | 80.5138
| Tariff | Dynamic | Monthly System Peak Day | February | SCE 1-in-10 | 14 | -0.32434 | 0.014849 | -0.32434 | 0.014849 | 0 | 82.6871
| Tariff | Dynamic | Monthly System Peak Day | February | SCE 1-in-10 | 15 | -0.099087 | 0.24321 | -0.099087 | 0.24321 | 0 | 83.8655
| Tariff | Dynamic | Monthly System Peak Day | February | SCE 1-in-10 | 16 | 0.27667 | 0.58845 | 0.27667 | 0.58845 | 0 | 84.0415
| Tariff | Dynamic | Monthly System Peak Day | February | SCE 1-in-10 | 17 | 0.6577 | 0.93218 | -0.13549 | -0.018822 | 0.02309 | 83.0473
| Tariff | Dynamic | Monthly System Peak Day | February | SCE 1-in-10 | 18 | 1.1154 | 1.2717 | 0.68384 | 0.79216 | 0.11178 | 80.9711
| Tariff | Dynamic | Monthly System Peak Day | February | SCE 1-in-10 | 19 | 1.5376 | 1.5424 | 1.3124 | 1.2589 | 0.11428 | 76.6851
| Tariff | Dynamic | Monthly System Peak Day | February | SCE 1-in-10 | 20 | 1.664 | 1.6039 | 1.5185 | 1.4291 | 0.071915 | 72.7894
| Tariff | Dynamic | Monthly System Peak Day | February | SCE 1-in-10 | 21 | 1.6854 | 1.6313 | 1.5677 | 1.4842 | 0.083297 | 69.9633
| Tariff | Dynamic | Monthly System Peak Day | February | SCE 1-in-10 | 22 | 1.6825 | 1.6073 | 1.9527 | 2.0584 | 0.075587 | 68.0362
| Tariff | Dynamic | Monthly System Peak Day | February | SCE 1-in-10 | 23 | 1.709 | 1.6703 | 1.709 | 1.7478 | 0 | 65.8239
| Tariff | Dynamic | Monthly System Peak Day | February | SCE 1-in-10 | 24 | 1.4999 | 1.4838 | 1.4999 | 1.5486 | 0 | 63.8677
| Tariff | Dynamic | Monthly System Peak Day | February | SCE 1-in-2 | 1 | 1.2498 | 1.2421 | 1.2498 | 1.2421 | 0 | 43.9428
| Tariff | Dynamic | Monthly System Peak Day | February | SCE 1-in-2 | 2 | 1.1286 | 1.1262 | 1.1286 | 1.1262 | 0 | 43.5876
| Tariff | Dynamic | Monthly System Peak Day | February | SCE 1-in-2 | 3 | 1.0294 | 1.0196 | 1.0294 | 1.0196 | 0 | 43.1635
| Tariff | Dynamic | Monthly System Peak Day | February | SCE 1-in-2 | 4 | 0.96017 | 0.94348 | 0.96017 | 0.94348 | 0 | 42.6637
| Tariff | Dynamic | Monthly System Peak Day | February | SCE 1-in-2 | 5 | 0.92945 | 0.90606 | 0.92945 | 0.90606 | 0 | 41.9838
| Tariff | Dynamic | Monthly System Peak Day | February | SCE 1-in-2 | 6 | 0.92557 | 0.91453 | 0.92557 | 0.91453 | 0 | 41.2564
| Tariff | Dynamic | Monthly System Peak Day | February | SCE 1-in-2 | 7 | 0.95616 | 0.99889 | 0.95616 | 0.99889 | 0 | 41.0653
| Tariff | Dynamic | Monthly System Peak Day | February | SCE 1-in-2 | 8 | 0.84935 | 0.92653 | 0.84935 | 0.92653 | 0 | 41.1338
| Tariff | Dynamic | Monthly System Peak Day | February | SCE 1-in-2 | 9 | 0.52271 | 0.61169 | 0.52271 | 0.61169 | 0 | 42.615
| Tariff | Dynamic | Monthly System Peak Day | February | SCE 1-in-2 | 10 | 0.15409 | 0.32078 | 0.15409 | 0.32078 | 0 | 45.2726
| Tariff | Dynamic | Monthly System Peak Day | February | SCE 1-in-2 | 11 | -0.1303 | 0.12434 | -0.1303 | 0.12434 | 0 | 48.0729
| Tariff | Dynamic | Monthly System Peak Day | February | SCE 1-in-2 | 12 | -0.3004 | 0.012627 | -0.3004 | 0.012627 | 0 | 50.4317
| Tariff | Dynamic | Monthly System Peak Day | February | SCE 1-in-2 | 13 | -0.35256 | -0.021479 | -0.35256 | -0.021479 | 0 | 52.2482
| Tariff | Dynamic | Monthly System Peak Day | February | SCE 1-in-2 | 14 | -0.29513 | 0.044067 | -0.29513 | 0.044067 | 0 | 53.7031
| Tariff | Dynamic | Monthly System Peak Day | February | SCE 1-in-2 | 15 | -0.14709 | 0.19521 | -0.14709 | 0.19521 | 0 | 55.0118
| Tariff | Dynamic | Monthly System Peak Day | February | SCE 1-in-2 | 16 | 0.14183 | 0.4536 | 0.14183 | 0.4536 | 0 | 55.8585
| Tariff | Dynamic | Monthly System Peak Day | February | SCE 1-in-2 | 17 | 0.49517 | 0.76964 | 0.49517 | 0.76964 | 0 | 55.9378
| Tariff | Dynamic | Monthly System Peak Day | February | SCE 1-in-2 | 18 | 0.92714 | 1.0834 | 0.92714 | 1.0834 | 0 | 55.2051
| Tariff | Dynamic | Monthly System Peak Day | February | SCE 1-in-2 | 19 | 1.2478 | 1.2526 | 1.2478 | 1.2526 | 0 | 53.3623
| Tariff | Dynamic | Monthly System Peak Day | February | SCE 1-in-2 | 20 | 1.3556 | 1.2955 | 1.3556 | 1.2955 | 0 | 51.6935
| Tariff | Dynamic | Monthly System Peak Day | February | SCE 1-in-2 | 21 | 1.3679 | 1.3138 | 1.3679 | 1.3138 | 0 | 50.3175
| Tariff | Dynamic | Monthly System Peak Day | February | SCE 1-in-2 | 22 | 1.3689 | 1.2937 | 1.3689 | 1.2937 | 0 | 49.0867
| Tariff | Dynamic | Monthly System Peak Day | February | SCE 1-in-2 | 23 | 1.4485 | 1.4098 | 1.4485 | 1.4098 | 0 | 47.9521
| Tariff | Dynamic | Monthly System Peak Day | February | SCE 1-in-2 | 24 | 1.3447 | 1.3286 | 1.3447 | 1.3286 | 0 | 46.7501
| Tariff | Dynamic | Monthly System Peak Day | January | CAISO 1-in-10 | 1 | 1.2765 | 1.2688 | 1.2765 | 1.2688 | 0 | 46.1717
| Tariff | Dynamic | Monthly System Peak Day | January | CAISO 1-in-10 | 2 | 1.1547 | 1.1524 | 1.1547 | 1.1524 | 0 | 45.4017
| Tariff | Dynamic | Monthly System Peak Day | January | CAISO 1-in-10 | 3 | 1.0554 | 1.0456 | 1.0554 | 1.0456 | 0 | 45.3001
| Tariff | Dynamic | Monthly System Peak Day | January | CAISO 1-in-10 | 4 | 0.98673 | 0.97004 | 0.98673 | 0.97004 | 0 | 44.8778
| Tariff | Dynamic | Monthly System Peak Day | January | CAISO 1-in-10 | 5 | 0.95756 | 0.93417 | 0.95756 | 0.93417 | 0 | 44.4634
| Tariff | Dynamic | Monthly System Peak Day | January | CAISO 1-in-10 | 6 | 0.95478 | 0.94374 | 0.95478 | 0.94374 | 0 | 43.8738
| Tariff | Dynamic | Monthly System Peak Day | January | CAISO 1-in-10 | 7 | 0.98717 | 1.0299 | 0.98717 | 1.0299 | 0 | 43.4668
| Tariff | Dynamic | Monthly System Peak Day | January | CAISO 1-in-10 | 8 | 0.87706 | 0.95424 | 0.87706 | 0.95424 | 0 | 42.5966
| Tariff | Dynamic | Monthly System Peak Day | January | CAISO 1-in-10 | 9 | 0.5418 | 0.63077 | 0.5418 | 0.63077 | 0 | 42.2947
| Tariff | Dynamic | Monthly System Peak Day | January | CAISO 1-in-10 | 10 | 0.16615 | 0.33284 | 0.16615 | 0.33284 | 0 | 44.4433
| Tariff | Dynamic | Monthly System Peak Day | January | CAISO 1-in-10 | 11 | -0.11923 | 0.13541 | -0.11923 | 0.13541 | 0 | 45.4786
| Tariff | Dynamic | Monthly System Peak Day | January | CAISO 1-in-10 | 12 | -0.2871 | 0.025931 | -0.2871 | 0.025931 | 0 | 47.3822
| Tariff | Dynamic | Monthly System Peak Day | January | CAISO 1-in-10 | 13 | -0.33849 | -0.0074095 | -0.33849 | -0.0074095 | 0 | 48.8289
| Tariff | Dynamic | Monthly System Peak Day | January | CAISO 1-in-10 | 14 | -0.2749 | 0.064291 | -0.2749 | 0.064291 | 0 | 48.9654
| Tariff | Dynamic | Monthly System Peak Day | January | CAISO 1-in-10 | 15 | -0.11749 | 0.22481 | -0.11749 | 0.22481 | 0 | 49.707
| Tariff | Dynamic | Monthly System Peak Day | January | CAISO 1-in-10 | 16 | 0.18142 | 0.4932 | 0.18142 | 0.4932 | 0 | 50.4757
| Tariff | Dynamic | Monthly System Peak Day | January | CAISO 1-in-10 | 17 | 0.54159 | 0.81606 | 0.54159 | 0.81606 | 0 | 50.6396
| Tariff | Dynamic | Monthly System Peak Day | January | CAISO 1-in-10 | 18 | 0.971 | 1.1273 | 0.971 | 1.1273 | 0 | 49.6565
| Tariff | Dynamic | Monthly System Peak Day | January | CAISO 1-in-10 | 19 | 1.2857 | 1.2905 | 1.2857 | 1.2905 | 0 | 47.938
| Tariff | Dynamic | Monthly System Peak Day | January | CAISO 1-in-10 | 20 | 1.3836 | 1.3235 | 1.3836 | 1.3235 | 0 | 47.0803
| Tariff | Dynamic | Monthly System Peak Day | January | CAISO 1-in-10 | 21 | 1.3927 | 1.3386 | 1.3927 | 1.3386 | 0 | 46.1421
| Tariff | Dynamic | Monthly System Peak Day | January | CAISO 1-in-10 | 22 | 1.3948 | 1.3196 | 1.3948 | 1.3196 | 0 | 45.6409
| Tariff | Dynamic | Monthly System Peak Day | January | CAISO 1-in-10 | 23 | 1.4775 | 1.4388 | 1.4775 | 1.4388 | 0 | 44.686
| Tariff | Dynamic | Monthly System Peak Day | January | CAISO 1-in-10 | 24 | 1.3739 | 1.3578 | 1.3739 | 1.3578 | 0 | 43.5632
| Tariff | Dynamic | Monthly System Peak Day | January | CAISO 1-in-2 | 1 | 1.2089 | 1.2012 | 1.2089 | 1.2012 | 0 | 48.8963
| Tariff | Dynamic | Monthly System Peak Day | January | CAISO 1-in-2 | 2 | 1.0885 | 1.0862 | 1.0885 | 1.0862 | 0 | 47.9977
| Tariff | Dynamic | Monthly System Peak Day | January | CAISO 1-in-2 | 3 | 0.98957 | 0.97984 | 0.98957 | 0.97984 | 0 | 47.0273
| Tariff | Dynamic | Monthly System Peak Day | January | CAISO 1-in-2 | 4 | 0.91955 | 0.90286 | 0.91955 | 0.90286 | 0 | 46.2113
| Tariff | Dynamic | Monthly System Peak Day | January | CAISO 1-in-2 | 5 | 0.88647 | 0.86307 | 0.88647 | 0.86307 | 0 | 45.5694
| Tariff | Dynamic | Monthly System Peak Day | January | CAISO 1-in-2 | 6 | 0.88091 | 0.86986 | 0.88091 | 0.86986 | 0 | 45.2418
| Tariff | Dynamic | Monthly System Peak Day | January | CAISO 1-in-2 | 7 | 0.90876 | 0.95148 | 0.90876 | 0.95148 | 0 | 44.752
| Tariff | Dynamic | Monthly System Peak Day | January | CAISO 1-in-2 | 8 | 0.80697 | 0.88415 | 0.80697 | 0.88415 | 0 | 44.5222
| Tariff | Dynamic | Monthly System Peak Day | January | CAISO 1-in-2 | 9 | 0.49353 | 0.5825 | 0.49353 | 0.5825 | 0 | 45.3662
| Tariff | Dynamic | Monthly System Peak Day | January | CAISO 1-in-2 | 10 | 0.13564 | 0.30233 | 0.13564 | 0.30233 | 0 | 48.0663
| Tariff | Dynamic | Monthly System Peak Day | January | CAISO 1-in-2 | 11 | -0.14723 | 0.10741 | -0.14723 | 0.10741 | 0 | 51.4297
| Tariff | Dynamic | Monthly System Peak Day | January | CAISO 1-in-2 | 12 | -0.32074 | -0.0077148 | -0.32074 | -0.0077148 | 0 | 54.0851
| Tariff | Dynamic | Monthly System Peak Day | January | CAISO 1-in-2 | 13 | -0.37408 | -0.042993 | -0.37408 | -0.042993 | 0 | 55.5729
| Tariff | Dynamic | Monthly System Peak Day | January | CAISO 1-in-2 | 14 | -0.32605 | 0.013145 | -0.32605 | 0.013145 | 0 | 56.6383
| Tariff | Dynamic | Monthly System Peak Day | January | CAISO 1-in-2 | 15 | -0.19234 | 0.14996 | -0.19234 | 0.14996 | 0 | 57.5032
| Tariff | Dynamic | Monthly System Peak Day | January | CAISO 1-in-2 | 16 | 0.081285 | 0.39306 | 0.081285 | 0.39306 | 0 | 57.5448
| Tariff | Dynamic | Monthly System Peak Day | January | CAISO 1-in-2 | 17 | 0.42444 | 0.69891 | 0.42444 | 0.69891 | 0 | 56.8336
| Tariff | Dynamic | Monthly System Peak Day | January | CAISO 1-in-2 | 18 | 0.85961 | 1.0159 | 0.85961 | 1.0159 | 0 | 55.4913
| Tariff | Dynamic | Monthly System Peak Day | January | CAISO 1-in-2 | 19 | 1.1892 | 1.1939 | 1.1892 | 1.1939 | 0 | 54.2432
| Tariff | Dynamic | Monthly System Peak Day | January | CAISO 1-in-2 | 20 | 1.3128 | 1.2528 | 1.3128 | 1.2528 | 0 | 53.1811
| Tariff | Dynamic | Monthly System Peak Day | January | CAISO 1-in-2 | 21 | 1.3301 | 1.276 | 1.3301 | 1.276 | 0 | 52.0194
| Tariff | Dynamic | Monthly System Peak Day | January | CAISO 1-in-2 | 22 | 1.3292 | 1.254 | 1.3292 | 1.254 | 0 | 51.0138
| Tariff | Dynamic | Monthly System Peak Day | January | CAISO 1-in-2 | 23 | 1.4042 | 1.3655 | 1.4042 | 1.3655 | 0 | 50.0448
| Tariff | Dynamic | Monthly System Peak Day | January | CAISO 1-in-2 | 24 | 1.3001 | 1.284 | 1.3001 | 1.284 | 0 | 49.1815
| Tariff | Dynamic | Monthly System Peak Day | January | SCE 1-in-10 | 1 | 1.2622 | 1.2545 | 1.2622 | 1.2545 | 0 | 46.5145
| Tariff | Dynamic | Monthly System Peak Day | January | SCE 1-in-10 | 2 | 1.1408 | 1.1384 | 1.1408 | 1.1384 | 0 | 46.1048
| Tariff | Dynamic | Monthly System Peak Day | January | SCE 1-in-10 | 3 | 1.0415 | 1.0317 | 1.0415 | 1.0317 | 0 | 45.303
| Tariff | Dynamic | Monthly System Peak Day | January | SCE 1-in-10 | 4 | 0.97254 | 0.95585 | 0.97254 | 0.95585 | 0 | 44.6871
| Tariff | Dynamic | Monthly System Peak Day | January | SCE 1-in-10 | 5 | 0.94254 | 0.91915 | 0.94254 | 0.91915 | 0 | 44.3925
| Tariff | Dynamic | Monthly System Peak Day | January | SCE 1-in-10 | 6 | 0.94012 | 0.92907 | 0.94012 | 0.92907 | 0 | 43.9993
| Tariff | Dynamic | Monthly System Peak Day | January | SCE 1-in-10 | 7 | 0.97061 | 1.0133 | 0.97061 | 1.0133 | 0 | 43.1991
| Tariff | Dynamic | Monthly System Peak Day | January | SCE 1-in-10 | 8 | 0.86225 | 0.93943 | 0.86225 | 0.93943 | 0 | 42.6595
| Tariff | Dynamic | Monthly System Peak Day | January | SCE 1-in-10 | 9 | 0.5316 | 0.62058 | 0.5316 | 0.62058 | 0 | 43.156
| Tariff | Dynamic | Monthly System Peak Day | January | SCE 1-in-10 | 10 | 0.15971 | 0.32639 | 0.15971 | 0.32639 | 0 | 45.3321
| Tariff | Dynamic | Monthly System Peak Day | January | SCE 1-in-10 | 11 | -0.12515 | 0.12949 | -0.12515 | 0.12949 | 0 | 47.6307
| Tariff | Dynamic | Monthly System Peak Day | January | SCE 1-in-10 | 12 | -0.29421 | 0.018823 | -0.29421 | 0.018823 | 0 | 49.4096
| Tariff | Dynamic | Monthly System Peak Day | January | SCE 1-in-10 | 13 | -0.34601 | -0.014926 | -0.34601 | -0.014926 | 0 | 49.9561
| Tariff | Dynamic | Monthly System Peak Day | January | SCE 1-in-10 | 14 | -0.28571 | 0.053487 | -0.28571 | 0.053487 | 0 | 50.5454
| Tariff | Dynamic | Monthly System Peak Day | January | SCE 1-in-10 | 15 | -0.1333 | 0.209 | -0.1333 | 0.209 | 0 | 51.0208
| Tariff | Dynamic | Monthly System Peak Day | January | SCE 1-in-10 | 16 | 0.16027 | 0.47205 | 0.16027 | 0.47205 | 0 | 51.6248
| Tariff | Dynamic | Monthly System Peak Day | January | SCE 1-in-10 | 17 | 0.51679 | 0.79126 | 0.51679 | 0.79126 | 0 | 51.4538
| Tariff | Dynamic | Monthly System Peak Day | January | SCE 1-in-10 | 18 | 0.94716 | 1.1035 | 0.94716 | 1.1035 | 0 | 50.3844
| Tariff | Dynamic | Monthly System Peak Day | January | SCE 1-in-10 | 19 | 1.2647 | 1.2695 | 1.2647 | 1.2695 | 0 | 48.964
| Tariff | Dynamic | Monthly System Peak Day | January | SCE 1-in-10 | 20 | 1.3687 | 1.3087 | 1.3687 | 1.3087 | 0 | 48.3546
| Tariff | Dynamic | Monthly System Peak Day | January | SCE 1-in-10 | 21 | 1.3799 | 1.3258 | 1.3799 | 1.3258 | 0 | 47.6923
| Tariff | Dynamic | Monthly System Peak Day | January | SCE 1-in-10 | 22 | 1.3808 | 1.3056 | 1.3808 | 1.3056 | 0 | 47.2041
| Tariff | Dynamic | Monthly System Peak Day | January | SCE 1-in-10 | 23 | 1.4617 | 1.423 | 1.4617 | 1.423 | 0 | 46.5957
| Tariff | Dynamic | Monthly System Peak Day | January | SCE 1-in-10 | 24 | 1.3584 | 1.3423 | 1.3584 | 1.3423 | 0 | 45.992
| Tariff | Dynamic | Monthly System Peak Day | January | SCE 1-in-2 | 1 | 1.2477 | 1.2399 | 1.2477 | 1.2399 | 0 | 46.4281
| Tariff | Dynamic | Monthly System Peak Day | January | SCE 1-in-2 | 2 | 1.1265 | 1.1241 | 1.1265 | 1.1241 | 0 | 45.482
| Tariff | Dynamic | Monthly System Peak Day | January | SCE 1-in-2 | 3 | 1.0273 | 1.0176 | 1.0273 | 1.0176 | 0 | 43.8444
| Tariff | Dynamic | Monthly System Peak Day | January | SCE 1-in-2 | 4 | 0.95805 | 0.94136 | 0.95805 | 0.94136 | 0 | 43.0519
| Tariff | Dynamic | Monthly System Peak Day | January | SCE 1-in-2 | 5 | 0.92721 | 0.90382 | 0.92721 | 0.90382 | 0 | 42.139
| Tariff | Dynamic | Monthly System Peak Day | January | SCE 1-in-2 | 6 | 0.92325 | 0.9122 | 0.92325 | 0.9122 | 0 | 41.7219
| Tariff | Dynamic | Monthly System Peak Day | January | SCE 1-in-2 | 7 | 0.9537 | 0.99642 | 0.9537 | 0.99642 | 0 | 41.5752
| Tariff | Dynamic | Monthly System Peak Day | January | SCE 1-in-2 | 8 | 0.84714 | 0.92432 | 0.84714 | 0.92432 | 0 | 41.8359
| Tariff | Dynamic | Monthly System Peak Day | January | SCE 1-in-2 | 9 | 0.52119 | 0.61017 | 0.52119 | 0.61017 | 0 | 42.6162
| Tariff | Dynamic | Monthly System Peak Day | January | SCE 1-in-2 | 10 | 0.15313 | 0.31982 | 0.15313 | 0.31982 | 0 | 45.3985
| Tariff | Dynamic | Monthly System Peak Day | January | SCE 1-in-2 | 11 | -0.13118 | 0.12346 | -0.13118 | 0.12346 | 0 | 49.101
| Tariff | Dynamic | Monthly System Peak Day | January | SCE 1-in-2 | 12 | -0.30146 | 0.011568 | -0.30146 | 0.011568 | 0 | 51.9543
| Tariff | Dynamic | Monthly System Peak Day | January | SCE 1-in-2 | 13 | -0.35368 | -0.022599 | -0.35368 | -0.022599 | 0 | 53.5341
| Tariff | Dynamic | Monthly System Peak Day | January | SCE 1-in-2 | 14 | -0.29674 | 0.042458 | -0.29674 | 0.042458 | 0 | 53.4071
| Tariff | Dynamic | Monthly System Peak Day | January | SCE 1-in-2 | 15 | -0.14944 | 0.19286 | -0.14944 | 0.19286 | 0 | 53.3441
| Tariff | Dynamic | Monthly System Peak Day | January | SCE 1-in-2 | 16 | 0.13867 | 0.45045 | 0.13867 | 0.45045 | 0 | 54.5699
| Tariff | Dynamic | Monthly System Peak Day | January | SCE 1-in-2 | 17 | 0.49147 | 0.76595 | 0.49147 | 0.76595 | 0 | 55.0267
| Tariff | Dynamic | Monthly System Peak Day | January | SCE 1-in-2 | 18 | 0.92365 | 1.0799 | 0.92365 | 1.0799 | 0 | 54.0916
| Tariff | Dynamic | Monthly System Peak Day | January | SCE 1-in-2 | 19 | 1.2448 | 1.2496 | 1.2448 | 1.2496 | 0 | 52.2763
| Tariff | Dynamic | Monthly System Peak Day | January | SCE 1-in-2 | 20 | 1.3533 | 1.2933 | 1.3533 | 1.2933 | 0 | 50.9095
| Tariff | Dynamic | Monthly System Peak Day | January | SCE 1-in-2 | 21 | 1.3659 | 1.3118 | 1.3659 | 1.3118 | 0 | 50.0179
| Tariff | Dynamic | Monthly System Peak Day | January | SCE 1-in-2 | 22 | 1.3668 | 1.2916 | 1.3668 | 1.2916 | 0 | 48.9485
| Tariff | Dynamic | Monthly System Peak Day | January | SCE 1-in-2 | 23 | 1.4462 | 1.4075 | 1.4462 | 1.4075 | 0 | 47.6346
| Tariff | Dynamic | Monthly System Peak Day | January | SCE 1-in-2 | 24 | 1.3424 | 1.3263 | 1.3424 | 1.3263 | 0 | 46.8492
| Tariff | Dynamic | Monthly System Peak Day | July | CAISO 1-in-10 | 1 | 1.9695 | 1.9618 | 1.9695 | 1.9618 | 0 | 77.2903
| Tariff | Dynamic | Monthly System Peak Day | July | CAISO 1-in-10 | 2 | 1.7102 | 1.7078 | 1.7102 | 1.7078 | 0 | 76.672
| Tariff | Dynamic | Monthly System Peak Day | July | CAISO 1-in-10 | 3 | 1.4706 | 1.4609 | 1.4706 | 1.4609 | 0 | 75.6338
| Tariff | Dynamic | Monthly System Peak Day | July | CAISO 1-in-10 | 4 | 1.2803 | 1.2636 | 1.2803 | 1.2636 | 0 | 74.6472
| Tariff | Dynamic | Monthly System Peak Day | July | CAISO 1-in-10 | 5 | 1.1478 | 1.1244 | 1.1478 | 1.1244 | 0 | 73.8615
| Tariff | Dynamic | Monthly System Peak Day | July | CAISO 1-in-10 | 6 | 1.0653 | 1.0543 | 1.0653 | 1.0543 | 0 | 73.4286
| Tariff | Dynamic | Monthly System Peak Day | July | CAISO 1-in-10 | 7 | 0.99315 | 1.0359 | 0.99315 | 1.0359 | 0 | 72.9653
| Tariff | Dynamic | Monthly System Peak Day | July | CAISO 1-in-10 | 8 | 0.9068 | 0.98398 | 0.9068 | 0.98398 | 0 | 73.1382
| Tariff | Dynamic | Monthly System Peak Day | July | CAISO 1-in-10 | 9 | 0.71939 | 0.80837 | 0.71939 | 0.80837 | 0 | 75.518
| Tariff | Dynamic | Monthly System Peak Day | July | CAISO 1-in-10 | 10 | 0.45529 | 0.62198 | 0.45529 | 0.62198 | 0 | 79.0169
| Tariff | Dynamic | Monthly System Peak Day | July | CAISO 1-in-10 | 11 | 0.35008 | 0.60471 | 0.35008 | 0.60471 | 0 | 82.9506
| Tariff | Dynamic | Monthly System Peak Day | July | CAISO 1-in-10 | 12 | 0.42443 | 0.73746 | 0.42443 | 0.73746 | 0 | 86.5201
| Tariff | Dynamic | Monthly System Peak Day | July | CAISO 1-in-10 | 13 | 0.63786 | 0.96894 | 0.63786 | 0.96894 | 0 | 89.0374
| Tariff | Dynamic | Monthly System Peak Day | July | CAISO 1-in-10 | 14 | 0.94118 | 1.2804 | 0.94118 | 1.2804 | 0 | 90.828
| Tariff | Dynamic | Monthly System Peak Day | July | CAISO 1-in-10 | 15 | 1.2498 | 1.5921 | 1.2498 | 1.5921 | 0 | 91.9387
| Tariff | Dynamic | Monthly System Peak Day | July | CAISO 1-in-10 | 16 | 1.6753 | 1.987 | 1.6753 | 1.987 | 0 | 92.3182
| Tariff | Dynamic | Monthly System Peak Day | July | CAISO 1-in-10 | 17 | 2.0557 | 2.3302 | 1.0797 | 1.1964 | 0.01606 | 91.4701
| Tariff | Dynamic | Monthly System Peak Day | July | CAISO 1-in-10 | 18 | 2.5212 | 2.6775 | 1.8959 | 2.0043 | 0.056073 | 91.0481
| Tariff | Dynamic | Monthly System Peak Day | July | CAISO 1-in-10 | 19 | 2.8417 | 2.8465 | 2.4535 | 2.4 | 0.043654 | 89.5057
| Tariff | Dynamic | Monthly System Peak Day | July | CAISO 1-in-10 | 20 | 2.832 | 2.772 | 2.5468 | 2.4574 | 0.020843 | 87.0213
| Tariff | Dynamic | Monthly System Peak Day | July | CAISO 1-in-10 | 21 | 2.7738 | 2.7196 | 2.5195 | 2.4361 | 0.029784 | 83.8603
| Tariff | Dynamic | Monthly System Peak Day | July | CAISO 1-in-10 | 22 | 2.687 | 2.6118 | 3.0528 | 3.1585 | 0.027293 | 80.3144
| Tariff | Dynamic | Monthly System Peak Day | July | CAISO 1-in-10 | 23 | 2.5802 | 2.5415 | 2.6983 | 2.7776 | 0.019207 | 78.6964
| Tariff | Dynamic | Monthly System Peak Day | July | CAISO 1-in-10 | 24 | 2.2352 | 2.219 | 2.306 | 2.3711 | 0.017601 | 77.3652
| Tariff | Dynamic | Monthly System Peak Day | July | CAISO 1-in-2 | 1 | 1.7232 | 1.7154 | 1.7232 | 1.7154 | 0 | 73.3846
| Tariff | Dynamic | Monthly System Peak Day | July | CAISO 1-in-2 | 2 | 1.4705 | 1.4682 | 1.4705 | 1.4682 | 0 | 72.4695
| Tariff | Dynamic | Monthly System Peak Day | July | CAISO 1-in-2 | 3 | 1.2759 | 1.2661 | 1.2759 | 1.2661 | 0 | 71.7167
| Tariff | Dynamic | Monthly System Peak Day | July | CAISO 1-in-2 | 4 | 1.1272 | 1.1106 | 1.1272 | 1.1106 | 0 | 71.069
| Tariff | Dynamic | Monthly System Peak Day | July | CAISO 1-in-2 | 5 | 1.0174 | 0.99401 | 1.0174 | 0.99401 | 0 | 70.4008
| Tariff | Dynamic | Monthly System Peak Day | July | CAISO 1-in-2 | 6 | 0.94326 | 0.93222 | 0.94326 | 0.93222 | 0 | 69.8464
| Tariff | Dynamic | Monthly System Peak Day | July | CAISO 1-in-2 | 7 | 0.8768 | 0.91952 | 0.8768 | 0.91952 | 0 | 69.4063
| Tariff | Dynamic | Monthly System Peak Day | July | CAISO 1-in-2 | 8 | 0.77095 | 0.84813 | 0.77095 | 0.84813 | 0 | 69.6391
| Tariff | Dynamic | Monthly System Peak Day | July | CAISO 1-in-2 | 9 | 0.59035 | 0.67932 | 0.59035 | 0.67932 | 0 | 72.3534
| Tariff | Dynamic | Monthly System Peak Day | July | CAISO 1-in-2 | 10 | 0.35647 | 0.52316 | 0.35647 | 0.52316 | 0 | 76.3841
| Tariff | Dynamic | Monthly System Peak Day | July | CAISO 1-in-2 | 11 | 0.19719 | 0.45183 | 0.19719 | 0.45183 | 0 | 80.8144
| Tariff | Dynamic | Monthly System Peak Day | July | CAISO 1-in-2 | 12 | 0.21129 | 0.52432 | 0.21129 | 0.52432 | 0 | 84.6025
| Tariff | Dynamic | Monthly System Peak Day | July | CAISO 1-in-2 | 13 | 0.38064 | 0.71173 | 0.38064 | 0.71173 | 0 | 87.2687
| Tariff | Dynamic | Monthly System Peak Day | July | CAISO 1-in-2 | 14 | 0.64915 | 0.98834 | 0.64915 | 0.98834 | 0 | 89.0878
| Tariff | Dynamic | Monthly System Peak Day | July | CAISO 1-in-2 | 15 | 0.94127 | 1.2836 | 0.94127 | 1.2836 | 0 | 90.3273
| Tariff | Dynamic | Monthly System Peak Day | July | CAISO 1-in-2 | 16 | 1.3583 | 1.6701 | 1.3583 | 1.6701 | 0 | 90.512
| Tariff | Dynamic | Monthly System Peak Day | July | CAISO 1-in-2 | 17 | 1.7509 | 2.0254 | 0.79469 | 0.91136 | 0.01604 | 90.5585
| Tariff | Dynamic | Monthly System Peak Day | July | CAISO 1-in-2 | 18 | 2.2107 | 2.367 | 1.6161 | 1.7245 | 0.063493 | 89.4531
| Tariff | Dynamic | Monthly System Peak Day | July | CAISO 1-in-2 | 19 | 2.5469 | 2.5516 | 2.1781 | 2.1246 | 0.051152 | 87.9706
| Tariff | Dynamic | Monthly System Peak Day | July | CAISO 1-in-2 | 20 | 2.5789 | 2.5188 | 2.3088 | 2.2194 | 0.024771 | 85.4713
| Tariff | Dynamic | Monthly System Peak Day | July | CAISO 1-in-2 | 21 | 2.544 | 2.4899 | 2.2996 | 2.2162 | 0.033202 | 82.8568
| Tariff | Dynamic | Monthly System Peak Day | July | CAISO 1-in-2 | 22 | 2.456 | 2.3808 | 2.8214 | 2.9271 | 0.027417 | 80.2596
| Tariff | Dynamic | Monthly System Peak Day | July | CAISO 1-in-2 | 23 | 2.3747 | 2.336 | 2.4869 | 2.5662 | 0.019834 | 78.2061
| Tariff | Dynamic | Monthly System Peak Day | July | CAISO 1-in-2 | 24 | 2.08 | 2.0638 | 2.1461 | 2.2111 | 0.018244 | 76.6319
| Tariff | Dynamic | Monthly System Peak Day | July | SCE 1-in-10 | 1 | 1.92 | 1.9122 | 1.92 | 1.9122 | 0 | 77.0016
| Tariff | Dynamic | Monthly System Peak Day | July | SCE 1-in-10 | 2 | 1.5644 | 1.562 | 1.5644 | 1.562 | 0 | 74.9316
| Tariff | Dynamic | Monthly System Peak Day | July | SCE 1-in-10 | 3 | 1.3239 | 1.3142 | 1.3239 | 1.3142 | 0 | 73.433
| Tariff | Dynamic | Monthly System Peak Day | July | SCE 1-in-10 | 4 | 1.1815 | 1.1648 | 1.1815 | 1.1648 | 0 | 72.5932
| Tariff | Dynamic | Monthly System Peak Day | July | SCE 1-in-10 | 5 | 1.0787 | 1.0553 | 1.0787 | 1.0553 | 0 | 71.85
| Tariff | Dynamic | Monthly System Peak Day | July | SCE 1-in-10 | 6 | 1.0076 | 0.99659 | 1.0076 | 0.99659 | 0 | 71.3055
| Tariff | Dynamic | Monthly System Peak Day | July | SCE 1-in-10 | 7 | 0.93265 | 0.97538 | 0.93265 | 0.97538 | 0 | 70.9211
| Tariff | Dynamic | Monthly System Peak Day | July | SCE 1-in-10 | 8 | 0.82927 | 0.90645 | 0.82927 | 0.90645 | 0 | 71.6357
| Tariff | Dynamic | Monthly System Peak Day | July | SCE 1-in-10 | 9 | 0.67287 | 0.76185 | 0.67287 | 0.76185 | 0 | 75.2821
| Tariff | Dynamic | Monthly System Peak Day | July | SCE 1-in-10 | 10 | 0.62374 | 0.79043 | 0.62374 | 0.79043 | 0 | 80.6503
| Tariff | Dynamic | Monthly System Peak Day | July | SCE 1-in-10 | 11 | 0.71681 | 0.97145 | 0.71681 | 0.97145 | 0 | 86.7596
| Tariff | Dynamic | Monthly System Peak Day | July | SCE 1-in-10 | 12 | 0.86876 | 1.1818 | 0.86876 | 1.1818 | 0 | 91.623
| Tariff | Dynamic | Monthly System Peak Day | July | SCE 1-in-10 | 13 | 1.1724 | 1.5035 | 1.1724 | 1.5035 | 0 | 95.3416
| Tariff | Dynamic | Monthly System Peak Day | July | SCE 1-in-10 | 14 | 1.5682 | 1.9074 | 1.5682 | 1.9074 | 0 | 98.4389
| Tariff | Dynamic | Monthly System Peak Day | July | SCE 1-in-10 | 15 | 1.9464 | 2.2887 | 1.9464 | 2.2887 | 0 | 101.4763
| Tariff | Dynamic | Monthly System Peak Day | July | SCE 1-in-10 | 16 | 2.4324 | 2.7442 | 2.4324 | 2.7442 | 0 | 102.9763
| Tariff | Dynamic | Monthly System Peak Day | July | SCE 1-in-10 | 17 | 2.7982 | 3.0727 | 1.5636 | 1.6803 | 0.030746 | 103.3859
| Tariff | Dynamic | Monthly System Peak Day | July | SCE 1-in-10 | 18 | 3.1461 | 3.3023 | 2.2956 | 2.4039 | 0.058813 | 102.7636
| Tariff | Dynamic | Monthly System Peak Day | July | SCE 1-in-10 | 19 | 3.3854 | 3.3902 | 2.8453 | 2.7918 | 0.04672 | 101.4526
| Tariff | Dynamic | Monthly System Peak Day | July | SCE 1-in-10 | 20 | 3.3884 | 3.3284 | 2.9847 | 2.8953 | 0.043027 | 99.0776
| Tariff | Dynamic | Monthly System Peak Day | July | SCE 1-in-10 | 21 | 3.308 | 3.2539 | 2.9342 | 2.8508 | 0.031989 | 96.0324
| Tariff | Dynamic | Monthly System Peak Day | July | SCE 1-in-10 | 22 | 3.1263 | 3.0511 | 3.5772 | 3.6829 | 0.046323 | 91.2282
| Tariff | Dynamic | Monthly System Peak Day | July | SCE 1-in-10 | 23 | 2.962 | 2.9233 | 3.1822 | 3.2615 | 0.0303 | 86.976
| Tariff | Dynamic | Monthly System Peak Day | July | SCE 1-in-10 | 24 | 2.5825 | 2.5664 | 2.7003 | 2.7654 | 0.027537 | 84.6231
| Tariff | Dynamic | Monthly System Peak Day | July | SCE 1-in-2 | 1 | 1.6627 | 1.655 | 1.6627 | 1.655 | 0 | 72.417
| Tariff | Dynamic | Monthly System Peak Day | July | SCE 1-in-2 | 2 | 1.4163 | 1.4139 | 1.4163 | 1.4139 | 0 | 71.4901
| Tariff | Dynamic | Monthly System Peak Day | July | SCE 1-in-2 | 3 | 1.2163 | 1.2065 | 1.2163 | 1.2065 | 0 | 70.5188
| Tariff | Dynamic | Monthly System Peak Day | July | SCE 1-in-2 | 4 | 1.0741 | 1.0574 | 1.0741 | 1.0574 | 0 | 69.8216
| Tariff | Dynamic | Monthly System Peak Day | July | SCE 1-in-2 | 5 | 0.97917 | 0.95577 | 0.97917 | 0.95577 | 0 | 69.3636
| Tariff | Dynamic | Monthly System Peak Day | July | SCE 1-in-2 | 6 | 0.91263 | 0.90159 | 0.91263 | 0.90159 | 0 | 68.9261
| Tariff | Dynamic | Monthly System Peak Day | July | SCE 1-in-2 | 7 | 0.84946 | 0.89219 | 0.84946 | 0.89219 | 0 | 68.3949
| Tariff | Dynamic | Monthly System Peak Day | July | SCE 1-in-2 | 8 | 0.7414 | 0.81859 | 0.7414 | 0.81859 | 0 | 68.8627
| Tariff | Dynamic | Monthly System Peak Day | July | SCE 1-in-2 | 9 | 0.56767 | 0.65665 | 0.56767 | 0.65665 | 0 | 71.7601
| Tariff | Dynamic | Monthly System Peak Day | July | SCE 1-in-2 | 10 | 0.32954 | 0.49623 | 0.32954 | 0.49623 | 0 | 75.7187
| Tariff | Dynamic | Monthly System Peak Day | July | SCE 1-in-2 | 11 | 0.16993 | 0.42457 | 0.16993 | 0.42457 | 0 | 79.7588
| Tariff | Dynamic | Monthly System Peak Day | July | SCE 1-in-2 | 12 | 0.16758 | 0.48061 | 0.16758 | 0.48061 | 0 | 83.4943
| Tariff | Dynamic | Monthly System Peak Day | July | SCE 1-in-2 | 13 | 0.3125 | 0.64358 | 0.3125 | 0.64358 | 0 | 86.4649
| Tariff | Dynamic | Monthly System Peak Day | July | SCE 1-in-2 | 14 | 0.56942 | 0.90861 | 0.56942 | 0.90861 | 0 | 88.0456
| Tariff | Dynamic | Monthly System Peak Day | July | SCE 1-in-2 | 15 | 0.85433 | 1.1966 | 0.85433 | 1.1966 | 0 | 89.7781
| Tariff | Dynamic | Monthly System Peak Day | July | SCE 1-in-2 | 16 | 1.2729 | 1.5847 | 1.2729 | 1.5847 | 0 | 90.3747
| Tariff | Dynamic | Monthly System Peak Day | July | SCE 1-in-2 | 17 | 1.6733 | 1.9477 | 0.70133 | 0.81799 | 0.016037 | 91.2829
| Tariff | Dynamic | Monthly System Peak Day | July | SCE 1-in-2 | 18 | 2.1147 | 2.271 | 1.4986 | 1.6069 | 0.058199 | 90.5691
| Tariff | Dynamic | Monthly System Peak Day | July | SCE 1-in-2 | 19 | 2.4541 | 2.4589 | 2.0788 | 2.0253 | 0.048579 | 88.4839
| Tariff | Dynamic | Monthly System Peak Day | July | SCE 1-in-2 | 20 | 2.5089 | 2.4488 | 2.2326 | 2.1432 | 0.023043 | 86.1003
| Tariff | Dynamic | Monthly System Peak Day | July | SCE 1-in-2 | 21 | 2.4811 | 2.427 | 2.2356 | 2.1522 | 0.032825 | 82.965
| Tariff | Dynamic | Monthly System Peak Day | July | SCE 1-in-2 | 22 | 2.3971 | 2.3219 | 2.7546 | 2.8603 | 0.030045 | 79.242
| Tariff | Dynamic | Monthly System Peak Day | July | SCE 1-in-2 | 23 | 2.3292 | 2.2905 | 2.4229 | 2.5021 | 0.022531 | 76.7084
| Tariff | Dynamic | Monthly System Peak Day | July | SCE 1-in-2 | 24 | 2.0337 | 2.0176 | 2.0893 | 2.1543 | 0.02073 | 74.9933
| Tariff | Dynamic | Monthly System Peak Day | June | CAISO 1-in-10 | 1 | 1.8115 | 1.8037 | 1.8115 | 1.8037 | 0 | 74.9755
| Tariff | Dynamic | Monthly System Peak Day | June | CAISO 1-in-10 | 2 | 1.5114 | 1.509 | 1.5114 | 1.509 | 0 | 73.4774
| Tariff | Dynamic | Monthly System Peak Day | June | CAISO 1-in-10 | 3 | 1.2916 | 1.2819 | 1.2916 | 1.2819 | 0 | 72.298
| Tariff | Dynamic | Monthly System Peak Day | June | CAISO 1-in-10 | 4 | 1.1442 | 1.1275 | 1.1442 | 1.1275 | 0 | 71.5487
| Tariff | Dynamic | Monthly System Peak Day | June | CAISO 1-in-10 | 5 | 1.0248 | 1.0015 | 1.0248 | 1.0015 | 0 | 70.4832
| Tariff | Dynamic | Monthly System Peak Day | June | CAISO 1-in-10 | 6 | 0.94956 | 0.93852 | 0.94956 | 0.93852 | 0 | 69.7629
| Tariff | Dynamic | Monthly System Peak Day | June | CAISO 1-in-10 | 7 | 0.87455 | 0.91728 | 0.87455 | 0.91728 | 0 | 69.1342
| Tariff | Dynamic | Monthly System Peak Day | June | CAISO 1-in-10 | 8 | 0.78823 | 0.86541 | 0.78823 | 0.86541 | 0 | 70.212
| Tariff | Dynamic | Monthly System Peak Day | June | CAISO 1-in-10 | 9 | 0.66234 | 0.75131 | 0.66234 | 0.75131 | 0 | 74.3352
| Tariff | Dynamic | Monthly System Peak Day | June | CAISO 1-in-10 | 10 | 0.48772 | 0.65441 | 0.48772 | 0.65441 | 0 | 80.3921
| Tariff | Dynamic | Monthly System Peak Day | June | CAISO 1-in-10 | 11 | 0.30797 | 0.56261 | 0.30797 | 0.56261 | 0 | 85.5402
| Tariff | Dynamic | Monthly System Peak Day | June | CAISO 1-in-10 | 12 | 0.39572 | 0.70875 | 0.39572 | 0.70875 | 0 | 89.4961
| Tariff | Dynamic | Monthly System Peak Day | June | CAISO 1-in-10 | 13 | 0.67261 | 1.0037 | 0.67261 | 1.0037 | 0 | 90.9153
| Tariff | Dynamic | Monthly System Peak Day | June | CAISO 1-in-10 | 14 | 0.99741 | 1.3366 | 0.99741 | 1.3366 | 0 | 92.4675
| Tariff | Dynamic | Monthly System Peak Day | June | CAISO 1-in-10 | 15 | 1.3194 | 1.6617 | 1.3194 | 1.6617 | 0 | 94.2209
| Tariff | Dynamic | Monthly System Peak Day | June | CAISO 1-in-10 | 16 | 1.7683 | 2.0801 | 1.7683 | 2.0801 | 0 | 95.8781
| Tariff | Dynamic | Monthly System Peak Day | June | CAISO 1-in-10 | 17 | 2.1499 | 2.4244 | 1.0693 | 1.1859 | 0.0196 | 96.2927
| Tariff | Dynamic | Monthly System Peak Day | June | CAISO 1-in-10 | 18 | 2.5498 | 2.706 | 1.8301 | 1.9384 | 0.042571 | 95.9571
| Tariff | Dynamic | Monthly System Peak Day | June | CAISO 1-in-10 | 19 | 2.8439 | 2.8487 | 2.3947 | 2.3412 | 0.027932 | 94.2973
| Tariff | Dynamic | Monthly System Peak Day | June | CAISO 1-in-10 | 20 | 2.8797 | 2.8197 | 2.568 | 2.4786 | 0.017858 | 89.7093
| Tariff | Dynamic | Monthly System Peak Day | June | CAISO 1-in-10 | 21 | 2.8211 | 2.767 | 2.5494 | 2.4659 | 0.024288 | 85.6413
| Tariff | Dynamic | Monthly System Peak Day | June | CAISO 1-in-10 | 22 | 2.7187 | 2.6435 | 3.0976 | 3.2032 | 0.024589 | 81.981
| Tariff | Dynamic | Monthly System Peak Day | June | CAISO 1-in-10 | 23 | 2.619 | 2.5803 | 2.7344 | 2.8137 | 0.019478 | 78.4703
| Tariff | Dynamic | Monthly System Peak Day | June | CAISO 1-in-10 | 24 | 2.2598 | 2.2437 | 2.323 | 2.388 | 0.018818 | 76.1644
| Tariff | Dynamic | Monthly System Peak Day | June | CAISO 1-in-2 | 1 | 1.3229 | 1.3152 | 1.3229 | 1.3152 | 0 | 65.5732
| Tariff | Dynamic | Monthly System Peak Day | June | CAISO 1-in-2 | 2 | 1.1358 | 1.1334 | 1.1358 | 1.1334 | 0 | 64.7267
| Tariff | Dynamic | Monthly System Peak Day | June | CAISO 1-in-2 | 3 | 0.98962 | 0.97989 | 0.98962 | 0.97989 | 0 | 64.0185
| Tariff | Dynamic | Monthly System Peak Day | June | CAISO 1-in-2 | 4 | 0.88609 | 0.8694 | 0.88609 | 0.8694 | 0 | 63.0239
| Tariff | Dynamic | Monthly System Peak Day | June | CAISO 1-in-2 | 5 | 0.81372 | 0.79033 | 0.81372 | 0.79033 | 0 | 62.1199
| Tariff | Dynamic | Monthly System Peak Day | June | CAISO 1-in-2 | 6 | 0.77333 | 0.76229 | 0.77333 | 0.76229 | 0 | 61.2232
| Tariff | Dynamic | Monthly System Peak Day | June | CAISO 1-in-2 | 7 | 0.7367 | 0.77942 | 0.7367 | 0.77942 | 0 | 60.6321
| Tariff | Dynamic | Monthly System Peak Day | June | CAISO 1-in-2 | 8 | 0.61532 | 0.6925 | 0.61532 | 0.6925 | 0 | 61.3488
| Tariff | Dynamic | Monthly System Peak Day | June | CAISO 1-in-2 | 9 | 0.35502 | 0.444 | 0.35502 | 0.444 | 0 | 64.379
| Tariff | Dynamic | Monthly System Peak Day | June | CAISO 1-in-2 | 10 | 0.093196 | 0.25988 | 0.093196 | 0.25988 | 0 | 68.017
| Tariff | Dynamic | Monthly System Peak Day | June | CAISO 1-in-2 | 11 | -0.12062 | 0.13402 | -0.12062 | 0.13402 | 0 | 71.4495
| Tariff | Dynamic | Monthly System Peak Day | June | CAISO 1-in-2 | 12 | -0.26279 | 0.050239 | -0.26279 | 0.050239 | 0 | 75.0826
| Tariff | Dynamic | Monthly System Peak Day | June | CAISO 1-in-2 | 13 | -0.26574 | 0.065346 | -0.26574 | 0.065346 | 0 | 78.3537
| Tariff | Dynamic | Monthly System Peak Day | June | CAISO 1-in-2 | 14 | -0.14495 | 0.19424 | -0.14495 | 0.19424 | 0 | 81.0726
| Tariff | Dynamic | Monthly System Peak Day | June | CAISO 1-in-2 | 15 | 0.063252 | 0.40555 | 0.063252 | 0.40555 | 0 | 83.5095
| Tariff | Dynamic | Monthly System Peak Day | June | CAISO 1-in-2 | 16 | 0.4281 | 0.73987 | 0.4281 | 0.73987 | 0 | 84.4911
| Tariff | Dynamic | Monthly System Peak Day | June | CAISO 1-in-2 | 17 | 0.80434 | 1.0788 | -0.019317 | 0.097348 | 0.021059 | 84.4511
| Tariff | Dynamic | Monthly System Peak Day | June | CAISO 1-in-2 | 18 | 1.2416 | 1.3979 | 0.75603 | 0.86435 | 0.09481 | 83.7839
| Tariff | Dynamic | Monthly System Peak Day | June | CAISO 1-in-2 | 19 | 1.6152 | 1.62 | 1.3183 | 1.2648 | 0.081828 | 82.3219
| Tariff | Dynamic | Monthly System Peak Day | June | CAISO 1-in-2 | 20 | 1.7864 | 1.7264 | 1.5727 | 1.4833 | 0.044642 | 79.7345
| Tariff | Dynamic | Monthly System Peak Day | June | CAISO 1-in-2 | 21 | 1.8129 | 1.7588 | 1.6371 | 1.5536 | 0.059607 | 75.8801
| Tariff | Dynamic | Monthly System Peak Day | June | CAISO 1-in-2 | 22 | 1.7721 | 1.697 | 2.0703 | 2.176 | 0.059537 | 71.6245
| Tariff | Dynamic | Monthly System Peak Day | June | CAISO 1-in-2 | 23 | 1.7772 | 1.7385 | 1.7772 | 1.8542 | 0 | 68.9258
| Tariff | Dynamic | Monthly System Peak Day | June | CAISO 1-in-2 | 24 | 1.5747 | 1.5585 | 1.5809 | 1.646 | 0.0031268 | 67.3653
| Tariff | Dynamic | Monthly System Peak Day | June | SCE 1-in-10 | 1 | 1.8845 | 1.8767 | 1.8845 | 1.8767 | 0 | 76.0182
| Tariff | Dynamic | Monthly System Peak Day | June | SCE 1-in-10 | 2 | 1.5727 | 1.5703 | 1.5727 | 1.5703 | 0 | 74.4134
| Tariff | Dynamic | Monthly System Peak Day | June | SCE 1-in-10 | 3 | 1.3304 | 1.3206 | 1.3304 | 1.3206 | 0 | 72.9697
| Tariff | Dynamic | Monthly System Peak Day | June | SCE 1-in-10 | 4 | 1.1678 | 1.1511 | 1.1678 | 1.1511 | 0 | 72.0853
| Tariff | Dynamic | Monthly System Peak Day | June | SCE 1-in-10 | 5 | 1.0391 | 1.0157 | 1.0391 | 1.0157 | 0 | 70.9288
| Tariff | Dynamic | Monthly System Peak Day | June | SCE 1-in-10 | 6 | 0.95284 | 0.9418 | 0.95284 | 0.9418 | 0 | 69.9445
| Tariff | Dynamic | Monthly System Peak Day | June | SCE 1-in-10 | 7 | 0.87366 | 0.91639 | 0.87366 | 0.91639 | 0 | 69.1421
| Tariff | Dynamic | Monthly System Peak Day | June | SCE 1-in-10 | 8 | 0.79161 | 0.86879 | 0.79161 | 0.86879 | 0 | 70.2791
| Tariff | Dynamic | Monthly System Peak Day | June | SCE 1-in-10 | 9 | 0.66247 | 0.75145 | 0.66247 | 0.75145 | 0 | 74.2308
| Tariff | Dynamic | Monthly System Peak Day | June | SCE 1-in-10 | 10 | 0.46156 | 0.62825 | 0.46156 | 0.62825 | 0 | 80.0462
| Tariff | Dynamic | Monthly System Peak Day | June | SCE 1-in-10 | 11 | 0.24603 | 0.50066 | 0.24603 | 0.50066 | 0 | 85.2277
| Tariff | Dynamic | Monthly System Peak Day | June | SCE 1-in-10 | 12 | 0.3257 | 0.63873 | 0.3257 | 0.63873 | 0 | 88.9279
| Tariff | Dynamic | Monthly System Peak Day | June | SCE 1-in-10 | 13 | 0.59141 | 0.9225 | 0.59141 | 0.9225 | 0 | 90.2039
| Tariff | Dynamic | Monthly System Peak Day | June | SCE 1-in-10 | 14 | 0.90448 | 1.2437 | 0.90448 | 1.2437 | 0 | 91.6445
| Tariff | Dynamic | Monthly System Peak Day | June | SCE 1-in-10 | 15 | 1.2182 | 1.5605 | 1.2182 | 1.5605 | 0 | 92.9667
| Tariff | Dynamic | Monthly System Peak Day | June | SCE 1-in-10 | 16 | 1.6608 | 1.9726 | 1.6608 | 1.9726 | 0 | 94.6072
| Tariff | Dynamic | Monthly System Peak Day | June | SCE 1-in-10 | 17 | 2.0486 | 2.3231 | 0.98828 | 1.1049 | 0.018534 | 95.357
| Tariff | Dynamic | Monthly System Peak Day | June | SCE 1-in-10 | 18 | 2.4563 | 2.6126 | 1.7582 | 1.8665 | 0.043939 | 94.8344
| Tariff | Dynamic | Monthly System Peak Day | June | SCE 1-in-10 | 19 | 2.7654 | 2.7702 | 2.3379 | 2.2845 | 0.031481 | 92.5915
| Tariff | Dynamic | Monthly System Peak Day | June | SCE 1-in-10 | 20 | 2.7992 | 2.7392 | 2.5068 | 2.4174 | 0.01946 | 87.7494
| Tariff | Dynamic | Monthly System Peak Day | June | SCE 1-in-10 | 21 | 2.7421 | 2.688 | 2.4928 | 2.4094 | 0.031469 | 83.3591
| Tariff | Dynamic | Monthly System Peak Day | June | SCE 1-in-10 | 22 | 2.6603 | 2.5851 | 3.0202 | 3.1259 | 0.029184 | 79.5517
| Tariff | Dynamic | Monthly System Peak Day | June | SCE 1-in-10 | 23 | 2.5745 | 2.5358 | 2.6603 | 2.7396 | 0.023964 | 76.0712
| Tariff | Dynamic | Monthly System Peak Day | June | SCE 1-in-10 | 24 | 2.2073 | 2.1912 | 2.2553 | 2.3204 | 0.02317 | 73.8272
| Tariff | Dynamic | Monthly System Peak Day | June | SCE 1-in-2 | 1 | 1.3947 | 1.387 | 1.3947 | 1.387 | 0 | 66.7838
| Tariff | Dynamic | Monthly System Peak Day | June | SCE 1-in-2 | 2 | 1.1885 | 1.1861 | 1.1885 | 1.1861 | 0 | 65.8054
| Tariff | Dynamic | Monthly System Peak Day | June | SCE 1-in-2 | 3 | 1.0309 | 1.0211 | 1.0309 | 1.0211 | 0 | 64.9374
| Tariff | Dynamic | Monthly System Peak Day | June | SCE 1-in-2 | 4 | 0.91034 | 0.89365 | 0.91034 | 0.89365 | 0 | 64.0787
| Tariff | Dynamic | Monthly System Peak Day | June | SCE 1-in-2 | 5 | 0.82978 | 0.80638 | 0.82978 | 0.80638 | 0 | 63.4058
| Tariff | Dynamic | Monthly System Peak Day | June | SCE 1-in-2 | 6 | 0.78227 | 0.77123 | 0.78227 | 0.77123 | 0 | 62.4944
| Tariff | Dynamic | Monthly System Peak Day | June | SCE 1-in-2 | 7 | 0.74184 | 0.78456 | 0.74184 | 0.78456 | 0 | 61.8805
| Tariff | Dynamic | Monthly System Peak Day | June | SCE 1-in-2 | 8 | 0.6294 | 0.70658 | 0.6294 | 0.70658 | 0 | 62.8359
| Tariff | Dynamic | Monthly System Peak Day | June | SCE 1-in-2 | 9 | 0.39894 | 0.48792 | 0.39894 | 0.48792 | 0 | 65.8804
| Tariff | Dynamic | Monthly System Peak Day | June | SCE 1-in-2 | 10 | 0.12701 | 0.2937 | 0.12701 | 0.2937 | 0 | 70.3484
| Tariff | Dynamic | Monthly System Peak Day | June | SCE 1-in-2 | 11 | -0.17316 | 0.081478 | -0.17316 | 0.081478 | 0 | 74.2255
| Tariff | Dynamic | Monthly System Peak Day | June | SCE 1-in-2 | 12 | -0.28998 | 0.023047 | -0.28998 | 0.023047 | 0 | 77.6467
| Tariff | Dynamic | Monthly System Peak Day | June | SCE 1-in-2 | 13 | -0.23234 | 0.098743 | -0.23234 | 0.098743 | 0 | 79.2077
| Tariff | Dynamic | Monthly System Peak Day | June | SCE 1-in-2 | 14 | -0.091566 | 0.24763 | -0.091566 | 0.24763 | 0 | 80.7322
| Tariff | Dynamic | Monthly System Peak Day | June | SCE 1-in-2 | 15 | 0.11892 | 0.46121 | 0.11892 | 0.46121 | 0 | 82.7271
| Tariff | Dynamic | Monthly System Peak Day | June | SCE 1-in-2 | 16 | 0.48824 | 0.80002 | 0.48824 | 0.80002 | 0 | 83.9515
| Tariff | Dynamic | Monthly System Peak Day | June | SCE 1-in-2 | 17 | 0.87759 | 1.1521 | 0.054524 | 0.17119 | 0.021096 | 84.4239
| Tariff | Dynamic | Monthly System Peak Day | June | SCE 1-in-2 | 18 | 1.3315 | 1.4878 | 0.85252 | 0.96083 | 0.096856 | 83.4394
| Tariff | Dynamic | Monthly System Peak Day | June | SCE 1-in-2 | 19 | 1.7183 | 1.7231 | 1.4372 | 1.3837 | 0.088889 | 81.0802
| Tariff | Dynamic | Monthly System Peak Day | June | SCE 1-in-2 | 20 | 1.8536 | 1.7935 | 1.6539 | 1.5646 | 0.050142 | 78.2996
| Tariff | Dynamic | Monthly System Peak Day | June | SCE 1-in-2 | 21 | 1.8715 | 1.8174 | 1.702 | 1.6185 | 0.062163 | 75.2343
| Tariff | Dynamic | Monthly System Peak Day | June | SCE 1-in-2 | 22 | 1.8326 | 1.7574 | 2.1366 | 2.2423 | 0.056246 | 72.3799
| Tariff | Dynamic | Monthly System Peak Day | June | SCE 1-in-2 | 23 | 1.8294 | 1.7907 | 1.8488 | 1.9281 | 0.0096961 | 70.6821
| Tariff | Dynamic | Monthly System Peak Day | June | SCE 1-in-2 | 24 | 1.6193 | 1.6031 | 1.6367 | 1.7018 | 0.008732 | 69.1003
| Tariff | Dynamic | Monthly System Peak Day | March | CAISO 1-in-10 | 1 | 1.3208 | 1.313 | 1.3208 | 1.313 | 0 | 65.807
| Tariff | Dynamic | Monthly System Peak Day | March | CAISO 1-in-10 | 2 | 1.1198 | 1.1174 | 1.1198 | 1.1174 | 0 | 63.8177
| Tariff | Dynamic | Monthly System Peak Day | March | CAISO 1-in-10 | 3 | 0.96528 | 0.95555 | 0.96528 | 0.95555 | 0 | 62.3096
| Tariff | Dynamic | Monthly System Peak Day | March | CAISO 1-in-10 | 4 | 0.87114 | 0.85445 | 0.87114 | 0.85445 | 0 | 61.2565
| Tariff | Dynamic | Monthly System Peak Day | March | CAISO 1-in-10 | 5 | 0.81092 | 0.78752 | 0.81092 | 0.78752 | 0 | 60.3819
| Tariff | Dynamic | Monthly System Peak Day | March | CAISO 1-in-10 | 6 | 0.76909 | 0.75805 | 0.76909 | 0.75805 | 0 | 59.438
| Tariff | Dynamic | Monthly System Peak Day | March | CAISO 1-in-10 | 7 | 0.73947 | 0.7822 | 0.73947 | 0.7822 | 0 | 59.1488
| Tariff | Dynamic | Monthly System Peak Day | March | CAISO 1-in-10 | 8 | 0.62215 | 0.69933 | 0.62215 | 0.69933 | 0 | 58.6862
| Tariff | Dynamic | Monthly System Peak Day | March | CAISO 1-in-10 | 9 | 0.34679 | 0.43577 | 0.34679 | 0.43577 | 0 | 60.1626
| Tariff | Dynamic | Monthly System Peak Day | March | CAISO 1-in-10 | 10 | 0.030086 | 0.19677 | 0.030086 | 0.19677 | 0 | 65.145
| Tariff | Dynamic | Monthly System Peak Day | March | CAISO 1-in-10 | 11 | -0.19247 | 0.062164 | -0.19247 | 0.062164 | 0 | 70.7913
| Tariff | Dynamic | Monthly System Peak Day | March | CAISO 1-in-10 | 12 | -0.41717 | -0.10414 | -0.41717 | -0.10414 | 0 | 76.2811
| Tariff | Dynamic | Monthly System Peak Day | March | CAISO 1-in-10 | 13 | -0.44647 | -0.11538 | -0.44647 | -0.11538 | 0 | 81.3703
| Tariff | Dynamic | Monthly System Peak Day | March | CAISO 1-in-10 | 14 | -0.29406 | 0.04513 | -0.29406 | 0.04513 | 0 | 83.7451
| Tariff | Dynamic | Monthly System Peak Day | March | CAISO 1-in-10 | 15 | -0.056984 | 0.28531 | -0.056984 | 0.28531 | 0 | 84.3166
| Tariff | Dynamic | Monthly System Peak Day | March | CAISO 1-in-10 | 16 | 0.33775 | 0.64953 | 0.33775 | 0.64953 | 0 | 85.0504
| Tariff | Dynamic | Monthly System Peak Day | March | CAISO 1-in-10 | 17 | 0.75018 | 1.0247 | -0.10447 | 0.01219 | 0.019242 | 85.8794
| Tariff | Dynamic | Monthly System Peak Day | March | CAISO 1-in-10 | 18 | 1.1933 | 1.3496 | 0.66975 | 0.77807 | 0.083335 | 85.7564
| Tariff | Dynamic | Monthly System Peak Day | March | CAISO 1-in-10 | 19 | 1.5721 | 1.5769 | 1.2493 | 1.1958 | 0.070402 | 84.3627
| Tariff | Dynamic | Monthly System Peak Day | March | CAISO 1-in-10 | 20 | 1.7571 | 1.6971 | 1.5218 | 1.4325 | 0.036492 | 81.9306
| Tariff | Dynamic | Monthly System Peak Day | March | CAISO 1-in-10 | 21 | 1.792 | 1.7379 | 1.5939 | 1.5104 | 0.050714 | 78.152
| Tariff | Dynamic | Monthly System Peak Day | March | CAISO 1-in-10 | 22 | 1.7307 | 1.6555 | 2.058 | 2.1637 | 0.043776 | 75.3585
| Tariff | Dynamic | Monthly System Peak Day | March | CAISO 1-in-10 | 23 | 1.7397 | 1.701 | 1.7832 | 1.8625 | 0.033429 | 72.6436
| Tariff | Dynamic | Monthly System Peak Day | March | CAISO 1-in-10 | 24 | 1.5662 | 1.55 | 1.5875 | 1.6525 | 0.010659 | 69.6968
| Tariff | Dynamic | Monthly System Peak Day | March | CAISO 1-in-2 | 1 | 1.0921 | 1.0843 | 1.0921 | 1.0843 | 0 | 57.7222
| Tariff | Dynamic | Monthly System Peak Day | March | CAISO 1-in-2 | 2 | 0.97037 | 0.96801 | 0.97037 | 0.96801 | 0 | 56.4566
| Tariff | Dynamic | Monthly System Peak Day | March | CAISO 1-in-2 | 3 | 0.86847 | 0.85874 | 0.86847 | 0.85874 | 0 | 55.0151
| Tariff | Dynamic | Monthly System Peak Day | March | CAISO 1-in-2 | 4 | 0.79324 | 0.77655 | 0.79324 | 0.77655 | 0 | 53.8781
| Tariff | Dynamic | Monthly System Peak Day | March | CAISO 1-in-2 | 5 | 0.75112 | 0.72773 | 0.75112 | 0.72773 | 0 | 53.1373
| Tariff | Dynamic | Monthly System Peak Day | March | CAISO 1-in-2 | 6 | 0.73782 | 0.72678 | 0.73782 | 0.72678 | 0 | 52.1498
| Tariff | Dynamic | Monthly System Peak Day | March | CAISO 1-in-2 | 7 | 0.74901 | 0.79174 | 0.74901 | 0.79174 | 0 | 51.6865
| Tariff | Dynamic | Monthly System Peak Day | March | CAISO 1-in-2 | 8 | 0.65171 | 0.72889 | 0.65171 | 0.72889 | 0 | 51.042
| Tariff | Dynamic | Monthly System Peak Day | March | CAISO 1-in-2 | 9 | 0.37859 | 0.46757 | 0.37859 | 0.46757 | 0 | 51.414
| Tariff | Dynamic | Monthly System Peak Day | March | CAISO 1-in-2 | 10 | 0.051087 | 0.21778 | 0.051087 | 0.21778 | 0 | 54.5858
| Tariff | Dynamic | Monthly System Peak Day | March | CAISO 1-in-2 | 11 | -0.22873 | 0.025906 | -0.22873 | 0.025906 | 0 | 59.3879
| Tariff | Dynamic | Monthly System Peak Day | March | CAISO 1-in-2 | 12 | -0.42291 | -0.10988 | -0.42291 | -0.10988 | 0 | 63.8015
| Tariff | Dynamic | Monthly System Peak Day | March | CAISO 1-in-2 | 13 | -0.5047 | -0.17361 | -0.5047 | -0.17361 | 0 | 66.836
| Tariff | Dynamic | Monthly System Peak Day | March | CAISO 1-in-2 | 14 | -0.48579 | -0.1466 | -0.48579 | -0.1466 | 0 | 68.3253
| Tariff | Dynamic | Monthly System Peak Day | March | CAISO 1-in-2 | 15 | -0.37832 | -0.036022 | -0.37832 | -0.036022 | 0 | 69.4662
| Tariff | Dynamic | Monthly System Peak Day | March | CAISO 1-in-2 | 16 | -0.12265 | 0.18913 | -0.12265 | 0.18913 | 0 | 70.419
| Tariff | Dynamic | Monthly System Peak Day | March | CAISO 1-in-2 | 17 | 0.19376 | 0.46823 | 0.19376 | 0.46823 | 0 | 70.7508
| Tariff | Dynamic | Monthly System Peak Day | March | CAISO 1-in-2 | 18 | 0.60093 | 0.75722 | 0.60093 | 0.75722 | 0 | 70.1936
| Tariff | Dynamic | Monthly System Peak Day | March | CAISO 1-in-2 | 19 | 0.97193 | 0.97669 | 0.97193 | 0.97669 | 0 | 68.5987
| Tariff | Dynamic | Monthly System Peak Day | March | CAISO 1-in-2 | 20 | 1.1786 | 1.1186 | 1.1595 | 1.0994 | 0.0095806 | 65.5068
| Tariff | Dynamic | Monthly System Peak Day | March | CAISO 1-in-2 | 21 | 1.2196 | 1.1655 | 1.1856 | 1.1314 | 0.017041 | 62.583
| Tariff | Dynamic | Monthly System Peak Day | March | CAISO 1-in-2 | 22 | 1.2166 | 1.1414 | 1.2776 | 1.2024 | 0.030475 | 60.8433
| Tariff | Dynamic | Monthly System Peak Day | March | CAISO 1-in-2 | 23 | 1.2762 | 1.2375 | 1.2762 | 1.2375 | 0 | 59.3816
| Tariff | Dynamic | Monthly System Peak Day | March | CAISO 1-in-2 | 24 | 1.1705 | 1.1543 | 1.1705 | 1.181 | 0 | 57.9583
| Tariff | Dynamic | Monthly System Peak Day | March | SCE 1-in-10 | 1 | 1.3732 | 1.3654 | 1.3732 | 1.3654 | 0 | 67.092
| Tariff | Dynamic | Monthly System Peak Day | March | SCE 1-in-10 | 2 | 1.1578 | 1.1554 | 1.1578 | 1.1554 | 0 | 65.4044
| Tariff | Dynamic | Monthly System Peak Day | March | SCE 1-in-10 | 3 | 0.98705 | 0.97732 | 0.98705 | 0.97732 | 0 | 63.9406
| Tariff | Dynamic | Monthly System Peak Day | March | SCE 1-in-10 | 4 | 0.8813 | 0.86461 | 0.8813 | 0.86461 | 0 | 62.6456
| Tariff | Dynamic | Monthly System Peak Day | March | SCE 1-in-10 | 5 | 0.8169 | 0.79351 | 0.8169 | 0.79351 | 0 | 61.6217
| Tariff | Dynamic | Monthly System Peak Day | March | SCE 1-in-10 | 6 | 0.77534 | 0.7643 | 0.77534 | 0.7643 | 0 | 60.824
| Tariff | Dynamic | Monthly System Peak Day | March | SCE 1-in-10 | 7 | 0.74582 | 0.78855 | 0.74582 | 0.78855 | 0 | 60.5172
| Tariff | Dynamic | Monthly System Peak Day | March | SCE 1-in-10 | 8 | 0.62898 | 0.70617 | 0.62898 | 0.70617 | 0 | 60.1757
| Tariff | Dynamic | Monthly System Peak Day | March | SCE 1-in-10 | 9 | 0.35416 | 0.44314 | 0.35416 | 0.44314 | 0 | 61.5337
| Tariff | Dynamic | Monthly System Peak Day | March | SCE 1-in-10 | 10 | 0.035937 | 0.20263 | 0.035937 | 0.20263 | 0 | 66.4124
| Tariff | Dynamic | Monthly System Peak Day | March | SCE 1-in-10 | 11 | -0.22644 | 0.028201 | -0.22644 | 0.028201 | 0 | 71.7149
| Tariff | Dynamic | Monthly System Peak Day | March | SCE 1-in-10 | 12 | -0.42524 | -0.11221 | -0.42524 | -0.11221 | 0 | 76.547
| Tariff | Dynamic | Monthly System Peak Day | March | SCE 1-in-10 | 13 | -0.4344 | -0.10332 | -0.4344 | -0.10332 | 0 | 80.4609
| Tariff | Dynamic | Monthly System Peak Day | March | SCE 1-in-10 | 14 | -0.29064 | 0.04855 | -0.29064 | 0.04855 | 0 | 82.6148
| Tariff | Dynamic | Monthly System Peak Day | March | SCE 1-in-10 | 15 | -0.058899 | 0.2834 | -0.058899 | 0.2834 | 0 | 84.5654
| Tariff | Dynamic | Monthly System Peak Day | March | SCE 1-in-10 | 16 | 0.33473 | 0.64651 | 0.33473 | 0.64651 | 0 | 85.2087
| Tariff | Dynamic | Monthly System Peak Day | March | SCE 1-in-10 | 17 | 0.73637 | 1.0108 | -0.097674 | 0.01899 | 0.020419 | 84.9298
| Tariff | Dynamic | Monthly System Peak Day | March | SCE 1-in-10 | 18 | 1.1967 | 1.353 | 0.71188 | 0.8202 | 0.095061 | 83.7417
| Tariff | Dynamic | Monthly System Peak Day | March | SCE 1-in-10 | 19 | 1.5836 | 1.5884 | 1.2845 | 1.231 | 0.080833 | 82.498
| Tariff | Dynamic | Monthly System Peak Day | March | SCE 1-in-10 | 20 | 1.7493 | 1.6892 | 1.5325 | 1.4431 | 0.043482 | 80.0412
| Tariff | Dynamic | Monthly System Peak Day | March | SCE 1-in-10 | 21 | 1.7794 | 1.7253 | 1.6012 | 1.5177 | 0.058661 | 76.1199
| Tariff | Dynamic | Monthly System Peak Day | March | SCE 1-in-10 | 22 | 1.7388 | 1.6637 | 2.0461 | 2.1518 | 0.054465 | 72.7926
| Tariff | Dynamic | Monthly System Peak Day | March | SCE 1-in-10 | 23 | 1.7533 | 1.7146 | 1.7681 | 1.8474 | 0.007417 | 70.3123
| Tariff | Dynamic | Monthly System Peak Day | March | SCE 1-in-10 | 24 | 1.5584 | 1.5422 | 1.5679 | 1.6329 | 0.004743 | 67.8656
| Tariff | Dynamic | Monthly System Peak Day | March | SCE 1-in-2 | 1 | 1.0922 | 1.0844 | 1.0922 | 1.0844 | 0 | 57.3968
| Tariff | Dynamic | Monthly System Peak Day | March | SCE 1-in-2 | 2 | 0.97038 | 0.96802 | 0.97038 | 0.96802 | 0 | 56.103
| Tariff | Dynamic | Monthly System Peak Day | March | SCE 1-in-2 | 3 | 0.86839 | 0.85866 | 0.86839 | 0.85866 | 0 | 54.5431
| Tariff | Dynamic | Monthly System Peak Day | March | SCE 1-in-2 | 4 | 0.79312 | 0.77642 | 0.79312 | 0.77642 | 0 | 53.7049
| Tariff | Dynamic | Monthly System Peak Day | March | SCE 1-in-2 | 5 | 0.75099 | 0.7276 | 0.75099 | 0.7276 | 0 | 52.8382
| Tariff | Dynamic | Monthly System Peak Day | March | SCE 1-in-2 | 6 | 0.73766 | 0.72662 | 0.73766 | 0.72662 | 0 | 52.1376
| Tariff | Dynamic | Monthly System Peak Day | March | SCE 1-in-2 | 7 | 0.74867 | 0.7914 | 0.74867 | 0.7914 | 0 | 51.5372
| Tariff | Dynamic | Monthly System Peak Day | March | SCE 1-in-2 | 8 | 0.65103 | 0.72821 | 0.65103 | 0.72821 | 0 | 51.1469
| Tariff | Dynamic | Monthly System Peak Day | March | SCE 1-in-2 | 9 | 0.37791 | 0.46688 | 0.37791 | 0.46688 | 0 | 51.7562
| Tariff | Dynamic | Monthly System Peak Day | March | SCE 1-in-2 | 10 | 0.050427 | 0.21712 | 0.050427 | 0.21712 | 0 | 55.0326
| Tariff | Dynamic | Monthly System Peak Day | March | SCE 1-in-2 | 11 | -0.22963 | 0.025007 | -0.22963 | 0.025007 | 0 | 59.7861
| Tariff | Dynamic | Monthly System Peak Day | March | SCE 1-in-2 | 12 | -0.43123 | -0.1182 | -0.43123 | -0.1182 | 0 | 64.2614
| Tariff | Dynamic | Monthly System Peak Day | March | SCE 1-in-2 | 13 | -0.50689 | -0.1758 | -0.50689 | -0.1758 | 0 | 67.0691
| Tariff | Dynamic | Monthly System Peak Day | March | SCE 1-in-2 | 14 | -0.48759 | -0.1484 | -0.48759 | -0.1484 | 0 | 68.5307
| Tariff | Dynamic | Monthly System Peak Day | March | SCE 1-in-2 | 15 | -0.38002 | -0.037719 | -0.38002 | -0.037719 | 0 | 69.5888
| Tariff | Dynamic | Monthly System Peak Day | March | SCE 1-in-2 | 16 | -0.12565 | 0.18612 | -0.12565 | 0.18612 | 0 | 70.3896
| Tariff | Dynamic | Monthly System Peak Day | March | SCE 1-in-2 | 17 | 0.18889 | 0.46336 | 0.18889 | 0.46336 | 0 | 70.4214
| Tariff | Dynamic | Monthly System Peak Day | March | SCE 1-in-2 | 18 | 0.60161 | 0.7579 | 0.60161 | 0.7579 | 0 | 69.9009
| Tariff | Dynamic | Monthly System Peak Day | March | SCE 1-in-2 | 19 | 0.97368 | 0.97845 | 0.97368 | 0.97845 | 0 | 68.397
| Tariff | Dynamic | Monthly System Peak Day | March | SCE 1-in-2 | 20 | 1.1781 | 1.118 | 1.16 | 1.0999 | 0.0090623 | 65.6512
| Tariff | Dynamic | Monthly System Peak Day | March | SCE 1-in-2 | 21 | 1.2193 | 1.1652 | 1.1859 | 1.1318 | 0.01668 | 62.8271
| Tariff | Dynamic | Monthly System Peak Day | March | SCE 1-in-2 | 22 | 1.2166 | 1.1414 | 1.2774 | 1.2022 | 0.030408 | 60.9756
| Tariff | Dynamic | Monthly System Peak Day | March | SCE 1-in-2 | 23 | 1.2761 | 1.2374 | 1.2761 | 1.2374 | 0 | 59.47
| Tariff | Dynamic | Monthly System Peak Day | March | SCE 1-in-2 | 24 | 1.1704 | 1.1543 | 1.1704 | 1.1822 | 0 | 58.1472
| Tariff | Dynamic | Monthly System Peak Day | May | CAISO 1-in-10 | 1 | 1.7693 | 1.7615 | 1.7693 | 1.7615 | 0 | 74.22
| Tariff | Dynamic | Monthly System Peak Day | May | CAISO 1-in-10 | 2 | 1.4687 | 1.4663 | 1.4687 | 1.4663 | 0 | 72.6622
| Tariff | Dynamic | Monthly System Peak Day | May | CAISO 1-in-10 | 3 | 1.2262 | 1.2164 | 1.2262 | 1.2164 | 0 | 70.9978
| Tariff | Dynamic | Monthly System Peak Day | May | CAISO 1-in-10 | 4 | 1.0604 | 1.0438 | 1.0604 | 1.0438 | 0 | 69.609
| Tariff | Dynamic | Monthly System Peak Day | May | CAISO 1-in-10 | 5 | 0.95862 | 0.93523 | 0.95862 | 0.93523 | 0 | 68.7043
| Tariff | Dynamic | Monthly System Peak Day | May | CAISO 1-in-10 | 6 | 0.88568 | 0.87464 | 0.88568 | 0.87464 | 0 | 67.6563
| Tariff | Dynamic | Monthly System Peak Day | May | CAISO 1-in-10 | 7 | 0.82561 | 0.86834 | 0.82561 | 0.86834 | 0 | 67.2671
| Tariff | Dynamic | Monthly System Peak Day | May | CAISO 1-in-10 | 8 | 0.71024 | 0.78742 | 0.71024 | 0.78742 | 0 | 67.8402
| Tariff | Dynamic | Monthly System Peak Day | May | CAISO 1-in-10 | 9 | 0.57726 | 0.66623 | 0.57726 | 0.66623 | 0 | 72.3612
| Tariff | Dynamic | Monthly System Peak Day | May | CAISO 1-in-10 | 10 | 0.44627 | 0.61296 | 0.44627 | 0.61296 | 0 | 79.0653
| Tariff | Dynamic | Monthly System Peak Day | May | CAISO 1-in-10 | 11 | 0.24286 | 0.4975 | 0.24286 | 0.4975 | 0 | 85.1245
| Tariff | Dynamic | Monthly System Peak Day | May | CAISO 1-in-10 | 12 | 0.31633 | 0.62936 | 0.31633 | 0.62936 | 0 | 88.9707
| Tariff | Dynamic | Monthly System Peak Day | May | CAISO 1-in-10 | 13 | 0.55948 | 0.89056 | 0.55948 | 0.89056 | 0 | 91.8186
| Tariff | Dynamic | Monthly System Peak Day | May | CAISO 1-in-10 | 14 | 0.88782 | 1.227 | 0.88782 | 1.227 | 0 | 93.3068
| Tariff | Dynamic | Monthly System Peak Day | May | CAISO 1-in-10 | 15 | 1.2154 | 1.5577 | 1.2154 | 1.5577 | 0 | 94.7374
| Tariff | Dynamic | Monthly System Peak Day | May | CAISO 1-in-10 | 16 | 1.659 | 1.9708 | 1.659 | 1.9708 | 0 | 95.0929
| Tariff | Dynamic | Monthly System Peak Day | May | CAISO 1-in-10 | 17 | 2.0399 | 2.3144 | 0.99152 | 1.1082 | 0.017977 | 94.805
| Tariff | Dynamic | Monthly System Peak Day | May | CAISO 1-in-10 | 18 | 2.4592 | 2.6155 | 1.7792 | 1.8875 | 0.045983 | 93.8957
| Tariff | Dynamic | Monthly System Peak Day | May | CAISO 1-in-10 | 19 | 2.7594 | 2.7641 | 2.3268 | 2.2733 | 0.030372 | 92.9933
| Tariff | Dynamic | Monthly System Peak Day | May | CAISO 1-in-10 | 20 | 2.799 | 2.739 | 2.4809 | 2.3915 | 0.018117 | 90.3632
| Tariff | Dynamic | Monthly System Peak Day | May | CAISO 1-in-10 | 21 | 2.7506 | 2.6965 | 2.4717 | 2.3883 | 0.022346 | 86.3731
| Tariff | Dynamic | Monthly System Peak Day | May | CAISO 1-in-10 | 22 | 2.642 | 2.5668 | 3.0245 | 3.1302 | 0.024251 | 82.4534
| Tariff | Dynamic | Monthly System Peak Day | May | CAISO 1-in-10 | 23 | 2.5399 | 2.5012 | 2.6729 | 2.7522 | 0.018326 | 79.8986
| Tariff | Dynamic | Monthly System Peak Day | May | CAISO 1-in-10 | 24 | 2.2131 | 2.197 | 2.2827 | 2.3477 | 0.017752 | 77.1544
| Tariff | Dynamic | Monthly System Peak Day | May | CAISO 1-in-2 | 1 | 1.3481 | 1.3404 | 1.3481 | 1.3404 | 0 | 66.2508
| Tariff | Dynamic | Monthly System Peak Day | May | CAISO 1-in-2 | 2 | 1.15 | 1.1476 | 1.15 | 1.1476 | 0 | 64.8129
| Tariff | Dynamic | Monthly System Peak Day | May | CAISO 1-in-2 | 3 | 0.98069 | 0.97096 | 0.98069 | 0.97096 | 0 | 63.3958
| Tariff | Dynamic | Monthly System Peak Day | May | CAISO 1-in-2 | 4 | 0.86971 | 0.85302 | 0.86971 | 0.85302 | 0 | 61.9507
| Tariff | Dynamic | Monthly System Peak Day | May | CAISO 1-in-2 | 5 | 0.79928 | 0.77589 | 0.79928 | 0.77589 | 0 | 60.6464
| Tariff | Dynamic | Monthly System Peak Day | May | CAISO 1-in-2 | 6 | 0.7612 | 0.75016 | 0.7612 | 0.75016 | 0 | 60.0004
| Tariff | Dynamic | Monthly System Peak Day | May | CAISO 1-in-2 | 7 | 0.72505 | 0.76777 | 0.72505 | 0.76777 | 0 | 59.7833
| Tariff | Dynamic | Monthly System Peak Day | May | CAISO 1-in-2 | 8 | 0.60094 | 0.67812 | 0.60094 | 0.67812 | 0 | 60.1725
| Tariff | Dynamic | Monthly System Peak Day | May | CAISO 1-in-2 | 9 | 0.33956 | 0.42854 | 0.33956 | 0.42854 | 0 | 62.6685
| Tariff | Dynamic | Monthly System Peak Day | May | CAISO 1-in-2 | 10 | 0.055537 | 0.22223 | 0.055537 | 0.22223 | 0 | 67.4473
| Tariff | Dynamic | Monthly System Peak Day | May | CAISO 1-in-2 | 11 | -0.25869 | -0.0040474 | -0.25869 | -0.0040474 | 0 | 72.9695
| Tariff | Dynamic | Monthly System Peak Day | May | CAISO 1-in-2 | 12 | -0.44135 | -0.12832 | -0.44135 | -0.12832 | 0 | 77.6021
| Tariff | Dynamic | Monthly System Peak Day | May | CAISO 1-in-2 | 13 | -0.41459 | -0.083501 | -0.41459 | -0.083501 | 0 | 80.744
| Tariff | Dynamic | Monthly System Peak Day | May | CAISO 1-in-2 | 14 | -0.26922 | 0.069971 | -0.26922 | 0.069971 | 0 | 82.6634
| Tariff | Dynamic | Monthly System Peak Day | May | CAISO 1-in-2 | 15 | -0.046583 | 0.29571 | -0.046583 | 0.29571 | 0 | 83.8312
| Tariff | Dynamic | Monthly System Peak Day | May | CAISO 1-in-2 | 16 | 0.33285 | 0.64462 | 0.33285 | 0.64462 | 0 | 84.7794
| Tariff | Dynamic | Monthly System Peak Day | May | CAISO 1-in-2 | 17 | 0.72036 | 0.99483 | -0.10662 | 0.010044 | 0.020851 | 84.6042
| Tariff | Dynamic | Monthly System Peak Day | May | CAISO 1-in-2 | 18 | 1.1651 | 1.3214 | 0.68902 | 0.79734 | 0.097762 | 83.2872
| Tariff | Dynamic | Monthly System Peak Day | May | CAISO 1-in-2 | 19 | 1.5594 | 1.5642 | 1.2816 | 1.2281 | 0.090399 | 80.8159
| Tariff | Dynamic | Monthly System Peak Day | May | CAISO 1-in-2 | 20 | 1.7209 | 1.6609 | 1.5261 | 1.4367 | 0.052041 | 77.8099
| Tariff | Dynamic | Monthly System Peak Day | May | CAISO 1-in-2 | 21 | 1.7465 | 1.6924 | 1.5937 | 1.5102 | 0.068918 | 73.538
| Tariff | Dynamic | Monthly System Peak Day | May | CAISO 1-in-2 | 22 | 1.7244 | 1.6492 | 2.0104 | 2.1161 | 0.066466 | 70.0596
| Tariff | Dynamic | Monthly System Peak Day | May | CAISO 1-in-2 | 23 | 1.7402 | 1.7015 | 1.7402 | 1.8094 | 0 | 68.2891
| Tariff | Dynamic | Monthly System Peak Day | May | CAISO 1-in-2 | 24 | 1.5357 | 1.5195 | 1.5357 | 1.5983 | 0 | 66.0267
| Tariff | Dynamic | Monthly System Peak Day | May | SCE 1-in-10 | 1 | 1.7693 | 1.7615 | 1.7693 | 1.7615 | 0 | 74.22
| Tariff | Dynamic | Monthly System Peak Day | May | SCE 1-in-10 | 2 | 1.4687 | 1.4663 | 1.4687 | 1.4663 | 0 | 72.6622
| Tariff | Dynamic | Monthly System Peak Day | May | SCE 1-in-10 | 3 | 1.2262 | 1.2164 | 1.2262 | 1.2164 | 0 | 70.9978
| Tariff | Dynamic | Monthly System Peak Day | May | SCE 1-in-10 | 4 | 1.0604 | 1.0438 | 1.0604 | 1.0438 | 0 | 69.609
| Tariff | Dynamic | Monthly System Peak Day | May | SCE 1-in-10 | 5 | 0.95862 | 0.93523 | 0.95862 | 0.93523 | 0 | 68.7043
| Tariff | Dynamic | Monthly System Peak Day | May | SCE 1-in-10 | 6 | 0.88568 | 0.87464 | 0.88568 | 0.87464 | 0 | 67.6563
| Tariff | Dynamic | Monthly System Peak Day | May | SCE 1-in-10 | 7 | 0.82561 | 0.86834 | 0.82561 | 0.86834 | 0 | 67.2671
| Tariff | Dynamic | Monthly System Peak Day | May | SCE 1-in-10 | 8 | 0.71024 | 0.78742 | 0.71024 | 0.78742 | 0 | 67.8402
| Tariff | Dynamic | Monthly System Peak Day | May | SCE 1-in-10 | 9 | 0.57726 | 0.66623 | 0.57726 | 0.66623 | 0 | 72.3612
| Tariff | Dynamic | Monthly System Peak Day | May | SCE 1-in-10 | 10 | 0.44627 | 0.61296 | 0.44627 | 0.61296 | 0 | 79.0653
| Tariff | Dynamic | Monthly System Peak Day | May | SCE 1-in-10 | 11 | 0.24286 | 0.4975 | 0.24286 | 0.4975 | 0 | 85.1245
| Tariff | Dynamic | Monthly System Peak Day | May | SCE 1-in-10 | 12 | 0.31633 | 0.62936 | 0.31633 | 0.62936 | 0 | 88.9707
| Tariff | Dynamic | Monthly System Peak Day | May | SCE 1-in-10 | 13 | 0.55948 | 0.89056 | 0.55948 | 0.89056 | 0 | 91.8186
| Tariff | Dynamic | Monthly System Peak Day | May | SCE 1-in-10 | 14 | 0.88782 | 1.227 | 0.88782 | 1.227 | 0 | 93.3068
| Tariff | Dynamic | Monthly System Peak Day | May | SCE 1-in-10 | 15 | 1.2154 | 1.5577 | 1.2154 | 1.5577 | 0 | 94.7374
| Tariff | Dynamic | Monthly System Peak Day | May | SCE 1-in-10 | 16 | 1.659 | 1.9708 | 1.659 | 1.9708 | 0 | 95.0929
| Tariff | Dynamic | Monthly System Peak Day | May | SCE 1-in-10 | 17 | 2.0399 | 2.3144 | 0.99152 | 1.1082 | 0.017977 | 94.805
| Tariff | Dynamic | Monthly System Peak Day | May | SCE 1-in-10 | 18 | 2.4592 | 2.6155 | 1.7792 | 1.8875 | 0.045983 | 93.8957
| Tariff | Dynamic | Monthly System Peak Day | May | SCE 1-in-10 | 19 | 2.7594 | 2.7641 | 2.3268 | 2.2733 | 0.030372 | 92.9933
| Tariff | Dynamic | Monthly System Peak Day | May | SCE 1-in-10 | 20 | 2.799 | 2.739 | 2.4809 | 2.3915 | 0.018117 | 90.3632
| Tariff | Dynamic | Monthly System Peak Day | May | SCE 1-in-10 | 21 | 2.7506 | 2.6965 | 2.4717 | 2.3883 | 0.022346 | 86.3731
| Tariff | Dynamic | Monthly System Peak Day | May | SCE 1-in-10 | 22 | 2.642 | 2.5668 | 3.0245 | 3.1302 | 0.024251 | 82.4534
| Tariff | Dynamic | Monthly System Peak Day | May | SCE 1-in-10 | 23 | 2.5399 | 2.5012 | 2.6729 | 2.7522 | 0.018326 | 79.8986
| Tariff | Dynamic | Monthly System Peak Day | May | SCE 1-in-10 | 24 | 2.2131 | 2.197 | 2.2827 | 2.3477 | 0.017752 | 77.1544
| Tariff | Dynamic | Monthly System Peak Day | May | SCE 1-in-2 | 1 | 1.2802 | 1.2725 | 1.2802 | 1.2725 | 0 | 65.4665
| Tariff | Dynamic | Monthly System Peak Day | May | SCE 1-in-2 | 2 | 1.1044 | 1.102 | 1.1044 | 1.102 | 0 | 64.0241
| Tariff | Dynamic | Monthly System Peak Day | May | SCE 1-in-2 | 3 | 0.9688 | 0.95907 | 0.9688 | 0.95907 | 0 | 62.8831
| Tariff | Dynamic | Monthly System Peak Day | May | SCE 1-in-2 | 4 | 0.87176 | 0.85506 | 0.87176 | 0.85506 | 0 | 61.9745
| Tariff | Dynamic | Monthly System Peak Day | May | SCE 1-in-2 | 5 | 0.80652 | 0.78313 | 0.80652 | 0.78313 | 0 | 61.0079
| Tariff | Dynamic | Monthly System Peak Day | May | SCE 1-in-2 | 6 | 0.7646 | 0.75356 | 0.7646 | 0.75356 | 0 | 59.9774
| Tariff | Dynamic | Monthly System Peak Day | May | SCE 1-in-2 | 7 | 0.72362 | 0.76634 | 0.72362 | 0.76634 | 0 | 59.3475
| Tariff | Dynamic | Monthly System Peak Day | May | SCE 1-in-2 | 8 | 0.60247 | 0.67965 | 0.60247 | 0.67965 | 0 | 60.0965
| Tariff | Dynamic | Monthly System Peak Day | May | SCE 1-in-2 | 9 | 0.32136 | 0.41034 | 0.32136 | 0.41034 | 0 | 63.5191
| Tariff | Dynamic | Monthly System Peak Day | May | SCE 1-in-2 | 10 | 0.038878 | 0.20557 | 0.038878 | 0.20557 | 0 | 68.3332
| Tariff | Dynamic | Monthly System Peak Day | May | SCE 1-in-2 | 11 | -0.30685 | -0.052215 | -0.30685 | -0.052215 | 0 | 73.5556
| Tariff | Dynamic | Monthly System Peak Day | May | SCE 1-in-2 | 12 | -0.488 | -0.17497 | -0.488 | -0.17497 | 0 | 77.8703
| Tariff | Dynamic | Monthly System Peak Day | May | SCE 1-in-2 | 13 | -0.46733 | -0.13625 | -0.46733 | -0.13625 | 0 | 80.8495
| Tariff | Dynamic | Monthly System Peak Day | May | SCE 1-in-2 | 14 | -0.32112 | 0.018076 | -0.32112 | 0.018076 | 0 | 83.198
| Tariff | Dynamic | Monthly System Peak Day | May | SCE 1-in-2 | 15 | -0.087624 | 0.25467 | -0.087624 | 0.25467 | 0 | 83.9531
| Tariff | Dynamic | Monthly System Peak Day | May | SCE 1-in-2 | 16 | 0.30617 | 0.61795 | 0.30617 | 0.61795 | 0 | 84.7266
| Tariff | Dynamic | Monthly System Peak Day | May | SCE 1-in-2 | 17 | 0.71545 | 0.98992 | -0.12062 | -0.0039601 | 0.020297 | 85.0231
| Tariff | Dynamic | Monthly System Peak Day | May | SCE 1-in-2 | 18 | 1.1727 | 1.3289 | 0.67892 | 0.78723 | 0.092315 | 84.2067
| Tariff | Dynamic | Monthly System Peak Day | May | SCE 1-in-2 | 19 | 1.5669 | 1.5717 | 1.2715 | 1.218 | 0.082492 | 82.2046
| Tariff | Dynamic | Monthly System Peak Day | May | SCE 1-in-2 | 20 | 1.7317 | 1.6717 | 1.5207 | 1.4313 | 0.045674 | 79.4631
| Tariff | Dynamic | Monthly System Peak Day | May | SCE 1-in-2 | 21 | 1.7617 | 1.7076 | 1.5895 | 1.506 | 0.061064 | 75.5118
| Tariff | Dynamic | Monthly System Peak Day | May | SCE 1-in-2 | 22 | 1.7291 | 1.6539 | 2.0288 | 2.1345 | 0.058638 | 71.8301
| Tariff | Dynamic | Monthly System Peak Day | May | SCE 1-in-2 | 23 | 1.7448 | 1.7061 | 1.7526 | 1.8319 | 0.0039246 | 69.7455
| Tariff | Dynamic | Monthly System Peak Day | May | SCE 1-in-2 | 24 | 1.5493 | 1.5331 | 1.5612 | 1.6262 | 0.0059609 | 68.2425
| Tariff | Dynamic | Monthly System Peak Day | November | CAISO 1-in-10 | 1 | 1.546 | 1.5383 | 1.546 | 1.5383 | 0 | 70.0966
| Tariff | Dynamic | Monthly System Peak Day | November | CAISO 1-in-10 | 2 | 1.2923 | 1.2899 | 1.2923 | 1.2899 | 0 | 68.5525
| Tariff | Dynamic | Monthly System Peak Day | November | CAISO 1-in-10 | 3 | 1.1333 | 1.1235 | 1.1333 | 1.1235 | 0 | 67.8137
| Tariff | Dynamic | Monthly System Peak Day | November | CAISO 1-in-10 | 4 | 0.97784 | 0.96115 | 0.97784 | 0.96115 | 0 | 66.1992
| Tariff | Dynamic | Monthly System Peak Day | November | CAISO 1-in-10 | 5 | 0.89396 | 0.87056 | 0.89396 | 0.87056 | 0 | 65.4386
| Tariff | Dynamic | Monthly System Peak Day | November | CAISO 1-in-10 | 6 | 0.83744 | 0.82639 | 0.83744 | 0.82639 | 0 | 64.7193
| Tariff | Dynamic | Monthly System Peak Day | November | CAISO 1-in-10 | 7 | 0.7893 | 0.83202 | 0.7893 | 0.83202 | 0 | 64.4807
| Tariff | Dynamic | Monthly System Peak Day | November | CAISO 1-in-10 | 8 | 0.69213 | 0.76931 | 0.69213 | 0.76931 | 0 | 65.0845
| Tariff | Dynamic | Monthly System Peak Day | November | CAISO 1-in-10 | 9 | 0.45396 | 0.54294 | 0.45396 | 0.54294 | 0 | 66.8341
| Tariff | Dynamic | Monthly System Peak Day | November | CAISO 1-in-10 | 10 | 0.21922 | 0.3859 | 0.21922 | 0.3859 | 0 | 71.4126
| Tariff | Dynamic | Monthly System Peak Day | November | CAISO 1-in-10 | 11 | -0.033 | 0.22164 | -0.033 | 0.22164 | 0 | 78.7005
| Tariff | Dynamic | Monthly System Peak Day | November | CAISO 1-in-10 | 12 | -0.14026 | 0.17277 | -0.14026 | 0.17277 | 0 | 84.604
| Tariff | Dynamic | Monthly System Peak Day | November | CAISO 1-in-10 | 13 | 0.0035295 | 0.33461 | 0.0035295 | 0.33461 | 0 | 87.9815
| Tariff | Dynamic | Monthly System Peak Day | November | CAISO 1-in-10 | 14 | 0.25474 | 0.59393 | 0.25474 | 0.59393 | 0 | 89.7694
| Tariff | Dynamic | Monthly System Peak Day | November | CAISO 1-in-10 | 15 | 0.5433 | 0.8856 | 0.5433 | 0.8856 | 0 | 90.3903
| Tariff | Dynamic | Monthly System Peak Day | November | CAISO 1-in-10 | 16 | 0.96145 | 1.2732 | 0.96145 | 1.2732 | 0 | 90.4269
| Tariff | Dynamic | Monthly System Peak Day | November | CAISO 1-in-10 | 17 | 1.3472 | 1.6216 | 0.40934 | 0.526 | 0.016227 | 89.7114
| Tariff | Dynamic | Monthly System Peak Day | November | CAISO 1-in-10 | 18 | 1.7873 | 1.9435 | 1.2218 | 1.3301 | 0.07129 | 87.9359
| Tariff | Dynamic | Monthly System Peak Day | November | CAISO 1-in-10 | 19 | 2.1554 | 2.1602 | 1.8248 | 1.7713 | 0.067047 | 84.9721
| Tariff | Dynamic | Monthly System Peak Day | November | CAISO 1-in-10 | 20 | 2.2347 | 2.1747 | 2.0062 | 1.9168 | 0.038982 | 81.2478
| Tariff | Dynamic | Monthly System Peak Day | November | CAISO 1-in-10 | 21 | 2.2205 | 2.1664 | 2.0247 | 1.9413 | 0.051652 | 77.9101
| Tariff | Dynamic | Monthly System Peak Day | November | CAISO 1-in-10 | 22 | 2.17 | 2.0948 | 2.4959 | 2.6016 | 0.044457 | 75.1889
| Tariff | Dynamic | Monthly System Peak Day | November | CAISO 1-in-10 | 23 | 2.1329 | 2.0942 | 2.1806 | 2.2599 | 0.032407 | 72.9808
| Tariff | Dynamic | Monthly System Peak Day | November | CAISO 1-in-10 | 24 | 1.8604 | 1.8442 | 1.8906 | 1.9556 | 0.015095 | 71.0698
| Tariff | Dynamic | Monthly System Peak Day | November | CAISO 1-in-2 | 1 | 1.1226 | 1.1149 | 1.1226 | 1.1149 | 0 | 57.63
| Tariff | Dynamic | Monthly System Peak Day | November | CAISO 1-in-2 | 2 | 0.9938 | 0.99144 | 0.9938 | 0.99144 | 0 | 56.2235
| Tariff | Dynamic | Monthly System Peak Day | November | CAISO 1-in-2 | 3 | 0.88438 | 0.87465 | 0.88438 | 0.87465 | 0 | 55.0871
| Tariff | Dynamic | Monthly System Peak Day | November | CAISO 1-in-2 | 4 | 0.80114 | 0.78445 | 0.80114 | 0.78445 | 0 | 54.2552
| Tariff | Dynamic | Monthly System Peak Day | November | CAISO 1-in-2 | 5 | 0.75072 | 0.72732 | 0.75072 | 0.72732 | 0 | 53.3498
| Tariff | Dynamic | Monthly System Peak Day | November | CAISO 1-in-2 | 6 | 0.72802 | 0.71698 | 0.72802 | 0.71698 | 0 | 52.4559
| Tariff | Dynamic | Monthly System Peak Day | November | CAISO 1-in-2 | 7 | 0.72037 | 0.76309 | 0.72037 | 0.76309 | 0 | 52.1213
| Tariff | Dynamic | Monthly System Peak Day | November | CAISO 1-in-2 | 8 | 0.60882 | 0.686 | 0.60882 | 0.686 | 0 | 51.9337
| Tariff | Dynamic | Monthly System Peak Day | November | CAISO 1-in-2 | 9 | 0.33772 | 0.4267 | 0.33772 | 0.4267 | 0 | 55.1145
| Tariff | Dynamic | Monthly System Peak Day | November | CAISO 1-in-2 | 10 | -0.0060775 | 0.16061 | -0.0060775 | 0.16061 | 0 | 61.1835
| Tariff | Dynamic | Monthly System Peak Day | November | CAISO 1-in-2 | 11 | -0.39069 | -0.13605 | -0.39069 | -0.13605 | 0 | 67.4719
| Tariff | Dynamic | Monthly System Peak Day | November | CAISO 1-in-2 | 12 | -0.64774 | -0.33471 | -0.64774 | -0.33471 | 0 | 72.4385
| Tariff | Dynamic | Monthly System Peak Day | November | CAISO 1-in-2 | 13 | -0.67569 | -0.34461 | -0.67569 | -0.34461 | 0 | 75.789
| Tariff | Dynamic | Monthly System Peak Day | November | CAISO 1-in-2 | 14 | -0.60273 | -0.26354 | -0.60273 | -0.26354 | 0 | 77.6691
| Tariff | Dynamic | Monthly System Peak Day | November | CAISO 1-in-2 | 15 | -0.44293 | -0.10063 | -0.44293 | -0.10063 | 0 | 78.5618
| Tariff | Dynamic | Monthly System Peak Day | November | CAISO 1-in-2 | 16 | -0.14308 | 0.1687 | -0.14308 | 0.1687 | 0 | 78.3923
| Tariff | Dynamic | Monthly System Peak Day | November | CAISO 1-in-2 | 17 | 0.18645 | 0.46092 | 0.092616 | 0.36709 | 0.033178 | 77.1519
| Tariff | Dynamic | Monthly System Peak Day | November | CAISO 1-in-2 | 18 | 0.61305 | 0.76934 | 0.54615 | 0.70244 | 0.033453 | 73.9585
| Tariff | Dynamic | Monthly System Peak Day | November | CAISO 1-in-2 | 19 | 1.0358 | 1.0406 | 0.92228 | 0.92704 | 0.056758 | 70.2447
| Tariff | Dynamic | Monthly System Peak Day | November | CAISO 1-in-2 | 20 | 1.2289 | 1.1688 | 1.1297 | 1.048 | 0.090963 | 68.0711
| Tariff | Dynamic | Monthly System Peak Day | November | CAISO 1-in-2 | 21 | 1.2839 | 1.2297 | 1.207 | 1.1235 | 0.038433 | 65.8009
| Tariff | Dynamic | Monthly System Peak Day | November | CAISO 1-in-2 | 22 | 1.2818 | 1.2066 | 1.5196 | 1.463 | 0.094682 | 63.8803
| Tariff | Dynamic | Monthly System Peak Day | November | CAISO 1-in-2 | 23 | 1.3389 | 1.3002 | 1.3389 | 1.3298 | 0 | 61.9345
| Tariff | Dynamic | Monthly System Peak Day | November | CAISO 1-in-2 | 24 | 1.2164 | 1.2003 | 1.2164 | 1.2424 | 0 | 60.345
| Tariff | Dynamic | Monthly System Peak Day | November | SCE 1-in-10 | 1 | 1.546 | 1.5383 | 1.546 | 1.5383 | 0 | 70.0966
| Tariff | Dynamic | Monthly System Peak Day | November | SCE 1-in-10 | 2 | 1.2923 | 1.2899 | 1.2923 | 1.2899 | 0 | 68.5525
| Tariff | Dynamic | Monthly System Peak Day | November | SCE 1-in-10 | 3 | 1.1333 | 1.1235 | 1.1333 | 1.1235 | 0 | 67.8137
| Tariff | Dynamic | Monthly System Peak Day | November | SCE 1-in-10 | 4 | 0.97784 | 0.96115 | 0.97784 | 0.96115 | 0 | 66.1992
| Tariff | Dynamic | Monthly System Peak Day | November | SCE 1-in-10 | 5 | 0.89396 | 0.87056 | 0.89396 | 0.87056 | 0 | 65.4386
| Tariff | Dynamic | Monthly System Peak Day | November | SCE 1-in-10 | 6 | 0.83744 | 0.82639 | 0.83744 | 0.82639 | 0 | 64.7193
| Tariff | Dynamic | Monthly System Peak Day | November | SCE 1-in-10 | 7 | 0.7893 | 0.83202 | 0.7893 | 0.83202 | 0 | 64.4807
| Tariff | Dynamic | Monthly System Peak Day | November | SCE 1-in-10 | 8 | 0.69213 | 0.76931 | 0.69213 | 0.76931 | 0 | 65.0845
| Tariff | Dynamic | Monthly System Peak Day | November | SCE 1-in-10 | 9 | 0.45396 | 0.54294 | 0.45396 | 0.54294 | 0 | 66.8341
| Tariff | Dynamic | Monthly System Peak Day | November | SCE 1-in-10 | 10 | 0.21922 | 0.3859 | 0.21922 | 0.3859 | 0 | 71.4126
| Tariff | Dynamic | Monthly System Peak Day | November | SCE 1-in-10 | 11 | -0.033 | 0.22164 | -0.033 | 0.22164 | 0 | 78.7005
| Tariff | Dynamic | Monthly System Peak Day | November | SCE 1-in-10 | 12 | -0.14026 | 0.17277 | -0.14026 | 0.17277 | 0 | 84.604
| Tariff | Dynamic | Monthly System Peak Day | November | SCE 1-in-10 | 13 | 0.0035295 | 0.33461 | 0.0035295 | 0.33461 | 0 | 87.9815
| Tariff | Dynamic | Monthly System Peak Day | November | SCE 1-in-10 | 14 | 0.25474 | 0.59393 | 0.25474 | 0.59393 | 0 | 89.7694
| Tariff | Dynamic | Monthly System Peak Day | November | SCE 1-in-10 | 15 | 0.5433 | 0.8856 | 0.5433 | 0.8856 | 0 | 90.3903
| Tariff | Dynamic | Monthly System Peak Day | November | SCE 1-in-10 | 16 | 0.96145 | 1.2732 | 0.96145 | 1.2732 | 0 | 90.4269
| Tariff | Dynamic | Monthly System Peak Day | November | SCE 1-in-10 | 17 | 1.3472 | 1.6216 | 0.40934 | 0.526 | 0.016227 | 89.7114
| Tariff | Dynamic | Monthly System Peak Day | November | SCE 1-in-10 | 18 | 1.7873 | 1.9435 | 1.2218 | 1.3301 | 0.07129 | 87.9359
| Tariff | Dynamic | Monthly System Peak Day | November | SCE 1-in-10 | 19 | 2.1554 | 2.1602 | 1.8248 | 1.7713 | 0.067047 | 84.9721
| Tariff | Dynamic | Monthly System Peak Day | November | SCE 1-in-10 | 20 | 2.2347 | 2.1747 | 2.0062 | 1.9168 | 0.038982 | 81.2478
| Tariff | Dynamic | Monthly System Peak Day | November | SCE 1-in-10 | 21 | 2.2205 | 2.1664 | 2.0247 | 1.9413 | 0.051652 | 77.9101
| Tariff | Dynamic | Monthly System Peak Day | November | SCE 1-in-10 | 22 | 2.17 | 2.0948 | 2.4959 | 2.6016 | 0.044457 | 75.1889
| Tariff | Dynamic | Monthly System Peak Day | November | SCE 1-in-10 | 23 | 2.1329 | 2.0942 | 2.1806 | 2.2599 | 0.032407 | 72.9808
| Tariff | Dynamic | Monthly System Peak Day | November | SCE 1-in-10 | 24 | 1.8604 | 1.8442 | 1.8906 | 1.9556 | 0.015095 | 71.0698
| Tariff | Dynamic | Monthly System Peak Day | November | SCE 1-in-2 | 1 | 1.2469 | 1.2392 | 1.2469 | 1.2392 | 0 | 63.7628
| Tariff | Dynamic | Monthly System Peak Day | November | SCE 1-in-2 | 2 | 1.0826 | 1.0803 | 1.0826 | 1.0803 | 0 | 62.2175
| Tariff | Dynamic | Monthly System Peak Day | November | SCE 1-in-2 | 3 | 0.95839 | 0.94866 | 0.95839 | 0.94866 | 0 | 61.1468
| Tariff | Dynamic | Monthly System Peak Day | November | SCE 1-in-2 | 4 | 0.86398 | 0.84729 | 0.86398 | 0.84729 | 0 | 60.2356
| Tariff | Dynamic | Monthly System Peak Day | November | SCE 1-in-2 | 5 | 0.80073 | 0.77733 | 0.80073 | 0.77733 | 0 | 59.3997
| Tariff | Dynamic | Monthly System Peak Day | November | SCE 1-in-2 | 6 | 0.76159 | 0.75055 | 0.76159 | 0.75055 | 0 | 58.3088
| Tariff | Dynamic | Monthly System Peak Day | November | SCE 1-in-2 | 7 | 0.72686 | 0.76959 | 0.72686 | 0.76959 | 0 | 58.1243
| Tariff | Dynamic | Monthly System Peak Day | November | SCE 1-in-2 | 8 | 0.60886 | 0.68604 | 0.60886 | 0.68604 | 0 | 57.9854
| Tariff | Dynamic | Monthly System Peak Day | November | SCE 1-in-2 | 9 | 0.33172 | 0.4207 | 0.33172 | 0.4207 | 0 | 60.4565
| Tariff | Dynamic | Monthly System Peak Day | November | SCE 1-in-2 | 10 | 0.015135 | 0.18182 | 0.015135 | 0.18182 | 0 | 65.6533
| Tariff | Dynamic | Monthly System Peak Day | November | SCE 1-in-2 | 11 | -0.33621 | -0.081573 | -0.33621 | -0.081573 | 0 | 72.1459
| Tariff | Dynamic | Monthly System Peak Day | November | SCE 1-in-2 | 12 | -0.57077 | -0.25774 | -0.57077 | -0.25774 | 0 | 77.9251
| Tariff | Dynamic | Monthly System Peak Day | November | SCE 1-in-2 | 13 | -0.56035 | -0.22927 | -0.56035 | -0.22927 | 0 | 82.0365
| Tariff | Dynamic | Monthly System Peak Day | November | SCE 1-in-2 | 14 | -0.40925 | -0.070054 | -0.40925 | -0.070054 | 0 | 84.5651
| Tariff | Dynamic | Monthly System Peak Day | November | SCE 1-in-2 | 15 | -0.16788 | 0.17442 | -0.16788 | 0.17442 | 0 | 85.77
| Tariff | Dynamic | Monthly System Peak Day | November | SCE 1-in-2 | 16 | 0.22399 | 0.53576 | 0.22399 | 0.53576 | 0 | 85.6374
| Tariff | Dynamic | Monthly System Peak Day | November | SCE 1-in-2 | 17 | 0.61047 | 0.88495 | -0.21267 | -0.079905 | 0.021091 | 84.4276
| Tariff | Dynamic | Monthly System Peak Day | November | SCE 1-in-2 | 18 | 1.0641 | 1.2204 | 0.62316 | 0.73148 | 0.10878 | 81.4617
| Tariff | Dynamic | Monthly System Peak Day | November | SCE 1-in-2 | 19 | 1.4858 | 1.4905 | 1.247 | 1.1935 | 0.10807 | 77.753
| Tariff | Dynamic | Monthly System Peak Day | November | SCE 1-in-2 | 20 | 1.6286 | 1.5686 | 1.4598 | 1.3704 | 0.062448 | 75.1625
| Tariff | Dynamic | Monthly System Peak Day | November | SCE 1-in-2 | 21 | 1.6615 | 1.6074 | 1.5169 | 1.4335 | 0.07228 | 72.6985
| Tariff | Dynamic | Monthly System Peak Day | November | SCE 1-in-2 | 22 | 1.6381 | 1.5629 | 1.9295 | 2.0352 | 0.063368 | 70.7556
| Tariff | Dynamic | Monthly System Peak Day | November | SCE 1-in-2 | 23 | 1.6622 | 1.6235 | 1.6622 | 1.738 | 0 | 68.8278
| Tariff | Dynamic | Monthly System Peak Day | November | SCE 1-in-2 | 24 | 1.4836 | 1.4675 | 1.4887 | 1.5537 | 0.0025264 | 67.1794
| Tariff | Dynamic | Monthly System Peak Day | October | CAISO 1-in-10 | 1 | 1.9885 | 1.9807 | 1.9885 | 1.9807 | 0 | 77.3764
| Tariff | Dynamic | Monthly System Peak Day | October | CAISO 1-in-10 | 2 | 1.7157 | 1.7133 | 1.7157 | 1.7133 | 0 | 76.4879
| Tariff | Dynamic | Monthly System Peak Day | October | CAISO 1-in-10 | 3 | 1.4812 | 1.4715 | 1.4812 | 1.4715 | 0 | 75.594
| Tariff | Dynamic | Monthly System Peak Day | October | CAISO 1-in-10 | 4 | 1.2839 | 1.2672 | 1.2839 | 1.2672 | 0 | 74.634
| Tariff | Dynamic | Monthly System Peak Day | October | CAISO 1-in-10 | 5 | 1.1572 | 1.1338 | 1.1572 | 1.1338 | 0 | 74.1668
| Tariff | Dynamic | Monthly System Peak Day | October | CAISO 1-in-10 | 6 | 1.0738 | 1.0628 | 1.0738 | 1.0628 | 0 | 73.8326
| Tariff | Dynamic | Monthly System Peak Day | October | CAISO 1-in-10 | 7 | 0.9969 | 1.0396 | 0.9969 | 1.0396 | 0 | 73.1663
| Tariff | Dynamic | Monthly System Peak Day | October | CAISO 1-in-10 | 8 | 0.89786 | 0.97504 | 0.89786 | 0.97504 | 0 | 72.7802
| Tariff | Dynamic | Monthly System Peak Day | October | CAISO 1-in-10 | 9 | 0.64105 | 0.73002 | 0.64105 | 0.73002 | 0 | 73.473
| Tariff | Dynamic | Monthly System Peak Day | October | CAISO 1-in-10 | 10 | 0.37478 | 0.54147 | 0.37478 | 0.54147 | 0 | 77.1088
| Tariff | Dynamic | Monthly System Peak Day | October | CAISO 1-in-10 | 11 | 0.22099 | 0.47562 | 0.22099 | 0.47562 | 0 | 81.1123
| Tariff | Dynamic | Monthly System Peak Day | October | CAISO 1-in-10 | 12 | 0.252 | 0.56502 | 0.252 | 0.56502 | 0 | 84.5694
| Tariff | Dynamic | Monthly System Peak Day | October | CAISO 1-in-10 | 13 | 0.42364 | 0.75472 | 0.42364 | 0.75472 | 0 | 87.1533
| Tariff | Dynamic | Monthly System Peak Day | October | CAISO 1-in-10 | 14 | 0.69567 | 1.0349 | 0.69567 | 1.0349 | 0 | 88.6461
| Tariff | Dynamic | Monthly System Peak Day | October | CAISO 1-in-10 | 15 | 0.9842 | 1.3265 | 0.9842 | 1.3265 | 0 | 89.3451
| Tariff | Dynamic | Monthly System Peak Day | October | CAISO 1-in-10 | 16 | 1.4001 | 1.7119 | 1.4001 | 1.7119 | 0 | 90.0028
| Tariff | Dynamic | Monthly System Peak Day | October | CAISO 1-in-10 | 17 | 1.7896 | 2.0641 | 0.85729 | 0.97396 | 0.01632 | 89.459
| Tariff | Dynamic | Monthly System Peak Day | October | CAISO 1-in-10 | 18 | 2.2698 | 2.4261 | 1.6984 | 1.8068 | 0.069648 | 88.2461
| Tariff | Dynamic | Monthly System Peak Day | October | CAISO 1-in-10 | 19 | 2.6285 | 2.6333 | 2.2951 | 2.2416 | 0.065857 | 85.1898
| Tariff | Dynamic | Monthly System Peak Day | October | CAISO 1-in-10 | 20 | 2.6167 | 2.5567 | 2.3828 | 2.2934 | 0.036984 | 81.7946
| Tariff | Dynamic | Monthly System Peak Day | October | CAISO 1-in-10 | 21 | 2.5661 | 2.5119 | 2.3618 | 2.2783 | 0.048319 | 78.7722
| Tariff | Dynamic | Monthly System Peak Day | October | CAISO 1-in-10 | 22 | 2.5133 | 2.4381 | 2.8518 | 2.9575 | 0.038191 | 76.8023
| Tariff | Dynamic | Monthly System Peak Day | October | CAISO 1-in-10 | 23 | 2.432 | 2.3933 | 2.5117 | 2.591 | 0.025179 | 75.5723
| Tariff | Dynamic | Monthly System Peak Day | October | CAISO 1-in-10 | 24 | 2.1011 | 2.0849 | 2.1538 | 2.2189 | 0.021581 | 74.5612
| Tariff | Dynamic | Monthly System Peak Day | October | CAISO 1-in-2 | 1 | 1.7409 | 1.7332 | 1.7409 | 1.7332 | 0 | 73.2647
| Tariff | Dynamic | Monthly System Peak Day | October | CAISO 1-in-2 | 2 | 1.4667 | 1.4643 | 1.4667 | 1.4643 | 0 | 71.9014
| Tariff | Dynamic | Monthly System Peak Day | October | CAISO 1-in-2 | 3 | 1.2489 | 1.2392 | 1.2489 | 1.2392 | 0 | 70.812
| Tariff | Dynamic | Monthly System Peak Day | October | CAISO 1-in-2 | 4 | 1.0661 | 1.0494 | 1.0661 | 1.0494 | 0 | 69.508
| Tariff | Dynamic | Monthly System Peak Day | October | CAISO 1-in-2 | 5 | 0.94985 | 0.92646 | 0.94985 | 0.92646 | 0 | 68.6228
| Tariff | Dynamic | Monthly System Peak Day | October | CAISO 1-in-2 | 6 | 0.87448 | 0.86344 | 0.87448 | 0.86344 | 0 | 67.911
| Tariff | Dynamic | Monthly System Peak Day | October | CAISO 1-in-2 | 7 | 0.81674 | 0.85947 | 0.81674 | 0.85947 | 0 | 67.3941
| Tariff | Dynamic | Monthly System Peak Day | October | CAISO 1-in-2 | 8 | 0.68691 | 0.76409 | 0.68691 | 0.76409 | 0 | 66.9032
| Tariff | Dynamic | Monthly System Peak Day | October | CAISO 1-in-2 | 9 | 0.41596 | 0.50494 | 0.41596 | 0.50494 | 0 | 67.747
| Tariff | Dynamic | Monthly System Peak Day | October | CAISO 1-in-2 | 10 | 0.19898 | 0.36567 | 0.19898 | 0.36567 | 0 | 71.4055
| Tariff | Dynamic | Monthly System Peak Day | October | CAISO 1-in-2 | 11 | 0.032614 | 0.28725 | 0.032614 | 0.28725 | 0 | 76.171
| Tariff | Dynamic | Monthly System Peak Day | October | CAISO 1-in-2 | 12 | -0.068439 | 0.24459 | -0.068439 | 0.24459 | 0 | 80.9246
| Tariff | Dynamic | Monthly System Peak Day | October | CAISO 1-in-2 | 13 | 0.014488 | 0.34557 | 0.014488 | 0.34557 | 0 | 84.4445
| Tariff | Dynamic | Monthly System Peak Day | October | CAISO 1-in-2 | 14 | 0.23006 | 0.56925 | 0.23006 | 0.56925 | 0 | 86.581
| Tariff | Dynamic | Monthly System Peak Day | October | CAISO 1-in-2 | 15 | 0.49694 | 0.83924 | 0.49694 | 0.83924 | 0 | 87.0882
| Tariff | Dynamic | Monthly System Peak Day | October | CAISO 1-in-2 | 16 | 0.89836 | 1.2101 | 0.89836 | 1.2101 | 0 | 87.0315
| Tariff | Dynamic | Monthly System Peak Day | October | CAISO 1-in-2 | 17 | 1.2963 | 1.5708 | 0.43023 | 0.54689 | 0.018651 | 86.4053
| Tariff | Dynamic | Monthly System Peak Day | October | CAISO 1-in-2 | 18 | 1.7823 | 1.9386 | 1.2625 | 1.3708 | 0.08445 | 85.5611
| Tariff | Dynamic | Monthly System Peak Day | October | CAISO 1-in-2 | 19 | 2.1561 | 2.1608 | 1.8432 | 1.7897 | 0.074762 | 83.5785
| Tariff | Dynamic | Monthly System Peak Day | October | CAISO 1-in-2 | 20 | 2.2191 | 2.1591 | 1.9977 | 1.9083 | 0.041668 | 80.5239
| Tariff | Dynamic | Monthly System Peak Day | October | CAISO 1-in-2 | 21 | 2.2065 | 2.1524 | 2.0118 | 1.9283 | 0.052057 | 77.806
| Tariff | Dynamic | Monthly System Peak Day | October | CAISO 1-in-2 | 22 | 2.1542 | 2.0791 | 2.4859 | 2.5916 | 0.041559 | 75.9193
| Tariff | Dynamic | Monthly System Peak Day | October | CAISO 1-in-2 | 23 | 2.1136 | 2.0749 | 2.177 | 2.2563 | 0.028715 | 74.2473
| Tariff | Dynamic | Monthly System Peak Day | October | CAISO 1-in-2 | 24 | 1.856 | 1.8399 | 1.8979 | 1.963 | 0.025431 | 72.8836
| Tariff | Dynamic | Monthly System Peak Day | October | SCE 1-in-10 | 1 | 2.0385 | 2.0308 | 2.0385 | 2.0308 | 0 | 78.7406
| Tariff | Dynamic | Monthly System Peak Day | October | SCE 1-in-10 | 2 | 1.794 | 1.7917 | 1.794 | 1.7917 | 0 | 78.574
| Tariff | Dynamic | Monthly System Peak Day | October | SCE 1-in-10 | 3 | 1.5543 | 1.5446 | 1.5543 | 1.5446 | 0 | 77.5974
| Tariff | Dynamic | Monthly System Peak Day | October | SCE 1-in-10 | 4 | 1.4103 | 1.3936 | 1.4103 | 1.3936 | 0 | 77.6092
| Tariff | Dynamic | Monthly System Peak Day | October | SCE 1-in-10 | 5 | 1.2913 | 1.2679 | 1.2913 | 1.2679 | 0 | 77.3582
| Tariff | Dynamic | Monthly System Peak Day | October | SCE 1-in-10 | 6 | 1.2308 | 1.2197 | 1.2308 | 1.2197 | 0 | 77.9034
| Tariff | Dynamic | Monthly System Peak Day | October | SCE 1-in-10 | 7 | 1.1608 | 1.2035 | 1.1608 | 1.2035 | 0 | 77.6993
| Tariff | Dynamic | Monthly System Peak Day | October | SCE 1-in-10 | 8 | 1.0915 | 1.1687 | 1.0915 | 1.1687 | 0 | 77.6196
| Tariff | Dynamic | Monthly System Peak Day | October | SCE 1-in-10 | 9 | 0.79659 | 0.88556 | 0.79659 | 0.88556 | 0 | 77.6017
| Tariff | Dynamic | Monthly System Peak Day | October | SCE 1-in-10 | 10 | 0.61947 | 0.78616 | 0.61947 | 0.78616 | 0 | 80.9376
| Tariff | Dynamic | Monthly System Peak Day | October | SCE 1-in-10 | 11 | 0.74262 | 0.99726 | 0.74262 | 0.99726 | 0 | 85.0647
| Tariff | Dynamic | Monthly System Peak Day | October | SCE 1-in-10 | 12 | 0.87158 | 1.1846 | 0.87158 | 1.1846 | 0 | 90.1803
| Tariff | Dynamic | Monthly System Peak Day | October | SCE 1-in-10 | 13 | 1.1428 | 1.4739 | 1.1428 | 1.4739 | 0 | 94.5948
| Tariff | Dynamic | Monthly System Peak Day | October | SCE 1-in-10 | 14 | 1.5328 | 1.872 | 1.5328 | 1.872 | 0 | 96.7794
| Tariff | Dynamic | Monthly System Peak Day | October | SCE 1-in-10 | 15 | 1.893 | 2.2353 | 1.893 | 2.2353 | 0 | 98.2259
| Tariff | Dynamic | Monthly System Peak Day | October | SCE 1-in-10 | 16 | 2.3507 | 2.6625 | 2.3507 | 2.6625 | 0 | 98.8862
| Tariff | Dynamic | Monthly System Peak Day | October | SCE 1-in-10 | 17 | 2.717 | 2.9915 | 1.5875 | 1.7042 | 0.022667 | 98.5434
| Tariff | Dynamic | Monthly System Peak Day | October | SCE 1-in-10 | 18 | 3.126 | 3.2822 | 2.3627 | 2.4711 | 0.043703 | 98.2243
| Tariff | Dynamic | Monthly System Peak Day | October | SCE 1-in-10 | 19 | 3.3948 | 3.3996 | 2.9188 | 2.8653 | 0.02846 | 96.4086
| Tariff | Dynamic | Monthly System Peak Day | October | SCE 1-in-10 | 20 | 3.3462 | 3.2862 | 3.0076 | 2.9182 | 0.021349 | 92.4479
| Tariff | Dynamic | Monthly System Peak Day | October | SCE 1-in-10 | 21 | 3.248 | 3.1939 | 2.9486 | 2.8651 | 0.018489 | 88.4593
| Tariff | Dynamic | Monthly System Peak Day | October | SCE 1-in-10 | 22 | 3.1202 | 3.045 | 3.5326 | 3.6383 | 0.028865 | 86.2864
| Tariff | Dynamic | Monthly System Peak Day | October | SCE 1-in-10 | 23 | 2.9538 | 2.9151 | 3.1416 | 3.2209 | 0.023374 | 84.3429
| Tariff | Dynamic | Monthly System Peak Day | October | SCE 1-in-10 | 24 | 2.5568 | 2.5407 | 2.6644 | 2.7294 | 0.023583 | 83.0446
| Tariff | Dynamic | Monthly System Peak Day | October | SCE 1-in-2 | 1 | 1.685 | 1.6772 | 1.685 | 1.6772 | 0 | 72.4548
| Tariff | Dynamic | Monthly System Peak Day | October | SCE 1-in-2 | 2 | 1.4118 | 1.4094 | 1.4118 | 1.4094 | 0 | 70.956
| Tariff | Dynamic | Monthly System Peak Day | October | SCE 1-in-2 | 3 | 1.1373 | 1.1276 | 1.1373 | 1.1276 | 0 | 68.3825
| Tariff | Dynamic | Monthly System Peak Day | October | SCE 1-in-2 | 4 | 1.0039 | 0.98724 | 1.0039 | 0.98724 | 0 | 67.3984
| Tariff | Dynamic | Monthly System Peak Day | October | SCE 1-in-2 | 5 | 0.91635 | 0.89296 | 0.91635 | 0.89296 | 0 | 66.7667
| Tariff | Dynamic | Monthly System Peak Day | October | SCE 1-in-2 | 6 | 0.86142 | 0.85038 | 0.86142 | 0.85038 | 0 | 66.2269
| Tariff | Dynamic | Monthly System Peak Day | October | SCE 1-in-2 | 7 | 0.80176 | 0.84449 | 0.80176 | 0.84449 | 0 | 65.4998
| Tariff | Dynamic | Monthly System Peak Day | October | SCE 1-in-2 | 8 | 0.66723 | 0.74441 | 0.66723 | 0.74441 | 0 | 65.3307
| Tariff | Dynamic | Monthly System Peak Day | October | SCE 1-in-2 | 9 | 0.38544 | 0.47442 | 0.38544 | 0.47442 | 0 | 66.1836
| Tariff | Dynamic | Monthly System Peak Day | October | SCE 1-in-2 | 10 | 0.23461 | 0.4013 | 0.23461 | 0.4013 | 0 | 70.521
| Tariff | Dynamic | Monthly System Peak Day | October | SCE 1-in-2 | 11 | 0.14586 | 0.4005 | 0.14586 | 0.4005 | 0 | 76.9832
| Tariff | Dynamic | Monthly System Peak Day | October | SCE 1-in-2 | 12 | 0.04026 | 0.35329 | 0.04026 | 0.35329 | 0 | 83.007
| Tariff | Dynamic | Monthly System Peak Day | October | SCE 1-in-2 | 13 | 0.15525 | 0.48634 | 0.15525 | 0.48634 | 0 | 87.1279
| Tariff | Dynamic | Monthly System Peak Day | October | SCE 1-in-2 | 14 | 0.406 | 0.74519 | 0.406 | 0.74519 | 0 | 89.6452
| Tariff | Dynamic | Monthly System Peak Day | October | SCE 1-in-2 | 15 | 0.70034 | 1.0426 | 0.70034 | 1.0426 | 0 | 90.8922
| Tariff | Dynamic | Monthly System Peak Day | October | SCE 1-in-2 | 16 | 1.1273 | 1.439 | 1.1273 | 1.439 | 0 | 91.266
| Tariff | Dynamic | Monthly System Peak Day | October | SCE 1-in-2 | 17 | 1.5175 | 1.7919 | 0.5559 | 0.67257 | 0.016023 | 90.8054
| Tariff | Dynamic | Monthly System Peak Day | October | SCE 1-in-2 | 18 | 1.9546 | 2.1109 | 1.3488 | 1.4571 | 0.060668 | 90.0371
| Tariff | Dynamic | Monthly System Peak Day | October | SCE 1-in-2 | 19 | 2.293 | 2.2977 | 1.9154 | 1.8619 | 0.047672 | 88.6677
| Tariff | Dynamic | Monthly System Peak Day | October | SCE 1-in-2 | 20 | 2.379 | 2.3189 | 2.1135 | 2.0241 | 0.02614 | 85.0069
| Tariff | Dynamic | Monthly System Peak Day | October | SCE 1-in-2 | 21 | 2.3613 | 2.3072 | 2.1264 | 2.0429 | 0.036619 | 81.8954
| Tariff | Dynamic | Monthly System Peak Day | October | SCE 1-in-2 | 22 | 2.2756 | 2.2004 | 2.6368 | 2.7425 | 0.028761 | 79.7107
| Tariff | Dynamic | Monthly System Peak Day | October | SCE 1-in-2 | 23 | 2.2189 | 2.1802 | 2.3163 | 2.3956 | 0.021908 | 77.0089
| Tariff | Dynamic | Monthly System Peak Day | October | SCE 1-in-2 | 24 | 1.9559 | 1.9398 | 2.0132 | 2.0783 | 0.020224 | 75.2697
| Tariff | Dynamic | Monthly System Peak Day | September | CAISO 1-in-10 | 1 | 2.0715 | 2.0637 | 2.0715 | 2.0637 | 0 | 79.1695
| Tariff | Dynamic | Monthly System Peak Day | September | CAISO 1-in-10 | 2 | 1.7623 | 1.7599 | 1.7623 | 1.7599 | 0 | 78.0034
| Tariff | Dynamic | Monthly System Peak Day | September | CAISO 1-in-10 | 3 | 1.5256 | 1.5159 | 1.5256 | 1.5159 | 0 | 77.0656
| Tariff | Dynamic | Monthly System Peak Day | September | CAISO 1-in-10 | 4 | 1.3661 | 1.3495 | 1.3661 | 1.3495 | 0 | 76.7264
| Tariff | Dynamic | Monthly System Peak Day | September | CAISO 1-in-10 | 5 | 1.2422 | 1.2188 | 1.2422 | 1.2188 | 0 | 76.2875
| Tariff | Dynamic | Monthly System Peak Day | September | CAISO 1-in-10 | 6 | 1.1581 | 1.1471 | 1.1581 | 1.1471 | 0 | 76.0049
| Tariff | Dynamic | Monthly System Peak Day | September | CAISO 1-in-10 | 7 | 1.0862 | 1.1289 | 1.0862 | 1.1289 | 0 | 75.7376
| Tariff | Dynamic | Monthly System Peak Day | September | CAISO 1-in-10 | 8 | 1.0195 | 1.0967 | 1.0195 | 1.0967 | 0 | 76.1707
| Tariff | Dynamic | Monthly System Peak Day | September | CAISO 1-in-10 | 9 | 0.78578 | 0.87475 | 0.78578 | 0.87475 | 0 | 77.539
| Tariff | Dynamic | Monthly System Peak Day | September | CAISO 1-in-10 | 10 | 0.59043 | 0.75711 | 0.59043 | 0.75711 | 0 | 80.8647
| Tariff | Dynamic | Monthly System Peak Day | September | CAISO 1-in-10 | 11 | 0.63141 | 0.88605 | 0.63141 | 0.88605 | 0 | 85.7314
| Tariff | Dynamic | Monthly System Peak Day | September | CAISO 1-in-10 | 12 | 0.77619 | 1.0892 | 0.77619 | 1.0892 | 0 | 89.8485
| Tariff | Dynamic | Monthly System Peak Day | September | CAISO 1-in-10 | 13 | 1.0518 | 1.3829 | 1.0518 | 1.3829 | 0 | 93.1486
| Tariff | Dynamic | Monthly System Peak Day | September | CAISO 1-in-10 | 14 | 1.4222 | 1.7614 | 1.4222 | 1.7614 | 0 | 95.1606
| Tariff | Dynamic | Monthly System Peak Day | September | CAISO 1-in-10 | 15 | 1.7684 | 2.1107 | 1.7684 | 2.1107 | 0 | 96.3192
| Tariff | Dynamic | Monthly System Peak Day | September | CAISO 1-in-10 | 16 | 2.2102 | 2.522 | 2.2102 | 2.522 | 0 | 96.3403
| Tariff | Dynamic | Monthly System Peak Day | September | CAISO 1-in-10 | 17 | 2.5865 | 2.861 | 1.5013 | 1.6179 | 0.019857 | 96.5019
| Tariff | Dynamic | Monthly System Peak Day | September | CAISO 1-in-10 | 18 | 3.0209 | 3.1772 | 2.3118 | 2.4201 | 0.043085 | 95.4089
| Tariff | Dynamic | Monthly System Peak Day | September | CAISO 1-in-10 | 19 | 3.3024 | 3.3072 | 2.856 | 2.8025 | 0.028202 | 94.0809
| Tariff | Dynamic | Monthly System Peak Day | September | CAISO 1-in-10 | 20 | 3.2499 | 3.1899 | 2.9168 | 2.8274 | 0.02018 | 91.8923
| Tariff | Dynamic | Monthly System Peak Day | September | CAISO 1-in-10 | 21 | 3.1624 | 3.1083 | 2.8615 | 2.7781 | 0.018342 | 88.6043
| Tariff | Dynamic | Monthly System Peak Day | September | CAISO 1-in-10 | 22 | 3.028 | 2.9528 | 3.4466 | 3.5523 | 0.03113 | 87.084
| Tariff | Dynamic | Monthly System Peak Day | September | CAISO 1-in-10 | 23 | 2.8624 | 2.8237 | 3.0674 | 3.1467 | 0.026843 | 85.7389
| Tariff | Dynamic | Monthly System Peak Day | September | CAISO 1-in-10 | 24 | 2.5002 | 2.484 | 2.6132 | 2.6783 | 0.025633 | 83.8891
| Tariff | Dynamic | Monthly System Peak Day | September | CAISO 1-in-2 | 1 | 2.0272 | 2.0194 | 2.0272 | 2.0194 | 0 | 78.3541
| Tariff | Dynamic | Monthly System Peak Day | September | CAISO 1-in-2 | 2 | 1.717 | 1.7146 | 1.717 | 1.7146 | 0 | 77.0619
| Tariff | Dynamic | Monthly System Peak Day | September | CAISO 1-in-2 | 3 | 1.4771 | 1.4674 | 1.4771 | 1.4674 | 0 | 75.9871
| Tariff | Dynamic | Monthly System Peak Day | September | CAISO 1-in-2 | 4 | 1.2839 | 1.2672 | 1.2839 | 1.2672 | 0 | 74.7995
| Tariff | Dynamic | Monthly System Peak Day | September | CAISO 1-in-2 | 5 | 1.1524 | 1.129 | 1.1524 | 1.129 | 0 | 73.9144
| Tariff | Dynamic | Monthly System Peak Day | September | CAISO 1-in-2 | 6 | 1.0574 | 1.0464 | 1.0574 | 1.0464 | 0 | 73.0391
| Tariff | Dynamic | Monthly System Peak Day | September | CAISO 1-in-2 | 7 | 0.99739 | 1.0401 | 0.99739 | 1.0401 | 0 | 73.0196
| Tariff | Dynamic | Monthly System Peak Day | September | CAISO 1-in-2 | 8 | 0.90521 | 0.98239 | 0.90521 | 0.98239 | 0 | 73.23
| Tariff | Dynamic | Monthly System Peak Day | September | CAISO 1-in-2 | 9 | 0.67104 | 0.76002 | 0.67104 | 0.76002 | 0 | 74.7961
| Tariff | Dynamic | Monthly System Peak Day | September | CAISO 1-in-2 | 10 | 0.52902 | 0.69571 | 0.52902 | 0.69571 | 0 | 79.5248
| Tariff | Dynamic | Monthly System Peak Day | September | CAISO 1-in-2 | 11 | 0.4731 | 0.72774 | 0.4731 | 0.72774 | 0 | 85.9454
| Tariff | Dynamic | Monthly System Peak Day | September | CAISO 1-in-2 | 12 | 0.56639 | 0.87942 | 0.56639 | 0.87942 | 0 | 90.9382
| Tariff | Dynamic | Monthly System Peak Day | September | CAISO 1-in-2 | 13 | 0.85513 | 1.1862 | 0.85513 | 1.1862 | 0 | 93.7653
| Tariff | Dynamic | Monthly System Peak Day | September | CAISO 1-in-2 | 14 | 1.2206 | 1.5598 | 1.2206 | 1.5598 | 0 | 95.5618
| Tariff | Dynamic | Monthly System Peak Day | September | CAISO 1-in-2 | 15 | 1.5656 | 1.9079 | 1.5656 | 1.9079 | 0 | 96.07
| Tariff | Dynamic | Monthly System Peak Day | September | CAISO 1-in-2 | 16 | 1.9999 | 2.3117 | 1.9999 | 2.3117 | 0 | 95.1138
| Tariff | Dynamic | Monthly System Peak Day | September | CAISO 1-in-2 | 17 | 2.3735 | 2.648 | 1.334 | 1.4506 | 0.017604 | 94.397
| Tariff | Dynamic | Monthly System Peak Day | September | CAISO 1-in-2 | 18 | 2.8246 | 2.9809 | 2.1608 | 2.2691 | 0.048426 | 93.0532
| Tariff | Dynamic | Monthly System Peak Day | September | CAISO 1-in-2 | 19 | 3.1188 | 3.1236 | 2.6965 | 2.643 | 0.032745 | 92.1851
| Tariff | Dynamic | Monthly System Peak Day | September | CAISO 1-in-2 | 20 | 3.0831 | 3.0231 | 2.7636 | 2.6742 | 0.018233 | 90.5139
| Tariff | Dynamic | Monthly System Peak Day | September | CAISO 1-in-2 | 21 | 3.0092 | 2.9551 | 2.7205 | 2.6371 | 0.020132 | 87.3724
| Tariff | Dynamic | Monthly System Peak Day | September | CAISO 1-in-2 | 22 | 2.8869 | 2.8117 | 3.2907 | 3.3964 | 0.026323 | 85.1777
| Tariff | Dynamic | Monthly System Peak Day | September | CAISO 1-in-2 | 23 | 2.7485 | 2.7098 | 2.92 | 2.9993 | 0.020718 | 83.0242
| Tariff | Dynamic | Monthly System Peak Day | September | CAISO 1-in-2 | 24 | 2.3938 | 2.3776 | 2.4887 | 2.5538 | 0.019661 | 81.0923
| Tariff | Dynamic | Monthly System Peak Day | September | SCE 1-in-10 | 1 | 1.9785 | 1.9707 | 1.9785 | 1.9707 | 0 | 77.7489
| Tariff | Dynamic | Monthly System Peak Day | September | SCE 1-in-10 | 2 | 1.6834 | 1.681 | 1.6834 | 1.681 | 0 | 76.692
| Tariff | Dynamic | Monthly System Peak Day | September | SCE 1-in-10 | 3 | 1.4489 | 1.4391 | 1.4489 | 1.4391 | 0 | 75.6093
| Tariff | Dynamic | Monthly System Peak Day | September | SCE 1-in-10 | 4 | 1.3049 | 1.2882 | 1.3049 | 1.2882 | 0 | 75.3243
| Tariff | Dynamic | Monthly System Peak Day | September | SCE 1-in-10 | 5 | 1.1894 | 1.166 | 1.1894 | 1.166 | 0 | 74.8589
| Tariff | Dynamic | Monthly System Peak Day | September | SCE 1-in-10 | 6 | 1.1138 | 1.1027 | 1.1138 | 1.1027 | 0 | 74.6553
| Tariff | Dynamic | Monthly System Peak Day | September | SCE 1-in-10 | 7 | 1.0432 | 1.086 | 1.0432 | 1.086 | 0 | 74.4033
| Tariff | Dynamic | Monthly System Peak Day | September | SCE 1-in-10 | 8 | 0.94729 | 1.0245 | 0.94729 | 1.0245 | 0 | 74.3995
| Tariff | Dynamic | Monthly System Peak Day | September | SCE 1-in-10 | 9 | 0.73104 | 0.82001 | 0.73104 | 0.82001 | 0 | 76.3211
| Tariff | Dynamic | Monthly System Peak Day | September | SCE 1-in-10 | 10 | 0.58163 | 0.74832 | 0.58163 | 0.74832 | 0 | 80.3911
| Tariff | Dynamic | Monthly System Peak Day | September | SCE 1-in-10 | 11 | 0.62825 | 0.88289 | 0.62825 | 0.88289 | 0 | 85.5189
| Tariff | Dynamic | Monthly System Peak Day | September | SCE 1-in-10 | 12 | 0.76331 | 1.0763 | 0.76331 | 1.0763 | 0 | 89.8639
| Tariff | Dynamic | Monthly System Peak Day | September | SCE 1-in-10 | 13 | 1.0319 | 1.363 | 1.0319 | 1.363 | 0 | 93.6504
| Tariff | Dynamic | Monthly System Peak Day | September | SCE 1-in-10 | 14 | 1.4037 | 1.7429 | 1.4037 | 1.7429 | 0 | 96.2653
| Tariff | Dynamic | Monthly System Peak Day | September | SCE 1-in-10 | 15 | 1.7589 | 2.1012 | 1.7589 | 2.1012 | 0 | 97.7236
| Tariff | Dynamic | Monthly System Peak Day | September | SCE 1-in-10 | 16 | 2.2144 | 2.5262 | 2.2144 | 2.5262 | 0 | 98.2233
| Tariff | Dynamic | Monthly System Peak Day | September | SCE 1-in-10 | 17 | 2.589 | 2.8634 | 1.4596 | 1.5763 | 0.022655 | 98.5355
| Tariff | Dynamic | Monthly System Peak Day | September | SCE 1-in-10 | 18 | 2.9939 | 3.1502 | 2.2445 | 2.3528 | 0.042783 | 97.5073
| Tariff | Dynamic | Monthly System Peak Day | September | SCE 1-in-10 | 19 | 3.2764 | 3.2811 | 2.8164 | 2.7629 | 0.02745 | 95.1505
| Tariff | Dynamic | Monthly System Peak Day | September | SCE 1-in-10 | 20 | 3.2386 | 3.1786 | 2.9022 | 2.8128 | 0.020871 | 92.2311
| Tariff | Dynamic | Monthly System Peak Day | September | SCE 1-in-10 | 21 | 3.1518 | 3.0977 | 2.8515 | 2.7681 | 0.018402 | 88.5425
| Tariff | Dynamic | Monthly System Peak Day | September | SCE 1-in-10 | 22 | 3.0173 | 2.9421 | 3.436 | 3.5417 | 0.031183 | 87.1015
| Tariff | Dynamic | Monthly System Peak Day | September | SCE 1-in-10 | 23 | 2.852 | 2.8133 | 3.0581 | 3.1374 | 0.027089 | 85.8307
| Tariff | Dynamic | Monthly System Peak Day | September | SCE 1-in-10 | 24 | 2.4938 | 2.4776 | 2.609 | 2.674 | 0.026482 | 84.2211
| Tariff | Dynamic | Monthly System Peak Day | September | SCE 1-in-2 | 1 | 1.8525 | 1.8448 | 1.8525 | 1.8448 | 0 | 75.5893
| Tariff | Dynamic | Monthly System Peak Day | September | SCE 1-in-2 | 2 | 1.5706 | 1.5683 | 1.5706 | 1.5683 | 0 | 74.4795
| Tariff | Dynamic | Monthly System Peak Day | September | SCE 1-in-2 | 3 | 1.3576 | 1.3478 | 1.3576 | 1.3478 | 0 | 73.5852
| Tariff | Dynamic | Monthly System Peak Day | September | SCE 1-in-2 | 4 | 1.1994 | 1.1827 | 1.1994 | 1.1827 | 0 | 72.8099
| Tariff | Dynamic | Monthly System Peak Day | September | SCE 1-in-2 | 5 | 1.075 | 1.0516 | 1.075 | 1.0516 | 0 | 71.8344
| Tariff | Dynamic | Monthly System Peak Day | September | SCE 1-in-2 | 6 | 0.99448 | 0.98344 | 0.99448 | 0.98344 | 0 | 71.1667
| Tariff | Dynamic | Monthly System Peak Day | September | SCE 1-in-2 | 7 | 0.92924 | 0.97197 | 0.92924 | 0.97197 | 0 | 70.9087
| Tariff | Dynamic | Monthly System Peak Day | September | SCE 1-in-2 | 8 | 0.80627 | 0.88345 | 0.80627 | 0.88345 | 0 | 70.7012
| Tariff | Dynamic | Monthly System Peak Day | September | SCE 1-in-2 | 9 | 0.58389 | 0.67287 | 0.58389 | 0.67287 | 0 | 72.6482
| Tariff | Dynamic | Monthly System Peak Day | September | SCE 1-in-2 | 10 | 0.45495 | 0.62164 | 0.45495 | 0.62164 | 0 | 77.193
| Tariff | Dynamic | Monthly System Peak Day | September | SCE 1-in-2 | 11 | 0.43901 | 0.69365 | 0.43901 | 0.69365 | 0 | 82.4806
| Tariff | Dynamic | Monthly System Peak Day | September | SCE 1-in-2 | 12 | 0.48987 | 0.8029 | 0.48987 | 0.8029 | 0 | 87.251
| Tariff | Dynamic | Monthly System Peak Day | September | SCE 1-in-2 | 13 | 0.7001 | 1.0312 | 0.7001 | 1.0312 | 0 | 91.1356
| Tariff | Dynamic | Monthly System Peak Day | September | SCE 1-in-2 | 14 | 1.0251 | 1.3643 | 1.0251 | 1.3643 | 0 | 93.7825
| Tariff | Dynamic | Monthly System Peak Day | September | SCE 1-in-2 | 15 | 1.3564 | 1.6987 | 1.3564 | 1.6987 | 0 | 94.8787
| Tariff | Dynamic | Monthly System Peak Day | September | SCE 1-in-2 | 16 | 1.7906 | 2.1023 | 1.7906 | 2.1023 | 0 | 94.4066
| Tariff | Dynamic | Monthly System Peak Day | September | SCE 1-in-2 | 17 | 2.1735 | 2.448 | 1.1324 | 1.249 | 0.017669 | 94.471
| Tariff | Dynamic | Monthly System Peak Day | September | SCE 1-in-2 | 18 | 2.6045 | 2.7607 | 1.9236 | 2.0319 | 0.045863 | 93.9425
| Tariff | Dynamic | Monthly System Peak Day | September | SCE 1-in-2 | 19 | 2.9007 | 2.9055 | 2.468 | 2.4145 | 0.03035 | 93.002
| Tariff | Dynamic | Monthly System Peak Day | September | SCE 1-in-2 | 20 | 2.914 | 2.854 | 2.5923 | 2.5029 | 0.018438 | 90.7319
| Tariff | Dynamic | Monthly System Peak Day | September | SCE 1-in-2 | 21 | 2.8565 | 2.8024 | 2.5699 | 2.4864 | 0.020566 | 87.1533
| Tariff | Dynamic | Monthly System Peak Day | September | SCE 1-in-2 | 22 | 2.7345 | 2.6593 | 3.1344 | 3.2401 | 0.025471 | 84.6866
| Tariff | Dynamic | Monthly System Peak Day | September | SCE 1-in-2 | 23 | 2.6113 | 2.5726 | 2.778 | 2.8573 | 0.02008 | 82.6303
| Tariff | Dynamic | Monthly System Peak Day | September | SCE 1-in-2 | 24 | 2.2891 | 2.273 | 2.379 | 2.444 | 0.018532 | 80.307
| Tariff | Dynamic | Typical Event Day | Typical Event | CAISO 1-in-10 | 1 | 1.9272 | 1.9194 | 1.9272 | 1.9194 | 0 | 76.7537
| Tariff | Dynamic | Typical Event Day | Typical Event | CAISO 1-in-10 | 2 | 1.6423 | 1.6399 | 1.6423 | 1.6399 | 0 | 75.7061
| Tariff | Dynamic | Typical Event Day | Typical Event | CAISO 1-in-10 | 3 | 1.4166 | 1.4069 | 1.4166 | 1.4069 | 0 | 74.7439
| Tariff | Dynamic | Typical Event Day | Typical Event | CAISO 1-in-10 | 4 | 1.2528 | 1.2361 | 1.2528 | 1.2361 | 0 | 74.0631
| Tariff | Dynamic | Typical Event Day | Typical Event | CAISO 1-in-10 | 5 | 1.1283 | 1.1049 | 1.1283 | 1.1049 | 0 | 73.3107
| Tariff | Dynamic | Typical Event Day | Typical Event | CAISO 1-in-10 | 6 | 1.047 | 1.0359 | 1.047 | 1.0359 | 0 | 72.811
| Tariff | Dynamic | Typical Event Day | Typical Event | CAISO 1-in-10 | 7 | 0.97423 | 1.017 | 0.97423 | 1.017 | 0 | 72.3722
| Tariff | Dynamic | Typical Event Day | Typical Event | CAISO 1-in-10 | 8 | 0.88572 | 0.9629 | 0.88572 | 0.9629 | 0 | 72.7359
| Tariff | Dynamic | Typical Event Day | Typical Event | CAISO 1-in-10 | 9 | 0.69791 | 0.78688 | 0.69791 | 0.78688 | 0 | 75.2251
| Tariff | Dynamic | Typical Event Day | Typical Event | CAISO 1-in-10 | 10 | 0.49578 | 0.66247 | 0.49578 | 0.66247 | 0 | 79.4825
| Tariff | Dynamic | Typical Event Day | Typical Event | CAISO 1-in-10 | 11 | 0.42377 | 0.67841 | 0.42377 | 0.67841 | 0 | 84.2101
| Tariff | Dynamic | Typical Event Day | Typical Event | CAISO 1-in-10 | 12 | 0.51148 | 0.82451 | 0.51148 | 0.82451 | 0 | 88.3301
| Tariff | Dynamic | Typical Event Day | Typical Event | CAISO 1-in-10 | 13 | 0.75696 | 1.088 | 0.75696 | 1.088 | 0 | 90.9923
| Tariff | Dynamic | Typical Event Day | Typical Event | CAISO 1-in-10 | 14 | 1.0868 | 1.426 | 1.0868 | 1.426 | 0 | 93.0246
| Tariff | Dynamic | Typical Event Day | Typical Event | CAISO 1-in-10 | 15 | 1.4139 | 1.7562 | 1.4139 | 1.7562 | 0 | 94.2729
| Tariff | Dynamic | Typical Event Day | Typical Event | CAISO 1-in-10 | 16 | 1.8531 | 2.1649 | 1.8531 | 2.1649 | 0 | 94.7887
| Tariff | Dynamic | Typical Event Day | Typical Event | CAISO 1-in-10 | 17 | 2.2337 | 2.5082 | 1.1885 | 1.3051 | 0.017841 | 94.6605
| Tariff | Dynamic | Typical Event Day | Typical Event | CAISO 1-in-10 | 18 | 2.6674 | 2.8237 | 1.9851 | 2.0934 | 0.045676 | 94.0172
| Tariff | Dynamic | Typical Event Day | Typical Event | CAISO 1-in-10 | 19 | 2.9681 | 2.9728 | 2.5417 | 2.4882 | 0.031734 | 92.5065
| Tariff | Dynamic | Typical Event Day | Typical Event | CAISO 1-in-10 | 20 | 2.9631 | 2.903 | 2.6524 | 2.563 | 0.017854 | 89.6112
| Tariff | Dynamic | Typical Event Day | Typical Event | CAISO 1-in-10 | 21 | 2.8969 | 2.8428 | 2.6224 | 2.5389 | 0.023503 | 85.9268
| Tariff | Dynamic | Typical Event Day | Typical Event | CAISO 1-in-10 | 22 | 2.7903 | 2.7151 | 3.1767 | 3.2824 | 0.02412 | 82.9486
| Tariff | Dynamic | Typical Event Day | Typical Event | CAISO 1-in-10 | 23 | 2.6679 | 2.6292 | 2.8136 | 2.8929 | 0.018385 | 80.9289
| Tariff | Dynamic | Typical Event Day | Typical Event | CAISO 1-in-10 | 24 | 2.3175 | 2.3013 | 2.4004 | 2.4655 | 0.017544 | 79.2356
| Tariff | Dynamic | Typical Event Day | Typical Event | CAISO 1-in-2 | 1 | 1.7546 | 1.7468 | 1.7546 | 1.7468 | 0 | 73.8231
| Tariff | Dynamic | Typical Event Day | Typical Event | CAISO 1-in-2 | 2 | 1.4942 | 1.4918 | 1.4942 | 1.4918 | 0 | 72.8152
| Tariff | Dynamic | Typical Event Day | Typical Event | CAISO 1-in-2 | 3 | 1.2915 | 1.2818 | 1.2915 | 1.2818 | 0 | 71.9961
| Tariff | Dynamic | Typical Event Day | Typical Event | CAISO 1-in-2 | 4 | 1.1279 | 1.1112 | 1.1279 | 1.1112 | 0 | 71.0766
| Tariff | Dynamic | Typical Event Day | Typical Event | CAISO 1-in-2 | 5 | 1.0136 | 0.99023 | 1.0136 | 0.99023 | 0 | 70.3099
| Tariff | Dynamic | Typical Event Day | Typical Event | CAISO 1-in-2 | 6 | 0.93404 | 0.92299 | 0.93404 | 0.92299 | 0 | 69.5822
| Tariff | Dynamic | Typical Event Day | Typical Event | CAISO 1-in-2 | 7 | 0.86912 | 0.91184 | 0.86912 | 0.91184 | 0 | 69.19
| Tariff | Dynamic | Typical Event Day | Typical Event | CAISO 1-in-2 | 8 | 0.76582 | 0.84301 | 0.76582 | 0.84301 | 0 | 69.506
| Tariff | Dynamic | Typical Event Day | Typical Event | CAISO 1-in-2 | 9 | 0.56906 | 0.65803 | 0.56906 | 0.65803 | 0 | 71.8451
| Tariff | Dynamic | Typical Event Day | Typical Event | CAISO 1-in-2 | 10 | 0.34427 | 0.51096 | 0.34427 | 0.51096 | 0 | 75.9126
| Tariff | Dynamic | Typical Event Day | Typical Event | CAISO 1-in-2 | 11 | 0.18717 | 0.4418 | 0.18717 | 0.4418 | 0 | 80.52
| Tariff | Dynamic | Typical Event Day | Typical Event | CAISO 1-in-2 | 12 | 0.18663 | 0.49966 | 0.18663 | 0.49966 | 0 | 84.6226
| Tariff | Dynamic | Typical Event Day | Typical Event | CAISO 1-in-2 | 13 | 0.35259 | 0.68367 | 0.35259 | 0.68367 | 0 | 87.4476
| Tariff | Dynamic | Typical Event Day | Typical Event | CAISO 1-in-2 | 14 | 0.6209 | 0.9601 | 0.6209 | 0.9601 | 0 | 89.3953
| Tariff | Dynamic | Typical Event Day | Typical Event | CAISO 1-in-2 | 15 | 0.91518 | 1.2575 | 0.91518 | 1.2575 | 0 | 90.5607
| Tariff | Dynamic | Typical Event Day | Typical Event | CAISO 1-in-2 | 16 | 1.3333 | 1.6451 | 1.3333 | 1.6451 | 0 | 90.596
| Tariff | Dynamic | Typical Event Day | Typical Event | CAISO 1-in-2 | 17 | 1.7236 | 1.998 | 0.77408 | 0.89074 | 0.016086 | 90.2489
| Tariff | Dynamic | Typical Event Day | Typical Event | CAISO 1-in-2 | 18 | 2.1878 | 2.3441 | 1.6032 | 1.7116 | 0.066094 | 88.9337
| Tariff | Dynamic | Typical Event Day | Typical Event | CAISO 1-in-2 | 19 | 2.5269 | 2.5317 | 2.164 | 2.1105 | 0.05348 | 87.5152
| Tariff | Dynamic | Typical Event Day | Typical Event | CAISO 1-in-2 | 20 | 2.5583 | 2.4982 | 2.289 | 2.1996 | 0.02499 | 85.3954
| Tariff | Dynamic | Typical Event Day | Typical Event | CAISO 1-in-2 | 21 | 2.5236 | 2.4695 | 2.2845 | 2.2011 | 0.035099 | 82.3191
| Tariff | Dynamic | Typical Event Day | Typical Event | CAISO 1-in-2 | 22 | 2.4414 | 2.3662 | 2.8012 | 2.9069 | 0.029207 | 79.5432
| Tariff | Dynamic | Typical Event Day | Typical Event | CAISO 1-in-2 | 23 | 2.3641 | 2.3254 | 2.4675 | 2.5468 | 0.020977 | 77.4974
| Tariff | Dynamic | Typical Event Day | Typical Event | CAISO 1-in-2 | 24 | 2.0663 | 2.0502 | 2.1281 | 2.1932 | 0.019106 | 75.9591
| Tariff | Dynamic | Typical Event Day | Typical Event | SCE 1-in-10 | 1 | 1.9544 | 1.9467 | 1.9544 | 1.9467 | 0 | 77.2919
| Tariff | Dynamic | Typical Event Day | Typical Event | SCE 1-in-10 | 2 | 1.6378 | 1.6354 | 1.6378 | 1.6354 | 0 | 75.8131
| Tariff | Dynamic | Typical Event Day | Typical Event | SCE 1-in-10 | 3 | 1.399 | 1.3893 | 1.399 | 1.3893 | 0 | 74.5667
| Tariff | Dynamic | Typical Event Day | Typical Event | SCE 1-in-10 | 4 | 1.2392 | 1.2225 | 1.2392 | 1.2225 | 0 | 73.8053
| Tariff | Dynamic | Typical Event Day | Typical Event | SCE 1-in-10 | 5 | 1.1182 | 1.0948 | 1.1182 | 1.0948 | 0 | 72.9953
| Tariff | Dynamic | Typical Event Day | Typical Event | SCE 1-in-10 | 6 | 1.0357 | 1.0246 | 1.0357 | 1.0246 | 0 | 72.3645
| Tariff | Dynamic | Typical Event Day | Typical Event | SCE 1-in-10 | 7 | 0.95764 | 1.0004 | 0.95764 | 1.0004 | 0 | 71.7984
| Tariff | Dynamic | Typical Event Day | Typical Event | SCE 1-in-10 | 8 | 0.86211 | 0.9393 | 0.86211 | 0.9393 | 0 | 72.2561
| Tariff | Dynamic | Typical Event Day | Typical Event | SCE 1-in-10 | 9 | 0.68919 | 0.77816 | 0.68919 | 0.77816 | 0 | 75.2514
| Tariff | Dynamic | Typical Event Day | Typical Event | SCE 1-in-10 | 10 | 0.54724 | 0.71393 | 0.54724 | 0.71393 | 0 | 80.2834
| Tariff | Dynamic | Typical Event Day | Typical Event | SCE 1-in-10 | 11 | 0.50964 | 0.76428 | 0.50964 | 0.76428 | 0 | 85.7659
| Tariff | Dynamic | Typical Event Day | Typical Event | SCE 1-in-10 | 12 | 0.63192 | 0.94495 | 0.63192 | 0.94495 | 0 | 89.9012
| Tariff | Dynamic | Typical Event Day | Typical Event | SCE 1-in-10 | 13 | 0.91029 | 1.2414 | 0.91029 | 1.2414 | 0 | 92.501
| Tariff | Dynamic | Typical Event Day | Typical Event | SCE 1-in-10 | 14 | 1.2645 | 1.6036 | 1.2645 | 1.6036 | 0 | 94.693
| Tariff | Dynamic | Typical Event Day | Typical Event | SCE 1-in-10 | 15 | 1.6077 | 1.95 | 1.6077 | 1.95 | 0 | 96.5637
| Tariff | Dynamic | Typical Event Day | Typical Event | SCE 1-in-10 | 16 | 2.0658 | 2.3776 | 2.0658 | 2.3776 | 0 | 97.8569
| Tariff | Dynamic | Typical Event Day | Typical Event | SCE 1-in-10 | 17 | 2.443 | 2.7175 | 1.3208 | 1.4374 | 0.022175 | 98.2097
| Tariff | Dynamic | Typical Event Day | Typical Event | SCE 1-in-10 | 18 | 2.8406 | 2.9969 | 2.0908 | 2.1991 | 0.042801 | 97.5271
| Tariff | Dynamic | Typical Event Day | Typical Event | SCE 1-in-10 | 19 | 3.1214 | 3.1262 | 2.6544 | 2.6009 | 0.027645 | 95.7032
| Tariff | Dynamic | Typical Event Day | Typical Event | SCE 1-in-10 | 20 | 3.1181 | 3.0581 | 2.7795 | 2.6901 | 0.021366 | 92.455
| Tariff | Dynamic | Typical Event Day | Typical Event | SCE 1-in-10 | 21 | 3.0443 | 2.9902 | 2.7417 | 2.6582 | 0.018187 | 88.7817
| Tariff | Dynamic | Typical Event Day | Typical Event | SCE 1-in-10 | 22 | 2.916 | 2.8408 | 3.3221 | 3.4277 | 0.026919 | 85.4719
| Tariff | Dynamic | Typical Event Day | Typical Event | SCE 1-in-10 | 23 | 2.7799 | 2.7412 | 2.9464 | 3.0257 | 0.020066 | 82.6206
| Tariff | Dynamic | Typical Event Day | Typical Event | SCE 1-in-10 | 24 | 2.4134 | 2.3973 | 2.506 | 2.5711 | 0.019092 | 80.7235
| Tariff | Dynamic | Typical Event Day | Typical Event | SCE 1-in-2 | 1 | 1.7034 | 1.6956 | 1.7034 | 1.6956 | 0 | 73.0421
| Tariff | Dynamic | Typical Event Day | Typical Event | SCE 1-in-2 | 2 | 1.4484 | 1.446 | 1.4484 | 1.446 | 0 | 72.0243
| Tariff | Dynamic | Typical Event Day | Typical Event | SCE 1-in-2 | 3 | 1.2501 | 1.2404 | 1.2501 | 1.2404 | 0 | 71.1633
| Tariff | Dynamic | Typical Event Day | Typical Event | SCE 1-in-2 | 4 | 1.0978 | 1.0811 | 1.0978 | 1.0811 | 0 | 70.3456
| Tariff | Dynamic | Typical Event Day | Typical Event | SCE 1-in-2 | 5 | 0.99073 | 0.96733 | 0.99073 | 0.96733 | 0 | 69.6568
| Tariff | Dynamic | Typical Event Day | Typical Event | SCE 1-in-2 | 6 | 0.91753 | 0.90649 | 0.91753 | 0.90649 | 0 | 69.0528
| Tariff | Dynamic | Typical Event Day | Typical Event | SCE 1-in-2 | 7 | 0.85094 | 0.89366 | 0.85094 | 0.89366 | 0 | 68.5726
| Tariff | Dynamic | Typical Event Day | Typical Event | SCE 1-in-2 | 8 | 0.74381 | 0.82099 | 0.74381 | 0.82099 | 0 | 68.8812
| Tariff | Dynamic | Typical Event Day | Typical Event | SCE 1-in-2 | 9 | 0.54901 | 0.63799 | 0.54901 | 0.63799 | 0 | 71.3291
| Tariff | Dynamic | Typical Event Day | Typical Event | SCE 1-in-2 | 10 | 0.32941 | 0.4961 | 0.32941 | 0.4961 | 0 | 75.5586
| Tariff | Dynamic | Typical Event Day | Typical Event | SCE 1-in-2 | 11 | 0.1701 | 0.42474 | 0.1701 | 0.42474 | 0 | 79.8896
| Tariff | Dynamic | Typical Event Day | Typical Event | SCE 1-in-2 | 12 | 0.16604 | 0.47907 | 0.16604 | 0.47907 | 0 | 83.7505
| Tariff | Dynamic | Typical Event Day | Typical Event | SCE 1-in-2 | 13 | 0.31913 | 0.65022 | 0.31913 | 0.65022 | 0 | 86.4405
| Tariff | Dynamic | Typical Event Day | Typical Event | SCE 1-in-2 | 14 | 0.57443 | 0.91362 | 0.57443 | 0.91362 | 0 | 88.3791
| Tariff | Dynamic | Typical Event Day | Typical Event | SCE 1-in-2 | 15 | 0.86094 | 1.2032 | 0.86094 | 1.2032 | 0 | 89.939
| Tariff | Dynamic | Typical Event Day | Typical Event | SCE 1-in-2 | 16 | 1.2774 | 1.5892 | 1.2774 | 1.5892 | 0 | 90.2755
| Tariff | Dynamic | Typical Event Day | Typical Event | SCE 1-in-2 | 17 | 1.6717 | 1.9462 | 0.71693 | 0.83359 | 0.016048 | 90.4939
| Tariff | Dynamic | Typical Event Day | Typical Event | SCE 1-in-2 | 18 | 2.1249 | 2.2812 | 1.528 | 1.6364 | 0.062914 | 89.571
| Tariff | Dynamic | Typical Event Day | Typical Event | SCE 1-in-2 | 19 | 2.4646 | 2.4693 | 2.0969 | 2.0434 | 0.051577 | 87.8869
| Tariff | Dynamic | Typical Event Day | Typical Event | SCE 1-in-2 | 20 | 2.512 | 2.4519 | 2.2405 | 2.1511 | 0.024356 | 85.6173
| Tariff | Dynamic | Typical Event Day | Typical Event | SCE 1-in-2 | 21 | 2.4819 | 2.4278 | 2.243 | 2.1595 | 0.035166 | 82.3002
| Tariff | Dynamic | Typical Event Day | Typical Event | SCE 1-in-2 | 22 | 2.4001 | 2.3249 | 2.7576 | 2.8633 | 0.030043 | 79.2427
| Tariff | Dynamic | Typical Event Day | Typical Event | SCE 1-in-2 | 23 | 2.3278 | 2.2891 | 2.4271 | 2.5064 | 0.02159 | 77.1695
| Tariff | Dynamic | Typical Event Day | Typical Event | SCE 1-in-2 | 24 | 2.0365 | 2.0203 | 2.0946 | 2.1597 | 0.020005 | 75.395
| Tariff | Flat | Average Weekday | April | CAISO 1-in-10 | 1 | 0.60736 | 0.57255 | 0.60736 | 0.57255 | 0 | 60.2142
| Tariff | Flat | Average Weekday | April | CAISO 1-in-10 | 2 | 0.54243 | 0.51176 | 0.54243 | 0.51176 | 0 | 59.0983
| Tariff | Flat | Average Weekday | April | CAISO 1-in-10 | 3 | 0.50515 | 0.47769 | 0.50515 | 0.47769 | 0 | 58.0577
| Tariff | Flat | Average Weekday | April | CAISO 1-in-10 | 4 | 0.48362 | 0.46136 | 0.48362 | 0.46136 | 0 | 57.1131
| Tariff | Flat | Average Weekday | April | CAISO 1-in-10 | 5 | 0.47862 | 0.46324 | 0.47862 | 0.46324 | 0 | 56.3223
| Tariff | Flat | Average Weekday | April | CAISO 1-in-10 | 6 | 0.49794 | 0.49708 | 0.49794 | 0.49708 | 0 | 55.7009
| Tariff | Flat | Average Weekday | April | CAISO 1-in-10 | 7 | 0.54041 | 0.56798 | 0.54041 | 0.56798 | 0 | 55.2383
| Tariff | Flat | Average Weekday | April | CAISO 1-in-10 | 8 | 0.54667 | 0.5545 | 0.54667 | 0.5545 | 0 | 55.1836
| Tariff | Flat | Average Weekday | April | CAISO 1-in-10 | 9 | 0.49378 | 0.43263 | 0.49378 | 0.43263 | 0 | 57.2705
| Tariff | Flat | Average Weekday | April | CAISO 1-in-10 | 10 | 0.42186 | 0.3276 | 0.42186 | 0.3276 | 0 | 60.628
| Tariff | Flat | Average Weekday | April | CAISO 1-in-10 | 11 | 0.36993 | 0.24787 | 0.36993 | 0.24787 | 0 | 64.3595
| Tariff | Flat | Average Weekday | April | CAISO 1-in-10 | 12 | 0.35802 | 0.20295 | 0.35802 | 0.20295 | 0 | 67.82
| Tariff | Flat | Average Weekday | April | CAISO 1-in-10 | 13 | 0.38329 | 0.19366 | 0.38329 | 0.19366 | 0 | 70.2552
| Tariff | Flat | Average Weekday | April | CAISO 1-in-10 | 14 | 0.42152 | 0.21829 | 0.42152 | 0.21829 | 0 | 72.0432
| Tariff | Flat | Average Weekday | April | CAISO 1-in-10 | 15 | 0.49209 | 0.28836 | 0.49209 | 0.28836 | 0 | 73.3527
| Tariff | Flat | Average Weekday | April | CAISO 1-in-10 | 16 | 0.594 | 0.40864 | 0.594 | 0.40864 | 0 | 74.057
| Tariff | Flat | Average Weekday | April | CAISO 1-in-10 | 17 | 0.72387 | 0.56833 | 0.58793 | 0.43239 | 0.037749 | 74.1935
| Tariff | Flat | Average Weekday | April | CAISO 1-in-10 | 18 | 0.88441 | 0.75744 | 0.7914 | 0.66443 | 0.046505 | 73.4624
| Tariff | Flat | Average Weekday | April | CAISO 1-in-10 | 19 | 0.99542 | 0.89333 | 0.99542 | 0.83847 | 0 | 72.0879
| Tariff | Flat | Average Weekday | April | CAISO 1-in-10 | 20 | 1.0466 | 0.97254 | 0.99995 | 0.8774 | 0.023329 | 69.8536
| Tariff | Flat | Average Weekday | April | CAISO 1-in-10 | 21 | 1.0357 | 0.98238 | 1.019 | 0.91725 | 0.0083176 | 66.911
| Tariff | Flat | Average Weekday | April | CAISO 1-in-10 | 22 | 0.94668 | 0.91343 | 1.1056 | 1.0724 | 0.094959 | 64.6659
| Tariff | Flat | Average Weekday | April | CAISO 1-in-10 | 23 | 0.81402 | 0.78789 | 0.81402 | 0.78789 | 0 | 63.0166
| Tariff | Flat | Average Weekday | April | CAISO 1-in-10 | 24 | 0.68364 | 0.65606 | 0.68364 | 0.65606 | 0 | 61.6227
| Tariff | Flat | Average Weekday | April | CAISO 1-in-2 | 1 | 0.59434 | 0.55954 | 0.59434 | 0.55954 | 0 | 57.7335
| Tariff | Flat | Average Weekday | April | CAISO 1-in-2 | 2 | 0.53531 | 0.50463 | 0.53531 | 0.50463 | 0 | 56.7984
| Tariff | Flat | Average Weekday | April | CAISO 1-in-2 | 3 | 0.50255 | 0.47508 | 0.50255 | 0.47508 | 0 | 55.9309
| Tariff | Flat | Average Weekday | April | CAISO 1-in-2 | 4 | 0.48484 | 0.46258 | 0.48484 | 0.46258 | 0 | 55.1887
| Tariff | Flat | Average Weekday | April | CAISO 1-in-2 | 5 | 0.48519 | 0.46982 | 0.48519 | 0.46982 | 0 | 54.5611
| Tariff | Flat | Average Weekday | April | CAISO 1-in-2 | 6 | 0.51075 | 0.50989 | 0.51075 | 0.50989 | 0 | 54.0717
| Tariff | Flat | Average Weekday | April | CAISO 1-in-2 | 7 | 0.56283 | 0.5904 | 0.56283 | 0.5904 | 0 | 53.6409
| Tariff | Flat | Average Weekday | April | CAISO 1-in-2 | 8 | 0.57671 | 0.58454 | 0.57671 | 0.58454 | 0 | 53.5222
| Tariff | Flat | Average Weekday | April | CAISO 1-in-2 | 9 | 0.52142 | 0.46027 | 0.52142 | 0.46027 | 0 | 55.1056
| Tariff | Flat | Average Weekday | April | CAISO 1-in-2 | 10 | 0.44723 | 0.35297 | 0.44723 | 0.35297 | 0 | 57.9679
| Tariff | Flat | Average Weekday | April | CAISO 1-in-2 | 11 | 0.39582 | 0.27376 | 0.39582 | 0.27376 | 0 | 61.016
| Tariff | Flat | Average Weekday | April | CAISO 1-in-2 | 12 | 0.39061 | 0.23554 | 0.39061 | 0.23554 | 0 | 63.9721
| Tariff | Flat | Average Weekday | April | CAISO 1-in-2 | 13 | 0.41281 | 0.22318 | 0.41281 | 0.22318 | 0 | 66.4018
| Tariff | Flat | Average Weekday | April | CAISO 1-in-2 | 14 | 0.4394 | 0.23618 | 0.4394 | 0.23618 | 0 | 68.2962
| Tariff | Flat | Average Weekday | April | CAISO 1-in-2 | 15 | 0.49795 | 0.29423 | 0.49795 | 0.29423 | 0 | 69.6539
| Tariff | Flat | Average Weekday | April | CAISO 1-in-2 | 16 | 0.58692 | 0.40156 | 0.58692 | 0.40156 | 0 | 70.3748
| Tariff | Flat | Average Weekday | April | CAISO 1-in-2 | 17 | 0.70787 | 0.55232 | 0.65061 | 0.49507 | 0.044202 | 70.5877
| Tariff | Flat | Average Weekday | April | CAISO 1-in-2 | 18 | 0.86812 | 0.74114 | 0.82654 | 0.69956 | 0.020789 | 70.0455
| Tariff | Flat | Average Weekday | April | CAISO 1-in-2 | 19 | 0.9755 | 0.87342 | 0.9755 | 0.87342 | 0 | 68.7467
| Tariff | Flat | Average Weekday | April | CAISO 1-in-2 | 20 | 1.0226 | 0.94849 | 1.0107 | 0.89288 | 0.0059384 | 66.4446
| Tariff | Flat | Average Weekday | April | CAISO 1-in-2 | 21 | 1.006 | 0.9527 | 1.006 | 0.92332 | 0 | 63.4083
| Tariff | Flat | Average Weekday | April | CAISO 1-in-2 | 22 | 0.91943 | 0.88618 | 0.99662 | 0.96337 | 0.038595 | 61.192
| Tariff | Flat | Average Weekday | April | CAISO 1-in-2 | 23 | 0.7912 | 0.76508 | 0.7912 | 0.76508 | 0 | 59.6661
| Tariff | Flat | Average Weekday | April | CAISO 1-in-2 | 24 | 0.66704 | 0.63945 | 0.66704 | 0.63945 | 0 | 58.4922
| Tariff | Flat | Average Weekday | April | SCE 1-in-10 | 1 | 0.60595 | 0.57114 | 0.60595 | 0.57114 | 0 | 59.7475
| Tariff | Flat | Average Weekday | April | SCE 1-in-10 | 2 | 0.54149 | 0.51082 | 0.54149 | 0.51082 | 0 | 58.6484
| Tariff | Flat | Average Weekday | April | SCE 1-in-10 | 3 | 0.5044 | 0.47693 | 0.5044 | 0.47693 | 0 | 57.663
| Tariff | Flat | Average Weekday | April | SCE 1-in-10 | 4 | 0.48309 | 0.46083 | 0.48309 | 0.46083 | 0 | 56.7327
| Tariff | Flat | Average Weekday | April | SCE 1-in-10 | 5 | 0.4784 | 0.46302 | 0.4784 | 0.46302 | 0 | 56.0156
| Tariff | Flat | Average Weekday | April | SCE 1-in-10 | 6 | 0.49826 | 0.4974 | 0.49826 | 0.4974 | 0 | 55.4592
| Tariff | Flat | Average Weekday | April | SCE 1-in-10 | 7 | 0.54123 | 0.5688 | 0.54123 | 0.5688 | 0 | 54.9882
| Tariff | Flat | Average Weekday | April | SCE 1-in-10 | 8 | 0.54781 | 0.55564 | 0.54781 | 0.55564 | 0 | 54.9208
| Tariff | Flat | Average Weekday | April | SCE 1-in-10 | 9 | 0.49445 | 0.4333 | 0.49445 | 0.4333 | 0 | 56.9435
| Tariff | Flat | Average Weekday | April | SCE 1-in-10 | 10 | 0.42247 | 0.3282 | 0.42247 | 0.3282 | 0 | 60.4883
| Tariff | Flat | Average Weekday | April | SCE 1-in-10 | 11 | 0.37083 | 0.24877 | 0.37083 | 0.24877 | 0 | 64.0675
| Tariff | Flat | Average Weekday | April | SCE 1-in-10 | 12 | 0.3619 | 0.20683 | 0.3619 | 0.20683 | 0 | 67.3771
| Tariff | Flat | Average Weekday | April | SCE 1-in-10 | 13 | 0.38342 | 0.19378 | 0.38342 | 0.19378 | 0 | 70.0421
| Tariff | Flat | Average Weekday | April | SCE 1-in-10 | 14 | 0.41993 | 0.2167 | 0.41993 | 0.2167 | 0 | 71.9342
| Tariff | Flat | Average Weekday | April | SCE 1-in-10 | 15 | 0.48978 | 0.28606 | 0.48978 | 0.28606 | 0 | 73.2141
| Tariff | Flat | Average Weekday | April | SCE 1-in-10 | 16 | 0.5909 | 0.40554 | 0.5909 | 0.40554 | 0 | 74.0446
| Tariff | Flat | Average Weekday | April | SCE 1-in-10 | 17 | 0.72033 | 0.56479 | 0.59528 | 0.43974 | 0.037547 | 74.3081
| Tariff | Flat | Average Weekday | April | SCE 1-in-10 | 18 | 0.87937 | 0.7524 | 0.79683 | 0.66985 | 0.041272 | 73.6089
| Tariff | Flat | Average Weekday | April | SCE 1-in-10 | 19 | 0.99036 | 0.88828 | 0.99036 | 0.8307 | 0 | 72.2283
| Tariff | Flat | Average Weekday | April | SCE 1-in-10 | 20 | 1.045 | 0.97092 | 0.99621 | 0.87365 | 0.024391 | 70.0619
| Tariff | Flat | Average Weekday | April | SCE 1-in-10 | 21 | 1.0337 | 0.98035 | 1.0159 | 0.91414 | 0.0088615 | 67.0176
| Tariff | Flat | Average Weekday | April | SCE 1-in-10 | 22 | 0.94348 | 0.91023 | 1.0928 | 1.0596 | 0.09456 | 64.7549
| Tariff | Flat | Average Weekday | April | SCE 1-in-10 | 23 | 0.81139 | 0.78526 | 0.81139 | 0.78526 | 0 | 63.0527
| Tariff | Flat | Average Weekday | April | SCE 1-in-10 | 24 | 0.68165 | 0.65407 | 0.68165 | 0.65407 | 0 | 61.5692
| Tariff | Flat | Average Weekday | April | SCE 1-in-2 | 1 | 0.59237 | 0.55757 | 0.59237 | 0.55757 | 0 | 57.7324
| Tariff | Flat | Average Weekday | April | SCE 1-in-2 | 2 | 0.53371 | 0.50304 | 0.53371 | 0.50304 | 0 | 56.7717
| Tariff | Flat | Average Weekday | April | SCE 1-in-2 | 3 | 0.50125 | 0.47378 | 0.50125 | 0.47378 | 0 | 55.8998
| Tariff | Flat | Average Weekday | April | SCE 1-in-2 | 4 | 0.4852 | 0.46294 | 0.4852 | 0.46294 | 0 | 55.1719
| Tariff | Flat | Average Weekday | April | SCE 1-in-2 | 5 | 0.48571 | 0.47033 | 0.48571 | 0.47033 | 0 | 54.499
| Tariff | Flat | Average Weekday | April | SCE 1-in-2 | 6 | 0.51148 | 0.51062 | 0.51148 | 0.51062 | 0 | 53.9738
| Tariff | Flat | Average Weekday | April | SCE 1-in-2 | 7 | 0.56397 | 0.59154 | 0.56397 | 0.59154 | 0 | 53.5573
| Tariff | Flat | Average Weekday | April | SCE 1-in-2 | 8 | 0.57821 | 0.58604 | 0.57821 | 0.58604 | 0 | 53.4573
| Tariff | Flat | Average Weekday | April | SCE 1-in-2 | 9 | 0.52292 | 0.46177 | 0.52292 | 0.46177 | 0 | 55.0652
| Tariff | Flat | Average Weekday | April | SCE 1-in-2 | 10 | 0.44806 | 0.3538 | 0.44806 | 0.3538 | 0 | 57.9534
| Tariff | Flat | Average Weekday | April | SCE 1-in-2 | 11 | 0.39598 | 0.27392 | 0.39598 | 0.27392 | 0 | 60.9777
| Tariff | Flat | Average Weekday | April | SCE 1-in-2 | 12 | 0.38823 | 0.23316 | 0.38823 | 0.23316 | 0 | 63.8913
| Tariff | Flat | Average Weekday | April | SCE 1-in-2 | 13 | 0.41171 | 0.22207 | 0.41171 | 0.22207 | 0 | 66.2461
| Tariff | Flat | Average Weekday | April | SCE 1-in-2 | 14 | 0.43871 | 0.23548 | 0.43871 | 0.23548 | 0 | 68.0699
| Tariff | Flat | Average Weekday | April | SCE 1-in-2 | 15 | 0.49651 | 0.29279 | 0.49651 | 0.29279 | 0 | 69.3993
| Tariff | Flat | Average Weekday | April | SCE 1-in-2 | 16 | 0.58472 | 0.39935 | 0.58472 | 0.39935 | 0 | 70.0896
| Tariff | Flat | Average Weekday | April | SCE 1-in-2 | 17 | 0.70523 | 0.54969 | 0.65406 | 0.49852 | 0.044841 | 70.2343
| Tariff | Flat | Average Weekday | April | SCE 1-in-2 | 18 | 0.86652 | 0.73954 | 0.8292 | 0.70223 | 0.018658 | 69.664
| Tariff | Flat | Average Weekday | April | SCE 1-in-2 | 19 | 0.9738 | 0.87172 | 0.9738 | 0.87172 | 0 | 68.4175
| Tariff | Flat | Average Weekday | April | SCE 1-in-2 | 20 | 1.0192 | 0.94518 | 1.0102 | 0.89621 | 0.0045236 | 66.1673
| Tariff | Flat | Average Weekday | April | SCE 1-in-2 | 21 | 1.003 | 0.94968 | 1.003 | 0.92271 | 0 | 63.1714
| Tariff | Flat | Average Weekday | April | SCE 1-in-2 | 22 | 0.91703 | 0.88378 | 0.98704 | 0.95379 | 0.035005 | 60.9674
| Tariff | Flat | Average Weekday | April | SCE 1-in-2 | 23 | 0.78921 | 0.76308 | 0.78921 | 0.76308 | 0 | 59.4952
| Tariff | Flat | Average Weekday | April | SCE 1-in-2 | 24 | 0.66538 | 0.6378 | 0.66538 | 0.6378 | 0 | 58.3221
| Tariff | Flat | Average Weekday | August | CAISO 1-in-10 | 1 | 1.0724 | 1.0376 | 1.0724 | 1.0376 | 0 | 72.9025
| Tariff | Flat | Average Weekday | August | CAISO 1-in-10 | 2 | 0.91275 | 0.88207 | 0.91275 | 0.88207 | 0 | 72.0484
| Tariff | Flat | Average Weekday | August | CAISO 1-in-10 | 3 | 0.80741 | 0.77995 | 0.80741 | 0.77995 | 0 | 71.2925
| Tariff | Flat | Average Weekday | August | CAISO 1-in-10 | 4 | 0.73505 | 0.71279 | 0.73505 | 0.71279 | 0 | 70.695
| Tariff | Flat | Average Weekday | August | CAISO 1-in-10 | 5 | 0.68409 | 0.66871 | 0.68409 | 0.66871 | 0 | 70.1115
| Tariff | Flat | Average Weekday | August | CAISO 1-in-10 | 6 | 0.66247 | 0.66161 | 0.66247 | 0.66161 | 0 | 69.6589
| Tariff | Flat | Average Weekday | August | CAISO 1-in-10 | 7 | 0.66169 | 0.68926 | 0.66169 | 0.68926 | 0 | 69.2641
| Tariff | Flat | Average Weekday | August | CAISO 1-in-10 | 8 | 0.68192 | 0.68975 | 0.68192 | 0.68975 | 0 | 69.2411
| Tariff | Flat | Average Weekday | August | CAISO 1-in-10 | 9 | 0.69743 | 0.63627 | 0.69743 | 0.63627 | 0 | 70.982
| Tariff | Flat | Average Weekday | August | CAISO 1-in-10 | 10 | 0.68421 | 0.58995 | 0.68421 | 0.58995 | 0 | 73.9485
| Tariff | Flat | Average Weekday | August | CAISO 1-in-10 | 11 | 0.74863 | 0.62657 | 0.74863 | 0.62657 | 0 | 77.3245
| Tariff | Flat | Average Weekday | August | CAISO 1-in-10 | 12 | 0.91241 | 0.75734 | 0.91241 | 0.75734 | 0 | 80.5883
| Tariff | Flat | Average Weekday | August | CAISO 1-in-10 | 13 | 1.1383 | 0.94867 | 1.1383 | 0.94867 | 0 | 83.3402
| Tariff | Flat | Average Weekday | August | CAISO 1-in-10 | 14 | 1.381 | 1.1777 | 1.381 | 1.1777 | 0 | 85.538
| Tariff | Flat | Average Weekday | August | CAISO 1-in-10 | 15 | 1.6334 | 1.4297 | 1.6334 | 1.4297 | 0 | 87.1047
| Tariff | Flat | Average Weekday | August | CAISO 1-in-10 | 16 | 1.8859 | 1.7005 | 1.8859 | 1.7005 | 0 | 87.8574
| Tariff | Flat | Average Weekday | August | CAISO 1-in-10 | 17 | 2.0995 | 1.944 | 1.2232 | 1.0336 | 0.016685 | 87.9236
| Tariff | Flat | Average Weekday | August | CAISO 1-in-10 | 18 | 2.2611 | 2.1341 | 1.7955 | 1.639 | 0.09481 | 87.0835
| Tariff | Flat | Average Weekday | August | CAISO 1-in-10 | 19 | 2.27 | 2.1679 | 2.0611 | 1.8524 | 0.048815 | 85.562
| Tariff | Flat | Average Weekday | August | CAISO 1-in-10 | 20 | 2.1202 | 2.0461 | 1.9378 | 1.8152 | 0.02182 | 83.1595
| Tariff | Flat | Average Weekday | August | CAISO 1-in-10 | 21 | 1.9896 | 1.9363 | 1.8421 | 1.7403 | 0.029191 | 79.7366
| Tariff | Flat | Average Weekday | August | CAISO 1-in-10 | 22 | 1.8136 | 1.7803 | 2.1987 | 2.2302 | 0.04157 | 77.0946
| Tariff | Flat | Average Weekday | August | CAISO 1-in-10 | 23 | 1.5465 | 1.5204 | 1.6387 | 1.6341 | 0.023355 | 75.446
| Tariff | Flat | Average Weekday | August | CAISO 1-in-10 | 24 | 1.2715 | 1.244 | 1.3271 | 1.2871 | 0.017545 | 74.1851
| Tariff | Flat | Average Weekday | August | CAISO 1-in-2 | 1 | 0.92822 | 0.89342 | 0.92822 | 0.89342 | 0 | 70.0691
| Tariff | Flat | Average Weekday | August | CAISO 1-in-2 | 2 | 0.77744 | 0.74676 | 0.77744 | 0.74676 | 0 | 69.0113
| Tariff | Flat | Average Weekday | August | CAISO 1-in-2 | 3 | 0.68276 | 0.65529 | 0.68276 | 0.65529 | 0 | 68.0764
| Tariff | Flat | Average Weekday | August | CAISO 1-in-2 | 4 | 0.62419 | 0.60193 | 0.62419 | 0.60193 | 0 | 67.239
| Tariff | Flat | Average Weekday | August | CAISO 1-in-2 | 5 | 0.59047 | 0.57509 | 0.59047 | 0.57509 | 0 | 66.4869
| Tariff | Flat | Average Weekday | August | CAISO 1-in-2 | 6 | 0.57904 | 0.57818 | 0.57904 | 0.57818 | 0 | 65.8614
| Tariff | Flat | Average Weekday | August | CAISO 1-in-2 | 7 | 0.58821 | 0.61578 | 0.58821 | 0.61578 | 0 | 65.4162
| Tariff | Flat | Average Weekday | August | CAISO 1-in-2 | 8 | 0.60093 | 0.60877 | 0.60093 | 0.60877 | 0 | 65.3684
| Tariff | Flat | Average Weekday | August | CAISO 1-in-2 | 9 | 0.59313 | 0.53198 | 0.59313 | 0.53198 | 0 | 67.4852
| Tariff | Flat | Average Weekday | August | CAISO 1-in-2 | 10 | 0.58774 | 0.49348 | 0.58774 | 0.49348 | 0 | 70.9151
| Tariff | Flat | Average Weekday | August | CAISO 1-in-2 | 11 | 0.6274 | 0.50534 | 0.6274 | 0.50534 | 0 | 74.8865
| Tariff | Flat | Average Weekday | August | CAISO 1-in-2 | 12 | 0.73106 | 0.57599 | 0.73106 | 0.57599 | 0 | 78.7726
| Tariff | Flat | Average Weekday | August | CAISO 1-in-2 | 13 | 0.9058 | 0.71616 | 0.9058 | 0.71616 | 0 | 81.8239
| Tariff | Flat | Average Weekday | August | CAISO 1-in-2 | 14 | 1.109 | 0.90578 | 1.109 | 0.90578 | 0 | 84.1864
| Tariff | Flat | Average Weekday | August | CAISO 1-in-2 | 15 | 1.3368 | 1.133 | 1.3368 | 1.133 | 0 | 85.7182
| Tariff | Flat | Average Weekday | August | CAISO 1-in-2 | 16 | 1.5754 | 1.39 | 1.5754 | 1.39 | 0 | 86.4506
| Tariff | Flat | Average Weekday | August | CAISO 1-in-2 | 17 | 1.7864 | 1.6308 | 0.93646 | 0.74684 | 0.018081 | 86.6509
| Tariff | Flat | Average Weekday | August | CAISO 1-in-2 | 18 | 1.9466 | 1.8196 | 1.5066 | 1.3501 | 0.10281 | 85.8856
| Tariff | Flat | Average Weekday | August | CAISO 1-in-2 | 19 | 1.974 | 1.8719 | 1.7903 | 1.5816 | 0.053798 | 84.2609
| Tariff | Flat | Average Weekday | August | CAISO 1-in-2 | 20 | 1.8684 | 1.7943 | 1.7012 | 1.5786 | 0.02497 | 81.6713
| Tariff | Flat | Average Weekday | August | CAISO 1-in-2 | 21 | 1.7627 | 1.7094 | 1.6342 | 1.5324 | 0.033351 | 77.8699
| Tariff | Flat | Average Weekday | August | CAISO 1-in-2 | 22 | 1.6046 | 1.5713 | 1.9808 | 2.0122 | 0.051042 | 74.727
| Tariff | Flat | Average Weekday | August | CAISO 1-in-2 | 23 | 1.3682 | 1.3421 | 1.4314 | 1.4268 | 0.029906 | 72.7197
| Tariff | Flat | Average Weekday | August | CAISO 1-in-2 | 24 | 1.1216 | 1.094 | 1.1562 | 1.1162 | 0.022995 | 71.2963
| Tariff | Flat | Average Weekday | August | SCE 1-in-10 | 1 | 1.1273 | 1.0925 | 1.1273 | 1.0925 | 0 | 73.9652
| Tariff | Flat | Average Weekday | August | SCE 1-in-10 | 2 | 0.95603 | 0.92536 | 0.95603 | 0.92536 | 0 | 73.017
| Tariff | Flat | Average Weekday | August | SCE 1-in-10 | 3 | 0.84273 | 0.81526 | 0.84273 | 0.81526 | 0 | 72.1852
| Tariff | Flat | Average Weekday | August | SCE 1-in-10 | 4 | 0.76249 | 0.74023 | 0.76249 | 0.74023 | 0 | 71.4696
| Tariff | Flat | Average Weekday | August | SCE 1-in-10 | 5 | 0.70798 | 0.69261 | 0.70798 | 0.69261 | 0 | 70.8454
| Tariff | Flat | Average Weekday | August | SCE 1-in-10 | 6 | 0.6817 | 0.68084 | 0.6817 | 0.68084 | 0 | 70.2816
| Tariff | Flat | Average Weekday | August | SCE 1-in-10 | 7 | 0.67919 | 0.70676 | 0.67919 | 0.70676 | 0 | 69.8663
| Tariff | Flat | Average Weekday | August | SCE 1-in-10 | 8 | 0.70009 | 0.70792 | 0.70009 | 0.70792 | 0 | 69.8161
| Tariff | Flat | Average Weekday | August | SCE 1-in-10 | 9 | 0.72154 | 0.66039 | 0.72154 | 0.66039 | 0 | 71.7464
| Tariff | Flat | Average Weekday | August | SCE 1-in-10 | 10 | 0.72142 | 0.62716 | 0.72142 | 0.62716 | 0 | 75.0556
| Tariff | Flat | Average Weekday | August | SCE 1-in-10 | 11 | 0.7989 | 0.67684 | 0.7989 | 0.67684 | 0 | 78.7761
| Tariff | Flat | Average Weekday | August | SCE 1-in-10 | 12 | 0.97637 | 0.8213 | 0.97637 | 0.8213 | 0 | 82.3894
| Tariff | Flat | Average Weekday | August | SCE 1-in-10 | 13 | 1.2265 | 1.0369 | 1.2265 | 1.0369 | 0 | 85.1026
| Tariff | Flat | Average Weekday | August | SCE 1-in-10 | 14 | 1.4909 | 1.2877 | 1.4909 | 1.2877 | 0 | 87.1816
| Tariff | Flat | Average Weekday | August | SCE 1-in-10 | 15 | 1.7576 | 1.5538 | 1.7576 | 1.5538 | 0 | 88.6049
| Tariff | Flat | Average Weekday | August | SCE 1-in-10 | 16 | 2.0169 | 1.8315 | 2.0169 | 1.8315 | 0 | 89.0585
| Tariff | Flat | Average Weekday | August | SCE 1-in-10 | 17 | 2.2305 | 2.075 | 1.334 | 1.1443 | 0.015783 | 88.9013
| Tariff | Flat | Average Weekday | August | SCE 1-in-10 | 18 | 2.39 | 2.263 | 1.9034 | 1.7468 | 0.088401 | 88.0652
| Tariff | Flat | Average Weekday | August | SCE 1-in-10 | 19 | 2.3917 | 2.2896 | 2.1648 | 1.9562 | 0.045311 | 86.4891
| Tariff | Flat | Average Weekday | August | SCE 1-in-10 | 20 | 2.2269 | 2.1529 | 2.0362 | 1.9136 | 0.020142 | 83.9765
| Tariff | Flat | Average Weekday | August | SCE 1-in-10 | 21 | 2.0854 | 2.032 | 1.9297 | 1.8279 | 0.027426 | 80.5395
| Tariff | Flat | Average Weekday | August | SCE 1-in-10 | 22 | 1.9013 | 1.868 | 2.289 | 2.3205 | 0.038934 | 77.791
| Tariff | Flat | Average Weekday | August | SCE 1-in-10 | 23 | 1.6221 | 1.5959 | 1.7219 | 1.7174 | 0.02177 | 76.1646
| Tariff | Flat | Average Weekday | August | SCE 1-in-10 | 24 | 1.332 | 1.3044 | 1.3933 | 1.3534 | 0.016235 | 74.9714
| Tariff | Flat | Average Weekday | August | SCE 1-in-2 | 1 | 0.92822 | 0.89342 | 0.92822 | 0.89342 | 0 | 70.0691
| Tariff | Flat | Average Weekday | August | SCE 1-in-2 | 2 | 0.77744 | 0.74676 | 0.77744 | 0.74676 | 0 | 69.0113
| Tariff | Flat | Average Weekday | August | SCE 1-in-2 | 3 | 0.68276 | 0.65529 | 0.68276 | 0.65529 | 0 | 68.0764
| Tariff | Flat | Average Weekday | August | SCE 1-in-2 | 4 | 0.62419 | 0.60193 | 0.62419 | 0.60193 | 0 | 67.239
| Tariff | Flat | Average Weekday | August | SCE 1-in-2 | 5 | 0.59047 | 0.57509 | 0.59047 | 0.57509 | 0 | 66.4869
| Tariff | Flat | Average Weekday | August | SCE 1-in-2 | 6 | 0.57904 | 0.57818 | 0.57904 | 0.57818 | 0 | 65.8614
| Tariff | Flat | Average Weekday | August | SCE 1-in-2 | 7 | 0.58821 | 0.61578 | 0.58821 | 0.61578 | 0 | 65.4162
| Tariff | Flat | Average Weekday | August | SCE 1-in-2 | 8 | 0.60093 | 0.60877 | 0.60093 | 0.60877 | 0 | 65.3684
| Tariff | Flat | Average Weekday | August | SCE 1-in-2 | 9 | 0.59313 | 0.53198 | 0.59313 | 0.53198 | 0 | 67.4852
| Tariff | Flat | Average Weekday | August | SCE 1-in-2 | 10 | 0.58774 | 0.49348 | 0.58774 | 0.49348 | 0 | 70.9151
| Tariff | Flat | Average Weekday | August | SCE 1-in-2 | 11 | 0.6274 | 0.50534 | 0.6274 | 0.50534 | 0 | 74.8865
| Tariff | Flat | Average Weekday | August | SCE 1-in-2 | 12 | 0.73106 | 0.57599 | 0.73106 | 0.57599 | 0 | 78.7726
| Tariff | Flat | Average Weekday | August | SCE 1-in-2 | 13 | 0.9058 | 0.71616 | 0.9058 | 0.71616 | 0 | 81.8239
| Tariff | Flat | Average Weekday | August | SCE 1-in-2 | 14 | 1.109 | 0.90578 | 1.109 | 0.90578 | 0 | 84.1864
| Tariff | Flat | Average Weekday | August | SCE 1-in-2 | 15 | 1.3368 | 1.133 | 1.3368 | 1.133 | 0 | 85.7182
| Tariff | Flat | Average Weekday | August | SCE 1-in-2 | 16 | 1.5754 | 1.39 | 1.5754 | 1.39 | 0 | 86.4506
| Tariff | Flat | Average Weekday | August | SCE 1-in-2 | 17 | 1.7864 | 1.6308 | 0.93646 | 0.74684 | 0.018081 | 86.6509
| Tariff | Flat | Average Weekday | August | SCE 1-in-2 | 18 | 1.9466 | 1.8196 | 1.5066 | 1.3501 | 0.10281 | 85.8856
| Tariff | Flat | Average Weekday | August | SCE 1-in-2 | 19 | 1.974 | 1.8719 | 1.7903 | 1.5816 | 0.053798 | 84.2609
| Tariff | Flat | Average Weekday | August | SCE 1-in-2 | 20 | 1.8684 | 1.7943 | 1.7012 | 1.5786 | 0.02497 | 81.6713
| Tariff | Flat | Average Weekday | August | SCE 1-in-2 | 21 | 1.7627 | 1.7094 | 1.6342 | 1.5324 | 0.033351 | 77.8699
| Tariff | Flat | Average Weekday | August | SCE 1-in-2 | 22 | 1.6046 | 1.5713 | 1.9808 | 2.0122 | 0.051042 | 74.727
| Tariff | Flat | Average Weekday | August | SCE 1-in-2 | 23 | 1.3682 | 1.3421 | 1.4314 | 1.4268 | 0.029906 | 72.7197
| Tariff | Flat | Average Weekday | August | SCE 1-in-2 | 24 | 1.1216 | 1.094 | 1.1562 | 1.1162 | 0.022995 | 71.2963
| Tariff | Flat | Average Weekday | December | CAISO 1-in-10 | 1 | 0.62697 | 0.59216 | 0.62697 | 0.59216 | 0 | 51.7164
| Tariff | Flat | Average Weekday | December | CAISO 1-in-10 | 2 | 0.57468 | 0.544 | 0.57468 | 0.544 | 0 | 50.9459
| Tariff | Flat | Average Weekday | December | CAISO 1-in-10 | 3 | 0.54813 | 0.52066 | 0.54813 | 0.52066 | 0 | 50.2157
| Tariff | Flat | Average Weekday | December | CAISO 1-in-10 | 4 | 0.53619 | 0.51393 | 0.53619 | 0.51393 | 0 | 49.5809
| Tariff | Flat | Average Weekday | December | CAISO 1-in-10 | 5 | 0.54264 | 0.52726 | 0.54264 | 0.52726 | 0 | 49.021
| Tariff | Flat | Average Weekday | December | CAISO 1-in-10 | 6 | 0.57574 | 0.57488 | 0.57574 | 0.57488 | 0 | 48.5425
| Tariff | Flat | Average Weekday | December | CAISO 1-in-10 | 7 | 0.63845 | 0.66602 | 0.63845 | 0.66602 | 0 | 48.1526
| Tariff | Flat | Average Weekday | December | CAISO 1-in-10 | 8 | 0.65271 | 0.66054 | 0.65271 | 0.66054 | 0 | 48.0928
| Tariff | Flat | Average Weekday | December | CAISO 1-in-10 | 9 | 0.59048 | 0.52933 | 0.59048 | 0.52933 | 0 | 48.9751
| Tariff | Flat | Average Weekday | December | CAISO 1-in-10 | 10 | 0.50891 | 0.41465 | 0.50891 | 0.41465 | 0 | 51.9142
| Tariff | Flat | Average Weekday | December | CAISO 1-in-10 | 11 | 0.45625 | 0.33419 | 0.45625 | 0.33419 | 0 | 55.5551
| Tariff | Flat | Average Weekday | December | CAISO 1-in-10 | 12 | 0.44137 | 0.28631 | 0.44137 | 0.28631 | 0 | 58.7826
| Tariff | Flat | Average Weekday | December | CAISO 1-in-10 | 13 | 0.46568 | 0.27605 | 0.46568 | 0.27605 | 0 | 61.0277
| Tariff | Flat | Average Weekday | December | CAISO 1-in-10 | 14 | 0.49616 | 0.29294 | 0.49616 | 0.29294 | 0 | 62.5045
| Tariff | Flat | Average Weekday | December | CAISO 1-in-10 | 15 | 0.54733 | 0.34361 | 0.54733 | 0.34361 | 0 | 63.3014
| Tariff | Flat | Average Weekday | December | CAISO 1-in-10 | 16 | 0.62534 | 0.43997 | 0.62534 | 0.43997 | 0 | 63.4145
| Tariff | Flat | Average Weekday | December | CAISO 1-in-10 | 17 | 0.74582 | 0.59028 | 0.74582 | 0.59028 | 0 | 62.6926
| Tariff | Flat | Average Weekday | December | CAISO 1-in-10 | 18 | 0.93075 | 0.80378 | 0.93075 | 0.80378 | 0 | 60.7139
| Tariff | Flat | Average Weekday | December | CAISO 1-in-10 | 19 | 1.0387 | 0.93664 | 1.0387 | 0.93664 | 0 | 58.4844
| Tariff | Flat | Average Weekday | December | CAISO 1-in-10 | 20 | 1.0625 | 0.9884 | 1.0625 | 0.9884 | 0 | 56.8869
| Tariff | Flat | Average Weekday | December | CAISO 1-in-10 | 21 | 1.0391 | 0.98584 | 1.0391 | 0.98584 | 0 | 55.5712
| Tariff | Flat | Average Weekday | December | CAISO 1-in-10 | 22 | 0.95256 | 0.91931 | 0.95256 | 0.91931 | 0 | 54.3445
| Tariff | Flat | Average Weekday | December | CAISO 1-in-10 | 23 | 0.8257 | 0.79957 | 0.8257 | 0.79957 | 0 | 53.3214
| Tariff | Flat | Average Weekday | December | CAISO 1-in-10 | 24 | 0.70354 | 0.67596 | 0.70354 | 0.67596 | 0 | 52.4406
| Tariff | Flat | Average Weekday | December | CAISO 1-in-2 | 1 | 0.64946 | 0.61465 | 0.64946 | 0.61465 | 0 | 49.0828
| Tariff | Flat | Average Weekday | December | CAISO 1-in-2 | 2 | 0.5972 | 0.56652 | 0.5972 | 0.56652 | 0 | 48.3456
| Tariff | Flat | Average Weekday | December | CAISO 1-in-2 | 3 | 0.57112 | 0.54365 | 0.57112 | 0.54365 | 0 | 47.7752
| Tariff | Flat | Average Weekday | December | CAISO 1-in-2 | 4 | 0.56017 | 0.53791 | 0.56017 | 0.53791 | 0 | 47.2833
| Tariff | Flat | Average Weekday | December | CAISO 1-in-2 | 5 | 0.56857 | 0.55319 | 0.56857 | 0.55319 | 0 | 46.7854
| Tariff | Flat | Average Weekday | December | CAISO 1-in-2 | 6 | 0.60378 | 0.60292 | 0.60378 | 0.60292 | 0 | 46.3077
| Tariff | Flat | Average Weekday | December | CAISO 1-in-2 | 7 | 0.66902 | 0.69659 | 0.66902 | 0.69659 | 0 | 45.9638
| Tariff | Flat | Average Weekday | December | CAISO 1-in-2 | 8 | 0.68138 | 0.68921 | 0.68138 | 0.68921 | 0 | 45.7825
| Tariff | Flat | Average Weekday | December | CAISO 1-in-2 | 9 | 0.61616 | 0.55501 | 0.61616 | 0.55501 | 0 | 46.5819
| Tariff | Flat | Average Weekday | December | CAISO 1-in-2 | 10 | 0.53321 | 0.43895 | 0.53321 | 0.43895 | 0 | 49.5593
| Tariff | Flat | Average Weekday | December | CAISO 1-in-2 | 11 | 0.48052 | 0.35846 | 0.48052 | 0.35846 | 0 | 53.1633
| Tariff | Flat | Average Weekday | December | CAISO 1-in-2 | 12 | 0.46699 | 0.31193 | 0.46699 | 0.31193 | 0 | 56.3253
| Tariff | Flat | Average Weekday | December | CAISO 1-in-2 | 13 | 0.48906 | 0.29942 | 0.48906 | 0.29942 | 0 | 58.6785
| Tariff | Flat | Average Weekday | December | CAISO 1-in-2 | 14 | 0.51917 | 0.31594 | 0.51917 | 0.31594 | 0 | 60.2598
| Tariff | Flat | Average Weekday | December | CAISO 1-in-2 | 15 | 0.57266 | 0.36894 | 0.57266 | 0.36894 | 0 | 61.1995
| Tariff | Flat | Average Weekday | December | CAISO 1-in-2 | 16 | 0.65232 | 0.46696 | 0.65232 | 0.46696 | 0 | 61.4135
| Tariff | Flat | Average Weekday | December | CAISO 1-in-2 | 17 | 0.77655 | 0.62101 | 0.77655 | 0.62101 | 0 | 60.6783
| Tariff | Flat | Average Weekday | December | CAISO 1-in-2 | 18 | 0.9656 | 0.83862 | 0.9656 | 0.83862 | 0 | 58.629
| Tariff | Flat | Average Weekday | December | CAISO 1-in-2 | 19 | 1.0756 | 0.97351 | 1.0756 | 0.97351 | 0 | 56.2699
| Tariff | Flat | Average Weekday | December | CAISO 1-in-2 | 20 | 1.0931 | 1.019 | 1.0931 | 1.019 | 0 | 54.5577
| Tariff | Flat | Average Weekday | December | CAISO 1-in-2 | 21 | 1.066 | 1.0127 | 1.066 | 1.0127 | 0 | 53.1018
| Tariff | Flat | Average Weekday | December | CAISO 1-in-2 | 22 | 0.97921 | 0.94596 | 0.97921 | 0.94596 | 0 | 51.8723
| Tariff | Flat | Average Weekday | December | CAISO 1-in-2 | 23 | 0.85121 | 0.82508 | 0.85121 | 0.82508 | 0 | 50.7748
| Tariff | Flat | Average Weekday | December | CAISO 1-in-2 | 24 | 0.72828 | 0.7007 | 0.72828 | 0.7007 | 0 | 49.7729
| Tariff | Flat | Average Weekday | December | SCE 1-in-10 | 1 | 0.64514 | 0.61034 | 0.64514 | 0.61034 | 0 | 49.3728
| Tariff | Flat | Average Weekday | December | SCE 1-in-10 | 2 | 0.59288 | 0.5622 | 0.59288 | 0.5622 | 0 | 48.5601
| Tariff | Flat | Average Weekday | December | SCE 1-in-10 | 3 | 0.5667 | 0.53923 | 0.5667 | 0.53923 | 0 | 47.8338
| Tariff | Flat | Average Weekday | December | SCE 1-in-10 | 4 | 0.55557 | 0.53331 | 0.55557 | 0.53331 | 0 | 47.1164
| Tariff | Flat | Average Weekday | December | SCE 1-in-10 | 5 | 0.56359 | 0.54821 | 0.56359 | 0.54821 | 0 | 46.6049
| Tariff | Flat | Average Weekday | December | SCE 1-in-10 | 6 | 0.5984 | 0.59754 | 0.5984 | 0.59754 | 0 | 46.125
| Tariff | Flat | Average Weekday | December | SCE 1-in-10 | 7 | 0.66315 | 0.69072 | 0.66315 | 0.69072 | 0 | 45.8083
| Tariff | Flat | Average Weekday | December | SCE 1-in-10 | 8 | 0.67587 | 0.68371 | 0.67587 | 0.68371 | 0 | 45.8555
| Tariff | Flat | Average Weekday | December | SCE 1-in-10 | 9 | 0.61123 | 0.55008 | 0.61123 | 0.55008 | 0 | 46.8026
| Tariff | Flat | Average Weekday | December | SCE 1-in-10 | 10 | 0.52854 | 0.43428 | 0.52854 | 0.43428 | 0 | 50.0331
| Tariff | Flat | Average Weekday | December | SCE 1-in-10 | 11 | 0.47586 | 0.3538 | 0.47586 | 0.3538 | 0 | 53.8675
| Tariff | Flat | Average Weekday | December | SCE 1-in-10 | 12 | 0.46207 | 0.30701 | 0.46207 | 0.30701 | 0 | 57.13
| Tariff | Flat | Average Weekday | December | SCE 1-in-10 | 13 | 0.48457 | 0.29494 | 0.48457 | 0.29494 | 0 | 59.4592
| Tariff | Flat | Average Weekday | December | SCE 1-in-10 | 14 | 0.51475 | 0.31153 | 0.51475 | 0.31153 | 0 | 61.0052
| Tariff | Flat | Average Weekday | December | SCE 1-in-10 | 15 | 0.56793 | 0.36421 | 0.56793 | 0.36421 | 0 | 61.9026
| Tariff | Flat | Average Weekday | December | SCE 1-in-10 | 16 | 0.64704 | 0.46168 | 0.64704 | 0.46168 | 0 | 62.1632
| Tariff | Flat | Average Weekday | December | SCE 1-in-10 | 17 | 0.77061 | 0.61507 | 0.77061 | 0.61507 | 0 | 61.4005
| Tariff | Flat | Average Weekday | December | SCE 1-in-10 | 18 | 0.95891 | 0.83193 | 0.95891 | 0.83193 | 0 | 59.2792
| Tariff | Flat | Average Weekday | December | SCE 1-in-10 | 19 | 1.0685 | 0.96643 | 1.0685 | 0.96643 | 0 | 56.915
| Tariff | Flat | Average Weekday | December | SCE 1-in-10 | 20 | 1.0872 | 1.0131 | 1.0872 | 1.0131 | 0 | 55.2775
| Tariff | Flat | Average Weekday | December | SCE 1-in-10 | 21 | 1.0609 | 1.0075 | 1.0609 | 1.0075 | 0 | 53.8883
| Tariff | Flat | Average Weekday | December | SCE 1-in-10 | 22 | 0.97409 | 0.94084 | 0.97409 | 0.94084 | 0 | 52.585
| Tariff | Flat | Average Weekday | December | SCE 1-in-10 | 23 | 0.84631 | 0.82019 | 0.84631 | 0.82019 | 0 | 51.4339
| Tariff | Flat | Average Weekday | December | SCE 1-in-10 | 24 | 0.72353 | 0.69595 | 0.72353 | 0.69595 | 0 | 50.5044
| Tariff | Flat | Average Weekday | December | SCE 1-in-2 | 1 | 0.63604 | 0.60123 | 0.63604 | 0.60123 | 0 | 51.2191
| Tariff | Flat | Average Weekday | December | SCE 1-in-2 | 2 | 0.58376 | 0.55309 | 0.58376 | 0.55309 | 0 | 50.5147
| Tariff | Flat | Average Weekday | December | SCE 1-in-2 | 3 | 0.5574 | 0.52993 | 0.5574 | 0.52993 | 0 | 49.9626
| Tariff | Flat | Average Weekday | December | SCE 1-in-2 | 4 | 0.54586 | 0.5236 | 0.54586 | 0.5236 | 0 | 49.4559
| Tariff | Flat | Average Weekday | December | SCE 1-in-2 | 5 | 0.5531 | 0.53772 | 0.5531 | 0.53772 | 0 | 48.9814
| Tariff | Flat | Average Weekday | December | SCE 1-in-2 | 6 | 0.58705 | 0.58619 | 0.58705 | 0.58619 | 0 | 48.4647
| Tariff | Flat | Average Weekday | December | SCE 1-in-2 | 7 | 0.65078 | 0.67835 | 0.65078 | 0.67835 | 0 | 48.0966
| Tariff | Flat | Average Weekday | December | SCE 1-in-2 | 8 | 0.66427 | 0.6721 | 0.66427 | 0.6721 | 0 | 47.8749
| Tariff | Flat | Average Weekday | December | SCE 1-in-2 | 9 | 0.60084 | 0.53969 | 0.60084 | 0.53969 | 0 | 48.5341
| Tariff | Flat | Average Weekday | December | SCE 1-in-2 | 10 | 0.51871 | 0.42445 | 0.51871 | 0.42445 | 0 | 51.0651
| Tariff | Flat | Average Weekday | December | SCE 1-in-2 | 11 | 0.46603 | 0.34397 | 0.46603 | 0.34397 | 0 | 54.2358
| Tariff | Flat | Average Weekday | December | SCE 1-in-2 | 12 | 0.45171 | 0.29664 | 0.45171 | 0.29664 | 0 | 57.1498
| Tariff | Flat | Average Weekday | December | SCE 1-in-2 | 13 | 0.47511 | 0.28548 | 0.47511 | 0.28548 | 0 | 59.3286
| Tariff | Flat | Average Weekday | December | SCE 1-in-2 | 14 | 0.50541 | 0.30218 | 0.50541 | 0.30218 | 0 | 60.8362
| Tariff | Flat | Average Weekday | December | SCE 1-in-2 | 15 | 0.55778 | 0.35406 | 0.55778 | 0.35406 | 0 | 61.6966
| Tariff | Flat | Average Weekday | December | SCE 1-in-2 | 16 | 0.63604 | 0.45068 | 0.63604 | 0.45068 | 0 | 61.8565
| Tariff | Flat | Average Weekday | December | SCE 1-in-2 | 17 | 0.75823 | 0.60269 | 0.75823 | 0.60269 | 0 | 61.1504
| Tariff | Flat | Average Weekday | December | SCE 1-in-2 | 18 | 0.94481 | 0.81783 | 0.94481 | 0.81783 | 0 | 59.2123
| Tariff | Flat | Average Weekday | December | SCE 1-in-2 | 19 | 1.0536 | 0.95151 | 1.0536 | 0.95151 | 0 | 57.0658
| Tariff | Flat | Average Weekday | December | SCE 1-in-2 | 20 | 1.0748 | 1.0008 | 1.0748 | 1.0008 | 0 | 55.5699
| Tariff | Flat | Average Weekday | December | SCE 1-in-2 | 21 | 1.05 | 0.99667 | 1.05 | 0.99667 | 0 | 54.3558
| Tariff | Flat | Average Weekday | December | SCE 1-in-2 | 22 | 0.96331 | 0.93006 | 0.96331 | 0.93006 | 0 | 53.2515
| Tariff | Flat | Average Weekday | December | SCE 1-in-2 | 23 | 0.83599 | 0.80986 | 0.83599 | 0.80986 | 0 | 52.2981
| Tariff | Flat | Average Weekday | December | SCE 1-in-2 | 24 | 0.71352 | 0.68593 | 0.71352 | 0.68593 | 0 | 51.4244
| Tariff | Flat | Average Weekday | February | CAISO 1-in-10 | 1 | 0.64737 | 0.61257 | 0.64737 | 0.61257 | 0 | 49.0671
| Tariff | Flat | Average Weekday | February | CAISO 1-in-10 | 2 | 0.59511 | 0.56444 | 0.59511 | 0.56444 | 0 | 48.0874
| Tariff | Flat | Average Weekday | February | CAISO 1-in-10 | 3 | 0.56899 | 0.54152 | 0.56899 | 0.54152 | 0 | 47.2189
| Tariff | Flat | Average Weekday | February | CAISO 1-in-10 | 4 | 0.55795 | 0.53569 | 0.55795 | 0.53569 | 0 | 46.4675
| Tariff | Flat | Average Weekday | February | CAISO 1-in-10 | 5 | 0.56616 | 0.55079 | 0.56616 | 0.55079 | 0 | 45.8886
| Tariff | Flat | Average Weekday | February | CAISO 1-in-10 | 6 | 0.60118 | 0.60032 | 0.60118 | 0.60032 | 0 | 45.3355
| Tariff | Flat | Average Weekday | February | CAISO 1-in-10 | 7 | 0.66619 | 0.69376 | 0.66619 | 0.69376 | 0 | 44.9917
| Tariff | Flat | Average Weekday | February | CAISO 1-in-10 | 8 | 0.67872 | 0.68655 | 0.67872 | 0.68655 | 0 | 44.9229
| Tariff | Flat | Average Weekday | February | CAISO 1-in-10 | 9 | 0.61378 | 0.55263 | 0.61378 | 0.55263 | 0 | 46.5359
| Tariff | Flat | Average Weekday | February | CAISO 1-in-10 | 10 | 0.53096 | 0.4367 | 0.53096 | 0.4367 | 0 | 50.038
| Tariff | Flat | Average Weekday | February | CAISO 1-in-10 | 11 | 0.47826 | 0.35621 | 0.47826 | 0.35621 | 0 | 53.7194
| Tariff | Flat | Average Weekday | February | CAISO 1-in-10 | 12 | 0.46462 | 0.30955 | 0.46462 | 0.30955 | 0 | 56.7152
| Tariff | Flat | Average Weekday | February | CAISO 1-in-10 | 13 | 0.48689 | 0.29726 | 0.48689 | 0.29726 | 0 | 58.8148
| Tariff | Flat | Average Weekday | February | CAISO 1-in-10 | 14 | 0.51687 | 0.31364 | 0.51687 | 0.31364 | 0 | 60.2799
| Tariff | Flat | Average Weekday | February | CAISO 1-in-10 | 15 | 0.5703 | 0.36658 | 0.5703 | 0.36658 | 0 | 61.2781
| Tariff | Flat | Average Weekday | February | CAISO 1-in-10 | 16 | 0.64984 | 0.46448 | 0.64984 | 0.46448 | 0 | 61.727
| Tariff | Flat | Average Weekday | February | CAISO 1-in-10 | 17 | 0.77382 | 0.61828 | 0.77382 | 0.61828 | 0 | 61.4002
| Tariff | Flat | Average Weekday | February | CAISO 1-in-10 | 18 | 0.96221 | 0.83523 | 0.96221 | 0.83523 | 0 | 60.1611
| Tariff | Flat | Average Weekday | February | CAISO 1-in-10 | 19 | 1.0722 | 0.97009 | 1.0722 | 0.97009 | 0 | 57.8788
| Tariff | Flat | Average Weekday | February | CAISO 1-in-10 | 20 | 1.0903 | 1.0162 | 1.0903 | 1.0162 | 0 | 55.7796
| Tariff | Flat | Average Weekday | February | CAISO 1-in-10 | 21 | 1.0635 | 1.0102 | 1.0635 | 1.0102 | 0 | 54.1388
| Tariff | Flat | Average Weekday | February | CAISO 1-in-10 | 22 | 0.97674 | 0.94349 | 0.97674 | 0.94349 | 0 | 52.8483
| Tariff | Flat | Average Weekday | February | CAISO 1-in-10 | 23 | 0.84885 | 0.82272 | 0.84885 | 0.82272 | 0 | 51.6256
| Tariff | Flat | Average Weekday | February | CAISO 1-in-10 | 24 | 0.72599 | 0.6984 | 0.72599 | 0.6984 | 0 | 50.441
| Tariff | Flat | Average Weekday | February | CAISO 1-in-2 | 1 | 0.60435 | 0.56955 | 0.60435 | 0.56955 | 0 | 53.4732
| Tariff | Flat | Average Weekday | February | CAISO 1-in-2 | 2 | 0.55192 | 0.52124 | 0.55192 | 0.52124 | 0 | 52.5557
| Tariff | Flat | Average Weekday | February | CAISO 1-in-2 | 3 | 0.5248 | 0.49733 | 0.5248 | 0.49733 | 0 | 51.7615
| Tariff | Flat | Average Weekday | February | CAISO 1-in-2 | 4 | 0.51178 | 0.48952 | 0.51178 | 0.48952 | 0 | 50.9281
| Tariff | Flat | Average Weekday | February | CAISO 1-in-2 | 5 | 0.51619 | 0.50082 | 0.51619 | 0.50082 | 0 | 50.222
| Tariff | Flat | Average Weekday | February | CAISO 1-in-2 | 6 | 0.54705 | 0.54619 | 0.54705 | 0.54619 | 0 | 49.6273
| Tariff | Flat | Average Weekday | February | CAISO 1-in-2 | 7 | 0.60702 | 0.63459 | 0.60702 | 0.63459 | 0 | 49.2479
| Tariff | Flat | Average Weekday | February | CAISO 1-in-2 | 8 | 0.62302 | 0.63086 | 0.62302 | 0.63086 | 0 | 49.0585
| Tariff | Flat | Average Weekday | February | CAISO 1-in-2 | 9 | 0.56385 | 0.5027 | 0.56385 | 0.5027 | 0 | 50.5451
| Tariff | Flat | Average Weekday | February | CAISO 1-in-2 | 10 | 0.48377 | 0.38951 | 0.48377 | 0.38951 | 0 | 54.2346
| Tariff | Flat | Average Weekday | February | CAISO 1-in-2 | 11 | 0.43109 | 0.30903 | 0.43109 | 0.30903 | 0 | 58.2573
| Tariff | Flat | Average Weekday | February | CAISO 1-in-2 | 12 | 0.41411 | 0.25904 | 0.41411 | 0.25904 | 0 | 61.6166
| Tariff | Flat | Average Weekday | February | CAISO 1-in-2 | 13 | 0.43693 | 0.24729 | 0.43693 | 0.24729 | 0 | 64.108
| Tariff | Flat | Average Weekday | February | CAISO 1-in-2 | 14 | 0.46395 | 0.26073 | 0.46395 | 0.26073 | 0 | 65.7
| Tariff | Flat | Average Weekday | February | CAISO 1-in-2 | 15 | 0.51843 | 0.31471 | 0.51843 | 0.31471 | 0 | 66.5674
| Tariff | Flat | Average Weekday | February | CAISO 1-in-2 | 16 | 0.59996 | 0.41459 | 0.59996 | 0.41459 | 0 | 66.7819
| Tariff | Flat | Average Weekday | February | CAISO 1-in-2 | 17 | 0.71772 | 0.56218 | 0.71772 | 0.56218 | 0 | 66.3387
| Tariff | Flat | Average Weekday | February | CAISO 1-in-2 | 18 | 0.89299 | 0.76601 | 0.89299 | 0.76601 | 0 | 64.9823
| Tariff | Flat | Average Weekday | February | CAISO 1-in-2 | 19 | 1.001 | 0.89894 | 1.001 | 0.89894 | 0 | 62.4394
| Tariff | Flat | Average Weekday | February | CAISO 1-in-2 | 20 | 1.0314 | 0.95729 | 1.0314 | 0.95729 | 0 | 60.0772
| Tariff | Flat | Average Weekday | February | CAISO 1-in-2 | 21 | 1.012 | 0.95869 | 1.012 | 0.95869 | 0 | 58.4051
| Tariff | Flat | Average Weekday | February | CAISO 1-in-2 | 22 | 0.92581 | 0.89256 | 0.92581 | 0.89256 | 0 | 57.017
| Tariff | Flat | Average Weekday | February | CAISO 1-in-2 | 23 | 0.80007 | 0.77394 | 0.80007 | 0.77394 | 0 | 55.7156
| Tariff | Flat | Average Weekday | February | CAISO 1-in-2 | 24 | 0.67865 | 0.65106 | 0.67865 | 0.65106 | 0 | 54.553
| Tariff | Flat | Average Weekday | February | SCE 1-in-10 | 1 | 0.59658 | 0.56178 | 0.59658 | 0.56178 | 0 | 55.3056
| Tariff | Flat | Average Weekday | February | SCE 1-in-10 | 2 | 0.54195 | 0.51128 | 0.54195 | 0.51128 | 0 | 54.1583
| Tariff | Flat | Average Weekday | February | SCE 1-in-10 | 3 | 0.5128 | 0.48533 | 0.5128 | 0.48533 | 0 | 53.1867
| Tariff | Flat | Average Weekday | February | SCE 1-in-10 | 4 | 0.49798 | 0.47572 | 0.49798 | 0.47572 | 0 | 52.1688
| Tariff | Flat | Average Weekday | February | SCE 1-in-10 | 5 | 0.50013 | 0.48475 | 0.50013 | 0.48475 | 0 | 51.3555
| Tariff | Flat | Average Weekday | February | SCE 1-in-10 | 6 | 0.52801 | 0.52715 | 0.52801 | 0.52715 | 0 | 50.7453
| Tariff | Flat | Average Weekday | February | SCE 1-in-10 | 7 | 0.58338 | 0.61095 | 0.58338 | 0.61095 | 0 | 50.3317
| Tariff | Flat | Average Weekday | February | SCE 1-in-10 | 8 | 0.59689 | 0.60472 | 0.59689 | 0.60472 | 0 | 50.0955
| Tariff | Flat | Average Weekday | February | SCE 1-in-10 | 9 | 0.53964 | 0.47849 | 0.53964 | 0.47849 | 0 | 51.8652
| Tariff | Flat | Average Weekday | February | SCE 1-in-10 | 10 | 0.46185 | 0.36759 | 0.46185 | 0.36759 | 0 | 56.0654
| Tariff | Flat | Average Weekday | February | SCE 1-in-10 | 11 | 0.4077 | 0.28564 | 0.4077 | 0.28564 | 0 | 60.6555
| Tariff | Flat | Average Weekday | February | SCE 1-in-10 | 12 | 0.38655 | 0.23148 | 0.38655 | 0.23148 | 0 | 64.4072
| Tariff | Flat | Average Weekday | February | SCE 1-in-10 | 13 | 0.40048 | 0.21085 | 0.40048 | 0.21085 | 0 | 67.0932
| Tariff | Flat | Average Weekday | February | SCE 1-in-10 | 14 | 0.43138 | 0.22815 | 0.43138 | 0.22815 | 0 | 68.8799
| Tariff | Flat | Average Weekday | February | SCE 1-in-10 | 15 | 0.49342 | 0.28969 | 0.49342 | 0.28969 | 0 | 69.7895
| Tariff | Flat | Average Weekday | February | SCE 1-in-10 | 16 | 0.58134 | 0.39598 | 0.58134 | 0.39598 | 0 | 70.1887
| Tariff | Flat | Average Weekday | February | SCE 1-in-10 | 17 | 0.69993 | 0.54438 | 0.69993 | 0.54438 | 0 | 69.7063
| Tariff | Flat | Average Weekday | February | SCE 1-in-10 | 18 | 0.86511 | 0.73814 | 0.86511 | 0.73814 | 0 | 68.2063
| Tariff | Flat | Average Weekday | February | SCE 1-in-10 | 19 | 0.98037 | 0.87828 | 0.98037 | 0.87828 | 0 | 65.2554
| Tariff | Flat | Average Weekday | February | SCE 1-in-10 | 20 | 1.0128 | 0.93871 | 1.0128 | 0.93871 | 0 | 62.5197
| Tariff | Flat | Average Weekday | February | SCE 1-in-10 | 21 | 1.0004 | 0.94709 | 1.0004 | 0.94709 | 0 | 60.6137
| Tariff | Flat | Average Weekday | February | SCE 1-in-10 | 22 | 0.91746 | 0.88421 | 0.91746 | 0.88421 | 0 | 59.0226
| Tariff | Flat | Average Weekday | February | SCE 1-in-10 | 23 | 0.7917 | 0.76557 | 0.7917 | 0.76557 | 0 | 57.4828
| Tariff | Flat | Average Weekday | February | SCE 1-in-10 | 24 | 0.66981 | 0.64223 | 0.66981 | 0.64223 | 0 | 56.183
| Tariff | Flat | Average Weekday | February | SCE 1-in-2 | 1 | 0.61421 | 0.5794 | 0.61421 | 0.5794 | 0 | 52.2219
| Tariff | Flat | Average Weekday | February | SCE 1-in-2 | 2 | 0.56184 | 0.53117 | 0.56184 | 0.53117 | 0 | 51.3673
| Tariff | Flat | Average Weekday | February | SCE 1-in-2 | 3 | 0.53498 | 0.50751 | 0.53498 | 0.50751 | 0 | 50.5543
| Tariff | Flat | Average Weekday | February | SCE 1-in-2 | 4 | 0.52243 | 0.50017 | 0.52243 | 0.50017 | 0 | 49.8085
| Tariff | Flat | Average Weekday | February | SCE 1-in-2 | 5 | 0.52774 | 0.51236 | 0.52774 | 0.51236 | 0 | 49.2169
| Tariff | Flat | Average Weekday | February | SCE 1-in-2 | 6 | 0.55957 | 0.55871 | 0.55957 | 0.55871 | 0 | 48.6709
| Tariff | Flat | Average Weekday | February | SCE 1-in-2 | 7 | 0.62074 | 0.64831 | 0.62074 | 0.64831 | 0 | 48.2848
| Tariff | Flat | Average Weekday | February | SCE 1-in-2 | 8 | 0.63599 | 0.64383 | 0.63599 | 0.64383 | 0 | 48.1526
| Tariff | Flat | Average Weekday | February | SCE 1-in-2 | 9 | 0.57549 | 0.51434 | 0.57549 | 0.51434 | 0 | 49.6824
| Tariff | Flat | Average Weekday | February | SCE 1-in-2 | 10 | 0.49476 | 0.4005 | 0.49476 | 0.4005 | 0 | 53.2509
| Tariff | Flat | Average Weekday | February | SCE 1-in-2 | 11 | 0.44208 | 0.32002 | 0.44208 | 0.32002 | 0 | 57.0922
| Tariff | Flat | Average Weekday | February | SCE 1-in-2 | 12 | 0.42581 | 0.27074 | 0.42581 | 0.27074 | 0 | 60.4954
| Tariff | Flat | Average Weekday | February | SCE 1-in-2 | 13 | 0.45091 | 0.26127 | 0.45091 | 0.26127 | 0 | 63.0443
| Tariff | Flat | Average Weekday | February | SCE 1-in-2 | 14 | 0.47908 | 0.27585 | 0.47908 | 0.27585 | 0 | 64.711
| Tariff | Flat | Average Weekday | February | SCE 1-in-2 | 15 | 0.53118 | 0.32746 | 0.53118 | 0.32746 | 0 | 65.6352
| Tariff | Flat | Average Weekday | February | SCE 1-in-2 | 16 | 0.61111 | 0.42574 | 0.61111 | 0.42574 | 0 | 65.8612
| Tariff | Flat | Average Weekday | February | SCE 1-in-2 | 17 | 0.72991 | 0.57436 | 0.72991 | 0.57436 | 0 | 65.3518
| Tariff | Flat | Average Weekday | February | SCE 1-in-2 | 18 | 0.90971 | 0.78273 | 0.90971 | 0.78273 | 0 | 63.9259
| Tariff | Flat | Average Weekday | February | SCE 1-in-2 | 19 | 1.0174 | 0.91532 | 1.0174 | 0.91532 | 0 | 61.2562
| Tariff | Flat | Average Weekday | February | SCE 1-in-2 | 20 | 1.0449 | 0.97079 | 1.0449 | 0.97079 | 0 | 58.8993
| Tariff | Flat | Average Weekday | February | SCE 1-in-2 | 21 | 1.0238 | 0.97053 | 1.0238 | 0.97053 | 0 | 57.2315
| Tariff | Flat | Average Weekday | February | SCE 1-in-2 | 22 | 0.93747 | 0.90422 | 0.93747 | 0.90422 | 0 | 55.938
| Tariff | Flat | Average Weekday | February | SCE 1-in-2 | 23 | 0.81124 | 0.78511 | 0.81124 | 0.78511 | 0 | 54.6899
| Tariff | Flat | Average Weekday | February | SCE 1-in-2 | 24 | 0.6895 | 0.66191 | 0.6895 | 0.66191 | 0 | 53.5176
| Tariff | Flat | Average Weekday | January | CAISO 1-in-10 | 1 | 0.64905 | 0.61425 | 0.64905 | 0.61425 | 0 | 49.5741
| Tariff | Flat | Average Weekday | January | CAISO 1-in-10 | 2 | 0.5968 | 0.56612 | 0.5968 | 0.56612 | 0 | 48.7615
| Tariff | Flat | Average Weekday | January | CAISO 1-in-10 | 3 | 0.57071 | 0.54324 | 0.57071 | 0.54324 | 0 | 48.1246
| Tariff | Flat | Average Weekday | January | CAISO 1-in-10 | 4 | 0.55974 | 0.53748 | 0.55974 | 0.53748 | 0 | 47.4565
| Tariff | Flat | Average Weekday | January | CAISO 1-in-10 | 5 | 0.5681 | 0.55273 | 0.5681 | 0.55273 | 0 | 46.8161
| Tariff | Flat | Average Weekday | January | CAISO 1-in-10 | 6 | 0.60328 | 0.60242 | 0.60328 | 0.60242 | 0 | 46.2578
| Tariff | Flat | Average Weekday | January | CAISO 1-in-10 | 7 | 0.66847 | 0.69604 | 0.66847 | 0.69604 | 0 | 45.8014
| Tariff | Flat | Average Weekday | January | CAISO 1-in-10 | 8 | 0.68086 | 0.6887 | 0.68086 | 0.6887 | 0 | 45.6164
| Tariff | Flat | Average Weekday | January | CAISO 1-in-10 | 9 | 0.6157 | 0.55455 | 0.6157 | 0.55455 | 0 | 46.2317
| Tariff | Flat | Average Weekday | January | CAISO 1-in-10 | 10 | 0.53277 | 0.43851 | 0.53277 | 0.43851 | 0 | 49.0589
| Tariff | Flat | Average Weekday | January | CAISO 1-in-10 | 11 | 0.48008 | 0.35802 | 0.48008 | 0.35802 | 0 | 52.6022
| Tariff | Flat | Average Weekday | January | CAISO 1-in-10 | 12 | 0.46653 | 0.31147 | 0.46653 | 0.31147 | 0 | 55.7891
| Tariff | Flat | Average Weekday | January | CAISO 1-in-10 | 13 | 0.48864 | 0.299 | 0.48864 | 0.299 | 0 | 58.037
| Tariff | Flat | Average Weekday | January | CAISO 1-in-10 | 14 | 0.51875 | 0.31553 | 0.51875 | 0.31553 | 0 | 59.5568
| Tariff | Flat | Average Weekday | January | CAISO 1-in-10 | 15 | 0.57227 | 0.36854 | 0.57227 | 0.36854 | 0 | 60.501
| Tariff | Flat | Average Weekday | January | CAISO 1-in-10 | 16 | 0.65178 | 0.46641 | 0.65178 | 0.46641 | 0 | 60.8857
| Tariff | Flat | Average Weekday | January | CAISO 1-in-10 | 17 | 0.77596 | 0.62041 | 0.77596 | 0.62041 | 0 | 60.5121
| Tariff | Flat | Average Weekday | January | CAISO 1-in-10 | 18 | 0.96497 | 0.838 | 0.96497 | 0.838 | 0 | 59.0741
| Tariff | Flat | Average Weekday | January | CAISO 1-in-10 | 19 | 1.0749 | 0.97285 | 1.0749 | 0.97285 | 0 | 56.8236
| Tariff | Flat | Average Weekday | January | CAISO 1-in-10 | 20 | 1.0925 | 1.0185 | 1.0925 | 1.0185 | 0 | 55.1316
| Tariff | Flat | Average Weekday | January | CAISO 1-in-10 | 21 | 1.0655 | 1.0122 | 1.0655 | 1.0122 | 0 | 53.8286
| Tariff | Flat | Average Weekday | January | CAISO 1-in-10 | 22 | 0.97873 | 0.94548 | 0.97873 | 0.94548 | 0 | 52.662
| Tariff | Flat | Average Weekday | January | CAISO 1-in-10 | 23 | 0.85075 | 0.82463 | 0.85075 | 0.82463 | 0 | 51.5054
| Tariff | Flat | Average Weekday | January | CAISO 1-in-10 | 24 | 0.72784 | 0.70025 | 0.72784 | 0.70025 | 0 | 50.5626
| Tariff | Flat | Average Weekday | January | CAISO 1-in-2 | 1 | 0.60997 | 0.57517 | 0.60997 | 0.57517 | 0 | 52.585
| Tariff | Flat | Average Weekday | January | CAISO 1-in-2 | 2 | 0.55766 | 0.52699 | 0.55766 | 0.52699 | 0 | 51.7364
| Tariff | Flat | Average Weekday | January | CAISO 1-in-2 | 3 | 0.53076 | 0.50329 | 0.53076 | 0.50329 | 0 | 51.0267
| Tariff | Flat | Average Weekday | January | CAISO 1-in-2 | 4 | 0.51806 | 0.4958 | 0.51806 | 0.4958 | 0 | 50.509
| Tariff | Flat | Average Weekday | January | CAISO 1-in-2 | 5 | 0.52305 | 0.50767 | 0.52305 | 0.50767 | 0 | 49.8183
| Tariff | Flat | Average Weekday | January | CAISO 1-in-2 | 6 | 0.55455 | 0.55369 | 0.55455 | 0.55369 | 0 | 49.3105
| Tariff | Flat | Average Weekday | January | CAISO 1-in-2 | 7 | 0.61535 | 0.64292 | 0.61535 | 0.64292 | 0 | 49.0148
| Tariff | Flat | Average Weekday | January | CAISO 1-in-2 | 8 | 0.63104 | 0.63888 | 0.63104 | 0.63888 | 0 | 48.8728
| Tariff | Flat | Average Weekday | January | CAISO 1-in-2 | 9 | 0.57107 | 0.50992 | 0.57107 | 0.50992 | 0 | 49.5126
| Tariff | Flat | Average Weekday | January | CAISO 1-in-2 | 10 | 0.49055 | 0.39629 | 0.49055 | 0.39629 | 0 | 52.6176
| Tariff | Flat | Average Weekday | January | CAISO 1-in-2 | 11 | 0.43791 | 0.31585 | 0.43791 | 0.31585 | 0 | 56.7237
| Tariff | Flat | Average Weekday | January | CAISO 1-in-2 | 12 | 0.42187 | 0.26681 | 0.42187 | 0.26681 | 0 | 60.3823
| Tariff | Flat | Average Weekday | January | CAISO 1-in-2 | 13 | 0.44622 | 0.25659 | 0.44622 | 0.25659 | 0 | 63.2559
| Tariff | Flat | Average Weekday | January | CAISO 1-in-2 | 14 | 0.47208 | 0.26886 | 0.47208 | 0.26886 | 0 | 65.169
| Tariff | Flat | Average Weekday | January | CAISO 1-in-2 | 15 | 0.52546 | 0.32174 | 0.52546 | 0.32174 | 0 | 66.3146
| Tariff | Flat | Average Weekday | January | CAISO 1-in-2 | 16 | 0.6076 | 0.42223 | 0.6076 | 0.42223 | 0 | 66.7501
| Tariff | Flat | Average Weekday | January | CAISO 1-in-2 | 17 | 0.72602 | 0.57048 | 0.72602 | 0.57048 | 0 | 66.179
| Tariff | Flat | Average Weekday | January | CAISO 1-in-2 | 18 | 0.90293 | 0.77596 | 0.90293 | 0.77596 | 0 | 64.392
| Tariff | Flat | Average Weekday | January | CAISO 1-in-2 | 19 | 1.0109 | 0.90879 | 1.0109 | 0.90879 | 0 | 61.5435
| Tariff | Flat | Average Weekday | January | CAISO 1-in-2 | 20 | 1.0393 | 0.96527 | 1.0393 | 0.96527 | 0 | 59.4667
| Tariff | Flat | Average Weekday | January | CAISO 1-in-2 | 21 | 1.0188 | 0.96554 | 1.0188 | 0.96554 | 0 | 57.877
| Tariff | Flat | Average Weekday | January | CAISO 1-in-2 | 22 | 0.93243 | 0.89918 | 0.93243 | 0.89918 | 0 | 56.4325
| Tariff | Flat | Average Weekday | January | CAISO 1-in-2 | 23 | 0.80642 | 0.78029 | 0.80642 | 0.78029 | 0 | 55.0978
| Tariff | Flat | Average Weekday | January | CAISO 1-in-2 | 24 | 0.68485 | 0.65726 | 0.68485 | 0.65726 | 0 | 53.9521
| Tariff | Flat | Average Weekday | January | SCE 1-in-10 | 1 | 0.64905 | 0.61425 | 0.64905 | 0.61425 | 0 | 49.5741
| Tariff | Flat | Average Weekday | January | SCE 1-in-10 | 2 | 0.5968 | 0.56612 | 0.5968 | 0.56612 | 0 | 48.7615
| Tariff | Flat | Average Weekday | January | SCE 1-in-10 | 3 | 0.57071 | 0.54324 | 0.57071 | 0.54324 | 0 | 48.1246
| Tariff | Flat | Average Weekday | January | SCE 1-in-10 | 4 | 0.55974 | 0.53748 | 0.55974 | 0.53748 | 0 | 47.4565
| Tariff | Flat | Average Weekday | January | SCE 1-in-10 | 5 | 0.5681 | 0.55273 | 0.5681 | 0.55273 | 0 | 46.8161
| Tariff | Flat | Average Weekday | January | SCE 1-in-10 | 6 | 0.60328 | 0.60242 | 0.60328 | 0.60242 | 0 | 46.2578
| Tariff | Flat | Average Weekday | January | SCE 1-in-10 | 7 | 0.66847 | 0.69604 | 0.66847 | 0.69604 | 0 | 45.8014
| Tariff | Flat | Average Weekday | January | SCE 1-in-10 | 8 | 0.68086 | 0.6887 | 0.68086 | 0.6887 | 0 | 45.6164
| Tariff | Flat | Average Weekday | January | SCE 1-in-10 | 9 | 0.6157 | 0.55455 | 0.6157 | 0.55455 | 0 | 46.2317
| Tariff | Flat | Average Weekday | January | SCE 1-in-10 | 10 | 0.53277 | 0.43851 | 0.53277 | 0.43851 | 0 | 49.0589
| Tariff | Flat | Average Weekday | January | SCE 1-in-10 | 11 | 0.48008 | 0.35802 | 0.48008 | 0.35802 | 0 | 52.6022
| Tariff | Flat | Average Weekday | January | SCE 1-in-10 | 12 | 0.46653 | 0.31147 | 0.46653 | 0.31147 | 0 | 55.7891
| Tariff | Flat | Average Weekday | January | SCE 1-in-10 | 13 | 0.48864 | 0.299 | 0.48864 | 0.299 | 0 | 58.037
| Tariff | Flat | Average Weekday | January | SCE 1-in-10 | 14 | 0.51875 | 0.31553 | 0.51875 | 0.31553 | 0 | 59.5568
| Tariff | Flat | Average Weekday | January | SCE 1-in-10 | 15 | 0.57227 | 0.36854 | 0.57227 | 0.36854 | 0 | 60.501
| Tariff | Flat | Average Weekday | January | SCE 1-in-10 | 16 | 0.65178 | 0.46641 | 0.65178 | 0.46641 | 0 | 60.8857
| Tariff | Flat | Average Weekday | January | SCE 1-in-10 | 17 | 0.77596 | 0.62041 | 0.77596 | 0.62041 | 0 | 60.5121
| Tariff | Flat | Average Weekday | January | SCE 1-in-10 | 18 | 0.96497 | 0.838 | 0.96497 | 0.838 | 0 | 59.0741
| Tariff | Flat | Average Weekday | January | SCE 1-in-10 | 19 | 1.0749 | 0.97285 | 1.0749 | 0.97285 | 0 | 56.8236
| Tariff | Flat | Average Weekday | January | SCE 1-in-10 | 20 | 1.0925 | 1.0185 | 1.0925 | 1.0185 | 0 | 55.1316
| Tariff | Flat | Average Weekday | January | SCE 1-in-10 | 21 | 1.0655 | 1.0122 | 1.0655 | 1.0122 | 0 | 53.8286
| Tariff | Flat | Average Weekday | January | SCE 1-in-10 | 22 | 0.97873 | 0.94548 | 0.97873 | 0.94548 | 0 | 52.662
| Tariff | Flat | Average Weekday | January | SCE 1-in-10 | 23 | 0.85075 | 0.82463 | 0.85075 | 0.82463 | 0 | 51.5054
| Tariff | Flat | Average Weekday | January | SCE 1-in-10 | 24 | 0.72784 | 0.70025 | 0.72784 | 0.70025 | 0 | 50.5626
| Tariff | Flat | Average Weekday | January | SCE 1-in-2 | 1 | 0.60772 | 0.57292 | 0.60772 | 0.57292 | 0 | 52.5137
| Tariff | Flat | Average Weekday | January | SCE 1-in-2 | 2 | 0.55541 | 0.52473 | 0.55541 | 0.52473 | 0 | 51.5356
| Tariff | Flat | Average Weekday | January | SCE 1-in-2 | 3 | 0.52846 | 0.50099 | 0.52846 | 0.50099 | 0 | 50.7461
| Tariff | Flat | Average Weekday | January | SCE 1-in-2 | 4 | 0.51566 | 0.4934 | 0.51566 | 0.4934 | 0 | 50.1533
| Tariff | Flat | Average Weekday | January | SCE 1-in-2 | 5 | 0.52045 | 0.50508 | 0.52045 | 0.50508 | 0 | 49.483
| Tariff | Flat | Average Weekday | January | SCE 1-in-2 | 6 | 0.55174 | 0.55088 | 0.55174 | 0.55088 | 0 | 48.9489
| Tariff | Flat | Average Weekday | January | SCE 1-in-2 | 7 | 0.61229 | 0.63986 | 0.61229 | 0.63986 | 0 | 48.7188
| Tariff | Flat | Average Weekday | January | SCE 1-in-2 | 8 | 0.62817 | 0.63601 | 0.62817 | 0.63601 | 0 | 48.554
| Tariff | Flat | Average Weekday | January | SCE 1-in-2 | 9 | 0.5685 | 0.50735 | 0.5685 | 0.50735 | 0 | 49.2331
| Tariff | Flat | Average Weekday | January | SCE 1-in-2 | 10 | 0.48812 | 0.39386 | 0.48812 | 0.39386 | 0 | 52.5981
| Tariff | Flat | Average Weekday | January | SCE 1-in-2 | 11 | 0.43548 | 0.31342 | 0.43548 | 0.31342 | 0 | 57.0268
| Tariff | Flat | Average Weekday | January | SCE 1-in-2 | 12 | 0.41881 | 0.26374 | 0.41881 | 0.26374 | 0 | 60.991
| Tariff | Flat | Average Weekday | January | SCE 1-in-2 | 13 | 0.44068 | 0.25104 | 0.44068 | 0.25104 | 0 | 63.9502
| Tariff | Flat | Average Weekday | January | SCE 1-in-2 | 14 | 0.46522 | 0.262 | 0.46522 | 0.262 | 0 | 65.9622
| Tariff | Flat | Average Weekday | January | SCE 1-in-2 | 15 | 0.52141 | 0.31769 | 0.52141 | 0.31769 | 0 | 67.2206
| Tariff | Flat | Average Weekday | January | SCE 1-in-2 | 16 | 0.60612 | 0.42076 | 0.60612 | 0.42076 | 0 | 67.6712
| Tariff | Flat | Average Weekday | January | SCE 1-in-2 | 17 | 0.72469 | 0.56915 | 0.72469 | 0.56915 | 0 | 67.1191
| Tariff | Flat | Average Weekday | January | SCE 1-in-2 | 18 | 0.89754 | 0.77056 | 0.89754 | 0.77056 | 0 | 65.2043
| Tariff | Flat | Average Weekday | January | SCE 1-in-2 | 19 | 1.0072 | 0.9051 | 1.0072 | 0.9051 | 0 | 62.1466
| Tariff | Flat | Average Weekday | January | SCE 1-in-2 | 20 | 1.0363 | 0.9622 | 1.0363 | 0.9622 | 0 | 59.8875
| Tariff | Flat | Average Weekday | January | SCE 1-in-2 | 21 | 1.0162 | 0.96285 | 1.0162 | 0.96285 | 0 | 58.2279
| Tariff | Flat | Average Weekday | January | SCE 1-in-2 | 22 | 0.92976 | 0.89651 | 0.92976 | 0.89651 | 0 | 56.7319
| Tariff | Flat | Average Weekday | January | SCE 1-in-2 | 23 | 0.80387 | 0.77774 | 0.80387 | 0.77774 | 0 | 55.3581
| Tariff | Flat | Average Weekday | January | SCE 1-in-2 | 24 | 0.68237 | 0.65479 | 0.68237 | 0.65479 | 0 | 54.1667
| Tariff | Flat | Average Weekday | July | CAISO 1-in-10 | 1 | 1.1115 | 1.0767 | 1.1115 | 1.0767 | 0 | 73.697
| Tariff | Flat | Average Weekday | July | CAISO 1-in-10 | 2 | 0.94077 | 0.91009 | 0.94077 | 0.91009 | 0 | 72.7787
| Tariff | Flat | Average Weekday | July | CAISO 1-in-10 | 3 | 0.8304 | 0.80293 | 0.8304 | 0.80293 | 0 | 71.9754
| Tariff | Flat | Average Weekday | July | CAISO 1-in-10 | 4 | 0.75545 | 0.73319 | 0.75545 | 0.73319 | 0 | 71.3356
| Tariff | Flat | Average Weekday | July | CAISO 1-in-10 | 5 | 0.70501 | 0.68963 | 0.70501 | 0.68963 | 0 | 70.7744
| Tariff | Flat | Average Weekday | July | CAISO 1-in-10 | 6 | 0.68215 | 0.68129 | 0.68215 | 0.68129 | 0 | 70.2994
| Tariff | Flat | Average Weekday | July | CAISO 1-in-10 | 7 | 0.68288 | 0.71045 | 0.68288 | 0.71045 | 0 | 70.0177
| Tariff | Flat | Average Weekday | July | CAISO 1-in-10 | 8 | 0.71927 | 0.72711 | 0.71927 | 0.72711 | 0 | 70.5057
| Tariff | Flat | Average Weekday | July | CAISO 1-in-10 | 9 | 0.76023 | 0.69908 | 0.76023 | 0.69908 | 0 | 72.927
| Tariff | Flat | Average Weekday | July | CAISO 1-in-10 | 10 | 0.75593 | 0.66167 | 0.75593 | 0.66167 | 0 | 76.2515
| Tariff | Flat | Average Weekday | July | CAISO 1-in-10 | 11 | 0.82449 | 0.70243 | 0.82449 | 0.70243 | 0 | 79.8731
| Tariff | Flat | Average Weekday | July | CAISO 1-in-10 | 12 | 1.0132 | 0.85813 | 1.0132 | 0.85813 | 0 | 83.2012
| Tariff | Flat | Average Weekday | July | CAISO 1-in-10 | 13 | 1.2771 | 1.0875 | 1.2771 | 1.0875 | 0 | 85.7748
| Tariff | Flat | Average Weekday | July | CAISO 1-in-10 | 14 | 1.5524 | 1.3492 | 1.5524 | 1.3492 | 0 | 87.6858
| Tariff | Flat | Average Weekday | July | CAISO 1-in-10 | 15 | 1.825 | 1.6213 | 1.825 | 1.6213 | 0 | 88.9817
| Tariff | Flat | Average Weekday | July | CAISO 1-in-10 | 16 | 2.0871 | 1.9017 | 2.0871 | 1.9017 | 0 | 89.6908
| Tariff | Flat | Average Weekday | July | CAISO 1-in-10 | 17 | 2.3009 | 2.1454 | 1.3879 | 1.1983 | 0.01518 | 89.6973
| Tariff | Flat | Average Weekday | July | CAISO 1-in-10 | 18 | 2.4578 | 2.3308 | 1.9527 | 1.7962 | 0.082937 | 88.9231
| Tariff | Flat | Average Weekday | July | CAISO 1-in-10 | 19 | 2.4551 | 2.353 | 2.2103 | 2.0017 | 0.041855 | 87.4167
| Tariff | Flat | Average Weekday | July | CAISO 1-in-10 | 20 | 2.2875 | 2.2135 | 2.0859 | 1.9633 | 0.018021 | 85.0464
| Tariff | Flat | Average Weekday | July | CAISO 1-in-10 | 21 | 2.1431 | 2.0898 | 1.9745 | 1.8727 | 0.024678 | 81.8077
| Tariff | Flat | Average Weekday | July | CAISO 1-in-10 | 22 | 1.9485 | 1.9152 | 2.3391 | 2.3706 | 0.036127 | 78.5622
| Tariff | Flat | Average Weekday | July | CAISO 1-in-10 | 23 | 1.6625 | 1.6364 | 1.767 | 1.7624 | 0.020867 | 76.5925
| Tariff | Flat | Average Weekday | July | CAISO 1-in-10 | 24 | 1.3634 | 1.3358 | 1.4267 | 1.3867 | 0.015813 | 75.2392
| Tariff | Flat | Average Weekday | July | CAISO 1-in-2 | 1 | 0.9001 | 0.86529 | 0.9001 | 0.86529 | 0 | 69.5671
| Tariff | Flat | Average Weekday | July | CAISO 1-in-2 | 2 | 0.76198 | 0.73131 | 0.76198 | 0.73131 | 0 | 68.6851
| Tariff | Flat | Average Weekday | July | CAISO 1-in-2 | 3 | 0.67459 | 0.64712 | 0.67459 | 0.64712 | 0 | 67.9141
| Tariff | Flat | Average Weekday | July | CAISO 1-in-2 | 4 | 0.61889 | 0.59663 | 0.61889 | 0.59663 | 0 | 67.2311
| Tariff | Flat | Average Weekday | July | CAISO 1-in-2 | 5 | 0.58496 | 0.56958 | 0.58496 | 0.56958 | 0 | 66.6427
| Tariff | Flat | Average Weekday | July | CAISO 1-in-2 | 6 | 0.57386 | 0.573 | 0.57386 | 0.573 | 0 | 66.1054
| Tariff | Flat | Average Weekday | July | CAISO 1-in-2 | 7 | 0.58381 | 0.61138 | 0.58381 | 0.61138 | 0 | 65.704
| Tariff | Flat | Average Weekday | July | CAISO 1-in-2 | 8 | 0.60092 | 0.60876 | 0.60092 | 0.60876 | 0 | 66.1532
| Tariff | Flat | Average Weekday | July | CAISO 1-in-2 | 9 | 0.61441 | 0.55326 | 0.61441 | 0.55326 | 0 | 68.3229
| Tariff | Flat | Average Weekday | July | CAISO 1-in-2 | 10 | 0.58962 | 0.49536 | 0.58962 | 0.49536 | 0 | 71.2542
| Tariff | Flat | Average Weekday | July | CAISO 1-in-2 | 11 | 0.59535 | 0.47329 | 0.59535 | 0.47329 | 0 | 74.5076
| Tariff | Flat | Average Weekday | July | CAISO 1-in-2 | 12 | 0.69237 | 0.5373 | 0.69237 | 0.5373 | 0 | 77.7676
| Tariff | Flat | Average Weekday | July | CAISO 1-in-2 | 13 | 0.85702 | 0.66739 | 0.85702 | 0.66739 | 0 | 80.4327
| Tariff | Flat | Average Weekday | July | CAISO 1-in-2 | 14 | 1.0474 | 0.84415 | 1.0474 | 0.84415 | 0 | 82.4717
| Tariff | Flat | Average Weekday | July | CAISO 1-in-2 | 15 | 1.263 | 1.0593 | 1.263 | 1.0593 | 0 | 83.9725
| Tariff | Flat | Average Weekday | July | CAISO 1-in-2 | 16 | 1.4936 | 1.3082 | 1.4936 | 1.3082 | 0 | 84.6858
| Tariff | Flat | Average Weekday | July | CAISO 1-in-2 | 17 | 1.7028 | 1.5473 | 0.8899 | 0.70027 | 0.020367 | 84.8672
| Tariff | Flat | Average Weekday | July | CAISO 1-in-2 | 18 | 1.8692 | 1.7422 | 1.4659 | 1.3094 | 0.11448 | 84.1777
| Tariff | Flat | Average Weekday | July | CAISO 1-in-2 | 19 | 1.9019 | 1.7998 | 1.7491 | 1.5405 | 0.060006 | 82.6608
| Tariff | Flat | Average Weekday | July | CAISO 1-in-2 | 20 | 1.7991 | 1.725 | 1.6444 | 1.5218 | 0.027633 | 80.4451
| Tariff | Flat | Average Weekday | July | CAISO 1-in-2 | 21 | 1.704 | 1.6507 | 1.581 | 1.4792 | 0.034545 | 77.3393
| Tariff | Flat | Average Weekday | July | CAISO 1-in-2 | 22 | 1.5508 | 1.5175 | 1.9244 | 1.9559 | 0.053846 | 74.0521
| Tariff | Flat | Average Weekday | July | CAISO 1-in-2 | 23 | 1.3225 | 1.2964 | 1.3775 | 1.3729 | 0.031872 | 71.9457
| Tariff | Flat | Average Weekday | July | CAISO 1-in-2 | 24 | 1.083 | 1.0554 | 1.1122 | 1.0723 | 0.02449 | 70.5596
| Tariff | Flat | Average Weekday | July | SCE 1-in-10 | 1 | 1.1115 | 1.0767 | 1.1115 | 1.0767 | 0 | 73.697
| Tariff | Flat | Average Weekday | July | SCE 1-in-10 | 2 | 0.94077 | 0.91009 | 0.94077 | 0.91009 | 0 | 72.7787
| Tariff | Flat | Average Weekday | July | SCE 1-in-10 | 3 | 0.8304 | 0.80293 | 0.8304 | 0.80293 | 0 | 71.9754
| Tariff | Flat | Average Weekday | July | SCE 1-in-10 | 4 | 0.75545 | 0.73319 | 0.75545 | 0.73319 | 0 | 71.3356
| Tariff | Flat | Average Weekday | July | SCE 1-in-10 | 5 | 0.70501 | 0.68963 | 0.70501 | 0.68963 | 0 | 70.7744
| Tariff | Flat | Average Weekday | July | SCE 1-in-10 | 6 | 0.68215 | 0.68129 | 0.68215 | 0.68129 | 0 | 70.2994
| Tariff | Flat | Average Weekday | July | SCE 1-in-10 | 7 | 0.68288 | 0.71045 | 0.68288 | 0.71045 | 0 | 70.0177
| Tariff | Flat | Average Weekday | July | SCE 1-in-10 | 8 | 0.71927 | 0.72711 | 0.71927 | 0.72711 | 0 | 70.5057
| Tariff | Flat | Average Weekday | July | SCE 1-in-10 | 9 | 0.76023 | 0.69908 | 0.76023 | 0.69908 | 0 | 72.927
| Tariff | Flat | Average Weekday | July | SCE 1-in-10 | 10 | 0.75593 | 0.66167 | 0.75593 | 0.66167 | 0 | 76.2515
| Tariff | Flat | Average Weekday | July | SCE 1-in-10 | 11 | 0.82449 | 0.70243 | 0.82449 | 0.70243 | 0 | 79.8731
| Tariff | Flat | Average Weekday | July | SCE 1-in-10 | 12 | 1.0132 | 0.85813 | 1.0132 | 0.85813 | 0 | 83.2012
| Tariff | Flat | Average Weekday | July | SCE 1-in-10 | 13 | 1.2771 | 1.0875 | 1.2771 | 1.0875 | 0 | 85.7748
| Tariff | Flat | Average Weekday | July | SCE 1-in-10 | 14 | 1.5524 | 1.3492 | 1.5524 | 1.3492 | 0 | 87.6858
| Tariff | Flat | Average Weekday | July | SCE 1-in-10 | 15 | 1.825 | 1.6213 | 1.825 | 1.6213 | 0 | 88.9817
| Tariff | Flat | Average Weekday | July | SCE 1-in-10 | 16 | 2.0871 | 1.9017 | 2.0871 | 1.9017 | 0 | 89.6908
| Tariff | Flat | Average Weekday | July | SCE 1-in-10 | 17 | 2.3009 | 2.1454 | 1.3879 | 1.1983 | 0.01518 | 89.6973
| Tariff | Flat | Average Weekday | July | SCE 1-in-10 | 18 | 2.4578 | 2.3308 | 1.9527 | 1.7962 | 0.082937 | 88.9231
| Tariff | Flat | Average Weekday | July | SCE 1-in-10 | 19 | 2.4551 | 2.353 | 2.2103 | 2.0017 | 0.041855 | 87.4167
| Tariff | Flat | Average Weekday | July | SCE 1-in-10 | 20 | 2.2875 | 2.2135 | 2.0859 | 1.9633 | 0.018021 | 85.0464
| Tariff | Flat | Average Weekday | July | SCE 1-in-10 | 21 | 2.1431 | 2.0898 | 1.9745 | 1.8727 | 0.024678 | 81.8077
| Tariff | Flat | Average Weekday | July | SCE 1-in-10 | 22 | 1.9485 | 1.9152 | 2.3391 | 2.3706 | 0.036127 | 78.5622
| Tariff | Flat | Average Weekday | July | SCE 1-in-10 | 23 | 1.6625 | 1.6364 | 1.767 | 1.7624 | 0.020867 | 76.5925
| Tariff | Flat | Average Weekday | July | SCE 1-in-10 | 24 | 1.3634 | 1.3358 | 1.4267 | 1.3867 | 0.015813 | 75.2392
| Tariff | Flat | Average Weekday | July | SCE 1-in-2 | 1 | 0.9001 | 0.86529 | 0.9001 | 0.86529 | 0 | 69.5671
| Tariff | Flat | Average Weekday | July | SCE 1-in-2 | 2 | 0.76198 | 0.73131 | 0.76198 | 0.73131 | 0 | 68.6851
| Tariff | Flat | Average Weekday | July | SCE 1-in-2 | 3 | 0.67459 | 0.64712 | 0.67459 | 0.64712 | 0 | 67.9141
| Tariff | Flat | Average Weekday | July | SCE 1-in-2 | 4 | 0.61889 | 0.59663 | 0.61889 | 0.59663 | 0 | 67.2311
| Tariff | Flat | Average Weekday | July | SCE 1-in-2 | 5 | 0.58496 | 0.56958 | 0.58496 | 0.56958 | 0 | 66.6427
| Tariff | Flat | Average Weekday | July | SCE 1-in-2 | 6 | 0.57386 | 0.573 | 0.57386 | 0.573 | 0 | 66.1054
| Tariff | Flat | Average Weekday | July | SCE 1-in-2 | 7 | 0.58381 | 0.61138 | 0.58381 | 0.61138 | 0 | 65.704
| Tariff | Flat | Average Weekday | July | SCE 1-in-2 | 8 | 0.60092 | 0.60876 | 0.60092 | 0.60876 | 0 | 66.1532
| Tariff | Flat | Average Weekday | July | SCE 1-in-2 | 9 | 0.61441 | 0.55326 | 0.61441 | 0.55326 | 0 | 68.3229
| Tariff | Flat | Average Weekday | July | SCE 1-in-2 | 10 | 0.58962 | 0.49536 | 0.58962 | 0.49536 | 0 | 71.2542
| Tariff | Flat | Average Weekday | July | SCE 1-in-2 | 11 | 0.59535 | 0.47329 | 0.59535 | 0.47329 | 0 | 74.5076
| Tariff | Flat | Average Weekday | July | SCE 1-in-2 | 12 | 0.69237 | 0.5373 | 0.69237 | 0.5373 | 0 | 77.7676
| Tariff | Flat | Average Weekday | July | SCE 1-in-2 | 13 | 0.85702 | 0.66739 | 0.85702 | 0.66739 | 0 | 80.4327
| Tariff | Flat | Average Weekday | July | SCE 1-in-2 | 14 | 1.0474 | 0.84415 | 1.0474 | 0.84415 | 0 | 82.4717
| Tariff | Flat | Average Weekday | July | SCE 1-in-2 | 15 | 1.263 | 1.0593 | 1.263 | 1.0593 | 0 | 83.9725
| Tariff | Flat | Average Weekday | July | SCE 1-in-2 | 16 | 1.4936 | 1.3082 | 1.4936 | 1.3082 | 0 | 84.6858
| Tariff | Flat | Average Weekday | July | SCE 1-in-2 | 17 | 1.7028 | 1.5473 | 0.8899 | 0.70027 | 0.020367 | 84.8672
| Tariff | Flat | Average Weekday | July | SCE 1-in-2 | 18 | 1.8692 | 1.7422 | 1.4659 | 1.3094 | 0.11448 | 84.1777
| Tariff | Flat | Average Weekday | July | SCE 1-in-2 | 19 | 1.9019 | 1.7998 | 1.7491 | 1.5405 | 0.060006 | 82.6608
| Tariff | Flat | Average Weekday | July | SCE 1-in-2 | 20 | 1.7991 | 1.725 | 1.6444 | 1.5218 | 0.027633 | 80.4451
| Tariff | Flat | Average Weekday | July | SCE 1-in-2 | 21 | 1.704 | 1.6507 | 1.581 | 1.4792 | 0.034545 | 77.3393
| Tariff | Flat | Average Weekday | July | SCE 1-in-2 | 22 | 1.5508 | 1.5175 | 1.9244 | 1.9559 | 0.053846 | 74.0521
| Tariff | Flat | Average Weekday | July | SCE 1-in-2 | 23 | 1.3225 | 1.2964 | 1.3775 | 1.3729 | 0.031872 | 71.9457
| Tariff | Flat | Average Weekday | July | SCE 1-in-2 | 24 | 1.083 | 1.0554 | 1.1122 | 1.0723 | 0.02449 | 70.5596
| Tariff | Flat | Average Weekday | June | CAISO 1-in-10 | 1 | 0.83337 | 0.79857 | 0.83337 | 0.79857 | 0 | 68.1358
| Tariff | Flat | Average Weekday | June | CAISO 1-in-10 | 2 | 0.70816 | 0.67749 | 0.70816 | 0.67749 | 0 | 67.2865
| Tariff | Flat | Average Weekday | June | CAISO 1-in-10 | 3 | 0.63093 | 0.60346 | 0.63093 | 0.60346 | 0 | 66.5245
| Tariff | Flat | Average Weekday | June | CAISO 1-in-10 | 4 | 0.5845 | 0.56224 | 0.5845 | 0.56224 | 0 | 65.8153
| Tariff | Flat | Average Weekday | June | CAISO 1-in-10 | 5 | 0.55863 | 0.54325 | 0.55863 | 0.54325 | 0 | 65.2325
| Tariff | Flat | Average Weekday | June | CAISO 1-in-10 | 6 | 0.55515 | 0.55429 | 0.55515 | 0.55429 | 0 | 64.7605
| Tariff | Flat | Average Weekday | June | CAISO 1-in-10 | 7 | 0.57074 | 0.59831 | 0.57074 | 0.59831 | 0 | 64.3944
| Tariff | Flat | Average Weekday | June | CAISO 1-in-10 | 8 | 0.59156 | 0.59939 | 0.59156 | 0.59939 | 0 | 65.0437
| Tariff | Flat | Average Weekday | June | CAISO 1-in-10 | 9 | 0.58282 | 0.52167 | 0.58282 | 0.52167 | 0 | 67.1565
| Tariff | Flat | Average Weekday | June | CAISO 1-in-10 | 10 | 0.56306 | 0.4688 | 0.56306 | 0.4688 | 0 | 70.2676
| Tariff | Flat | Average Weekday | June | CAISO 1-in-10 | 11 | 0.5601 | 0.43804 | 0.5601 | 0.43804 | 0 | 73.6293
| Tariff | Flat | Average Weekday | June | CAISO 1-in-10 | 12 | 0.63855 | 0.48348 | 0.63855 | 0.48348 | 0 | 76.8692
| Tariff | Flat | Average Weekday | June | CAISO 1-in-10 | 13 | 0.78662 | 0.59699 | 0.78662 | 0.59699 | 0 | 79.4179
| Tariff | Flat | Average Weekday | June | CAISO 1-in-10 | 14 | 0.95837 | 0.75514 | 0.95837 | 0.75514 | 0 | 81.3018
| Tariff | Flat | Average Weekday | June | CAISO 1-in-10 | 15 | 1.1555 | 0.95183 | 1.1555 | 0.95183 | 0 | 82.6033
| Tariff | Flat | Average Weekday | June | CAISO 1-in-10 | 16 | 1.3694 | 1.184 | 1.3694 | 1.184 | 0 | 83.3602
| Tariff | Flat | Average Weekday | June | CAISO 1-in-10 | 17 | 1.5682 | 1.4127 | 0.78663 | 0.59701 | 0.022527 | 83.355
| Tariff | Flat | Average Weekday | June | CAISO 1-in-10 | 18 | 1.7352 | 1.6082 | 1.3659 | 1.2094 | 0.12556 | 82.5879
| Tariff | Flat | Average Weekday | June | CAISO 1-in-10 | 19 | 1.7784 | 1.6763 | 1.6536 | 1.445 | 0.065694 | 81.2092
| Tariff | Flat | Average Weekday | June | CAISO 1-in-10 | 20 | 1.6957 | 1.6217 | 1.555 | 1.4324 | 0.030659 | 79.0744
| Tariff | Flat | Average Weekday | June | CAISO 1-in-10 | 21 | 1.6135 | 1.5602 | 1.5033 | 1.4015 | 0.037377 | 76.0877
| Tariff | Flat | Average Weekday | June | CAISO 1-in-10 | 22 | 1.4683 | 1.435 | 1.8376 | 1.8691 | 0.058679 | 72.907
| Tariff | Flat | Average Weekday | June | CAISO 1-in-10 | 23 | 1.2532 | 1.2271 | 1.296 | 1.2914 | 0.034834 | 70.802
| Tariff | Flat | Average Weekday | June | CAISO 1-in-10 | 24 | 1.0262 | 0.99866 | 1.0468 | 1.0068 | 0.010285 | 69.3667
| Tariff | Flat | Average Weekday | June | CAISO 1-in-2 | 1 | 0.71004 | 0.67523 | 0.71004 | 0.67523 | 0 | 64.5114
| Tariff | Flat | Average Weekday | June | CAISO 1-in-2 | 2 | 0.61967 | 0.58899 | 0.61967 | 0.58899 | 0 | 63.4696
| Tariff | Flat | Average Weekday | June | CAISO 1-in-2 | 3 | 0.56917 | 0.5417 | 0.56917 | 0.5417 | 0 | 62.5737
| Tariff | Flat | Average Weekday | June | CAISO 1-in-2 | 4 | 0.53646 | 0.5142 | 0.53646 | 0.5142 | 0 | 61.806
| Tariff | Flat | Average Weekday | June | CAISO 1-in-2 | 5 | 0.51873 | 0.50335 | 0.51873 | 0.50335 | 0 | 61.1706
| Tariff | Flat | Average Weekday | June | CAISO 1-in-2 | 6 | 0.52356 | 0.5227 | 0.52356 | 0.5227 | 0 | 60.5666
| Tariff | Flat | Average Weekday | June | CAISO 1-in-2 | 7 | 0.54822 | 0.57579 | 0.54822 | 0.57579 | 0 | 60.0869
| Tariff | Flat | Average Weekday | June | CAISO 1-in-2 | 8 | 0.55719 | 0.56503 | 0.55719 | 0.56503 | 0 | 60.7232
| Tariff | Flat | Average Weekday | June | CAISO 1-in-2 | 9 | 0.52077 | 0.45962 | 0.52077 | 0.45962 | 0 | 62.9663
| Tariff | Flat | Average Weekday | June | CAISO 1-in-2 | 10 | 0.44449 | 0.35023 | 0.44449 | 0.35023 | 0 | 65.9538
| Tariff | Flat | Average Weekday | June | CAISO 1-in-2 | 11 | 0.42725 | 0.30519 | 0.42725 | 0.30519 | 0 | 69.2164
| Tariff | Flat | Average Weekday | June | CAISO 1-in-2 | 12 | 0.45095 | 0.29589 | 0.45095 | 0.29589 | 0 | 72.4628
| Tariff | Flat | Average Weekday | June | CAISO 1-in-2 | 13 | 0.5296 | 0.33997 | 0.5296 | 0.33997 | 0 | 75.1354
| Tariff | Flat | Average Weekday | June | CAISO 1-in-2 | 14 | 0.63223 | 0.429 | 0.63223 | 0.429 | 0 | 77.3103
| Tariff | Flat | Average Weekday | June | CAISO 1-in-2 | 15 | 0.77406 | 0.57034 | 0.77406 | 0.57034 | 0 | 78.9634
| Tariff | Flat | Average Weekday | June | CAISO 1-in-2 | 16 | 0.94696 | 0.7616 | 0.94696 | 0.7616 | 0 | 79.8746
| Tariff | Flat | Average Weekday | June | CAISO 1-in-2 | 17 | 1.1256 | 0.97006 | 0.40956 | 0.21994 | 0.02748 | 80.1919
| Tariff | Flat | Average Weekday | June | CAISO 1-in-2 | 18 | 1.2906 | 1.1636 | 0.98698 | 0.83047 | 0.14729 | 79.5269
| Tariff | Flat | Average Weekday | June | CAISO 1-in-2 | 19 | 1.3656 | 1.2635 | 1.3009 | 1.0922 | 0.03234 | 78.105
| Tariff | Flat | Average Weekday | June | CAISO 1-in-2 | 20 | 1.3502 | 1.2761 | 1.2417 | 1.1192 | 0.037779 | 75.9107
| Tariff | Flat | Average Weekday | June | CAISO 1-in-2 | 21 | 1.3074 | 1.2541 | 1.2308 | 1.129 | 0.044904 | 72.7943
| Tariff | Flat | Average Weekday | June | CAISO 1-in-2 | 22 | 1.1873 | 1.154 | 1.5439 | 1.5753 | 0.073343 | 69.5229
| Tariff | Flat | Average Weekday | June | CAISO 1-in-2 | 23 | 1.0146 | 0.98844 | 1.0217 | 1.0172 | 0.0035839 | 67.4619
| Tariff | Flat | Average Weekday | June | CAISO 1-in-2 | 24 | 0.83621 | 0.80862 | 0.83621 | 0.80862 | 0 | 65.9619
| Tariff | Flat | Average Weekday | June | SCE 1-in-10 | 1 | 0.83337 | 0.79857 | 0.83337 | 0.79857 | 0 | 68.1358
| Tariff | Flat | Average Weekday | June | SCE 1-in-10 | 2 | 0.70816 | 0.67749 | 0.70816 | 0.67749 | 0 | 67.2865
| Tariff | Flat | Average Weekday | June | SCE 1-in-10 | 3 | 0.63093 | 0.60346 | 0.63093 | 0.60346 | 0 | 66.5245
| Tariff | Flat | Average Weekday | June | SCE 1-in-10 | 4 | 0.5845 | 0.56224 | 0.5845 | 0.56224 | 0 | 65.8153
| Tariff | Flat | Average Weekday | June | SCE 1-in-10 | 5 | 0.55863 | 0.54325 | 0.55863 | 0.54325 | 0 | 65.2325
| Tariff | Flat | Average Weekday | June | SCE 1-in-10 | 6 | 0.55515 | 0.55429 | 0.55515 | 0.55429 | 0 | 64.7605
| Tariff | Flat | Average Weekday | June | SCE 1-in-10 | 7 | 0.57074 | 0.59831 | 0.57074 | 0.59831 | 0 | 64.3944
| Tariff | Flat | Average Weekday | June | SCE 1-in-10 | 8 | 0.59156 | 0.59939 | 0.59156 | 0.59939 | 0 | 65.0437
| Tariff | Flat | Average Weekday | June | SCE 1-in-10 | 9 | 0.58282 | 0.52167 | 0.58282 | 0.52167 | 0 | 67.1565
| Tariff | Flat | Average Weekday | June | SCE 1-in-10 | 10 | 0.56306 | 0.4688 | 0.56306 | 0.4688 | 0 | 70.2676
| Tariff | Flat | Average Weekday | June | SCE 1-in-10 | 11 | 0.5601 | 0.43804 | 0.5601 | 0.43804 | 0 | 73.6293
| Tariff | Flat | Average Weekday | June | SCE 1-in-10 | 12 | 0.63855 | 0.48348 | 0.63855 | 0.48348 | 0 | 76.8692
| Tariff | Flat | Average Weekday | June | SCE 1-in-10 | 13 | 0.78662 | 0.59699 | 0.78662 | 0.59699 | 0 | 79.4179
| Tariff | Flat | Average Weekday | June | SCE 1-in-10 | 14 | 0.95837 | 0.75514 | 0.95837 | 0.75514 | 0 | 81.3018
| Tariff | Flat | Average Weekday | June | SCE 1-in-10 | 15 | 1.1555 | 0.95183 | 1.1555 | 0.95183 | 0 | 82.6033
| Tariff | Flat | Average Weekday | June | SCE 1-in-10 | 16 | 1.3694 | 1.184 | 1.3694 | 1.184 | 0 | 83.3602
| Tariff | Flat | Average Weekday | June | SCE 1-in-10 | 17 | 1.5682 | 1.4127 | 0.78663 | 0.59701 | 0.022527 | 83.355
| Tariff | Flat | Average Weekday | June | SCE 1-in-10 | 18 | 1.7352 | 1.6082 | 1.3659 | 1.2094 | 0.12556 | 82.5879
| Tariff | Flat | Average Weekday | June | SCE 1-in-10 | 19 | 1.7784 | 1.6763 | 1.6536 | 1.445 | 0.065694 | 81.2092
| Tariff | Flat | Average Weekday | June | SCE 1-in-10 | 20 | 1.6957 | 1.6217 | 1.555 | 1.4324 | 0.030659 | 79.0744
| Tariff | Flat | Average Weekday | June | SCE 1-in-10 | 21 | 1.6135 | 1.5602 | 1.5033 | 1.4015 | 0.037377 | 76.0877
| Tariff | Flat | Average Weekday | June | SCE 1-in-10 | 22 | 1.4683 | 1.435 | 1.8376 | 1.8691 | 0.058679 | 72.907
| Tariff | Flat | Average Weekday | June | SCE 1-in-10 | 23 | 1.2532 | 1.2271 | 1.296 | 1.2914 | 0.034834 | 70.802
| Tariff | Flat | Average Weekday | June | SCE 1-in-10 | 24 | 1.0262 | 0.99866 | 1.0468 | 1.0068 | 0.010285 | 69.3667
| Tariff | Flat | Average Weekday | June | SCE 1-in-2 | 1 | 0.71004 | 0.67523 | 0.71004 | 0.67523 | 0 | 64.5114
| Tariff | Flat | Average Weekday | June | SCE 1-in-2 | 2 | 0.61967 | 0.58899 | 0.61967 | 0.58899 | 0 | 63.4696
| Tariff | Flat | Average Weekday | June | SCE 1-in-2 | 3 | 0.56917 | 0.5417 | 0.56917 | 0.5417 | 0 | 62.5737
| Tariff | Flat | Average Weekday | June | SCE 1-in-2 | 4 | 0.53646 | 0.5142 | 0.53646 | 0.5142 | 0 | 61.806
| Tariff | Flat | Average Weekday | June | SCE 1-in-2 | 5 | 0.51873 | 0.50335 | 0.51873 | 0.50335 | 0 | 61.1706
| Tariff | Flat | Average Weekday | June | SCE 1-in-2 | 6 | 0.52356 | 0.5227 | 0.52356 | 0.5227 | 0 | 60.5666
| Tariff | Flat | Average Weekday | June | SCE 1-in-2 | 7 | 0.54822 | 0.57579 | 0.54822 | 0.57579 | 0 | 60.0869
| Tariff | Flat | Average Weekday | June | SCE 1-in-2 | 8 | 0.55719 | 0.56503 | 0.55719 | 0.56503 | 0 | 60.7232
| Tariff | Flat | Average Weekday | June | SCE 1-in-2 | 9 | 0.52077 | 0.45962 | 0.52077 | 0.45962 | 0 | 62.9663
| Tariff | Flat | Average Weekday | June | SCE 1-in-2 | 10 | 0.44449 | 0.35023 | 0.44449 | 0.35023 | 0 | 65.9538
| Tariff | Flat | Average Weekday | June | SCE 1-in-2 | 11 | 0.42725 | 0.30519 | 0.42725 | 0.30519 | 0 | 69.2164
| Tariff | Flat | Average Weekday | June | SCE 1-in-2 | 12 | 0.45095 | 0.29589 | 0.45095 | 0.29589 | 0 | 72.4628
| Tariff | Flat | Average Weekday | June | SCE 1-in-2 | 13 | 0.5296 | 0.33997 | 0.5296 | 0.33997 | 0 | 75.1354
| Tariff | Flat | Average Weekday | June | SCE 1-in-2 | 14 | 0.63223 | 0.429 | 0.63223 | 0.429 | 0 | 77.3103
| Tariff | Flat | Average Weekday | June | SCE 1-in-2 | 15 | 0.77406 | 0.57034 | 0.77406 | 0.57034 | 0 | 78.9634
| Tariff | Flat | Average Weekday | June | SCE 1-in-2 | 16 | 0.94696 | 0.7616 | 0.94696 | 0.7616 | 0 | 79.8746
| Tariff | Flat | Average Weekday | June | SCE 1-in-2 | 17 | 1.1256 | 0.97006 | 0.40956 | 0.21994 | 0.02748 | 80.1919
| Tariff | Flat | Average Weekday | June | SCE 1-in-2 | 18 | 1.2906 | 1.1636 | 0.98698 | 0.83047 | 0.14729 | 79.5269
| Tariff | Flat | Average Weekday | June | SCE 1-in-2 | 19 | 1.3656 | 1.2635 | 1.3009 | 1.0922 | 0.03234 | 78.105
| Tariff | Flat | Average Weekday | June | SCE 1-in-2 | 20 | 1.3502 | 1.2761 | 1.2417 | 1.1192 | 0.037779 | 75.9107
| Tariff | Flat | Average Weekday | June | SCE 1-in-2 | 21 | 1.3074 | 1.2541 | 1.2308 | 1.129 | 0.044904 | 72.7943
| Tariff | Flat | Average Weekday | June | SCE 1-in-2 | 22 | 1.1873 | 1.154 | 1.5439 | 1.5753 | 0.073343 | 69.5229
| Tariff | Flat | Average Weekday | June | SCE 1-in-2 | 23 | 1.0146 | 0.98844 | 1.0217 | 1.0172 | 0.0035839 | 67.4619
| Tariff | Flat | Average Weekday | June | SCE 1-in-2 | 24 | 0.83621 | 0.80862 | 0.83621 | 0.80862 | 0 | 65.9619
| Tariff | Flat | Average Weekday | March | CAISO 1-in-10 | 1 | 0.60152 | 0.56672 | 0.60152 | 0.56672 | 0 | 58.8943
| Tariff | Flat | Average Weekday | March | CAISO 1-in-10 | 2 | 0.53983 | 0.50915 | 0.53983 | 0.50915 | 0 | 57.7823
| Tariff | Flat | Average Weekday | March | CAISO 1-in-10 | 3 | 0.50611 | 0.47865 | 0.50611 | 0.47865 | 0 | 56.7271
| Tariff | Flat | Average Weekday | March | CAISO 1-in-10 | 4 | 0.48725 | 0.46499 | 0.48725 | 0.46499 | 0 | 55.7761
| Tariff | Flat | Average Weekday | March | CAISO 1-in-10 | 5 | 0.48389 | 0.46851 | 0.48389 | 0.46851 | 0 | 55.0042
| Tariff | Flat | Average Weekday | March | CAISO 1-in-10 | 6 | 0.50417 | 0.50331 | 0.50417 | 0.50331 | 0 | 54.3271
| Tariff | Flat | Average Weekday | March | CAISO 1-in-10 | 7 | 0.54818 | 0.57575 | 0.54818 | 0.57575 | 0 | 53.9374
| Tariff | Flat | Average Weekday | March | CAISO 1-in-10 | 8 | 0.5572 | 0.56504 | 0.5572 | 0.56504 | 0 | 53.8811
| Tariff | Flat | Average Weekday | March | CAISO 1-in-10 | 9 | 0.5044 | 0.44325 | 0.5044 | 0.44325 | 0 | 55.3852
| Tariff | Flat | Average Weekday | March | CAISO 1-in-10 | 10 | 0.42528 | 0.33102 | 0.42528 | 0.33102 | 0 | 59.1153
| Tariff | Flat | Average Weekday | March | CAISO 1-in-10 | 11 | 0.3719 | 0.24984 | 0.3719 | 0.24984 | 0 | 63.5317
| Tariff | Flat | Average Weekday | March | CAISO 1-in-10 | 12 | 0.35503 | 0.19996 | 0.35503 | 0.19996 | 0 | 67.4813
| Tariff | Flat | Average Weekday | March | CAISO 1-in-10 | 13 | 0.3747 | 0.18506 | 0.3747 | 0.18506 | 0 | 70.5155
| Tariff | Flat | Average Weekday | March | CAISO 1-in-10 | 14 | 0.4172 | 0.21397 | 0.4172 | 0.21397 | 0 | 72.577
| Tariff | Flat | Average Weekday | March | CAISO 1-in-10 | 15 | 0.49515 | 0.29143 | 0.49515 | 0.29143 | 0 | 73.868
| Tariff | Flat | Average Weekday | March | CAISO 1-in-10 | 16 | 0.60339 | 0.41803 | 0.60339 | 0.41803 | 0 | 74.4913
| Tariff | Flat | Average Weekday | March | CAISO 1-in-10 | 17 | 0.73618 | 0.58063 | 0.59437 | 0.43882 | 0.037297 | 74.4494
| Tariff | Flat | Average Weekday | March | CAISO 1-in-10 | 18 | 0.89396 | 0.76698 | 0.78571 | 0.65874 | 0.054124 | 73.5285
| Tariff | Flat | Average Weekday | March | CAISO 1-in-10 | 19 | 1.0027 | 0.90064 | 1.0027 | 0.85368 | 0 | 71.6793
| Tariff | Flat | Average Weekday | March | CAISO 1-in-10 | 20 | 1.0467 | 0.97264 | 1.0094 | 0.88687 | 0.01864 | 68.9344
| Tariff | Flat | Average Weekday | March | CAISO 1-in-10 | 21 | 1.031 | 0.97771 | 1.0223 | 0.92055 | 0.0043378 | 66.1309
| Tariff | Flat | Average Weekday | March | CAISO 1-in-10 | 22 | 0.94496 | 0.91171 | 1.0988 | 1.0655 | 0.096827 | 64.2506
| Tariff | Flat | Average Weekday | March | CAISO 1-in-10 | 23 | 0.81215 | 0.78602 | 0.81215 | 0.78602 | 0 | 62.7711
| Tariff | Flat | Average Weekday | March | CAISO 1-in-10 | 24 | 0.68113 | 0.65355 | 0.68113 | 0.65355 | 0 | 61.286
| Tariff | Flat | Average Weekday | March | CAISO 1-in-2 | 1 | 0.59795 | 0.56315 | 0.59795 | 0.56315 | 0 | 54.9103
| Tariff | Flat | Average Weekday | March | CAISO 1-in-2 | 2 | 0.54528 | 0.51461 | 0.54528 | 0.51461 | 0 | 53.8515
| Tariff | Flat | Average Weekday | March | CAISO 1-in-2 | 3 | 0.5178 | 0.49034 | 0.5178 | 0.49034 | 0 | 52.8863
| Tariff | Flat | Average Weekday | March | CAISO 1-in-2 | 4 | 0.50425 | 0.48199 | 0.50425 | 0.48199 | 0 | 52.0753
| Tariff | Flat | Average Weekday | March | CAISO 1-in-2 | 5 | 0.50774 | 0.49236 | 0.50774 | 0.49236 | 0 | 51.3187
| Tariff | Flat | Average Weekday | March | CAISO 1-in-2 | 6 | 0.5375 | 0.53664 | 0.5375 | 0.53664 | 0 | 50.6772
| Tariff | Flat | Average Weekday | March | CAISO 1-in-2 | 7 | 0.59604 | 0.62361 | 0.59604 | 0.62361 | 0 | 50.2637
| Tariff | Flat | Average Weekday | March | CAISO 1-in-2 | 8 | 0.61241 | 0.62025 | 0.61241 | 0.62025 | 0 | 50.0688
| Tariff | Flat | Average Weekday | March | CAISO 1-in-2 | 9 | 0.55442 | 0.49327 | 0.55442 | 0.49327 | 0 | 51.1424
| Tariff | Flat | Average Weekday | March | CAISO 1-in-2 | 10 | 0.47442 | 0.38016 | 0.47442 | 0.38016 | 0 | 54.1292
| Tariff | Flat | Average Weekday | March | CAISO 1-in-2 | 11 | 0.42188 | 0.29982 | 0.42188 | 0.29982 | 0 | 57.6993
| Tariff | Flat | Average Weekday | March | CAISO 1-in-2 | 12 | 0.40509 | 0.25003 | 0.40509 | 0.25003 | 0 | 60.9831
| Tariff | Flat | Average Weekday | March | CAISO 1-in-2 | 13 | 0.43258 | 0.24295 | 0.43258 | 0.24295 | 0 | 63.5619
| Tariff | Flat | Average Weekday | March | CAISO 1-in-2 | 14 | 0.4608 | 0.25758 | 0.4608 | 0.25758 | 0 | 65.3706
| Tariff | Flat | Average Weekday | March | CAISO 1-in-2 | 15 | 0.51239 | 0.30867 | 0.51239 | 0.30867 | 0 | 66.6165
| Tariff | Flat | Average Weekday | March | CAISO 1-in-2 | 16 | 0.59394 | 0.40858 | 0.59394 | 0.40858 | 0 | 67.342
| Tariff | Flat | Average Weekday | March | CAISO 1-in-2 | 17 | 0.7128 | 0.55726 | 0.7128 | 0.55726 | 0 | 67.5226
| Tariff | Flat | Average Weekday | March | CAISO 1-in-2 | 18 | 0.88206 | 0.75509 | 0.88206 | 0.75509 | 0 | 66.834
| Tariff | Flat | Average Weekday | March | CAISO 1-in-2 | 19 | 0.99001 | 0.88792 | 0.99001 | 0.88792 | 0 | 65.2191
| Tariff | Flat | Average Weekday | March | CAISO 1-in-2 | 20 | 1.0249 | 0.95088 | 1.0249 | 0.95088 | 0 | 62.6842
| Tariff | Flat | Average Weekday | March | CAISO 1-in-2 | 21 | 1.007 | 0.95365 | 1.007 | 0.95365 | 0 | 60.1182
| Tariff | Flat | Average Weekday | March | CAISO 1-in-2 | 22 | 0.91993 | 0.88668 | 0.91993 | 0.88668 | 0 | 58.4456
| Tariff | Flat | Average Weekday | March | CAISO 1-in-2 | 23 | 0.79396 | 0.76783 | 0.79396 | 0.76783 | 0 | 57.1009
| Tariff | Flat | Average Weekday | March | CAISO 1-in-2 | 24 | 0.6721 | 0.64451 | 0.6721 | 0.64451 | 0 | 55.8786
| Tariff | Flat | Average Weekday | March | SCE 1-in-10 | 1 | 0.60152 | 0.56672 | 0.60152 | 0.56672 | 0 | 58.8943
| Tariff | Flat | Average Weekday | March | SCE 1-in-10 | 2 | 0.53983 | 0.50915 | 0.53983 | 0.50915 | 0 | 57.7823
| Tariff | Flat | Average Weekday | March | SCE 1-in-10 | 3 | 0.50611 | 0.47865 | 0.50611 | 0.47865 | 0 | 56.7271
| Tariff | Flat | Average Weekday | March | SCE 1-in-10 | 4 | 0.48725 | 0.46499 | 0.48725 | 0.46499 | 0 | 55.7761
| Tariff | Flat | Average Weekday | March | SCE 1-in-10 | 5 | 0.48389 | 0.46851 | 0.48389 | 0.46851 | 0 | 55.0042
| Tariff | Flat | Average Weekday | March | SCE 1-in-10 | 6 | 0.50417 | 0.50331 | 0.50417 | 0.50331 | 0 | 54.3271
| Tariff | Flat | Average Weekday | March | SCE 1-in-10 | 7 | 0.54818 | 0.57575 | 0.54818 | 0.57575 | 0 | 53.9374
| Tariff | Flat | Average Weekday | March | SCE 1-in-10 | 8 | 0.5572 | 0.56504 | 0.5572 | 0.56504 | 0 | 53.8811
| Tariff | Flat | Average Weekday | March | SCE 1-in-10 | 9 | 0.5044 | 0.44325 | 0.5044 | 0.44325 | 0 | 55.3852
| Tariff | Flat | Average Weekday | March | SCE 1-in-10 | 10 | 0.42528 | 0.33102 | 0.42528 | 0.33102 | 0 | 59.1153
| Tariff | Flat | Average Weekday | March | SCE 1-in-10 | 11 | 0.3719 | 0.24984 | 0.3719 | 0.24984 | 0 | 63.5317
| Tariff | Flat | Average Weekday | March | SCE 1-in-10 | 12 | 0.35503 | 0.19996 | 0.35503 | 0.19996 | 0 | 67.4813
| Tariff | Flat | Average Weekday | March | SCE 1-in-10 | 13 | 0.3747 | 0.18506 | 0.3747 | 0.18506 | 0 | 70.5155
| Tariff | Flat | Average Weekday | March | SCE 1-in-10 | 14 | 0.4172 | 0.21397 | 0.4172 | 0.21397 | 0 | 72.577
| Tariff | Flat | Average Weekday | March | SCE 1-in-10 | 15 | 0.49515 | 0.29143 | 0.49515 | 0.29143 | 0 | 73.868
| Tariff | Flat | Average Weekday | March | SCE 1-in-10 | 16 | 0.60339 | 0.41803 | 0.60339 | 0.41803 | 0 | 74.4913
| Tariff | Flat | Average Weekday | March | SCE 1-in-10 | 17 | 0.73618 | 0.58063 | 0.59437 | 0.43882 | 0.037297 | 74.4494
| Tariff | Flat | Average Weekday | March | SCE 1-in-10 | 18 | 0.89396 | 0.76698 | 0.78571 | 0.65874 | 0.054124 | 73.5285
| Tariff | Flat | Average Weekday | March | SCE 1-in-10 | 19 | 1.0027 | 0.90064 | 1.0027 | 0.85368 | 0 | 71.6793
| Tariff | Flat | Average Weekday | March | SCE 1-in-10 | 20 | 1.0467 | 0.97264 | 1.0094 | 0.88687 | 0.01864 | 68.9344
| Tariff | Flat | Average Weekday | March | SCE 1-in-10 | 21 | 1.031 | 0.97771 | 1.0223 | 0.92055 | 0.0043378 | 66.1309
| Tariff | Flat | Average Weekday | March | SCE 1-in-10 | 22 | 0.94496 | 0.91171 | 1.0988 | 1.0655 | 0.096827 | 64.2506
| Tariff | Flat | Average Weekday | March | SCE 1-in-10 | 23 | 0.81215 | 0.78602 | 0.81215 | 0.78602 | 0 | 62.7711
| Tariff | Flat | Average Weekday | March | SCE 1-in-10 | 24 | 0.68113 | 0.65355 | 0.68113 | 0.65355 | 0 | 61.286
| Tariff | Flat | Average Weekday | March | SCE 1-in-2 | 1 | 0.59465 | 0.55984 | 0.59465 | 0.55984 | 0 | 55.1171
| Tariff | Flat | Average Weekday | March | SCE 1-in-2 | 2 | 0.54182 | 0.51114 | 0.54182 | 0.51114 | 0 | 54.177
| Tariff | Flat | Average Weekday | March | SCE 1-in-2 | 3 | 0.51413 | 0.48666 | 0.51413 | 0.48666 | 0 | 53.3501
| Tariff | Flat | Average Weekday | March | SCE 1-in-2 | 4 | 0.50028 | 0.47802 | 0.50028 | 0.47802 | 0 | 52.6509
| Tariff | Flat | Average Weekday | March | SCE 1-in-2 | 5 | 0.50331 | 0.48793 | 0.50331 | 0.48793 | 0 | 51.989
| Tariff | Flat | Average Weekday | March | SCE 1-in-2 | 6 | 0.5325 | 0.53164 | 0.5325 | 0.53164 | 0 | 51.5158
| Tariff | Flat | Average Weekday | March | SCE 1-in-2 | 7 | 0.59029 | 0.61786 | 0.59029 | 0.61786 | 0 | 51.131
| Tariff | Flat | Average Weekday | March | SCE 1-in-2 | 8 | 0.60677 | 0.61461 | 0.60677 | 0.61461 | 0 | 50.934
| Tariff | Flat | Average Weekday | March | SCE 1-in-2 | 9 | 0.54937 | 0.48822 | 0.54937 | 0.48822 | 0 | 52.1018
| Tariff | Flat | Average Weekday | March | SCE 1-in-2 | 10 | 0.46953 | 0.37527 | 0.46953 | 0.37527 | 0 | 55.0343
| Tariff | Flat | Average Weekday | March | SCE 1-in-2 | 11 | 0.41692 | 0.29486 | 0.41692 | 0.29486 | 0 | 58.4575
| Tariff | Flat | Average Weekday | March | SCE 1-in-2 | 12 | 0.40072 | 0.24565 | 0.40072 | 0.24565 | 0 | 61.6264
| Tariff | Flat | Average Weekday | March | SCE 1-in-2 | 13 | 0.42707 | 0.23743 | 0.42707 | 0.23743 | 0 | 64.0777
| Tariff | Flat | Average Weekday | March | SCE 1-in-2 | 14 | 0.45509 | 0.25186 | 0.45509 | 0.25186 | 0 | 65.7362
| Tariff | Flat | Average Weekday | March | SCE 1-in-2 | 15 | 0.5082 | 0.30448 | 0.5082 | 0.30448 | 0 | 66.8394
| Tariff | Flat | Average Weekday | March | SCE 1-in-2 | 16 | 0.59027 | 0.40491 | 0.59027 | 0.40491 | 0 | 67.5263
| Tariff | Flat | Average Weekday | March | SCE 1-in-2 | 17 | 0.70892 | 0.55338 | 0.70892 | 0.55338 | 0 | 67.618
| Tariff | Flat | Average Weekday | March | SCE 1-in-2 | 18 | 0.87779 | 0.75081 | 0.87779 | 0.75081 | 0 | 66.8013
| Tariff | Flat | Average Weekday | March | SCE 1-in-2 | 19 | 0.9854 | 0.88332 | 0.9854 | 0.88332 | 0 | 65.1932
| Tariff | Flat | Average Weekday | March | SCE 1-in-2 | 20 | 1.0209 | 0.94679 | 1.0209 | 0.94679 | 0 | 62.8236
| Tariff | Flat | Average Weekday | March | SCE 1-in-2 | 21 | 1.0035 | 0.95015 | 1.0035 | 0.95015 | 0 | 60.4917
| Tariff | Flat | Average Weekday | March | SCE 1-in-2 | 22 | 0.91664 | 0.88339 | 0.91664 | 0.88339 | 0 | 58.905
| Tariff | Flat | Average Weekday | March | SCE 1-in-2 | 23 | 0.79063 | 0.7645 | 0.79063 | 0.7645 | 0 | 57.6694
| Tariff | Flat | Average Weekday | March | SCE 1-in-2 | 24 | 0.66876 | 0.64117 | 0.66876 | 0.64117 | 0 | 56.5769
| Tariff | Flat | Average Weekday | May | CAISO 1-in-10 | 1 | 0.65791 | 0.62311 | 0.65791 | 0.62311 | 0 | 63.4032
| Tariff | Flat | Average Weekday | May | CAISO 1-in-10 | 2 | 0.58568 | 0.555 | 0.58568 | 0.555 | 0 | 62.3241
| Tariff | Flat | Average Weekday | May | CAISO 1-in-10 | 3 | 0.54407 | 0.5166 | 0.54407 | 0.5166 | 0 | 61.3931
| Tariff | Flat | Average Weekday | May | CAISO 1-in-10 | 4 | 0.51708 | 0.49482 | 0.51708 | 0.49482 | 0 | 60.5617
| Tariff | Flat | Average Weekday | May | CAISO 1-in-10 | 5 | 0.50384 | 0.48846 | 0.50384 | 0.48846 | 0 | 59.9249
| Tariff | Flat | Average Weekday | May | CAISO 1-in-10 | 6 | 0.51157 | 0.51071 | 0.51157 | 0.51071 | 0 | 59.4122
| Tariff | Flat | Average Weekday | May | CAISO 1-in-10 | 7 | 0.53883 | 0.5664 | 0.53883 | 0.5664 | 0 | 59.143
| Tariff | Flat | Average Weekday | May | CAISO 1-in-10 | 8 | 0.54668 | 0.55452 | 0.54668 | 0.55452 | 0 | 59.8955
| Tariff | Flat | Average Weekday | May | CAISO 1-in-10 | 9 | 0.5041 | 0.44295 | 0.5041 | 0.44295 | 0 | 62.3467
| Tariff | Flat | Average Weekday | May | CAISO 1-in-10 | 10 | 0.42803 | 0.33377 | 0.42803 | 0.33377 | 0 | 65.6235
| Tariff | Flat | Average Weekday | May | CAISO 1-in-10 | 11 | 0.36633 | 0.24427 | 0.36633 | 0.24427 | 0 | 68.7751
| Tariff | Flat | Average Weekday | May | CAISO 1-in-10 | 12 | 0.36521 | 0.21014 | 0.36521 | 0.21014 | 0 | 71.5363
| Tariff | Flat | Average Weekday | May | CAISO 1-in-10 | 13 | 0.42361 | 0.23398 | 0.42361 | 0.23398 | 0 | 73.884
| Tariff | Flat | Average Weekday | May | CAISO 1-in-10 | 14 | 0.50512 | 0.3019 | 0.50512 | 0.3019 | 0 | 75.7681
| Tariff | Flat | Average Weekday | May | CAISO 1-in-10 | 15 | 0.62898 | 0.42526 | 0.62898 | 0.42526 | 0 | 77.1199
| Tariff | Flat | Average Weekday | May | CAISO 1-in-10 | 16 | 0.78802 | 0.60265 | 0.78802 | 0.60265 | 0 | 77.8495
| Tariff | Flat | Average Weekday | May | CAISO 1-in-10 | 17 | 0.96128 | 0.80574 | 0.32119 | 0.16564 | 0.031093 | 78.026
| Tariff | Flat | Average Weekday | May | CAISO 1-in-10 | 18 | 1.1316 | 1.0046 | 0.87359 | 0.71708 | 0.16262 | 77.3988
| Tariff | Flat | Average Weekday | May | CAISO 1-in-10 | 19 | 1.2177 | 1.1156 | 1.1919 | 0.98327 | 0.01287 | 76.0919
| Tariff | Flat | Average Weekday | May | CAISO 1-in-10 | 20 | 1.2172 | 1.1431 | 1.1282 | 1.0057 | 0.042128 | 74.0042
| Tariff | Flat | Average Weekday | May | CAISO 1-in-10 | 21 | 1.1877 | 1.1344 | 1.1298 | 1.028 | 0.049138 | 70.9572
| Tariff | Flat | Average Weekday | May | CAISO 1-in-10 | 22 | 1.0823 | 1.0491 | 1.4336 | 1.4651 | 0.079586 | 68.1088
| Tariff | Flat | Average Weekday | May | CAISO 1-in-10 | 23 | 0.9254 | 0.89927 | 0.9254 | 0.9142 | 0 | 66.1648
| Tariff | Flat | Average Weekday | May | CAISO 1-in-10 | 24 | 0.76395 | 0.73636 | 0.76395 | 0.73636 | 0 | 64.6533
| Tariff | Flat | Average Weekday | May | CAISO 1-in-2 | 1 | 0.62738 | 0.59257 | 0.62738 | 0.59257 | 0 | 61.0994
| Tariff | Flat | Average Weekday | May | CAISO 1-in-2 | 2 | 0.5574 | 0.52673 | 0.5574 | 0.52673 | 0 | 60.3698
| Tariff | Flat | Average Weekday | May | CAISO 1-in-2 | 3 | 0.51735 | 0.48988 | 0.51735 | 0.48988 | 0 | 59.733
| Tariff | Flat | Average Weekday | May | CAISO 1-in-2 | 4 | 0.49447 | 0.47221 | 0.49447 | 0.47221 | 0 | 59.1396
| Tariff | Flat | Average Weekday | May | CAISO 1-in-2 | 5 | 0.48745 | 0.47208 | 0.48745 | 0.47208 | 0 | 58.6224
| Tariff | Flat | Average Weekday | May | CAISO 1-in-2 | 6 | 0.50429 | 0.50343 | 0.50429 | 0.50343 | 0 | 58.1384
| Tariff | Flat | Average Weekday | May | CAISO 1-in-2 | 7 | 0.54387 | 0.57144 | 0.54387 | 0.57144 | 0 | 57.7067
| Tariff | Flat | Average Weekday | May | CAISO 1-in-2 | 8 | 0.55177 | 0.55961 | 0.55177 | 0.55961 | 0 | 58.0189
| Tariff | Flat | Average Weekday | May | CAISO 1-in-2 | 9 | 0.5034 | 0.44225 | 0.5034 | 0.44225 | 0 | 59.7478
| Tariff | Flat | Average Weekday | May | CAISO 1-in-2 | 10 | 0.42853 | 0.33427 | 0.42853 | 0.33427 | 0 | 62.131
| Tariff | Flat | Average Weekday | May | CAISO 1-in-2 | 11 | 0.3811 | 0.25904 | 0.3811 | 0.25904 | 0 | 64.874
| Tariff | Flat | Average Weekday | May | CAISO 1-in-2 | 12 | 0.38658 | 0.23151 | 0.38658 | 0.23151 | 0 | 67.4178
| Tariff | Flat | Average Weekday | May | CAISO 1-in-2 | 13 | 0.42013 | 0.2305 | 0.42013 | 0.2305 | 0 | 69.6627
| Tariff | Flat | Average Weekday | May | CAISO 1-in-2 | 14 | 0.46405 | 0.26082 | 0.46405 | 0.26082 | 0 | 71.438
| Tariff | Flat | Average Weekday | May | CAISO 1-in-2 | 15 | 0.54143 | 0.33771 | 0.54143 | 0.33771 | 0 | 72.7296
| Tariff | Flat | Average Weekday | May | CAISO 1-in-2 | 16 | 0.65096 | 0.46559 | 0.65096 | 0.46559 | 0 | 73.4273
| Tariff | Flat | Average Weekday | May | CAISO 1-in-2 | 17 | 0.78781 | 0.63227 | 0.51723 | 0.36169 | 0.038981 | 73.499
| Tariff | Flat | Average Weekday | May | CAISO 1-in-2 | 18 | 0.95516 | 0.82818 | 0.79371 | 0.6372 | 0.080723 | 72.8954
| Tariff | Flat | Average Weekday | May | CAISO 1-in-2 | 19 | 1.06 | 0.95794 | 1.06 | 0.91347 | 0 | 71.5507
| Tariff | Flat | Average Weekday | May | CAISO 1-in-2 | 20 | 1.0891 | 1.015 | 1.0468 | 0.92427 | 0.021128 | 69.4221
| Tariff | Flat | Average Weekday | May | CAISO 1-in-2 | 21 | 1.0738 | 1.0205 | 1.0603 | 0.9585 | 0.0067713 | 66.6079
| Tariff | Flat | Average Weekday | May | CAISO 1-in-2 | 22 | 0.98382 | 0.95057 | 1.2542 | 1.2209 | 0.096641 | 64.2918
| Tariff | Flat | Average Weekday | May | CAISO 1-in-2 | 23 | 0.84488 | 0.81875 | 0.84488 | 0.81875 | 0 | 62.8888
| Tariff | Flat | Average Weekday | May | CAISO 1-in-2 | 24 | 0.70748 | 0.6799 | 0.70748 | 0.6799 | 0 | 61.8224
| Tariff | Flat | Average Weekday | May | SCE 1-in-10 | 1 | 0.65791 | 0.62311 | 0.65791 | 0.62311 | 0 | 63.4032
| Tariff | Flat | Average Weekday | May | SCE 1-in-10 | 2 | 0.58568 | 0.555 | 0.58568 | 0.555 | 0 | 62.3241
| Tariff | Flat | Average Weekday | May | SCE 1-in-10 | 3 | 0.54407 | 0.5166 | 0.54407 | 0.5166 | 0 | 61.3931
| Tariff | Flat | Average Weekday | May | SCE 1-in-10 | 4 | 0.51708 | 0.49482 | 0.51708 | 0.49482 | 0 | 60.5617
| Tariff | Flat | Average Weekday | May | SCE 1-in-10 | 5 | 0.50384 | 0.48846 | 0.50384 | 0.48846 | 0 | 59.9249
| Tariff | Flat | Average Weekday | May | SCE 1-in-10 | 6 | 0.51157 | 0.51071 | 0.51157 | 0.51071 | 0 | 59.4122
| Tariff | Flat | Average Weekday | May | SCE 1-in-10 | 7 | 0.53883 | 0.5664 | 0.53883 | 0.5664 | 0 | 59.143
| Tariff | Flat | Average Weekday | May | SCE 1-in-10 | 8 | 0.54668 | 0.55452 | 0.54668 | 0.55452 | 0 | 59.8955
| Tariff | Flat | Average Weekday | May | SCE 1-in-10 | 9 | 0.5041 | 0.44295 | 0.5041 | 0.44295 | 0 | 62.3467
| Tariff | Flat | Average Weekday | May | SCE 1-in-10 | 10 | 0.42803 | 0.33377 | 0.42803 | 0.33377 | 0 | 65.6235
| Tariff | Flat | Average Weekday | May | SCE 1-in-10 | 11 | 0.36633 | 0.24427 | 0.36633 | 0.24427 | 0 | 68.7751
| Tariff | Flat | Average Weekday | May | SCE 1-in-10 | 12 | 0.36521 | 0.21014 | 0.36521 | 0.21014 | 0 | 71.5363
| Tariff | Flat | Average Weekday | May | SCE 1-in-10 | 13 | 0.42361 | 0.23398 | 0.42361 | 0.23398 | 0 | 73.884
| Tariff | Flat | Average Weekday | May | SCE 1-in-10 | 14 | 0.50512 | 0.3019 | 0.50512 | 0.3019 | 0 | 75.7681
| Tariff | Flat | Average Weekday | May | SCE 1-in-10 | 15 | 0.62898 | 0.42526 | 0.62898 | 0.42526 | 0 | 77.1199
| Tariff | Flat | Average Weekday | May | SCE 1-in-10 | 16 | 0.78802 | 0.60265 | 0.78802 | 0.60265 | 0 | 77.8495
| Tariff | Flat | Average Weekday | May | SCE 1-in-10 | 17 | 0.96128 | 0.80574 | 0.32119 | 0.16564 | 0.031093 | 78.026
| Tariff | Flat | Average Weekday | May | SCE 1-in-10 | 18 | 1.1316 | 1.0046 | 0.87359 | 0.71708 | 0.16262 | 77.3988
| Tariff | Flat | Average Weekday | May | SCE 1-in-10 | 19 | 1.2177 | 1.1156 | 1.1919 | 0.98327 | 0.01287 | 76.0919
| Tariff | Flat | Average Weekday | May | SCE 1-in-10 | 20 | 1.2172 | 1.1431 | 1.1282 | 1.0057 | 0.042128 | 74.0042
| Tariff | Flat | Average Weekday | May | SCE 1-in-10 | 21 | 1.1877 | 1.1344 | 1.1298 | 1.028 | 0.049138 | 70.9572
| Tariff | Flat | Average Weekday | May | SCE 1-in-10 | 22 | 1.0823 | 1.0491 | 1.4336 | 1.4651 | 0.079586 | 68.1088
| Tariff | Flat | Average Weekday | May | SCE 1-in-10 | 23 | 0.9254 | 0.89927 | 0.9254 | 0.9142 | 0 | 66.1648
| Tariff | Flat | Average Weekday | May | SCE 1-in-10 | 24 | 0.76395 | 0.73636 | 0.76395 | 0.73636 | 0 | 64.6533
| Tariff | Flat | Average Weekday | May | SCE 1-in-2 | 1 | 0.62738 | 0.59257 | 0.62738 | 0.59257 | 0 | 61.0994
| Tariff | Flat | Average Weekday | May | SCE 1-in-2 | 2 | 0.5574 | 0.52673 | 0.5574 | 0.52673 | 0 | 60.3698
| Tariff | Flat | Average Weekday | May | SCE 1-in-2 | 3 | 0.51735 | 0.48988 | 0.51735 | 0.48988 | 0 | 59.733
| Tariff | Flat | Average Weekday | May | SCE 1-in-2 | 4 | 0.49447 | 0.47221 | 0.49447 | 0.47221 | 0 | 59.1396
| Tariff | Flat | Average Weekday | May | SCE 1-in-2 | 5 | 0.48745 | 0.47208 | 0.48745 | 0.47208 | 0 | 58.6224
| Tariff | Flat | Average Weekday | May | SCE 1-in-2 | 6 | 0.50429 | 0.50343 | 0.50429 | 0.50343 | 0 | 58.1384
| Tariff | Flat | Average Weekday | May | SCE 1-in-2 | 7 | 0.54387 | 0.57144 | 0.54387 | 0.57144 | 0 | 57.7067
| Tariff | Flat | Average Weekday | May | SCE 1-in-2 | 8 | 0.55177 | 0.55961 | 0.55177 | 0.55961 | 0 | 58.0189
| Tariff | Flat | Average Weekday | May | SCE 1-in-2 | 9 | 0.5034 | 0.44225 | 0.5034 | 0.44225 | 0 | 59.7478
| Tariff | Flat | Average Weekday | May | SCE 1-in-2 | 10 | 0.42853 | 0.33427 | 0.42853 | 0.33427 | 0 | 62.131
| Tariff | Flat | Average Weekday | May | SCE 1-in-2 | 11 | 0.3811 | 0.25904 | 0.3811 | 0.25904 | 0 | 64.874
| Tariff | Flat | Average Weekday | May | SCE 1-in-2 | 12 | 0.38658 | 0.23151 | 0.38658 | 0.23151 | 0 | 67.4178
| Tariff | Flat | Average Weekday | May | SCE 1-in-2 | 13 | 0.42013 | 0.2305 | 0.42013 | 0.2305 | 0 | 69.6627
| Tariff | Flat | Average Weekday | May | SCE 1-in-2 | 14 | 0.46405 | 0.26082 | 0.46405 | 0.26082 | 0 | 71.438
| Tariff | Flat | Average Weekday | May | SCE 1-in-2 | 15 | 0.54143 | 0.33771 | 0.54143 | 0.33771 | 0 | 72.7296
| Tariff | Flat | Average Weekday | May | SCE 1-in-2 | 16 | 0.65096 | 0.46559 | 0.65096 | 0.46559 | 0 | 73.4273
| Tariff | Flat | Average Weekday | May | SCE 1-in-2 | 17 | 0.78781 | 0.63227 | 0.51723 | 0.36169 | 0.038981 | 73.499
| Tariff | Flat | Average Weekday | May | SCE 1-in-2 | 18 | 0.95516 | 0.82818 | 0.79371 | 0.6372 | 0.080723 | 72.8954
| Tariff | Flat | Average Weekday | May | SCE 1-in-2 | 19 | 1.06 | 0.95794 | 1.06 | 0.91347 | 0 | 71.5507
| Tariff | Flat | Average Weekday | May | SCE 1-in-2 | 20 | 1.0891 | 1.015 | 1.0468 | 0.92427 | 0.021128 | 69.4221
| Tariff | Flat | Average Weekday | May | SCE 1-in-2 | 21 | 1.0738 | 1.0205 | 1.0603 | 0.9585 | 0.0067713 | 66.6079
| Tariff | Flat | Average Weekday | May | SCE 1-in-2 | 22 | 0.98382 | 0.95057 | 1.2542 | 1.2209 | 0.096641 | 64.2918
| Tariff | Flat | Average Weekday | May | SCE 1-in-2 | 23 | 0.84488 | 0.81875 | 0.84488 | 0.81875 | 0 | 62.8888
| Tariff | Flat | Average Weekday | May | SCE 1-in-2 | 24 | 0.70748 | 0.6799 | 0.70748 | 0.6799 | 0 | 61.8224
| Tariff | Flat | Average Weekday | November | CAISO 1-in-10 | 1 | 0.59265 | 0.55784 | 0.59265 | 0.55784 | 0 | 56.9993
| Tariff | Flat | Average Weekday | November | CAISO 1-in-10 | 2 | 0.53577 | 0.50509 | 0.53577 | 0.50509 | 0 | 55.9553
| Tariff | Flat | Average Weekday | November | CAISO 1-in-10 | 3 | 0.5046 | 0.47714 | 0.5046 | 0.47714 | 0 | 55.0486
| Tariff | Flat | Average Weekday | November | CAISO 1-in-10 | 4 | 0.4881 | 0.46584 | 0.4881 | 0.46584 | 0 | 54.1663
| Tariff | Flat | Average Weekday | November | CAISO 1-in-10 | 5 | 0.48824 | 0.47286 | 0.48824 | 0.47286 | 0 | 53.4103
| Tariff | Flat | Average Weekday | November | CAISO 1-in-10 | 6 | 0.51343 | 0.51257 | 0.51343 | 0.51257 | 0 | 52.8264
| Tariff | Flat | Average Weekday | November | CAISO 1-in-10 | 7 | 0.56448 | 0.59205 | 0.56448 | 0.59205 | 0 | 52.4238
| Tariff | Flat | Average Weekday | November | CAISO 1-in-10 | 8 | 0.57509 | 0.58292 | 0.57509 | 0.58292 | 0 | 52.2507
| Tariff | Flat | Average Weekday | November | CAISO 1-in-10 | 9 | 0.5193 | 0.45815 | 0.5193 | 0.45815 | 0 | 53.9404
| Tariff | Flat | Average Weekday | November | CAISO 1-in-10 | 10 | 0.44357 | 0.3493 | 0.44357 | 0.3493 | 0 | 57.9981
| Tariff | Flat | Average Weekday | November | CAISO 1-in-10 | 11 | 0.38808 | 0.26602 | 0.38808 | 0.26602 | 0 | 62.5914
| Tariff | Flat | Average Weekday | November | CAISO 1-in-10 | 12 | 0.36099 | 0.20592 | 0.36099 | 0.20592 | 0 | 66.3368
| Tariff | Flat | Average Weekday | November | CAISO 1-in-10 | 13 | 0.37551 | 0.18588 | 0.37551 | 0.18588 | 0 | 69.0063
| Tariff | Flat | Average Weekday | November | CAISO 1-in-10 | 14 | 0.41084 | 0.20762 | 0.41084 | 0.20762 | 0 | 70.6481
| Tariff | Flat | Average Weekday | November | CAISO 1-in-10 | 15 | 0.47497 | 0.27125 | 0.47497 | 0.27125 | 0 | 71.5191
| Tariff | Flat | Average Weekday | November | CAISO 1-in-10 | 16 | 0.56483 | 0.37947 | 0.56483 | 0.37947 | 0 | 71.75
| Tariff | Flat | Average Weekday | November | CAISO 1-in-10 | 17 | 0.68384 | 0.5283 | 0.66658 | 0.51103 | 0.0086342 | 71.0625
| Tariff | Flat | Average Weekday | November | CAISO 1-in-10 | 18 | 0.84951 | 0.72253 | 0.84404 | 0.71706 | 0.0027313 | 69.095
| Tariff | Flat | Average Weekday | November | CAISO 1-in-10 | 19 | 0.9669 | 0.86481 | 0.9669 | 0.86481 | 0 | 66.453
| Tariff | Flat | Average Weekday | November | CAISO 1-in-10 | 20 | 1.0004 | 0.92632 | 1.0004 | 0.91518 | 0 | 64.2088
| Tariff | Flat | Average Weekday | November | CAISO 1-in-10 | 21 | 0.99351 | 0.9402 | 0.99351 | 0.92105 | 0 | 62.406
| Tariff | Flat | Average Weekday | November | CAISO 1-in-10 | 22 | 0.91383 | 0.88058 | 0.97422 | 0.94097 | 0.030194 | 60.6918
| Tariff | Flat | Average Weekday | November | CAISO 1-in-10 | 23 | 0.7878 | 0.76167 | 0.7878 | 0.76167 | 0 | 59.2597
| Tariff | Flat | Average Weekday | November | CAISO 1-in-10 | 24 | 0.66524 | 0.63766 | 0.66524 | 0.63766 | 0 | 58.0033
| Tariff | Flat | Average Weekday | November | CAISO 1-in-2 | 1 | 0.59367 | 0.55887 | 0.59367 | 0.55887 | 0 | 55.9436
| Tariff | Flat | Average Weekday | November | CAISO 1-in-2 | 2 | 0.53893 | 0.50826 | 0.53893 | 0.50826 | 0 | 55.0743
| Tariff | Flat | Average Weekday | November | CAISO 1-in-2 | 3 | 0.50963 | 0.48216 | 0.50963 | 0.48216 | 0 | 54.3317
| Tariff | Flat | Average Weekday | November | CAISO 1-in-2 | 4 | 0.4946 | 0.47235 | 0.4946 | 0.47235 | 0 | 53.619
| Tariff | Flat | Average Weekday | November | CAISO 1-in-2 | 5 | 0.49642 | 0.48104 | 0.49642 | 0.48104 | 0 | 53.0213
| Tariff | Flat | Average Weekday | November | CAISO 1-in-2 | 6 | 0.52392 | 0.52306 | 0.52392 | 0.52306 | 0 | 52.4994
| Tariff | Flat | Average Weekday | November | CAISO 1-in-2 | 7 | 0.57877 | 0.60634 | 0.57877 | 0.60634 | 0 | 52.2557
| Tariff | Flat | Average Weekday | November | CAISO 1-in-2 | 8 | 0.59236 | 0.6002 | 0.59236 | 0.6002 | 0 | 52.1147
| Tariff | Flat | Average Weekday | November | CAISO 1-in-2 | 9 | 0.53555 | 0.4744 | 0.53555 | 0.4744 | 0 | 53.6502
| Tariff | Flat | Average Weekday | November | CAISO 1-in-2 | 10 | 0.45802 | 0.36376 | 0.45802 | 0.36376 | 0 | 56.9808
| Tariff | Flat | Average Weekday | November | CAISO 1-in-2 | 11 | 0.40421 | 0.28215 | 0.40421 | 0.28215 | 0 | 60.9214
| Tariff | Flat | Average Weekday | November | CAISO 1-in-2 | 12 | 0.38939 | 0.23432 | 0.38939 | 0.23432 | 0 | 64.3943
| Tariff | Flat | Average Weekday | November | CAISO 1-in-2 | 13 | 0.40168 | 0.21205 | 0.40168 | 0.21205 | 0 | 66.9796
| Tariff | Flat | Average Weekday | November | CAISO 1-in-2 | 14 | 0.43136 | 0.22813 | 0.43136 | 0.22813 | 0 | 68.5926
| Tariff | Flat | Average Weekday | November | CAISO 1-in-2 | 15 | 0.49065 | 0.28693 | 0.49065 | 0.28693 | 0 | 69.4212
| Tariff | Flat | Average Weekday | November | CAISO 1-in-2 | 16 | 0.57594 | 0.39057 | 0.57594 | 0.39057 | 0 | 69.4929
| Tariff | Flat | Average Weekday | November | CAISO 1-in-2 | 17 | 0.69302 | 0.53748 | 0.69302 | 0.53748 | 0 | 68.5947
| Tariff | Flat | Average Weekday | November | CAISO 1-in-2 | 18 | 0.8656 | 0.73862 | 0.8656 | 0.73862 | 0 | 66.4319
| Tariff | Flat | Average Weekday | November | CAISO 1-in-2 | 19 | 0.97848 | 0.8764 | 0.97848 | 0.8764 | 0 | 63.9188
| Tariff | Flat | Average Weekday | November | CAISO 1-in-2 | 20 | 1.0078 | 0.93368 | 1.0078 | 0.93368 | 0 | 61.9201
| Tariff | Flat | Average Weekday | November | CAISO 1-in-2 | 21 | 0.99671 | 0.9434 | 0.99671 | 0.9434 | 0 | 60.3548
| Tariff | Flat | Average Weekday | November | CAISO 1-in-2 | 22 | 0.91406 | 0.88081 | 0.91406 | 0.88081 | 0 | 58.9755
| Tariff | Flat | Average Weekday | November | CAISO 1-in-2 | 23 | 0.78842 | 0.76229 | 0.78842 | 0.76229 | 0 | 57.8065
| Tariff | Flat | Average Weekday | November | CAISO 1-in-2 | 24 | 0.6666 | 0.63902 | 0.6666 | 0.63902 | 0 | 56.8317
| Tariff | Flat | Average Weekday | November | SCE 1-in-10 | 1 | 0.59265 | 0.55784 | 0.59265 | 0.55784 | 0 | 56.9993
| Tariff | Flat | Average Weekday | November | SCE 1-in-10 | 2 | 0.53577 | 0.50509 | 0.53577 | 0.50509 | 0 | 55.9553
| Tariff | Flat | Average Weekday | November | SCE 1-in-10 | 3 | 0.5046 | 0.47714 | 0.5046 | 0.47714 | 0 | 55.0486
| Tariff | Flat | Average Weekday | November | SCE 1-in-10 | 4 | 0.4881 | 0.46584 | 0.4881 | 0.46584 | 0 | 54.1663
| Tariff | Flat | Average Weekday | November | SCE 1-in-10 | 5 | 0.48824 | 0.47286 | 0.48824 | 0.47286 | 0 | 53.4103
| Tariff | Flat | Average Weekday | November | SCE 1-in-10 | 6 | 0.51343 | 0.51257 | 0.51343 | 0.51257 | 0 | 52.8264
| Tariff | Flat | Average Weekday | November | SCE 1-in-10 | 7 | 0.56448 | 0.59205 | 0.56448 | 0.59205 | 0 | 52.4238
| Tariff | Flat | Average Weekday | November | SCE 1-in-10 | 8 | 0.57509 | 0.58292 | 0.57509 | 0.58292 | 0 | 52.2507
| Tariff | Flat | Average Weekday | November | SCE 1-in-10 | 9 | 0.5193 | 0.45815 | 0.5193 | 0.45815 | 0 | 53.9404
| Tariff | Flat | Average Weekday | November | SCE 1-in-10 | 10 | 0.44357 | 0.3493 | 0.44357 | 0.3493 | 0 | 57.9981
| Tariff | Flat | Average Weekday | November | SCE 1-in-10 | 11 | 0.38808 | 0.26602 | 0.38808 | 0.26602 | 0 | 62.5914
| Tariff | Flat | Average Weekday | November | SCE 1-in-10 | 12 | 0.36099 | 0.20592 | 0.36099 | 0.20592 | 0 | 66.3368
| Tariff | Flat | Average Weekday | November | SCE 1-in-10 | 13 | 0.37551 | 0.18588 | 0.37551 | 0.18588 | 0 | 69.0063
| Tariff | Flat | Average Weekday | November | SCE 1-in-10 | 14 | 0.41084 | 0.20762 | 0.41084 | 0.20762 | 0 | 70.6481
| Tariff | Flat | Average Weekday | November | SCE 1-in-10 | 15 | 0.47497 | 0.27125 | 0.47497 | 0.27125 | 0 | 71.5191
| Tariff | Flat | Average Weekday | November | SCE 1-in-10 | 16 | 0.56483 | 0.37947 | 0.56483 | 0.37947 | 0 | 71.75
| Tariff | Flat | Average Weekday | November | SCE 1-in-10 | 17 | 0.68384 | 0.5283 | 0.66658 | 0.51103 | 0.0086342 | 71.0625
| Tariff | Flat | Average Weekday | November | SCE 1-in-10 | 18 | 0.84951 | 0.72253 | 0.84404 | 0.71706 | 0.0027313 | 69.095
| Tariff | Flat | Average Weekday | November | SCE 1-in-10 | 19 | 0.9669 | 0.86481 | 0.9669 | 0.86481 | 0 | 66.453
| Tariff | Flat | Average Weekday | November | SCE 1-in-10 | 20 | 1.0004 | 0.92632 | 1.0004 | 0.91518 | 0 | 64.2088
| Tariff | Flat | Average Weekday | November | SCE 1-in-10 | 21 | 0.99351 | 0.9402 | 0.99351 | 0.92105 | 0 | 62.406
| Tariff | Flat | Average Weekday | November | SCE 1-in-10 | 22 | 0.91383 | 0.88058 | 0.97422 | 0.94097 | 0.030194 | 60.6918
| Tariff | Flat | Average Weekday | November | SCE 1-in-10 | 23 | 0.7878 | 0.76167 | 0.7878 | 0.76167 | 0 | 59.2597
| Tariff | Flat | Average Weekday | November | SCE 1-in-10 | 24 | 0.66524 | 0.63766 | 0.66524 | 0.63766 | 0 | 58.0033
| Tariff | Flat | Average Weekday | November | SCE 1-in-2 | 1 | 0.59326 | 0.55846 | 0.59326 | 0.55846 | 0 | 57.0949
| Tariff | Flat | Average Weekday | November | SCE 1-in-2 | 2 | 0.53644 | 0.50576 | 0.53644 | 0.50576 | 0 | 56.2239
| Tariff | Flat | Average Weekday | November | SCE 1-in-2 | 3 | 0.50533 | 0.47786 | 0.50533 | 0.47786 | 0 | 55.4965
| Tariff | Flat | Average Weekday | November | SCE 1-in-2 | 4 | 0.4889 | 0.46664 | 0.4889 | 0.46664 | 0 | 54.8826
| Tariff | Flat | Average Weekday | November | SCE 1-in-2 | 5 | 0.48915 | 0.47377 | 0.48915 | 0.47377 | 0 | 54.3419
| Tariff | Flat | Average Weekday | November | SCE 1-in-2 | 6 | 0.51447 | 0.51361 | 0.51447 | 0.51361 | 0 | 53.8197
| Tariff | Flat | Average Weekday | November | SCE 1-in-2 | 7 | 0.5657 | 0.59327 | 0.5657 | 0.59327 | 0 | 53.5998
| Tariff | Flat | Average Weekday | November | SCE 1-in-2 | 8 | 0.57632 | 0.58416 | 0.57632 | 0.58416 | 0 | 53.5144
| Tariff | Flat | Average Weekday | November | SCE 1-in-2 | 9 | 0.52042 | 0.45926 | 0.52042 | 0.45926 | 0 | 55.2098
| Tariff | Flat | Average Weekday | November | SCE 1-in-2 | 10 | 0.44464 | 0.35038 | 0.44464 | 0.35038 | 0 | 58.7462
| Tariff | Flat | Average Weekday | November | SCE 1-in-2 | 11 | 0.38987 | 0.26781 | 0.38987 | 0.26781 | 0 | 62.5895
| Tariff | Flat | Average Weekday | November | SCE 1-in-2 | 12 | 0.36945 | 0.21439 | 0.36945 | 0.21439 | 0 | 65.8237
| Tariff | Flat | Average Weekday | November | SCE 1-in-2 | 13 | 0.38626 | 0.19662 | 0.38626 | 0.19662 | 0 | 68.1948
| Tariff | Flat | Average Weekday | November | SCE 1-in-2 | 14 | 0.41759 | 0.21436 | 0.41759 | 0.21436 | 0 | 69.7215
| Tariff | Flat | Average Weekday | November | SCE 1-in-2 | 15 | 0.47738 | 0.27366 | 0.47738 | 0.27366 | 0 | 70.6016
| Tariff | Flat | Average Weekday | November | SCE 1-in-2 | 16 | 0.56422 | 0.37886 | 0.56422 | 0.37886 | 0 | 70.7153
| Tariff | Flat | Average Weekday | November | SCE 1-in-2 | 17 | 0.68238 | 0.52684 | 0.66132 | 0.50578 | 0.010533 | 69.8353
| Tariff | Flat | Average Weekday | November | SCE 1-in-2 | 18 | 0.85451 | 0.72753 | 0.84129 | 0.71432 | 0.0066087 | 67.6862
| Tariff | Flat | Average Weekday | November | SCE 1-in-2 | 19 | 0.97158 | 0.86949 | 0.97158 | 0.86949 | 0 | 65.1756
| Tariff | Flat | Average Weekday | November | SCE 1-in-2 | 20 | 0.99905 | 0.92498 | 0.99905 | 0.91656 | 0 | 63.2922
| Tariff | Flat | Average Weekday | November | SCE 1-in-2 | 21 | 0.99416 | 0.94085 | 0.99416 | 0.92891 | 0 | 61.6993
| Tariff | Flat | Average Weekday | November | SCE 1-in-2 | 22 | 0.9144 | 0.88114 | 0.97649 | 0.94323 | 0.031045 | 60.2485
| Tariff | Flat | Average Weekday | November | SCE 1-in-2 | 23 | 0.78838 | 0.76225 | 0.78838 | 0.76225 | 0 | 58.9743
| Tariff | Flat | Average Weekday | November | SCE 1-in-2 | 24 | 0.66588 | 0.6383 | 0.66588 | 0.6383 | 0 | 57.9872
| Tariff | Flat | Average Weekday | October | CAISO 1-in-10 | 1 | 0.84021 | 0.80541 | 0.84021 | 0.80541 | 0 | 68.1874
| Tariff | Flat | Average Weekday | October | CAISO 1-in-10 | 2 | 0.72782 | 0.69714 | 0.72782 | 0.69714 | 0 | 67.2471
| Tariff | Flat | Average Weekday | October | CAISO 1-in-10 | 3 | 0.65447 | 0.627 | 0.65447 | 0.627 | 0 | 66.4627
| Tariff | Flat | Average Weekday | October | CAISO 1-in-10 | 4 | 0.60285 | 0.58059 | 0.60285 | 0.58059 | 0 | 65.7332
| Tariff | Flat | Average Weekday | October | CAISO 1-in-10 | 5 | 0.56784 | 0.55246 | 0.56784 | 0.55246 | 0 | 65.081
| Tariff | Flat | Average Weekday | October | CAISO 1-in-10 | 6 | 0.55931 | 0.55845 | 0.55931 | 0.55845 | 0 | 64.5771
| Tariff | Flat | Average Weekday | October | CAISO 1-in-10 | 7 | 0.57087 | 0.59844 | 0.57087 | 0.59844 | 0 | 64.1038
| Tariff | Flat | Average Weekday | October | CAISO 1-in-10 | 8 | 0.57984 | 0.58768 | 0.57984 | 0.58768 | 0 | 63.7773
| Tariff | Flat | Average Weekday | October | CAISO 1-in-10 | 9 | 0.54682 | 0.48567 | 0.54682 | 0.48567 | 0 | 64.2665
| Tariff | Flat | Average Weekday | October | CAISO 1-in-10 | 10 | 0.49622 | 0.40196 | 0.49622 | 0.40196 | 0 | 67.3098
| Tariff | Flat | Average Weekday | October | CAISO 1-in-10 | 11 | 0.48066 | 0.3586 | 0.48066 | 0.3586 | 0 | 71.1977
| Tariff | Flat | Average Weekday | October | CAISO 1-in-10 | 12 | 0.52729 | 0.37222 | 0.52729 | 0.37222 | 0 | 74.9743
| Tariff | Flat | Average Weekday | October | CAISO 1-in-10 | 13 | 0.63784 | 0.44821 | 0.63784 | 0.44821 | 0 | 77.9913
| Tariff | Flat | Average Weekday | October | CAISO 1-in-10 | 14 | 0.78625 | 0.58302 | 0.78625 | 0.58302 | 0 | 80.0476
| Tariff | Flat | Average Weekday | October | CAISO 1-in-10 | 15 | 0.97396 | 0.77024 | 0.97396 | 0.77024 | 0 | 81.289
| Tariff | Flat | Average Weekday | October | CAISO 1-in-10 | 16 | 1.1875 | 1.0021 | 1.1875 | 1.0021 | 0 | 81.9143
| Tariff | Flat | Average Weekday | October | CAISO 1-in-10 | 17 | 1.3932 | 1.2376 | 0.6423 | 0.45268 | 0.02479 | 81.8717
| Tariff | Flat | Average Weekday | October | CAISO 1-in-10 | 18 | 1.5666 | 1.4396 | 1.2286 | 1.0721 | 0.13586 | 81.1294
| Tariff | Flat | Average Weekday | October | CAISO 1-in-10 | 19 | 1.6194 | 1.5173 | 1.5339 | 1.3252 | 0.073704 | 79.1817
| Tariff | Flat | Average Weekday | October | CAISO 1-in-10 | 20 | 1.5366 | 1.4626 | 1.4273 | 1.3047 | 0.037582 | 75.9972
| Tariff | Flat | Average Weekday | October | CAISO 1-in-10 | 21 | 1.4678 | 1.4145 | 1.3825 | 1.2807 | 0.042957 | 73.6425
| Tariff | Flat | Average Weekday | October | CAISO 1-in-10 | 22 | 1.3457 | 1.3124 | 1.7115 | 1.743 | 0.06273 | 71.9608
| Tariff | Flat | Average Weekday | October | CAISO 1-in-10 | 23 | 1.1458 | 1.1197 | 1.1858 | 1.1812 | 0.035511 | 70.5436
| Tariff | Flat | Average Weekday | October | CAISO 1-in-10 | 24 | 0.94692 | 0.91934 | 0.96701 | 0.92704 | 0.010044 | 69.3004
| Tariff | Flat | Average Weekday | October | CAISO 1-in-2 | 1 | 0.64299 | 0.60818 | 0.64299 | 0.60818 | 0 | 63.664
| Tariff | Flat | Average Weekday | October | CAISO 1-in-2 | 2 | 0.56844 | 0.53777 | 0.56844 | 0.53777 | 0 | 62.7242
| Tariff | Flat | Average Weekday | October | CAISO 1-in-2 | 3 | 0.52888 | 0.50141 | 0.52888 | 0.50141 | 0 | 61.7955
| Tariff | Flat | Average Weekday | October | CAISO 1-in-2 | 4 | 0.50407 | 0.48181 | 0.50407 | 0.48181 | 0 | 61.0847
| Tariff | Flat | Average Weekday | October | CAISO 1-in-2 | 5 | 0.49364 | 0.47826 | 0.49364 | 0.47826 | 0 | 60.3845
| Tariff | Flat | Average Weekday | October | CAISO 1-in-2 | 6 | 0.50435 | 0.50348 | 0.50435 | 0.50348 | 0 | 59.8731
| Tariff | Flat | Average Weekday | October | CAISO 1-in-2 | 7 | 0.53544 | 0.56301 | 0.53544 | 0.56301 | 0 | 59.4732
| Tariff | Flat | Average Weekday | October | CAISO 1-in-2 | 8 | 0.54068 | 0.54852 | 0.54068 | 0.54852 | 0 | 59.2337
| Tariff | Flat | Average Weekday | October | CAISO 1-in-2 | 9 | 0.49251 | 0.43136 | 0.49251 | 0.43136 | 0 | 59.7028
| Tariff | Flat | Average Weekday | October | CAISO 1-in-2 | 10 | 0.41043 | 0.31617 | 0.41043 | 0.31617 | 0 | 62.3979
| Tariff | Flat | Average Weekday | October | CAISO 1-in-2 | 11 | 0.36604 | 0.24398 | 0.36604 | 0.24398 | 0 | 65.9829
| Tariff | Flat | Average Weekday | October | CAISO 1-in-2 | 12 | 0.36732 | 0.21226 | 0.36732 | 0.21226 | 0 | 69.5304
| Tariff | Flat | Average Weekday | October | CAISO 1-in-2 | 13 | 0.40515 | 0.21551 | 0.40515 | 0.21551 | 0 | 72.4965
| Tariff | Flat | Average Weekday | October | CAISO 1-in-2 | 14 | 0.46707 | 0.26385 | 0.46707 | 0.26385 | 0 | 74.6609
| Tariff | Flat | Average Weekday | October | CAISO 1-in-2 | 15 | 0.57155 | 0.36783 | 0.57155 | 0.36783 | 0 | 76.1103
| Tariff | Flat | Average Weekday | October | CAISO 1-in-2 | 16 | 0.71141 | 0.52604 | 0.71141 | 0.52604 | 0 | 76.9785
| Tariff | Flat | Average Weekday | October | CAISO 1-in-2 | 17 | 0.87011 | 0.71457 | 0.41374 | 0.2582 | 0.032992 | 76.9158
| Tariff | Flat | Average Weekday | October | CAISO 1-in-2 | 18 | 1.039 | 0.91199 | 0.81137 | 0.65485 | 0.1729 | 75.9814
| Tariff | Flat | Average Weekday | October | CAISO 1-in-2 | 19 | 1.1373 | 1.0353 | 1.1373 | 0.94265 | 0 | 74.0394
| Tariff | Flat | Average Weekday | October | CAISO 1-in-2 | 20 | 1.1429 | 1.0689 | 1.0841 | 0.96155 | 0.048934 | 71.0455
| Tariff | Flat | Average Weekday | October | CAISO 1-in-2 | 21 | 1.1247 | 1.0714 | 1.0889 | 0.98711 | 0.017909 | 68.7912
| Tariff | Flat | Average Weekday | October | CAISO 1-in-2 | 22 | 1.0324 | 0.99911 | 1.3799 | 1.4113 | 0.084046 | 67.1051
| Tariff | Flat | Average Weekday | October | CAISO 1-in-2 | 23 | 0.88421 | 0.85809 | 0.88421 | 0.86817 | 0 | 65.7101
| Tariff | Flat | Average Weekday | October | CAISO 1-in-2 | 24 | 0.73499 | 0.70741 | 0.73499 | 0.70741 | 0 | 64.4968
| Tariff | Flat | Average Weekday | October | SCE 1-in-10 | 1 | 0.84021 | 0.80541 | 0.84021 | 0.80541 | 0 | 68.1874
| Tariff | Flat | Average Weekday | October | SCE 1-in-10 | 2 | 0.72782 | 0.69714 | 0.72782 | 0.69714 | 0 | 67.2471
| Tariff | Flat | Average Weekday | October | SCE 1-in-10 | 3 | 0.65447 | 0.627 | 0.65447 | 0.627 | 0 | 66.4627
| Tariff | Flat | Average Weekday | October | SCE 1-in-10 | 4 | 0.60285 | 0.58059 | 0.60285 | 0.58059 | 0 | 65.7332
| Tariff | Flat | Average Weekday | October | SCE 1-in-10 | 5 | 0.56784 | 0.55246 | 0.56784 | 0.55246 | 0 | 65.081
| Tariff | Flat | Average Weekday | October | SCE 1-in-10 | 6 | 0.55931 | 0.55845 | 0.55931 | 0.55845 | 0 | 64.5771
| Tariff | Flat | Average Weekday | October | SCE 1-in-10 | 7 | 0.57087 | 0.59844 | 0.57087 | 0.59844 | 0 | 64.1038
| Tariff | Flat | Average Weekday | October | SCE 1-in-10 | 8 | 0.57984 | 0.58768 | 0.57984 | 0.58768 | 0 | 63.7773
| Tariff | Flat | Average Weekday | October | SCE 1-in-10 | 9 | 0.54682 | 0.48567 | 0.54682 | 0.48567 | 0 | 64.2665
| Tariff | Flat | Average Weekday | October | SCE 1-in-10 | 10 | 0.49622 | 0.40196 | 0.49622 | 0.40196 | 0 | 67.3098
| Tariff | Flat | Average Weekday | October | SCE 1-in-10 | 11 | 0.48066 | 0.3586 | 0.48066 | 0.3586 | 0 | 71.1977
| Tariff | Flat | Average Weekday | October | SCE 1-in-10 | 12 | 0.52729 | 0.37222 | 0.52729 | 0.37222 | 0 | 74.9743
| Tariff | Flat | Average Weekday | October | SCE 1-in-10 | 13 | 0.63784 | 0.44821 | 0.63784 | 0.44821 | 0 | 77.9913
| Tariff | Flat | Average Weekday | October | SCE 1-in-10 | 14 | 0.78625 | 0.58302 | 0.78625 | 0.58302 | 0 | 80.0476
| Tariff | Flat | Average Weekday | October | SCE 1-in-10 | 15 | 0.97396 | 0.77024 | 0.97396 | 0.77024 | 0 | 81.289
| Tariff | Flat | Average Weekday | October | SCE 1-in-10 | 16 | 1.1875 | 1.0021 | 1.1875 | 1.0021 | 0 | 81.9143
| Tariff | Flat | Average Weekday | October | SCE 1-in-10 | 17 | 1.3932 | 1.2376 | 0.6423 | 0.45268 | 0.02479 | 81.8717
| Tariff | Flat | Average Weekday | October | SCE 1-in-10 | 18 | 1.5666 | 1.4396 | 1.2286 | 1.0721 | 0.13586 | 81.1294
| Tariff | Flat | Average Weekday | October | SCE 1-in-10 | 19 | 1.6194 | 1.5173 | 1.5339 | 1.3252 | 0.073704 | 79.1817
| Tariff | Flat | Average Weekday | October | SCE 1-in-10 | 20 | 1.5366 | 1.4626 | 1.4273 | 1.3047 | 0.037582 | 75.9972
| Tariff | Flat | Average Weekday | October | SCE 1-in-10 | 21 | 1.4678 | 1.4145 | 1.3825 | 1.2807 | 0.042957 | 73.6425
| Tariff | Flat | Average Weekday | October | SCE 1-in-10 | 22 | 1.3457 | 1.3124 | 1.7115 | 1.743 | 0.06273 | 71.9608
| Tariff | Flat | Average Weekday | October | SCE 1-in-10 | 23 | 1.1458 | 1.1197 | 1.1858 | 1.1812 | 0.035511 | 70.5436
| Tariff | Flat | Average Weekday | October | SCE 1-in-10 | 24 | 0.94692 | 0.91934 | 0.96701 | 0.92704 | 0.010044 | 69.3004
| Tariff | Flat | Average Weekday | October | SCE 1-in-2 | 1 | 0.64299 | 0.60818 | 0.64299 | 0.60818 | 0 | 63.664
| Tariff | Flat | Average Weekday | October | SCE 1-in-2 | 2 | 0.56844 | 0.53777 | 0.56844 | 0.53777 | 0 | 62.7242
| Tariff | Flat | Average Weekday | October | SCE 1-in-2 | 3 | 0.52888 | 0.50141 | 0.52888 | 0.50141 | 0 | 61.7955
| Tariff | Flat | Average Weekday | October | SCE 1-in-2 | 4 | 0.50407 | 0.48181 | 0.50407 | 0.48181 | 0 | 61.0847
| Tariff | Flat | Average Weekday | October | SCE 1-in-2 | 5 | 0.49364 | 0.47826 | 0.49364 | 0.47826 | 0 | 60.3845
| Tariff | Flat | Average Weekday | October | SCE 1-in-2 | 6 | 0.50435 | 0.50348 | 0.50435 | 0.50348 | 0 | 59.8731
| Tariff | Flat | Average Weekday | October | SCE 1-in-2 | 7 | 0.53544 | 0.56301 | 0.53544 | 0.56301 | 0 | 59.4732
| Tariff | Flat | Average Weekday | October | SCE 1-in-2 | 8 | 0.54068 | 0.54852 | 0.54068 | 0.54852 | 0 | 59.2337
| Tariff | Flat | Average Weekday | October | SCE 1-in-2 | 9 | 0.49251 | 0.43136 | 0.49251 | 0.43136 | 0 | 59.7028
| Tariff | Flat | Average Weekday | October | SCE 1-in-2 | 10 | 0.41043 | 0.31617 | 0.41043 | 0.31617 | 0 | 62.3979
| Tariff | Flat | Average Weekday | October | SCE 1-in-2 | 11 | 0.36604 | 0.24398 | 0.36604 | 0.24398 | 0 | 65.9829
| Tariff | Flat | Average Weekday | October | SCE 1-in-2 | 12 | 0.36732 | 0.21226 | 0.36732 | 0.21226 | 0 | 69.5304
| Tariff | Flat | Average Weekday | October | SCE 1-in-2 | 13 | 0.40515 | 0.21551 | 0.40515 | 0.21551 | 0 | 72.4965
| Tariff | Flat | Average Weekday | October | SCE 1-in-2 | 14 | 0.46707 | 0.26385 | 0.46707 | 0.26385 | 0 | 74.6609
| Tariff | Flat | Average Weekday | October | SCE 1-in-2 | 15 | 0.57155 | 0.36783 | 0.57155 | 0.36783 | 0 | 76.1103
| Tariff | Flat | Average Weekday | October | SCE 1-in-2 | 16 | 0.71141 | 0.52604 | 0.71141 | 0.52604 | 0 | 76.9785
| Tariff | Flat | Average Weekday | October | SCE 1-in-2 | 17 | 0.87011 | 0.71457 | 0.41374 | 0.2582 | 0.032992 | 76.9158
| Tariff | Flat | Average Weekday | October | SCE 1-in-2 | 18 | 1.039 | 0.91199 | 0.81137 | 0.65485 | 0.1729 | 75.9814
| Tariff | Flat | Average Weekday | October | SCE 1-in-2 | 19 | 1.1373 | 1.0353 | 1.1373 | 0.94265 | 0 | 74.0394
| Tariff | Flat | Average Weekday | October | SCE 1-in-2 | 20 | 1.1429 | 1.0689 | 1.0841 | 0.96155 | 0.048934 | 71.0455
| Tariff | Flat | Average Weekday | October | SCE 1-in-2 | 21 | 1.1247 | 1.0714 | 1.0889 | 0.98711 | 0.017909 | 68.7912
| Tariff | Flat | Average Weekday | October | SCE 1-in-2 | 22 | 1.0324 | 0.99911 | 1.3799 | 1.4113 | 0.084046 | 67.1051
| Tariff | Flat | Average Weekday | October | SCE 1-in-2 | 23 | 0.88421 | 0.85809 | 0.88421 | 0.86817 | 0 | 65.7101
| Tariff | Flat | Average Weekday | October | SCE 1-in-2 | 24 | 0.73499 | 0.70741 | 0.73499 | 0.70741 | 0 | 64.4968
| Tariff | Flat | Average Weekday | September | CAISO 1-in-10 | 1 | 1.0571 | 1.0223 | 1.0571 | 1.0223 | 0 | 72.5617
| Tariff | Flat | Average Weekday | September | CAISO 1-in-10 | 2 | 0.89517 | 0.8645 | 0.89517 | 0.8645 | 0 | 71.5702
| Tariff | Flat | Average Weekday | September | CAISO 1-in-10 | 3 | 0.78603 | 0.75856 | 0.78603 | 0.75856 | 0 | 70.6869
| Tariff | Flat | Average Weekday | September | CAISO 1-in-10 | 4 | 0.70909 | 0.68684 | 0.70909 | 0.68684 | 0 | 69.9265
| Tariff | Flat | Average Weekday | September | CAISO 1-in-10 | 5 | 0.65772 | 0.64234 | 0.65772 | 0.64234 | 0 | 69.2524
| Tariff | Flat | Average Weekday | September | CAISO 1-in-10 | 6 | 0.63637 | 0.63551 | 0.63637 | 0.63551 | 0 | 68.6566
| Tariff | Flat | Average Weekday | September | CAISO 1-in-10 | 7 | 0.63835 | 0.66592 | 0.63835 | 0.66592 | 0 | 68.2038
| Tariff | Flat | Average Weekday | September | CAISO 1-in-10 | 8 | 0.65256 | 0.6604 | 0.65256 | 0.6604 | 0 | 67.8937
| Tariff | Flat | Average Weekday | September | CAISO 1-in-10 | 9 | 0.64693 | 0.58578 | 0.64693 | 0.58578 | 0 | 69.3284
| Tariff | Flat | Average Weekday | September | CAISO 1-in-10 | 10 | 0.64013 | 0.54587 | 0.64013 | 0.54587 | 0 | 72.5671
| Tariff | Flat | Average Weekday | September | CAISO 1-in-10 | 11 | 0.69273 | 0.57067 | 0.69273 | 0.57067 | 0 | 76.3027
| Tariff | Flat | Average Weekday | September | CAISO 1-in-10 | 12 | 0.82903 | 0.67396 | 0.82903 | 0.67396 | 0 | 79.8196
| Tariff | Flat | Average Weekday | September | CAISO 1-in-10 | 13 | 1.0327 | 0.84307 | 1.0327 | 0.84307 | 0 | 82.6378
| Tariff | Flat | Average Weekday | September | CAISO 1-in-10 | 14 | 1.2593 | 1.0561 | 1.2593 | 1.0561 | 0 | 84.6623
| Tariff | Flat | Average Weekday | September | CAISO 1-in-10 | 15 | 1.5006 | 1.2968 | 1.5006 | 1.2968 | 0 | 86.0736
| Tariff | Flat | Average Weekday | September | CAISO 1-in-10 | 16 | 1.7464 | 1.561 | 1.7464 | 1.561 | 0 | 86.6643
| Tariff | Flat | Average Weekday | September | CAISO 1-in-10 | 17 | 1.9592 | 1.8037 | 1.1092 | 0.91954 | 0.018073 | 86.6575
| Tariff | Flat | Average Weekday | September | CAISO 1-in-10 | 18 | 2.1238 | 1.9969 | 1.6852 | 1.5287 | 0.10322 | 85.8243
| Tariff | Flat | Average Weekday | September | CAISO 1-in-10 | 19 | 2.1419 | 2.0398 | 1.9623 | 1.7537 | 0.054641 | 84.0424
| Tariff | Flat | Average Weekday | September | CAISO 1-in-10 | 20 | 2.0001 | 1.9261 | 1.8388 | 1.7162 | 0.026215 | 81.0954
| Tariff | Flat | Average Weekday | September | CAISO 1-in-10 | 21 | 1.8804 | 1.8271 | 1.7516 | 1.6498 | 0.033265 | 77.9085
| Tariff | Flat | Average Weekday | September | CAISO 1-in-10 | 22 | 1.72 | 1.6867 | 2.1008 | 2.1323 | 0.046018 | 75.9622
| Tariff | Flat | Average Weekday | September | CAISO 1-in-10 | 23 | 1.4662 | 1.4401 | 1.5481 | 1.5436 | 0.025604 | 74.4757
| Tariff | Flat | Average Weekday | September | CAISO 1-in-10 | 24 | 1.2064 | 1.1788 | 1.2549 | 1.215 | 0.01928 | 73.2157
| Tariff | Flat | Average Weekday | September | CAISO 1-in-2 | 1 | 0.89303 | 0.85823 | 0.89303 | 0.85823 | 0 | 69.3549
| Tariff | Flat | Average Weekday | September | CAISO 1-in-2 | 2 | 0.75571 | 0.72504 | 0.75571 | 0.72504 | 0 | 68.4268
| Tariff | Flat | Average Weekday | September | CAISO 1-in-2 | 3 | 0.66759 | 0.64012 | 0.66759 | 0.64012 | 0 | 67.624
| Tariff | Flat | Average Weekday | September | CAISO 1-in-2 | 4 | 0.60872 | 0.58646 | 0.60872 | 0.58646 | 0 | 66.9328
| Tariff | Flat | Average Weekday | September | CAISO 1-in-2 | 5 | 0.57576 | 0.56038 | 0.57576 | 0.56038 | 0 | 66.3333
| Tariff | Flat | Average Weekday | September | CAISO 1-in-2 | 6 | 0.56567 | 0.56481 | 0.56567 | 0.56481 | 0 | 65.7432
| Tariff | Flat | Average Weekday | September | CAISO 1-in-2 | 7 | 0.57718 | 0.60475 | 0.57718 | 0.60475 | 0 | 65.3715
| Tariff | Flat | Average Weekday | September | CAISO 1-in-2 | 8 | 0.58825 | 0.59609 | 0.58825 | 0.59609 | 0 | 65.1725
| Tariff | Flat | Average Weekday | September | CAISO 1-in-2 | 9 | 0.56504 | 0.50389 | 0.56504 | 0.50389 | 0 | 66.3313
| Tariff | Flat | Average Weekday | September | CAISO 1-in-2 | 10 | 0.53673 | 0.44247 | 0.53673 | 0.44247 | 0 | 69.3706
| Tariff | Flat | Average Weekday | September | CAISO 1-in-2 | 11 | 0.55613 | 0.43407 | 0.55613 | 0.43407 | 0 | 73.1703
| Tariff | Flat | Average Weekday | September | CAISO 1-in-2 | 12 | 0.63236 | 0.4773 | 0.63236 | 0.4773 | 0 | 76.9882
| Tariff | Flat | Average Weekday | September | CAISO 1-in-2 | 13 | 0.77469 | 0.58505 | 0.77469 | 0.58505 | 0 | 80.1938
| Tariff | Flat | Average Weekday | September | CAISO 1-in-2 | 14 | 0.95273 | 0.7495 | 0.95273 | 0.7495 | 0 | 82.4846
| Tariff | Flat | Average Weekday | September | CAISO 1-in-2 | 15 | 1.1637 | 0.95994 | 1.1637 | 0.95994 | 0 | 83.7851
| Tariff | Flat | Average Weekday | September | CAISO 1-in-2 | 16 | 1.3921 | 1.2067 | 1.3921 | 1.2067 | 0 | 84.3437
| Tariff | Flat | Average Weekday | September | CAISO 1-in-2 | 17 | 1.6014 | 1.4459 | 0.80254 | 0.61292 | 0.021316 | 84.1876
| Tariff | Flat | Average Weekday | September | CAISO 1-in-2 | 18 | 1.7702 | 1.6432 | 1.3885 | 1.2319 | 0.12149 | 83.1694
| Tariff | Flat | Average Weekday | September | CAISO 1-in-2 | 19 | 1.8097 | 1.7076 | 1.6831 | 1.4744 | 0.065302 | 81.3088
| Tariff | Flat | Average Weekday | September | CAISO 1-in-2 | 20 | 1.7077 | 1.6336 | 1.5746 | 1.4521 | 0.032338 | 78.3218
| Tariff | Flat | Average Weekday | September | CAISO 1-in-2 | 21 | 1.617 | 1.5637 | 1.5166 | 1.4148 | 0.03956 | 75.1279
| Tariff | Flat | Average Weekday | September | CAISO 1-in-2 | 22 | 1.4819 | 1.4486 | 1.8519 | 1.8834 | 0.057899 | 73.0905
| Tariff | Flat | Average Weekday | September | CAISO 1-in-2 | 23 | 1.2629 | 1.2368 | 1.314 | 1.3094 | 0.032808 | 71.5815
| Tariff | Flat | Average Weekday | September | CAISO 1-in-2 | 24 | 1.0382 | 1.0106 | 1.0657 | 1.0257 | 0.024991 | 70.3164
| Tariff | Flat | Average Weekday | September | SCE 1-in-10 | 1 | 1.0571 | 1.0223 | 1.0571 | 1.0223 | 0 | 72.5617
| Tariff | Flat | Average Weekday | September | SCE 1-in-10 | 2 | 0.89517 | 0.8645 | 0.89517 | 0.8645 | 0 | 71.5702
| Tariff | Flat | Average Weekday | September | SCE 1-in-10 | 3 | 0.78603 | 0.75856 | 0.78603 | 0.75856 | 0 | 70.6869
| Tariff | Flat | Average Weekday | September | SCE 1-in-10 | 4 | 0.70909 | 0.68684 | 0.70909 | 0.68684 | 0 | 69.9265
| Tariff | Flat | Average Weekday | September | SCE 1-in-10 | 5 | 0.65772 | 0.64234 | 0.65772 | 0.64234 | 0 | 69.2524
| Tariff | Flat | Average Weekday | September | SCE 1-in-10 | 6 | 0.63637 | 0.63551 | 0.63637 | 0.63551 | 0 | 68.6566
| Tariff | Flat | Average Weekday | September | SCE 1-in-10 | 7 | 0.63835 | 0.66592 | 0.63835 | 0.66592 | 0 | 68.2038
| Tariff | Flat | Average Weekday | September | SCE 1-in-10 | 8 | 0.65256 | 0.6604 | 0.65256 | 0.6604 | 0 | 67.8937
| Tariff | Flat | Average Weekday | September | SCE 1-in-10 | 9 | 0.64693 | 0.58578 | 0.64693 | 0.58578 | 0 | 69.3284
| Tariff | Flat | Average Weekday | September | SCE 1-in-10 | 10 | 0.64013 | 0.54587 | 0.64013 | 0.54587 | 0 | 72.5671
| Tariff | Flat | Average Weekday | September | SCE 1-in-10 | 11 | 0.69273 | 0.57067 | 0.69273 | 0.57067 | 0 | 76.3027
| Tariff | Flat | Average Weekday | September | SCE 1-in-10 | 12 | 0.82903 | 0.67396 | 0.82903 | 0.67396 | 0 | 79.8196
| Tariff | Flat | Average Weekday | September | SCE 1-in-10 | 13 | 1.0327 | 0.84307 | 1.0327 | 0.84307 | 0 | 82.6378
| Tariff | Flat | Average Weekday | September | SCE 1-in-10 | 14 | 1.2593 | 1.0561 | 1.2593 | 1.0561 | 0 | 84.6623
| Tariff | Flat | Average Weekday | September | SCE 1-in-10 | 15 | 1.5006 | 1.2968 | 1.5006 | 1.2968 | 0 | 86.0736
| Tariff | Flat | Average Weekday | September | SCE 1-in-10 | 16 | 1.7464 | 1.561 | 1.7464 | 1.561 | 0 | 86.6643
| Tariff | Flat | Average Weekday | September | SCE 1-in-10 | 17 | 1.9592 | 1.8037 | 1.1092 | 0.91954 | 0.018073 | 86.6575
| Tariff | Flat | Average Weekday | September | SCE 1-in-10 | 18 | 2.1238 | 1.9969 | 1.6852 | 1.5287 | 0.10322 | 85.8243
| Tariff | Flat | Average Weekday | September | SCE 1-in-10 | 19 | 2.1419 | 2.0398 | 1.9623 | 1.7537 | 0.054641 | 84.0424
| Tariff | Flat | Average Weekday | September | SCE 1-in-10 | 20 | 2.0001 | 1.9261 | 1.8388 | 1.7162 | 0.026215 | 81.0954
| Tariff | Flat | Average Weekday | September | SCE 1-in-10 | 21 | 1.8804 | 1.8271 | 1.7516 | 1.6498 | 0.033265 | 77.9085
| Tariff | Flat | Average Weekday | September | SCE 1-in-10 | 22 | 1.72 | 1.6867 | 2.1008 | 2.1323 | 0.046018 | 75.9622
| Tariff | Flat | Average Weekday | September | SCE 1-in-10 | 23 | 1.4662 | 1.4401 | 1.5481 | 1.5436 | 0.025604 | 74.4757
| Tariff | Flat | Average Weekday | September | SCE 1-in-10 | 24 | 1.2064 | 1.1788 | 1.2549 | 1.215 | 0.01928 | 73.2157
| Tariff | Flat | Average Weekday | September | SCE 1-in-2 | 1 | 0.87805 | 0.84325 | 0.87805 | 0.84325 | 0 | 69.065
| Tariff | Flat | Average Weekday | September | SCE 1-in-2 | 2 | 0.7426 | 0.71192 | 0.7426 | 0.71192 | 0 | 68.1016
| Tariff | Flat | Average Weekday | September | SCE 1-in-2 | 3 | 0.659 | 0.63153 | 0.659 | 0.63153 | 0 | 67.291
| Tariff | Flat | Average Weekday | September | SCE 1-in-2 | 4 | 0.60489 | 0.58263 | 0.60489 | 0.58263 | 0 | 66.5742
| Tariff | Flat | Average Weekday | September | SCE 1-in-2 | 5 | 0.57172 | 0.55634 | 0.57172 | 0.55634 | 0 | 65.9604
| Tariff | Flat | Average Weekday | September | SCE 1-in-2 | 6 | 0.56275 | 0.56189 | 0.56275 | 0.56189 | 0 | 65.399
| Tariff | Flat | Average Weekday | September | SCE 1-in-2 | 7 | 0.57419 | 0.60176 | 0.57419 | 0.60176 | 0 | 64.9801
| Tariff | Flat | Average Weekday | September | SCE 1-in-2 | 8 | 0.58551 | 0.59334 | 0.58551 | 0.59334 | 0 | 64.7578
| Tariff | Flat | Average Weekday | September | SCE 1-in-2 | 9 | 0.57028 | 0.50913 | 0.57028 | 0.50913 | 0 | 66.0874
| Tariff | Flat | Average Weekday | September | SCE 1-in-2 | 10 | 0.52718 | 0.43291 | 0.52718 | 0.43291 | 0 | 69.1798
| Tariff | Flat | Average Weekday | September | SCE 1-in-2 | 11 | 0.52739 | 0.40533 | 0.52739 | 0.40533 | 0 | 72.9055
| Tariff | Flat | Average Weekday | September | SCE 1-in-2 | 12 | 0.5926 | 0.43753 | 0.5926 | 0.43753 | 0 | 76.5416
| Tariff | Flat | Average Weekday | September | SCE 1-in-2 | 13 | 0.72678 | 0.53715 | 0.72678 | 0.53715 | 0 | 79.5099
| Tariff | Flat | Average Weekday | September | SCE 1-in-2 | 14 | 0.89634 | 0.69312 | 0.89634 | 0.69312 | 0 | 81.6339
| Tariff | Flat | Average Weekday | September | SCE 1-in-2 | 15 | 1.1007 | 0.897 | 1.1007 | 0.897 | 0 | 82.9215
| Tariff | Flat | Average Weekday | September | SCE 1-in-2 | 16 | 1.3259 | 1.1406 | 1.3259 | 1.1406 | 0 | 83.5269
| Tariff | Flat | Average Weekday | September | SCE 1-in-2 | 17 | 1.5357 | 1.3801 | 0.753 | 0.56338 | 0.022451 | 83.4061
| Tariff | Flat | Average Weekday | September | SCE 1-in-2 | 18 | 1.7068 | 1.5799 | 1.3404 | 1.1839 | 0.12648 | 82.4574
| Tariff | Flat | Average Weekday | September | SCE 1-in-2 | 19 | 1.7497 | 1.6476 | 1.6353 | 1.4267 | 0.067797 | 80.6753
| Tariff | Flat | Average Weekday | September | SCE 1-in-2 | 20 | 1.6528 | 1.5787 | 1.5264 | 1.4038 | 0.033806 | 77.6674
| Tariff | Flat | Average Weekday | September | SCE 1-in-2 | 21 | 1.567 | 1.5137 | 1.4729 | 1.3711 | 0.040975 | 74.5082
| Tariff | Flat | Average Weekday | September | SCE 1-in-2 | 22 | 1.4375 | 1.4043 | 1.8055 | 1.837 | 0.060218 | 72.5463
| Tariff | Flat | Average Weekday | September | SCE 1-in-2 | 23 | 1.2249 | 1.1988 | 1.2709 | 1.2663 | 0.034038 | 71.1069
| Tariff | Flat | Average Weekday | September | SCE 1-in-2 | 24 | 1.0072 | 0.97957 | 1.0314 | 0.99143 | 0.012124 | 69.873
| Tariff | Flat | Monthly System Peak Day | April | CAISO 1-in-10 | 1 | 1.0081 | 0.97328 | 1.0081 | 0.97328 | 0 | 71.5196
| Tariff | Flat | Monthly System Peak Day | April | CAISO 1-in-10 | 2 | 0.79572 | 0.76504 | 0.79572 | 0.76504 | 0 | 69.1529
| Tariff | Flat | Monthly System Peak Day | April | CAISO 1-in-10 | 3 | 0.68178 | 0.65431 | 0.68178 | 0.65431 | 0 | 67.3518
| Tariff | Flat | Monthly System Peak Day | April | CAISO 1-in-10 | 4 | 0.61556 | 0.5933 | 0.61556 | 0.5933 | 0 | 65.9908
| Tariff | Flat | Monthly System Peak Day | April | CAISO 1-in-10 | 5 | 0.58874 | 0.57336 | 0.58874 | 0.57336 | 0 | 66.0861
| Tariff | Flat | Monthly System Peak Day | April | CAISO 1-in-10 | 6 | 0.60369 | 0.60283 | 0.60369 | 0.60283 | 0 | 66.189
| Tariff | Flat | Monthly System Peak Day | April | CAISO 1-in-10 | 7 | 0.63206 | 0.65963 | 0.63206 | 0.65963 | 0 | 66.5181
| Tariff | Flat | Monthly System Peak Day | April | CAISO 1-in-10 | 8 | 0.65983 | 0.66767 | 0.65983 | 0.66767 | 0 | 66.9477
| Tariff | Flat | Monthly System Peak Day | April | CAISO 1-in-10 | 9 | 0.67503 | 0.61388 | 0.67503 | 0.61388 | 0 | 69.8602
| Tariff | Flat | Monthly System Peak Day | April | CAISO 1-in-10 | 10 | 0.70091 | 0.60665 | 0.70091 | 0.60665 | 0 | 74.1359
| Tariff | Flat | Monthly System Peak Day | April | CAISO 1-in-10 | 11 | 0.78582 | 0.66376 | 0.78582 | 0.66376 | 0 | 78.3241
| Tariff | Flat | Monthly System Peak Day | April | CAISO 1-in-10 | 12 | 0.95334 | 0.79827 | 0.95334 | 0.79827 | 0 | 82.2683
| Tariff | Flat | Monthly System Peak Day | April | CAISO 1-in-10 | 13 | 1.1955 | 1.0059 | 1.1955 | 1.0059 | 0 | 85.2337
| Tariff | Flat | Monthly System Peak Day | April | CAISO 1-in-10 | 14 | 1.4572 | 1.254 | 1.4572 | 1.254 | 0 | 87.2133
| Tariff | Flat | Monthly System Peak Day | April | CAISO 1-in-10 | 15 | 1.7213 | 1.5176 | 1.7213 | 1.5176 | 0 | 88.626
| Tariff | Flat | Monthly System Peak Day | April | CAISO 1-in-10 | 16 | 1.9799 | 1.7946 | 1.9799 | 1.7946 | 0 | 89.9208
| Tariff | Flat | Monthly System Peak Day | April | CAISO 1-in-10 | 17 | 2.1946 | 2.0391 | 1.2616 | 1.072 | 0.014627 | 90.6617
| Tariff | Flat | Monthly System Peak Day | April | CAISO 1-in-10 | 18 | 2.3416 | 2.2146 | 1.7952 | 1.6387 | 0.071262 | 90.8529
| Tariff | Flat | Monthly System Peak Day | April | CAISO 1-in-10 | 19 | 2.341 | 2.2389 | 2.044 | 1.8353 | 0.032229 | 90.1173
| Tariff | Flat | Monthly System Peak Day | April | CAISO 1-in-10 | 20 | 2.2195 | 2.1455 | 1.9856 | 1.863 | 0.012649 | 88.2141
| Tariff | Flat | Monthly System Peak Day | April | CAISO 1-in-10 | 21 | 2.0928 | 2.0395 | 1.8918 | 1.79 | 0.018157 | 84.9761
| Tariff | Flat | Monthly System Peak Day | April | CAISO 1-in-10 | 22 | 1.8777 | 1.8445 | 2.2813 | 2.3128 | 0.026 | 82.005
| Tariff | Flat | Monthly System Peak Day | April | CAISO 1-in-10 | 23 | 1.5954 | 1.5693 | 1.7268 | 1.7223 | 0.016409 | 79.1257
| Tariff | Flat | Monthly System Peak Day | April | CAISO 1-in-10 | 24 | 1.324 | 1.2964 | 1.3935 | 1.3535 | 0.014562 | 76.0979
| Tariff | Flat | Monthly System Peak Day | April | CAISO 1-in-2 | 1 | 0.67597 | 0.64117 | 0.67597 | 0.64117 | 0 | 63.4586
| Tariff | Flat | Monthly System Peak Day | April | CAISO 1-in-2 | 2 | 0.59057 | 0.5599 | 0.59057 | 0.5599 | 0 | 62.0431
| Tariff | Flat | Monthly System Peak Day | April | CAISO 1-in-2 | 3 | 0.54894 | 0.52147 | 0.54894 | 0.52147 | 0 | 61.0447
| Tariff | Flat | Monthly System Peak Day | April | CAISO 1-in-2 | 4 | 0.52181 | 0.49955 | 0.52181 | 0.49955 | 0 | 60.1346
| Tariff | Flat | Monthly System Peak Day | April | CAISO 1-in-2 | 5 | 0.51027 | 0.4949 | 0.51027 | 0.4949 | 0 | 59.1143
| Tariff | Flat | Monthly System Peak Day | April | CAISO 1-in-2 | 6 | 0.51816 | 0.5173 | 0.51816 | 0.5173 | 0 | 58.407
| Tariff | Flat | Monthly System Peak Day | April | CAISO 1-in-2 | 7 | 0.54219 | 0.56976 | 0.54219 | 0.56976 | 0 | 57.74
| Tariff | Flat | Monthly System Peak Day | April | CAISO 1-in-2 | 8 | 0.54909 | 0.55693 | 0.54909 | 0.55693 | 0 | 57.6497
| Tariff | Flat | Monthly System Peak Day | April | CAISO 1-in-2 | 9 | 0.50355 | 0.4424 | 0.50355 | 0.4424 | 0 | 59.3617
| Tariff | Flat | Monthly System Peak Day | April | CAISO 1-in-2 | 10 | 0.43801 | 0.34375 | 0.43801 | 0.34375 | 0 | 63.6943
| Tariff | Flat | Monthly System Peak Day | April | CAISO 1-in-2 | 11 | 0.42142 | 0.29936 | 0.42142 | 0.29936 | 0 | 68.9581
| Tariff | Flat | Monthly System Peak Day | April | CAISO 1-in-2 | 12 | 0.42423 | 0.26916 | 0.42423 | 0.26916 | 0 | 73.7876
| Tariff | Flat | Monthly System Peak Day | April | CAISO 1-in-2 | 13 | 0.49293 | 0.3033 | 0.49293 | 0.3033 | 0 | 77.7267
| Tariff | Flat | Monthly System Peak Day | April | CAISO 1-in-2 | 14 | 0.60544 | 0.40221 | 0.60544 | 0.40221 | 0 | 80.533
| Tariff | Flat | Monthly System Peak Day | April | CAISO 1-in-2 | 15 | 0.76336 | 0.55964 | 0.76336 | 0.55964 | 0 | 82.4388
| Tariff | Flat | Monthly System Peak Day | April | CAISO 1-in-2 | 16 | 0.95091 | 0.76555 | 0.95091 | 0.76555 | 0 | 83.1085
| Tariff | Flat | Monthly System Peak Day | April | CAISO 1-in-2 | 17 | 1.1344 | 0.97891 | 0.36422 | 0.1746 | 0.02335 | 82.8063
| Tariff | Flat | Monthly System Peak Day | April | CAISO 1-in-2 | 18 | 1.289 | 1.162 | 0.92951 | 0.773 | 0.12877 | 82.1308
| Tariff | Flat | Monthly System Peak Day | April | CAISO 1-in-2 | 19 | 1.3599 | 1.2578 | 1.2403 | 1.0316 | 0.066735 | 80.9447
| Tariff | Flat | Monthly System Peak Day | April | CAISO 1-in-2 | 20 | 1.3626 | 1.2885 | 1.2295 | 1.107 | 0.032346 | 78.3182
| Tariff | Flat | Monthly System Peak Day | April | CAISO 1-in-2 | 21 | 1.3142 | 1.2609 | 1.2257 | 1.1239 | 0.042248 | 73.9519
| Tariff | Flat | Monthly System Peak Day | April | CAISO 1-in-2 | 22 | 1.1866 | 1.1534 | 1.5444 | 1.5759 | 0.071964 | 69.8371
| Tariff | Flat | Monthly System Peak Day | April | CAISO 1-in-2 | 23 | 1.0135 | 0.98738 | 1.0135 | 1.009 | 5.6974e-06 | 66.7901
| Tariff | Flat | Monthly System Peak Day | April | CAISO 1-in-2 | 24 | 0.8317 | 0.80411 | 0.8317 | 0.80411 | 0 | 64.6422
| Tariff | Flat | Monthly System Peak Day | April | SCE 1-in-10 | 1 | 1.0223 | 0.98748 | 1.0223 | 0.98748 | 0 | 71.8817
| Tariff | Flat | Monthly System Peak Day | April | SCE 1-in-10 | 2 | 0.82615 | 0.79548 | 0.82615 | 0.79548 | 0 | 70.1364
| Tariff | Flat | Monthly System Peak Day | April | SCE 1-in-10 | 3 | 0.71889 | 0.69142 | 0.71889 | 0.69142 | 0 | 69.0386
| Tariff | Flat | Monthly System Peak Day | April | SCE 1-in-10 | 4 | 0.62434 | 0.60209 | 0.62434 | 0.60209 | 0 | 67.2391
| Tariff | Flat | Monthly System Peak Day | April | SCE 1-in-10 | 5 | 0.58408 | 0.56871 | 0.58408 | 0.56871 | 0 | 65.9972
| Tariff | Flat | Monthly System Peak Day | April | SCE 1-in-10 | 6 | 0.57528 | 0.57442 | 0.57528 | 0.57442 | 0 | 65.0159
| Tariff | Flat | Monthly System Peak Day | April | SCE 1-in-10 | 7 | 0.57947 | 0.60704 | 0.57947 | 0.60704 | 0 | 64.2305
| Tariff | Flat | Monthly System Peak Day | April | SCE 1-in-10 | 8 | 0.59072 | 0.59855 | 0.59072 | 0.59855 | 0 | 64.0968
| Tariff | Flat | Monthly System Peak Day | April | SCE 1-in-10 | 9 | 0.60067 | 0.53952 | 0.60067 | 0.53952 | 0 | 67.2423
| Tariff | Flat | Monthly System Peak Day | April | SCE 1-in-10 | 10 | 0.64911 | 0.55484 | 0.64911 | 0.55484 | 0 | 72.9735
| Tariff | Flat | Monthly System Peak Day | April | SCE 1-in-10 | 11 | 0.67569 | 0.55363 | 0.67569 | 0.55363 | 0 | 78.0798
| Tariff | Flat | Monthly System Peak Day | April | SCE 1-in-10 | 12 | 0.77569 | 0.62062 | 0.77569 | 0.62062 | 0 | 82.784
| Tariff | Flat | Monthly System Peak Day | April | SCE 1-in-10 | 13 | 0.98437 | 0.79474 | 0.98437 | 0.79474 | 0 | 85.8146
| Tariff | Flat | Monthly System Peak Day | April | SCE 1-in-10 | 14 | 1.2246 | 1.0214 | 1.2246 | 1.0214 | 0 | 87.4917
| Tariff | Flat | Monthly System Peak Day | April | SCE 1-in-10 | 15 | 1.4749 | 1.2712 | 1.4749 | 1.2712 | 0 | 88.504
| Tariff | Flat | Monthly System Peak Day | April | SCE 1-in-10 | 16 | 1.725 | 1.5396 | 1.725 | 1.5396 | 0 | 89.1974
| Tariff | Flat | Monthly System Peak Day | April | SCE 1-in-10 | 17 | 1.9373 | 1.7817 | 1.03 | 0.84038 | 0.015378 | 89.4171
| Tariff | Flat | Monthly System Peak Day | April | SCE 1-in-10 | 18 | 2.0861 | 1.9592 | 1.5779 | 1.4214 | 0.082019 | 89.0695
| Tariff | Flat | Monthly System Peak Day | April | SCE 1-in-10 | 19 | 2.1052 | 2.0031 | 1.8679 | 1.6592 | 0.04328 | 87.0323
| Tariff | Flat | Monthly System Peak Day | April | SCE 1-in-10 | 20 | 1.9883 | 1.9143 | 1.8133 | 1.6908 | 0.023346 | 82.4323
| Tariff | Flat | Monthly System Peak Day | April | SCE 1-in-10 | 21 | 1.8577 | 1.8044 | 1.7389 | 1.6371 | 0.03548 | 76.9253
| Tariff | Flat | Monthly System Peak Day | April | SCE 1-in-10 | 22 | 1.7025 | 1.6693 | 2.0749 | 2.1064 | 0.055268 | 73.7131
| Tariff | Flat | Monthly System Peak Day | April | SCE 1-in-10 | 23 | 1.4557 | 1.4295 | 1.5071 | 1.5026 | 0.032708 | 71.6205
| Tariff | Flat | Monthly System Peak Day | April | SCE 1-in-10 | 24 | 1.1766 | 1.149 | 1.2015 | 1.1615 | 0.012452 | 69.9633
| Tariff | Flat | Monthly System Peak Day | April | SCE 1-in-2 | 1 | 0.73291 | 0.69811 | 0.73291 | 0.69811 | 0 | 65.5933
| Tariff | Flat | Monthly System Peak Day | April | SCE 1-in-2 | 2 | 0.63533 | 0.60465 | 0.63533 | 0.60465 | 0 | 64.3219
| Tariff | Flat | Monthly System Peak Day | April | SCE 1-in-2 | 3 | 0.58034 | 0.55287 | 0.58034 | 0.55287 | 0 | 63.2237
| Tariff | Flat | Monthly System Peak Day | April | SCE 1-in-2 | 4 | 0.54536 | 0.5231 | 0.54536 | 0.5231 | 0 | 62.1122
| Tariff | Flat | Monthly System Peak Day | April | SCE 1-in-2 | 5 | 0.52491 | 0.50954 | 0.52491 | 0.50954 | 0 | 61.0888
| Tariff | Flat | Monthly System Peak Day | April | SCE 1-in-2 | 6 | 0.52643 | 0.52557 | 0.52643 | 0.52557 | 0 | 60.2529
| Tariff | Flat | Monthly System Peak Day | April | SCE 1-in-2 | 7 | 0.54636 | 0.57393 | 0.54636 | 0.57393 | 0 | 59.6339
| Tariff | Flat | Monthly System Peak Day | April | SCE 1-in-2 | 8 | 0.55381 | 0.56165 | 0.55381 | 0.56165 | 0 | 59.5403
| Tariff | Flat | Monthly System Peak Day | April | SCE 1-in-2 | 9 | 0.52681 | 0.46566 | 0.52681 | 0.46566 | 0 | 61.614
| Tariff | Flat | Monthly System Peak Day | April | SCE 1-in-2 | 10 | 0.47652 | 0.38226 | 0.47652 | 0.38226 | 0 | 66.2608
| Tariff | Flat | Monthly System Peak Day | April | SCE 1-in-2 | 11 | 0.486 | 0.36394 | 0.486 | 0.36394 | 0 | 71.8089
| Tariff | Flat | Monthly System Peak Day | April | SCE 1-in-2 | 12 | 0.51441 | 0.35935 | 0.51441 | 0.35935 | 0 | 76.7717
| Tariff | Flat | Monthly System Peak Day | April | SCE 1-in-2 | 13 | 0.62227 | 0.43263 | 0.62227 | 0.43263 | 0 | 80.7827
| Tariff | Flat | Monthly System Peak Day | April | SCE 1-in-2 | 14 | 0.78051 | 0.57729 | 0.78051 | 0.57729 | 0 | 83.3784
| Tariff | Flat | Monthly System Peak Day | April | SCE 1-in-2 | 15 | 0.9796 | 0.77588 | 0.9796 | 0.77588 | 0 | 84.8022
| Tariff | Flat | Monthly System Peak Day | April | SCE 1-in-2 | 16 | 1.2004 | 1.015 | 1.2004 | 1.015 | 0 | 85.3969
| Tariff | Flat | Monthly System Peak Day | April | SCE 1-in-2 | 17 | 1.4035 | 1.248 | 0.59388 | 0.40426 | 0.020587 | 84.707
| Tariff | Flat | Monthly System Peak Day | April | SCE 1-in-2 | 18 | 1.5611 | 1.4341 | 1.1523 | 0.99577 | 0.11271 | 84.4351
| Tariff | Flat | Monthly System Peak Day | April | SCE 1-in-2 | 19 | 1.6106 | 1.5086 | 1.4497 | 1.2411 | 0.058372 | 83.0802
| Tariff | Flat | Monthly System Peak Day | April | SCE 1-in-2 | 20 | 1.5667 | 1.4926 | 1.4127 | 1.2901 | 0.027792 | 80.3723
| Tariff | Flat | Monthly System Peak Day | April | SCE 1-in-2 | 21 | 1.494 | 1.4407 | 1.3826 | 1.2808 | 0.037122 | 76.1998
| Tariff | Flat | Monthly System Peak Day | April | SCE 1-in-2 | 22 | 1.352 | 1.3188 | 1.7219 | 1.7534 | 0.058087 | 73.0461
| Tariff | Flat | Monthly System Peak Day | April | SCE 1-in-2 | 23 | 1.1506 | 1.1245 | 1.1932 | 1.1886 | 0.034886 | 70.7818
| Tariff | Flat | Monthly System Peak Day | April | SCE 1-in-2 | 24 | 0.94404 | 0.91645 | 0.95557 | 0.91645 | 0.0057691 | 68.1234
| Tariff | Flat | Monthly System Peak Day | August | CAISO 1-in-10 | 1 | 1.2625 | 1.2277 | 1.2625 | 1.2277 | 0 | 76.681
| Tariff | Flat | Monthly System Peak Day | August | CAISO 1-in-10 | 2 | 1.0619 | 1.0312 | 1.0619 | 1.0312 | 0 | 75.6959
| Tariff | Flat | Monthly System Peak Day | August | CAISO 1-in-10 | 3 | 0.94143 | 0.91396 | 0.94143 | 0.91396 | 0 | 74.9761
| Tariff | Flat | Monthly System Peak Day | August | CAISO 1-in-10 | 4 | 0.85472 | 0.83247 | 0.85472 | 0.83247 | 0 | 74.2752
| Tariff | Flat | Monthly System Peak Day | August | CAISO 1-in-10 | 5 | 0.79039 | 0.77502 | 0.79039 | 0.77502 | 0 | 73.4893
| Tariff | Flat | Monthly System Peak Day | August | CAISO 1-in-10 | 6 | 0.75829 | 0.75743 | 0.75829 | 0.75743 | 0 | 72.8595
| Tariff | Flat | Monthly System Peak Day | August | CAISO 1-in-10 | 7 | 0.75015 | 0.77772 | 0.75015 | 0.77772 | 0 | 72.4549
| Tariff | Flat | Monthly System Peak Day | August | CAISO 1-in-10 | 8 | 0.76834 | 0.77618 | 0.76834 | 0.77618 | 0 | 72.1327
| Tariff | Flat | Monthly System Peak Day | August | CAISO 1-in-10 | 9 | 0.79987 | 0.73872 | 0.79987 | 0.73872 | 0 | 74.5052
| Tariff | Flat | Monthly System Peak Day | August | CAISO 1-in-10 | 10 | 0.8662 | 0.77194 | 0.8662 | 0.77194 | 0 | 78.8536
| Tariff | Flat | Monthly System Peak Day | August | CAISO 1-in-10 | 11 | 1.064 | 0.9419 | 1.064 | 0.9419 | 0 | 83.9599
| Tariff | Flat | Monthly System Peak Day | August | CAISO 1-in-10 | 12 | 1.335 | 1.1799 | 1.335 | 1.1799 | 0 | 88.8863
| Tariff | Flat | Monthly System Peak Day | August | CAISO 1-in-10 | 13 | 1.6884 | 1.4988 | 1.6884 | 1.4988 | 0 | 92.4408
| Tariff | Flat | Monthly System Peak Day | August | CAISO 1-in-10 | 14 | 2.0483 | 1.8451 | 2.0483 | 1.8451 | 0 | 95.2746
| Tariff | Flat | Monthly System Peak Day | August | CAISO 1-in-10 | 15 | 2.3858 | 2.1821 | 2.3858 | 2.1821 | 0 | 96.4229
| Tariff | Flat | Monthly System Peak Day | August | CAISO 1-in-10 | 16 | 2.6834 | 2.498 | 2.6834 | 2.498 | 0 | 96.4911
| Tariff | Flat | Monthly System Peak Day | August | CAISO 1-in-10 | 17 | 2.9005 | 2.745 | 1.8528 | 1.6632 | 0.015824 | 96.192
| Tariff | Flat | Monthly System Peak Day | August | CAISO 1-in-10 | 18 | 3.0391 | 2.9122 | 2.3962 | 2.2397 | 0.05024 | 95.3556
| Tariff | Flat | Monthly System Peak Day | August | CAISO 1-in-10 | 19 | 3.0012 | 2.8991 | 2.6339 | 2.4253 | 0.021542 | 93.7495
| Tariff | Flat | Monthly System Peak Day | August | CAISO 1-in-10 | 20 | 2.7852 | 2.7111 | 2.5202 | 2.3976 | 0.010354 | 91.2559
| Tariff | Flat | Monthly System Peak Day | August | CAISO 1-in-10 | 21 | 2.5888 | 2.5355 | 2.3673 | 2.2655 | 0.014512 | 86.9856
| Tariff | Flat | Monthly System Peak Day | August | CAISO 1-in-10 | 22 | 2.3473 | 2.314 | 2.7575 | 2.7889 | 0.023482 | 83.7496
| Tariff | Flat | Monthly System Peak Day | August | CAISO 1-in-10 | 23 | 2.0022 | 1.9761 | 2.1649 | 2.1603 | 0.014468 | 82.0563
| Tariff | Flat | Monthly System Peak Day | August | CAISO 1-in-10 | 24 | 1.6508 | 1.6232 | 1.754 | 1.714 | 0.012121 | 80.7393
| Tariff | Flat | Monthly System Peak Day | August | CAISO 1-in-2 | 1 | 1.3801 | 1.3453 | 1.3801 | 1.3453 | 0 | 78.857
| Tariff | Flat | Monthly System Peak Day | August | CAISO 1-in-2 | 2 | 1.1678 | 1.1371 | 1.1678 | 1.1371 | 0 | 77.7797
| Tariff | Flat | Monthly System Peak Day | August | CAISO 1-in-2 | 3 | 1.0294 | 1.0019 | 1.0294 | 1.0019 | 0 | 76.9349
| Tariff | Flat | Monthly System Peak Day | August | CAISO 1-in-2 | 4 | 0.92484 | 0.90258 | 0.92484 | 0.90258 | 0 | 76.1196
| Tariff | Flat | Monthly System Peak Day | August | CAISO 1-in-2 | 5 | 0.85204 | 0.83666 | 0.85204 | 0.83666 | 0 | 75.4504
| Tariff | Flat | Monthly System Peak Day | August | CAISO 1-in-2 | 6 | 0.8114 | 0.81054 | 0.8114 | 0.81054 | 0 | 74.8184
| Tariff | Flat | Monthly System Peak Day | August | CAISO 1-in-2 | 7 | 0.7968 | 0.82437 | 0.7968 | 0.82437 | 0 | 74.282
| Tariff | Flat | Monthly System Peak Day | August | CAISO 1-in-2 | 8 | 0.83233 | 0.84017 | 0.83233 | 0.84017 | 0 | 74.3247
| Tariff | Flat | Monthly System Peak Day | August | CAISO 1-in-2 | 9 | 0.86986 | 0.80871 | 0.86986 | 0.80871 | 0 | 76.4111
| Tariff | Flat | Monthly System Peak Day | August | CAISO 1-in-2 | 10 | 0.89596 | 0.8017 | 0.89596 | 0.8017 | 0 | 80.3483
| Tariff | Flat | Monthly System Peak Day | August | CAISO 1-in-2 | 11 | 1.0282 | 0.9061 | 1.0282 | 0.9061 | 0 | 84.5598
| Tariff | Flat | Monthly System Peak Day | August | CAISO 1-in-2 | 12 | 1.2893 | 1.1342 | 1.2893 | 1.1342 | 0 | 88.5908
| Tariff | Flat | Monthly System Peak Day | August | CAISO 1-in-2 | 13 | 1.641 | 1.4514 | 1.641 | 1.4514 | 0 | 91.2476
| Tariff | Flat | Monthly System Peak Day | August | CAISO 1-in-2 | 14 | 1.9948 | 1.7916 | 1.9948 | 1.7916 | 0 | 92.9062
| Tariff | Flat | Monthly System Peak Day | August | CAISO 1-in-2 | 15 | 2.3194 | 2.1157 | 2.3194 | 2.1157 | 0 | 93.5919
| Tariff | Flat | Monthly System Peak Day | August | CAISO 1-in-2 | 16 | 2.607 | 2.4216 | 2.607 | 2.4216 | 0 | 93.5305
| Tariff | Flat | Monthly System Peak Day | August | CAISO 1-in-2 | 17 | 2.822 | 2.6664 | 1.8447 | 1.655 | 0.014199 | 92.7974
| Tariff | Flat | Monthly System Peak Day | August | CAISO 1-in-2 | 18 | 2.9787 | 2.8517 | 2.4351 | 2.2786 | 0.072029 | 90.7205
| Tariff | Flat | Monthly System Peak Day | August | CAISO 1-in-2 | 19 | 2.9484 | 2.8463 | 2.6765 | 2.4678 | 0.036766 | 88.8166
| Tariff | Flat | Monthly System Peak Day | August | CAISO 1-in-2 | 20 | 2.7053 | 2.6312 | 2.4832 | 2.3606 | 0.014413 | 87.0455
| Tariff | Flat | Monthly System Peak Day | August | CAISO 1-in-2 | 21 | 2.5183 | 2.465 | 2.3241 | 2.2223 | 0.01946 | 84.3149
| Tariff | Flat | Monthly System Peak Day | August | CAISO 1-in-2 | 22 | 2.2974 | 2.2642 | 2.7015 | 2.733 | 0.025757 | 82.1232
| Tariff | Flat | Monthly System Peak Day | August | CAISO 1-in-2 | 23 | 1.9611 | 1.9349 | 2.1099 | 2.1054 | 0.014772 | 80.7665
| Tariff | Flat | Monthly System Peak Day | August | CAISO 1-in-2 | 24 | 1.6122 | 1.5846 | 1.7073 | 1.6673 | 0.011872 | 79.6187
| Tariff | Flat | Monthly System Peak Day | August | SCE 1-in-10 | 1 | 1.4231 | 1.3883 | 1.4231 | 1.3883 | 0 | 79.73
| Tariff | Flat | Monthly System Peak Day | August | SCE 1-in-10 | 2 | 1.1903 | 1.1596 | 1.1903 | 1.1596 | 0 | 78.4334
| Tariff | Flat | Monthly System Peak Day | August | SCE 1-in-10 | 3 | 1.0396 | 1.0121 | 1.0396 | 1.0121 | 0 | 77.3614
| Tariff | Flat | Monthly System Peak Day | August | SCE 1-in-10 | 4 | 0.92549 | 0.90323 | 0.92549 | 0.90323 | 0 | 76.2521
| Tariff | Flat | Monthly System Peak Day | August | SCE 1-in-10 | 5 | 0.847 | 0.83163 | 0.847 | 0.83163 | 0 | 75.2788
| Tariff | Flat | Monthly System Peak Day | August | SCE 1-in-10 | 6 | 0.80213 | 0.80127 | 0.80213 | 0.80127 | 0 | 74.3823
| Tariff | Flat | Monthly System Peak Day | August | SCE 1-in-10 | 7 | 0.77872 | 0.80629 | 0.77872 | 0.80629 | 0 | 73.4908
| Tariff | Flat | Monthly System Peak Day | August | SCE 1-in-10 | 8 | 0.80897 | 0.81681 | 0.80897 | 0.81681 | 0 | 73.4902
| Tariff | Flat | Monthly System Peak Day | August | SCE 1-in-10 | 9 | 0.85119 | 0.79004 | 0.85119 | 0.79004 | 0 | 76.0907
| Tariff | Flat | Monthly System Peak Day | August | SCE 1-in-10 | 10 | 0.93597 | 0.84171 | 0.93597 | 0.84171 | 0 | 81.1419
| Tariff | Flat | Monthly System Peak Day | August | SCE 1-in-10 | 11 | 1.1298 | 1.0078 | 1.1298 | 1.0078 | 0 | 86.8366
| Tariff | Flat | Monthly System Peak Day | August | SCE 1-in-10 | 12 | 1.4352 | 1.2802 | 1.4352 | 1.2802 | 0 | 90.6328
| Tariff | Flat | Monthly System Peak Day | August | SCE 1-in-10 | 13 | 1.837 | 1.6474 | 1.837 | 1.6474 | 0 | 92.5022
| Tariff | Flat | Monthly System Peak Day | August | SCE 1-in-10 | 14 | 2.2219 | 2.0186 | 2.2219 | 2.0186 | 0 | 94.1778
| Tariff | Flat | Monthly System Peak Day | August | SCE 1-in-10 | 15 | 2.5645 | 2.3608 | 2.5645 | 2.3608 | 0 | 95.7978
| Tariff | Flat | Monthly System Peak Day | August | SCE 1-in-10 | 16 | 2.8663 | 2.6809 | 2.8663 | 2.6809 | 0 | 97.2213
| Tariff | Flat | Monthly System Peak Day | August | SCE 1-in-10 | 17 | 3.084 | 2.9285 | 2.0168 | 1.8272 | 0.016697 | 97.1339
| Tariff | Flat | Monthly System Peak Day | August | SCE 1-in-10 | 18 | 3.2212 | 3.0942 | 2.5528 | 2.3963 | 0.047273 | 96.5418
| Tariff | Flat | Monthly System Peak Day | August | SCE 1-in-10 | 19 | 3.1717 | 3.0696 | 2.775 | 2.5663 | 0.01883 | 95.2689
| Tariff | Flat | Monthly System Peak Day | August | SCE 1-in-10 | 20 | 2.9353 | 2.8613 | 2.6583 | 2.5358 | 0.010697 | 92.4292
| Tariff | Flat | Monthly System Peak Day | August | SCE 1-in-10 | 21 | 2.7288 | 2.6754 | 2.4884 | 2.3866 | 0.011864 | 88.8374
| Tariff | Flat | Monthly System Peak Day | August | SCE 1-in-10 | 22 | 2.4709 | 2.4377 | 2.8881 | 2.9196 | 0.023707 | 85.5989
| Tariff | Flat | Monthly System Peak Day | August | SCE 1-in-10 | 23 | 2.1083 | 2.0821 | 2.2828 | 2.2782 | 0.014961 | 83.1737
| Tariff | Flat | Monthly System Peak Day | August | SCE 1-in-10 | 24 | 1.7351 | 1.7075 | 1.8455 | 1.8055 | 0.012802 | 81.7388
| Tariff | Flat | Monthly System Peak Day | August | SCE 1-in-2 | 1 | 1.3569 | 1.3221 | 1.3569 | 1.3221 | 0 | 78.4213
| Tariff | Flat | Monthly System Peak Day | August | SCE 1-in-2 | 2 | 1.144 | 1.1133 | 1.144 | 1.1133 | 0 | 77.2695
| Tariff | Flat | Monthly System Peak Day | August | SCE 1-in-2 | 3 | 1.0101 | 0.98266 | 1.0101 | 0.98266 | 0 | 76.4642
| Tariff | Flat | Monthly System Peak Day | August | SCE 1-in-2 | 4 | 0.90419 | 0.88193 | 0.90419 | 0.88193 | 0 | 75.5337
| Tariff | Flat | Monthly System Peak Day | August | SCE 1-in-2 | 5 | 0.83202 | 0.81664 | 0.83202 | 0.81664 | 0 | 74.7952
| Tariff | Flat | Monthly System Peak Day | August | SCE 1-in-2 | 6 | 0.79702 | 0.79616 | 0.79702 | 0.79616 | 0 | 74.2908
| Tariff | Flat | Monthly System Peak Day | August | SCE 1-in-2 | 7 | 0.78217 | 0.80974 | 0.78217 | 0.80974 | 0 | 73.7078
| Tariff | Flat | Monthly System Peak Day | August | SCE 1-in-2 | 8 | 0.81504 | 0.82288 | 0.81504 | 0.82288 | 0 | 73.7176
| Tariff | Flat | Monthly System Peak Day | August | SCE 1-in-2 | 9 | 0.84838 | 0.78723 | 0.84838 | 0.78723 | 0 | 75.7784
| Tariff | Flat | Monthly System Peak Day | August | SCE 1-in-2 | 10 | 0.88109 | 0.78683 | 0.88109 | 0.78683 | 0 | 79.8386
| Tariff | Flat | Monthly System Peak Day | August | SCE 1-in-2 | 11 | 1.0161 | 0.89401 | 1.0161 | 0.89401 | 0 | 83.9938
| Tariff | Flat | Monthly System Peak Day | August | SCE 1-in-2 | 12 | 1.2798 | 1.1248 | 1.2798 | 1.1248 | 0 | 87.5769
| Tariff | Flat | Monthly System Peak Day | August | SCE 1-in-2 | 13 | 1.6257 | 1.436 | 1.6257 | 1.436 | 0 | 90.0164
| Tariff | Flat | Monthly System Peak Day | August | SCE 1-in-2 | 14 | 1.9674 | 1.7641 | 1.9674 | 1.7641 | 0 | 92.1458
| Tariff | Flat | Monthly System Peak Day | August | SCE 1-in-2 | 15 | 2.2852 | 2.0814 | 2.2852 | 2.0814 | 0 | 93.6395
| Tariff | Flat | Monthly System Peak Day | August | SCE 1-in-2 | 16 | 2.5716 | 2.3862 | 2.5716 | 2.3862 | 0 | 93.6876
| Tariff | Flat | Monthly System Peak Day | August | SCE 1-in-2 | 17 | 2.7865 | 2.631 | 1.8019 | 1.6123 | 0.01424 | 93.1504
| Tariff | Flat | Monthly System Peak Day | August | SCE 1-in-2 | 18 | 2.9389 | 2.8119 | 2.3747 | 2.2182 | 0.066596 | 91.6815
| Tariff | Flat | Monthly System Peak Day | August | SCE 1-in-2 | 19 | 2.9087 | 2.8066 | 2.61 | 2.4013 | 0.031939 | 90.2027
| Tariff | Flat | Monthly System Peak Day | August | SCE 1-in-2 | 20 | 2.6847 | 2.6106 | 2.4483 | 2.3258 | 0.012344 | 88.4446
| Tariff | Flat | Monthly System Peak Day | August | SCE 1-in-2 | 21 | 2.4992 | 2.4459 | 2.2978 | 2.196 | 0.018082 | 85.0146
| Tariff | Flat | Monthly System Peak Day | August | SCE 1-in-2 | 22 | 2.2733 | 2.2401 | 2.6761 | 2.7076 | 0.026483 | 81.7817
| Tariff | Flat | Monthly System Peak Day | August | SCE 1-in-2 | 23 | 1.9416 | 1.9155 | 2.0791 | 2.0746 | 0.015695 | 79.7002
| Tariff | Flat | Monthly System Peak Day | August | SCE 1-in-2 | 24 | 1.5871 | 1.5595 | 1.6713 | 1.6314 | 0.01242 | 78.1372
| Tariff | Flat | Monthly System Peak Day | December | CAISO 1-in-10 | 1 | 0.71933 | 0.68453 | 0.71933 | 0.68453 | 0 | 42.5494
| Tariff | Flat | Monthly System Peak Day | December | CAISO 1-in-10 | 2 | 0.66717 | 0.63649 | 0.66717 | 0.63649 | 0 | 41.6405
| Tariff | Flat | Monthly System Peak Day | December | CAISO 1-in-10 | 3 | 0.64254 | 0.61507 | 0.64254 | 0.61507 | 0 | 40.5771
| Tariff | Flat | Monthly System Peak Day | December | CAISO 1-in-10 | 4 | 0.63469 | 0.61243 | 0.63469 | 0.61243 | 0 | 39.8136
| Tariff | Flat | Monthly System Peak Day | December | CAISO 1-in-10 | 5 | 0.64912 | 0.63374 | 0.64912 | 0.63374 | 0 | 38.9809
| Tariff | Flat | Monthly System Peak Day | December | CAISO 1-in-10 | 6 | 0.6909 | 0.69004 | 0.6909 | 0.69004 | 0 | 38.0712
| Tariff | Flat | Monthly System Peak Day | December | CAISO 1-in-10 | 7 | 0.76401 | 0.79158 | 0.76401 | 0.79158 | 0 | 37.3841
| Tariff | Flat | Monthly System Peak Day | December | CAISO 1-in-10 | 8 | 0.77045 | 0.77829 | 0.77045 | 0.77829 | 0 | 37.5671
| Tariff | Flat | Monthly System Peak Day | December | CAISO 1-in-10 | 9 | 0.69595 | 0.6348 | 0.69595 | 0.6348 | 0 | 38.7883
| Tariff | Flat | Monthly System Peak Day | December | CAISO 1-in-10 | 10 | 0.60869 | 0.51443 | 0.60869 | 0.51443 | 0 | 42.7619
| Tariff | Flat | Monthly System Peak Day | December | CAISO 1-in-10 | 11 | 0.55592 | 0.43386 | 0.55592 | 0.43386 | 0 | 47.1749
| Tariff | Flat | Monthly System Peak Day | December | CAISO 1-in-10 | 12 | 0.54658 | 0.39152 | 0.54658 | 0.39152 | 0 | 49.8928
| Tariff | Flat | Monthly System Peak Day | December | CAISO 1-in-10 | 13 | 0.56166 | 0.37203 | 0.56166 | 0.37203 | 0 | 51.049
| Tariff | Flat | Monthly System Peak Day | December | CAISO 1-in-10 | 14 | 0.59055 | 0.38732 | 0.59055 | 0.38732 | 0 | 52.245
| Tariff | Flat | Monthly System Peak Day | December | CAISO 1-in-10 | 15 | 0.65014 | 0.44642 | 0.65014 | 0.44642 | 0 | 53.1597
| Tariff | Flat | Monthly System Peak Day | December | CAISO 1-in-10 | 16 | 0.73707 | 0.55171 | 0.73707 | 0.55171 | 0 | 53.5283
| Tariff | Flat | Monthly System Peak Day | December | CAISO 1-in-10 | 17 | 0.87194 | 0.7164 | 0.87194 | 0.7164 | 0 | 53.1807
| Tariff | Flat | Monthly System Peak Day | December | CAISO 1-in-10 | 18 | 1.0739 | 0.94688 | 1.0739 | 0.94688 | 0 | 51.3944
| Tariff | Flat | Monthly System Peak Day | December | CAISO 1-in-10 | 19 | 1.1901 | 1.088 | 1.1901 | 1.088 | 0 | 49.1818
| Tariff | Flat | Monthly System Peak Day | December | CAISO 1-in-10 | 20 | 1.1882 | 1.1142 | 1.1882 | 1.1142 | 0 | 47.8757
| Tariff | Flat | Monthly System Peak Day | December | CAISO 1-in-10 | 21 | 1.1495 | 1.0962 | 1.1495 | 1.0962 | 0 | 46.4859
| Tariff | Flat | Monthly System Peak Day | December | CAISO 1-in-10 | 22 | 1.062 | 1.0287 | 1.062 | 1.0287 | 0 | 44.9413
| Tariff | Flat | Monthly System Peak Day | December | CAISO 1-in-10 | 23 | 0.93047 | 0.90435 | 0.93047 | 0.90435 | 0 | 44.1623
| Tariff | Flat | Monthly System Peak Day | December | CAISO 1-in-10 | 24 | 0.80514 | 0.77755 | 0.80514 | 0.77755 | 0 | 43.6727
| Tariff | Flat | Monthly System Peak Day | December | CAISO 1-in-2 | 1 | 0.63739 | 0.60259 | 0.63739 | 0.60259 | 0 | 49.5045
| Tariff | Flat | Monthly System Peak Day | December | CAISO 1-in-2 | 2 | 0.58512 | 0.55444 | 0.58512 | 0.55444 | 0 | 48.2505
| Tariff | Flat | Monthly System Peak Day | December | CAISO 1-in-2 | 3 | 0.55879 | 0.53132 | 0.55879 | 0.53132 | 0 | 47.6562
| Tariff | Flat | Monthly System Peak Day | December | CAISO 1-in-2 | 4 | 0.54731 | 0.52505 | 0.54731 | 0.52505 | 0 | 47.0714
| Tariff | Flat | Monthly System Peak Day | December | CAISO 1-in-2 | 5 | 0.55466 | 0.53928 | 0.55466 | 0.53928 | 0 | 46.5495
| Tariff | Flat | Monthly System Peak Day | December | CAISO 1-in-2 | 6 | 0.58874 | 0.58788 | 0.58874 | 0.58788 | 0 | 46.2646
| Tariff | Flat | Monthly System Peak Day | December | CAISO 1-in-2 | 7 | 0.65262 | 0.68019 | 0.65262 | 0.68019 | 0 | 45.9533
| Tariff | Flat | Monthly System Peak Day | December | CAISO 1-in-2 | 8 | 0.666 | 0.67383 | 0.666 | 0.67383 | 0 | 45.7909
| Tariff | Flat | Monthly System Peak Day | December | CAISO 1-in-2 | 9 | 0.60238 | 0.54123 | 0.60238 | 0.54123 | 0 | 46.6085
| Tariff | Flat | Monthly System Peak Day | December | CAISO 1-in-2 | 10 | 0.52018 | 0.42591 | 0.52018 | 0.42591 | 0 | 50.1634
| Tariff | Flat | Monthly System Peak Day | December | CAISO 1-in-2 | 11 | 0.4675 | 0.34544 | 0.4675 | 0.34544 | 0 | 54.6651
| Tariff | Flat | Monthly System Peak Day | December | CAISO 1-in-2 | 12 | 0.45325 | 0.29818 | 0.45325 | 0.29818 | 0 | 58.8063
| Tariff | Flat | Monthly System Peak Day | December | CAISO 1-in-2 | 13 | 0.47652 | 0.28689 | 0.47652 | 0.28689 | 0 | 61.9065
| Tariff | Flat | Monthly System Peak Day | December | CAISO 1-in-2 | 14 | 0.50298 | 0.29975 | 0.50298 | 0.29975 | 0 | 63.5676
| Tariff | Flat | Monthly System Peak Day | December | CAISO 1-in-2 | 15 | 0.55823 | 0.35451 | 0.55823 | 0.35451 | 0 | 63.9233
| Tariff | Flat | Monthly System Peak Day | December | CAISO 1-in-2 | 16 | 0.63834 | 0.45298 | 0.63834 | 0.45298 | 0 | 63.8394
| Tariff | Flat | Monthly System Peak Day | December | CAISO 1-in-2 | 17 | 0.76058 | 0.60504 | 0.76058 | 0.60504 | 0 | 63.0438
| Tariff | Flat | Monthly System Peak Day | December | CAISO 1-in-2 | 18 | 0.94691 | 0.81993 | 0.94691 | 0.81993 | 0 | 60.605
| Tariff | Flat | Monthly System Peak Day | December | CAISO 1-in-2 | 19 | 1.0558 | 0.95373 | 1.0558 | 0.95373 | 0 | 58.2878
| Tariff | Flat | Monthly System Peak Day | December | CAISO 1-in-2 | 20 | 1.0767 | 1.0026 | 1.0767 | 1.0026 | 0 | 56.461
| Tariff | Flat | Monthly System Peak Day | December | CAISO 1-in-2 | 21 | 1.0516 | 0.99829 | 1.0516 | 0.99829 | 0 | 54.9225
| Tariff | Flat | Monthly System Peak Day | December | CAISO 1-in-2 | 22 | 0.96491 | 0.93166 | 0.96491 | 0.93166 | 0 | 53.3002
| Tariff | Flat | Monthly System Peak Day | December | CAISO 1-in-2 | 23 | 0.83753 | 0.8114 | 0.83753 | 0.8114 | 0 | 52.1786
| Tariff | Flat | Monthly System Peak Day | December | CAISO 1-in-2 | 24 | 0.71501 | 0.68743 | 0.71501 | 0.68743 | 0 | 50.9043
| Tariff | Flat | Monthly System Peak Day | December | SCE 1-in-10 | 1 | 0.71933 | 0.68453 | 0.71933 | 0.68453 | 0 | 42.5494
| Tariff | Flat | Monthly System Peak Day | December | SCE 1-in-10 | 2 | 0.66717 | 0.63649 | 0.66717 | 0.63649 | 0 | 41.6405
| Tariff | Flat | Monthly System Peak Day | December | SCE 1-in-10 | 3 | 0.64254 | 0.61507 | 0.64254 | 0.61507 | 0 | 40.5771
| Tariff | Flat | Monthly System Peak Day | December | SCE 1-in-10 | 4 | 0.63469 | 0.61243 | 0.63469 | 0.61243 | 0 | 39.8136
| Tariff | Flat | Monthly System Peak Day | December | SCE 1-in-10 | 5 | 0.64912 | 0.63374 | 0.64912 | 0.63374 | 0 | 38.9809
| Tariff | Flat | Monthly System Peak Day | December | SCE 1-in-10 | 6 | 0.6909 | 0.69004 | 0.6909 | 0.69004 | 0 | 38.0712
| Tariff | Flat | Monthly System Peak Day | December | SCE 1-in-10 | 7 | 0.76401 | 0.79158 | 0.76401 | 0.79158 | 0 | 37.3841
| Tariff | Flat | Monthly System Peak Day | December | SCE 1-in-10 | 8 | 0.77045 | 0.77829 | 0.77045 | 0.77829 | 0 | 37.5671
| Tariff | Flat | Monthly System Peak Day | December | SCE 1-in-10 | 9 | 0.69595 | 0.6348 | 0.69595 | 0.6348 | 0 | 38.7883
| Tariff | Flat | Monthly System Peak Day | December | SCE 1-in-10 | 10 | 0.60869 | 0.51443 | 0.60869 | 0.51443 | 0 | 42.7619
| Tariff | Flat | Monthly System Peak Day | December | SCE 1-in-10 | 11 | 0.55592 | 0.43386 | 0.55592 | 0.43386 | 0 | 47.1749
| Tariff | Flat | Monthly System Peak Day | December | SCE 1-in-10 | 12 | 0.54658 | 0.39152 | 0.54658 | 0.39152 | 0 | 49.8928
| Tariff | Flat | Monthly System Peak Day | December | SCE 1-in-10 | 13 | 0.56166 | 0.37203 | 0.56166 | 0.37203 | 0 | 51.049
| Tariff | Flat | Monthly System Peak Day | December | SCE 1-in-10 | 14 | 0.59055 | 0.38732 | 0.59055 | 0.38732 | 0 | 52.245
| Tariff | Flat | Monthly System Peak Day | December | SCE 1-in-10 | 15 | 0.65014 | 0.44642 | 0.65014 | 0.44642 | 0 | 53.1597
| Tariff | Flat | Monthly System Peak Day | December | SCE 1-in-10 | 16 | 0.73707 | 0.55171 | 0.73707 | 0.55171 | 0 | 53.5283
| Tariff | Flat | Monthly System Peak Day | December | SCE 1-in-10 | 17 | 0.87194 | 0.7164 | 0.87194 | 0.7164 | 0 | 53.1807
| Tariff | Flat | Monthly System Peak Day | December | SCE 1-in-10 | 18 | 1.0739 | 0.94688 | 1.0739 | 0.94688 | 0 | 51.3944
| Tariff | Flat | Monthly System Peak Day | December | SCE 1-in-10 | 19 | 1.1901 | 1.088 | 1.1901 | 1.088 | 0 | 49.1818
| Tariff | Flat | Monthly System Peak Day | December | SCE 1-in-10 | 20 | 1.1882 | 1.1142 | 1.1882 | 1.1142 | 0 | 47.8757
| Tariff | Flat | Monthly System Peak Day | December | SCE 1-in-10 | 21 | 1.1495 | 1.0962 | 1.1495 | 1.0962 | 0 | 46.4859
| Tariff | Flat | Monthly System Peak Day | December | SCE 1-in-10 | 22 | 1.062 | 1.0287 | 1.062 | 1.0287 | 0 | 44.9413
| Tariff | Flat | Monthly System Peak Day | December | SCE 1-in-10 | 23 | 0.93047 | 0.90435 | 0.93047 | 0.90435 | 0 | 44.1623
| Tariff | Flat | Monthly System Peak Day | December | SCE 1-in-10 | 24 | 0.80514 | 0.77755 | 0.80514 | 0.77755 | 0 | 43.6727
| Tariff | Flat | Monthly System Peak Day | December | SCE 1-in-2 | 1 | 0.68488 | 0.65008 | 0.68488 | 0.65008 | 0 | 43.9572
| Tariff | Flat | Monthly System Peak Day | December | SCE 1-in-2 | 2 | 0.63267 | 0.602 | 0.63267 | 0.602 | 0 | 43.3297
| Tariff | Flat | Monthly System Peak Day | December | SCE 1-in-2 | 3 | 0.60732 | 0.57986 | 0.60732 | 0.57986 | 0 | 42.9934
| Tariff | Flat | Monthly System Peak Day | December | SCE 1-in-2 | 4 | 0.59795 | 0.57569 | 0.59795 | 0.57569 | 0 | 42.863
| Tariff | Flat | Monthly System Peak Day | December | SCE 1-in-2 | 5 | 0.60941 | 0.59403 | 0.60941 | 0.59403 | 0 | 42.5554
| Tariff | Flat | Monthly System Peak Day | December | SCE 1-in-2 | 6 | 0.64795 | 0.64709 | 0.64795 | 0.64709 | 0 | 42.3429
| Tariff | Flat | Monthly System Peak Day | December | SCE 1-in-2 | 7 | 0.71718 | 0.74475 | 0.71718 | 0.74475 | 0 | 42.1639
| Tariff | Flat | Monthly System Peak Day | December | SCE 1-in-2 | 8 | 0.72654 | 0.73437 | 0.72654 | 0.73437 | 0 | 41.7925
| Tariff | Flat | Monthly System Peak Day | December | SCE 1-in-2 | 9 | 0.65661 | 0.59546 | 0.65661 | 0.59546 | 0 | 42.5294
| Tariff | Flat | Monthly System Peak Day | December | SCE 1-in-2 | 10 | 0.57148 | 0.47722 | 0.57148 | 0.47722 | 0 | 46.0681
| Tariff | Flat | Monthly System Peak Day | December | SCE 1-in-2 | 11 | 0.51874 | 0.39668 | 0.51874 | 0.39668 | 0 | 49.7962
| Tariff | Flat | Monthly System Peak Day | December | SCE 1-in-2 | 12 | 0.50734 | 0.35228 | 0.50734 | 0.35228 | 0 | 53.5577
| Tariff | Flat | Monthly System Peak Day | December | SCE 1-in-2 | 13 | 0.52587 | 0.33623 | 0.52587 | 0.33623 | 0 | 55.6616
| Tariff | Flat | Monthly System Peak Day | December | SCE 1-in-2 | 14 | 0.55535 | 0.35213 | 0.55535 | 0.35213 | 0 | 57.008
| Tariff | Flat | Monthly System Peak Day | December | SCE 1-in-2 | 15 | 0.61197 | 0.40825 | 0.61197 | 0.40825 | 0 | 57.9024
| Tariff | Flat | Monthly System Peak Day | December | SCE 1-in-2 | 16 | 0.69526 | 0.5099 | 0.69526 | 0.5099 | 0 | 58.2985
| Tariff | Flat | Monthly System Peak Day | December | SCE 1-in-2 | 17 | 0.82489 | 0.66935 | 0.82489 | 0.66935 | 0 | 57.9671
| Tariff | Flat | Monthly System Peak Day | December | SCE 1-in-2 | 18 | 1.0205 | 0.8935 | 1.0205 | 0.8935 | 0 | 56.0479
| Tariff | Flat | Monthly System Peak Day | December | SCE 1-in-2 | 19 | 1.1337 | 1.0316 | 1.1337 | 1.0316 | 0 | 53.4051
| Tariff | Flat | Monthly System Peak Day | December | SCE 1-in-2 | 20 | 1.1413 | 1.0673 | 1.1413 | 1.0673 | 0 | 51.6366
| Tariff | Flat | Monthly System Peak Day | December | SCE 1-in-2 | 21 | 1.1083 | 1.055 | 1.1083 | 1.055 | 0 | 50.0088
| Tariff | Flat | Monthly System Peak Day | December | SCE 1-in-2 | 22 | 1.0212 | 0.98792 | 1.0212 | 0.98792 | 0 | 48.2226
| Tariff | Flat | Monthly System Peak Day | December | SCE 1-in-2 | 23 | 0.8914 | 0.86527 | 0.8914 | 0.86527 | 0 | 46.5269
| Tariff | Flat | Monthly System Peak Day | December | SCE 1-in-2 | 24 | 0.76725 | 0.73966 | 0.76725 | 0.73966 | 0 | 45.2723
| Tariff | Flat | Monthly System Peak Day | February | CAISO 1-in-10 | 1 | 0.65803 | 0.62323 | 0.65803 | 0.62323 | 0 | 49.88
| Tariff | Flat | Monthly System Peak Day | February | CAISO 1-in-10 | 2 | 0.60579 | 0.57511 | 0.60579 | 0.57511 | 0 | 49.6497
| Tariff | Flat | Monthly System Peak Day | February | CAISO 1-in-10 | 3 | 0.57988 | 0.55241 | 0.57988 | 0.55241 | 0 | 49.6162
| Tariff | Flat | Monthly System Peak Day | February | CAISO 1-in-10 | 4 | 0.56932 | 0.54706 | 0.56932 | 0.54706 | 0 | 49.4901
| Tariff | Flat | Monthly System Peak Day | February | CAISO 1-in-10 | 5 | 0.57845 | 0.56308 | 0.57845 | 0.56308 | 0 | 48.9611
| Tariff | Flat | Monthly System Peak Day | February | CAISO 1-in-10 | 6 | 0.61447 | 0.61361 | 0.61447 | 0.61361 | 0 | 48.2039
| Tariff | Flat | Monthly System Peak Day | February | CAISO 1-in-10 | 7 | 0.68068 | 0.70825 | 0.68068 | 0.70825 | 0 | 47.8367
| Tariff | Flat | Monthly System Peak Day | February | CAISO 1-in-10 | 8 | 0.69231 | 0.70014 | 0.69231 | 0.70014 | 0 | 47.6933
| Tariff | Flat | Monthly System Peak Day | February | CAISO 1-in-10 | 9 | 0.62595 | 0.5648 | 0.62595 | 0.5648 | 0 | 48.0583
| Tariff | Flat | Monthly System Peak Day | February | CAISO 1-in-10 | 10 | 0.54247 | 0.44821 | 0.54247 | 0.44821 | 0 | 49.5802
| Tariff | Flat | Monthly System Peak Day | February | CAISO 1-in-10 | 11 | 0.48977 | 0.36771 | 0.48977 | 0.36771 | 0 | 50.7275
| Tariff | Flat | Monthly System Peak Day | February | CAISO 1-in-10 | 12 | 0.47676 | 0.32169 | 0.47676 | 0.32169 | 0 | 51.9537
| Tariff | Flat | Monthly System Peak Day | February | CAISO 1-in-10 | 13 | 0.49797 | 0.30833 | 0.49797 | 0.30833 | 0 | 53.0393
| Tariff | Flat | Monthly System Peak Day | February | CAISO 1-in-10 | 14 | 0.52793 | 0.3247 | 0.52793 | 0.3247 | 0 | 54.2615
| Tariff | Flat | Monthly System Peak Day | February | CAISO 1-in-10 | 15 | 0.58221 | 0.37849 | 0.58221 | 0.37849 | 0 | 54.9734
| Tariff | Flat | Monthly System Peak Day | February | CAISO 1-in-10 | 16 | 0.66267 | 0.47731 | 0.66267 | 0.47731 | 0 | 55.2912
| Tariff | Flat | Monthly System Peak Day | February | CAISO 1-in-10 | 17 | 0.78822 | 0.63268 | 0.78822 | 0.63268 | 0 | 56.4953
| Tariff | Flat | Monthly System Peak Day | February | CAISO 1-in-10 | 18 | 0.97888 | 0.85191 | 0.97888 | 0.85191 | 0 | 55.9347
| Tariff | Flat | Monthly System Peak Day | February | CAISO 1-in-10 | 19 | 1.0896 | 0.98756 | 1.0896 | 0.98756 | 0 | 54.8237
| Tariff | Flat | Monthly System Peak Day | February | CAISO 1-in-10 | 20 | 1.1048 | 1.0307 | 1.1048 | 1.0307 | 0 | 53.6469
| Tariff | Flat | Monthly System Peak Day | February | CAISO 1-in-10 | 21 | 1.0763 | 1.0229 | 1.0763 | 1.0229 | 0 | 53.1527
| Tariff | Flat | Monthly System Peak Day | February | CAISO 1-in-10 | 22 | 0.98937 | 0.95611 | 0.98937 | 0.95611 | 0 | 52.5176
| Tariff | Flat | Monthly System Peak Day | February | CAISO 1-in-10 | 23 | 0.86094 | 0.83481 | 0.86094 | 0.83481 | 0 | 51.8537
| Tariff | Flat | Monthly System Peak Day | February | CAISO 1-in-10 | 24 | 0.73771 | 0.71013 | 0.73771 | 0.71013 | 0 | 51.1616
| Tariff | Flat | Monthly System Peak Day | February | CAISO 1-in-2 | 1 | 0.69623 | 0.66142 | 0.69623 | 0.66142 | 0 | 43.5906
| Tariff | Flat | Monthly System Peak Day | February | CAISO 1-in-2 | 2 | 0.64403 | 0.61336 | 0.64403 | 0.61336 | 0 | 42.8807
| Tariff | Flat | Monthly System Peak Day | February | CAISO 1-in-2 | 3 | 0.61892 | 0.59145 | 0.61892 | 0.59145 | 0 | 42.0731
| Tariff | Flat | Monthly System Peak Day | February | CAISO 1-in-2 | 4 | 0.61005 | 0.58779 | 0.61005 | 0.58779 | 0 | 41.4833
| Tariff | Flat | Monthly System Peak Day | February | CAISO 1-in-2 | 5 | 0.62249 | 0.60711 | 0.62249 | 0.60711 | 0 | 40.6468
| Tariff | Flat | Monthly System Peak Day | February | CAISO 1-in-2 | 6 | 0.6621 | 0.66124 | 0.6621 | 0.66124 | 0 | 39.8843
| Tariff | Flat | Monthly System Peak Day | February | CAISO 1-in-2 | 7 | 0.7326 | 0.76017 | 0.7326 | 0.76017 | 0 | 39.2832
| Tariff | Flat | Monthly System Peak Day | February | CAISO 1-in-2 | 8 | 0.741 | 0.74883 | 0.741 | 0.74883 | 0 | 39.0181
| Tariff | Flat | Monthly System Peak Day | February | CAISO 1-in-2 | 9 | 0.66957 | 0.60842 | 0.66957 | 0.60842 | 0 | 40.8889
| Tariff | Flat | Monthly System Peak Day | February | CAISO 1-in-2 | 10 | 0.58373 | 0.48947 | 0.58373 | 0.48947 | 0 | 44.4275
| Tariff | Flat | Monthly System Peak Day | February | CAISO 1-in-2 | 11 | 0.53099 | 0.40893 | 0.53099 | 0.40893 | 0 | 47.7576
| Tariff | Flat | Monthly System Peak Day | February | CAISO 1-in-2 | 12 | 0.52027 | 0.3652 | 0.52027 | 0.3652 | 0 | 50.9048
| Tariff | Flat | Monthly System Peak Day | February | CAISO 1-in-2 | 13 | 0.53766 | 0.34802 | 0.53766 | 0.34802 | 0 | 53.2777
| Tariff | Flat | Monthly System Peak Day | February | CAISO 1-in-2 | 14 | 0.56694 | 0.36372 | 0.56694 | 0.36372 | 0 | 55.0003
| Tariff | Flat | Monthly System Peak Day | February | CAISO 1-in-2 | 15 | 0.62454 | 0.42082 | 0.62454 | 0.42082 | 0 | 56.1655
| Tariff | Flat | Monthly System Peak Day | February | CAISO 1-in-2 | 16 | 0.70903 | 0.52367 | 0.70903 | 0.52367 | 0 | 56.8329
| Tariff | Flat | Monthly System Peak Day | February | CAISO 1-in-2 | 17 | 0.84039 | 0.68484 | 0.84039 | 0.68484 | 0 | 56.8529
| Tariff | Flat | Monthly System Peak Day | February | CAISO 1-in-2 | 18 | 1.0381 | 0.91108 | 1.0381 | 0.91108 | 0 | 55.9321
| Tariff | Flat | Monthly System Peak Day | February | CAISO 1-in-2 | 19 | 1.1523 | 1.0502 | 1.1523 | 1.0502 | 0 | 53.7879
| Tariff | Flat | Monthly System Peak Day | February | CAISO 1-in-2 | 20 | 1.1568 | 1.0827 | 1.1568 | 1.0827 | 0 | 51.5117
| Tariff | Flat | Monthly System Peak Day | February | CAISO 1-in-2 | 21 | 1.1219 | 1.0686 | 1.1219 | 1.0686 | 0 | 50.0061
| Tariff | Flat | Monthly System Peak Day | February | CAISO 1-in-2 | 22 | 1.0346 | 1.0014 | 1.0346 | 1.0014 | 0 | 48.5379
| Tariff | Flat | Monthly System Peak Day | February | CAISO 1-in-2 | 23 | 0.90427 | 0.87814 | 0.90427 | 0.87814 | 0 | 47.1424
| Tariff | Flat | Monthly System Peak Day | February | CAISO 1-in-2 | 24 | 0.77973 | 0.75214 | 0.77973 | 0.75214 | 0 | 45.7554
| Tariff | Flat | Monthly System Peak Day | February | SCE 1-in-10 | 1 | 0.84883 | 0.81403 | 0.84883 | 0.81403 | 0 | 66.3016
| Tariff | Flat | Monthly System Peak Day | February | SCE 1-in-10 | 2 | 0.71422 | 0.68355 | 0.71422 | 0.68355 | 0 | 64.7159
| Tariff | Flat | Monthly System Peak Day | February | SCE 1-in-10 | 3 | 0.62049 | 0.59302 | 0.62049 | 0.59302 | 0 | 63.427
| Tariff | Flat | Monthly System Peak Day | February | SCE 1-in-10 | 4 | 0.55997 | 0.53771 | 0.55997 | 0.53771 | 0 | 61.9659
| Tariff | Flat | Monthly System Peak Day | February | SCE 1-in-10 | 5 | 0.53793 | 0.52256 | 0.53793 | 0.52256 | 0 | 61.1387
| Tariff | Flat | Monthly System Peak Day | February | SCE 1-in-10 | 6 | 0.53428 | 0.53342 | 0.53428 | 0.53342 | 0 | 59.4637
| Tariff | Flat | Monthly System Peak Day | February | SCE 1-in-10 | 7 | 0.5598 | 0.58737 | 0.5598 | 0.58737 | 0 | 59.6339
| Tariff | Flat | Monthly System Peak Day | February | SCE 1-in-10 | 8 | 0.57329 | 0.58113 | 0.57329 | 0.58113 | 0 | 58.7661
| Tariff | Flat | Monthly System Peak Day | February | SCE 1-in-10 | 9 | 0.53163 | 0.47048 | 0.53163 | 0.47048 | 0 | 60.6802
| Tariff | Flat | Monthly System Peak Day | February | SCE 1-in-10 | 10 | 0.51659 | 0.42233 | 0.51659 | 0.42233 | 0 | 66.6863
| Tariff | Flat | Monthly System Peak Day | February | SCE 1-in-10 | 11 | 0.46052 | 0.33846 | 0.46052 | 0.33846 | 0 | 72.5394
| Tariff | Flat | Monthly System Peak Day | February | SCE 1-in-10 | 12 | 0.46635 | 0.31128 | 0.46635 | 0.31128 | 0 | 77.0421
| Tariff | Flat | Monthly System Peak Day | February | SCE 1-in-10 | 13 | 0.57385 | 0.38421 | 0.57385 | 0.38421 | 0 | 80.2486
| Tariff | Flat | Monthly System Peak Day | February | SCE 1-in-10 | 14 | 0.72016 | 0.51694 | 0.72016 | 0.51694 | 0 | 82.4211
| Tariff | Flat | Monthly System Peak Day | February | SCE 1-in-10 | 15 | 0.90201 | 0.69828 | 0.90201 | 0.69828 | 0 | 83.6418
| Tariff | Flat | Monthly System Peak Day | February | SCE 1-in-10 | 16 | 1.1041 | 0.91873 | 1.1041 | 0.91873 | 0 | 83.9809
| Tariff | Flat | Monthly System Peak Day | February | SCE 1-in-10 | 17 | 1.2938 | 1.1382 | 0.51533 | 0.32571 | 0.022753 | 83.203
| Tariff | Flat | Monthly System Peak Day | February | SCE 1-in-10 | 18 | 1.4539 | 1.3269 | 1.113 | 0.95649 | 0.1349 | 81.2642
| Tariff | Flat | Monthly System Peak Day | February | SCE 1-in-10 | 19 | 1.5241 | 1.422 | 1.4801 | 1.2715 | 0.022 | 77.0359
| Tariff | Flat | Monthly System Peak Day | February | SCE 1-in-10 | 20 | 1.454 | 1.38 | 1.3752 | 1.2527 | 0.044422 | 73.004
| Tariff | Flat | Monthly System Peak Day | February | SCE 1-in-10 | 21 | 1.3869 | 1.3336 | 1.3392 | 1.2374 | 0.023856 | 69.9569
| Tariff | Flat | Monthly System Peak Day | February | SCE 1-in-10 | 22 | 1.2839 | 1.2506 | 1.6343 | 1.6658 | 0.080587 | 67.8832
| Tariff | Flat | Monthly System Peak Day | February | SCE 1-in-10 | 23 | 1.1 | 1.0739 | 1.1 | 1.0833 | 0 | 65.6509
| Tariff | Flat | Monthly System Peak Day | February | SCE 1-in-10 | 24 | 0.88733 | 0.85975 | 0.88733 | 0.85975 | 0 | 63.6338
| Tariff | Flat | Monthly System Peak Day | February | SCE 1-in-2 | 1 | 0.69524 | 0.66044 | 0.69524 | 0.66044 | 0 | 43.5683
| Tariff | Flat | Monthly System Peak Day | February | SCE 1-in-2 | 2 | 0.64305 | 0.61237 | 0.64305 | 0.61237 | 0 | 43.1701
| Tariff | Flat | Monthly System Peak Day | February | SCE 1-in-2 | 3 | 0.61791 | 0.59044 | 0.61791 | 0.59044 | 0 | 42.7398
| Tariff | Flat | Monthly System Peak Day | February | SCE 1-in-2 | 4 | 0.609 | 0.58674 | 0.609 | 0.58674 | 0 | 42.2762
| Tariff | Flat | Monthly System Peak Day | February | SCE 1-in-2 | 5 | 0.62135 | 0.60597 | 0.62135 | 0.60597 | 0 | 41.6466
| Tariff | Flat | Monthly System Peak Day | February | SCE 1-in-2 | 6 | 0.66087 | 0.66001 | 0.66087 | 0.66001 | 0 | 40.9867
| Tariff | Flat | Monthly System Peak Day | February | SCE 1-in-2 | 7 | 0.73126 | 0.75883 | 0.73126 | 0.75883 | 0 | 40.8386
| Tariff | Flat | Monthly System Peak Day | February | SCE 1-in-2 | 8 | 0.73974 | 0.74758 | 0.73974 | 0.74758 | 0 | 40.902
| Tariff | Flat | Monthly System Peak Day | February | SCE 1-in-2 | 9 | 0.66844 | 0.60729 | 0.66844 | 0.60729 | 0 | 42.3084
| Tariff | Flat | Monthly System Peak Day | February | SCE 1-in-2 | 10 | 0.58267 | 0.48841 | 0.58267 | 0.48841 | 0 | 44.9043
| Tariff | Flat | Monthly System Peak Day | February | SCE 1-in-2 | 11 | 0.52992 | 0.40786 | 0.52992 | 0.40786 | 0 | 47.7163
| Tariff | Flat | Monthly System Peak Day | February | SCE 1-in-2 | 12 | 0.51914 | 0.36408 | 0.51914 | 0.36408 | 0 | 50.0631
| Tariff | Flat | Monthly System Peak Day | February | SCE 1-in-2 | 13 | 0.53663 | 0.347 | 0.53663 | 0.347 | 0 | 51.9406
| Tariff | Flat | Monthly System Peak Day | February | SCE 1-in-2 | 14 | 0.56594 | 0.36271 | 0.56594 | 0.36271 | 0 | 53.4554
| Tariff | Flat | Monthly System Peak Day | February | SCE 1-in-2 | 15 | 0.62345 | 0.41973 | 0.62345 | 0.41973 | 0 | 54.8013
| Tariff | Flat | Monthly System Peak Day | February | SCE 1-in-2 | 16 | 0.70783 | 0.52247 | 0.70783 | 0.52247 | 0 | 55.6923
| Tariff | Flat | Monthly System Peak Day | February | SCE 1-in-2 | 17 | 0.83904 | 0.6835 | 0.83904 | 0.6835 | 0 | 55.8495
| Tariff | Flat | Monthly System Peak Day | February | SCE 1-in-2 | 18 | 1.0365 | 0.90955 | 1.0365 | 0.90955 | 0 | 55.1486
| Tariff | Flat | Monthly System Peak Day | February | SCE 1-in-2 | 19 | 1.1506 | 1.0486 | 1.1506 | 1.0486 | 0 | 53.3006
| Tariff | Flat | Monthly System Peak Day | February | SCE 1-in-2 | 20 | 1.1554 | 1.0814 | 1.1554 | 1.0814 | 0 | 51.5715
| Tariff | Flat | Monthly System Peak Day | February | SCE 1-in-2 | 21 | 1.1207 | 1.0674 | 1.1207 | 1.0674 | 0 | 50.15
| Tariff | Flat | Monthly System Peak Day | February | SCE 1-in-2 | 22 | 1.0334 | 1.0002 | 1.0334 | 1.0002 | 0 | 48.8631
| Tariff | Flat | Monthly System Peak Day | February | SCE 1-in-2 | 23 | 0.90315 | 0.87702 | 0.90315 | 0.87702 | 0 | 47.6994
| Tariff | Flat | Monthly System Peak Day | February | SCE 1-in-2 | 24 | 0.77864 | 0.75106 | 0.77864 | 0.75106 | 0 | 46.5045
| Tariff | Flat | Monthly System Peak Day | January | CAISO 1-in-10 | 1 | 0.71584 | 0.68103 | 0.71584 | 0.68103 | 0 | 45.6353
| Tariff | Flat | Monthly System Peak Day | January | CAISO 1-in-10 | 2 | 0.66367 | 0.63299 | 0.66367 | 0.63299 | 0 | 44.899
| Tariff | Flat | Monthly System Peak Day | January | CAISO 1-in-10 | 3 | 0.63897 | 0.6115 | 0.63897 | 0.6115 | 0 | 44.722
| Tariff | Flat | Monthly System Peak Day | January | CAISO 1-in-10 | 4 | 0.63096 | 0.6087 | 0.63096 | 0.6087 | 0 | 44.2205
| Tariff | Flat | Monthly System Peak Day | January | CAISO 1-in-10 | 5 | 0.64509 | 0.62972 | 0.64509 | 0.62972 | 0 | 43.7816
| Tariff | Flat | Monthly System Peak Day | January | CAISO 1-in-10 | 6 | 0.68655 | 0.68569 | 0.68655 | 0.68569 | 0 | 43.0862
| Tariff | Flat | Monthly System Peak Day | January | CAISO 1-in-10 | 7 | 0.75926 | 0.78683 | 0.75926 | 0.78683 | 0 | 42.7414
| Tariff | Flat | Monthly System Peak Day | January | CAISO 1-in-10 | 8 | 0.766 | 0.77384 | 0.766 | 0.77384 | 0 | 41.9079
| Tariff | Flat | Monthly System Peak Day | January | CAISO 1-in-10 | 9 | 0.69196 | 0.63081 | 0.69196 | 0.63081 | 0 | 41.6284
| Tariff | Flat | Monthly System Peak Day | January | CAISO 1-in-10 | 10 | 0.60492 | 0.51066 | 0.60492 | 0.51066 | 0 | 43.7043
| Tariff | Flat | Monthly System Peak Day | January | CAISO 1-in-10 | 11 | 0.55215 | 0.43009 | 0.55215 | 0.43009 | 0 | 44.9974
| Tariff | Flat | Monthly System Peak Day | January | CAISO 1-in-10 | 12 | 0.54261 | 0.38754 | 0.54261 | 0.38754 | 0 | 46.851
| Tariff | Flat | Monthly System Peak Day | January | CAISO 1-in-10 | 13 | 0.55804 | 0.3684 | 0.55804 | 0.3684 | 0 | 48.1802
| Tariff | Flat | Monthly System Peak Day | January | CAISO 1-in-10 | 14 | 0.58698 | 0.38375 | 0.58698 | 0.38375 | 0 | 48.3147
| Tariff | Flat | Monthly System Peak Day | January | CAISO 1-in-10 | 15 | 0.64627 | 0.44255 | 0.64627 | 0.44255 | 0 | 49.0637
| Tariff | Flat | Monthly System Peak Day | January | CAISO 1-in-10 | 16 | 0.73283 | 0.54747 | 0.73283 | 0.54747 | 0 | 49.9485
| Tariff | Flat | Monthly System Peak Day | January | CAISO 1-in-10 | 17 | 0.86717 | 0.71163 | 0.86717 | 0.71163 | 0 | 50.1867
| Tariff | Flat | Monthly System Peak Day | January | CAISO 1-in-10 | 18 | 1.0684 | 0.94147 | 1.0684 | 0.94147 | 0 | 49.1659
| Tariff | Flat | Monthly System Peak Day | January | CAISO 1-in-10 | 19 | 1.1844 | 1.0823 | 1.1844 | 1.0823 | 0 | 47.4825
| Tariff | Flat | Monthly System Peak Day | January | CAISO 1-in-10 | 20 | 1.1835 | 1.1094 | 1.1835 | 1.1094 | 0 | 46.5659
| Tariff | Flat | Monthly System Peak Day | January | CAISO 1-in-10 | 21 | 1.1453 | 1.092 | 1.1453 | 1.092 | 0 | 45.5634
| Tariff | Flat | Monthly System Peak Day | January | CAISO 1-in-10 | 22 | 1.0578 | 1.0246 | 1.0578 | 1.0246 | 0 | 45.0084
| Tariff | Flat | Monthly System Peak Day | January | CAISO 1-in-10 | 23 | 0.92651 | 0.90039 | 0.92651 | 0.90039 | 0 | 44.0914
| Tariff | Flat | Monthly System Peak Day | January | CAISO 1-in-10 | 24 | 0.8013 | 0.77371 | 0.8013 | 0.77371 | 0 | 43.0331
| Tariff | Flat | Monthly System Peak Day | January | CAISO 1-in-2 | 1 | 0.66872 | 0.63392 | 0.66872 | 0.63392 | 0 | 48.513
| Tariff | Flat | Monthly System Peak Day | January | CAISO 1-in-2 | 2 | 0.61649 | 0.58582 | 0.61649 | 0.58582 | 0 | 47.6464
| Tariff | Flat | Monthly System Peak Day | January | CAISO 1-in-2 | 3 | 0.59081 | 0.56334 | 0.59081 | 0.56334 | 0 | 46.7454
| Tariff | Flat | Monthly System Peak Day | January | CAISO 1-in-2 | 4 | 0.58072 | 0.55846 | 0.58072 | 0.55846 | 0 | 45.991
| Tariff | Flat | Monthly System Peak Day | January | CAISO 1-in-2 | 5 | 0.59078 | 0.5754 | 0.59078 | 0.5754 | 0 | 45.4084
| Tariff | Flat | Monthly System Peak Day | January | CAISO 1-in-2 | 6 | 0.6278 | 0.62694 | 0.6278 | 0.62694 | 0 | 45.1599
| Tariff | Flat | Monthly System Peak Day | January | CAISO 1-in-2 | 7 | 0.69521 | 0.72278 | 0.69521 | 0.72278 | 0 | 44.4903
| Tariff | Flat | Monthly System Peak Day | January | CAISO 1-in-2 | 8 | 0.70594 | 0.71377 | 0.70594 | 0.71377 | 0 | 44.1833
| Tariff | Flat | Monthly System Peak Day | January | CAISO 1-in-2 | 9 | 0.63816 | 0.57701 | 0.63816 | 0.57701 | 0 | 44.9964
| Tariff | Flat | Monthly System Peak Day | January | CAISO 1-in-2 | 10 | 0.55402 | 0.45976 | 0.55402 | 0.45976 | 0 | 47.687
| Tariff | Flat | Monthly System Peak Day | January | CAISO 1-in-2 | 11 | 0.50131 | 0.37925 | 0.50131 | 0.37925 | 0 | 51.0561
| Tariff | Flat | Monthly System Peak Day | January | CAISO 1-in-2 | 12 | 0.48894 | 0.33387 | 0.48894 | 0.33387 | 0 | 53.7019
| Tariff | Flat | Monthly System Peak Day | January | CAISO 1-in-2 | 13 | 0.50908 | 0.31944 | 0.50908 | 0.31944 | 0 | 55.2014
| Tariff | Flat | Monthly System Peak Day | January | CAISO 1-in-2 | 14 | 0.53885 | 0.33562 | 0.53885 | 0.33562 | 0 | 56.2113
| Tariff | Flat | Monthly System Peak Day | January | CAISO 1-in-2 | 15 | 0.59406 | 0.39034 | 0.59406 | 0.39034 | 0 | 57.1348
| Tariff | Flat | Monthly System Peak Day | January | CAISO 1-in-2 | 16 | 0.67565 | 0.49029 | 0.67565 | 0.49029 | 0 | 57.3126
| Tariff | Flat | Monthly System Peak Day | January | CAISO 1-in-2 | 17 | 0.80292 | 0.64738 | 0.80292 | 0.64738 | 0 | 56.7363
| Tariff | Flat | Monthly System Peak Day | January | CAISO 1-in-2 | 18 | 0.99504 | 0.86807 | 0.99504 | 0.86807 | 0 | 55.4623
| Tariff | Flat | Monthly System Peak Day | January | CAISO 1-in-2 | 19 | 1.1068 | 1.0047 | 1.1068 | 1.0047 | 0 | 54.1116
| Tariff | Flat | Monthly System Peak Day | January | CAISO 1-in-2 | 20 | 1.1204 | 1.0463 | 1.1204 | 1.0463 | 0 | 53.0424
| Tariff | Flat | Monthly System Peak Day | January | CAISO 1-in-2 | 21 | 1.0897 | 1.0364 | 1.0897 | 1.0364 | 0 | 51.8226
| Tariff | Flat | Monthly System Peak Day | January | CAISO 1-in-2 | 22 | 1.002 | 0.96878 | 1.002 | 0.96878 | 0 | 50.7804
| Tariff | Flat | Monthly System Peak Day | January | CAISO 1-in-2 | 23 | 0.87307 | 0.84694 | 0.87307 | 0.84694 | 0 | 49.7936
| Tariff | Flat | Monthly System Peak Day | January | CAISO 1-in-2 | 24 | 0.74947 | 0.72189 | 0.74947 | 0.72189 | 0 | 48.9775
| Tariff | Flat | Monthly System Peak Day | January | SCE 1-in-10 | 1 | 0.70592 | 0.67111 | 0.70592 | 0.67111 | 0 | 45.9177
| Tariff | Flat | Monthly System Peak Day | January | SCE 1-in-10 | 2 | 0.65374 | 0.62306 | 0.65374 | 0.62306 | 0 | 45.5217
| Tariff | Flat | Monthly System Peak Day | January | SCE 1-in-10 | 3 | 0.62883 | 0.60136 | 0.62883 | 0.60136 | 0 | 44.762
| Tariff | Flat | Monthly System Peak Day | January | SCE 1-in-10 | 4 | 0.62038 | 0.59812 | 0.62038 | 0.59812 | 0 | 44.1478
| Tariff | Flat | Monthly System Peak Day | January | SCE 1-in-10 | 5 | 0.63366 | 0.61828 | 0.63366 | 0.61828 | 0 | 43.9179
| Tariff | Flat | Monthly System Peak Day | January | SCE 1-in-10 | 6 | 0.67552 | 0.67466 | 0.67552 | 0.67466 | 0 | 43.6035
| Tariff | Flat | Monthly System Peak Day | January | SCE 1-in-10 | 7 | 0.74577 | 0.77334 | 0.74577 | 0.77334 | 0 | 42.5913
| Tariff | Flat | Monthly System Peak Day | January | SCE 1-in-10 | 8 | 0.75335 | 0.76119 | 0.75335 | 0.76119 | 0 | 41.975
| Tariff | Flat | Monthly System Peak Day | January | SCE 1-in-10 | 9 | 0.68064 | 0.61948 | 0.68064 | 0.61948 | 0 | 42.4589
| Tariff | Flat | Monthly System Peak Day | January | SCE 1-in-10 | 10 | 0.5942 | 0.49994 | 0.5942 | 0.49994 | 0 | 44.6519
| Tariff | Flat | Monthly System Peak Day | January | SCE 1-in-10 | 11 | 0.54145 | 0.41939 | 0.54145 | 0.41939 | 0 | 47.0024
| Tariff | Flat | Monthly System Peak Day | January | SCE 1-in-10 | 12 | 0.53131 | 0.37624 | 0.53131 | 0.37624 | 0 | 48.7282
| Tariff | Flat | Monthly System Peak Day | January | SCE 1-in-10 | 13 | 0.54773 | 0.35809 | 0.54773 | 0.35809 | 0 | 49.2525
| Tariff | Flat | Monthly System Peak Day | January | SCE 1-in-10 | 14 | 0.57685 | 0.37362 | 0.57685 | 0.37362 | 0 | 49.8222
| Tariff | Flat | Monthly System Peak Day | January | SCE 1-in-10 | 15 | 0.63528 | 0.43156 | 0.63528 | 0.43156 | 0 | 50.3825
| Tariff | Flat | Monthly System Peak Day | January | SCE 1-in-10 | 16 | 0.72079 | 0.53543 | 0.72079 | 0.53543 | 0 | 51.0329
| Tariff | Flat | Monthly System Peak Day | January | SCE 1-in-10 | 17 | 0.85362 | 0.69808 | 0.85362 | 0.69808 | 0 | 50.9771
| Tariff | Flat | Monthly System Peak Day | January | SCE 1-in-10 | 18 | 1.0527 | 0.92576 | 1.0527 | 0.92576 | 0 | 50.0134
| Tariff | Flat | Monthly System Peak Day | January | SCE 1-in-10 | 19 | 1.1677 | 1.0656 | 1.1677 | 1.0656 | 0 | 48.6125
| Tariff | Flat | Monthly System Peak Day | January | SCE 1-in-10 | 20 | 1.1716 | 1.0975 | 1.1716 | 1.0975 | 0 | 48.0979
| Tariff | Flat | Monthly System Peak Day | January | SCE 1-in-10 | 21 | 1.135 | 1.0817 | 1.135 | 1.0817 | 0 | 47.3792
| Tariff | Flat | Monthly System Peak Day | January | SCE 1-in-10 | 22 | 1.0461 | 1.0129 | 1.0461 | 1.0129 | 0 | 46.7771
| Tariff | Flat | Monthly System Peak Day | January | SCE 1-in-10 | 23 | 0.91519 | 0.88906 | 0.91519 | 0.88906 | 0 | 46.2066
| Tariff | Flat | Monthly System Peak Day | January | SCE 1-in-10 | 24 | 0.79104 | 0.76346 | 0.79104 | 0.76346 | 0 | 45.6642
| Tariff | Flat | Monthly System Peak Day | January | SCE 1-in-2 | 1 | 0.69507 | 0.66027 | 0.69507 | 0.66027 | 0 | 46.1931
| Tariff | Flat | Monthly System Peak Day | January | SCE 1-in-2 | 2 | 0.64287 | 0.6122 | 0.64287 | 0.6122 | 0 | 45.1571
| Tariff | Flat | Monthly System Peak Day | January | SCE 1-in-2 | 3 | 0.61774 | 0.59027 | 0.61774 | 0.59027 | 0 | 43.5709
| Tariff | Flat | Monthly System Peak Day | January | SCE 1-in-2 | 4 | 0.60882 | 0.58656 | 0.60882 | 0.58656 | 0 | 42.7021
| Tariff | Flat | Monthly System Peak Day | January | SCE 1-in-2 | 5 | 0.62115 | 0.60577 | 0.62115 | 0.60577 | 0 | 41.7667
| Tariff | Flat | Monthly System Peak Day | January | SCE 1-in-2 | 6 | 0.66065 | 0.65979 | 0.66065 | 0.65979 | 0 | 41.323
| Tariff | Flat | Monthly System Peak Day | January | SCE 1-in-2 | 7 | 0.73103 | 0.7586 | 0.73103 | 0.7586 | 0 | 41.1239
| Tariff | Flat | Monthly System Peak Day | January | SCE 1-in-2 | 8 | 0.73953 | 0.74736 | 0.73953 | 0.74736 | 0 | 41.379
| Tariff | Flat | Monthly System Peak Day | January | SCE 1-in-2 | 9 | 0.66825 | 0.6071 | 0.66825 | 0.6071 | 0 | 42.1327
| Tariff | Flat | Monthly System Peak Day | January | SCE 1-in-2 | 10 | 0.58249 | 0.48823 | 0.58249 | 0.48823 | 0 | 44.8996
| Tariff | Flat | Monthly System Peak Day | January | SCE 1-in-2 | 11 | 0.52974 | 0.40768 | 0.52974 | 0.40768 | 0 | 48.5513
| Tariff | Flat | Monthly System Peak Day | January | SCE 1-in-2 | 12 | 0.51895 | 0.36388 | 0.51895 | 0.36388 | 0 | 51.4289
| Tariff | Flat | Monthly System Peak Day | January | SCE 1-in-2 | 13 | 0.53645 | 0.34682 | 0.53645 | 0.34682 | 0 | 53.0699
| Tariff | Flat | Monthly System Peak Day | January | SCE 1-in-2 | 14 | 0.56576 | 0.36254 | 0.56576 | 0.36254 | 0 | 53.1467
| Tariff | Flat | Monthly System Peak Day | January | SCE 1-in-2 | 15 | 0.62326 | 0.41954 | 0.62326 | 0.41954 | 0 | 53.1155
| Tariff | Flat | Monthly System Peak Day | January | SCE 1-in-2 | 16 | 0.70763 | 0.52226 | 0.70763 | 0.52226 | 0 | 54.2195
| Tariff | Flat | Monthly System Peak Day | January | SCE 1-in-2 | 17 | 0.83881 | 0.68326 | 0.83881 | 0.68326 | 0 | 54.7058
| Tariff | Flat | Monthly System Peak Day | January | SCE 1-in-2 | 18 | 1.0363 | 0.90929 | 1.0363 | 0.90929 | 0 | 53.7634
| Tariff | Flat | Monthly System Peak Day | January | SCE 1-in-2 | 19 | 1.1504 | 1.0483 | 1.1504 | 1.0483 | 0 | 51.9047
| Tariff | Flat | Monthly System Peak Day | January | SCE 1-in-2 | 20 | 1.1552 | 1.0811 | 1.1552 | 1.0811 | 0 | 50.5292
| Tariff | Flat | Monthly System Peak Day | January | SCE 1-in-2 | 21 | 1.1205 | 1.0672 | 1.1205 | 1.0672 | 0 | 49.5884
| Tariff | Flat | Monthly System Peak Day | January | SCE 1-in-2 | 22 | 1.0332 | 0.99999 | 1.0332 | 0.99999 | 0 | 48.5339
| Tariff | Flat | Monthly System Peak Day | January | SCE 1-in-2 | 23 | 0.90295 | 0.87683 | 0.90295 | 0.87683 | 0 | 47.2584
| Tariff | Flat | Monthly System Peak Day | January | SCE 1-in-2 | 24 | 0.77845 | 0.75087 | 0.77845 | 0.75087 | 0 | 46.4587
| Tariff | Flat | Monthly System Peak Day | July | CAISO 1-in-10 | 1 | 1.3586 | 1.3238 | 1.3586 | 1.3238 | 0 | 78.4609
| Tariff | Flat | Monthly System Peak Day | July | CAISO 1-in-10 | 2 | 1.1665 | 1.1358 | 1.1665 | 1.1358 | 0 | 77.764
| Tariff | Flat | Monthly System Peak Day | July | CAISO 1-in-10 | 3 | 1.0142 | 0.98677 | 1.0142 | 0.98677 | 0 | 76.603
| Tariff | Flat | Monthly System Peak Day | July | CAISO 1-in-10 | 4 | 0.90031 | 0.87805 | 0.90031 | 0.87805 | 0 | 75.4767
| Tariff | Flat | Monthly System Peak Day | July | CAISO 1-in-10 | 5 | 0.82585 | 0.81047 | 0.82585 | 0.81047 | 0 | 74.6194
| Tariff | Flat | Monthly System Peak Day | July | CAISO 1-in-10 | 6 | 0.79179 | 0.79093 | 0.79179 | 0.79093 | 0 | 74.0969
| Tariff | Flat | Monthly System Peak Day | July | CAISO 1-in-10 | 7 | 0.77958 | 0.80715 | 0.77958 | 0.80715 | 0 | 73.6066
| Tariff | Flat | Monthly System Peak Day | July | CAISO 1-in-10 | 8 | 0.8182 | 0.82604 | 0.8182 | 0.82604 | 0 | 73.8447
| Tariff | Flat | Monthly System Peak Day | July | CAISO 1-in-10 | 9 | 0.8716 | 0.81045 | 0.8716 | 0.81045 | 0 | 76.4742
| Tariff | Flat | Monthly System Peak Day | July | CAISO 1-in-10 | 10 | 0.89258 | 0.79832 | 0.89258 | 0.79832 | 0 | 80.1766
| Tariff | Flat | Monthly System Peak Day | July | CAISO 1-in-10 | 11 | 1.0338 | 0.91178 | 1.0338 | 0.91178 | 0 | 84.2088
| Tariff | Flat | Monthly System Peak Day | July | CAISO 1-in-10 | 12 | 1.3047 | 1.1496 | 1.3047 | 1.1496 | 0 | 87.8856
| Tariff | Flat | Monthly System Peak Day | July | CAISO 1-in-10 | 13 | 1.6559 | 1.4662 | 1.6559 | 1.4662 | 0 | 90.4836
| Tariff | Flat | Monthly System Peak Day | July | CAISO 1-in-10 | 14 | 2.0051 | 1.8019 | 2.0051 | 1.8019 | 0 | 92.4532
| Tariff | Flat | Monthly System Peak Day | July | CAISO 1-in-10 | 15 | 2.3273 | 2.1235 | 2.3273 | 2.1235 | 0 | 93.7304
| Tariff | Flat | Monthly System Peak Day | July | CAISO 1-in-10 | 16 | 2.616 | 2.4307 | 2.616 | 2.4307 | 0 | 94.2813
| Tariff | Flat | Monthly System Peak Day | July | CAISO 1-in-10 | 17 | 2.8314 | 2.6759 | 1.8373 | 1.6477 | 0.01434 | 93.6071
| Tariff | Flat | Monthly System Peak Day | July | CAISO 1-in-10 | 18 | 2.9801 | 2.8531 | 2.387 | 2.2305 | 0.059634 | 93.0286
| Tariff | Flat | Monthly System Peak Day | July | CAISO 1-in-10 | 19 | 2.947 | 2.8449 | 2.6245 | 2.4158 | 0.027914 | 91.4353
| Tariff | Flat | Monthly System Peak Day | July | CAISO 1-in-10 | 20 | 2.7217 | 2.6477 | 2.4805 | 2.358 | 0.011766 | 88.9234
| Tariff | Flat | Monthly System Peak Day | July | CAISO 1-in-10 | 21 | 2.5337 | 2.4804 | 2.3263 | 2.2246 | 0.016955 | 85.6064
| Tariff | Flat | Monthly System Peak Day | July | CAISO 1-in-10 | 22 | 2.3028 | 2.2695 | 2.706 | 2.7375 | 0.026222 | 81.9005
| Tariff | Flat | Monthly System Peak Day | July | CAISO 1-in-10 | 23 | 1.9667 | 1.9406 | 2.1088 | 2.1042 | 0.015263 | 80.122
| Tariff | Flat | Monthly System Peak Day | July | CAISO 1-in-10 | 24 | 1.6088 | 1.5812 | 1.6965 | 1.6565 | 0.012138 | 78.6134
| Tariff | Flat | Monthly System Peak Day | July | CAISO 1-in-2 | 1 | 1.1522 | 1.1174 | 1.1522 | 1.1174 | 0 | 74.5228
| Tariff | Flat | Monthly System Peak Day | July | CAISO 1-in-2 | 2 | 0.96725 | 0.93657 | 0.96725 | 0.93657 | 0 | 73.486
| Tariff | Flat | Monthly System Peak Day | July | CAISO 1-in-2 | 3 | 0.85332 | 0.82585 | 0.85332 | 0.82585 | 0 | 72.6469
| Tariff | Flat | Monthly System Peak Day | July | CAISO 1-in-2 | 4 | 0.7736 | 0.75134 | 0.7736 | 0.75134 | 0 | 71.9068
| Tariff | Flat | Monthly System Peak Day | July | CAISO 1-in-2 | 5 | 0.71817 | 0.70279 | 0.71817 | 0.70279 | 0 | 71.1717
| Tariff | Flat | Monthly System Peak Day | July | CAISO 1-in-2 | 6 | 0.69092 | 0.69006 | 0.69092 | 0.69006 | 0 | 70.5242
| Tariff | Flat | Monthly System Peak Day | July | CAISO 1-in-2 | 7 | 0.68639 | 0.71396 | 0.68639 | 0.71396 | 0 | 70.0599
| Tariff | Flat | Monthly System Peak Day | July | CAISO 1-in-2 | 8 | 0.71544 | 0.72327 | 0.71544 | 0.72327 | 0 | 70.3405
| Tariff | Flat | Monthly System Peak Day | July | CAISO 1-in-2 | 9 | 0.76163 | 0.70048 | 0.76163 | 0.70048 | 0 | 73.1395
| Tariff | Flat | Monthly System Peak Day | July | CAISO 1-in-2 | 10 | 0.79497 | 0.70071 | 0.79497 | 0.70071 | 0 | 77.1698
| Tariff | Flat | Monthly System Peak Day | July | CAISO 1-in-2 | 11 | 0.90746 | 0.7854 | 0.90746 | 0.7854 | 0 | 81.6329
| Tariff | Flat | Monthly System Peak Day | July | CAISO 1-in-2 | 12 | 1.1235 | 0.96847 | 1.1235 | 0.96847 | 0 | 85.4472
| Tariff | Flat | Monthly System Peak Day | July | CAISO 1-in-2 | 13 | 1.4199 | 1.2303 | 1.4199 | 1.2303 | 0 | 88.3536
| Tariff | Flat | Monthly System Peak Day | July | CAISO 1-in-2 | 14 | 1.727 | 1.5238 | 1.727 | 1.5238 | 0 | 90.4054
| Tariff | Flat | Monthly System Peak Day | July | CAISO 1-in-2 | 15 | 2.022 | 1.8182 | 2.022 | 1.8182 | 0 | 91.8483
| Tariff | Flat | Monthly System Peak Day | July | CAISO 1-in-2 | 16 | 2.2966 | 2.1113 | 2.2966 | 2.1113 | 0 | 92.1836
| Tariff | Flat | Monthly System Peak Day | July | CAISO 1-in-2 | 17 | 2.5116 | 2.3561 | 1.545 | 1.3554 | 0.014197 | 92.2823
| Tariff | Flat | Monthly System Peak Day | July | CAISO 1-in-2 | 18 | 2.6616 | 2.5346 | 2.1094 | 1.9529 | 0.069721 | 91.1217
| Tariff | Flat | Monthly System Peak Day | July | CAISO 1-in-2 | 19 | 2.6471 | 2.545 | 2.3625 | 2.1539 | 0.034452 | 89.4719
| Tariff | Flat | Monthly System Peak Day | July | CAISO 1-in-2 | 20 | 2.4607 | 2.3866 | 2.2399 | 2.1173 | 0.014615 | 86.9232
| Tariff | Flat | Monthly System Peak Day | July | CAISO 1-in-2 | 21 | 2.3037 | 2.2504 | 2.1112 | 2.0094 | 0.01979 | 84.1507
| Tariff | Flat | Monthly System Peak Day | July | CAISO 1-in-2 | 22 | 2.0892 | 2.056 | 2.491 | 2.5225 | 0.027089 | 81.52
| Tariff | Flat | Monthly System Peak Day | July | CAISO 1-in-2 | 23 | 1.7806 | 1.7545 | 1.9158 | 1.9112 | 0.015959 | 79.4741
| Tariff | Flat | Monthly System Peak Day | July | CAISO 1-in-2 | 24 | 1.4689 | 1.4413 | 1.5508 | 1.5109 | 0.012662 | 77.8153
| Tariff | Flat | Monthly System Peak Day | July | SCE 1-in-10 | 1 | 1.3323 | 1.2975 | 1.3323 | 1.2975 | 0 | 78.1344
| Tariff | Flat | Monthly System Peak Day | July | SCE 1-in-10 | 2 | 1.058 | 1.0273 | 1.058 | 1.0273 | 0 | 76.03
| Tariff | Flat | Monthly System Peak Day | July | SCE 1-in-10 | 3 | 0.89996 | 0.87249 | 0.89996 | 0.87249 | 0 | 74.4137
| Tariff | Flat | Monthly System Peak Day | July | SCE 1-in-10 | 4 | 0.81744 | 0.79518 | 0.81744 | 0.79518 | 0 | 73.4844
| Tariff | Flat | Monthly System Peak Day | July | SCE 1-in-10 | 5 | 0.76335 | 0.74797 | 0.76335 | 0.74797 | 0 | 72.5724
| Tariff | Flat | Monthly System Peak Day | July | SCE 1-in-10 | 6 | 0.74041 | 0.73955 | 0.74041 | 0.73955 | 0 | 71.9584
| Tariff | Flat | Monthly System Peak Day | July | SCE 1-in-10 | 7 | 0.73413 | 0.7617 | 0.73413 | 0.7617 | 0 | 71.6185
| Tariff | Flat | Monthly System Peak Day | July | SCE 1-in-10 | 8 | 0.77878 | 0.78662 | 0.77878 | 0.78662 | 0 | 72.4317
| Tariff | Flat | Monthly System Peak Day | July | SCE 1-in-10 | 9 | 0.85099 | 0.78984 | 0.85099 | 0.78984 | 0 | 76.3767
| Tariff | Flat | Monthly System Peak Day | July | SCE 1-in-10 | 10 | 0.98543 | 0.89117 | 0.98543 | 0.89117 | 0 | 82.0085
| Tariff | Flat | Monthly System Peak Day | July | SCE 1-in-10 | 11 | 1.2785 | 1.1564 | 1.2785 | 1.1564 | 0 | 88.201
| Tariff | Flat | Monthly System Peak Day | July | SCE 1-in-10 | 12 | 1.6376 | 1.4825 | 1.6376 | 1.4825 | 0 | 93.2579
| Tariff | Flat | Monthly System Peak Day | July | SCE 1-in-10 | 13 | 2.0765 | 1.8868 | 2.0765 | 1.8868 | 0 | 97.0276
| Tariff | Flat | Monthly System Peak Day | July | SCE 1-in-10 | 14 | 2.5093 | 2.306 | 2.5093 | 2.306 | 0 | 100.0999
| Tariff | Flat | Monthly System Peak Day | July | SCE 1-in-10 | 15 | 2.8938 | 2.69 | 2.8938 | 2.69 | 0 | 102.9101
| Tariff | Flat | Monthly System Peak Day | July | SCE 1-in-10 | 16 | 3.2244 | 3.0391 | 3.2244 | 3.0391 | 0 | 104.2705
| Tariff | Flat | Monthly System Peak Day | July | SCE 1-in-10 | 17 | 3.4461 | 3.2906 | 2.2248 | 2.0352 | 0.027017 | 104.569
| Tariff | Flat | Monthly System Peak Day | July | SCE 1-in-10 | 18 | 3.5558 | 3.4289 | 2.7307 | 2.5742 | 0.063112 | 103.8524
| Tariff | Flat | Monthly System Peak Day | July | SCE 1-in-10 | 19 | 3.4841 | 3.382 | 2.9504 | 2.7417 | 0.029385 | 102.355
| Tariff | Flat | Monthly System Peak Day | July | SCE 1-in-10 | 20 | 3.2514 | 3.1774 | 2.8979 | 2.7753 | 0.022902 | 99.9368
| Tariff | Flat | Monthly System Peak Day | July | SCE 1-in-10 | 21 | 3.0307 | 2.9773 | 2.7089 | 2.6071 | 0.016666 | 96.8179
| Tariff | Flat | Monthly System Peak Day | July | SCE 1-in-10 | 22 | 2.7098 | 2.6766 | 3.152 | 3.1834 | 0.042509 | 92.2288
| Tariff | Flat | Monthly System Peak Day | July | SCE 1-in-10 | 23 | 2.3076 | 2.2815 | 2.5371 | 2.5326 | 0.023635 | 88.3353
| Tariff | Flat | Monthly System Peak Day | July | SCE 1-in-10 | 24 | 1.9127 | 1.8851 | 2.054 | 2.014 | 0.018943 | 85.9898
| Tariff | Flat | Monthly System Peak Day | July | SCE 1-in-2 | 1 | 1.1083 | 1.0735 | 1.1083 | 1.0735 | 0 | 73.6874
| Tariff | Flat | Monthly System Peak Day | July | SCE 1-in-2 | 2 | 0.93178 | 0.9011 | 0.93178 | 0.9011 | 0 | 72.7174
| Tariff | Flat | Monthly System Peak Day | July | SCE 1-in-2 | 3 | 0.81514 | 0.78767 | 0.81514 | 0.78767 | 0 | 71.7179
| Tariff | Flat | Monthly System Peak Day | July | SCE 1-in-2 | 4 | 0.73867 | 0.71641 | 0.73867 | 0.71641 | 0 | 70.9261
| Tariff | Flat | Monthly System Peak Day | July | SCE 1-in-2 | 5 | 0.69514 | 0.67976 | 0.69514 | 0.67976 | 0 | 70.4145
| Tariff | Flat | Monthly System Peak Day | July | SCE 1-in-2 | 6 | 0.67366 | 0.6728 | 0.67366 | 0.6728 | 0 | 69.8895
| Tariff | Flat | Monthly System Peak Day | July | SCE 1-in-2 | 7 | 0.67134 | 0.69891 | 0.67134 | 0.69891 | 0 | 69.3423
| Tariff | Flat | Monthly System Peak Day | July | SCE 1-in-2 | 8 | 0.69881 | 0.70664 | 0.69881 | 0.70664 | 0 | 69.7685
| Tariff | Flat | Monthly System Peak Day | July | SCE 1-in-2 | 9 | 0.74627 | 0.68512 | 0.74627 | 0.68512 | 0 | 72.6671
| Tariff | Flat | Monthly System Peak Day | July | SCE 1-in-2 | 10 | 0.77844 | 0.68418 | 0.77844 | 0.68418 | 0 | 76.6589
| Tariff | Flat | Monthly System Peak Day | July | SCE 1-in-2 | 11 | 0.88826 | 0.7662 | 0.88826 | 0.7662 | 0 | 80.8216
| Tariff | Flat | Monthly System Peak Day | July | SCE 1-in-2 | 12 | 1.0985 | 0.94341 | 1.0985 | 0.94341 | 0 | 84.6462
| Tariff | Flat | Monthly System Peak Day | July | SCE 1-in-2 | 13 | 1.3826 | 1.1929 | 1.3826 | 1.1929 | 0 | 87.7804
| Tariff | Flat | Monthly System Peak Day | July | SCE 1-in-2 | 14 | 1.6832 | 1.48 | 1.6832 | 1.48 | 0 | 89.5452
| Tariff | Flat | Monthly System Peak Day | July | SCE 1-in-2 | 15 | 1.971 | 1.7672 | 1.971 | 1.7672 | 0 | 91.3442
| Tariff | Flat | Monthly System Peak Day | July | SCE 1-in-2 | 16 | 2.2432 | 2.0579 | 2.2432 | 2.0579 | 0 | 92.0687
| Tariff | Flat | Monthly System Peak Day | July | SCE 1-in-2 | 17 | 2.4594 | 2.3039 | 1.4796 | 1.2899 | 0.01421 | 92.919
| Tariff | Flat | Monthly System Peak Day | July | SCE 1-in-2 | 18 | 2.6038 | 2.4769 | 2.0276 | 1.8711 | 0.063594 | 92.2423
| Tariff | Flat | Monthly System Peak Day | July | SCE 1-in-2 | 19 | 2.5925 | 2.4904 | 2.2911 | 2.0825 | 0.031473 | 90.3408
| Tariff | Flat | Monthly System Peak Day | July | SCE 1-in-2 | 20 | 2.4239 | 2.3498 | 2.1931 | 2.0705 | 0.013084 | 87.9036
| Tariff | Flat | Monthly System Peak Day | July | SCE 1-in-2 | 21 | 2.2704 | 2.2171 | 2.0731 | 1.9713 | 0.01887 | 84.612
| Tariff | Flat | Monthly System Peak Day | July | SCE 1-in-2 | 22 | 2.053 | 2.0197 | 2.4522 | 2.4837 | 0.028856 | 80.8353
| Tariff | Flat | Monthly System Peak Day | July | SCE 1-in-2 | 23 | 1.7508 | 1.7247 | 1.8731 | 1.8685 | 0.017718 | 78.2634
| Tariff | Flat | Monthly System Peak Day | July | SCE 1-in-2 | 24 | 1.4367 | 1.4091 | 1.5085 | 1.4685 | 0.01414 | 76.418
| Tariff | Flat | Monthly System Peak Day | June | CAISO 1-in-10 | 1 | 1.2432 | 1.2084 | 1.2432 | 1.2084 | 0 | 76.3394
| Tariff | Flat | Monthly System Peak Day | June | CAISO 1-in-10 | 2 | 1.0192 | 0.98857 | 1.0192 | 0.98857 | 0 | 74.8447
| Tariff | Flat | Monthly System Peak Day | June | CAISO 1-in-10 | 3 | 0.88223 | 0.85476 | 0.88223 | 0.85476 | 0 | 73.6002
| Tariff | Flat | Monthly System Peak Day | June | CAISO 1-in-10 | 4 | 0.79876 | 0.7765 | 0.79876 | 0.7765 | 0 | 72.744
| Tariff | Flat | Monthly System Peak Day | June | CAISO 1-in-10 | 5 | 0.73554 | 0.72016 | 0.73554 | 0.72016 | 0 | 71.6656
| Tariff | Flat | Monthly System Peak Day | June | CAISO 1-in-10 | 6 | 0.7087 | 0.70784 | 0.7087 | 0.70784 | 0 | 70.93
| Tariff | Flat | Monthly System Peak Day | June | CAISO 1-in-10 | 7 | 0.69878 | 0.72635 | 0.69878 | 0.72635 | 0 | 70.3027
| Tariff | Flat | Monthly System Peak Day | June | CAISO 1-in-10 | 8 | 0.75199 | 0.75983 | 0.75199 | 0.75983 | 0 | 71.4987
| Tariff | Flat | Monthly System Peak Day | June | CAISO 1-in-10 | 9 | 0.84622 | 0.78506 | 0.84622 | 0.78506 | 0 | 75.8425
| Tariff | Flat | Monthly System Peak Day | June | CAISO 1-in-10 | 10 | 0.94508 | 0.85082 | 0.94508 | 0.85082 | 0 | 82.0046
| Tariff | Flat | Monthly System Peak Day | June | CAISO 1-in-10 | 11 | 1.0633 | 0.94126 | 1.0633 | 0.94126 | 0 | 87.1626
| Tariff | Flat | Monthly System Peak Day | June | CAISO 1-in-10 | 12 | 1.3259 | 1.1709 | 1.3259 | 1.1709 | 0 | 91.3204
| Tariff | Flat | Monthly System Peak Day | June | CAISO 1-in-10 | 13 | 1.7103 | 1.5206 | 1.7103 | 1.5206 | 0 | 93.1478
| Tariff | Flat | Monthly System Peak Day | June | CAISO 1-in-10 | 14 | 2.0826 | 1.8794 | 2.0826 | 1.8794 | 0 | 94.8381
| Tariff | Flat | Monthly System Peak Day | June | CAISO 1-in-10 | 15 | 2.4179 | 2.2142 | 2.4179 | 2.2142 | 0 | 96.5616
| Tariff | Flat | Monthly System Peak Day | June | CAISO 1-in-10 | 16 | 2.7166 | 2.5312 | 2.7166 | 2.5312 | 0 | 97.9702
| Tariff | Flat | Monthly System Peak Day | June | CAISO 1-in-10 | 17 | 2.9336 | 2.7781 | 1.8457 | 1.6561 | 0.017778 | 98.1343
| Tariff | Flat | Monthly System Peak Day | June | CAISO 1-in-10 | 18 | 3.062 | 2.935 | 2.3691 | 2.2125 | 0.045904 | 97.6877
| Tariff | Flat | Monthly System Peak Day | June | CAISO 1-in-10 | 19 | 3.0217 | 2.9197 | 2.6096 | 2.4009 | 0.018108 | 96.071
| Tariff | Flat | Monthly System Peak Day | June | CAISO 1-in-10 | 20 | 2.8142 | 2.7401 | 2.5414 | 2.4188 | 0.010496 | 92.0188
| Tariff | Flat | Monthly System Peak Day | June | CAISO 1-in-10 | 21 | 2.618 | 2.5647 | 2.3872 | 2.2855 | 0.013088 | 87.9005
| Tariff | Flat | Monthly System Peak Day | June | CAISO 1-in-10 | 22 | 2.3687 | 2.3355 | 2.7796 | 2.8111 | 0.023359 | 83.9439
| Tariff | Flat | Monthly System Peak Day | June | CAISO 1-in-10 | 23 | 2.0237 | 1.9975 | 2.1663 | 2.1617 | 0.015212 | 80.1783
| Tariff | Flat | Monthly System Peak Day | June | CAISO 1-in-10 | 24 | 1.6433 | 1.6158 | 1.7241 | 1.6841 | 0.012802 | 77.6504
| Tariff | Flat | Monthly System Peak Day | June | CAISO 1-in-2 | 1 | 0.81477 | 0.77997 | 0.81477 | 0.77997 | 0 | 66.8024
| Tariff | Flat | Monthly System Peak Day | June | CAISO 1-in-2 | 2 | 0.69087 | 0.6602 | 0.69087 | 0.6602 | 0 | 65.8625
| Tariff | Flat | Monthly System Peak Day | June | CAISO 1-in-2 | 3 | 0.61814 | 0.59067 | 0.61814 | 0.59067 | 0 | 65.0459
| Tariff | Flat | Monthly System Peak Day | June | CAISO 1-in-2 | 4 | 0.57558 | 0.55332 | 0.57558 | 0.55332 | 0 | 64.003
| Tariff | Flat | Monthly System Peak Day | June | CAISO 1-in-2 | 5 | 0.54939 | 0.53401 | 0.54939 | 0.53401 | 0 | 63.0093
| Tariff | Flat | Monthly System Peak Day | June | CAISO 1-in-2 | 6 | 0.55059 | 0.54973 | 0.55059 | 0.54973 | 0 | 62.0548
| Tariff | Flat | Monthly System Peak Day | June | CAISO 1-in-2 | 7 | 0.56926 | 0.59683 | 0.56926 | 0.59683 | 0 | 61.4416
| Tariff | Flat | Monthly System Peak Day | June | CAISO 1-in-2 | 8 | 0.58149 | 0.58933 | 0.58149 | 0.58933 | 0 | 62.1493
| Tariff | Flat | Monthly System Peak Day | June | CAISO 1-in-2 | 9 | 0.5556 | 0.49445 | 0.5556 | 0.49445 | 0 | 65.1931
| Tariff | Flat | Monthly System Peak Day | June | CAISO 1-in-2 | 10 | 0.5435 | 0.44924 | 0.5435 | 0.44924 | 0 | 68.8902
| Tariff | Flat | Monthly System Peak Day | June | CAISO 1-in-2 | 11 | 0.59641 | 0.47435 | 0.59641 | 0.47435 | 0 | 72.5268
| Tariff | Flat | Monthly System Peak Day | June | CAISO 1-in-2 | 12 | 0.68729 | 0.53222 | 0.68729 | 0.53222 | 0 | 76.314
| Tariff | Flat | Monthly System Peak Day | June | CAISO 1-in-2 | 13 | 0.83107 | 0.64143 | 0.83107 | 0.64143 | 0 | 79.7476
| Tariff | Flat | Monthly System Peak Day | June | CAISO 1-in-2 | 14 | 0.99845 | 0.79522 | 0.99845 | 0.79522 | 0 | 82.6124
| Tariff | Flat | Monthly System Peak Day | June | CAISO 1-in-2 | 15 | 1.1922 | 0.98845 | 1.1922 | 0.98845 | 0 | 85.1048
| Tariff | Flat | Monthly System Peak Day | June | CAISO 1-in-2 | 16 | 1.4026 | 1.2173 | 1.4026 | 1.2173 | 0 | 86.2553
| Tariff | Flat | Monthly System Peak Day | June | CAISO 1-in-2 | 17 | 1.5919 | 1.4364 | 0.74787 | 0.55825 | 0.018421 | 86.3674
| Tariff | Flat | Monthly System Peak Day | June | CAISO 1-in-2 | 18 | 1.7401 | 1.6131 | 1.3035 | 1.147 | 0.10386 | 85.7301
| Tariff | Flat | Monthly System Peak Day | June | CAISO 1-in-2 | 19 | 1.7846 | 1.6825 | 1.6024 | 1.3937 | 0.054096 | 84.1835
| Tariff | Flat | Monthly System Peak Day | June | CAISO 1-in-2 | 20 | 1.7331 | 1.659 | 1.5676 | 1.445 | 0.025337 | 81.5013
| Tariff | Flat | Monthly System Peak Day | June | CAISO 1-in-2 | 21 | 1.6496 | 1.5963 | 1.5247 | 1.4229 | 0.034117 | 77.5294
| Tariff | Flat | Monthly System Peak Day | June | CAISO 1-in-2 | 22 | 1.4896 | 1.4563 | 1.86 | 1.8915 | 0.05742 | 73.2034
| Tariff | Flat | Monthly System Peak Day | June | CAISO 1-in-2 | 23 | 1.2723 | 1.2462 | 1.3113 | 1.3067 | 0.035769 | 70.4453
| Tariff | Flat | Monthly System Peak Day | June | CAISO 1-in-2 | 24 | 1.0464 | 1.0188 | 1.0627 | 1.0227 | 0.0081572 | 68.7809
| Tariff | Flat | Monthly System Peak Day | June | SCE 1-in-10 | 1 | 1.3035 | 1.2687 | 1.3035 | 1.2687 | 0 | 77.4552
| Tariff | Flat | Monthly System Peak Day | June | SCE 1-in-10 | 2 | 1.07 | 1.0393 | 1.07 | 1.0393 | 0 | 75.8389
| Tariff | Flat | Monthly System Peak Day | June | SCE 1-in-10 | 3 | 0.91502 | 0.88755 | 0.91502 | 0.88755 | 0 | 74.3224
| Tariff | Flat | Monthly System Peak Day | June | SCE 1-in-10 | 4 | 0.81992 | 0.79766 | 0.81992 | 0.79766 | 0 | 73.3097
| Tariff | Flat | Monthly System Peak Day | June | SCE 1-in-10 | 5 | 0.74869 | 0.73331 | 0.74869 | 0.73331 | 0 | 72.1269
| Tariff | Flat | Monthly System Peak Day | June | SCE 1-in-10 | 6 | 0.7134 | 0.71254 | 0.7134 | 0.71254 | 0 | 71.1599
| Tariff | Flat | Monthly System Peak Day | June | SCE 1-in-10 | 7 | 0.69968 | 0.72725 | 0.69968 | 0.72725 | 0 | 70.3779
| Tariff | Flat | Monthly System Peak Day | June | SCE 1-in-10 | 8 | 0.75617 | 0.764 | 0.75617 | 0.764 | 0 | 71.6833
| Tariff | Flat | Monthly System Peak Day | June | SCE 1-in-10 | 9 | 0.85031 | 0.78916 | 0.85031 | 0.78916 | 0 | 75.9012
| Tariff | Flat | Monthly System Peak Day | June | SCE 1-in-10 | 10 | 0.93526 | 0.841 | 0.93526 | 0.841 | 0 | 81.8544
| Tariff | Flat | Monthly System Peak Day | June | SCE 1-in-10 | 11 | 1.0308 | 0.9087 | 1.0308 | 0.9087 | 0 | 86.9951
| Tariff | Flat | Monthly System Peak Day | June | SCE 1-in-10 | 12 | 1.2814 | 1.1263 | 1.2814 | 1.1263 | 0 | 90.8497
| Tariff | Flat | Monthly System Peak Day | June | SCE 1-in-10 | 13 | 1.6553 | 1.4657 | 1.6553 | 1.4657 | 0 | 92.5404
| Tariff | Flat | Monthly System Peak Day | June | SCE 1-in-10 | 14 | 2.0182 | 1.815 | 2.0182 | 1.815 | 0 | 94.1044
| Tariff | Flat | Monthly System Peak Day | June | SCE 1-in-10 | 15 | 2.3473 | 2.1436 | 2.3473 | 2.1436 | 0 | 95.335
| Tariff | Flat | Monthly System Peak Day | June | SCE 1-in-10 | 16 | 2.6408 | 2.4554 | 2.6408 | 2.4554 | 0 | 96.6435
| Tariff | Flat | Monthly System Peak Day | June | SCE 1-in-10 | 17 | 2.8581 | 2.7025 | 1.7903 | 1.6007 | 0.016722 | 97.1582
| Tariff | Flat | Monthly System Peak Day | June | SCE 1-in-10 | 18 | 2.9898 | 2.8628 | 2.3188 | 2.1623 | 0.047055 | 96.663
| Tariff | Flat | Monthly System Peak Day | June | SCE 1-in-10 | 19 | 2.9554 | 2.8533 | 2.5706 | 2.362 | 0.019744 | 94.6503
| Tariff | Flat | Monthly System Peak Day | June | SCE 1-in-10 | 20 | 2.7471 | 2.673 | 2.4905 | 2.3679 | 0.01055 | 90.4306
| Tariff | Flat | Monthly System Peak Day | June | SCE 1-in-10 | 21 | 2.5521 | 2.4988 | 2.341 | 2.2392 | 0.016269 | 85.9777
| Tariff | Flat | Monthly System Peak Day | June | SCE 1-in-10 | 22 | 2.3176 | 2.2843 | 2.7204 | 2.7519 | 0.026445 | 81.7986
| Tariff | Flat | Monthly System Peak Day | June | SCE 1-in-10 | 23 | 1.9828 | 1.9566 | 2.102 | 2.0974 | 0.018198 | 77.9815
| Tariff | Flat | Monthly System Peak Day | June | SCE 1-in-10 | 24 | 1.597 | 1.5694 | 1.6619 | 1.622 | 0.015461 | 75.47
| Tariff | Flat | Monthly System Peak Day | June | SCE 1-in-2 | 1 | 0.87481 | 0.84 | 0.87481 | 0.84 | 0 | 68.0603
| Tariff | Flat | Monthly System Peak Day | June | SCE 1-in-2 | 2 | 0.73127 | 0.70059 | 0.73127 | 0.70059 | 0 | 66.8873
| Tariff | Flat | Monthly System Peak Day | June | SCE 1-in-2 | 3 | 0.65024 | 0.62277 | 0.65024 | 0.62277 | 0 | 65.9441
| Tariff | Flat | Monthly System Peak Day | June | SCE 1-in-2 | 4 | 0.59494 | 0.57268 | 0.59494 | 0.57268 | 0 | 64.9888
| Tariff | Flat | Monthly System Peak Day | June | SCE 1-in-2 | 5 | 0.56372 | 0.54835 | 0.56372 | 0.54835 | 0 | 64.2298
| Tariff | Flat | Monthly System Peak Day | June | SCE 1-in-2 | 6 | 0.55778 | 0.55692 | 0.55778 | 0.55692 | 0 | 63.273
| Tariff | Flat | Monthly System Peak Day | June | SCE 1-in-2 | 7 | 0.57386 | 0.60143 | 0.57386 | 0.60143 | 0 | 62.6535
| Tariff | Flat | Monthly System Peak Day | June | SCE 1-in-2 | 8 | 0.59534 | 0.60318 | 0.59534 | 0.60318 | 0 | 63.6587
| Tariff | Flat | Monthly System Peak Day | June | SCE 1-in-2 | 9 | 0.59735 | 0.5362 | 0.59735 | 0.5362 | 0 | 66.866
| Tariff | Flat | Monthly System Peak Day | June | SCE 1-in-2 | 10 | 0.60494 | 0.51068 | 0.60494 | 0.51068 | 0 | 71.4299
| Tariff | Flat | Monthly System Peak Day | June | SCE 1-in-2 | 11 | 0.60593 | 0.48387 | 0.60593 | 0.48387 | 0 | 75.4727
| Tariff | Flat | Monthly System Peak Day | June | SCE 1-in-2 | 12 | 0.69029 | 0.53522 | 0.69029 | 0.53522 | 0 | 79.0594
| Tariff | Flat | Monthly System Peak Day | June | SCE 1-in-2 | 13 | 0.86851 | 0.67888 | 0.86851 | 0.67888 | 0 | 80.9398
| Tariff | Flat | Monthly System Peak Day | June | SCE 1-in-2 | 14 | 1.0583 | 0.85508 | 1.0583 | 0.85508 | 0 | 82.5265
| Tariff | Flat | Monthly System Peak Day | June | SCE 1-in-2 | 15 | 1.2617 | 1.058 | 1.2617 | 1.058 | 0 | 84.3996
| Tariff | Flat | Monthly System Peak Day | June | SCE 1-in-2 | 16 | 1.4783 | 1.2929 | 1.4783 | 1.2929 | 0 | 85.564
| Tariff | Flat | Monthly System Peak Day | June | SCE 1-in-2 | 17 | 1.6735 | 1.518 | 0.83818 | 0.64856 | 0.018941 | 85.9484
| Tariff | Flat | Monthly System Peak Day | June | SCE 1-in-2 | 18 | 1.8283 | 1.7013 | 1.406 | 1.2495 | 0.1084 | 85.0623
| Tariff | Flat | Monthly System Peak Day | June | SCE 1-in-2 | 19 | 1.869 | 1.7669 | 1.7117 | 1.503 | 0.059106 | 82.8915
| Tariff | Flat | Monthly System Peak Day | June | SCE 1-in-2 | 20 | 1.7855 | 1.7114 | 1.6344 | 1.5118 | 0.028418 | 80.0874
| Tariff | Flat | Monthly System Peak Day | June | SCE 1-in-2 | 21 | 1.6945 | 1.6412 | 1.5772 | 1.4754 | 0.035826 | 76.7721
| Tariff | Flat | Monthly System Peak Day | June | SCE 1-in-2 | 22 | 1.5404 | 1.5072 | 1.9126 | 1.944 | 0.05552 | 73.6532
| Tariff | Flat | Monthly System Peak Day | June | SCE 1-in-2 | 23 | 1.3151 | 1.289 | 1.369 | 1.3644 | 0.032127 | 71.8461
| Tariff | Flat | Monthly System Peak Day | June | SCE 1-in-2 | 24 | 1.0788 | 1.0512 | 1.1057 | 1.0658 | 0.025147 | 70.2406
| Tariff | Flat | Monthly System Peak Day | March | CAISO 1-in-10 | 1 | 0.76771 | 0.7329 | 0.76771 | 0.7329 | 0 | 66.1377
| Tariff | Flat | Monthly System Peak Day | March | CAISO 1-in-10 | 2 | 0.6439 | 0.61322 | 0.6439 | 0.61322 | 0 | 64.1647
| Tariff | Flat | Monthly System Peak Day | March | CAISO 1-in-10 | 3 | 0.56362 | 0.53615 | 0.56362 | 0.53615 | 0 | 62.4565
| Tariff | Flat | Monthly System Peak Day | March | CAISO 1-in-10 | 4 | 0.5357 | 0.51344 | 0.5357 | 0.51344 | 0 | 61.4195
| Tariff | Flat | Monthly System Peak Day | March | CAISO 1-in-10 | 5 | 0.52941 | 0.51403 | 0.52941 | 0.51403 | 0 | 60.6326
| Tariff | Flat | Monthly System Peak Day | March | CAISO 1-in-10 | 6 | 0.53312 | 0.53226 | 0.53312 | 0.53226 | 0 | 59.728
| Tariff | Flat | Monthly System Peak Day | March | CAISO 1-in-10 | 7 | 0.56365 | 0.59122 | 0.56365 | 0.59122 | 0 | 59.5724
| Tariff | Flat | Monthly System Peak Day | March | CAISO 1-in-10 | 8 | 0.57632 | 0.58416 | 0.57632 | 0.58416 | 0 | 59.1716
| Tariff | Flat | Monthly System Peak Day | March | CAISO 1-in-10 | 9 | 0.54167 | 0.48052 | 0.54167 | 0.48052 | 0 | 60.6734
| Tariff | Flat | Monthly System Peak Day | March | CAISO 1-in-10 | 10 | 0.49143 | 0.39717 | 0.49143 | 0.39717 | 0 | 65.7473
| Tariff | Flat | Monthly System Peak Day | March | CAISO 1-in-10 | 11 | 0.52035 | 0.39829 | 0.52035 | 0.39829 | 0 | 71.421
| Tariff | Flat | Monthly System Peak Day | March | CAISO 1-in-10 | 12 | 0.56403 | 0.40896 | 0.56403 | 0.40896 | 0 | 76.8502
| Tariff | Flat | Monthly System Peak Day | March | CAISO 1-in-10 | 13 | 0.67331 | 0.48368 | 0.67331 | 0.48368 | 0 | 81.7855
| Tariff | Flat | Monthly System Peak Day | March | CAISO 1-in-10 | 14 | 0.84547 | 0.64225 | 0.84547 | 0.64225 | 0 | 84.2531
| Tariff | Flat | Monthly System Peak Day | March | CAISO 1-in-10 | 15 | 1.0552 | 0.85145 | 1.0552 | 0.85145 | 0 | 85.0465
| Tariff | Flat | Monthly System Peak Day | March | CAISO 1-in-10 | 16 | 1.281 | 1.0957 | 1.281 | 1.0957 | 0 | 85.9202
| Tariff | Flat | Monthly System Peak Day | March | CAISO 1-in-10 | 17 | 1.4891 | 1.3336 | 0.63756 | 0.44794 | 0.017987 | 86.7309
| Tariff | Flat | Monthly System Peak Day | March | CAISO 1-in-10 | 18 | 1.6394 | 1.5124 | 1.1829 | 1.0264 | 0.097651 | 86.655
| Tariff | Flat | Monthly System Peak Day | March | CAISO 1-in-10 | 19 | 1.6825 | 1.5804 | 1.4781 | 1.2694 | 0.049698 | 85.33
| Tariff | Flat | Monthly System Peak Day | March | CAISO 1-in-10 | 20 | 1.6428 | 1.5688 | 1.4637 | 1.3412 | 0.022496 | 82.8361
| Tariff | Flat | Monthly System Peak Day | March | CAISO 1-in-10 | 21 | 1.5684 | 1.5151 | 1.4298 | 1.3281 | 0.031137 | 78.8597
| Tariff | Flat | Monthly System Peak Day | March | CAISO 1-in-10 | 22 | 1.4075 | 1.3742 | 1.7879 | 1.8194 | 0.046456 | 75.8529
| Tariff | Flat | Monthly System Peak Day | March | CAISO 1-in-10 | 23 | 1.1949 | 1.1687 | 1.2611 | 1.2566 | 0.029173 | 73.0123
| Tariff | Flat | Monthly System Peak Day | March | CAISO 1-in-10 | 24 | 0.9896 | 0.96201 | 1.0149 | 0.97489 | 0.012632 | 70.0127
| Tariff | Flat | Monthly System Peak Day | March | CAISO 1-in-2 | 1 | 0.59213 | 0.55733 | 0.59213 | 0.55733 | 0 | 57.4632
| Tariff | Flat | Monthly System Peak Day | March | CAISO 1-in-2 | 2 | 0.53666 | 0.50598 | 0.53666 | 0.50598 | 0 | 56.1895
| Tariff | Flat | Monthly System Peak Day | March | CAISO 1-in-2 | 3 | 0.50668 | 0.47921 | 0.50668 | 0.47921 | 0 | 54.7897
| Tariff | Flat | Monthly System Peak Day | March | CAISO 1-in-2 | 4 | 0.49107 | 0.46882 | 0.49107 | 0.46882 | 0 | 53.597
| Tariff | Flat | Monthly System Peak Day | March | CAISO 1-in-2 | 5 | 0.49216 | 0.47678 | 0.49216 | 0.47678 | 0 | 52.8764
| Tariff | Flat | Monthly System Peak Day | March | CAISO 1-in-2 | 6 | 0.51869 | 0.51783 | 0.51869 | 0.51783 | 0 | 51.8791
| Tariff | Flat | Monthly System Peak Day | March | CAISO 1-in-2 | 7 | 0.57203 | 0.5996 | 0.57203 | 0.5996 | 0 | 51.4115
| Tariff | Flat | Monthly System Peak Day | March | CAISO 1-in-2 | 8 | 0.58474 | 0.59257 | 0.58474 | 0.59257 | 0 | 50.7735
| Tariff | Flat | Monthly System Peak Day | March | CAISO 1-in-2 | 9 | 0.52849 | 0.46734 | 0.52849 | 0.46734 | 0 | 51.0683
| Tariff | Flat | Monthly System Peak Day | March | CAISO 1-in-2 | 10 | 0.45153 | 0.35727 | 0.45153 | 0.35727 | 0 | 54.2191
| Tariff | Flat | Monthly System Peak Day | March | CAISO 1-in-2 | 11 | 0.39788 | 0.27582 | 0.39788 | 0.27582 | 0 | 58.994
| Tariff | Flat | Monthly System Peak Day | March | CAISO 1-in-2 | 12 | 0.38336 | 0.22829 | 0.38336 | 0.22829 | 0 | 63.4722
| Tariff | Flat | Monthly System Peak Day | March | CAISO 1-in-2 | 13 | 0.39904 | 0.20941 | 0.39904 | 0.20941 | 0 | 66.6226
| Tariff | Flat | Monthly System Peak Day | March | CAISO 1-in-2 | 14 | 0.42747 | 0.22425 | 0.42747 | 0.22425 | 0 | 68.3106
| Tariff | Flat | Monthly System Peak Day | March | CAISO 1-in-2 | 15 | 0.48507 | 0.28135 | 0.48507 | 0.28135 | 0 | 69.5217
| Tariff | Flat | Monthly System Peak Day | March | CAISO 1-in-2 | 16 | 0.57184 | 0.38648 | 0.57184 | 0.38648 | 0 | 70.5384
| Tariff | Flat | Monthly System Peak Day | March | CAISO 1-in-2 | 17 | 0.69189 | 0.53635 | 0.67706 | 0.52152 | 0.0074147 | 70.9922
| Tariff | Flat | Monthly System Peak Day | March | CAISO 1-in-2 | 18 | 0.8504 | 0.72342 | 0.84592 | 0.71895 | 0.0022379 | 70.516
| Tariff | Flat | Monthly System Peak Day | March | CAISO 1-in-2 | 19 | 0.96174 | 0.85966 | 0.96174 | 0.85966 | 0 | 68.9499
| Tariff | Flat | Monthly System Peak Day | March | CAISO 1-in-2 | 20 | 1.0109 | 0.9368 | 1.0043 | 0.90461 | 0.0032665 | 65.9209
| Tariff | Flat | Monthly System Peak Day | March | CAISO 1-in-2 | 21 | 0.99636 | 0.94305 | 0.99636 | 0.91838 | 0 | 62.9461
| Tariff | Flat | Monthly System Peak Day | March | CAISO 1-in-2 | 22 | 0.91303 | 0.87978 | 0.97103 | 0.93778 | 0.028999 | 61.0388
| Tariff | Flat | Monthly System Peak Day | March | CAISO 1-in-2 | 23 | 0.78708 | 0.76095 | 0.78708 | 0.76095 | 0 | 59.4553
| Tariff | Flat | Monthly System Peak Day | March | CAISO 1-in-2 | 24 | 0.66495 | 0.63737 | 0.66495 | 0.63737 | 0 | 57.9587
| Tariff | Flat | Monthly System Peak Day | March | SCE 1-in-10 | 1 | 0.8097 | 0.7749 | 0.8097 | 0.7749 | 0 | 67.4289
| Tariff | Flat | Monthly System Peak Day | March | SCE 1-in-10 | 2 | 0.67709 | 0.64641 | 0.67709 | 0.64641 | 0 | 65.746
| Tariff | Flat | Monthly System Peak Day | March | SCE 1-in-10 | 3 | 0.5866 | 0.55913 | 0.5866 | 0.55913 | 0 | 64.1041
| Tariff | Flat | Monthly System Peak Day | March | SCE 1-in-10 | 4 | 0.54924 | 0.52698 | 0.54924 | 0.52698 | 0 | 62.8578
| Tariff | Flat | Monthly System Peak Day | March | SCE 1-in-10 | 5 | 0.53766 | 0.52228 | 0.53766 | 0.52228 | 0 | 61.9077
| Tariff | Flat | Monthly System Peak Day | March | SCE 1-in-10 | 6 | 0.54124 | 0.54038 | 0.54124 | 0.54038 | 0 | 61.1551
| Tariff | Flat | Monthly System Peak Day | March | SCE 1-in-10 | 7 | 0.57109 | 0.59866 | 0.57109 | 0.59866 | 0 | 60.9297
| Tariff | Flat | Monthly System Peak Day | March | SCE 1-in-10 | 8 | 0.58353 | 0.59137 | 0.58353 | 0.59137 | 0 | 60.5699
| Tariff | Flat | Monthly System Peak Day | March | SCE 1-in-10 | 9 | 0.54988 | 0.48873 | 0.54988 | 0.48873 | 0 | 61.9969
| Tariff | Flat | Monthly System Peak Day | March | SCE 1-in-10 | 10 | 0.50173 | 0.40747 | 0.50173 | 0.40747 | 0 | 66.948
| Tariff | Flat | Monthly System Peak Day | March | SCE 1-in-10 | 11 | 0.51847 | 0.39641 | 0.51847 | 0.39641 | 0 | 72.3245
| Tariff | Flat | Monthly System Peak Day | March | SCE 1-in-10 | 12 | 0.56388 | 0.40881 | 0.56388 | 0.40881 | 0 | 77.2088
| Tariff | Flat | Monthly System Peak Day | March | SCE 1-in-10 | 13 | 0.68547 | 0.49584 | 0.68547 | 0.49584 | 0 | 81.1402
| Tariff | Flat | Monthly System Peak Day | March | SCE 1-in-10 | 14 | 0.85601 | 0.65278 | 0.85601 | 0.65278 | 0 | 83.4225
| Tariff | Flat | Monthly System Peak Day | March | SCE 1-in-10 | 15 | 1.0604 | 0.85665 | 1.0604 | 0.85665 | 0 | 85.3648
| Tariff | Flat | Monthly System Peak Day | March | SCE 1-in-10 | 16 | 1.2866 | 1.1012 | 1.2866 | 1.1012 | 0 | 86.0953
| Tariff | Flat | Monthly System Peak Day | March | SCE 1-in-10 | 17 | 1.4927 | 1.3371 | 0.6563 | 0.46668 | 0.018878 | 85.9982
| Tariff | Flat | Monthly System Peak Day | March | SCE 1-in-10 | 18 | 1.6491 | 1.5221 | 1.2293 | 1.0728 | 0.1092 | 84.9455
| Tariff | Flat | Monthly System Peak Day | March | SCE 1-in-10 | 19 | 1.693 | 1.591 | 1.521 | 1.3124 | 0.056145 | 83.6536
| Tariff | Flat | Monthly System Peak Day | March | SCE 1-in-10 | 20 | 1.6378 | 1.5637 | 1.4765 | 1.3539 | 0.026228 | 81.0892
| Tariff | Flat | Monthly System Peak Day | March | SCE 1-in-10 | 21 | 1.5593 | 1.506 | 1.4386 | 1.3369 | 0.035071 | 77.106
| Tariff | Flat | Monthly System Peak Day | March | SCE 1-in-10 | 22 | 1.4101 | 1.3768 | 1.7824 | 1.8138 | 0.055351 | 73.6934
| Tariff | Flat | Monthly System Peak Day | March | SCE 1-in-10 | 23 | 1.2007 | 1.1745 | 1.2466 | 1.242 | 0.034059 | 71.0988
| Tariff | Flat | Monthly System Peak Day | March | SCE 1-in-10 | 24 | 0.98208 | 0.9545 | 0.99625 | 0.95629 | 0.0070851 | 68.4857
| Tariff | Flat | Monthly System Peak Day | March | SCE 1-in-2 | 1 | 0.59197 | 0.55717 | 0.59197 | 0.55717 | 0 | 57.1036
| Tariff | Flat | Monthly System Peak Day | March | SCE 1-in-2 | 2 | 0.53654 | 0.50586 | 0.53654 | 0.50586 | 0 | 55.8384
| Tariff | Flat | Monthly System Peak Day | March | SCE 1-in-2 | 3 | 0.50661 | 0.47914 | 0.50661 | 0.47914 | 0 | 54.2683
| Tariff | Flat | Monthly System Peak Day | March | SCE 1-in-2 | 4 | 0.49105 | 0.4688 | 0.49105 | 0.4688 | 0 | 53.4267
| Tariff | Flat | Monthly System Peak Day | March | SCE 1-in-2 | 5 | 0.49222 | 0.47684 | 0.49222 | 0.47684 | 0 | 52.5111
| Tariff | Flat | Monthly System Peak Day | March | SCE 1-in-2 | 6 | 0.51885 | 0.51799 | 0.51885 | 0.51799 | 0 | 51.7497
| Tariff | Flat | Monthly System Peak Day | March | SCE 1-in-2 | 7 | 0.57233 | 0.5999 | 0.57233 | 0.5999 | 0 | 51.1847
| Tariff | Flat | Monthly System Peak Day | March | SCE 1-in-2 | 8 | 0.58508 | 0.59291 | 0.58508 | 0.59291 | 0 | 50.7269
| Tariff | Flat | Monthly System Peak Day | March | SCE 1-in-2 | 9 | 0.52877 | 0.46762 | 0.52877 | 0.46762 | 0 | 51.2843
| Tariff | Flat | Monthly System Peak Day | March | SCE 1-in-2 | 10 | 0.45192 | 0.35766 | 0.45192 | 0.35766 | 0 | 54.5298
| Tariff | Flat | Monthly System Peak Day | March | SCE 1-in-2 | 11 | 0.39816 | 0.2761 | 0.39816 | 0.2761 | 0 | 59.3858
| Tariff | Flat | Monthly System Peak Day | March | SCE 1-in-2 | 12 | 0.38061 | 0.22554 | 0.38061 | 0.22554 | 0 | 63.8239
| Tariff | Flat | Monthly System Peak Day | March | SCE 1-in-2 | 13 | 0.39885 | 0.20922 | 0.39885 | 0.20922 | 0 | 66.7381
| Tariff | Flat | Monthly System Peak Day | March | SCE 1-in-2 | 14 | 0.42729 | 0.22407 | 0.42729 | 0.22407 | 0 | 68.3849
| Tariff | Flat | Monthly System Peak Day | March | SCE 1-in-2 | 15 | 0.4847 | 0.28098 | 0.4847 | 0.28098 | 0 | 69.5492
| Tariff | Flat | Monthly System Peak Day | March | SCE 1-in-2 | 16 | 0.57097 | 0.38561 | 0.57097 | 0.38561 | 0 | 70.4335
| Tariff | Flat | Monthly System Peak Day | March | SCE 1-in-2 | 17 | 0.69033 | 0.53479 | 0.67715 | 0.52161 | 0.0065882 | 70.6538
| Tariff | Flat | Monthly System Peak Day | March | SCE 1-in-2 | 18 | 0.85011 | 0.72313 | 0.84675 | 0.71978 | 0.0016773 | 70.2293
| Tariff | Flat | Monthly System Peak Day | March | SCE 1-in-2 | 19 | 0.96131 | 0.85922 | 0.96131 | 0.85922 | 0 | 68.7671
| Tariff | Flat | Monthly System Peak Day | March | SCE 1-in-2 | 20 | 1.0105 | 0.93645 | 1.0028 | 0.90496 | 0.0038364 | 66.0326
| Tariff | Flat | Monthly System Peak Day | March | SCE 1-in-2 | 21 | 0.99541 | 0.94211 | 0.99541 | 0.91589 | 0 | 63.0979
| Tariff | Flat | Monthly System Peak Day | March | SCE 1-in-2 | 22 | 0.91238 | 0.87913 | 0.96843 | 0.93518 | 0.028025 | 61.0798
| Tariff | Flat | Monthly System Peak Day | March | SCE 1-in-2 | 23 | 0.78659 | 0.76047 | 0.78659 | 0.76047 | 0 | 59.4679
| Tariff | Flat | Monthly System Peak Day | March | SCE 1-in-2 | 24 | 0.66464 | 0.63706 | 0.66464 | 0.63706 | 0 | 58.094
| Tariff | Flat | Monthly System Peak Day | May | CAISO 1-in-10 | 1 | 1.1641 | 1.1293 | 1.1641 | 1.1293 | 0 | 74.7654
| Tariff | Flat | Monthly System Peak Day | May | CAISO 1-in-10 | 2 | 0.94845 | 0.91778 | 0.94845 | 0.91778 | 0 | 73.2122
| Tariff | Flat | Monthly System Peak Day | May | CAISO 1-in-10 | 3 | 0.79476 | 0.76729 | 0.79476 | 0.76729 | 0 | 71.4215
| Tariff | Flat | Monthly System Peak Day | May | CAISO 1-in-10 | 4 | 0.70083 | 0.67857 | 0.70083 | 0.67857 | 0 | 69.9966
| Tariff | Flat | Monthly System Peak Day | May | CAISO 1-in-10 | 5 | 0.6539 | 0.63852 | 0.6539 | 0.63852 | 0 | 69.0501
| Tariff | Flat | Monthly System Peak Day | May | CAISO 1-in-10 | 6 | 0.62819 | 0.62733 | 0.62819 | 0.62733 | 0 | 67.857
| Tariff | Flat | Monthly System Peak Day | May | CAISO 1-in-10 | 7 | 0.63523 | 0.6628 | 0.63523 | 0.6628 | 0 | 67.4843
| Tariff | Flat | Monthly System Peak Day | May | CAISO 1-in-10 | 8 | 0.66375 | 0.67158 | 0.66375 | 0.67158 | 0 | 68.0491
| Tariff | Flat | Monthly System Peak Day | May | CAISO 1-in-10 | 9 | 0.73194 | 0.67079 | 0.73194 | 0.67079 | 0 | 72.417
| Tariff | Flat | Monthly System Peak Day | May | CAISO 1-in-10 | 10 | 0.85201 | 0.75775 | 0.85201 | 0.75775 | 0 | 79.0187
| Tariff | Flat | Monthly System Peak Day | May | CAISO 1-in-10 | 11 | 0.95867 | 0.83661 | 0.95867 | 0.83661 | 0 | 85.2247
| Tariff | Flat | Monthly System Peak Day | May | CAISO 1-in-10 | 12 | 1.1792 | 1.0241 | 1.1792 | 1.0241 | 0 | 89.2708
| Tariff | Flat | Monthly System Peak Day | May | CAISO 1-in-10 | 13 | 1.5094 | 1.3198 | 1.5094 | 1.3198 | 0 | 92.2539
| Tariff | Flat | Monthly System Peak Day | May | CAISO 1-in-10 | 14 | 1.8531 | 1.6499 | 1.8531 | 1.6499 | 0 | 93.9338
| Tariff | Flat | Monthly System Peak Day | May | CAISO 1-in-10 | 15 | 2.1723 | 1.9685 | 2.1723 | 1.9685 | 0 | 95.3355
| Tariff | Flat | Monthly System Peak Day | May | CAISO 1-in-10 | 16 | 2.4618 | 2.2765 | 2.4618 | 2.2765 | 0 | 95.6681
| Tariff | Flat | Monthly System Peak Day | May | CAISO 1-in-10 | 17 | 2.6788 | 2.5232 | 1.6469 | 1.4573 | 0.015235 | 95.4287
| Tariff | Flat | Monthly System Peak Day | May | CAISO 1-in-10 | 18 | 2.8165 | 2.6895 | 2.1892 | 2.0327 | 0.052746 | 94.6242
| Tariff | Flat | Monthly System Peak Day | May | CAISO 1-in-10 | 19 | 2.7889 | 2.6869 | 2.4252 | 2.2166 | 0.02197 | 93.5646
| Tariff | Flat | Monthly System Peak Day | May | CAISO 1-in-10 | 20 | 2.6093 | 2.5353 | 2.3472 | 2.2247 | 0.010381 | 90.9704
| Tariff | Flat | Monthly System Peak Day | May | CAISO 1-in-10 | 21 | 2.4365 | 2.3832 | 2.2144 | 2.1126 | 0.014403 | 87.0514
| Tariff | Flat | Monthly System Peak Day | May | CAISO 1-in-10 | 22 | 2.1983 | 2.1651 | 2.6065 | 2.638 | 0.023994 | 83.2149
| Tariff | Flat | Monthly System Peak Day | May | CAISO 1-in-10 | 23 | 1.8739 | 1.8477 | 2.0208 | 2.0162 | 0.014891 | 80.5811
| Tariff | Flat | Monthly System Peak Day | May | CAISO 1-in-10 | 24 | 1.5369 | 1.5093 | 1.6186 | 1.5786 | 0.012695 | 77.7755
| Tariff | Flat | Monthly System Peak Day | May | CAISO 1-in-2 | 1 | 0.81584 | 0.78104 | 0.81584 | 0.78104 | 0 | 67.2046
| Tariff | Flat | Monthly System Peak Day | May | CAISO 1-in-2 | 2 | 0.68659 | 0.65591 | 0.68659 | 0.65591 | 0 | 65.7174
| Tariff | Flat | Monthly System Peak Day | May | CAISO 1-in-2 | 3 | 0.59659 | 0.56913 | 0.59659 | 0.56913 | 0 | 64.1944
| Tariff | Flat | Monthly System Peak Day | May | CAISO 1-in-2 | 4 | 0.54859 | 0.52633 | 0.54859 | 0.52633 | 0 | 62.6926
| Tariff | Flat | Monthly System Peak Day | May | CAISO 1-in-2 | 5 | 0.52706 | 0.51169 | 0.52706 | 0.51169 | 0 | 61.3912
| Tariff | Flat | Monthly System Peak Day | May | CAISO 1-in-2 | 6 | 0.53256 | 0.5317 | 0.53256 | 0.5317 | 0 | 60.6438
| Tariff | Flat | Monthly System Peak Day | May | CAISO 1-in-2 | 7 | 0.55314 | 0.58071 | 0.55314 | 0.58071 | 0 | 60.3502
| Tariff | Flat | Monthly System Peak Day | May | CAISO 1-in-2 | 8 | 0.56095 | 0.56879 | 0.56095 | 0.56879 | 0 | 60.7255
| Tariff | Flat | Monthly System Peak Day | May | CAISO 1-in-2 | 9 | 0.53614 | 0.47499 | 0.53614 | 0.47499 | 0 | 63.3803
| Tariff | Flat | Monthly System Peak Day | May | CAISO 1-in-2 | 10 | 0.52045 | 0.42619 | 0.52045 | 0.42619 | 0 | 68.3506
| Tariff | Flat | Monthly System Peak Day | May | CAISO 1-in-2 | 11 | 0.52475 | 0.40269 | 0.52475 | 0.40269 | 0 | 73.8964
| Tariff | Flat | Monthly System Peak Day | May | CAISO 1-in-2 | 12 | 0.56039 | 0.40533 | 0.56039 | 0.40533 | 0 | 78.5934
| Tariff | Flat | Monthly System Peak Day | May | CAISO 1-in-2 | 13 | 0.69606 | 0.50643 | 0.69606 | 0.50643 | 0 | 81.8232
| Tariff | Flat | Monthly System Peak Day | May | CAISO 1-in-2 | 14 | 0.86879 | 0.66556 | 0.86879 | 0.66556 | 0 | 83.8983
| Tariff | Flat | Monthly System Peak Day | May | CAISO 1-in-2 | 15 | 1.0696 | 0.86592 | 1.0696 | 0.86592 | 0 | 85.1645
| Tariff | Flat | Monthly System Peak Day | May | CAISO 1-in-2 | 16 | 1.2858 | 1.1004 | 1.2858 | 1.1004 | 0 | 85.9939
| Tariff | Flat | Monthly System Peak Day | May | CAISO 1-in-2 | 17 | 1.4823 | 1.3268 | 0.65121 | 0.46159 | 0.019203 | 85.7429
| Tariff | Flat | Monthly System Peak Day | May | CAISO 1-in-2 | 18 | 1.6364 | 1.5094 | 1.2295 | 1.0729 | 0.11332 | 84.3463
| Tariff | Flat | Monthly System Peak Day | May | CAISO 1-in-2 | 19 | 1.6877 | 1.5856 | 1.5482 | 1.3395 | 0.062699 | 81.972
| Tariff | Flat | Monthly System Peak Day | May | CAISO 1-in-2 | 20 | 1.6271 | 1.5531 | 1.4866 | 1.364 | 0.030702 | 79.0551
| Tariff | Flat | Monthly System Peak Day | May | CAISO 1-in-2 | 21 | 1.5444 | 1.4911 | 1.4481 | 1.3463 | 0.040488 | 74.7213
| Tariff | Flat | Monthly System Peak Day | May | CAISO 1-in-2 | 22 | 1.4085 | 1.3752 | 1.7711 | 1.8026 | 0.066318 | 71.1307
| Tariff | Flat | Monthly System Peak Day | May | CAISO 1-in-2 | 23 | 1.2038 | 1.1777 | 1.229 | 1.2244 | 0.012587 | 69.1523
| Tariff | Flat | Monthly System Peak Day | May | CAISO 1-in-2 | 24 | 0.98001 | 0.95242 | 0.98333 | 0.95242 | 0.0016613 | 66.9924
| Tariff | Flat | Monthly System Peak Day | May | SCE 1-in-10 | 1 | 1.1641 | 1.1293 | 1.1641 | 1.1293 | 0 | 74.7654
| Tariff | Flat | Monthly System Peak Day | May | SCE 1-in-10 | 2 | 0.94845 | 0.91778 | 0.94845 | 0.91778 | 0 | 73.2122
| Tariff | Flat | Monthly System Peak Day | May | SCE 1-in-10 | 3 | 0.79476 | 0.76729 | 0.79476 | 0.76729 | 0 | 71.4215
| Tariff | Flat | Monthly System Peak Day | May | SCE 1-in-10 | 4 | 0.70083 | 0.67857 | 0.70083 | 0.67857 | 0 | 69.9966
| Tariff | Flat | Monthly System Peak Day | May | SCE 1-in-10 | 5 | 0.6539 | 0.63852 | 0.6539 | 0.63852 | 0 | 69.0501
| Tariff | Flat | Monthly System Peak Day | May | SCE 1-in-10 | 6 | 0.62819 | 0.62733 | 0.62819 | 0.62733 | 0 | 67.857
| Tariff | Flat | Monthly System Peak Day | May | SCE 1-in-10 | 7 | 0.63523 | 0.6628 | 0.63523 | 0.6628 | 0 | 67.4843
| Tariff | Flat | Monthly System Peak Day | May | SCE 1-in-10 | 8 | 0.66375 | 0.67158 | 0.66375 | 0.67158 | 0 | 68.0491
| Tariff | Flat | Monthly System Peak Day | May | SCE 1-in-10 | 9 | 0.73194 | 0.67079 | 0.73194 | 0.67079 | 0 | 72.417
| Tariff | Flat | Monthly System Peak Day | May | SCE 1-in-10 | 10 | 0.85201 | 0.75775 | 0.85201 | 0.75775 | 0 | 79.0187
| Tariff | Flat | Monthly System Peak Day | May | SCE 1-in-10 | 11 | 0.95867 | 0.83661 | 0.95867 | 0.83661 | 0 | 85.2247
| Tariff | Flat | Monthly System Peak Day | May | SCE 1-in-10 | 12 | 1.1792 | 1.0241 | 1.1792 | 1.0241 | 0 | 89.2708
| Tariff | Flat | Monthly System Peak Day | May | SCE 1-in-10 | 13 | 1.5094 | 1.3198 | 1.5094 | 1.3198 | 0 | 92.2539
| Tariff | Flat | Monthly System Peak Day | May | SCE 1-in-10 | 14 | 1.8531 | 1.6499 | 1.8531 | 1.6499 | 0 | 93.9338
| Tariff | Flat | Monthly System Peak Day | May | SCE 1-in-10 | 15 | 2.1723 | 1.9685 | 2.1723 | 1.9685 | 0 | 95.3355
| Tariff | Flat | Monthly System Peak Day | May | SCE 1-in-10 | 16 | 2.4618 | 2.2765 | 2.4618 | 2.2765 | 0 | 95.6681
| Tariff | Flat | Monthly System Peak Day | May | SCE 1-in-10 | 17 | 2.6788 | 2.5232 | 1.6469 | 1.4573 | 0.015235 | 95.4287
| Tariff | Flat | Monthly System Peak Day | May | SCE 1-in-10 | 18 | 2.8165 | 2.6895 | 2.1892 | 2.0327 | 0.052746 | 94.6242
| Tariff | Flat | Monthly System Peak Day | May | SCE 1-in-10 | 19 | 2.7889 | 2.6869 | 2.4252 | 2.2166 | 0.02197 | 93.5646
| Tariff | Flat | Monthly System Peak Day | May | SCE 1-in-10 | 20 | 2.6093 | 2.5353 | 2.3472 | 2.2247 | 0.010381 | 90.9704
| Tariff | Flat | Monthly System Peak Day | May | SCE 1-in-10 | 21 | 2.4365 | 2.3832 | 2.2144 | 2.1126 | 0.014403 | 87.0514
| Tariff | Flat | Monthly System Peak Day | May | SCE 1-in-10 | 22 | 2.1983 | 2.1651 | 2.6065 | 2.638 | 0.023994 | 83.2149
| Tariff | Flat | Monthly System Peak Day | May | SCE 1-in-10 | 23 | 1.8739 | 1.8477 | 2.0208 | 2.0162 | 0.014891 | 80.5811
| Tariff | Flat | Monthly System Peak Day | May | SCE 1-in-10 | 24 | 1.5369 | 1.5093 | 1.6186 | 1.5786 | 0.012695 | 77.7755
| Tariff | Flat | Monthly System Peak Day | May | SCE 1-in-2 | 1 | 0.73875 | 0.70395 | 0.73875 | 0.70395 | 0 | 66.0146
| Tariff | Flat | Monthly System Peak Day | May | SCE 1-in-2 | 2 | 0.62918 | 0.5985 | 0.62918 | 0.5985 | 0 | 64.5535
| Tariff | Flat | Monthly System Peak Day | May | SCE 1-in-2 | 3 | 0.56946 | 0.54199 | 0.56946 | 0.54199 | 0 | 63.386
| Tariff | Flat | Monthly System Peak Day | May | SCE 1-in-2 | 4 | 0.53903 | 0.51677 | 0.53903 | 0.51677 | 0 | 62.3901
| Tariff | Flat | Monthly System Peak Day | May | SCE 1-in-2 | 5 | 0.52668 | 0.5113 | 0.52668 | 0.5113 | 0 | 61.3523
| Tariff | Flat | Monthly System Peak Day | May | SCE 1-in-2 | 6 | 0.52958 | 0.52872 | 0.52958 | 0.52872 | 0 | 60.3061
| Tariff | Flat | Monthly System Peak Day | May | SCE 1-in-2 | 7 | 0.54734 | 0.57491 | 0.54734 | 0.57491 | 0 | 59.6503
| Tariff | Flat | Monthly System Peak Day | May | SCE 1-in-2 | 8 | 0.55823 | 0.56607 | 0.55823 | 0.56607 | 0 | 60.3728
| Tariff | Flat | Monthly System Peak Day | May | SCE 1-in-2 | 9 | 0.51701 | 0.45586 | 0.51701 | 0.45586 | 0 | 63.7794
| Tariff | Flat | Monthly System Peak Day | May | SCE 1-in-2 | 10 | 0.51169 | 0.41743 | 0.51169 | 0.41743 | 0 | 68.6672
| Tariff | Flat | Monthly System Peak Day | May | SCE 1-in-2 | 11 | 0.4991 | 0.37704 | 0.4991 | 0.37704 | 0 | 73.9147
| Tariff | Flat | Monthly System Peak Day | May | SCE 1-in-2 | 12 | 0.53167 | 0.3766 | 0.53167 | 0.3766 | 0 | 78.352
| Tariff | Flat | Monthly System Peak Day | May | SCE 1-in-2 | 13 | 0.66235 | 0.47271 | 0.66235 | 0.47271 | 0 | 81.4758
| Tariff | Flat | Monthly System Peak Day | May | SCE 1-in-2 | 14 | 0.83259 | 0.62936 | 0.83259 | 0.62936 | 0 | 83.98
| Tariff | Flat | Monthly System Peak Day | May | SCE 1-in-2 | 15 | 1.0419 | 0.8382 | 1.0419 | 0.8382 | 0 | 85.0136
| Tariff | Flat | Monthly System Peak Day | May | SCE 1-in-2 | 16 | 1.2699 | 1.0845 | 1.2699 | 1.0845 | 0 | 85.8726
| Tariff | Flat | Monthly System Peak Day | May | SCE 1-in-2 | 17 | 1.4794 | 1.3238 | 0.63851 | 0.44889 | 0.018609 | 86.2141
| Tariff | Flat | Monthly System Peak Day | May | SCE 1-in-2 | 18 | 1.6348 | 1.5078 | 1.2053 | 1.0488 | 0.1061 | 85.3997
| Tariff | Flat | Monthly System Peak Day | May | SCE 1-in-2 | 19 | 1.6805 | 1.5784 | 1.5123 | 1.3037 | 0.056923 | 83.4531
| Tariff | Flat | Monthly System Peak Day | May | SCE 1-in-2 | 20 | 1.6222 | 1.5481 | 1.4654 | 1.3428 | 0.02719 | 80.6477
| Tariff | Flat | Monthly System Peak Day | May | SCE 1-in-2 | 21 | 1.5424 | 1.4891 | 1.4275 | 1.3257 | 0.036346 | 76.5423
| Tariff | Flat | Monthly System Peak Day | May | SCE 1-in-2 | 22 | 1.3979 | 1.3647 | 1.7669 | 1.7984 | 0.059078 | 72.8132
| Tariff | Flat | Monthly System Peak Day | May | SCE 1-in-2 | 23 | 1.1907 | 1.1646 | 1.2318 | 1.2272 | 0.035261 | 70.639
| Tariff | Flat | Monthly System Peak Day | May | SCE 1-in-2 | 24 | 0.97769 | 0.95011 | 0.99555 | 0.95559 | 0.0089313 | 68.994
| Tariff | Flat | Monthly System Peak Day | November | CAISO 1-in-10 | 1 | 0.95045 | 0.91565 | 0.95045 | 0.91565 | 0 | 70.1956
| Tariff | Flat | Monthly System Peak Day | November | CAISO 1-in-10 | 2 | 0.78351 | 0.75283 | 0.78351 | 0.75283 | 0 | 68.6313
| Tariff | Flat | Monthly System Peak Day | November | CAISO 1-in-10 | 3 | 0.70621 | 0.67874 | 0.70621 | 0.67874 | 0 | 67.8287
| Tariff | Flat | Monthly System Peak Day | November | CAISO 1-in-10 | 4 | 0.63189 | 0.60963 | 0.63189 | 0.60963 | 0 | 66.337
| Tariff | Flat | Monthly System Peak Day | November | CAISO 1-in-10 | 5 | 0.59837 | 0.58299 | 0.59837 | 0.58299 | 0 | 65.4742
| Tariff | Flat | Monthly System Peak Day | November | CAISO 1-in-10 | 6 | 0.58981 | 0.58895 | 0.58981 | 0.58895 | 0 | 64.7714
| Tariff | Flat | Monthly System Peak Day | November | CAISO 1-in-10 | 7 | 0.60447 | 0.63204 | 0.60447 | 0.63204 | 0 | 64.4951
| Tariff | Flat | Monthly System Peak Day | November | CAISO 1-in-10 | 8 | 0.63502 | 0.64285 | 0.63502 | 0.64285 | 0 | 64.9639
| Tariff | Flat | Monthly System Peak Day | November | CAISO 1-in-10 | 9 | 0.62343 | 0.56228 | 0.62343 | 0.56228 | 0 | 66.5653
| Tariff | Flat | Monthly System Peak Day | November | CAISO 1-in-10 | 10 | 0.62746 | 0.5332 | 0.62746 | 0.5332 | 0 | 71.0931
| Tariff | Flat | Monthly System Peak Day | November | CAISO 1-in-10 | 11 | 0.69022 | 0.56816 | 0.69022 | 0.56816 | 0 | 78.152
| Tariff | Flat | Monthly System Peak Day | November | CAISO 1-in-10 | 12 | 0.77963 | 0.62456 | 0.77963 | 0.62456 | 0 | 84.0975
| Tariff | Flat | Monthly System Peak Day | November | CAISO 1-in-10 | 13 | 0.9917 | 0.80207 | 0.9917 | 0.80207 | 0 | 87.5488
| Tariff | Flat | Monthly System Peak Day | November | CAISO 1-in-10 | 14 | 1.2402 | 1.037 | 1.2402 | 1.037 | 0 | 89.3877
| Tariff | Flat | Monthly System Peak Day | November | CAISO 1-in-10 | 15 | 1.4969 | 1.2932 | 1.4969 | 1.2932 | 0 | 90.1191
| Tariff | Flat | Monthly System Peak Day | November | CAISO 1-in-10 | 16 | 1.7474 | 1.562 | 1.7474 | 1.562 | 0 | 90.3199
| Tariff | Flat | Monthly System Peak Day | November | CAISO 1-in-10 | 17 | 1.9547 | 1.7991 | 1.042 | 0.85233 | 0.015191 | 89.6803
| Tariff | Flat | Monthly System Peak Day | November | CAISO 1-in-10 | 18 | 2.1048 | 1.9779 | 1.621 | 1.4645 | 0.089252 | 87.9336
| Tariff | Flat | Monthly System Peak Day | November | CAISO 1-in-10 | 19 | 2.1286 | 2.0265 | 1.934 | 1.7253 | 0.051629 | 84.8251
| Tariff | Flat | Monthly System Peak Day | November | CAISO 1-in-10 | 20 | 1.9975 | 1.9234 | 1.8368 | 1.7143 | 0.026361 | 81.0282
| Tariff | Flat | Monthly System Peak Day | November | CAISO 1-in-10 | 21 | 1.8788 | 1.8255 | 1.7521 | 1.6503 | 0.033731 | 77.701
| Tariff | Flat | Monthly System Peak Day | November | CAISO 1-in-10 | 22 | 1.7173 | 1.684 | 2.0943 | 2.1258 | 0.050169 | 74.9389
| Tariff | Flat | Monthly System Peak Day | November | CAISO 1-in-10 | 23 | 1.4671 | 1.4409 | 1.5305 | 1.526 | 0.029834 | 72.7483
| Tariff | Flat | Monthly System Peak Day | November | CAISO 1-in-10 | 24 | 1.1928 | 1.1652 | 1.2244 | 1.1845 | 0.023812 | 70.8917
| Tariff | Flat | Monthly System Peak Day | November | CAISO 1-in-2 | 1 | 0.61114 | 0.57634 | 0.61114 | 0.57634 | 0 | 57.3969
| Tariff | Flat | Monthly System Peak Day | November | CAISO 1-in-2 | 2 | 0.55108 | 0.5204 | 0.55108 | 0.5204 | 0 | 56.0147
| Tariff | Flat | Monthly System Peak Day | November | CAISO 1-in-2 | 3 | 0.51676 | 0.48929 | 0.51676 | 0.48929 | 0 | 54.9225
| Tariff | Flat | Monthly System Peak Day | November | CAISO 1-in-2 | 4 | 0.49669 | 0.47443 | 0.49669 | 0.47443 | 0 | 54.1007
| Tariff | Flat | Monthly System Peak Day | November | CAISO 1-in-2 | 5 | 0.49177 | 0.47639 | 0.49177 | 0.47639 | 0 | 53.2817
| Tariff | Flat | Monthly System Peak Day | November | CAISO 1-in-2 | 6 | 0.50982 | 0.50896 | 0.50982 | 0.50896 | 0 | 52.4888
| Tariff | Flat | Monthly System Peak Day | November | CAISO 1-in-2 | 7 | 0.55118 | 0.57875 | 0.55118 | 0.57875 | 0 | 52.0419
| Tariff | Flat | Monthly System Peak Day | November | CAISO 1-in-2 | 8 | 0.55883 | 0.56667 | 0.55883 | 0.56667 | 0 | 51.827
| Tariff | Flat | Monthly System Peak Day | November | CAISO 1-in-2 | 9 | 0.50824 | 0.44709 | 0.50824 | 0.44709 | 0 | 54.9862
| Tariff | Flat | Monthly System Peak Day | November | CAISO 1-in-2 | 10 | 0.42878 | 0.33452 | 0.42878 | 0.33452 | 0 | 60.9871
| Tariff | Flat | Monthly System Peak Day | November | CAISO 1-in-2 | 11 | 0.35693 | 0.23487 | 0.35693 | 0.23487 | 0 | 67.2539
| Tariff | Flat | Monthly System Peak Day | November | CAISO 1-in-2 | 12 | 0.29455 | 0.13948 | 0.29455 | 0.13948 | 0 | 72.2242
| Tariff | Flat | Monthly System Peak Day | November | CAISO 1-in-2 | 13 | 0.33044 | 0.14081 | 0.33044 | 0.14081 | 0 | 75.5307
| Tariff | Flat | Monthly System Peak Day | November | CAISO 1-in-2 | 14 | 0.40188 | 0.19865 | 0.40188 | 0.19865 | 0 | 77.3805
| Tariff | Flat | Monthly System Peak Day | November | CAISO 1-in-2 | 15 | 0.50628 | 0.30256 | 0.50628 | 0.30256 | 0 | 78.3265
| Tariff | Flat | Monthly System Peak Day | November | CAISO 1-in-2 | 16 | 0.63492 | 0.44956 | 0.63492 | 0.44956 | 0 | 78.3732
| Tariff | Flat | Monthly System Peak Day | November | CAISO 1-in-2 | 17 | 0.77623 | 0.62068 | 0.55767 | 0.40213 | 0.032473 | 77.2178
| Tariff | Flat | Monthly System Peak Day | November | CAISO 1-in-2 | 18 | 0.93538 | 0.8084 | 0.74817 | 0.61509 | 0.18663 | 74.097
| Tariff | Flat | Monthly System Peak Day | November | CAISO 1-in-2 | 19 | 1.048 | 0.94589 | 1.048 | 0.92517 | 0 | 70.3231
| Tariff | Flat | Monthly System Peak Day | November | CAISO 1-in-2 | 20 | 1.0679 | 0.99383 | 1.0404 | 0.91785 | 0.01375 | 67.9759
| Tariff | Flat | Monthly System Peak Day | November | CAISO 1-in-2 | 21 | 1.056 | 1.0026 | 1.0523 | 0.95054 | 0.0018128 | 65.6359
| Tariff | Flat | Monthly System Peak Day | November | CAISO 1-in-2 | 22 | 0.96999 | 0.93674 | 1.1989 | 1.1656 | 0.098915 | 63.7866
| Tariff | Flat | Monthly System Peak Day | November | CAISO 1-in-2 | 23 | 0.83397 | 0.80784 | 0.83397 | 0.80784 | 0 | 61.7609
| Tariff | Flat | Monthly System Peak Day | November | CAISO 1-in-2 | 24 | 0.6967 | 0.66911 | 0.6967 | 0.66911 | 0 | 60.1382
| Tariff | Flat | Monthly System Peak Day | November | SCE 1-in-10 | 1 | 0.95045 | 0.91565 | 0.95045 | 0.91565 | 0 | 70.1956
| Tariff | Flat | Monthly System Peak Day | November | SCE 1-in-10 | 2 | 0.78351 | 0.75283 | 0.78351 | 0.75283 | 0 | 68.6313
| Tariff | Flat | Monthly System Peak Day | November | SCE 1-in-10 | 3 | 0.70621 | 0.67874 | 0.70621 | 0.67874 | 0 | 67.8287
| Tariff | Flat | Monthly System Peak Day | November | SCE 1-in-10 | 4 | 0.63189 | 0.60963 | 0.63189 | 0.60963 | 0 | 66.337
| Tariff | Flat | Monthly System Peak Day | November | SCE 1-in-10 | 5 | 0.59837 | 0.58299 | 0.59837 | 0.58299 | 0 | 65.4742
| Tariff | Flat | Monthly System Peak Day | November | SCE 1-in-10 | 6 | 0.58981 | 0.58895 | 0.58981 | 0.58895 | 0 | 64.7714
| Tariff | Flat | Monthly System Peak Day | November | SCE 1-in-10 | 7 | 0.60447 | 0.63204 | 0.60447 | 0.63204 | 0 | 64.4951
| Tariff | Flat | Monthly System Peak Day | November | SCE 1-in-10 | 8 | 0.63502 | 0.64285 | 0.63502 | 0.64285 | 0 | 64.9639
| Tariff | Flat | Monthly System Peak Day | November | SCE 1-in-10 | 9 | 0.62343 | 0.56228 | 0.62343 | 0.56228 | 0 | 66.5653
| Tariff | Flat | Monthly System Peak Day | November | SCE 1-in-10 | 10 | 0.62746 | 0.5332 | 0.62746 | 0.5332 | 0 | 71.0931
| Tariff | Flat | Monthly System Peak Day | November | SCE 1-in-10 | 11 | 0.69022 | 0.56816 | 0.69022 | 0.56816 | 0 | 78.152
| Tariff | Flat | Monthly System Peak Day | November | SCE 1-in-10 | 12 | 0.77963 | 0.62456 | 0.77963 | 0.62456 | 0 | 84.0975
| Tariff | Flat | Monthly System Peak Day | November | SCE 1-in-10 | 13 | 0.9917 | 0.80207 | 0.9917 | 0.80207 | 0 | 87.5488
| Tariff | Flat | Monthly System Peak Day | November | SCE 1-in-10 | 14 | 1.2402 | 1.037 | 1.2402 | 1.037 | 0 | 89.3877
| Tariff | Flat | Monthly System Peak Day | November | SCE 1-in-10 | 15 | 1.4969 | 1.2932 | 1.4969 | 1.2932 | 0 | 90.1191
| Tariff | Flat | Monthly System Peak Day | November | SCE 1-in-10 | 16 | 1.7474 | 1.562 | 1.7474 | 1.562 | 0 | 90.3199
| Tariff | Flat | Monthly System Peak Day | November | SCE 1-in-10 | 17 | 1.9547 | 1.7991 | 1.042 | 0.85233 | 0.015191 | 89.6803
| Tariff | Flat | Monthly System Peak Day | November | SCE 1-in-10 | 18 | 2.1048 | 1.9779 | 1.621 | 1.4645 | 0.089252 | 87.9336
| Tariff | Flat | Monthly System Peak Day | November | SCE 1-in-10 | 19 | 2.1286 | 2.0265 | 1.934 | 1.7253 | 0.051629 | 84.8251
| Tariff | Flat | Monthly System Peak Day | November | SCE 1-in-10 | 20 | 1.9975 | 1.9234 | 1.8368 | 1.7143 | 0.026361 | 81.0282
| Tariff | Flat | Monthly System Peak Day | November | SCE 1-in-10 | 21 | 1.8788 | 1.8255 | 1.7521 | 1.6503 | 0.033731 | 77.701
| Tariff | Flat | Monthly System Peak Day | November | SCE 1-in-10 | 22 | 1.7173 | 1.684 | 2.0943 | 2.1258 | 0.050169 | 74.9389
| Tariff | Flat | Monthly System Peak Day | November | SCE 1-in-10 | 23 | 1.4671 | 1.4409 | 1.5305 | 1.526 | 0.029834 | 72.7483
| Tariff | Flat | Monthly System Peak Day | November | SCE 1-in-10 | 24 | 1.1928 | 1.1652 | 1.2244 | 1.1845 | 0.023812 | 70.8917
| Tariff | Flat | Monthly System Peak Day | November | SCE 1-in-2 | 1 | 0.69533 | 0.66053 | 0.69533 | 0.66053 | 0 | 63.8112
| Tariff | Flat | Monthly System Peak Day | November | SCE 1-in-2 | 2 | 0.60251 | 0.57183 | 0.60251 | 0.57183 | 0 | 62.2978
| Tariff | Flat | Monthly System Peak Day | November | SCE 1-in-2 | 3 | 0.55594 | 0.52847 | 0.55594 | 0.52847 | 0 | 61.2447
| Tariff | Flat | Monthly System Peak Day | November | SCE 1-in-2 | 4 | 0.5297 | 0.50745 | 0.5297 | 0.50745 | 0 | 60.3501
| Tariff | Flat | Monthly System Peak Day | November | SCE 1-in-2 | 5 | 0.51913 | 0.50375 | 0.51913 | 0.50375 | 0 | 59.5741
| Tariff | Flat | Monthly System Peak Day | November | SCE 1-in-2 | 6 | 0.52533 | 0.52447 | 0.52533 | 0.52447 | 0 | 58.5611
| Tariff | Flat | Monthly System Peak Day | November | SCE 1-in-2 | 7 | 0.54857 | 0.57614 | 0.54857 | 0.57614 | 0 | 58.3103
| Tariff | Flat | Monthly System Peak Day | November | SCE 1-in-2 | 8 | 0.55856 | 0.56639 | 0.55856 | 0.56639 | 0 | 58.1065
| Tariff | Flat | Monthly System Peak Day | November | SCE 1-in-2 | 9 | 0.51705 | 0.4559 | 0.51705 | 0.4559 | 0 | 60.4865
| Tariff | Flat | Monthly System Peak Day | November | SCE 1-in-2 | 10 | 0.47666 | 0.3824 | 0.47666 | 0.3824 | 0 | 65.6674
| Tariff | Flat | Monthly System Peak Day | November | SCE 1-in-2 | 11 | 0.44709 | 0.32503 | 0.44709 | 0.32503 | 0 | 72.1188
| Tariff | Flat | Monthly System Peak Day | November | SCE 1-in-2 | 12 | 0.43693 | 0.28186 | 0.43693 | 0.28186 | 0 | 77.8819
| Tariff | Flat | Monthly System Peak Day | November | SCE 1-in-2 | 13 | 0.53518 | 0.34555 | 0.53518 | 0.34555 | 0 | 81.9511
| Tariff | Flat | Monthly System Peak Day | November | SCE 1-in-2 | 14 | 0.68853 | 0.48531 | 0.68853 | 0.48531 | 0 | 84.4081
| Tariff | Flat | Monthly System Peak Day | November | SCE 1-in-2 | 15 | 0.88277 | 0.67905 | 0.88277 | 0.67905 | 0 | 85.6498
| Tariff | Flat | Monthly System Peak Day | November | SCE 1-in-2 | 16 | 1.0974 | 0.912 | 1.0974 | 0.912 | 0 | 85.7375
| Tariff | Flat | Monthly System Peak Day | November | SCE 1-in-2 | 17 | 1.2943 | 1.1387 | 0.48574 | 0.29612 | 0.020661 | 84.6537
| Tariff | Flat | Monthly System Peak Day | November | SCE 1-in-2 | 18 | 1.4534 | 1.3264 | 1.1 | 0.94344 | 0.13074 | 81.8521
| Tariff | Flat | Monthly System Peak Day | November | SCE 1-in-2 | 19 | 1.5196 | 1.4175 | 1.4547 | 1.246 | 0.032445 | 78.1159
| Tariff | Flat | Monthly System Peak Day | November | SCE 1-in-2 | 20 | 1.4581 | 1.384 | 1.3552 | 1.2327 | 0.039025 | 75.3626
| Tariff | Flat | Monthly System Peak Day | November | SCE 1-in-2 | 21 | 1.3982 | 1.3449 | 1.3212 | 1.2194 | 0.044828 | 72.8274
| Tariff | Flat | Monthly System Peak Day | November | SCE 1-in-2 | 22 | 1.2791 | 1.2459 | 1.6408 | 1.6723 | 0.067435 | 70.8737
| Tariff | Flat | Monthly System Peak Day | November | SCE 1-in-2 | 23 | 1.0904 | 1.0643 | 1.1122 | 1.1077 | 0.010893 | 68.8343
| Tariff | Flat | Monthly System Peak Day | November | SCE 1-in-2 | 24 | 0.89662 | 0.86904 | 0.90063 | 0.86904 | 0.0020004 | 67.0858
| Tariff | Flat | Monthly System Peak Day | October | CAISO 1-in-10 | 1 | 1.3295 | 1.2947 | 1.3295 | 1.2947 | 0 | 77.807
| Tariff | Flat | Monthly System Peak Day | October | CAISO 1-in-10 | 2 | 1.1355 | 1.1048 | 1.1355 | 1.1048 | 0 | 76.8536
| Tariff | Flat | Monthly System Peak Day | October | CAISO 1-in-10 | 3 | 0.99791 | 0.97044 | 0.99791 | 0.97044 | 0 | 75.9569
| Tariff | Flat | Monthly System Peak Day | October | CAISO 1-in-10 | 4 | 0.88439 | 0.86213 | 0.88439 | 0.86213 | 0 | 74.8893
| Tariff | Flat | Monthly System Peak Day | October | CAISO 1-in-10 | 5 | 0.81925 | 0.80387 | 0.81925 | 0.80387 | 0 | 74.4264
| Tariff | Flat | Monthly System Peak Day | October | CAISO 1-in-10 | 6 | 0.78802 | 0.78716 | 0.78802 | 0.78716 | 0 | 74.1064
| Tariff | Flat | Monthly System Peak Day | October | CAISO 1-in-10 | 7 | 0.7694 | 0.79697 | 0.7694 | 0.79697 | 0 | 73.346
| Tariff | Flat | Monthly System Peak Day | October | CAISO 1-in-10 | 8 | 0.78989 | 0.79772 | 0.78989 | 0.79772 | 0 | 72.9169
| Tariff | Flat | Monthly System Peak Day | October | CAISO 1-in-10 | 9 | 0.78157 | 0.72042 | 0.78157 | 0.72042 | 0 | 73.6424
| Tariff | Flat | Monthly System Peak Day | October | CAISO 1-in-10 | 10 | 0.79923 | 0.70497 | 0.79923 | 0.70497 | 0 | 77.4231
| Tariff | Flat | Monthly System Peak Day | October | CAISO 1-in-10 | 11 | 0.89819 | 0.77613 | 0.89819 | 0.77613 | 0 | 81.519
| Tariff | Flat | Monthly System Peak Day | October | CAISO 1-in-10 | 12 | 1.113 | 0.95797 | 1.113 | 0.95797 | 0 | 85.1367
| Tariff | Flat | Monthly System Peak Day | October | CAISO 1-in-10 | 13 | 1.4072 | 1.2176 | 1.4072 | 1.2176 | 0 | 87.8858
| Tariff | Flat | Monthly System Peak Day | October | CAISO 1-in-10 | 14 | 1.7125 | 1.5093 | 1.7125 | 1.5093 | 0 | 89.5873
| Tariff | Flat | Monthly System Peak Day | October | CAISO 1-in-10 | 15 | 2.0049 | 1.8011 | 2.0049 | 1.8011 | 0 | 90.3956
| Tariff | Flat | Monthly System Peak Day | October | CAISO 1-in-10 | 16 | 2.2765 | 2.0911 | 2.2765 | 2.0911 | 0 | 91.2071
| Tariff | Flat | Monthly System Peak Day | October | CAISO 1-in-10 | 17 | 2.4909 | 2.3354 | 1.557 | 1.3674 | 0.014609 | 90.7027
| Tariff | Flat | Monthly System Peak Day | October | CAISO 1-in-10 | 18 | 2.6485 | 2.5215 | 2.1323 | 1.9758 | 0.079689 | 89.4446
| Tariff | Flat | Monthly System Peak Day | October | CAISO 1-in-10 | 19 | 2.6409 | 2.5388 | 2.4183 | 2.2096 | 0.046132 | 86.2707
| Tariff | Flat | Monthly System Peak Day | October | CAISO 1-in-10 | 20 | 2.4229 | 2.3488 | 2.2456 | 2.123 | 0.022859 | 82.6633
| Tariff | Flat | Monthly System Peak Day | October | CAISO 1-in-10 | 21 | 2.2555 | 2.2022 | 2.11 | 2.0082 | 0.029633 | 79.537
| Tariff | Flat | Monthly System Peak Day | October | CAISO 1-in-10 | 22 | 2.0741 | 2.0408 | 2.4608 | 2.4923 | 0.039999 | 77.5069
| Tariff | Flat | Monthly System Peak Day | October | CAISO 1-in-10 | 23 | 1.7736 | 1.7475 | 1.874 | 1.8694 | 0.021663 | 76.2144
| Tariff | Flat | Monthly System Peak Day | October | CAISO 1-in-10 | 24 | 1.4417 | 1.4141 | 1.5037 | 1.4638 | 0.016077 | 75.071
| Tariff | Flat | Monthly System Peak Day | October | CAISO 1-in-2 | 1 | 1.1224 | 1.0876 | 1.1224 | 1.0876 | 0 | 73.7661
| Tariff | Flat | Monthly System Peak Day | October | CAISO 1-in-2 | 2 | 0.93793 | 0.90725 | 0.93793 | 0.90725 | 0 | 72.4513
| Tariff | Flat | Monthly System Peak Day | October | CAISO 1-in-2 | 3 | 0.81668 | 0.78921 | 0.81668 | 0.78921 | 0 | 71.4169
| Tariff | Flat | Monthly System Peak Day | October | CAISO 1-in-2 | 4 | 0.71125 | 0.68899 | 0.71125 | 0.68899 | 0 | 69.99
| Tariff | Flat | Monthly System Peak Day | October | CAISO 1-in-2 | 5 | 0.65268 | 0.6373 | 0.65268 | 0.6373 | 0 | 69.0583
| Tariff | Flat | Monthly System Peak Day | October | CAISO 1-in-2 | 6 | 0.62563 | 0.62477 | 0.62563 | 0.62477 | 0 | 68.274
| Tariff | Flat | Monthly System Peak Day | October | CAISO 1-in-2 | 7 | 0.62777 | 0.65534 | 0.62777 | 0.65534 | 0 | 67.6786
| Tariff | Flat | Monthly System Peak Day | October | CAISO 1-in-2 | 8 | 0.63414 | 0.64198 | 0.63414 | 0.64198 | 0 | 67.1433
| Tariff | Flat | Monthly System Peak Day | October | CAISO 1-in-2 | 9 | 0.60338 | 0.54223 | 0.60338 | 0.54223 | 0 | 67.9907
| Tariff | Flat | Monthly System Peak Day | October | CAISO 1-in-2 | 10 | 0.62376 | 0.5295 | 0.62376 | 0.5295 | 0 | 71.6744
| Tariff | Flat | Monthly System Peak Day | October | CAISO 1-in-2 | 11 | 0.71867 | 0.59661 | 0.71867 | 0.59661 | 0 | 76.5094
| Tariff | Flat | Monthly System Peak Day | October | CAISO 1-in-2 | 12 | 0.85024 | 0.69518 | 0.85024 | 0.69518 | 0 | 81.2823
| Tariff | Flat | Monthly System Peak Day | October | CAISO 1-in-2 | 13 | 1.0591 | 0.86946 | 1.0591 | 0.86946 | 0 | 84.8712
| Tariff | Flat | Monthly System Peak Day | October | CAISO 1-in-2 | 14 | 1.3007 | 1.0975 | 1.3007 | 1.0975 | 0 | 87.133
| Tariff | Flat | Monthly System Peak Day | October | CAISO 1-in-2 | 15 | 1.5565 | 1.3528 | 1.5565 | 1.3528 | 0 | 87.7859
| Tariff | Flat | Monthly System Peak Day | October | CAISO 1-in-2 | 16 | 1.8079 | 1.6225 | 1.8079 | 1.6225 | 0 | 87.8656
| Tariff | Flat | Monthly System Peak Day | October | CAISO 1-in-2 | 17 | 2.02 | 1.8645 | 1.1575 | 0.96792 | 0.017387 | 87.2575
| Tariff | Flat | Monthly System Peak Day | October | CAISO 1-in-2 | 18 | 2.1834 | 2.0564 | 1.7348 | 1.5783 | 0.1001 | 86.2883
| Tariff | Flat | Monthly System Peak Day | October | CAISO 1-in-2 | 19 | 2.1985 | 2.0964 | 2.0132 | 1.8046 | 0.05349 | 84.3408
| Tariff | Flat | Monthly System Peak Day | October | CAISO 1-in-2 | 20 | 2.0488 | 1.9748 | 1.885 | 1.7624 | 0.025682 | 81.3415
| Tariff | Flat | Monthly System Peak Day | October | CAISO 1-in-2 | 21 | 1.9267 | 1.8734 | 1.7914 | 1.6896 | 0.031857 | 78.5372
| Tariff | Flat | Monthly System Peak Day | October | CAISO 1-in-2 | 22 | 1.7606 | 1.7274 | 2.1433 | 2.1748 | 0.044132 | 76.437
| Tariff | Flat | Monthly System Peak Day | October | CAISO 1-in-2 | 23 | 1.5013 | 1.4752 | 1.586 | 1.5815 | 0.024983 | 74.7389
| Tariff | Flat | Monthly System Peak Day | October | CAISO 1-in-2 | 24 | 1.2325 | 1.2049 | 1.2816 | 1.2416 | 0.019137 | 73.2935
| Tariff | Flat | Monthly System Peak Day | October | SCE 1-in-10 | 1 | 1.3685 | 1.3337 | 1.3685 | 1.3337 | 0 | 78.7306
| Tariff | Flat | Monthly System Peak Day | October | SCE 1-in-10 | 2 | 1.1883 | 1.1577 | 1.1883 | 1.1577 | 0 | 78.4197
| Tariff | Flat | Monthly System Peak Day | October | SCE 1-in-10 | 3 | 1.0514 | 1.0239 | 1.0514 | 1.0239 | 0 | 77.6042
| Tariff | Flat | Monthly System Peak Day | October | SCE 1-in-10 | 4 | 0.97519 | 0.95293 | 0.97519 | 0.95293 | 0 | 77.4609
| Tariff | Flat | Monthly System Peak Day | October | SCE 1-in-10 | 5 | 0.91508 | 0.8997 | 0.91508 | 0.8997 | 0 | 77.1856
| Tariff | Flat | Monthly System Peak Day | October | SCE 1-in-10 | 6 | 0.89952 | 0.89866 | 0.89952 | 0.89866 | 0 | 77.578
| Tariff | Flat | Monthly System Peak Day | October | SCE 1-in-10 | 7 | 0.88918 | 0.91675 | 0.88918 | 0.91675 | 0 | 77.3661
| Tariff | Flat | Monthly System Peak Day | October | SCE 1-in-10 | 8 | 0.93398 | 0.94181 | 0.93398 | 0.94181 | 0 | 77.3194
| Tariff | Flat | Monthly System Peak Day | October | SCE 1-in-10 | 9 | 0.90825 | 0.8471 | 0.90825 | 0.8471 | 0 | 77.4279
| Tariff | Flat | Monthly System Peak Day | October | SCE 1-in-10 | 10 | 0.94411 | 0.84985 | 0.94411 | 0.84985 | 0 | 80.8845
| Tariff | Flat | Monthly System Peak Day | October | SCE 1-in-10 | 11 | 1.2005 | 1.0784 | 1.2005 | 1.0784 | 0 | 85.0686
| Tariff | Flat | Monthly System Peak Day | October | SCE 1-in-10 | 12 | 1.5363 | 1.3813 | 1.5363 | 1.3813 | 0 | 90.0641
| Tariff | Flat | Monthly System Peak Day | October | SCE 1-in-10 | 13 | 1.931 | 1.7414 | 1.931 | 1.7414 | 0 | 94.2499
| Tariff | Flat | Monthly System Peak Day | October | SCE 1-in-10 | 14 | 2.3345 | 2.1313 | 2.3345 | 2.1313 | 0 | 96.4403
| Tariff | Flat | Monthly System Peak Day | October | SCE 1-in-10 | 15 | 2.694 | 2.4903 | 2.694 | 2.4903 | 0 | 97.9074
| Tariff | Flat | Monthly System Peak Day | October | SCE 1-in-10 | 16 | 3.0039 | 2.8185 | 3.0039 | 2.8185 | 0 | 98.6685
| Tariff | Flat | Monthly System Peak Day | October | SCE 1-in-10 | 17 | 3.2217 | 3.0662 | 2.1269 | 1.9373 | 0.018167 | 98.4667
| Tariff | Flat | Monthly System Peak Day | October | SCE 1-in-10 | 18 | 3.3547 | 3.2277 | 2.6538 | 2.4973 | 0.045803 | 98.0547
| Tariff | Flat | Monthly System Peak Day | October | SCE 1-in-10 | 19 | 3.2992 | 3.1972 | 2.8852 | 2.6765 | 0.018059 | 96.1682
| Tariff | Flat | Monthly System Peak Day | October | SCE 1-in-10 | 20 | 3.0415 | 2.9674 | 2.7669 | 2.6443 | 0.010571 | 92.193
| Tariff | Flat | Monthly System Peak Day | October | SCE 1-in-10 | 21 | 2.8196 | 2.7663 | 2.5839 | 2.4821 | 0.012415 | 88.3895
| Tariff | Flat | Monthly System Peak Day | October | SCE 1-in-10 | 22 | 2.5627 | 2.5295 | 2.9819 | 3.0133 | 0.024321 | 86.1191
| Tariff | Flat | Monthly System Peak Day | October | SCE 1-in-10 | 23 | 2.1874 | 2.1612 | 2.3711 | 2.3665 | 0.015786 | 84.0377
| Tariff | Flat | Monthly System Peak Day | October | SCE 1-in-10 | 24 | 1.799 | 1.7714 | 1.9157 | 1.8757 | 0.013692 | 82.6039
| Tariff | Flat | Monthly System Peak Day | October | SCE 1-in-2 | 1 | 1.0563 | 1.0215 | 1.0563 | 1.0215 | 0 | 72.4563
| Tariff | Flat | Monthly System Peak Day | October | SCE 1-in-2 | 2 | 0.87199 | 0.84131 | 0.87199 | 0.84131 | 0 | 70.9383
| Tariff | Flat | Monthly System Peak Day | October | SCE 1-in-2 | 3 | 0.71713 | 0.68966 | 0.71713 | 0.68966 | 0 | 68.6815
| Tariff | Flat | Monthly System Peak Day | October | SCE 1-in-2 | 4 | 0.655 | 0.63274 | 0.655 | 0.63274 | 0 | 67.7146
| Tariff | Flat | Monthly System Peak Day | October | SCE 1-in-2 | 5 | 0.62015 | 0.60477 | 0.62015 | 0.60477 | 0 | 67.0408
| Tariff | Flat | Monthly System Peak Day | October | SCE 1-in-2 | 6 | 0.61026 | 0.6094 | 0.61026 | 0.6094 | 0 | 66.4271
| Tariff | Flat | Monthly System Peak Day | October | SCE 1-in-2 | 7 | 0.61495 | 0.64252 | 0.61495 | 0.64252 | 0 | 65.7128
| Tariff | Flat | Monthly System Peak Day | October | SCE 1-in-2 | 8 | 0.62285 | 0.63069 | 0.62285 | 0.63069 | 0 | 65.5038
| Tariff | Flat | Monthly System Peak Day | October | SCE 1-in-2 | 9 | 0.58631 | 0.52516 | 0.58631 | 0.52516 | 0 | 66.4385
| Tariff | Flat | Monthly System Peak Day | October | SCE 1-in-2 | 10 | 0.61997 | 0.52571 | 0.61997 | 0.52571 | 0 | 70.727
| Tariff | Flat | Monthly System Peak Day | October | SCE 1-in-2 | 11 | 0.77129 | 0.64923 | 0.77129 | 0.64923 | 0 | 77.1247
| Tariff | Flat | Monthly System Peak Day | October | SCE 1-in-2 | 12 | 0.91248 | 0.75741 | 0.91248 | 0.75741 | 0 | 82.9548
| Tariff | Flat | Monthly System Peak Day | October | SCE 1-in-2 | 13 | 1.1401 | 0.95043 | 1.1401 | 0.95043 | 0 | 86.9359
| Tariff | Flat | Monthly System Peak Day | October | SCE 1-in-2 | 14 | 1.4024 | 1.1992 | 1.4024 | 1.1992 | 0 | 89.4354
| Tariff | Flat | Monthly System Peak Day | October | SCE 1-in-2 | 15 | 1.6735 | 1.4698 | 1.6735 | 1.4698 | 0 | 90.7668
| Tariff | Flat | Monthly System Peak Day | October | SCE 1-in-2 | 16 | 1.9371 | 1.7517 | 1.9371 | 1.7517 | 0 | 91.3253
| Tariff | Flat | Monthly System Peak Day | October | SCE 1-in-2 | 17 | 2.1513 | 1.9957 | 1.2106 | 1.021 | 0.014472 | 91.0316
| Tariff | Flat | Monthly System Peak Day | October | SCE 1-in-2 | 18 | 2.2988 | 2.1719 | 1.7659 | 1.6093 | 0.074948 | 90.2254
| Tariff | Flat | Monthly System Peak Day | October | SCE 1-in-2 | 19 | 2.3033 | 2.2012 | 2.0322 | 1.8235 | 0.036911 | 88.7758
| Tariff | Flat | Monthly System Peak Day | October | SCE 1-in-2 | 20 | 2.1681 | 2.094 | 1.9649 | 1.8423 | 0.017724 | 85.2003
| Tariff | Flat | Monthly System Peak Day | October | SCE 1-in-2 | 21 | 2.0393 | 1.986 | 1.8686 | 1.7668 | 0.024235 | 82.0144
| Tariff | Flat | Monthly System Peak Day | October | SCE 1-in-2 | 22 | 1.8463 | 1.8131 | 2.2414 | 2.2729 | 0.032142 | 79.7376
| Tariff | Flat | Monthly System Peak Day | October | SCE 1-in-2 | 23 | 1.5717 | 1.5455 | 1.6816 | 1.677 | 0.019823 | 77.1085
| Tariff | Flat | Monthly System Peak Day | October | SCE 1-in-2 | 24 | 1.2998 | 1.2722 | 1.3638 | 1.3239 | 0.015636 | 75.3549
| Tariff | Flat | Monthly System Peak Day | September | CAISO 1-in-10 | 1 | 1.442 | 1.4072 | 1.442 | 1.4072 | 0 | 80.1274
| Tariff | Flat | Monthly System Peak Day | September | CAISO 1-in-10 | 2 | 1.2067 | 1.176 | 1.2067 | 1.176 | 0 | 78.884
| Tariff | Flat | Monthly System Peak Day | September | CAISO 1-in-10 | 3 | 1.0552 | 1.0277 | 1.0552 | 1.0277 | 0 | 77.8315
| Tariff | Flat | Monthly System Peak Day | September | CAISO 1-in-10 | 4 | 0.96831 | 0.94605 | 0.96831 | 0.94605 | 0 | 77.4654
| Tariff | Flat | Monthly System Peak Day | September | CAISO 1-in-10 | 5 | 0.8993 | 0.88392 | 0.8993 | 0.88392 | 0 | 76.9399
| Tariff | Flat | Monthly System Peak Day | September | CAISO 1-in-10 | 6 | 0.8673 | 0.86644 | 0.8673 | 0.86644 | 0 | 76.6925
| Tariff | Flat | Monthly System Peak Day | September | CAISO 1-in-10 | 7 | 0.85611 | 0.88368 | 0.85611 | 0.88368 | 0 | 76.4541
| Tariff | Flat | Monthly System Peak Day | September | CAISO 1-in-10 | 8 | 0.90819 | 0.91602 | 0.90819 | 0.91602 | 0 | 76.8823
| Tariff | Flat | Monthly System Peak Day | September | CAISO 1-in-10 | 9 | 0.92508 | 0.86393 | 0.92508 | 0.86393 | 0 | 78.2883
| Tariff | Flat | Monthly System Peak Day | September | CAISO 1-in-10 | 10 | 0.9614 | 0.86714 | 0.9614 | 0.86714 | 0 | 81.663
| Tariff | Flat | Monthly System Peak Day | September | CAISO 1-in-10 | 11 | 1.2014 | 1.0793 | 1.2014 | 1.0793 | 0 | 86.5416
| Tariff | Flat | Monthly System Peak Day | September | CAISO 1-in-10 | 12 | 1.5426 | 1.3875 | 1.5426 | 1.3875 | 0 | 90.6042
| Tariff | Flat | Monthly System Peak Day | September | CAISO 1-in-10 | 13 | 1.9511 | 1.7615 | 1.9511 | 1.7615 | 0 | 93.8913
| Tariff | Flat | Monthly System Peak Day | September | CAISO 1-in-10 | 14 | 2.3558 | 2.1526 | 2.3558 | 2.1526 | 0 | 95.9671
| Tariff | Flat | Monthly System Peak Day | September | CAISO 1-in-10 | 15 | 2.7151 | 2.5114 | 2.7151 | 2.5114 | 0 | 97.2304
| Tariff | Flat | Monthly System Peak Day | September | CAISO 1-in-10 | 16 | 3.0231 | 2.8377 | 3.0231 | 2.8377 | 0 | 97.412
| Tariff | Flat | Monthly System Peak Day | September | CAISO 1-in-10 | 17 | 3.2417 | 3.0861 | 2.161 | 1.9714 | 0.017381 | 97.7821
| Tariff | Flat | Monthly System Peak Day | September | CAISO 1-in-10 | 18 | 3.3803 | 3.2533 | 2.7085 | 2.5519 | 0.046989 | 96.7021
| Tariff | Flat | Monthly System Peak Day | September | CAISO 1-in-10 | 19 | 3.3235 | 3.2214 | 2.9302 | 2.7216 | 0.019064 | 95.0901
| Tariff | Flat | Monthly System Peak Day | September | CAISO 1-in-10 | 20 | 3.0604 | 2.9864 | 2.7809 | 2.6584 | 0.010857 | 92.6728
| Tariff | Flat | Monthly System Peak Day | September | CAISO 1-in-10 | 21 | 2.8414 | 2.7881 | 2.5954 | 2.4936 | 0.011283 | 89.3912
| Tariff | Flat | Monthly System Peak Day | September | CAISO 1-in-10 | 22 | 2.5776 | 2.5444 | 3.0026 | 3.0341 | 0.027382 | 87.6814
| Tariff | Flat | Monthly System Peak Day | September | CAISO 1-in-10 | 23 | 2.1967 | 2.1706 | 2.4035 | 2.399 | 0.019162 | 86.2063
| Tariff | Flat | Monthly System Peak Day | September | CAISO 1-in-10 | 24 | 1.8199 | 1.7923 | 1.9497 | 1.9097 | 0.0162 | 84.3955
| Tariff | Flat | Monthly System Peak Day | September | CAISO 1-in-2 | 1 | 1.395 | 1.3602 | 1.395 | 1.3602 | 0 | 79.1783
| Tariff | Flat | Monthly System Peak Day | September | CAISO 1-in-2 | 2 | 1.1604 | 1.1298 | 1.1604 | 1.1298 | 0 | 77.7648
| Tariff | Flat | Monthly System Peak Day | September | CAISO 1-in-2 | 3 | 1.0083 | 0.98088 | 1.0083 | 0.98088 | 0 | 76.5811
| Tariff | Flat | Monthly System Peak Day | September | CAISO 1-in-2 | 4 | 0.89039 | 0.86813 | 0.89039 | 0.86813 | 0 | 75.2661
| Tariff | Flat | Monthly System Peak Day | September | CAISO 1-in-2 | 5 | 0.81981 | 0.80443 | 0.81981 | 0.80443 | 0 | 74.4102
| Tariff | Flat | Monthly System Peak Day | September | CAISO 1-in-2 | 6 | 0.7758 | 0.77494 | 0.7758 | 0.77494 | 0 | 73.448
| Tariff | Flat | Monthly System Peak Day | September | CAISO 1-in-2 | 7 | 0.77523 | 0.8028 | 0.77523 | 0.8028 | 0 | 73.368
| Tariff | Flat | Monthly System Peak Day | September | CAISO 1-in-2 | 8 | 0.80957 | 0.8174 | 0.80957 | 0.8174 | 0 | 73.4802
| Tariff | Flat | Monthly System Peak Day | September | CAISO 1-in-2 | 9 | 0.82187 | 0.76072 | 0.82187 | 0.76072 | 0 | 75.198
| Tariff | Flat | Monthly System Peak Day | September | CAISO 1-in-2 | 10 | 0.90193 | 0.80767 | 0.90193 | 0.80767 | 0 | 79.9719
| Tariff | Flat | Monthly System Peak Day | September | CAISO 1-in-2 | 11 | 1.1 | 0.97797 | 1.1 | 0.97797 | 0 | 86.2573
| Tariff | Flat | Monthly System Peak Day | September | CAISO 1-in-2 | 12 | 1.3772 | 1.2222 | 1.3772 | 1.2222 | 0 | 91.196
| Tariff | Flat | Monthly System Peak Day | September | CAISO 1-in-2 | 13 | 1.7597 | 1.5701 | 1.7597 | 1.5701 | 0 | 94.1255
| Tariff | Flat | Monthly System Peak Day | September | CAISO 1-in-2 | 14 | 2.1435 | 1.9403 | 2.1435 | 1.9403 | 0 | 96.0405
| Tariff | Flat | Monthly System Peak Day | September | CAISO 1-in-2 | 15 | 2.491 | 2.2873 | 2.491 | 2.2873 | 0 | 96.7624
| Tariff | Flat | Monthly System Peak Day | September | CAISO 1-in-2 | 16 | 2.7911 | 2.6057 | 2.7911 | 2.6057 | 0 | 95.9745
| Tariff | Flat | Monthly System Peak Day | September | CAISO 1-in-2 | 17 | 3.0069 | 2.8513 | 1.9817 | 1.7921 | 0.015022 | 95.1055
| Tariff | Flat | Monthly System Peak Day | September | CAISO 1-in-2 | 18 | 3.1545 | 3.0275 | 2.5476 | 2.3911 | 0.056653 | 93.6713
| Tariff | Flat | Monthly System Peak Day | September | CAISO 1-in-2 | 19 | 3.1092 | 3.0072 | 2.7607 | 2.5521 | 0.023969 | 92.7781
| Tariff | Flat | Monthly System Peak Day | September | CAISO 1-in-2 | 20 | 2.8693 | 2.7952 | 2.6072 | 2.4847 | 0.010381 | 90.9699
| Tariff | Flat | Monthly System Peak Day | September | CAISO 1-in-2 | 21 | 2.6698 | 2.6165 | 2.4403 | 2.3385 | 0.013274 | 87.7735
| Tariff | Flat | Monthly System Peak Day | September | CAISO 1-in-2 | 22 | 2.4212 | 2.388 | 2.838 | 2.8695 | 0.023626 | 85.5106
| Tariff | Flat | Monthly System Peak Day | September | CAISO 1-in-2 | 23 | 2.0644 | 2.0383 | 2.2413 | 2.2367 | 0.015133 | 83.3896
| Tariff | Flat | Monthly System Peak Day | September | CAISO 1-in-2 | 24 | 1.7019 | 1.6744 | 1.8105 | 1.7705 | 0.012582 | 81.4729
| Tariff | Flat | Monthly System Peak Day | September | SCE 1-in-10 | 1 | 1.363 | 1.3282 | 1.363 | 1.3282 | 0 | 78.6431
| Tariff | Flat | Monthly System Peak Day | September | SCE 1-in-10 | 2 | 1.1386 | 1.1079 | 1.1386 | 1.1079 | 0 | 77.4998
| Tariff | Flat | Monthly System Peak Day | September | SCE 1-in-10 | 3 | 0.99204 | 0.96457 | 0.99204 | 0.96457 | 0 | 76.3728
| Tariff | Flat | Monthly System Peak Day | September | SCE 1-in-10 | 4 | 0.9174 | 0.89514 | 0.9174 | 0.89514 | 0 | 76.0845
| Tariff | Flat | Monthly System Peak Day | September | SCE 1-in-10 | 5 | 0.85768 | 0.8423 | 0.85768 | 0.8423 | 0 | 75.5994
| Tariff | Flat | Monthly System Peak Day | September | SCE 1-in-10 | 6 | 0.83204 | 0.83118 | 0.83204 | 0.83118 | 0 | 75.402
| Tariff | Flat | Monthly System Peak Day | September | SCE 1-in-10 | 7 | 0.82401 | 0.85158 | 0.82401 | 0.85158 | 0 | 75.1982
| Tariff | Flat | Monthly System Peak Day | September | SCE 1-in-10 | 8 | 0.86002 | 0.86785 | 0.86002 | 0.86785 | 0 | 75.2277
| Tariff | Flat | Monthly System Peak Day | September | SCE 1-in-10 | 9 | 0.88711 | 0.82596 | 0.88711 | 0.82596 | 0 | 77.2145
| Tariff | Flat | Monthly System Peak Day | September | SCE 1-in-10 | 10 | 0.95303 | 0.85877 | 0.95303 | 0.85877 | 0 | 81.3132
| Tariff | Flat | Monthly System Peak Day | September | SCE 1-in-10 | 11 | 1.2011 | 1.0791 | 1.2011 | 1.0791 | 0 | 86.4788
| Tariff | Flat | Monthly System Peak Day | September | SCE 1-in-10 | 12 | 1.5388 | 1.3837 | 1.5388 | 1.3837 | 0 | 90.8126
| Tariff | Flat | Monthly System Peak Day | September | SCE 1-in-10 | 13 | 1.9426 | 1.7529 | 1.9426 | 1.7529 | 0 | 94.6051
| Tariff | Flat | Monthly System Peak Day | September | SCE 1-in-10 | 14 | 2.347 | 2.1437 | 2.347 | 2.1437 | 0 | 97.292
| Tariff | Flat | Monthly System Peak Day | September | SCE 1-in-10 | 15 | 2.7112 | 2.5074 | 2.7112 | 2.5074 | 0 | 98.8305
| Tariff | Flat | Monthly System Peak Day | September | SCE 1-in-10 | 16 | 3.0243 | 2.8389 | 3.0243 | 2.8389 | 0 | 99.3862
| Tariff | Flat | Monthly System Peak Day | September | SCE 1-in-10 | 17 | 3.2438 | 3.0883 | 2.1219 | 1.9322 | 0.019825 | 99.7769
| Tariff | Flat | Monthly System Peak Day | September | SCE 1-in-10 | 18 | 3.3734 | 3.2464 | 2.6606 | 2.5041 | 0.045968 | 98.6112
| Tariff | Flat | Monthly System Peak Day | September | SCE 1-in-10 | 19 | 3.3184 | 3.2163 | 2.9044 | 2.6957 | 0.018062 | 96.1628
| Tariff | Flat | Monthly System Peak Day | September | SCE 1-in-10 | 20 | 3.0615 | 2.9875 | 2.7778 | 2.6553 | 0.011189 | 93.0853
| Tariff | Flat | Monthly System Peak Day | September | SCE 1-in-10 | 21 | 2.8419 | 2.7886 | 2.5939 | 2.4921 | 0.011106 | 89.5883
| Tariff | Flat | Monthly System Peak Day | September | SCE 1-in-10 | 22 | 2.5768 | 2.5436 | 3.0029 | 3.0344 | 0.028117 | 87.9705
| Tariff | Flat | Monthly System Peak Day | September | SCE 1-in-10 | 23 | 2.1955 | 2.1694 | 2.4051 | 2.4006 | 0.019666 | 86.4692
| Tariff | Flat | Monthly System Peak Day | September | SCE 1-in-10 | 24 | 1.8224 | 1.7948 | 1.9555 | 1.9155 | 0.016939 | 84.8476
| Tariff | Flat | Monthly System Peak Day | September | SCE 1-in-2 | 1 | 1.25 | 1.2152 | 1.25 | 1.2152 | 0 | 76.4292
| Tariff | Flat | Monthly System Peak Day | September | SCE 1-in-2 | 2 | 1.0433 | 1.0126 | 1.0433 | 1.0126 | 0 | 75.2723
| Tariff | Flat | Monthly System Peak Day | September | SCE 1-in-2 | 3 | 0.91572 | 0.88825 | 0.91572 | 0.88825 | 0 | 74.334
| Tariff | Flat | Monthly System Peak Day | September | SCE 1-in-2 | 4 | 0.82956 | 0.8073 | 0.82956 | 0.8073 | 0 | 73.5464
| Tariff | Flat | Monthly System Peak Day | September | SCE 1-in-2 | 5 | 0.76214 | 0.74676 | 0.76214 | 0.74676 | 0 | 72.5398
| Tariff | Flat | Monthly System Peak Day | September | SCE 1-in-2 | 6 | 0.72923 | 0.72837 | 0.72923 | 0.72837 | 0 | 71.7666
| Tariff | Flat | Monthly System Peak Day | September | SCE 1-in-2 | 7 | 0.72695 | 0.75452 | 0.72695 | 0.75452 | 0 | 71.5089
| Tariff | Flat | Monthly System Peak Day | September | SCE 1-in-2 | 8 | 0.74557 | 0.75341 | 0.74557 | 0.75341 | 0 | 71.3183
| Tariff | Flat | Monthly System Peak Day | September | SCE 1-in-2 | 9 | 0.75807 | 0.69692 | 0.75807 | 0.69692 | 0 | 73.2711
| Tariff | Flat | Monthly System Peak Day | September | SCE 1-in-2 | 10 | 0.83812 | 0.74386 | 0.83812 | 0.74386 | 0 | 77.8636
| Tariff | Flat | Monthly System Peak Day | September | SCE 1-in-2 | 11 | 1.0434 | 0.92138 | 1.0434 | 0.92138 | 0 | 83.308
| Tariff | Flat | Monthly System Peak Day | September | SCE 1-in-2 | 12 | 1.3091 | 1.1541 | 1.3091 | 1.1541 | 0 | 88.0897
| Tariff | Flat | Monthly System Peak Day | September | SCE 1-in-2 | 13 | 1.6487 | 1.4591 | 1.6487 | 1.4591 | 0 | 92.0062
| Tariff | Flat | Monthly System Peak Day | September | SCE 1-in-2 | 14 | 2.0024 | 1.7992 | 2.0024 | 1.7992 | 0 | 94.6143
| Tariff | Flat | Monthly System Peak Day | September | SCE 1-in-2 | 15 | 2.334 | 2.1303 | 2.334 | 2.1303 | 0 | 95.7616
| Tariff | Flat | Monthly System Peak Day | September | SCE 1-in-2 | 16 | 2.6277 | 2.4423 | 2.6277 | 2.4423 | 0 | 95.464
| Tariff | Flat | Monthly System Peak Day | September | SCE 1-in-2 | 17 | 2.8445 | 2.689 | 1.8131 | 1.6235 | 0.015219 | 95.4053
| Tariff | Flat | Monthly System Peak Day | September | SCE 1-in-2 | 18 | 2.9849 | 2.858 | 2.3534 | 2.1969 | 0.052014 | 94.8243
| Tariff | Flat | Monthly System Peak Day | September | SCE 1-in-2 | 19 | 2.9484 | 2.8463 | 2.5806 | 2.3719 | 0.021478 | 93.7778
| Tariff | Flat | Monthly System Peak Day | September | SCE 1-in-2 | 20 | 2.7427 | 2.6687 | 2.4767 | 2.3541 | 0.010354 | 91.3561
| Tariff | Flat | Monthly System Peak Day | September | SCE 1-in-2 | 21 | 2.5566 | 2.5032 | 2.3278 | 2.226 | 0.013384 | 87.6997
| Tariff | Flat | Monthly System Peak Day | September | SCE 1-in-2 | 22 | 2.3114 | 2.2781 | 2.7268 | 2.7583 | 0.023361 | 85.1405
| Tariff | Flat | Monthly System Peak Day | September | SCE 1-in-2 | 23 | 1.9688 | 1.9427 | 2.142 | 2.1375 | 0.014875 | 83.0534
| Tariff | Flat | Monthly System Peak Day | September | SCE 1-in-2 | 24 | 1.6284 | 1.6008 | 1.7322 | 1.6922 | 0.012163 | 80.8243
| Tariff | Flat | Typical Event Day | Typical Event | CAISO 1-in-10 | 1 | 1.3268 | 1.292 | 1.3268 | 1.292 | 0 | 77.9022
| Tariff | Flat | Typical Event Day | Typical Event | CAISO 1-in-10 | 2 | 1.1136 | 1.083 | 1.1136 | 1.083 | 0 | 76.7971
| Tariff | Flat | Typical Event Day | Typical Event | CAISO 1-in-10 | 3 | 0.97303 | 0.94556 | 0.97303 | 0.94556 | 0 | 75.7527
| Tariff | Flat | Typical Event Day | Typical Event | CAISO 1-in-10 | 4 | 0.88031 | 0.85805 | 0.88031 | 0.85805 | 0 | 74.9903
| Tariff | Flat | Typical Event Day | Typical Event | CAISO 1-in-10 | 5 | 0.81215 | 0.79678 | 0.81215 | 0.79678 | 0 | 74.1786
| Tariff | Flat | Typical Event Day | Typical Event | CAISO 1-in-10 | 6 | 0.78045 | 0.77959 | 0.78045 | 0.77959 | 0 | 73.6447
| Tariff | Flat | Typical Event Day | Typical Event | CAISO 1-in-10 | 7 | 0.76988 | 0.79745 | 0.76988 | 0.79745 | 0 | 73.2046
| Tariff | Flat | Typical Event Day | Typical Event | CAISO 1-in-10 | 8 | 0.81071 | 0.81854 | 0.81071 | 0.81854 | 0 | 73.5896
| Tariff | Flat | Typical Event Day | Typical Event | CAISO 1-in-10 | 9 | 0.86083 | 0.79968 | 0.86083 | 0.79968 | 0 | 76.2776
| Tariff | Flat | Typical Event Day | Typical Event | CAISO 1-in-10 | 10 | 0.91588 | 0.82162 | 0.91588 | 0.82162 | 0 | 80.6745
| Tariff | Flat | Typical Event Day | Typical Event | CAISO 1-in-10 | 11 | 1.089 | 0.96698 | 1.089 | 0.96698 | 0 | 85.4682
| Tariff | Flat | Typical Event Day | Typical Event | CAISO 1-in-10 | 12 | 1.3749 | 1.2198 | 1.3749 | 1.2198 | 0 | 89.6741
| Tariff | Flat | Typical Event Day | Typical Event | CAISO 1-in-10 | 13 | 1.7489 | 1.5592 | 1.7489 | 1.5592 | 0 | 92.4909
| Tariff | Flat | Typical Event Day | Typical Event | CAISO 1-in-10 | 14 | 2.1204 | 1.9172 | 2.1204 | 1.9172 | 0 | 94.6333
| Tariff | Flat | Typical Event Day | Typical Event | CAISO 1-in-10 | 15 | 2.4593 | 2.2555 | 2.4593 | 2.2555 | 0 | 95.9863
| Tariff | Flat | Typical Event Day | Typical Event | CAISO 1-in-10 | 16 | 2.758 | 2.5727 | 2.758 | 2.5727 | 0 | 96.5386
| Tariff | Flat | Typical Event Day | Typical Event | CAISO 1-in-10 | 17 | 2.9756 | 2.82 | 1.923 | 1.7334 | 0.016029 | 96.4289
| Tariff | Flat | Typical Event Day | Typical Event | CAISO 1-in-10 | 18 | 3.1143 | 2.9874 | 2.4641 | 2.3076 | 0.049248 | 95.6935
| Tariff | Flat | Typical Event Day | Typical Event | CAISO 1-in-10 | 19 | 3.0722 | 2.9701 | 2.6984 | 2.4897 | 0.020812 | 94.0865
| Tariff | Flat | Typical Event Day | Typical Event | CAISO 1-in-10 | 20 | 2.844 | 2.7699 | 2.5793 | 2.4568 | 0.010355 | 91.2177
| Tariff | Flat | Typical Event Day | Typical Event | CAISO 1-in-10 | 21 | 2.6441 | 2.5908 | 2.4177 | 2.3159 | 0.013733 | 87.4709
| Tariff | Flat | Typical Event Day | Typical Event | CAISO 1-in-10 | 22 | 2.3978 | 2.3646 | 2.8102 | 2.8417 | 0.023217 | 84.3189
| Tariff | Flat | Typical Event Day | Typical Event | CAISO 1-in-10 | 23 | 2.0462 | 2.0201 | 2.2097 | 2.2052 | 0.014481 | 82.1407
| Tariff | Flat | Typical Event Day | Typical Event | CAISO 1-in-10 | 24 | 1.6798 | 1.6522 | 1.7802 | 1.7402 | 0.01197 | 80.3497
| Tariff | Flat | Typical Event Day | Typical Event | CAISO 1-in-2 | 1 | 1.1704 | 1.1356 | 1.1704 | 1.1356 | 0 | 74.8401
| Tariff | Flat | Typical Event Day | Typical Event | CAISO 1-in-2 | 2 | 0.98112 | 0.95044 | 0.98112 | 0.95044 | 0 | 73.7232
| Tariff | Flat | Typical Event Day | Typical Event | CAISO 1-in-2 | 3 | 0.86106 | 0.83359 | 0.86106 | 0.83359 | 0 | 72.8022
| Tariff | Flat | Typical Event Day | Typical Event | CAISO 1-in-2 | 4 | 0.77104 | 0.74879 | 0.77104 | 0.74879 | 0 | 71.8239
| Tariff | Flat | Typical Event Day | Typical Event | CAISO 1-in-2 | 5 | 0.71275 | 0.69737 | 0.71275 | 0.69737 | 0 | 71.0104
| Tariff | Flat | Typical Event Day | Typical Event | CAISO 1-in-2 | 6 | 0.68162 | 0.68076 | 0.68162 | 0.68076 | 0 | 70.2113
| Tariff | Flat | Typical Event Day | Typical Event | CAISO 1-in-2 | 7 | 0.67858 | 0.70615 | 0.67858 | 0.70615 | 0 | 69.7879
| Tariff | Flat | Typical Event Day | Typical Event | CAISO 1-in-2 | 8 | 0.70726 | 0.71509 | 0.70726 | 0.71509 | 0 | 70.0737
| Tariff | Flat | Typical Event Day | Typical Event | CAISO 1-in-2 | 9 | 0.74011 | 0.67896 | 0.74011 | 0.67896 | 0 | 72.4854
| Tariff | Flat | Typical Event Day | Typical Event | CAISO 1-in-2 | 10 | 0.77729 | 0.68303 | 0.77729 | 0.68303 | 0 | 76.595
| Tariff | Flat | Typical Event Day | Typical Event | CAISO 1-in-2 | 11 | 0.88888 | 0.76682 | 0.88888 | 0.76682 | 0 | 81.2442
| Tariff | Flat | Typical Event Day | Typical Event | CAISO 1-in-2 | 12 | 1.093 | 0.93792 | 1.093 | 0.93792 | 0 | 85.387
| Tariff | Flat | Typical Event Day | Typical Event | CAISO 1-in-2 | 13 | 1.3822 | 1.1925 | 1.3822 | 1.1925 | 0 | 88.3686
| Tariff | Flat | Typical Event Day | Typical Event | CAISO 1-in-2 | 14 | 1.6846 | 1.4813 | 1.6846 | 1.4813 | 0 | 90.4911
| Tariff | Flat | Typical Event Day | Typical Event | CAISO 1-in-2 | 15 | 1.9779 | 1.7741 | 1.9779 | 1.7741 | 0 | 91.8269
| Tariff | Flat | Typical Event Day | Typical Event | CAISO 1-in-2 | 16 | 2.2517 | 2.0663 | 2.2517 | 2.0663 | 0 | 91.986
| Tariff | Flat | Typical Event Day | Typical Event | CAISO 1-in-2 | 17 | 2.4663 | 2.3107 | 1.513 | 1.3234 | 0.01429 | 91.6382
| Tariff | Flat | Typical Event Day | Typical Event | CAISO 1-in-2 | 18 | 2.619 | 2.492 | 2.0842 | 1.9277 | 0.074438 | 90.3109
| Tariff | Flat | Typical Event Day | Typical Event | CAISO 1-in-2 | 19 | 2.6067 | 2.5046 | 2.3349 | 2.1262 | 0.03678 | 88.8126
| Tariff | Flat | Typical Event Day | Typical Event | CAISO 1-in-2 | 20 | 2.4237 | 2.3496 | 2.206 | 2.0835 | 0.015147 | 86.61
| Tariff | Flat | Typical Event Day | Typical Event | CAISO 1-in-2 | 21 | 2.2672 | 2.2139 | 2.0819 | 1.9801 | 0.021235 | 83.4421
| Tariff | Flat | Typical Event Day | Typical Event | CAISO 1-in-2 | 22 | 2.0585 | 2.0253 | 2.4568 | 2.4883 | 0.029548 | 80.5893
| Tariff | Flat | Typical Event Day | Typical Event | CAISO 1-in-2 | 23 | 1.7554 | 1.7293 | 1.8803 | 1.8758 | 0.017303 | 78.5189
| Tariff | Flat | Typical Event Day | Typical Event | CAISO 1-in-2 | 24 | 1.4436 | 1.416 | 1.5191 | 1.4791 | 0.013535 | 76.9219
| Tariff | Flat | Typical Event Day | Typical Event | SCE 1-in-10 | 1 | 1.3558 | 1.321 | 1.3558 | 1.321 | 0 | 78.4907
| Tariff | Flat | Typical Event Day | Typical Event | SCE 1-in-10 | 2 | 1.1145 | 1.0838 | 1.1145 | 1.0838 | 0 | 76.9505
| Tariff | Flat | Typical Event Day | Typical Event | SCE 1-in-10 | 3 | 0.96154 | 0.93407 | 0.96154 | 0.93407 | 0 | 75.6176
| Tariff | Flat | Typical Event Day | Typical Event | SCE 1-in-10 | 4 | 0.86999 | 0.84773 | 0.86999 | 0.84773 | 0 | 74.7827
| Tariff | Flat | Typical Event Day | Typical Event | SCE 1-in-10 | 5 | 0.80372 | 0.78834 | 0.80372 | 0.78834 | 0 | 73.8943
| Tariff | Flat | Typical Event Day | Typical Event | SCE 1-in-10 | 6 | 0.77109 | 0.77023 | 0.77109 | 0.77023 | 0 | 73.2257
| Tariff | Flat | Typical Event Day | Typical Event | SCE 1-in-10 | 7 | 0.75809 | 0.78566 | 0.75809 | 0.78566 | 0 | 72.6713
| Tariff | Flat | Typical Event Day | Typical Event | SCE 1-in-10 | 8 | 0.80043 | 0.80826 | 0.80043 | 0.80826 | 0 | 73.2082
| Tariff | Flat | Typical Event Day | Typical Event | SCE 1-in-10 | 9 | 0.85999 | 0.79884 | 0.85999 | 0.79884 | 0 | 76.3958
| Tariff | Flat | Typical Event Day | Typical Event | SCE 1-in-10 | 10 | 0.95207 | 0.85781 | 0.95207 | 0.85781 | 0 | 81.5795
| Tariff | Flat | Typical Event Day | Typical Event | SCE 1-in-10 | 11 | 1.1589 | 1.0368 | 1.1589 | 1.0368 | 0 | 87.1279
| Tariff | Flat | Typical Event Day | Typical Event | SCE 1-in-10 | 12 | 1.4717 | 1.3166 | 1.4717 | 1.3166 | 0 | 91.3883
| Tariff | Flat | Typical Event Day | Typical Event | SCE 1-in-10 | 13 | 1.876 | 1.6863 | 1.876 | 1.6863 | 0 | 94.1688
| Tariff | Flat | Typical Event Day | Typical Event | SCE 1-in-10 | 14 | 2.2722 | 2.0689 | 2.2722 | 2.0689 | 0 | 96.4185
| Tariff | Flat | Typical Event Day | Typical Event | SCE 1-in-10 | 15 | 2.6275 | 2.4238 | 2.6275 | 2.4238 | 0 | 98.2183
| Tariff | Flat | Typical Event Day | Typical Event | SCE 1-in-10 | 16 | 2.9376 | 2.7522 | 2.9376 | 2.7522 | 0 | 99.3804
| Tariff | Flat | Typical Event Day | Typical Event | SCE 1-in-10 | 17 | 3.157 | 3.0015 | 2.0375 | 1.8479 | 0.019669 | 99.6595
| Tariff | Flat | Typical Event Day | Typical Event | SCE 1-in-10 | 18 | 3.2842 | 3.1572 | 2.5649 | 2.4084 | 0.046221 | 98.9171
| Tariff | Flat | Typical Event Day | Typical Event | SCE 1-in-10 | 19 | 3.2315 | 3.1294 | 2.7992 | 2.5905 | 0.018037 | 97.1093
| Tariff | Flat | Typical Event Day | Typical Event | SCE 1-in-10 | 20 | 2.9978 | 2.9237 | 2.705 | 2.5825 | 0.012137 | 93.9705
| Tariff | Flat | Typical Event Day | Typical Event | SCE 1-in-10 | 21 | 2.7873 | 2.734 | 2.532 | 2.4302 | 0.010611 | 90.3053
| Tariff | Flat | Typical Event Day | Typical Event | SCE 1-in-10 | 22 | 2.5178 | 2.4846 | 2.9399 | 2.9714 | 0.025641 | 86.8992
| Tariff | Flat | Typical Event Day | Typical Event | SCE 1-in-10 | 23 | 2.1477 | 2.1215 | 2.3309 | 2.3263 | 0.015731 | 83.9899
| Tariff | Flat | Typical Event Day | Typical Event | SCE 1-in-10 | 24 | 1.7661 | 1.7385 | 1.8785 | 1.8385 | 0.013055 | 82.0115
| Tariff | Flat | Typical Event Day | Typical Event | SCE 1-in-2 | 1 | 1.1332 | 1.0984 | 1.1332 | 1.0984 | 0 | 74.1496
| Tariff | Flat | Typical Event Day | Typical Event | SCE 1-in-2 | 2 | 0.94862 | 0.91794 | 0.94862 | 0.91794 | 0 | 73.0366
| Tariff | Flat | Typical Event Day | Typical Event | SCE 1-in-2 | 3 | 0.83318 | 0.80571 | 0.83318 | 0.80571 | 0 | 72.1151
| Tariff | Flat | Typical Event Day | Typical Event | SCE 1-in-2 | 4 | 0.75158 | 0.72932 | 0.75158 | 0.72932 | 0 | 71.2487
| Tariff | Flat | Typical Event Day | Typical Event | SCE 1-in-2 | 5 | 0.69803 | 0.68266 | 0.69803 | 0.68266 | 0 | 70.4949
| Tariff | Flat | Typical Event Day | Typical Event | SCE 1-in-2 | 6 | 0.67149 | 0.67063 | 0.67149 | 0.67063 | 0 | 69.805
| Tariff | Flat | Typical Event Day | Typical Event | SCE 1-in-2 | 7 | 0.66738 | 0.69495 | 0.66738 | 0.69495 | 0 | 69.3031
| Tariff | Flat | Typical Event Day | Typical Event | SCE 1-in-2 | 8 | 0.69528 | 0.70312 | 0.69528 | 0.70312 | 0 | 69.6158
| Tariff | Flat | Typical Event Day | Typical Event | SCE 1-in-2 | 9 | 0.72926 | 0.66811 | 0.72926 | 0.66811 | 0 | 72.1457
| Tariff | Flat | Typical Event Day | Typical Event | SCE 1-in-2 | 10 | 0.77128 | 0.67702 | 0.77128 | 0.67702 | 0 | 76.4478
| Tariff | Flat | Typical Event Day | Typical Event | SCE 1-in-2 | 11 | 0.87591 | 0.75385 | 0.87591 | 0.75385 | 0 | 80.899
| Tariff | Flat | Typical Event Day | Typical Event | SCE 1-in-2 | 12 | 1.0774 | 0.92231 | 1.0774 | 0.92231 | 0 | 84.843
| Tariff | Flat | Typical Event Day | Typical Event | SCE 1-in-2 | 13 | 1.3613 | 1.1717 | 1.3613 | 1.1717 | 0 | 87.6857
| Tariff | Flat | Typical Event Day | Typical Event | SCE 1-in-2 | 14 | 1.6572 | 1.4539 | 1.6572 | 1.4539 | 0 | 89.708
| Tariff | Flat | Typical Event Day | Typical Event | SCE 1-in-2 | 15 | 1.9441 | 1.7403 | 1.9441 | 1.7403 | 0 | 91.2862
| Tariff | Flat | Typical Event Day | Typical Event | SCE 1-in-2 | 16 | 2.2147 | 2.0293 | 2.2147 | 2.0293 | 0 | 91.6961
| Tariff | Flat | Typical Event Day | Typical Event | SCE 1-in-2 | 17 | 2.429 | 2.2735 | 1.4712 | 1.2816 | 0.014247 | 91.8558
| Tariff | Flat | Typical Event Day | Typical Event | SCE 1-in-2 | 18 | 2.5784 | 2.4514 | 2.0298 | 1.8733 | 0.070687 | 90.9526
| Tariff | Flat | Typical Event Day | Typical Event | SCE 1-in-2 | 19 | 2.5686 | 2.4665 | 2.2873 | 2.0786 | 0.035042 | 89.3032
| Tariff | Flat | Typical Event Day | Typical Event | SCE 1-in-2 | 20 | 2.3966 | 2.3225 | 2.1755 | 2.053 | 0.014574 | 86.9479
| Tariff | Flat | Typical Event Day | Typical Event | SCE 1-in-2 | 21 | 2.2429 | 2.1896 | 2.0568 | 1.955 | 0.021065 | 83.5246
| Tariff | Flat | Typical Event Day | Typical Event | SCE 1-in-2 | 22 | 2.0338 | 2.0006 | 2.4312 | 2.4627 | 0.03024 | 80.3527
| Tariff | Flat | Typical Event Day | Typical Event | SCE 1-in-2 | 23 | 1.7344 | 1.7083 | 1.8561 | 1.8516 | 0.017797 | 78.2158
| Tariff | Flat | Typical Event Day | Typical Event | SCE 1-in-2 | 24 | 1.4248 | 1.3973 | 1.4965 | 1.4566 | 0.014157 | 76.405
| Zone | Remainder of System | Average Weekday | April | CAISO 1-in-10 | 1 | 0.7612 | 0.73361 | 0.7612 | 0.73361 | 0 | 59.3741
| Zone | Remainder of System | Average Weekday | April | CAISO 1-in-10 | 2 | 0.68162 | 0.65243 | 0.68162 | 0.65243 | 0 | 58.1104
| Zone | Remainder of System | Average Weekday | April | CAISO 1-in-10 | 3 | 0.63047 | 0.60004 | 0.63047 | 0.60004 | 0 | 56.926
| Zone | Remainder of System | Average Weekday | April | CAISO 1-in-10 | 4 | 0.59585 | 0.5675 | 0.59585 | 0.5675 | 0 | 55.8537
| Zone | Remainder of System | Average Weekday | April | CAISO 1-in-10 | 5 | 0.58312 | 0.55881 | 0.58312 | 0.55881 | 0 | 54.9718
| Zone | Remainder of System | Average Weekday | April | CAISO 1-in-10 | 6 | 0.59713 | 0.58818 | 0.59713 | 0.58818 | 0 | 54.2437
| Zone | Remainder of System | Average Weekday | April | CAISO 1-in-10 | 7 | 0.62241 | 0.65037 | 0.62241 | 0.65037 | 0 | 53.667
| Zone | Remainder of System | Average Weekday | April | CAISO 1-in-10 | 8 | 0.56946 | 0.59744 | 0.56946 | 0.59744 | 0 | 53.4287
| Zone | Remainder of System | Average Weekday | April | CAISO 1-in-10 | 9 | 0.41697 | 0.41056 | 0.41697 | 0.41056 | 0 | 55.6201
| Zone | Remainder of System | Average Weekday | April | CAISO 1-in-10 | 10 | 0.23752 | 0.24165 | 0.23752 | 0.24165 | 0 | 59.4979
| Zone | Remainder of System | Average Weekday | April | CAISO 1-in-10 | 11 | 0.089836 | 0.10483 | 0.089836 | 0.10483 | 0 | 63.6322
| Zone | Remainder of System | Average Weekday | April | CAISO 1-in-10 | 12 | 0.0078544 | 0.020356 | 0.0078544 | 0.020356 | 0 | 67.3339
| Zone | Remainder of System | Average Weekday | April | CAISO 1-in-10 | 13 | -0.0047 | -0.0047811 | -0.0047 | -0.0047811 | 0 | 69.9976
| Zone | Remainder of System | Average Weekday | April | CAISO 1-in-10 | 14 | 0.038093 | 0.031971 | 0.038093 | 0.031971 | 0 | 71.9971
| Zone | Remainder of System | Average Weekday | April | CAISO 1-in-10 | 15 | 0.14537 | 0.14087 | 0.14537 | 0.14087 | 0 | 73.3894
| Zone | Remainder of System | Average Weekday | April | CAISO 1-in-10 | 16 | 0.32553 | 0.32569 | 0.32553 | 0.32569 | 0 | 74.2244
| Zone | Remainder of System | Average Weekday | April | CAISO 1-in-10 | 17 | 0.55028 | 0.55806 | 0.33801 | 0.34579 | 0.054417 | 74.3512
| Zone | Remainder of System | Average Weekday | April | CAISO 1-in-10 | 18 | 0.82474 | 0.80794 | 0.6653 | 0.6485 | 0.079722 | 73.5955
| Zone | Remainder of System | Average Weekday | April | CAISO 1-in-10 | 19 | 1.0356 | 0.97933 | 0.99746 | 0.88415 | 0.019051 | 72.1627
| Zone | Remainder of System | Average Weekday | April | CAISO 1-in-10 | 20 | 1.1444 | 1.0807 | 0.96753 | 0.90796 | 0.053887 | 69.8966
| Zone | Remainder of System | Average Weekday | April | CAISO 1-in-10 | 21 | 1.148 | 1.1001 | 0.98816 | 0.94499 | 0.060932 | 66.7824
| Zone | Remainder of System | Average Weekday | April | CAISO 1-in-10 | 22 | 1.0728 | 1.0347 | 1.3506 | 1.3125 | 0.098954 | 64.2446
| Zone | Remainder of System | Average Weekday | April | CAISO 1-in-10 | 23 | 0.96769 | 0.94517 | 0.96769 | 0.9853 | 0 | 62.3295
| Zone | Remainder of System | Average Weekday | April | CAISO 1-in-10 | 24 | 0.83484 | 0.81533 | 0.83484 | 0.81533 | 0 | 60.7296
| Zone | Remainder of System | Average Weekday | April | CAISO 1-in-2 | 1 | 0.74015 | 0.71256 | 0.74015 | 0.71256 | 0 | 57.3112
| Zone | Remainder of System | Average Weekday | April | CAISO 1-in-2 | 2 | 0.67031 | 0.64112 | 0.67031 | 0.64112 | 0 | 56.2007
| Zone | Remainder of System | Average Weekday | April | CAISO 1-in-2 | 3 | 0.62555 | 0.59512 | 0.62555 | 0.59512 | 0 | 55.1841
| Zone | Remainder of System | Average Weekday | April | CAISO 1-in-2 | 4 | 0.59627 | 0.56792 | 0.59627 | 0.56792 | 0 | 54.3587
| Zone | Remainder of System | Average Weekday | April | CAISO 1-in-2 | 5 | 0.59095 | 0.56663 | 0.59095 | 0.56663 | 0 | 53.6523
| Zone | Remainder of System | Average Weekday | April | CAISO 1-in-2 | 6 | 0.61221 | 0.60326 | 0.61221 | 0.60326 | 0 | 53.0154
| Zone | Remainder of System | Average Weekday | April | CAISO 1-in-2 | 7 | 0.64945 | 0.67741 | 0.64945 | 0.67741 | 0 | 52.4056
| Zone | Remainder of System | Average Weekday | April | CAISO 1-in-2 | 8 | 0.60362 | 0.6316 | 0.60362 | 0.6316 | 0 | 52.1552
| Zone | Remainder of System | Average Weekday | April | CAISO 1-in-2 | 9 | 0.44828 | 0.44187 | 0.44828 | 0.44187 | 0 | 53.8981
| Zone | Remainder of System | Average Weekday | April | CAISO 1-in-2 | 10 | 0.26233 | 0.26645 | 0.26233 | 0.26645 | 0 | 57.2354
| Zone | Remainder of System | Average Weekday | April | CAISO 1-in-2 | 11 | 0.11685 | 0.13184 | 0.11685 | 0.13184 | 0 | 60.6737
| Zone | Remainder of System | Average Weekday | April | CAISO 1-in-2 | 12 | 0.048261 | 0.060763 | 0.048261 | 0.060763 | 0 | 63.797
| Zone | Remainder of System | Average Weekday | April | CAISO 1-in-2 | 13 | 0.037271 | 0.03719 | 0.037271 | 0.03719 | 0 | 66.4483
| Zone | Remainder of System | Average Weekday | April | CAISO 1-in-2 | 14 | 0.073191 | 0.067069 | 0.073191 | 0.067069 | 0 | 68.5199
| Zone | Remainder of System | Average Weekday | April | CAISO 1-in-2 | 15 | 0.17527 | 0.17076 | 0.17527 | 0.17076 | 0 | 69.9657
| Zone | Remainder of System | Average Weekday | April | CAISO 1-in-2 | 16 | 0.34826 | 0.34842 | 0.34826 | 0.34842 | 0 | 70.8335
| Zone | Remainder of System | Average Weekday | April | CAISO 1-in-2 | 17 | 0.56539 | 0.57318 | 0.41063 | 0.41841 | 0.062683 | 71.0782
| Zone | Remainder of System | Average Weekday | April | CAISO 1-in-2 | 18 | 0.83386 | 0.81706 | 0.69342 | 0.67662 | 0.070218 | 70.511
| Zone | Remainder of System | Average Weekday | April | CAISO 1-in-2 | 19 | 1.0271 | 0.97088 | 1.0271 | 0.92612 | 0 | 69.175
| Zone | Remainder of System | Average Weekday | April | CAISO 1-in-2 | 20 | 1.1221 | 1.0583 | 0.99028 | 0.92656 | 0.060762 | 66.8574
| Zone | Remainder of System | Average Weekday | April | CAISO 1-in-2 | 21 | 1.1155 | 1.0675 | 0.99193 | 0.94401 | 0.067907 | 63.7094
| Zone | Remainder of System | Average Weekday | April | CAISO 1-in-2 | 22 | 1.0392 | 1.0011 | 1.2164 | 1.1783 | 0.11159 | 61.3583
| Zone | Remainder of System | Average Weekday | April | CAISO 1-in-2 | 23 | 0.93668 | 0.91417 | 0.93668 | 0.93122 | 0 | 59.6478
| Zone | Remainder of System | Average Weekday | April | CAISO 1-in-2 | 24 | 0.81007 | 0.79056 | 0.81007 | 0.79056 | 0 | 58.2591
| Zone | Remainder of System | Average Weekday | April | SCE 1-in-10 | 1 | 0.75696 | 0.72937 | 0.75696 | 0.72937 | 0 | 58.8482
| Zone | Remainder of System | Average Weekday | April | SCE 1-in-10 | 2 | 0.67899 | 0.6498 | 0.67899 | 0.6498 | 0 | 57.5813
| Zone | Remainder of System | Average Weekday | April | SCE 1-in-10 | 3 | 0.62865 | 0.59822 | 0.62865 | 0.59822 | 0 | 56.4412
| Zone | Remainder of System | Average Weekday | April | SCE 1-in-10 | 4 | 0.59476 | 0.56642 | 0.59476 | 0.56642 | 0 | 55.3313
| Zone | Remainder of System | Average Weekday | April | SCE 1-in-10 | 5 | 0.58288 | 0.55856 | 0.58288 | 0.55856 | 0 | 54.5292
| Zone | Remainder of System | Average Weekday | April | SCE 1-in-10 | 6 | 0.59825 | 0.58931 | 0.59825 | 0.58931 | 0 | 53.9004
| Zone | Remainder of System | Average Weekday | April | SCE 1-in-10 | 7 | 0.62515 | 0.65312 | 0.62515 | 0.65312 | 0 | 53.2755
| Zone | Remainder of System | Average Weekday | April | SCE 1-in-10 | 8 | 0.57315 | 0.60113 | 0.57315 | 0.60113 | 0 | 53.0381
| Zone | Remainder of System | Average Weekday | April | SCE 1-in-10 | 9 | 0.41971 | 0.4133 | 0.41971 | 0.4133 | 0 | 55.1877
| Zone | Remainder of System | Average Weekday | April | SCE 1-in-10 | 10 | 0.23953 | 0.24366 | 0.23953 | 0.24366 | 0 | 59.1955
| Zone | Remainder of System | Average Weekday | April | SCE 1-in-10 | 11 | 0.092284 | 0.10728 | 0.092284 | 0.10728 | 0 | 63.1677
| Zone | Remainder of System | Average Weekday | April | SCE 1-in-10 | 12 | 0.016118 | 0.028619 | 0.016118 | 0.028619 | 0 | 66.6995
| Zone | Remainder of System | Average Weekday | April | SCE 1-in-10 | 13 | -0.00092342 | -0.0010045 | -0.00092342 | -0.0010045 | 0 | 69.4952
| Zone | Remainder of System | Average Weekday | April | SCE 1-in-10 | 14 | 0.039928 | 0.033805 | 0.039928 | 0.033805 | 0 | 71.551
| Zone | Remainder of System | Average Weekday | April | SCE 1-in-10 | 15 | 0.14622 | 0.14171 | 0.14622 | 0.14171 | 0 | 72.9964
| Zone | Remainder of System | Average Weekday | April | SCE 1-in-10 | 16 | 0.32622 | 0.32638 | 0.32622 | 0.32638 | 0 | 73.9641
| Zone | Remainder of System | Average Weekday | April | SCE 1-in-10 | 17 | 0.55008 | 0.55787 | 0.35228 | 0.36007 | 0.054921 | 74.1501
| Zone | Remainder of System | Average Weekday | April | SCE 1-in-10 | 18 | 0.82193 | 0.80513 | 0.67309 | 0.65629 | 0.074421 | 73.4497
| Zone | Remainder of System | Average Weekday | April | SCE 1-in-10 | 19 | 1.029 | 0.97282 | 0.9927 | 0.87939 | 0.018176 | 72.0591
| Zone | Remainder of System | Average Weekday | April | SCE 1-in-10 | 20 | 1.1397 | 1.076 | 0.9722 | 0.90849 | 0.053862 | 69.9077
| Zone | Remainder of System | Average Weekday | April | SCE 1-in-10 | 21 | 1.142 | 1.0941 | 0.9824 | 0.93922 | 0.061031 | 66.7387
| Zone | Remainder of System | Average Weekday | April | SCE 1-in-10 | 22 | 1.0652 | 1.0271 | 1.3205 | 1.2824 | 0.099016 | 64.2303
| Zone | Remainder of System | Average Weekday | April | SCE 1-in-10 | 23 | 0.9609 | 0.93839 | 0.9609 | 0.97836 | 0 | 62.3119
| Zone | Remainder of System | Average Weekday | April | SCE 1-in-10 | 24 | 0.82951 | 0.81 | 0.82951 | 0.81 | 0 | 60.6555
| Zone | Remainder of System | Average Weekday | April | SCE 1-in-2 | 1 | 0.73517 | 0.70758 | 0.73517 | 0.70758 | 0 | 57.1793
| Zone | Remainder of System | Average Weekday | April | SCE 1-in-2 | 2 | 0.66623 | 0.63704 | 0.66623 | 0.63704 | 0 | 56.0764
| Zone | Remainder of System | Average Weekday | April | SCE 1-in-2 | 3 | 0.62216 | 0.59173 | 0.62216 | 0.59173 | 0 | 55.1485
| Zone | Remainder of System | Average Weekday | April | SCE 1-in-2 | 4 | 0.59654 | 0.56819 | 0.59654 | 0.56819 | 0 | 54.3742
| Zone | Remainder of System | Average Weekday | April | SCE 1-in-2 | 5 | 0.59156 | 0.56724 | 0.59156 | 0.56724 | 0 | 53.6222
| Zone | Remainder of System | Average Weekday | April | SCE 1-in-2 | 6 | 0.61332 | 0.60437 | 0.61332 | 0.60437 | 0 | 52.9911
| Zone | Remainder of System | Average Weekday | April | SCE 1-in-2 | 7 | 0.65156 | 0.67952 | 0.65156 | 0.67952 | 0 | 52.4184
| Zone | Remainder of System | Average Weekday | April | SCE 1-in-2 | 8 | 0.60626 | 0.63424 | 0.60626 | 0.63424 | 0 | 52.1701
| Zone | Remainder of System | Average Weekday | April | SCE 1-in-2 | 9 | 0.45076 | 0.44435 | 0.45076 | 0.44435 | 0 | 53.8559
| Zone | Remainder of System | Average Weekday | April | SCE 1-in-2 | 10 | 0.26341 | 0.26754 | 0.26341 | 0.26754 | 0 | 57.1206
| Zone | Remainder of System | Average Weekday | April | SCE 1-in-2 | 11 | 0.1164 | 0.1314 | 0.1164 | 0.1314 | 0 | 60.4767
| Zone | Remainder of System | Average Weekday | April | SCE 1-in-2 | 12 | 0.045326 | 0.057827 | 0.045326 | 0.057827 | 0 | 63.544
| Zone | Remainder of System | Average Weekday | April | SCE 1-in-2 | 13 | 0.036319 | 0.036238 | 0.036319 | 0.036238 | 0 | 66.0946
| Zone | Remainder of System | Average Weekday | April | SCE 1-in-2 | 14 | 0.071744 | 0.065622 | 0.071744 | 0.065622 | 0 | 68.1125
| Zone | Remainder of System | Average Weekday | April | SCE 1-in-2 | 15 | 0.1721 | 0.16759 | 0.1721 | 0.16759 | 0 | 69.5249
| Zone | Remainder of System | Average Weekday | April | SCE 1-in-2 | 16 | 0.34328 | 0.34345 | 0.34328 | 0.34345 | 0 | 70.3584
| Zone | Remainder of System | Average Weekday | April | SCE 1-in-2 | 17 | 0.55935 | 0.56713 | 0.41977 | 0.42756 | 0.063946 | 70.5825
| Zone | Remainder of System | Average Weekday | April | SCE 1-in-2 | 18 | 0.82901 | 0.81221 | 0.70054 | 0.68374 | 0.064237 | 70.0101
| Zone | Remainder of System | Average Weekday | April | SCE 1-in-2 | 19 | 1.0227 | 0.96645 | 1.0227 | 0.9303 | 0 | 68.6648
| Zone | Remainder of System | Average Weekday | April | SCE 1-in-2 | 20 | 1.115 | 1.0513 | 0.99741 | 0.93369 | 0.061866 | 66.3703
| Zone | Remainder of System | Average Weekday | April | SCE 1-in-2 | 21 | 1.1086 | 1.0607 | 0.99878 | 0.95085 | 0.068924 | 63.2618
| Zone | Remainder of System | Average Weekday | April | SCE 1-in-2 | 22 | 1.0326 | 0.9945 | 1.1899 | 1.1518 | 0.11326 | 60.9771
| Zone | Remainder of System | Average Weekday | April | SCE 1-in-2 | 23 | 0.9313 | 0.90879 | 0.9313 | 0.92286 | 0 | 59.3006
| Zone | Remainder of System | Average Weekday | April | SCE 1-in-2 | 24 | 0.80565 | 0.78614 | 0.80565 | 0.78614 | 0 | 57.9203
| Zone | Remainder of System | Average Weekday | August | CAISO 1-in-10 | 1 | 1.3115 | 1.2839 | 1.3115 | 1.2839 | 0 | 73.3333
| Zone | Remainder of System | Average Weekday | August | CAISO 1-in-10 | 2 | 1.129 | 1.0998 | 1.129 | 1.0998 | 0 | 72.2915
| Zone | Remainder of System | Average Weekday | August | CAISO 1-in-10 | 3 | 0.99948 | 0.96904 | 0.99948 | 0.96904 | 0 | 71.3537
| Zone | Remainder of System | Average Weekday | August | CAISO 1-in-10 | 4 | 0.90761 | 0.87927 | 0.90761 | 0.87927 | 0 | 70.6071
| Zone | Remainder of System | Average Weekday | August | CAISO 1-in-10 | 5 | 0.84093 | 0.81661 | 0.84093 | 0.81661 | 0 | 69.9065
| Zone | Remainder of System | Average Weekday | August | CAISO 1-in-10 | 6 | 0.80523 | 0.79628 | 0.80523 | 0.79628 | 0 | 69.2873
| Zone | Remainder of System | Average Weekday | August | CAISO 1-in-10 | 7 | 0.773 | 0.80096 | 0.773 | 0.80096 | 0 | 68.7464
| Zone | Remainder of System | Average Weekday | August | CAISO 1-in-10 | 8 | 0.72888 | 0.75686 | 0.72888 | 0.75686 | 0 | 68.5741
| Zone | Remainder of System | Average Weekday | August | CAISO 1-in-10 | 9 | 0.65267 | 0.64626 | 0.65267 | 0.64626 | 0 | 70.5324
| Zone | Remainder of System | Average Weekday | August | CAISO 1-in-10 | 10 | 0.54284 | 0.54697 | 0.54284 | 0.54697 | 0 | 73.8516
| Zone | Remainder of System | Average Weekday | August | CAISO 1-in-10 | 11 | 0.52958 | 0.54457 | 0.52958 | 0.54457 | 0 | 77.5324
| Zone | Remainder of System | Average Weekday | August | CAISO 1-in-10 | 12 | 0.63914 | 0.65164 | 0.63914 | 0.65164 | 0 | 81.0789
| Zone | Remainder of System | Average Weekday | August | CAISO 1-in-10 | 13 | 0.83046 | 0.83038 | 0.83046 | 0.83038 | 0 | 84.1641
| Zone | Remainder of System | Average Weekday | August | CAISO 1-in-10 | 14 | 1.0801 | 1.074 | 1.0801 | 1.074 | 0 | 86.6986
| Zone | Remainder of System | Average Weekday | August | CAISO 1-in-10 | 15 | 1.3656 | 1.3611 | 1.3656 | 1.3611 | 0 | 88.368
| Zone | Remainder of System | Average Weekday | August | CAISO 1-in-10 | 16 | 1.6964 | 1.6966 | 1.6964 | 1.6966 | 0 | 89.2013
| Zone | Remainder of System | Average Weekday | August | CAISO 1-in-10 | 17 | 2.0024 | 2.0101 | 1.0379 | 0.9949 | 0.02175 | 89.2687
| Zone | Remainder of System | Average Weekday | August | CAISO 1-in-10 | 18 | 2.3011 | 2.2843 | 1.7305 | 1.7379 | 0.11937 | 88.5175
| Zone | Remainder of System | Average Weekday | August | CAISO 1-in-10 | 19 | 2.4407 | 2.3844 | 2.1509 | 2.0376 | 0.095618 | 87.0731
| Zone | Remainder of System | Average Weekday | August | CAISO 1-in-10 | 20 | 2.3545 | 2.2908 | 2.0942 | 2.0353 | 0.021726 | 84.5784
| Zone | Remainder of System | Average Weekday | August | CAISO 1-in-10 | 21 | 2.2377 | 2.1898 | 1.9976 | 1.9544 | 0.029232 | 81.0011
| Zone | Remainder of System | Average Weekday | August | CAISO 1-in-10 | 22 | 2.0697 | 2.0316 | 2.4825 | 2.5794 | 0.040743 | 78.1558
| Zone | Remainder of System | Average Weekday | August | CAISO 1-in-10 | 23 | 1.8219 | 1.7994 | 1.9141 | 1.9595 | 0.025576 | 76.2748
| Zone | Remainder of System | Average Weekday | August | CAISO 1-in-10 | 24 | 1.528 | 1.5084 | 1.5654 | 1.5794 | 0.019386 | 74.799
| Zone | Remainder of System | Average Weekday | August | CAISO 1-in-2 | 1 | 1.1438 | 1.1162 | 1.1438 | 1.1162 | 0 | 70.2468
| Zone | Remainder of System | Average Weekday | August | CAISO 1-in-2 | 2 | 0.96948 | 0.94029 | 0.96948 | 0.94029 | 0 | 69.0052
| Zone | Remainder of System | Average Weekday | August | CAISO 1-in-2 | 3 | 0.85482 | 0.82439 | 0.85482 | 0.82439 | 0 | 67.8906
| Zone | Remainder of System | Average Weekday | August | CAISO 1-in-2 | 4 | 0.78399 | 0.75564 | 0.78399 | 0.75564 | 0 | 66.8681
| Zone | Remainder of System | Average Weekday | August | CAISO 1-in-2 | 5 | 0.74158 | 0.71726 | 0.74158 | 0.71726 | 0 | 65.9041
| Zone | Remainder of System | Average Weekday | August | CAISO 1-in-2 | 6 | 0.72123 | 0.71229 | 0.72123 | 0.71229 | 0 | 65.1283
| Zone | Remainder of System | Average Weekday | August | CAISO 1-in-2 | 7 | 0.70314 | 0.7311 | 0.70314 | 0.7311 | 0 | 64.4872
| Zone | Remainder of System | Average Weekday | August | CAISO 1-in-2 | 8 | 0.65225 | 0.68023 | 0.65225 | 0.68023 | 0 | 64.2911
| Zone | Remainder of System | Average Weekday | August | CAISO 1-in-2 | 9 | 0.53635 | 0.52994 | 0.53635 | 0.52994 | 0 | 66.7175
| Zone | Remainder of System | Average Weekday | August | CAISO 1-in-2 | 10 | 0.43785 | 0.44197 | 0.43785 | 0.44197 | 0 | 70.7511
| Zone | Remainder of System | Average Weekday | August | CAISO 1-in-2 | 11 | 0.39634 | 0.41133 | 0.39634 | 0.41133 | 0 | 75.2271
| Zone | Remainder of System | Average Weekday | August | CAISO 1-in-2 | 12 | 0.4422 | 0.4547 | 0.4422 | 0.4547 | 0 | 79.4532
| Zone | Remainder of System | Average Weekday | August | CAISO 1-in-2 | 13 | 0.59119 | 0.59111 | 0.59119 | 0.59111 | 0 | 82.9017
| Zone | Remainder of System | Average Weekday | August | CAISO 1-in-2 | 14 | 0.80764 | 0.80152 | 0.80764 | 0.80152 | 0 | 85.5318
| Zone | Remainder of System | Average Weekday | August | CAISO 1-in-2 | 15 | 1.0713 | 1.0667 | 1.0713 | 1.0667 | 0 | 87.2207
| Zone | Remainder of System | Average Weekday | August | CAISO 1-in-2 | 16 | 1.3899 | 1.39 | 1.3899 | 1.39 | 0 | 88.072
| Zone | Remainder of System | Average Weekday | August | CAISO 1-in-2 | 17 | 1.6944 | 1.7022 | 0.75234 | 0.70937 | 0.023356 | 88.2117
| Zone | Remainder of System | Average Weekday | August | CAISO 1-in-2 | 18 | 1.9854 | 1.9686 | 1.4361 | 1.4435 | 0.12939 | 87.4439
| Zone | Remainder of System | Average Weekday | August | CAISO 1-in-2 | 19 | 2.1361 | 2.0799 | 1.8685 | 1.7552 | 0.10605 | 85.7584
| Zone | Remainder of System | Average Weekday | August | CAISO 1-in-2 | 20 | 2.0959 | 2.0322 | 1.8441 | 1.7851 | 0.024801 | 83.0863
| Zone | Remainder of System | Average Weekday | August | CAISO 1-in-2 | 21 | 2.0066 | 1.9586 | 1.7767 | 1.7335 | 0.033156 | 79.1932
| Zone | Remainder of System | Average Weekday | August | CAISO 1-in-2 | 22 | 1.8543 | 1.8162 | 2.2626 | 2.3595 | 0.049879 | 75.8072
| Zone | Remainder of System | Average Weekday | August | CAISO 1-in-2 | 23 | 1.6348 | 1.6123 | 1.703 | 1.7483 | 0.032849 | 73.4798
| Zone | Remainder of System | Average Weekday | August | CAISO 1-in-2 | 24 | 1.3698 | 1.3503 | 1.3866 | 1.4006 | 0.0084116 | 71.7334
| Zone | Remainder of System | Average Weekday | August | SCE 1-in-10 | 1 | 1.3754 | 1.3478 | 1.3754 | 1.3478 | 0 | 74.4858
| Zone | Remainder of System | Average Weekday | August | SCE 1-in-10 | 2 | 1.1862 | 1.157 | 1.1862 | 1.157 | 0 | 73.4323
| Zone | Remainder of System | Average Weekday | August | SCE 1-in-10 | 3 | 1.0499 | 1.0194 | 1.0499 | 1.0194 | 0 | 72.4533
| Zone | Remainder of System | Average Weekday | August | SCE 1-in-10 | 4 | 0.94899 | 0.92065 | 0.94899 | 0.92065 | 0 | 71.5884
| Zone | Remainder of System | Average Weekday | August | SCE 1-in-10 | 5 | 0.87655 | 0.85224 | 0.87655 | 0.85224 | 0 | 70.8191
| Zone | Remainder of System | Average Weekday | August | SCE 1-in-10 | 6 | 0.83529 | 0.82635 | 0.83529 | 0.82635 | 0 | 70.0827
| Zone | Remainder of System | Average Weekday | August | SCE 1-in-10 | 7 | 0.79975 | 0.82772 | 0.79975 | 0.82772 | 0 | 69.4775
| Zone | Remainder of System | Average Weekday | August | SCE 1-in-10 | 8 | 0.7573 | 0.78528 | 0.7573 | 0.78528 | 0 | 69.2587
| Zone | Remainder of System | Average Weekday | August | SCE 1-in-10 | 9 | 0.68114 | 0.67473 | 0.68114 | 0.67473 | 0 | 71.2093
| Zone | Remainder of System | Average Weekday | August | SCE 1-in-10 | 10 | 0.5852 | 0.58932 | 0.5852 | 0.58932 | 0 | 74.856
| Zone | Remainder of System | Average Weekday | August | SCE 1-in-10 | 11 | 0.58739 | 0.60239 | 0.58739 | 0.60239 | 0 | 78.957
| Zone | Remainder of System | Average Weekday | August | SCE 1-in-10 | 12 | 0.71337 | 0.72587 | 0.71337 | 0.72587 | 0 | 82.8195
| Zone | Remainder of System | Average Weekday | August | SCE 1-in-10 | 13 | 0.93302 | 0.93294 | 0.93302 | 0.93294 | 0 | 85.8729
| Zone | Remainder of System | Average Weekday | August | SCE 1-in-10 | 14 | 1.2055 | 1.1994 | 1.2055 | 1.1994 | 0 | 88.2365
| Zone | Remainder of System | Average Weekday | August | SCE 1-in-10 | 15 | 1.5044 | 1.4999 | 1.5044 | 1.4999 | 0 | 89.8435
| Zone | Remainder of System | Average Weekday | August | SCE 1-in-10 | 16 | 1.8396 | 1.8398 | 1.8396 | 1.8398 | 0 | 90.4367
| Zone | Remainder of System | Average Weekday | August | SCE 1-in-10 | 17 | 2.1416 | 2.1494 | 1.1554 | 1.1124 | 0.020442 | 90.295
| Zone | Remainder of System | Average Weekday | August | SCE 1-in-10 | 18 | 2.4367 | 2.4199 | 1.848 | 1.8554 | 0.11102 | 89.4312
| Zone | Remainder of System | Average Weekday | August | SCE 1-in-10 | 19 | 2.5695 | 2.5133 | 2.2657 | 2.1524 | 0.089064 | 87.9089
| Zone | Remainder of System | Average Weekday | August | SCE 1-in-10 | 20 | 2.4683 | 2.4046 | 2.2031 | 2.1442 | 0.019989 | 85.4468
| Zone | Remainder of System | Average Weekday | August | SCE 1-in-10 | 21 | 2.3409 | 2.293 | 2.0956 | 2.0524 | 0.027247 | 81.9284
| Zone | Remainder of System | Average Weekday | August | SCE 1-in-10 | 22 | 2.1635 | 2.1254 | 2.5778 | 2.6747 | 0.037717 | 78.9774
| Zone | Remainder of System | Average Weekday | August | SCE 1-in-10 | 23 | 1.9035 | 1.881 | 2.0025 | 2.0478 | 0.023677 | 77.0619
| Zone | Remainder of System | Average Weekday | August | SCE 1-in-10 | 24 | 1.5952 | 1.5757 | 1.638 | 1.652 | 0.017876 | 75.5924
| Zone | Remainder of System | Average Weekday | August | SCE 1-in-2 | 1 | 1.1438 | 1.1162 | 1.1438 | 1.1162 | 0 | 70.2468
| Zone | Remainder of System | Average Weekday | August | SCE 1-in-2 | 2 | 0.96948 | 0.94029 | 0.96948 | 0.94029 | 0 | 69.0052
| Zone | Remainder of System | Average Weekday | August | SCE 1-in-2 | 3 | 0.85482 | 0.82439 | 0.85482 | 0.82439 | 0 | 67.8906
| Zone | Remainder of System | Average Weekday | August | SCE 1-in-2 | 4 | 0.78399 | 0.75564 | 0.78399 | 0.75564 | 0 | 66.8681
| Zone | Remainder of System | Average Weekday | August | SCE 1-in-2 | 5 | 0.74158 | 0.71726 | 0.74158 | 0.71726 | 0 | 65.9041
| Zone | Remainder of System | Average Weekday | August | SCE 1-in-2 | 6 | 0.72123 | 0.71229 | 0.72123 | 0.71229 | 0 | 65.1283
| Zone | Remainder of System | Average Weekday | August | SCE 1-in-2 | 7 | 0.70314 | 0.7311 | 0.70314 | 0.7311 | 0 | 64.4872
| Zone | Remainder of System | Average Weekday | August | SCE 1-in-2 | 8 | 0.65225 | 0.68023 | 0.65225 | 0.68023 | 0 | 64.2911
| Zone | Remainder of System | Average Weekday | August | SCE 1-in-2 | 9 | 0.53635 | 0.52994 | 0.53635 | 0.52994 | 0 | 66.7175
| Zone | Remainder of System | Average Weekday | August | SCE 1-in-2 | 10 | 0.43785 | 0.44197 | 0.43785 | 0.44197 | 0 | 70.7511
| Zone | Remainder of System | Average Weekday | August | SCE 1-in-2 | 11 | 0.39634 | 0.41133 | 0.39634 | 0.41133 | 0 | 75.2271
| Zone | Remainder of System | Average Weekday | August | SCE 1-in-2 | 12 | 0.4422 | 0.4547 | 0.4422 | 0.4547 | 0 | 79.4532
| Zone | Remainder of System | Average Weekday | August | SCE 1-in-2 | 13 | 0.59119 | 0.59111 | 0.59119 | 0.59111 | 0 | 82.9017
| Zone | Remainder of System | Average Weekday | August | SCE 1-in-2 | 14 | 0.80764 | 0.80152 | 0.80764 | 0.80152 | 0 | 85.5318
| Zone | Remainder of System | Average Weekday | August | SCE 1-in-2 | 15 | 1.0713 | 1.0667 | 1.0713 | 1.0667 | 0 | 87.2207
| Zone | Remainder of System | Average Weekday | August | SCE 1-in-2 | 16 | 1.3899 | 1.39 | 1.3899 | 1.39 | 0 | 88.072
| Zone | Remainder of System | Average Weekday | August | SCE 1-in-2 | 17 | 1.6944 | 1.7022 | 0.75234 | 0.70937 | 0.023356 | 88.2117
| Zone | Remainder of System | Average Weekday | August | SCE 1-in-2 | 18 | 1.9854 | 1.9686 | 1.4361 | 1.4435 | 0.12939 | 87.4439
| Zone | Remainder of System | Average Weekday | August | SCE 1-in-2 | 19 | 2.1361 | 2.0799 | 1.8685 | 1.7552 | 0.10605 | 85.7584
| Zone | Remainder of System | Average Weekday | August | SCE 1-in-2 | 20 | 2.0959 | 2.0322 | 1.8441 | 1.7851 | 0.024801 | 83.0863
| Zone | Remainder of System | Average Weekday | August | SCE 1-in-2 | 21 | 2.0066 | 1.9586 | 1.7767 | 1.7335 | 0.033156 | 79.1932
| Zone | Remainder of System | Average Weekday | August | SCE 1-in-2 | 22 | 1.8543 | 1.8162 | 2.2626 | 2.3595 | 0.049879 | 75.8072
| Zone | Remainder of System | Average Weekday | August | SCE 1-in-2 | 23 | 1.6348 | 1.6123 | 1.703 | 1.7483 | 0.032849 | 73.4798
| Zone | Remainder of System | Average Weekday | August | SCE 1-in-2 | 24 | 1.3698 | 1.3503 | 1.3866 | 1.4006 | 0.0084116 | 71.7334
| Zone | Remainder of System | Average Weekday | December | CAISO 1-in-10 | 1 | 0.79136 | 0.76377 | 0.79136 | 0.76377 | 0 | 48.8866
| Zone | Remainder of System | Average Weekday | December | CAISO 1-in-10 | 2 | 0.73281 | 0.70362 | 0.73281 | 0.70362 | 0 | 48.0633
| Zone | Remainder of System | Average Weekday | December | CAISO 1-in-10 | 3 | 0.69814 | 0.66771 | 0.69814 | 0.66771 | 0 | 47.3024
| Zone | Remainder of System | Average Weekday | December | CAISO 1-in-10 | 4 | 0.67925 | 0.65091 | 0.67925 | 0.65091 | 0 | 46.5039
| Zone | Remainder of System | Average Weekday | December | CAISO 1-in-10 | 5 | 0.6828 | 0.65848 | 0.6828 | 0.65848 | 0 | 45.849
| Zone | Remainder of System | Average Weekday | December | CAISO 1-in-10 | 6 | 0.71452 | 0.70557 | 0.71452 | 0.70557 | 0 | 45.3145
| Zone | Remainder of System | Average Weekday | December | CAISO 1-in-10 | 7 | 0.76885 | 0.79681 | 0.76885 | 0.79681 | 0 | 44.809
| Zone | Remainder of System | Average Weekday | December | CAISO 1-in-10 | 8 | 0.72669 | 0.75467 | 0.72669 | 0.75467 | 0 | 44.6113
| Zone | Remainder of System | Average Weekday | December | CAISO 1-in-10 | 9 | 0.55626 | 0.54985 | 0.55626 | 0.54985 | 0 | 45.3302
| Zone | Remainder of System | Average Weekday | December | CAISO 1-in-10 | 10 | 0.35616 | 0.36029 | 0.35616 | 0.36029 | 0 | 48.4986
| Zone | Remainder of System | Average Weekday | December | CAISO 1-in-10 | 11 | 0.20461 | 0.21961 | 0.20461 | 0.21961 | 0 | 52.5632
| Zone | Remainder of System | Average Weekday | December | CAISO 1-in-10 | 12 | 0.12839 | 0.14089 | 0.12839 | 0.14089 | 0 | 56.1781
| Zone | Remainder of System | Average Weekday | December | CAISO 1-in-10 | 13 | 0.11917 | 0.11909 | 0.11917 | 0.11909 | 0 | 58.743
| Zone | Remainder of System | Average Weekday | December | CAISO 1-in-10 | 14 | 0.15905 | 0.15293 | 0.15905 | 0.15293 | 0 | 60.4154
| Zone | Remainder of System | Average Weekday | December | CAISO 1-in-10 | 15 | 0.25001 | 0.2455 | 0.25001 | 0.2455 | 0 | 61.3276
| Zone | Remainder of System | Average Weekday | December | CAISO 1-in-10 | 16 | 0.4107 | 0.41086 | 0.4107 | 0.41086 | 0 | 61.5617
| Zone | Remainder of System | Average Weekday | December | CAISO 1-in-10 | 17 | 0.62942 | 0.63721 | 0.62942 | 0.63721 | 0 | 61.0091
| Zone | Remainder of System | Average Weekday | December | CAISO 1-in-10 | 18 | 0.92051 | 0.90371 | 0.92051 | 0.90371 | 0 | 59.0026
| Zone | Remainder of System | Average Weekday | December | CAISO 1-in-10 | 19 | 1.1086 | 1.0524 | 1.1086 | 1.0524 | 0 | 56.5275
| Zone | Remainder of System | Average Weekday | December | CAISO 1-in-10 | 20 | 1.1675 | 1.1038 | 1.1675 | 1.1038 | 0 | 54.5973
| Zone | Remainder of System | Average Weekday | December | CAISO 1-in-10 | 21 | 1.1523 | 1.1044 | 1.1523 | 1.1044 | 0 | 53.0604
| Zone | Remainder of System | Average Weekday | December | CAISO 1-in-10 | 22 | 1.079 | 1.0409 | 1.079 | 1.0409 | 0 | 51.7572
| Zone | Remainder of System | Average Weekday | December | CAISO 1-in-10 | 23 | 0.98466 | 0.96214 | 0.98466 | 0.96214 | 0 | 50.6145
| Zone | Remainder of System | Average Weekday | December | CAISO 1-in-10 | 24 | 0.86484 | 0.84533 | 0.86484 | 0.84533 | 0 | 49.6201
| Zone | Remainder of System | Average Weekday | December | CAISO 1-in-2 | 1 | 0.806 | 0.77841 | 0.806 | 0.77841 | 0 | 47.1856
| Zone | Remainder of System | Average Weekday | December | CAISO 1-in-2 | 2 | 0.74732 | 0.71813 | 0.74732 | 0.71813 | 0 | 46.4511
| Zone | Remainder of System | Average Weekday | December | CAISO 1-in-2 | 3 | 0.71281 | 0.68238 | 0.71281 | 0.68238 | 0 | 45.8738
| Zone | Remainder of System | Average Weekday | December | CAISO 1-in-2 | 4 | 0.69459 | 0.66624 | 0.69459 | 0.66624 | 0 | 45.364
| Zone | Remainder of System | Average Weekday | December | CAISO 1-in-2 | 5 | 0.69918 | 0.67486 | 0.69918 | 0.67486 | 0 | 44.8258
| Zone | Remainder of System | Average Weekday | December | CAISO 1-in-2 | 6 | 0.73199 | 0.72304 | 0.73199 | 0.72304 | 0 | 44.3253
| Zone | Remainder of System | Average Weekday | December | CAISO 1-in-2 | 7 | 0.78801 | 0.81598 | 0.78801 | 0.81598 | 0 | 43.9329
| Zone | Remainder of System | Average Weekday | December | CAISO 1-in-2 | 8 | 0.74596 | 0.77394 | 0.74596 | 0.77394 | 0 | 43.6125
| Zone | Remainder of System | Average Weekday | December | CAISO 1-in-2 | 9 | 0.57313 | 0.56672 | 0.57313 | 0.56672 | 0 | 44.2328
| Zone | Remainder of System | Average Weekday | December | CAISO 1-in-2 | 10 | 0.37162 | 0.37575 | 0.37162 | 0.37575 | 0 | 47.418
| Zone | Remainder of System | Average Weekday | December | CAISO 1-in-2 | 11 | 0.21929 | 0.23428 | 0.21929 | 0.23428 | 0 | 51.3886
| Zone | Remainder of System | Average Weekday | December | CAISO 1-in-2 | 12 | 0.14364 | 0.15614 | 0.14364 | 0.15614 | 0 | 54.8508
| Zone | Remainder of System | Average Weekday | December | CAISO 1-in-2 | 13 | 0.13368 | 0.1336 | 0.13368 | 0.1336 | 0 | 57.4298
| Zone | Remainder of System | Average Weekday | December | CAISO 1-in-2 | 14 | 0.17572 | 0.1696 | 0.17572 | 0.1696 | 0 | 59.1262
| Zone | Remainder of System | Average Weekday | December | CAISO 1-in-2 | 15 | 0.26971 | 0.26521 | 0.26971 | 0.26521 | 0 | 60.1798
| Zone | Remainder of System | Average Weekday | December | CAISO 1-in-2 | 16 | 0.43433 | 0.43449 | 0.43433 | 0.43449 | 0 | 60.5907
| Zone | Remainder of System | Average Weekday | December | CAISO 1-in-2 | 17 | 0.65633 | 0.66412 | 0.65633 | 0.66412 | 0 | 59.9543
| Zone | Remainder of System | Average Weekday | December | CAISO 1-in-2 | 18 | 0.94549 | 0.92869 | 0.94549 | 0.92869 | 0 | 57.8036
| Zone | Remainder of System | Average Weekday | December | CAISO 1-in-2 | 19 | 1.1304 | 1.0741 | 1.1304 | 1.0741 | 0 | 55.17
| Zone | Remainder of System | Average Weekday | December | CAISO 1-in-2 | 20 | 1.1854 | 1.1217 | 1.1854 | 1.1217 | 0 | 53.1901
| Zone | Remainder of System | Average Weekday | December | CAISO 1-in-2 | 21 | 1.1683 | 1.1204 | 1.1683 | 1.1204 | 0 | 51.5715
| Zone | Remainder of System | Average Weekday | December | CAISO 1-in-2 | 22 | 1.095 | 1.0569 | 1.095 | 1.0569 | 0 | 50.2122
| Zone | Remainder of System | Average Weekday | December | CAISO 1-in-2 | 23 | 1.0007 | 0.97819 | 1.0007 | 0.97819 | 0 | 49.087
| Zone | Remainder of System | Average Weekday | December | CAISO 1-in-2 | 24 | 0.88054 | 0.86103 | 0.88054 | 0.86103 | 0 | 47.9955
| Zone | Remainder of System | Average Weekday | December | SCE 1-in-10 | 1 | 0.80503 | 0.77744 | 0.80503 | 0.77744 | 0 | 47.353
| Zone | Remainder of System | Average Weekday | December | SCE 1-in-10 | 2 | 0.74637 | 0.71718 | 0.74637 | 0.71718 | 0 | 46.5516
| Zone | Remainder of System | Average Weekday | December | SCE 1-in-10 | 3 | 0.71184 | 0.68141 | 0.71184 | 0.68141 | 0 | 45.7881
| Zone | Remainder of System | Average Weekday | December | SCE 1-in-10 | 4 | 0.69357 | 0.66523 | 0.69357 | 0.66523 | 0 | 45.0671
| Zone | Remainder of System | Average Weekday | December | SCE 1-in-10 | 5 | 0.6981 | 0.67378 | 0.6981 | 0.67378 | 0 | 44.5156
| Zone | Remainder of System | Average Weekday | December | SCE 1-in-10 | 6 | 0.73084 | 0.72189 | 0.73084 | 0.72189 | 0 | 44.0519
| Zone | Remainder of System | Average Weekday | December | SCE 1-in-10 | 7 | 0.78675 | 0.81471 | 0.78675 | 0.81471 | 0 | 43.5818
| Zone | Remainder of System | Average Weekday | December | SCE 1-in-10 | 8 | 0.74469 | 0.77267 | 0.74469 | 0.77267 | 0 | 43.4103
| Zone | Remainder of System | Average Weekday | December | SCE 1-in-10 | 9 | 0.57201 | 0.5656 | 0.57201 | 0.5656 | 0 | 44.1616
| Zone | Remainder of System | Average Weekday | December | SCE 1-in-10 | 10 | 0.3706 | 0.37473 | 0.3706 | 0.37473 | 0 | 47.3356
| Zone | Remainder of System | Average Weekday | December | SCE 1-in-10 | 11 | 0.21832 | 0.23331 | 0.21832 | 0.23331 | 0 | 51.4203
| Zone | Remainder of System | Average Weekday | December | SCE 1-in-10 | 12 | 0.14263 | 0.15513 | 0.14263 | 0.15513 | 0 | 54.9397
| Zone | Remainder of System | Average Weekday | December | SCE 1-in-10 | 13 | 0.13272 | 0.13264 | 0.13272 | 0.13264 | 0 | 57.5134
| Zone | Remainder of System | Average Weekday | December | SCE 1-in-10 | 14 | 0.17462 | 0.1685 | 0.17462 | 0.1685 | 0 | 59.2067
| Zone | Remainder of System | Average Weekday | December | SCE 1-in-10 | 15 | 0.26814 | 0.26363 | 0.26814 | 0.26363 | 0 | 60.2436
| Zone | Remainder of System | Average Weekday | December | SCE 1-in-10 | 16 | 0.43225 | 0.43241 | 0.43225 | 0.43241 | 0 | 60.6695
| Zone | Remainder of System | Average Weekday | December | SCE 1-in-10 | 17 | 0.65414 | 0.66193 | 0.65414 | 0.66193 | 0 | 60.1552
| Zone | Remainder of System | Average Weekday | December | SCE 1-in-10 | 18 | 0.94384 | 0.92704 | 0.94384 | 0.92704 | 0 | 58.07
| Zone | Remainder of System | Average Weekday | December | SCE 1-in-10 | 19 | 1.1289 | 1.0727 | 1.1289 | 1.0727 | 0 | 55.5467
| Zone | Remainder of System | Average Weekday | December | SCE 1-in-10 | 20 | 1.1842 | 1.1205 | 1.1842 | 1.1205 | 0 | 53.5937
| Zone | Remainder of System | Average Weekday | December | SCE 1-in-10 | 21 | 1.1672 | 1.1193 | 1.1672 | 1.1193 | 0 | 51.994
| Zone | Remainder of System | Average Weekday | December | SCE 1-in-10 | 22 | 1.094 | 1.0559 | 1.094 | 1.0559 | 0 | 50.6297
| Zone | Remainder of System | Average Weekday | December | SCE 1-in-10 | 23 | 0.99965 | 0.97714 | 0.99965 | 0.97714 | 0 | 49.4765
| Zone | Remainder of System | Average Weekday | December | SCE 1-in-10 | 24 | 0.87951 | 0.86 | 0.87951 | 0.86 | 0 | 48.5009
| Zone | Remainder of System | Average Weekday | December | SCE 1-in-2 | 1 | 0.79398 | 0.76639 | 0.79398 | 0.76639 | 0 | 49.0597
| Zone | Remainder of System | Average Weekday | December | SCE 1-in-2 | 2 | 0.73541 | 0.70622 | 0.73541 | 0.70622 | 0 | 48.3114
| Zone | Remainder of System | Average Weekday | December | SCE 1-in-2 | 3 | 0.70077 | 0.67034 | 0.70077 | 0.67034 | 0 | 47.6894
| Zone | Remainder of System | Average Weekday | December | SCE 1-in-2 | 4 | 0.682 | 0.65366 | 0.682 | 0.65366 | 0 | 47.0945
| Zone | Remainder of System | Average Weekday | December | SCE 1-in-2 | 5 | 0.68573 | 0.66142 | 0.68573 | 0.66142 | 0 | 46.5155
| Zone | Remainder of System | Average Weekday | December | SCE 1-in-2 | 6 | 0.71765 | 0.7087 | 0.71765 | 0.7087 | 0 | 45.9595
| Zone | Remainder of System | Average Weekday | December | SCE 1-in-2 | 7 | 0.77228 | 0.80024 | 0.77228 | 0.80024 | 0 | 45.6055
| Zone | Remainder of System | Average Weekday | December | SCE 1-in-2 | 8 | 0.73014 | 0.75813 | 0.73014 | 0.75813 | 0 | 45.2843
| Zone | Remainder of System | Average Weekday | December | SCE 1-in-2 | 9 | 0.55928 | 0.55287 | 0.55928 | 0.55287 | 0 | 45.8433
| Zone | Remainder of System | Average Weekday | December | SCE 1-in-2 | 10 | 0.35893 | 0.36306 | 0.35893 | 0.36306 | 0 | 48.6595
| Zone | Remainder of System | Average Weekday | December | SCE 1-in-2 | 11 | 0.20724 | 0.22224 | 0.20724 | 0.22224 | 0 | 52.1965
| Zone | Remainder of System | Average Weekday | December | SCE 1-in-2 | 12 | 0.13112 | 0.14362 | 0.13112 | 0.14362 | 0 | 55.3963
| Zone | Remainder of System | Average Weekday | December | SCE 1-in-2 | 13 | 0.12177 | 0.12169 | 0.12177 | 0.12169 | 0 | 57.7651
| Zone | Remainder of System | Average Weekday | December | SCE 1-in-2 | 14 | 0.16202 | 0.15589 | 0.16202 | 0.15589 | 0 | 59.3922
| Zone | Remainder of System | Average Weekday | December | SCE 1-in-2 | 15 | 0.25359 | 0.24908 | 0.25359 | 0.24908 | 0 | 60.3531
| Zone | Remainder of System | Average Weekday | December | SCE 1-in-2 | 16 | 0.41511 | 0.41527 | 0.41511 | 0.41527 | 0 | 60.6695
| Zone | Remainder of System | Average Weekday | December | SCE 1-in-2 | 17 | 0.6347 | 0.64249 | 0.6347 | 0.64249 | 0 | 60.0591
| Zone | Remainder of System | Average Weekday | December | SCE 1-in-2 | 18 | 0.92498 | 0.90818 | 0.92498 | 0.90818 | 0 | 58.0622
| Zone | Remainder of System | Average Weekday | December | SCE 1-in-2 | 19 | 1.1125 | 1.0563 | 1.1125 | 1.0563 | 0 | 55.6471
| Zone | Remainder of System | Average Weekday | December | SCE 1-in-2 | 20 | 1.1707 | 1.107 | 1.1707 | 1.107 | 0 | 53.8672
| Zone | Remainder of System | Average Weekday | December | SCE 1-in-2 | 21 | 1.1552 | 1.1073 | 1.1552 | 1.1073 | 0 | 52.4692
| Zone | Remainder of System | Average Weekday | December | SCE 1-in-2 | 22 | 1.0819 | 1.0438 | 1.0819 | 1.0438 | 0 | 51.2706
| Zone | Remainder of System | Average Weekday | December | SCE 1-in-2 | 23 | 0.98753 | 0.96502 | 0.98753 | 0.96502 | 0 | 50.2565
| Zone | Remainder of System | Average Weekday | December | SCE 1-in-2 | 24 | 0.86766 | 0.84815 | 0.86766 | 0.84815 | 0 | 49.2764
| Zone | Remainder of System | Average Weekday | February | CAISO 1-in-10 | 1 | 0.80095 | 0.77336 | 0.80095 | 0.77336 | 0 | 47.5144
| Zone | Remainder of System | Average Weekday | February | CAISO 1-in-10 | 2 | 0.74232 | 0.71313 | 0.74232 | 0.71313 | 0 | 46.4786
| Zone | Remainder of System | Average Weekday | February | CAISO 1-in-10 | 3 | 0.70775 | 0.67732 | 0.70775 | 0.67732 | 0 | 45.5284
| Zone | Remainder of System | Average Weekday | February | CAISO 1-in-10 | 4 | 0.6893 | 0.66096 | 0.6893 | 0.66096 | 0 | 44.6902
| Zone | Remainder of System | Average Weekday | February | CAISO 1-in-10 | 5 | 0.69353 | 0.66922 | 0.69353 | 0.66922 | 0 | 44.1094
| Zone | Remainder of System | Average Weekday | February | CAISO 1-in-10 | 6 | 0.72597 | 0.71702 | 0.72597 | 0.71702 | 0 | 43.5123
| Zone | Remainder of System | Average Weekday | February | CAISO 1-in-10 | 7 | 0.78141 | 0.80937 | 0.78141 | 0.80937 | 0 | 43.0432
| Zone | Remainder of System | Average Weekday | February | CAISO 1-in-10 | 8 | 0.73932 | 0.7673 | 0.73932 | 0.7673 | 0 | 42.6992
| Zone | Remainder of System | Average Weekday | February | CAISO 1-in-10 | 9 | 0.56731 | 0.5609 | 0.56731 | 0.5609 | 0 | 44.2514
| Zone | Remainder of System | Average Weekday | February | CAISO 1-in-10 | 10 | 0.36629 | 0.37042 | 0.36629 | 0.37042 | 0 | 47.9578
| Zone | Remainder of System | Average Weekday | February | CAISO 1-in-10 | 11 | 0.21423 | 0.22922 | 0.21423 | 0.22922 | 0 | 52.1107
| Zone | Remainder of System | Average Weekday | February | CAISO 1-in-10 | 12 | 0.13838 | 0.15088 | 0.13838 | 0.15088 | 0 | 55.5086
| Zone | Remainder of System | Average Weekday | February | CAISO 1-in-10 | 13 | 0.12868 | 0.1286 | 0.12868 | 0.1286 | 0 | 57.9517
| Zone | Remainder of System | Average Weekday | February | CAISO 1-in-10 | 14 | 0.16989 | 0.16377 | 0.16989 | 0.16377 | 0 | 59.4235
| Zone | Remainder of System | Average Weekday | February | CAISO 1-in-10 | 15 | 0.26322 | 0.25872 | 0.26322 | 0.25872 | 0 | 60.5126
| Zone | Remainder of System | Average Weekday | February | CAISO 1-in-10 | 16 | 0.427 | 0.42716 | 0.427 | 0.42716 | 0 | 61.0366
| Zone | Remainder of System | Average Weekday | February | CAISO 1-in-10 | 17 | 0.64847 | 0.65625 | 0.64847 | 0.65625 | 0 | 60.7716
| Zone | Remainder of System | Average Weekday | February | CAISO 1-in-10 | 18 | 0.93703 | 0.92023 | 0.93703 | 0.92023 | 0 | 59.5817
| Zone | Remainder of System | Average Weekday | February | CAISO 1-in-10 | 19 | 1.1229 | 1.0667 | 1.1229 | 1.0667 | 0 | 57.2355
| Zone | Remainder of System | Average Weekday | February | CAISO 1-in-10 | 20 | 1.1792 | 1.1155 | 1.1792 | 1.1155 | 0 | 54.8695
| Zone | Remainder of System | Average Weekday | February | CAISO 1-in-10 | 21 | 1.1628 | 1.1149 | 1.1628 | 1.1149 | 0 | 52.9379
| Zone | Remainder of System | Average Weekday | February | CAISO 1-in-10 | 22 | 1.0895 | 1.0514 | 1.0895 | 1.0514 | 0 | 51.4563
| Zone | Remainder of System | Average Weekday | February | CAISO 1-in-10 | 23 | 0.99517 | 0.97266 | 0.99517 | 0.97266 | 0 | 50.1441
| Zone | Remainder of System | Average Weekday | February | CAISO 1-in-10 | 24 | 0.87513 | 0.85562 | 0.87513 | 0.85562 | 0 | 48.9186
| Zone | Remainder of System | Average Weekday | February | CAISO 1-in-2 | 1 | 0.75314 | 0.72554 | 0.75314 | 0.72554 | 0 | 51.5665
| Zone | Remainder of System | Average Weekday | February | CAISO 1-in-2 | 2 | 0.69447 | 0.66529 | 0.69447 | 0.66529 | 0 | 50.6473
| Zone | Remainder of System | Average Weekday | February | CAISO 1-in-2 | 3 | 0.65909 | 0.62865 | 0.65909 | 0.62865 | 0 | 49.8122
| Zone | Remainder of System | Average Weekday | February | CAISO 1-in-2 | 4 | 0.63817 | 0.60983 | 0.63817 | 0.60983 | 0 | 49.0078
| Zone | Remainder of System | Average Weekday | February | CAISO 1-in-2 | 5 | 0.63869 | 0.61438 | 0.63869 | 0.61438 | 0 | 48.2165
| Zone | Remainder of System | Average Weekday | February | CAISO 1-in-2 | 6 | 0.66717 | 0.65823 | 0.66717 | 0.65823 | 0 | 47.6135
| Zone | Remainder of System | Average Weekday | February | CAISO 1-in-2 | 7 | 0.7164 | 0.74436 | 0.7164 | 0.74436 | 0 | 47.1433
| Zone | Remainder of System | Average Weekday | February | CAISO 1-in-2 | 8 | 0.6736 | 0.70158 | 0.6736 | 0.70158 | 0 | 46.9103
| Zone | Remainder of System | Average Weekday | February | CAISO 1-in-2 | 9 | 0.50965 | 0.50324 | 0.50965 | 0.50324 | 0 | 48.2473
| Zone | Remainder of System | Average Weekday | February | CAISO 1-in-2 | 10 | 0.31352 | 0.31764 | 0.31352 | 0.31764 | 0 | 52.1036
| Zone | Remainder of System | Average Weekday | February | CAISO 1-in-2 | 11 | 0.16388 | 0.17887 | 0.16388 | 0.17887 | 0 | 56.4593
| Zone | Remainder of System | Average Weekday | February | CAISO 1-in-2 | 12 | 0.083677 | 0.096179 | 0.083677 | 0.096179 | 0 | 60.1306
| Zone | Remainder of System | Average Weekday | February | CAISO 1-in-2 | 13 | 0.075336 | 0.075255 | 0.075336 | 0.075255 | 0 | 62.7265
| Zone | Remainder of System | Average Weekday | February | CAISO 1-in-2 | 14 | 0.11095 | 0.10483 | 0.11095 | 0.10483 | 0 | 64.3348
| Zone | Remainder of System | Average Weekday | February | CAISO 1-in-2 | 15 | 0.20242 | 0.19791 | 0.20242 | 0.19791 | 0 | 65.3284
| Zone | Remainder of System | Average Weekday | February | CAISO 1-in-2 | 16 | 0.36252 | 0.36268 | 0.36252 | 0.36268 | 0 | 65.7706
| Zone | Remainder of System | Average Weekday | February | CAISO 1-in-2 | 17 | 0.57279 | 0.58058 | 0.57279 | 0.58058 | 0 | 65.5466
| Zone | Remainder of System | Average Weekday | February | CAISO 1-in-2 | 18 | 0.85367 | 0.83686 | 0.85367 | 0.83686 | 0 | 64.2821
| Zone | Remainder of System | Average Weekday | February | CAISO 1-in-2 | 19 | 1.05 | 0.99377 | 1.05 | 0.99377 | 0 | 61.6023
| Zone | Remainder of System | Average Weekday | February | CAISO 1-in-2 | 20 | 1.1198 | 1.0561 | 1.1198 | 1.0561 | 0 | 59.0365
| Zone | Remainder of System | Average Weekday | February | CAISO 1-in-2 | 21 | 1.1105 | 1.0626 | 1.1105 | 1.0626 | 0 | 57.1392
| Zone | Remainder of System | Average Weekday | February | CAISO 1-in-2 | 22 | 1.0376 | 0.99953 | 1.0376 | 0.99953 | 0 | 55.4932
| Zone | Remainder of System | Average Weekday | February | CAISO 1-in-2 | 23 | 0.94304 | 0.92053 | 0.94304 | 0.92053 | 0 | 54.0448
| Zone | Remainder of System | Average Weekday | February | CAISO 1-in-2 | 24 | 0.82393 | 0.80442 | 0.82393 | 0.80442 | 0 | 52.7866
| Zone | Remainder of System | Average Weekday | February | SCE 1-in-10 | 1 | 0.74121 | 0.71362 | 0.74121 | 0.71362 | 0 | 52.8371
| Zone | Remainder of System | Average Weekday | February | SCE 1-in-10 | 2 | 0.68165 | 0.65247 | 0.68165 | 0.65247 | 0 | 51.692
| Zone | Remainder of System | Average Weekday | February | SCE 1-in-10 | 3 | 0.64536 | 0.61493 | 0.64536 | 0.61493 | 0 | 50.7015
| Zone | Remainder of System | Average Weekday | February | SCE 1-in-10 | 4 | 0.62324 | 0.59489 | 0.62324 | 0.59489 | 0 | 49.6977
| Zone | Remainder of System | Average Weekday | February | SCE 1-in-10 | 5 | 0.62223 | 0.59791 | 0.62223 | 0.59791 | 0 | 48.8288
| Zone | Remainder of System | Average Weekday | February | SCE 1-in-10 | 6 | 0.64892 | 0.63997 | 0.64892 | 0.63997 | 0 | 48.1709
| Zone | Remainder of System | Average Weekday | February | SCE 1-in-10 | 7 | 0.69515 | 0.72311 | 0.69515 | 0.72311 | 0 | 47.572
| Zone | Remainder of System | Average Weekday | February | SCE 1-in-10 | 8 | 0.65139 | 0.67938 | 0.65139 | 0.67938 | 0 | 47.2359
| Zone | Remainder of System | Average Weekday | February | SCE 1-in-10 | 9 | 0.48993 | 0.48352 | 0.48993 | 0.48352 | 0 | 48.7035
| Zone | Remainder of System | Average Weekday | February | SCE 1-in-10 | 10 | 0.2956 | 0.29973 | 0.2956 | 0.29973 | 0 | 53.0104
| Zone | Remainder of System | Average Weekday | February | SCE 1-in-10 | 11 | 0.14618 | 0.16118 | 0.14618 | 0.16118 | 0 | 57.983
| Zone | Remainder of System | Average Weekday | February | SCE 1-in-10 | 12 | 0.063947 | 0.076449 | 0.063947 | 0.076449 | 0 | 62.1074
| Zone | Remainder of System | Average Weekday | February | SCE 1-in-10 | 13 | 0.048838 | 0.048757 | 0.048838 | 0.048757 | 0 | 64.944
| Zone | Remainder of System | Average Weekday | February | SCE 1-in-10 | 14 | 0.087454 | 0.081331 | 0.087454 | 0.081331 | 0 | 66.7076
| Zone | Remainder of System | Average Weekday | February | SCE 1-in-10 | 15 | 0.186 | 0.18149 | 0.186 | 0.18149 | 0 | 67.7768
| Zone | Remainder of System | Average Weekday | February | SCE 1-in-10 | 16 | 0.35184 | 0.352 | 0.35184 | 0.352 | 0 | 68.3985
| Zone | Remainder of System | Average Weekday | February | SCE 1-in-10 | 17 | 0.5616 | 0.56939 | 0.5616 | 0.56939 | 0 | 68.2332
| Zone | Remainder of System | Average Weekday | February | SCE 1-in-10 | 18 | 0.82974 | 0.81294 | 0.82974 | 0.81294 | 0 | 66.8782
| Zone | Remainder of System | Average Weekday | February | SCE 1-in-10 | 19 | 1.0287 | 0.97248 | 1.0287 | 0.97248 | 0 | 63.8804
| Zone | Remainder of System | Average Weekday | February | SCE 1-in-10 | 20 | 1.1036 | 1.0398 | 1.1036 | 1.0398 | 0 | 60.9875
| Zone | Remainder of System | Average Weekday | February | SCE 1-in-10 | 21 | 1.0974 | 1.0494 | 1.0974 | 1.0494 | 0 | 58.8652
| Zone | Remainder of System | Average Weekday | February | SCE 1-in-10 | 22 | 1.0254 | 0.98731 | 1.0254 | 0.98731 | 0 | 56.9301
| Zone | Remainder of System | Average Weekday | February | SCE 1-in-10 | 23 | 0.93069 | 0.90818 | 0.93069 | 0.90818 | 0 | 55.2635
| Zone | Remainder of System | Average Weekday | February | SCE 1-in-10 | 24 | 0.81135 | 0.79184 | 0.81135 | 0.79184 | 0 | 53.824
| Zone | Remainder of System | Average Weekday | February | SCE 1-in-2 | 1 | 0.76368 | 0.73609 | 0.76368 | 0.73609 | 0 | 50.3776
| Zone | Remainder of System | Average Weekday | February | SCE 1-in-2 | 2 | 0.70514 | 0.67595 | 0.70514 | 0.67595 | 0 | 49.4465
| Zone | Remainder of System | Average Weekday | February | SCE 1-in-2 | 3 | 0.67002 | 0.63958 | 0.67002 | 0.63958 | 0 | 48.5352
| Zone | Remainder of System | Average Weekday | February | SCE 1-in-2 | 4 | 0.64972 | 0.62137 | 0.64972 | 0.62137 | 0 | 47.7336
| Zone | Remainder of System | Average Weekday | February | SCE 1-in-2 | 5 | 0.65113 | 0.62681 | 0.65113 | 0.62681 | 0 | 47.1058
| Zone | Remainder of System | Average Weekday | February | SCE 1-in-2 | 6 | 0.68058 | 0.67163 | 0.68058 | 0.67163 | 0 | 46.4909
| Zone | Remainder of System | Average Weekday | February | SCE 1-in-2 | 7 | 0.73135 | 0.75931 | 0.73135 | 0.75931 | 0 | 46.0146
| Zone | Remainder of System | Average Weekday | February | SCE 1-in-2 | 8 | 0.6888 | 0.71679 | 0.6888 | 0.71679 | 0 | 45.7599
| Zone | Remainder of System | Average Weekday | February | SCE 1-in-2 | 9 | 0.52303 | 0.51661 | 0.52303 | 0.51661 | 0 | 47.2125
| Zone | Remainder of System | Average Weekday | February | SCE 1-in-2 | 10 | 0.32574 | 0.32987 | 0.32574 | 0.32987 | 0 | 51.0843
| Zone | Remainder of System | Average Weekday | February | SCE 1-in-2 | 11 | 0.1756 | 0.1906 | 0.1756 | 0.1906 | 0 | 55.486
| Zone | Remainder of System | Average Weekday | February | SCE 1-in-2 | 12 | 0.096314 | 0.10882 | 0.096314 | 0.10882 | 0 | 59.1532
| Zone | Remainder of System | Average Weekday | February | SCE 1-in-2 | 13 | 0.088189 | 0.088108 | 0.088189 | 0.088108 | 0 | 61.8347
| Zone | Remainder of System | Average Weekday | February | SCE 1-in-2 | 14 | 0.12519 | 0.11907 | 0.12519 | 0.11907 | 0 | 63.5983
| Zone | Remainder of System | Average Weekday | February | SCE 1-in-2 | 15 | 0.2155 | 0.21099 | 0.2155 | 0.21099 | 0 | 64.7155
| Zone | Remainder of System | Average Weekday | February | SCE 1-in-2 | 16 | 0.37579 | 0.37596 | 0.37579 | 0.37596 | 0 | 65.148
| Zone | Remainder of System | Average Weekday | February | SCE 1-in-2 | 17 | 0.58689 | 0.59468 | 0.58689 | 0.59468 | 0 | 64.7655
| Zone | Remainder of System | Average Weekday | February | SCE 1-in-2 | 18 | 0.8724 | 0.8556 | 0.8724 | 0.8556 | 0 | 63.4007
| Zone | Remainder of System | Average Weekday | February | SCE 1-in-2 | 19 | 1.0663 | 1.0101 | 1.0663 | 1.0101 | 0 | 60.637
| Zone | Remainder of System | Average Weekday | February | SCE 1-in-2 | 20 | 1.133 | 1.0693 | 1.133 | 1.0693 | 0 | 57.9877
| Zone | Remainder of System | Average Weekday | February | SCE 1-in-2 | 21 | 1.1221 | 1.0742 | 1.1221 | 1.0742 | 0 | 56.0121
| Zone | Remainder of System | Average Weekday | February | SCE 1-in-2 | 22 | 1.049 | 1.0109 | 1.049 | 1.0109 | 0 | 54.5044
| Zone | Remainder of System | Average Weekday | February | SCE 1-in-2 | 23 | 0.95446 | 0.93195 | 0.95446 | 0.93195 | 0 | 53.1004
| Zone | Remainder of System | Average Weekday | February | SCE 1-in-2 | 24 | 0.8352 | 0.81569 | 0.8352 | 0.81569 | 0 | 51.8201
| Zone | Remainder of System | Average Weekday | January | CAISO 1-in-10 | 1 | 0.80861 | 0.78102 | 0.80861 | 0.78102 | 0 | 47.5742
| Zone | Remainder of System | Average Weekday | January | CAISO 1-in-10 | 2 | 0.74991 | 0.72072 | 0.74991 | 0.72072 | 0 | 46.7816
| Zone | Remainder of System | Average Weekday | January | CAISO 1-in-10 | 3 | 0.71543 | 0.68499 | 0.71543 | 0.68499 | 0 | 46.2186
| Zone | Remainder of System | Average Weekday | January | CAISO 1-in-10 | 4 | 0.69732 | 0.66898 | 0.69732 | 0.66898 | 0 | 45.5436
| Zone | Remainder of System | Average Weekday | January | CAISO 1-in-10 | 5 | 0.7021 | 0.67779 | 0.7021 | 0.67779 | 0 | 44.8381
| Zone | Remainder of System | Average Weekday | January | CAISO 1-in-10 | 6 | 0.73511 | 0.72616 | 0.73511 | 0.72616 | 0 | 44.2296
| Zone | Remainder of System | Average Weekday | January | CAISO 1-in-10 | 7 | 0.79143 | 0.81939 | 0.79143 | 0.81939 | 0 | 43.7146
| Zone | Remainder of System | Average Weekday | January | CAISO 1-in-10 | 8 | 0.7494 | 0.77738 | 0.7494 | 0.77738 | 0 | 43.4293
| Zone | Remainder of System | Average Weekday | January | CAISO 1-in-10 | 9 | 0.57614 | 0.56973 | 0.57614 | 0.56973 | 0 | 43.8866
| Zone | Remainder of System | Average Weekday | January | CAISO 1-in-10 | 10 | 0.37438 | 0.37851 | 0.37438 | 0.37851 | 0 | 46.7283
| Zone | Remainder of System | Average Weekday | January | CAISO 1-in-10 | 11 | 0.2219 | 0.2369 | 0.2219 | 0.2369 | 0 | 50.4557
| Zone | Remainder of System | Average Weekday | January | CAISO 1-in-10 | 12 | 0.14636 | 0.15886 | 0.14636 | 0.15886 | 0 | 53.8161
| Zone | Remainder of System | Average Weekday | January | CAISO 1-in-10 | 13 | 0.13627 | 0.13619 | 0.13627 | 0.13619 | 0 | 56.2698
| Zone | Remainder of System | Average Weekday | January | CAISO 1-in-10 | 14 | 0.17869 | 0.17257 | 0.17869 | 0.17257 | 0 | 57.8326
| Zone | Remainder of System | Average Weekday | January | CAISO 1-in-10 | 15 | 0.27295 | 0.26844 | 0.27295 | 0.26844 | 0 | 58.9393
| Zone | Remainder of System | Average Weekday | January | CAISO 1-in-10 | 16 | 0.43777 | 0.43793 | 0.43777 | 0.43793 | 0 | 59.465
| Zone | Remainder of System | Average Weekday | January | CAISO 1-in-10 | 17 | 0.66064 | 0.66843 | 0.66064 | 0.66843 | 0 | 59.1643
| Zone | Remainder of System | Average Weekday | January | CAISO 1-in-10 | 18 | 0.94995 | 0.93315 | 0.94995 | 0.93315 | 0 | 57.7267
| Zone | Remainder of System | Average Weekday | January | CAISO 1-in-10 | 19 | 1.1343 | 1.078 | 1.1343 | 1.078 | 0 | 55.3401
| Zone | Remainder of System | Average Weekday | January | CAISO 1-in-10 | 20 | 1.1886 | 1.1249 | 1.1886 | 1.1249 | 0 | 53.4551
| Zone | Remainder of System | Average Weekday | January | CAISO 1-in-10 | 21 | 1.1711 | 1.1232 | 1.1711 | 1.1232 | 0 | 51.9883
| Zone | Remainder of System | Average Weekday | January | CAISO 1-in-10 | 22 | 1.0979 | 1.0598 | 1.0979 | 1.0598 | 0 | 50.7123
| Zone | Remainder of System | Average Weekday | January | CAISO 1-in-10 | 23 | 1.0036 | 0.98106 | 1.0036 | 0.98106 | 0 | 49.5962
| Zone | Remainder of System | Average Weekday | January | CAISO 1-in-10 | 24 | 0.88334 | 0.86383 | 0.88334 | 0.86383 | 0 | 48.6484
| Zone | Remainder of System | Average Weekday | January | CAISO 1-in-2 | 1 | 0.76315 | 0.73556 | 0.76315 | 0.73556 | 0 | 50.5045
| Zone | Remainder of System | Average Weekday | January | CAISO 1-in-2 | 2 | 0.70483 | 0.67564 | 0.70483 | 0.67564 | 0 | 49.5942
| Zone | Remainder of System | Average Weekday | January | CAISO 1-in-2 | 3 | 0.66988 | 0.63944 | 0.66988 | 0.63944 | 0 | 48.8244
| Zone | Remainder of System | Average Weekday | January | CAISO 1-in-2 | 4 | 0.6497 | 0.62136 | 0.6497 | 0.62136 | 0 | 48.1249
| Zone | Remainder of System | Average Weekday | January | CAISO 1-in-2 | 5 | 0.65122 | 0.62691 | 0.65122 | 0.62691 | 0 | 47.3837
| Zone | Remainder of System | Average Weekday | January | CAISO 1-in-2 | 6 | 0.68083 | 0.67189 | 0.68083 | 0.67189 | 0 | 46.7698
| Zone | Remainder of System | Average Weekday | January | CAISO 1-in-2 | 7 | 0.73191 | 0.75987 | 0.73191 | 0.75987 | 0 | 46.317
| Zone | Remainder of System | Average Weekday | January | CAISO 1-in-2 | 8 | 0.68955 | 0.71753 | 0.68955 | 0.71753 | 0 | 46.0481
| Zone | Remainder of System | Average Weekday | January | CAISO 1-in-2 | 9 | 0.52374 | 0.51733 | 0.52374 | 0.51733 | 0 | 46.6985
| Zone | Remainder of System | Average Weekday | January | CAISO 1-in-2 | 10 | 0.32636 | 0.33048 | 0.32636 | 0.33048 | 0 | 49.9507
| Zone | Remainder of System | Average Weekday | January | CAISO 1-in-2 | 11 | 0.17633 | 0.19133 | 0.17633 | 0.19133 | 0 | 54.4549
| Zone | Remainder of System | Average Weekday | January | CAISO 1-in-2 | 12 | 0.098599 | 0.1111 | 0.098599 | 0.1111 | 0 | 58.4925
| Zone | Remainder of System | Average Weekday | January | CAISO 1-in-2 | 13 | 0.08946 | 0.089379 | 0.08946 | 0.089379 | 0 | 61.5583
| Zone | Remainder of System | Average Weekday | January | CAISO 1-in-2 | 14 | 0.12597 | 0.11985 | 0.12597 | 0.11985 | 0 | 63.5345
| Zone | Remainder of System | Average Weekday | January | CAISO 1-in-2 | 15 | 0.219 | 0.21449 | 0.219 | 0.21449 | 0 | 64.8346
| Zone | Remainder of System | Average Weekday | January | CAISO 1-in-2 | 16 | 0.38256 | 0.38272 | 0.38256 | 0.38272 | 0 | 65.4278
| Zone | Remainder of System | Average Weekday | January | CAISO 1-in-2 | 17 | 0.59373 | 0.60151 | 0.59373 | 0.60151 | 0 | 65.0643
| Zone | Remainder of System | Average Weekday | January | CAISO 1-in-2 | 18 | 0.87292 | 0.85612 | 0.87292 | 0.85612 | 0 | 63.2716
| Zone | Remainder of System | Average Weekday | January | CAISO 1-in-2 | 19 | 1.0667 | 1.0105 | 1.0667 | 1.0105 | 0 | 60.2101
| Zone | Remainder of System | Average Weekday | January | CAISO 1-in-2 | 20 | 1.1329 | 1.0691 | 1.1329 | 1.0691 | 0 | 57.8749
| Zone | Remainder of System | Average Weekday | January | CAISO 1-in-2 | 21 | 1.1216 | 1.0737 | 1.1216 | 1.0737 | 0 | 56.0965
| Zone | Remainder of System | Average Weekday | January | CAISO 1-in-2 | 22 | 1.0482 | 1.0101 | 1.0482 | 1.0101 | 0 | 54.5327
| Zone | Remainder of System | Average Weekday | January | CAISO 1-in-2 | 23 | 0.95372 | 0.9312 | 0.95372 | 0.9312 | 0 | 53.1107
| Zone | Remainder of System | Average Weekday | January | CAISO 1-in-2 | 24 | 0.83458 | 0.81507 | 0.83458 | 0.81507 | 0 | 52.0109
| Zone | Remainder of System | Average Weekday | January | SCE 1-in-10 | 1 | 0.80861 | 0.78102 | 0.80861 | 0.78102 | 0 | 47.5742
| Zone | Remainder of System | Average Weekday | January | SCE 1-in-10 | 2 | 0.74991 | 0.72072 | 0.74991 | 0.72072 | 0 | 46.7816
| Zone | Remainder of System | Average Weekday | January | SCE 1-in-10 | 3 | 0.71543 | 0.68499 | 0.71543 | 0.68499 | 0 | 46.2186
| Zone | Remainder of System | Average Weekday | January | SCE 1-in-10 | 4 | 0.69732 | 0.66898 | 0.69732 | 0.66898 | 0 | 45.5436
| Zone | Remainder of System | Average Weekday | January | SCE 1-in-10 | 5 | 0.7021 | 0.67779 | 0.7021 | 0.67779 | 0 | 44.8381
| Zone | Remainder of System | Average Weekday | January | SCE 1-in-10 | 6 | 0.73511 | 0.72616 | 0.73511 | 0.72616 | 0 | 44.2296
| Zone | Remainder of System | Average Weekday | January | SCE 1-in-10 | 7 | 0.79143 | 0.81939 | 0.79143 | 0.81939 | 0 | 43.7146
| Zone | Remainder of System | Average Weekday | January | SCE 1-in-10 | 8 | 0.7494 | 0.77738 | 0.7494 | 0.77738 | 0 | 43.4293
| Zone | Remainder of System | Average Weekday | January | SCE 1-in-10 | 9 | 0.57614 | 0.56973 | 0.57614 | 0.56973 | 0 | 43.8866
| Zone | Remainder of System | Average Weekday | January | SCE 1-in-10 | 10 | 0.37438 | 0.37851 | 0.37438 | 0.37851 | 0 | 46.7283
| Zone | Remainder of System | Average Weekday | January | SCE 1-in-10 | 11 | 0.2219 | 0.2369 | 0.2219 | 0.2369 | 0 | 50.4557
| Zone | Remainder of System | Average Weekday | January | SCE 1-in-10 | 12 | 0.14636 | 0.15886 | 0.14636 | 0.15886 | 0 | 53.8161
| Zone | Remainder of System | Average Weekday | January | SCE 1-in-10 | 13 | 0.13627 | 0.13619 | 0.13627 | 0.13619 | 0 | 56.2698
| Zone | Remainder of System | Average Weekday | January | SCE 1-in-10 | 14 | 0.17869 | 0.17257 | 0.17869 | 0.17257 | 0 | 57.8326
| Zone | Remainder of System | Average Weekday | January | SCE 1-in-10 | 15 | 0.27295 | 0.26844 | 0.27295 | 0.26844 | 0 | 58.9393
| Zone | Remainder of System | Average Weekday | January | SCE 1-in-10 | 16 | 0.43777 | 0.43793 | 0.43777 | 0.43793 | 0 | 59.465
| Zone | Remainder of System | Average Weekday | January | SCE 1-in-10 | 17 | 0.66064 | 0.66843 | 0.66064 | 0.66843 | 0 | 59.1643
| Zone | Remainder of System | Average Weekday | January | SCE 1-in-10 | 18 | 0.94995 | 0.93315 | 0.94995 | 0.93315 | 0 | 57.7267
| Zone | Remainder of System | Average Weekday | January | SCE 1-in-10 | 19 | 1.1343 | 1.078 | 1.1343 | 1.078 | 0 | 55.3401
| Zone | Remainder of System | Average Weekday | January | SCE 1-in-10 | 20 | 1.1886 | 1.1249 | 1.1886 | 1.1249 | 0 | 53.4551
| Zone | Remainder of System | Average Weekday | January | SCE 1-in-10 | 21 | 1.1711 | 1.1232 | 1.1711 | 1.1232 | 0 | 51.9883
| Zone | Remainder of System | Average Weekday | January | SCE 1-in-10 | 22 | 1.0979 | 1.0598 | 1.0979 | 1.0598 | 0 | 50.7123
| Zone | Remainder of System | Average Weekday | January | SCE 1-in-10 | 23 | 1.0036 | 0.98106 | 1.0036 | 0.98106 | 0 | 49.5962
| Zone | Remainder of System | Average Weekday | January | SCE 1-in-10 | 24 | 0.88334 | 0.86383 | 0.88334 | 0.86383 | 0 | 48.6484
| Zone | Remainder of System | Average Weekday | January | SCE 1-in-2 | 1 | 0.76057 | 0.73298 | 0.76057 | 0.73298 | 0 | 50.4103
| Zone | Remainder of System | Average Weekday | January | SCE 1-in-2 | 2 | 0.70227 | 0.67308 | 0.70227 | 0.67308 | 0 | 49.4704
| Zone | Remainder of System | Average Weekday | January | SCE 1-in-2 | 3 | 0.66729 | 0.63686 | 0.66729 | 0.63686 | 0 | 48.6344
| Zone | Remainder of System | Average Weekday | January | SCE 1-in-2 | 4 | 0.647 | 0.61865 | 0.647 | 0.61865 | 0 | 47.9249
| Zone | Remainder of System | Average Weekday | January | SCE 1-in-2 | 5 | 0.64834 | 0.62402 | 0.64834 | 0.62402 | 0 | 47.1767
| Zone | Remainder of System | Average Weekday | January | SCE 1-in-2 | 6 | 0.67775 | 0.66881 | 0.67775 | 0.66881 | 0 | 46.4865
| Zone | Remainder of System | Average Weekday | January | SCE 1-in-2 | 7 | 0.72853 | 0.75649 | 0.72853 | 0.75649 | 0 | 46.0999
| Zone | Remainder of System | Average Weekday | January | SCE 1-in-2 | 8 | 0.68615 | 0.71413 | 0.68615 | 0.71413 | 0 | 45.7323
| Zone | Remainder of System | Average Weekday | January | SCE 1-in-2 | 9 | 0.52077 | 0.51435 | 0.52077 | 0.51435 | 0 | 46.4712
| Zone | Remainder of System | Average Weekday | January | SCE 1-in-2 | 10 | 0.32363 | 0.32776 | 0.32363 | 0.32776 | 0 | 50.0709
| Zone | Remainder of System | Average Weekday | January | SCE 1-in-2 | 11 | 0.17375 | 0.18874 | 0.17375 | 0.18874 | 0 | 54.858
| Zone | Remainder of System | Average Weekday | January | SCE 1-in-2 | 12 | 0.094484 | 0.10699 | 0.094484 | 0.10699 | 0 | 59.1522
| Zone | Remainder of System | Average Weekday | January | SCE 1-in-2 | 13 | 0.084861 | 0.08478 | 0.084861 | 0.08478 | 0 | 62.2877
| Zone | Remainder of System | Average Weekday | January | SCE 1-in-2 | 14 | 0.12176 | 0.11563 | 0.12176 | 0.11563 | 0 | 64.3585
| Zone | Remainder of System | Average Weekday | January | SCE 1-in-2 | 15 | 0.22005 | 0.21554 | 0.22005 | 0.21554 | 0 | 65.7304
| Zone | Remainder of System | Average Weekday | January | SCE 1-in-2 | 16 | 0.38729 | 0.38746 | 0.38729 | 0.38746 | 0 | 66.3182
| Zone | Remainder of System | Average Weekday | January | SCE 1-in-2 | 17 | 0.59809 | 0.60588 | 0.59809 | 0.60588 | 0 | 65.9311
| Zone | Remainder of System | Average Weekday | January | SCE 1-in-2 | 18 | 0.86926 | 0.85246 | 0.86926 | 0.85246 | 0 | 63.9649
| Zone | Remainder of System | Average Weekday | January | SCE 1-in-2 | 19 | 1.0629 | 1.0067 | 1.0629 | 1.0067 | 0 | 60.645
| Zone | Remainder of System | Average Weekday | January | SCE 1-in-2 | 20 | 1.1297 | 1.066 | 1.1297 | 1.066 | 0 | 58.142
| Zone | Remainder of System | Average Weekday | January | SCE 1-in-2 | 21 | 1.1188 | 1.0709 | 1.1188 | 1.0709 | 0 | 56.2308
| Zone | Remainder of System | Average Weekday | January | SCE 1-in-2 | 22 | 1.0454 | 1.0073 | 1.0454 | 1.0073 | 0 | 54.6396
| Zone | Remainder of System | Average Weekday | January | SCE 1-in-2 | 23 | 0.95088 | 0.92837 | 0.95088 | 0.92837 | 0 | 53.2242
| Zone | Remainder of System | Average Weekday | January | SCE 1-in-2 | 24 | 0.83182 | 0.81231 | 0.83182 | 0.81231 | 0 | 52.087
| Zone | Remainder of System | Average Weekday | July | CAISO 1-in-10 | 1 | 1.3696 | 1.342 | 1.3696 | 1.342 | 0 | 74.4679
| Zone | Remainder of System | Average Weekday | July | CAISO 1-in-10 | 2 | 1.1769 | 1.1477 | 1.1769 | 1.1477 | 0 | 73.3869
| Zone | Remainder of System | Average Weekday | July | CAISO 1-in-10 | 3 | 1.0461 | 1.0156 | 1.0461 | 1.0156 | 0 | 72.4929
| Zone | Remainder of System | Average Weekday | July | CAISO 1-in-10 | 4 | 0.9525 | 0.92415 | 0.9525 | 0.92415 | 0 | 71.7357
| Zone | Remainder of System | Average Weekday | July | CAISO 1-in-10 | 5 | 0.88512 | 0.8608 | 0.88512 | 0.8608 | 0 | 71.0504
| Zone | Remainder of System | Average Weekday | July | CAISO 1-in-10 | 6 | 0.84702 | 0.83807 | 0.84702 | 0.83807 | 0 | 70.4144
| Zone | Remainder of System | Average Weekday | July | CAISO 1-in-10 | 7 | 0.81578 | 0.84374 | 0.81578 | 0.84374 | 0 | 70.0063
| Zone | Remainder of System | Average Weekday | July | CAISO 1-in-10 | 8 | 0.79223 | 0.82021 | 0.79223 | 0.82021 | 0 | 70.357
| Zone | Remainder of System | Average Weekday | July | CAISO 1-in-10 | 9 | 0.73963 | 0.73322 | 0.73963 | 0.73322 | 0 | 72.9223
| Zone | Remainder of System | Average Weekday | July | CAISO 1-in-10 | 10 | 0.63431 | 0.63843 | 0.63431 | 0.63843 | 0 | 76.4223
| Zone | Remainder of System | Average Weekday | July | CAISO 1-in-10 | 11 | 0.63439 | 0.64939 | 0.63439 | 0.64939 | 0 | 80.2949
| Zone | Remainder of System | Average Weekday | July | CAISO 1-in-10 | 12 | 0.78411 | 0.79662 | 0.78411 | 0.79662 | 0 | 83.8738
| Zone | Remainder of System | Average Weekday | July | CAISO 1-in-10 | 13 | 1.024 | 1.0239 | 1.024 | 1.0239 | 0 | 86.8687
| Zone | Remainder of System | Average Weekday | July | CAISO 1-in-10 | 14 | 1.3119 | 1.3058 | 1.3119 | 1.3058 | 0 | 89.2146
| Zone | Remainder of System | Average Weekday | July | CAISO 1-in-10 | 15 | 1.6196 | 1.6151 | 1.6196 | 1.6151 | 0 | 90.6966
| Zone | Remainder of System | Average Weekday | July | CAISO 1-in-10 | 16 | 1.96 | 1.9601 | 1.96 | 1.9601 | 0 | 91.5161
| Zone | Remainder of System | Average Weekday | July | CAISO 1-in-10 | 17 | 2.2608 | 2.2686 | 1.2496 | 1.2066 | 0.019311 | 91.4727
| Zone | Remainder of System | Average Weekday | July | CAISO 1-in-10 | 18 | 2.55 | 2.5332 | 1.9358 | 1.9431 | 0.099554 | 90.7249
| Zone | Remainder of System | Average Weekday | July | CAISO 1-in-10 | 19 | 2.6738 | 2.6176 | 2.3486 | 2.2353 | 0.079301 | 89.1736
| Zone | Remainder of System | Average Weekday | July | CAISO 1-in-10 | 20 | 2.5659 | 2.5021 | 2.2933 | 2.2344 | 0.017481 | 86.7534
| Zone | Remainder of System | Average Weekday | July | CAISO 1-in-10 | 21 | 2.4334 | 2.3854 | 2.1796 | 2.1364 | 0.024081 | 83.4318
| Zone | Remainder of System | Average Weekday | July | CAISO 1-in-10 | 22 | 2.2434 | 2.2053 | 2.6596 | 2.7565 | 0.034248 | 79.9658
| Zone | Remainder of System | Average Weekday | July | CAISO 1-in-10 | 23 | 1.9718 | 1.9493 | 2.0773 | 2.1226 | 0.021956 | 77.8122
| Zone | Remainder of System | Average Weekday | July | CAISO 1-in-10 | 24 | 1.6513 | 1.6318 | 1.6983 | 1.7123 | 0.016743 | 76.2268
| Zone | Remainder of System | Average Weekday | July | CAISO 1-in-2 | 1 | 1.169 | 1.1414 | 1.169 | 1.1414 | 0 | 70.7848
| Zone | Remainder of System | Average Weekday | July | CAISO 1-in-2 | 2 | 1.0022 | 0.97304 | 1.0022 | 0.97304 | 0 | 69.7338
| Zone | Remainder of System | Average Weekday | July | CAISO 1-in-2 | 3 | 0.88744 | 0.85701 | 0.88744 | 0.85701 | 0 | 68.8264
| Zone | Remainder of System | Average Weekday | July | CAISO 1-in-2 | 4 | 0.8081 | 0.77975 | 0.8081 | 0.77975 | 0 | 68.0381
| Zone | Remainder of System | Average Weekday | July | CAISO 1-in-2 | 5 | 0.7568 | 0.73248 | 0.7568 | 0.73248 | 0 | 67.3096
| Zone | Remainder of System | Average Weekday | July | CAISO 1-in-2 | 6 | 0.73032 | 0.72137 | 0.73032 | 0.72137 | 0 | 66.6368
| Zone | Remainder of System | Average Weekday | July | CAISO 1-in-2 | 7 | 0.71084 | 0.7388 | 0.71084 | 0.7388 | 0 | 66.1093
| Zone | Remainder of System | Average Weekday | July | CAISO 1-in-2 | 8 | 0.66682 | 0.69481 | 0.66682 | 0.69481 | 0 | 66.421
| Zone | Remainder of System | Average Weekday | July | CAISO 1-in-2 | 9 | 0.5866 | 0.58019 | 0.5866 | 0.58019 | 0 | 68.7618
| Zone | Remainder of System | Average Weekday | July | CAISO 1-in-2 | 10 | 0.46653 | 0.47066 | 0.46653 | 0.47066 | 0 | 72.04
| Zone | Remainder of System | Average Weekday | July | CAISO 1-in-2 | 11 | 0.40871 | 0.42371 | 0.40871 | 0.42371 | 0 | 75.5659
| Zone | Remainder of System | Average Weekday | July | CAISO 1-in-2 | 12 | 0.4724 | 0.4849 | 0.4724 | 0.4849 | 0 | 79.0947
| Zone | Remainder of System | Average Weekday | July | CAISO 1-in-2 | 13 | 0.62513 | 0.62505 | 0.62513 | 0.62505 | 0 | 82.0223
| Zone | Remainder of System | Average Weekday | July | CAISO 1-in-2 | 14 | 0.83698 | 0.83086 | 0.83698 | 0.83086 | 0 | 84.3218
| Zone | Remainder of System | Average Weekday | July | CAISO 1-in-2 | 15 | 1.0934 | 1.0889 | 1.0934 | 1.0889 | 0 | 85.9642
| Zone | Remainder of System | Average Weekday | July | CAISO 1-in-2 | 16 | 1.4054 | 1.4056 | 1.4054 | 1.4056 | 0 | 86.8224
| Zone | Remainder of System | Average Weekday | July | CAISO 1-in-2 | 17 | 1.7074 | 1.7151 | 0.79243 | 0.74946 | 0.025584 | 86.9309
| Zone | Remainder of System | Average Weekday | July | CAISO 1-in-2 | 18 | 2.0093 | 1.9925 | 1.4843 | 1.4917 | 0.1411 | 86.2129
| Zone | Remainder of System | Average Weekday | July | CAISO 1-in-2 | 19 | 2.1664 | 2.1101 | 1.9168 | 1.8035 | 0.11462 | 84.6896
| Zone | Remainder of System | Average Weekday | July | CAISO 1-in-2 | 20 | 2.1144 | 2.0507 | 1.8665 | 1.8075 | 0.026272 | 82.3878
| Zone | Remainder of System | Average Weekday | July | CAISO 1-in-2 | 21 | 2.0259 | 1.978 | 1.7959 | 1.7527 | 0.033092 | 79.2227
| Zone | Remainder of System | Average Weekday | July | CAISO 1-in-2 | 22 | 1.8721 | 1.834 | 2.2804 | 2.3773 | 0.049861 | 75.8116
| Zone | Remainder of System | Average Weekday | July | CAISO 1-in-2 | 23 | 1.6508 | 1.6283 | 1.7194 | 1.7647 | 0.032737 | 73.5213
| Zone | Remainder of System | Average Weekday | July | CAISO 1-in-2 | 24 | 1.3833 | 1.3637 | 1.4011 | 1.4151 | 0.0089212 | 71.8852
| Zone | Remainder of System | Average Weekday | July | SCE 1-in-10 | 1 | 1.3696 | 1.342 | 1.3696 | 1.342 | 0 | 74.4679
| Zone | Remainder of System | Average Weekday | July | SCE 1-in-10 | 2 | 1.1769 | 1.1477 | 1.1769 | 1.1477 | 0 | 73.3869
| Zone | Remainder of System | Average Weekday | July | SCE 1-in-10 | 3 | 1.0461 | 1.0156 | 1.0461 | 1.0156 | 0 | 72.4929
| Zone | Remainder of System | Average Weekday | July | SCE 1-in-10 | 4 | 0.9525 | 0.92415 | 0.9525 | 0.92415 | 0 | 71.7357
| Zone | Remainder of System | Average Weekday | July | SCE 1-in-10 | 5 | 0.88512 | 0.8608 | 0.88512 | 0.8608 | 0 | 71.0504
| Zone | Remainder of System | Average Weekday | July | SCE 1-in-10 | 6 | 0.84702 | 0.83807 | 0.84702 | 0.83807 | 0 | 70.4144
| Zone | Remainder of System | Average Weekday | July | SCE 1-in-10 | 7 | 0.81578 | 0.84374 | 0.81578 | 0.84374 | 0 | 70.0063
| Zone | Remainder of System | Average Weekday | July | SCE 1-in-10 | 8 | 0.79223 | 0.82021 | 0.79223 | 0.82021 | 0 | 70.357
| Zone | Remainder of System | Average Weekday | July | SCE 1-in-10 | 9 | 0.73963 | 0.73322 | 0.73963 | 0.73322 | 0 | 72.9223
| Zone | Remainder of System | Average Weekday | July | SCE 1-in-10 | 10 | 0.63431 | 0.63843 | 0.63431 | 0.63843 | 0 | 76.4223
| Zone | Remainder of System | Average Weekday | July | SCE 1-in-10 | 11 | 0.63439 | 0.64939 | 0.63439 | 0.64939 | 0 | 80.2949
| Zone | Remainder of System | Average Weekday | July | SCE 1-in-10 | 12 | 0.78411 | 0.79662 | 0.78411 | 0.79662 | 0 | 83.8738
| Zone | Remainder of System | Average Weekday | July | SCE 1-in-10 | 13 | 1.024 | 1.0239 | 1.024 | 1.0239 | 0 | 86.8687
| Zone | Remainder of System | Average Weekday | July | SCE 1-in-10 | 14 | 1.3119 | 1.3058 | 1.3119 | 1.3058 | 0 | 89.2146
| Zone | Remainder of System | Average Weekday | July | SCE 1-in-10 | 15 | 1.6196 | 1.6151 | 1.6196 | 1.6151 | 0 | 90.6966
| Zone | Remainder of System | Average Weekday | July | SCE 1-in-10 | 16 | 1.96 | 1.9601 | 1.96 | 1.9601 | 0 | 91.5161
| Zone | Remainder of System | Average Weekday | July | SCE 1-in-10 | 17 | 2.2608 | 2.2686 | 1.2496 | 1.2066 | 0.019311 | 91.4727
| Zone | Remainder of System | Average Weekday | July | SCE 1-in-10 | 18 | 2.55 | 2.5332 | 1.9358 | 1.9431 | 0.099554 | 90.7249
| Zone | Remainder of System | Average Weekday | July | SCE 1-in-10 | 19 | 2.6738 | 2.6176 | 2.3486 | 2.2353 | 0.079301 | 89.1736
| Zone | Remainder of System | Average Weekday | July | SCE 1-in-10 | 20 | 2.5659 | 2.5021 | 2.2933 | 2.2344 | 0.017481 | 86.7534
| Zone | Remainder of System | Average Weekday | July | SCE 1-in-10 | 21 | 2.4334 | 2.3854 | 2.1796 | 2.1364 | 0.024081 | 83.4318
| Zone | Remainder of System | Average Weekday | July | SCE 1-in-10 | 22 | 2.2434 | 2.2053 | 2.6596 | 2.7565 | 0.034248 | 79.9658
| Zone | Remainder of System | Average Weekday | July | SCE 1-in-10 | 23 | 1.9718 | 1.9493 | 2.0773 | 2.1226 | 0.021956 | 77.8122
| Zone | Remainder of System | Average Weekday | July | SCE 1-in-10 | 24 | 1.6513 | 1.6318 | 1.6983 | 1.7123 | 0.016743 | 76.2268
| Zone | Remainder of System | Average Weekday | July | SCE 1-in-2 | 1 | 1.169 | 1.1414 | 1.169 | 1.1414 | 0 | 70.7848
| Zone | Remainder of System | Average Weekday | July | SCE 1-in-2 | 2 | 1.0022 | 0.97304 | 1.0022 | 0.97304 | 0 | 69.7338
| Zone | Remainder of System | Average Weekday | July | SCE 1-in-2 | 3 | 0.88744 | 0.85701 | 0.88744 | 0.85701 | 0 | 68.8264
| Zone | Remainder of System | Average Weekday | July | SCE 1-in-2 | 4 | 0.8081 | 0.77975 | 0.8081 | 0.77975 | 0 | 68.0381
| Zone | Remainder of System | Average Weekday | July | SCE 1-in-2 | 5 | 0.7568 | 0.73248 | 0.7568 | 0.73248 | 0 | 67.3096
| Zone | Remainder of System | Average Weekday | July | SCE 1-in-2 | 6 | 0.73032 | 0.72137 | 0.73032 | 0.72137 | 0 | 66.6368
| Zone | Remainder of System | Average Weekday | July | SCE 1-in-2 | 7 | 0.71084 | 0.7388 | 0.71084 | 0.7388 | 0 | 66.1093
| Zone | Remainder of System | Average Weekday | July | SCE 1-in-2 | 8 | 0.66682 | 0.69481 | 0.66682 | 0.69481 | 0 | 66.421
| Zone | Remainder of System | Average Weekday | July | SCE 1-in-2 | 9 | 0.5866 | 0.58019 | 0.5866 | 0.58019 | 0 | 68.7618
| Zone | Remainder of System | Average Weekday | July | SCE 1-in-2 | 10 | 0.46653 | 0.47066 | 0.46653 | 0.47066 | 0 | 72.04
| Zone | Remainder of System | Average Weekday | July | SCE 1-in-2 | 11 | 0.40871 | 0.42371 | 0.40871 | 0.42371 | 0 | 75.5659
| Zone | Remainder of System | Average Weekday | July | SCE 1-in-2 | 12 | 0.4724 | 0.4849 | 0.4724 | 0.4849 | 0 | 79.0947
| Zone | Remainder of System | Average Weekday | July | SCE 1-in-2 | 13 | 0.62513 | 0.62505 | 0.62513 | 0.62505 | 0 | 82.0223
| Zone | Remainder of System | Average Weekday | July | SCE 1-in-2 | 14 | 0.83698 | 0.83086 | 0.83698 | 0.83086 | 0 | 84.3218
| Zone | Remainder of System | Average Weekday | July | SCE 1-in-2 | 15 | 1.0934 | 1.0889 | 1.0934 | 1.0889 | 0 | 85.9642
| Zone | Remainder of System | Average Weekday | July | SCE 1-in-2 | 16 | 1.4054 | 1.4056 | 1.4054 | 1.4056 | 0 | 86.8224
| Zone | Remainder of System | Average Weekday | July | SCE 1-in-2 | 17 | 1.7074 | 1.7151 | 0.79243 | 0.74946 | 0.025584 | 86.9309
| Zone | Remainder of System | Average Weekday | July | SCE 1-in-2 | 18 | 2.0093 | 1.9925 | 1.4843 | 1.4917 | 0.1411 | 86.2129
| Zone | Remainder of System | Average Weekday | July | SCE 1-in-2 | 19 | 2.1664 | 2.1101 | 1.9168 | 1.8035 | 0.11462 | 84.6896
| Zone | Remainder of System | Average Weekday | July | SCE 1-in-2 | 20 | 2.1144 | 2.0507 | 1.8665 | 1.8075 | 0.026272 | 82.3878
| Zone | Remainder of System | Average Weekday | July | SCE 1-in-2 | 21 | 2.0259 | 1.978 | 1.7959 | 1.7527 | 0.033092 | 79.2227
| Zone | Remainder of System | Average Weekday | July | SCE 1-in-2 | 22 | 1.8721 | 1.834 | 2.2804 | 2.3773 | 0.049861 | 75.8116
| Zone | Remainder of System | Average Weekday | July | SCE 1-in-2 | 23 | 1.6508 | 1.6283 | 1.7194 | 1.7647 | 0.032737 | 73.5213
| Zone | Remainder of System | Average Weekday | July | SCE 1-in-2 | 24 | 1.3833 | 1.3637 | 1.4011 | 1.4151 | 0.0089212 | 71.8852
| Zone | Remainder of System | Average Weekday | June | CAISO 1-in-10 | 1 | 1.0648 | 1.0372 | 1.0648 | 1.0372 | 0 | 68.5242
| Zone | Remainder of System | Average Weekday | June | CAISO 1-in-10 | 2 | 0.91685 | 0.88766 | 0.91685 | 0.88766 | 0 | 67.4689
| Zone | Remainder of System | Average Weekday | June | CAISO 1-in-10 | 3 | 0.81737 | 0.78693 | 0.81737 | 0.78693 | 0 | 66.49
| Zone | Remainder of System | Average Weekday | June | CAISO 1-in-10 | 4 | 0.75389 | 0.72554 | 0.75389 | 0.72554 | 0 | 65.566
| Zone | Remainder of System | Average Weekday | June | CAISO 1-in-10 | 5 | 0.71391 | 0.68959 | 0.71391 | 0.68959 | 0 | 64.7657
| Zone | Remainder of System | Average Weekday | June | CAISO 1-in-10 | 6 | 0.69739 | 0.68844 | 0.69739 | 0.68844 | 0 | 64.1018
| Zone | Remainder of System | Average Weekday | June | CAISO 1-in-10 | 7 | 0.6846 | 0.71256 | 0.6846 | 0.71256 | 0 | 63.5256
| Zone | Remainder of System | Average Weekday | June | CAISO 1-in-10 | 8 | 0.63997 | 0.66796 | 0.63997 | 0.66796 | 0 | 64.1473
| Zone | Remainder of System | Average Weekday | June | CAISO 1-in-10 | 9 | 0.53106 | 0.52465 | 0.53106 | 0.52465 | 0 | 66.7158
| Zone | Remainder of System | Average Weekday | June | CAISO 1-in-10 | 10 | 0.40797 | 0.41209 | 0.40797 | 0.41209 | 0 | 70.2362
| Zone | Remainder of System | Average Weekday | June | CAISO 1-in-10 | 11 | 0.32534 | 0.34033 | 0.32534 | 0.34033 | 0 | 73.9885
| Zone | Remainder of System | Average Weekday | June | CAISO 1-in-10 | 12 | 0.35407 | 0.36657 | 0.35407 | 0.36657 | 0 | 77.5562
| Zone | Remainder of System | Average Weekday | June | CAISO 1-in-10 | 13 | 0.47865 | 0.47857 | 0.47865 | 0.47857 | 0 | 80.4918
| Zone | Remainder of System | Average Weekday | June | CAISO 1-in-10 | 14 | 0.6639 | 0.65778 | 0.6639 | 0.65778 | 0 | 82.7699
| Zone | Remainder of System | Average Weekday | June | CAISO 1-in-10 | 15 | 0.89931 | 0.89481 | 0.89931 | 0.89481 | 0 | 84.2878
| Zone | Remainder of System | Average Weekday | June | CAISO 1-in-10 | 16 | 1.1953 | 1.1954 | 1.1953 | 1.1954 | 0 | 85.0653
| Zone | Remainder of System | Average Weekday | June | CAISO 1-in-10 | 17 | 1.4906 | 1.4984 | 0.61418 | 0.57121 | 0.029138 | 85.1148
| Zone | Remainder of System | Average Weekday | June | CAISO 1-in-10 | 18 | 1.7913 | 1.7745 | 1.3035 | 1.3108 | 0.15929 | 84.336
| Zone | Remainder of System | Average Weekday | June | CAISO 1-in-10 | 19 | 1.9587 | 1.9025 | 1.739 | 1.6257 | 0.12892 | 82.9203
| Zone | Remainder of System | Average Weekday | June | CAISO 1-in-10 | 20 | 1.9359 | 1.8722 | 1.6967 | 1.6378 | 0.029583 | 80.8384
| Zone | Remainder of System | Average Weekday | June | CAISO 1-in-10 | 21 | 1.8666 | 1.8187 | 1.6453 | 1.6021 | 0.036498 | 77.6719
| Zone | Remainder of System | Average Weekday | June | CAISO 1-in-10 | 22 | 1.7248 | 1.6867 | 2.1301 | 2.227 | 0.056309 | 74.2245
| Zone | Remainder of System | Average Weekday | June | CAISO 1-in-10 | 23 | 1.5229 | 1.5004 | 1.5765 | 1.6219 | 0.037498 | 71.79
| Zone | Remainder of System | Average Weekday | June | CAISO 1-in-10 | 24 | 1.2776 | 1.2581 | 1.2828 | 1.2968 | 0.0025874 | 69.9986
| Zone | Remainder of System | Average Weekday | June | CAISO 1-in-2 | 1 | 0.96225 | 0.93466 | 0.96225 | 0.93466 | 0 | 65.1153
| Zone | Remainder of System | Average Weekday | June | CAISO 1-in-2 | 2 | 0.84539 | 0.8162 | 0.84539 | 0.8162 | 0 | 63.7554
| Zone | Remainder of System | Average Weekday | June | CAISO 1-in-2 | 3 | 0.76408 | 0.73365 | 0.76408 | 0.73365 | 0 | 62.594
| Zone | Remainder of System | Average Weekday | June | CAISO 1-in-2 | 4 | 0.70481 | 0.67647 | 0.70481 | 0.67647 | 0 | 61.6048
| Zone | Remainder of System | Average Weekday | June | CAISO 1-in-2 | 5 | 0.66673 | 0.64241 | 0.66673 | 0.64241 | 0 | 60.7631
| Zone | Remainder of System | Average Weekday | June | CAISO 1-in-2 | 6 | 0.65715 | 0.6482 | 0.65715 | 0.6482 | 0 | 59.9036
| Zone | Remainder of System | Average Weekday | June | CAISO 1-in-2 | 7 | 0.65333 | 0.68129 | 0.65333 | 0.68129 | 0 | 59.2035
| Zone | Remainder of System | Average Weekday | June | CAISO 1-in-2 | 8 | 0.6032 | 0.63118 | 0.6032 | 0.63118 | 0 | 60.0673
| Zone | Remainder of System | Average Weekday | June | CAISO 1-in-2 | 9 | 0.48196 | 0.47555 | 0.48196 | 0.47555 | 0 | 63.1335
| Zone | Remainder of System | Average Weekday | June | CAISO 1-in-2 | 10 | 0.30317 | 0.30729 | 0.30317 | 0.30729 | 0 | 66.8487
| Zone | Remainder of System | Average Weekday | June | CAISO 1-in-2 | 11 | 0.18715 | 0.20214 | 0.18715 | 0.20214 | 0 | 70.556
| Zone | Remainder of System | Average Weekday | June | CAISO 1-in-2 | 12 | 0.15843 | 0.17094 | 0.15843 | 0.17094 | 0 | 74.1013
| Zone | Remainder of System | Average Weekday | June | CAISO 1-in-2 | 13 | 0.2223 | 0.22222 | 0.2223 | 0.22222 | 0 | 77.1654
| Zone | Remainder of System | Average Weekday | June | CAISO 1-in-2 | 14 | 0.35166 | 0.34553 | 0.35166 | 0.34553 | 0 | 79.6146
| Zone | Remainder of System | Average Weekday | June | CAISO 1-in-2 | 15 | 0.54611 | 0.5416 | 0.54611 | 0.5416 | 0 | 81.3675
| Zone | Remainder of System | Average Weekday | June | CAISO 1-in-2 | 16 | 0.81356 | 0.81372 | 0.81356 | 0.81372 | 0 | 82.3102
| Zone | Remainder of System | Average Weekday | June | CAISO 1-in-2 | 17 | 1.0977 | 1.1055 | 0.27751 | 0.23455 | 0.034879 | 82.4653
| Zone | Remainder of System | Average Weekday | June | CAISO 1-in-2 | 18 | 1.3932 | 1.3764 | 0.95665 | 0.964 | 0.18482 | 81.7496
| Zone | Remainder of System | Average Weekday | June | CAISO 1-in-2 | 19 | 1.5794 | 1.5232 | 1.4045 | 1.2912 | 0.15057 | 80.2674
| Zone | Remainder of System | Average Weekday | June | CAISO 1-in-2 | 20 | 1.6119 | 1.5482 | 1.3887 | 1.3298 | 0.035757 | 78.0077
| Zone | Remainder of System | Average Weekday | June | CAISO 1-in-2 | 21 | 1.5781 | 1.5302 | 1.3732 | 1.3301 | 0.042976 | 74.7545
| Zone | Remainder of System | Average Weekday | June | CAISO 1-in-2 | 22 | 1.4593 | 1.4212 | 1.8589 | 1.9558 | 0.068876 | 71.2193
| Zone | Remainder of System | Average Weekday | June | CAISO 1-in-2 | 23 | 1.2942 | 1.2716 | 1.3223 | 1.3677 | 0.014092 | 68.8314
| Zone | Remainder of System | Average Weekday | June | CAISO 1-in-2 | 24 | 1.0923 | 1.0728 | 1.0923 | 1.0912 | 0 | 66.9752
| Zone | Remainder of System | Average Weekday | June | SCE 1-in-10 | 1 | 1.0648 | 1.0372 | 1.0648 | 1.0372 | 0 | 68.5242
| Zone | Remainder of System | Average Weekday | June | SCE 1-in-10 | 2 | 0.91685 | 0.88766 | 0.91685 | 0.88766 | 0 | 67.4689
| Zone | Remainder of System | Average Weekday | June | SCE 1-in-10 | 3 | 0.81737 | 0.78693 | 0.81737 | 0.78693 | 0 | 66.49
| Zone | Remainder of System | Average Weekday | June | SCE 1-in-10 | 4 | 0.75389 | 0.72554 | 0.75389 | 0.72554 | 0 | 65.566
| Zone | Remainder of System | Average Weekday | June | SCE 1-in-10 | 5 | 0.71391 | 0.68959 | 0.71391 | 0.68959 | 0 | 64.7657
| Zone | Remainder of System | Average Weekday | June | SCE 1-in-10 | 6 | 0.69739 | 0.68844 | 0.69739 | 0.68844 | 0 | 64.1018
| Zone | Remainder of System | Average Weekday | June | SCE 1-in-10 | 7 | 0.6846 | 0.71256 | 0.6846 | 0.71256 | 0 | 63.5256
| Zone | Remainder of System | Average Weekday | June | SCE 1-in-10 | 8 | 0.63997 | 0.66796 | 0.63997 | 0.66796 | 0 | 64.1473
| Zone | Remainder of System | Average Weekday | June | SCE 1-in-10 | 9 | 0.53106 | 0.52465 | 0.53106 | 0.52465 | 0 | 66.7158
| Zone | Remainder of System | Average Weekday | June | SCE 1-in-10 | 10 | 0.40797 | 0.41209 | 0.40797 | 0.41209 | 0 | 70.2362
| Zone | Remainder of System | Average Weekday | June | SCE 1-in-10 | 11 | 0.32534 | 0.34033 | 0.32534 | 0.34033 | 0 | 73.9885
| Zone | Remainder of System | Average Weekday | June | SCE 1-in-10 | 12 | 0.35407 | 0.36657 | 0.35407 | 0.36657 | 0 | 77.5562
| Zone | Remainder of System | Average Weekday | June | SCE 1-in-10 | 13 | 0.47865 | 0.47857 | 0.47865 | 0.47857 | 0 | 80.4918
| Zone | Remainder of System | Average Weekday | June | SCE 1-in-10 | 14 | 0.6639 | 0.65778 | 0.6639 | 0.65778 | 0 | 82.7699
| Zone | Remainder of System | Average Weekday | June | SCE 1-in-10 | 15 | 0.89931 | 0.89481 | 0.89931 | 0.89481 | 0 | 84.2878
| Zone | Remainder of System | Average Weekday | June | SCE 1-in-10 | 16 | 1.1953 | 1.1954 | 1.1953 | 1.1954 | 0 | 85.0653
| Zone | Remainder of System | Average Weekday | June | SCE 1-in-10 | 17 | 1.4906 | 1.4984 | 0.61418 | 0.57121 | 0.029138 | 85.1148
| Zone | Remainder of System | Average Weekday | June | SCE 1-in-10 | 18 | 1.7913 | 1.7745 | 1.3035 | 1.3108 | 0.15929 | 84.336
| Zone | Remainder of System | Average Weekday | June | SCE 1-in-10 | 19 | 1.9587 | 1.9025 | 1.739 | 1.6257 | 0.12892 | 82.9203
| Zone | Remainder of System | Average Weekday | June | SCE 1-in-10 | 20 | 1.9359 | 1.8722 | 1.6967 | 1.6378 | 0.029583 | 80.8384
| Zone | Remainder of System | Average Weekday | June | SCE 1-in-10 | 21 | 1.8666 | 1.8187 | 1.6453 | 1.6021 | 0.036498 | 77.6719
| Zone | Remainder of System | Average Weekday | June | SCE 1-in-10 | 22 | 1.7248 | 1.6867 | 2.1301 | 2.227 | 0.056309 | 74.2245
| Zone | Remainder of System | Average Weekday | June | SCE 1-in-10 | 23 | 1.5229 | 1.5004 | 1.5765 | 1.6219 | 0.037498 | 71.79
| Zone | Remainder of System | Average Weekday | June | SCE 1-in-10 | 24 | 1.2776 | 1.2581 | 1.2828 | 1.2968 | 0.0025874 | 69.9986
| Zone | Remainder of System | Average Weekday | June | SCE 1-in-2 | 1 | 0.96225 | 0.93466 | 0.96225 | 0.93466 | 0 | 65.1153
| Zone | Remainder of System | Average Weekday | June | SCE 1-in-2 | 2 | 0.84539 | 0.8162 | 0.84539 | 0.8162 | 0 | 63.7554
| Zone | Remainder of System | Average Weekday | June | SCE 1-in-2 | 3 | 0.76408 | 0.73365 | 0.76408 | 0.73365 | 0 | 62.594
| Zone | Remainder of System | Average Weekday | June | SCE 1-in-2 | 4 | 0.70481 | 0.67647 | 0.70481 | 0.67647 | 0 | 61.6048
| Zone | Remainder of System | Average Weekday | June | SCE 1-in-2 | 5 | 0.66673 | 0.64241 | 0.66673 | 0.64241 | 0 | 60.7631
| Zone | Remainder of System | Average Weekday | June | SCE 1-in-2 | 6 | 0.65715 | 0.6482 | 0.65715 | 0.6482 | 0 | 59.9036
| Zone | Remainder of System | Average Weekday | June | SCE 1-in-2 | 7 | 0.65333 | 0.68129 | 0.65333 | 0.68129 | 0 | 59.2035
| Zone | Remainder of System | Average Weekday | June | SCE 1-in-2 | 8 | 0.6032 | 0.63118 | 0.6032 | 0.63118 | 0 | 60.0673
| Zone | Remainder of System | Average Weekday | June | SCE 1-in-2 | 9 | 0.48196 | 0.47555 | 0.48196 | 0.47555 | 0 | 63.1335
| Zone | Remainder of System | Average Weekday | June | SCE 1-in-2 | 10 | 0.30317 | 0.30729 | 0.30317 | 0.30729 | 0 | 66.8487
| Zone | Remainder of System | Average Weekday | June | SCE 1-in-2 | 11 | 0.18715 | 0.20214 | 0.18715 | 0.20214 | 0 | 70.556
| Zone | Remainder of System | Average Weekday | June | SCE 1-in-2 | 12 | 0.15843 | 0.17094 | 0.15843 | 0.17094 | 0 | 74.1013
| Zone | Remainder of System | Average Weekday | June | SCE 1-in-2 | 13 | 0.2223 | 0.22222 | 0.2223 | 0.22222 | 0 | 77.1654
| Zone | Remainder of System | Average Weekday | June | SCE 1-in-2 | 14 | 0.35166 | 0.34553 | 0.35166 | 0.34553 | 0 | 79.6146
| Zone | Remainder of System | Average Weekday | June | SCE 1-in-2 | 15 | 0.54611 | 0.5416 | 0.54611 | 0.5416 | 0 | 81.3675
| Zone | Remainder of System | Average Weekday | June | SCE 1-in-2 | 16 | 0.81356 | 0.81372 | 0.81356 | 0.81372 | 0 | 82.3102
| Zone | Remainder of System | Average Weekday | June | SCE 1-in-2 | 17 | 1.0977 | 1.1055 | 0.27751 | 0.23455 | 0.034879 | 82.4653
| Zone | Remainder of System | Average Weekday | June | SCE 1-in-2 | 18 | 1.3932 | 1.3764 | 0.95665 | 0.964 | 0.18482 | 81.7496
| Zone | Remainder of System | Average Weekday | June | SCE 1-in-2 | 19 | 1.5794 | 1.5232 | 1.4045 | 1.2912 | 0.15057 | 80.2674
| Zone | Remainder of System | Average Weekday | June | SCE 1-in-2 | 20 | 1.6119 | 1.5482 | 1.3887 | 1.3298 | 0.035757 | 78.0077
| Zone | Remainder of System | Average Weekday | June | SCE 1-in-2 | 21 | 1.5781 | 1.5302 | 1.3732 | 1.3301 | 0.042976 | 74.7545
| Zone | Remainder of System | Average Weekday | June | SCE 1-in-2 | 22 | 1.4593 | 1.4212 | 1.8589 | 1.9558 | 0.068876 | 71.2193
| Zone | Remainder of System | Average Weekday | June | SCE 1-in-2 | 23 | 1.2942 | 1.2716 | 1.3223 | 1.3677 | 0.014092 | 68.8314
| Zone | Remainder of System | Average Weekday | June | SCE 1-in-2 | 24 | 1.0923 | 1.0728 | 1.0923 | 1.0912 | 0 | 66.9752
| Zone | Remainder of System | Average Weekday | March | CAISO 1-in-10 | 1 | 0.73624 | 0.70865 | 0.73624 | 0.70865 | 0 | 57.3133
| Zone | Remainder of System | Average Weekday | March | CAISO 1-in-10 | 2 | 0.66472 | 0.63553 | 0.66472 | 0.63553 | 0 | 56.108
| Zone | Remainder of System | Average Weekday | March | CAISO 1-in-10 | 3 | 0.62212 | 0.59168 | 0.62212 | 0.59168 | 0 | 54.9079
| Zone | Remainder of System | Average Weekday | March | CAISO 1-in-10 | 4 | 0.59437 | 0.56603 | 0.59437 | 0.56603 | 0 | 53.8886
| Zone | Remainder of System | Average Weekday | March | CAISO 1-in-10 | 5 | 0.58665 | 0.56234 | 0.58665 | 0.56234 | 0 | 53.0325
| Zone | Remainder of System | Average Weekday | March | CAISO 1-in-10 | 6 | 0.60493 | 0.59598 | 0.60493 | 0.59598 | 0 | 52.2894
| Zone | Remainder of System | Average Weekday | March | CAISO 1-in-10 | 7 | 0.63691 | 0.66487 | 0.63691 | 0.66487 | 0 | 51.7735
| Zone | Remainder of System | Average Weekday | March | CAISO 1-in-10 | 8 | 0.58785 | 0.61583 | 0.58785 | 0.61583 | 0 | 51.5037
| Zone | Remainder of System | Average Weekday | March | CAISO 1-in-10 | 9 | 0.43342 | 0.42701 | 0.43342 | 0.42701 | 0 | 52.8727
| Zone | Remainder of System | Average Weekday | March | CAISO 1-in-10 | 10 | 0.24412 | 0.24825 | 0.24412 | 0.24825 | 0 | 56.7461
| Zone | Remainder of System | Average Weekday | March | CAISO 1-in-10 | 11 | 0.094409 | 0.1094 | 0.094409 | 0.1094 | 0 | 61.374
| Zone | Remainder of System | Average Weekday | March | CAISO 1-in-10 | 12 | 0.015045 | 0.027547 | 0.015045 | 0.027547 | 0 | 65.5682
| Zone | Remainder of System | Average Weekday | March | CAISO 1-in-10 | 13 | -0.0076407 | -0.0077218 | -0.0076407 | -0.0077218 | 0 | 68.8714
| Zone | Remainder of System | Average Weekday | March | CAISO 1-in-10 | 14 | 0.035338 | 0.029215 | 0.035338 | 0.029215 | 0 | 71.1056
| Zone | Remainder of System | Average Weekday | March | CAISO 1-in-10 | 15 | 0.14445 | 0.13994 | 0.14445 | 0.13994 | 0 | 72.5747
| Zone | Remainder of System | Average Weekday | March | CAISO 1-in-10 | 16 | 0.32412 | 0.32428 | 0.32412 | 0.32428 | 0 | 73.3742
| Zone | Remainder of System | Average Weekday | March | CAISO 1-in-10 | 17 | 0.54599 | 0.55377 | 0.40568 | 0.41346 | 0.056253 | 73.6198
| Zone | Remainder of System | Average Weekday | March | CAISO 1-in-10 | 18 | 0.80832 | 0.79152 | 0.7027 | 0.6859 | 0.052811 | 72.8395
| Zone | Remainder of System | Average Weekday | March | CAISO 1-in-10 | 19 | 1.0071 | 0.95087 | 0.98865 | 0.87534 | 0.0092245 | 70.9983
| Zone | Remainder of System | Average Weekday | March | CAISO 1-in-10 | 20 | 1.1127 | 1.049 | 0.99941 | 0.9357 | 0.057718 | 68.2018
| Zone | Remainder of System | Average Weekday | March | CAISO 1-in-10 | 21 | 1.1094 | 1.0614 | 0.99804 | 0.95011 | 0.064578 | 65.1747
| Zone | Remainder of System | Average Weekday | March | CAISO 1-in-10 | 22 | 1.0374 | 0.99932 | 1.2092 | 1.1711 | 0.1043 | 63.0219
| Zone | Remainder of System | Average Weekday | March | CAISO 1-in-10 | 23 | 0.93716 | 0.91464 | 0.93716 | 0.94594 | 0 | 61.3034
| Zone | Remainder of System | Average Weekday | March | CAISO 1-in-10 | 24 | 0.81003 | 0.79052 | 0.81003 | 0.79052 | 0 | 59.6656
| Zone | Remainder of System | Average Weekday | March | CAISO 1-in-2 | 1 | 0.74125 | 0.71366 | 0.74125 | 0.71366 | 0 | 53.8233
| Zone | Remainder of System | Average Weekday | March | CAISO 1-in-2 | 2 | 0.68193 | 0.65274 | 0.68193 | 0.65274 | 0 | 52.6967
| Zone | Remainder of System | Average Weekday | March | CAISO 1-in-2 | 3 | 0.64564 | 0.61521 | 0.64564 | 0.61521 | 0 | 51.6897
| Zone | Remainder of System | Average Weekday | March | CAISO 1-in-2 | 4 | 0.62325 | 0.59491 | 0.62325 | 0.59491 | 0 | 50.7966
| Zone | Remainder of System | Average Weekday | March | CAISO 1-in-2 | 5 | 0.62177 | 0.59745 | 0.62177 | 0.59745 | 0 | 49.9523
| Zone | Remainder of System | Average Weekday | March | CAISO 1-in-2 | 6 | 0.64799 | 0.63904 | 0.64799 | 0.63904 | 0 | 49.2098
| Zone | Remainder of System | Average Weekday | March | CAISO 1-in-2 | 7 | 0.69366 | 0.72162 | 0.69366 | 0.72162 | 0 | 48.6265
| Zone | Remainder of System | Average Weekday | March | CAISO 1-in-2 | 8 | 0.65013 | 0.67811 | 0.65013 | 0.67811 | 0 | 48.2735
| Zone | Remainder of System | Average Weekday | March | CAISO 1-in-2 | 9 | 0.48917 | 0.48276 | 0.48917 | 0.48276 | 0 | 49.3472
| Zone | Remainder of System | Average Weekday | March | CAISO 1-in-2 | 10 | 0.29378 | 0.29791 | 0.29378 | 0.29791 | 0 | 52.6901
| Zone | Remainder of System | Average Weekday | March | CAISO 1-in-2 | 11 | 0.14452 | 0.15951 | 0.14452 | 0.15951 | 0 | 56.6343
| Zone | Remainder of System | Average Weekday | March | CAISO 1-in-2 | 12 | 0.064904 | 0.077406 | 0.064904 | 0.077406 | 0 | 60.2124
| Zone | Remainder of System | Average Weekday | March | CAISO 1-in-2 | 13 | 0.058722 | 0.058641 | 0.058722 | 0.058641 | 0 | 63.0118
| Zone | Remainder of System | Average Weekday | March | CAISO 1-in-2 | 14 | 0.091765 | 0.085643 | 0.091765 | 0.085643 | 0 | 65.0525
| Zone | Remainder of System | Average Weekday | March | CAISO 1-in-2 | 15 | 0.18237 | 0.17786 | 0.18237 | 0.17786 | 0 | 66.4181
| Zone | Remainder of System | Average Weekday | March | CAISO 1-in-2 | 16 | 0.34487 | 0.34503 | 0.34487 | 0.34503 | 0 | 67.2446
| Zone | Remainder of System | Average Weekday | March | CAISO 1-in-2 | 17 | 0.5591 | 0.56688 | 0.5591 | 0.56688 | 0 | 67.4461
| Zone | Remainder of System | Average Weekday | March | CAISO 1-in-2 | 18 | 0.83723 | 0.82042 | 0.83723 | 0.82042 | 0 | 66.8287
| Zone | Remainder of System | Average Weekday | March | CAISO 1-in-2 | 19 | 1.0331 | 0.97683 | 1.0331 | 0.97683 | 0 | 65.2462
| Zone | Remainder of System | Average Weekday | March | CAISO 1-in-2 | 20 | 1.1103 | 1.0465 | 1.1103 | 1.0465 | 0 | 62.6643
| Zone | Remainder of System | Average Weekday | March | CAISO 1-in-2 | 21 | 1.104 | 1.0561 | 1.104 | 1.0561 | 0 | 59.8962
| Zone | Remainder of System | Average Weekday | March | CAISO 1-in-2 | 22 | 1.0299 | 0.9918 | 1.0299 | 0.9918 | 0 | 57.9163
| Zone | Remainder of System | Average Weekday | March | CAISO 1-in-2 | 23 | 0.93335 | 0.91083 | 0.93335 | 0.91083 | 0 | 56.3872
| Zone | Remainder of System | Average Weekday | March | CAISO 1-in-2 | 24 | 0.81249 | 0.79298 | 0.81249 | 0.79298 | 0 | 55.0677
| Zone | Remainder of System | Average Weekday | March | SCE 1-in-10 | 1 | 0.73624 | 0.70865 | 0.73624 | 0.70865 | 0 | 57.3133
| Zone | Remainder of System | Average Weekday | March | SCE 1-in-10 | 2 | 0.66472 | 0.63553 | 0.66472 | 0.63553 | 0 | 56.108
| Zone | Remainder of System | Average Weekday | March | SCE 1-in-10 | 3 | 0.62212 | 0.59168 | 0.62212 | 0.59168 | 0 | 54.9079
| Zone | Remainder of System | Average Weekday | March | SCE 1-in-10 | 4 | 0.59437 | 0.56603 | 0.59437 | 0.56603 | 0 | 53.8886
| Zone | Remainder of System | Average Weekday | March | SCE 1-in-10 | 5 | 0.58665 | 0.56234 | 0.58665 | 0.56234 | 0 | 53.0325
| Zone | Remainder of System | Average Weekday | March | SCE 1-in-10 | 6 | 0.60493 | 0.59598 | 0.60493 | 0.59598 | 0 | 52.2894
| Zone | Remainder of System | Average Weekday | March | SCE 1-in-10 | 7 | 0.63691 | 0.66487 | 0.63691 | 0.66487 | 0 | 51.7735
| Zone | Remainder of System | Average Weekday | March | SCE 1-in-10 | 8 | 0.58785 | 0.61583 | 0.58785 | 0.61583 | 0 | 51.5037
| Zone | Remainder of System | Average Weekday | March | SCE 1-in-10 | 9 | 0.43342 | 0.42701 | 0.43342 | 0.42701 | 0 | 52.8727
| Zone | Remainder of System | Average Weekday | March | SCE 1-in-10 | 10 | 0.24412 | 0.24825 | 0.24412 | 0.24825 | 0 | 56.7461
| Zone | Remainder of System | Average Weekday | March | SCE 1-in-10 | 11 | 0.094409 | 0.1094 | 0.094409 | 0.1094 | 0 | 61.374
| Zone | Remainder of System | Average Weekday | March | SCE 1-in-10 | 12 | 0.015045 | 0.027547 | 0.015045 | 0.027547 | 0 | 65.5682
| Zone | Remainder of System | Average Weekday | March | SCE 1-in-10 | 13 | -0.0076407 | -0.0077218 | -0.0076407 | -0.0077218 | 0 | 68.8714
| Zone | Remainder of System | Average Weekday | March | SCE 1-in-10 | 14 | 0.035338 | 0.029215 | 0.035338 | 0.029215 | 0 | 71.1056
| Zone | Remainder of System | Average Weekday | March | SCE 1-in-10 | 15 | 0.14445 | 0.13994 | 0.14445 | 0.13994 | 0 | 72.5747
| Zone | Remainder of System | Average Weekday | March | SCE 1-in-10 | 16 | 0.32412 | 0.32428 | 0.32412 | 0.32428 | 0 | 73.3742
| Zone | Remainder of System | Average Weekday | March | SCE 1-in-10 | 17 | 0.54599 | 0.55377 | 0.40568 | 0.41346 | 0.056253 | 73.6198
| Zone | Remainder of System | Average Weekday | March | SCE 1-in-10 | 18 | 0.80832 | 0.79152 | 0.7027 | 0.6859 | 0.052811 | 72.8395
| Zone | Remainder of System | Average Weekday | March | SCE 1-in-10 | 19 | 1.0071 | 0.95087 | 0.98865 | 0.87534 | 0.0092245 | 70.9983
| Zone | Remainder of System | Average Weekday | March | SCE 1-in-10 | 20 | 1.1127 | 1.049 | 0.99941 | 0.9357 | 0.057718 | 68.2018
| Zone | Remainder of System | Average Weekday | March | SCE 1-in-10 | 21 | 1.1094 | 1.0614 | 0.99804 | 0.95011 | 0.064578 | 65.1747
| Zone | Remainder of System | Average Weekday | March | SCE 1-in-10 | 22 | 1.0374 | 0.99932 | 1.2092 | 1.1711 | 0.1043 | 63.0219
| Zone | Remainder of System | Average Weekday | March | SCE 1-in-10 | 23 | 0.93716 | 0.91464 | 0.93716 | 0.94594 | 0 | 61.3034
| Zone | Remainder of System | Average Weekday | March | SCE 1-in-10 | 24 | 0.81003 | 0.79052 | 0.81003 | 0.79052 | 0 | 59.6656
| Zone | Remainder of System | Average Weekday | March | SCE 1-in-2 | 1 | 0.73864 | 0.71104 | 0.73864 | 0.71104 | 0 | 53.9672
| Zone | Remainder of System | Average Weekday | March | SCE 1-in-2 | 2 | 0.67936 | 0.65018 | 0.67936 | 0.65018 | 0 | 52.9498
| Zone | Remainder of System | Average Weekday | March | SCE 1-in-2 | 3 | 0.64301 | 0.61258 | 0.64301 | 0.61258 | 0 | 52.0807
| Zone | Remainder of System | Average Weekday | March | SCE 1-in-2 | 4 | 0.62038 | 0.59204 | 0.62038 | 0.59204 | 0 | 51.2575
| Zone | Remainder of System | Average Weekday | March | SCE 1-in-2 | 5 | 0.6185 | 0.59418 | 0.6185 | 0.59418 | 0 | 50.4817
| Zone | Remainder of System | Average Weekday | March | SCE 1-in-2 | 6 | 0.64431 | 0.63537 | 0.64431 | 0.63537 | 0 | 49.8708
| Zone | Remainder of System | Average Weekday | March | SCE 1-in-2 | 7 | 0.6894 | 0.71736 | 0.6894 | 0.71736 | 0 | 49.3887
| Zone | Remainder of System | Average Weekday | March | SCE 1-in-2 | 8 | 0.64589 | 0.67387 | 0.64589 | 0.67387 | 0 | 49.0956
| Zone | Remainder of System | Average Weekday | March | SCE 1-in-2 | 9 | 0.48557 | 0.47916 | 0.48557 | 0.47916 | 0 | 50.3434
| Zone | Remainder of System | Average Weekday | March | SCE 1-in-2 | 10 | 0.29009 | 0.29422 | 0.29009 | 0.29422 | 0 | 53.5901
| Zone | Remainder of System | Average Weekday | March | SCE 1-in-2 | 11 | 0.14049 | 0.15549 | 0.14049 | 0.15549 | 0 | 57.3313
| Zone | Remainder of System | Average Weekday | March | SCE 1-in-2 | 12 | 0.061485 | 0.073986 | 0.061485 | 0.073986 | 0 | 60.6095
| Zone | Remainder of System | Average Weekday | March | SCE 1-in-2 | 13 | 0.05597 | 0.055889 | 0.05597 | 0.055889 | 0 | 63.2351
| Zone | Remainder of System | Average Weekday | March | SCE 1-in-2 | 14 | 0.088869 | 0.082746 | 0.088869 | 0.082746 | 0 | 65.1936
| Zone | Remainder of System | Average Weekday | March | SCE 1-in-2 | 15 | 0.17978 | 0.17527 | 0.17978 | 0.17527 | 0 | 66.5204
| Zone | Remainder of System | Average Weekday | March | SCE 1-in-2 | 16 | 0.342 | 0.34216 | 0.342 | 0.34216 | 0 | 67.2374
| Zone | Remainder of System | Average Weekday | March | SCE 1-in-2 | 17 | 0.55551 | 0.5633 | 0.55551 | 0.5633 | 0 | 67.3476
| Zone | Remainder of System | Average Weekday | March | SCE 1-in-2 | 18 | 0.83508 | 0.81828 | 0.83508 | 0.81828 | 0 | 66.6564
| Zone | Remainder of System | Average Weekday | March | SCE 1-in-2 | 19 | 1.0325 | 0.97631 | 1.0325 | 0.97631 | 0 | 64.985
| Zone | Remainder of System | Average Weekday | March | SCE 1-in-2 | 20 | 1.1088 | 1.0451 | 1.1088 | 1.0451 | 0 | 62.5398
| Zone | Remainder of System | Average Weekday | March | SCE 1-in-2 | 21 | 1.1026 | 1.0547 | 1.1026 | 1.0547 | 0 | 60.0207
| Zone | Remainder of System | Average Weekday | March | SCE 1-in-2 | 22 | 1.0284 | 0.99028 | 1.0284 | 0.99028 | 0 | 58.1939
| Zone | Remainder of System | Average Weekday | March | SCE 1-in-2 | 23 | 0.93147 | 0.90896 | 0.93147 | 0.90896 | 0 | 56.769
| Zone | Remainder of System | Average Weekday | March | SCE 1-in-2 | 24 | 0.81031 | 0.7908 | 0.81031 | 0.7908 | 0 | 55.5644
| Zone | Remainder of System | Average Weekday | May | CAISO 1-in-10 | 1 | 0.84876 | 0.82117 | 0.84876 | 0.82117 | 0 | 62.8848
| Zone | Remainder of System | Average Weekday | May | CAISO 1-in-10 | 2 | 0.75174 | 0.72255 | 0.75174 | 0.72255 | 0 | 61.6419
| Zone | Remainder of System | Average Weekday | May | CAISO 1-in-10 | 3 | 0.69041 | 0.65998 | 0.69041 | 0.65998 | 0 | 60.4981
| Zone | Remainder of System | Average Weekday | May | CAISO 1-in-10 | 4 | 0.64533 | 0.61699 | 0.64533 | 0.61699 | 0 | 59.4084
| Zone | Remainder of System | Average Weekday | May | CAISO 1-in-10 | 5 | 0.61979 | 0.59547 | 0.61979 | 0.59547 | 0 | 58.635
| Zone | Remainder of System | Average Weekday | May | CAISO 1-in-10 | 6 | 0.6187 | 0.60976 | 0.6187 | 0.60976 | 0 | 57.9016
| Zone | Remainder of System | Average Weekday | May | CAISO 1-in-10 | 7 | 0.62223 | 0.65019 | 0.62223 | 0.65019 | 0 | 57.5102
| Zone | Remainder of System | Average Weekday | May | CAISO 1-in-10 | 8 | 0.56778 | 0.59576 | 0.56778 | 0.59576 | 0 | 58.3407
| Zone | Remainder of System | Average Weekday | May | CAISO 1-in-10 | 9 | 0.42797 | 0.42156 | 0.42797 | 0.42156 | 0 | 61.358
| Zone | Remainder of System | Average Weekday | May | CAISO 1-in-10 | 10 | 0.23855 | 0.24267 | 0.23855 | 0.24267 | 0 | 65.2516
| Zone | Remainder of System | Average Weekday | May | CAISO 1-in-10 | 11 | 0.073492 | 0.088485 | 0.073492 | 0.088485 | 0 | 68.7465
| Zone | Remainder of System | Average Weekday | May | CAISO 1-in-10 | 12 | 0.010872 | 0.023374 | 0.010872 | 0.023374 | 0 | 71.7069
| Zone | Remainder of System | Average Weekday | May | CAISO 1-in-10 | 13 | 0.0355 | 0.035419 | 0.0355 | 0.035419 | 0 | 74.3893
| Zone | Remainder of System | Average Weekday | May | CAISO 1-in-10 | 14 | 0.11822 | 0.11209 | 0.11822 | 0.11209 | 0 | 76.4697
| Zone | Remainder of System | Average Weekday | May | CAISO 1-in-10 | 15 | 0.26996 | 0.26545 | 0.26996 | 0.26545 | 0 | 77.841
| Zone | Remainder of System | Average Weekday | May | CAISO 1-in-10 | 16 | 0.50108 | 0.50124 | 0.50108 | 0.50124 | 0 | 78.5626
| Zone | Remainder of System | Average Weekday | May | CAISO 1-in-10 | 17 | 0.77034 | 0.77813 | 0.042775 | 0.050561 | 0.043697 | 78.7031
| Zone | Remainder of System | Average Weekday | May | CAISO 1-in-10 | 18 | 1.0745 | 1.0577 | 0.70954 | 0.71688 | 0.22111 | 78.1317
| Zone | Remainder of System | Average Weekday | May | CAISO 1-in-10 | 19 | 1.2867 | 1.2305 | 1.1696 | 1.0563 | 0.058555 | 76.8441
| Zone | Remainder of System | Average Weekday | May | CAISO 1-in-10 | 20 | 1.3547 | 1.291 | 1.1501 | 1.0911 | 0.043054 | 74.7195
| Zone | Remainder of System | Average Weekday | May | CAISO 1-in-10 | 21 | 1.3487 | 1.3008 | 1.1614 | 1.1183 | 0.049951 | 71.6434
| Zone | Remainder of System | Average Weekday | May | CAISO 1-in-10 | 22 | 1.2537 | 1.2156 | 1.6483 | 1.7452 | 0.080087 | 68.5953
| Zone | Remainder of System | Average Weekday | May | CAISO 1-in-10 | 23 | 1.1197 | 1.0972 | 1.1268 | 1.1721 | 0.0035315 | 66.3766
| Zone | Remainder of System | Average Weekday | May | CAISO 1-in-10 | 24 | 0.95131 | 0.9318 | 0.95131 | 0.93389 | 0 | 64.545
| Zone | Remainder of System | Average Weekday | May | CAISO 1-in-2 | 1 | 0.81023 | 0.78264 | 0.81023 | 0.78264 | 0 | 61.082
| Zone | Remainder of System | Average Weekday | May | CAISO 1-in-2 | 2 | 0.717 | 0.68781 | 0.717 | 0.68781 | 0 | 60.1432
| Zone | Remainder of System | Average Weekday | May | CAISO 1-in-2 | 3 | 0.65778 | 0.62735 | 0.65778 | 0.62735 | 0 | 59.3133
| Zone | Remainder of System | Average Weekday | May | CAISO 1-in-2 | 4 | 0.619 | 0.59066 | 0.619 | 0.59066 | 0 | 58.5745
| Zone | Remainder of System | Average Weekday | May | CAISO 1-in-2 | 5 | 0.60092 | 0.57661 | 0.60092 | 0.57661 | 0 | 57.8974
| Zone | Remainder of System | Average Weekday | May | CAISO 1-in-2 | 6 | 0.6089 | 0.59995 | 0.6089 | 0.59995 | 0 | 57.2653
| Zone | Remainder of System | Average Weekday | May | CAISO 1-in-2 | 7 | 0.62593 | 0.65389 | 0.62593 | 0.65389 | 0 | 56.6814
| Zone | Remainder of System | Average Weekday | May | CAISO 1-in-2 | 8 | 0.57342 | 0.6014 | 0.57342 | 0.6014 | 0 | 56.9936
| Zone | Remainder of System | Average Weekday | May | CAISO 1-in-2 | 9 | 0.42985 | 0.42344 | 0.42985 | 0.42344 | 0 | 59.142
| Zone | Remainder of System | Average Weekday | May | CAISO 1-in-2 | 10 | 0.24834 | 0.25246 | 0.24834 | 0.25246 | 0 | 62.0038
| Zone | Remainder of System | Average Weekday | May | CAISO 1-in-2 | 11 | 0.10622 | 0.12122 | 0.10622 | 0.12122 | 0 | 65.1307
| Zone | Remainder of System | Average Weekday | May | CAISO 1-in-2 | 12 | 0.043731 | 0.056233 | 0.043731 | 0.056233 | 0 | 68.0031
| Zone | Remainder of System | Average Weekday | May | CAISO 1-in-2 | 13 | 0.043858 | 0.043777 | 0.043858 | 0.043777 | 0 | 70.5443
| Zone | Remainder of System | Average Weekday | May | CAISO 1-in-2 | 14 | 0.096354 | 0.090232 | 0.096354 | 0.090232 | 0 | 72.5028
| Zone | Remainder of System | Average Weekday | May | CAISO 1-in-2 | 15 | 0.21367 | 0.20916 | 0.21367 | 0.20916 | 0 | 73.9102
| Zone | Remainder of System | Average Weekday | May | CAISO 1-in-2 | 16 | 0.40545 | 0.40561 | 0.40545 | 0.40561 | 0 | 74.6849
| Zone | Remainder of System | Average Weekday | May | CAISO 1-in-2 | 17 | 0.64153 | 0.64932 | 0.21246 | 0.22025 | 0.053455 | 74.7361
| Zone | Remainder of System | Average Weekday | May | CAISO 1-in-2 | 18 | 0.93321 | 0.9164 | 0.64695 | 0.65429 | 0.26145 | 74.1576
| Zone | Remainder of System | Average Weekday | May | CAISO 1-in-2 | 19 | 1.1477 | 1.0915 | 1.0987 | 0.98538 | 0.024513 | 72.8099
| Zone | Remainder of System | Average Weekday | May | CAISO 1-in-2 | 20 | 1.232 | 1.1683 | 1.0506 | 0.99168 | 0.052314 | 70.5942
| Zone | Remainder of System | Average Weekday | May | CAISO 1-in-2 | 21 | 1.2301 | 1.1821 | 1.0654 | 1.0222 | 0.058995 | 67.6375
| Zone | Remainder of System | Average Weekday | May | CAISO 1-in-2 | 22 | 1.1501 | 1.112 | 1.538 | 1.6219 | 0.095485 | 65.0403
| Zone | Remainder of System | Average Weekday | May | CAISO 1-in-2 | 23 | 1.0336 | 1.0111 | 1.0336 | 1.0599 | 0 | 63.3444
| Zone | Remainder of System | Average Weekday | May | CAISO 1-in-2 | 24 | 0.88755 | 0.86804 | 0.88755 | 0.86804 | 0 | 61.9818
| Zone | Remainder of System | Average Weekday | May | SCE 1-in-10 | 1 | 0.84876 | 0.82117 | 0.84876 | 0.82117 | 0 | 62.8848
| Zone | Remainder of System | Average Weekday | May | SCE 1-in-10 | 2 | 0.75174 | 0.72255 | 0.75174 | 0.72255 | 0 | 61.6419
| Zone | Remainder of System | Average Weekday | May | SCE 1-in-10 | 3 | 0.69041 | 0.65998 | 0.69041 | 0.65998 | 0 | 60.4981
| Zone | Remainder of System | Average Weekday | May | SCE 1-in-10 | 4 | 0.64533 | 0.61699 | 0.64533 | 0.61699 | 0 | 59.4084
| Zone | Remainder of System | Average Weekday | May | SCE 1-in-10 | 5 | 0.61979 | 0.59547 | 0.61979 | 0.59547 | 0 | 58.635
| Zone | Remainder of System | Average Weekday | May | SCE 1-in-10 | 6 | 0.6187 | 0.60976 | 0.6187 | 0.60976 | 0 | 57.9016
| Zone | Remainder of System | Average Weekday | May | SCE 1-in-10 | 7 | 0.62223 | 0.65019 | 0.62223 | 0.65019 | 0 | 57.5102
| Zone | Remainder of System | Average Weekday | May | SCE 1-in-10 | 8 | 0.56778 | 0.59576 | 0.56778 | 0.59576 | 0 | 58.3407
| Zone | Remainder of System | Average Weekday | May | SCE 1-in-10 | 9 | 0.42797 | 0.42156 | 0.42797 | 0.42156 | 0 | 61.358
| Zone | Remainder of System | Average Weekday | May | SCE 1-in-10 | 10 | 0.23855 | 0.24267 | 0.23855 | 0.24267 | 0 | 65.2516
| Zone | Remainder of System | Average Weekday | May | SCE 1-in-10 | 11 | 0.073492 | 0.088485 | 0.073492 | 0.088485 | 0 | 68.7465
| Zone | Remainder of System | Average Weekday | May | SCE 1-in-10 | 12 | 0.010872 | 0.023374 | 0.010872 | 0.023374 | 0 | 71.7069
| Zone | Remainder of System | Average Weekday | May | SCE 1-in-10 | 13 | 0.0355 | 0.035419 | 0.0355 | 0.035419 | 0 | 74.3893
| Zone | Remainder of System | Average Weekday | May | SCE 1-in-10 | 14 | 0.11822 | 0.11209 | 0.11822 | 0.11209 | 0 | 76.4697
| Zone | Remainder of System | Average Weekday | May | SCE 1-in-10 | 15 | 0.26996 | 0.26545 | 0.26996 | 0.26545 | 0 | 77.841
| Zone | Remainder of System | Average Weekday | May | SCE 1-in-10 | 16 | 0.50108 | 0.50124 | 0.50108 | 0.50124 | 0 | 78.5626
| Zone | Remainder of System | Average Weekday | May | SCE 1-in-10 | 17 | 0.77034 | 0.77813 | 0.042775 | 0.050561 | 0.043697 | 78.7031
| Zone | Remainder of System | Average Weekday | May | SCE 1-in-10 | 18 | 1.0745 | 1.0577 | 0.70954 | 0.71688 | 0.22111 | 78.1317
| Zone | Remainder of System | Average Weekday | May | SCE 1-in-10 | 19 | 1.2867 | 1.2305 | 1.1696 | 1.0563 | 0.058555 | 76.8441
| Zone | Remainder of System | Average Weekday | May | SCE 1-in-10 | 20 | 1.3547 | 1.291 | 1.1501 | 1.0911 | 0.043054 | 74.7195
| Zone | Remainder of System | Average Weekday | May | SCE 1-in-10 | 21 | 1.3487 | 1.3008 | 1.1614 | 1.1183 | 0.049951 | 71.6434
| Zone | Remainder of System | Average Weekday | May | SCE 1-in-10 | 22 | 1.2537 | 1.2156 | 1.6483 | 1.7452 | 0.080087 | 68.5953
| Zone | Remainder of System | Average Weekday | May | SCE 1-in-10 | 23 | 1.1197 | 1.0972 | 1.1268 | 1.1721 | 0.0035315 | 66.3766
| Zone | Remainder of System | Average Weekday | May | SCE 1-in-10 | 24 | 0.95131 | 0.9318 | 0.95131 | 0.93389 | 0 | 64.545
| Zone | Remainder of System | Average Weekday | May | SCE 1-in-2 | 1 | 0.81023 | 0.78264 | 0.81023 | 0.78264 | 0 | 61.082
| Zone | Remainder of System | Average Weekday | May | SCE 1-in-2 | 2 | 0.717 | 0.68781 | 0.717 | 0.68781 | 0 | 60.1432
| Zone | Remainder of System | Average Weekday | May | SCE 1-in-2 | 3 | 0.65778 | 0.62735 | 0.65778 | 0.62735 | 0 | 59.3133
| Zone | Remainder of System | Average Weekday | May | SCE 1-in-2 | 4 | 0.619 | 0.59066 | 0.619 | 0.59066 | 0 | 58.5745
| Zone | Remainder of System | Average Weekday | May | SCE 1-in-2 | 5 | 0.60092 | 0.57661 | 0.60092 | 0.57661 | 0 | 57.8974
| Zone | Remainder of System | Average Weekday | May | SCE 1-in-2 | 6 | 0.6089 | 0.59995 | 0.6089 | 0.59995 | 0 | 57.2653
| Zone | Remainder of System | Average Weekday | May | SCE 1-in-2 | 7 | 0.62593 | 0.65389 | 0.62593 | 0.65389 | 0 | 56.6814
| Zone | Remainder of System | Average Weekday | May | SCE 1-in-2 | 8 | 0.57342 | 0.6014 | 0.57342 | 0.6014 | 0 | 56.9936
| Zone | Remainder of System | Average Weekday | May | SCE 1-in-2 | 9 | 0.42985 | 0.42344 | 0.42985 | 0.42344 | 0 | 59.142
| Zone | Remainder of System | Average Weekday | May | SCE 1-in-2 | 10 | 0.24834 | 0.25246 | 0.24834 | 0.25246 | 0 | 62.0038
| Zone | Remainder of System | Average Weekday | May | SCE 1-in-2 | 11 | 0.10622 | 0.12122 | 0.10622 | 0.12122 | 0 | 65.1307
| Zone | Remainder of System | Average Weekday | May | SCE 1-in-2 | 12 | 0.043731 | 0.056233 | 0.043731 | 0.056233 | 0 | 68.0031
| Zone | Remainder of System | Average Weekday | May | SCE 1-in-2 | 13 | 0.043858 | 0.043777 | 0.043858 | 0.043777 | 0 | 70.5443
| Zone | Remainder of System | Average Weekday | May | SCE 1-in-2 | 14 | 0.096354 | 0.090232 | 0.096354 | 0.090232 | 0 | 72.5028
| Zone | Remainder of System | Average Weekday | May | SCE 1-in-2 | 15 | 0.21367 | 0.20916 | 0.21367 | 0.20916 | 0 | 73.9102
| Zone | Remainder of System | Average Weekday | May | SCE 1-in-2 | 16 | 0.40545 | 0.40561 | 0.40545 | 0.40561 | 0 | 74.6849
| Zone | Remainder of System | Average Weekday | May | SCE 1-in-2 | 17 | 0.64153 | 0.64932 | 0.21246 | 0.22025 | 0.053455 | 74.7361
| Zone | Remainder of System | Average Weekday | May | SCE 1-in-2 | 18 | 0.93321 | 0.9164 | 0.64695 | 0.65429 | 0.26145 | 74.1576
| Zone | Remainder of System | Average Weekday | May | SCE 1-in-2 | 19 | 1.1477 | 1.0915 | 1.0987 | 0.98538 | 0.024513 | 72.8099
| Zone | Remainder of System | Average Weekday | May | SCE 1-in-2 | 20 | 1.232 | 1.1683 | 1.0506 | 0.99168 | 0.052314 | 70.5942
| Zone | Remainder of System | Average Weekday | May | SCE 1-in-2 | 21 | 1.2301 | 1.1821 | 1.0654 | 1.0222 | 0.058995 | 67.6375
| Zone | Remainder of System | Average Weekday | May | SCE 1-in-2 | 22 | 1.1501 | 1.112 | 1.538 | 1.6219 | 0.095485 | 65.0403
| Zone | Remainder of System | Average Weekday | May | SCE 1-in-2 | 23 | 1.0336 | 1.0111 | 1.0336 | 1.0599 | 0 | 63.3444
| Zone | Remainder of System | Average Weekday | May | SCE 1-in-2 | 24 | 0.88755 | 0.86804 | 0.88755 | 0.86804 | 0 | 61.9818
| Zone | Remainder of System | Average Weekday | November | CAISO 1-in-10 | 1 | 0.7322 | 0.70461 | 0.7322 | 0.70461 | 0 | 55.1376
| Zone | Remainder of System | Average Weekday | November | CAISO 1-in-10 | 2 | 0.66943 | 0.64024 | 0.66943 | 0.64024 | 0 | 54.078
| Zone | Remainder of System | Average Weekday | November | CAISO 1-in-10 | 3 | 0.63044 | 0.60001 | 0.63044 | 0.60001 | 0 | 53.0866
| Zone | Remainder of System | Average Weekday | November | CAISO 1-in-10 | 4 | 0.60567 | 0.57733 | 0.60567 | 0.57733 | 0 | 52.1641
| Zone | Remainder of System | Average Weekday | November | CAISO 1-in-10 | 5 | 0.60173 | 0.57741 | 0.60173 | 0.57741 | 0 | 51.2984
| Zone | Remainder of System | Average Weekday | November | CAISO 1-in-10 | 6 | 0.62472 | 0.61577 | 0.62472 | 0.61577 | 0 | 50.7619
| Zone | Remainder of System | Average Weekday | November | CAISO 1-in-10 | 7 | 0.66446 | 0.69242 | 0.66446 | 0.69242 | 0 | 50.2141
| Zone | Remainder of System | Average Weekday | November | CAISO 1-in-10 | 8 | 0.61777 | 0.64575 | 0.61777 | 0.64575 | 0 | 49.8717
| Zone | Remainder of System | Average Weekday | November | CAISO 1-in-10 | 9 | 0.45956 | 0.45315 | 0.45956 | 0.45315 | 0 | 51.4398
| Zone | Remainder of System | Average Weekday | November | CAISO 1-in-10 | 10 | 0.26821 | 0.27233 | 0.26821 | 0.27233 | 0 | 55.6281
| Zone | Remainder of System | Average Weekday | November | CAISO 1-in-10 | 11 | 0.11453 | 0.12953 | 0.11453 | 0.12953 | 0 | 60.5421
| Zone | Remainder of System | Average Weekday | November | CAISO 1-in-10 | 12 | 0.025854 | 0.038355 | 0.025854 | 0.038355 | 0 | 64.577
| Zone | Remainder of System | Average Weekday | November | CAISO 1-in-10 | 13 | 0.0074852 | 0.0074041 | 0.0074852 | 0.0074041 | 0 | 67.4308
| Zone | Remainder of System | Average Weekday | November | CAISO 1-in-10 | 14 | 0.050917 | 0.044795 | 0.050917 | 0.044795 | 0 | 69.181
| Zone | Remainder of System | Average Weekday | November | CAISO 1-in-10 | 15 | 0.15189 | 0.14738 | 0.15189 | 0.14738 | 0 | 70.2952
| Zone | Remainder of System | Average Weekday | November | CAISO 1-in-10 | 16 | 0.31794 | 0.3181 | 0.31794 | 0.3181 | 0 | 70.6805
| Zone | Remainder of System | Average Weekday | November | CAISO 1-in-10 | 17 | 0.52524 | 0.53303 | 0.52524 | 0.53303 | 0 | 70.0809
| Zone | Remainder of System | Average Weekday | November | CAISO 1-in-10 | 18 | 0.79495 | 0.77815 | 0.79495 | 0.77815 | 0 | 68.0538
| Zone | Remainder of System | Average Weekday | November | CAISO 1-in-10 | 19 | 1.0066 | 0.95035 | 1.0066 | 0.95035 | 0 | 65.1996
| Zone | Remainder of System | Average Weekday | November | CAISO 1-in-10 | 20 | 1.0855 | 1.0218 | 1.0855 | 1.0218 | 0 | 62.7125
| Zone | Remainder of System | Average Weekday | November | CAISO 1-in-10 | 21 | 1.087 | 1.039 | 1.087 | 1.039 | 0 | 60.7069
| Zone | Remainder of System | Average Weekday | November | CAISO 1-in-10 | 22 | 1.0185 | 0.98042 | 1.0185 | 0.98042 | 0 | 58.889
| Zone | Remainder of System | Average Weekday | November | CAISO 1-in-10 | 23 | 0.92344 | 0.90093 | 0.92344 | 0.90093 | 0 | 57.4017
| Zone | Remainder of System | Average Weekday | November | CAISO 1-in-10 | 24 | 0.80248 | 0.78297 | 0.80248 | 0.78297 | 0 | 56.0965
| Zone | Remainder of System | Average Weekday | November | CAISO 1-in-2 | 1 | 0.73747 | 0.70988 | 0.73747 | 0.70988 | 0 | 54.0308
| Zone | Remainder of System | Average Weekday | November | CAISO 1-in-2 | 2 | 0.67625 | 0.64706 | 0.67625 | 0.64706 | 0 | 53.0114
| Zone | Remainder of System | Average Weekday | November | CAISO 1-in-2 | 3 | 0.63858 | 0.60814 | 0.63858 | 0.60814 | 0 | 52.2459
| Zone | Remainder of System | Average Weekday | November | CAISO 1-in-2 | 4 | 0.61515 | 0.5868 | 0.61515 | 0.5868 | 0 | 51.4669
| Zone | Remainder of System | Average Weekday | November | CAISO 1-in-2 | 5 | 0.61272 | 0.5884 | 0.61272 | 0.5884 | 0 | 50.7834
| Zone | Remainder of System | Average Weekday | November | CAISO 1-in-2 | 6 | 0.6376 | 0.62865 | 0.6376 | 0.62865 | 0 | 50.2016
| Zone | Remainder of System | Average Weekday | November | CAISO 1-in-2 | 7 | 0.68062 | 0.70858 | 0.68062 | 0.70858 | 0 | 49.867
| Zone | Remainder of System | Average Weekday | November | CAISO 1-in-2 | 8 | 0.63535 | 0.66333 | 0.63535 | 0.66333 | 0 | 49.5979
| Zone | Remainder of System | Average Weekday | November | CAISO 1-in-2 | 9 | 0.47539 | 0.46898 | 0.47539 | 0.46898 | 0 | 51.173
| Zone | Remainder of System | Average Weekday | November | CAISO 1-in-2 | 10 | 0.28255 | 0.28668 | 0.28255 | 0.28668 | 0 | 54.9579
| Zone | Remainder of System | Average Weekday | November | CAISO 1-in-2 | 11 | 0.13091 | 0.1459 | 0.13091 | 0.1459 | 0 | 59.3584
| Zone | Remainder of System | Average Weekday | November | CAISO 1-in-2 | 12 | 0.051942 | 0.064444 | 0.051942 | 0.064444 | 0 | 63.2123
| Zone | Remainder of System | Average Weekday | November | CAISO 1-in-2 | 13 | 0.033566 | 0.033484 | 0.033566 | 0.033484 | 0 | 66.0373
| Zone | Remainder of System | Average Weekday | November | CAISO 1-in-2 | 14 | 0.070383 | 0.064261 | 0.070383 | 0.064261 | 0 | 67.8077
| Zone | Remainder of System | Average Weekday | November | CAISO 1-in-2 | 15 | 0.16694 | 0.16243 | 0.16694 | 0.16243 | 0 | 68.7855
| Zone | Remainder of System | Average Weekday | November | CAISO 1-in-2 | 16 | 0.32836 | 0.32852 | 0.32836 | 0.32852 | 0 | 68.9941
| Zone | Remainder of System | Average Weekday | November | CAISO 1-in-2 | 17 | 0.53262 | 0.54041 | 0.53262 | 0.54041 | 0 | 68.1372
| Zone | Remainder of System | Average Weekday | November | CAISO 1-in-2 | 18 | 0.81074 | 0.79394 | 0.81074 | 0.79394 | 0 | 65.8579
| Zone | Remainder of System | Average Weekday | November | CAISO 1-in-2 | 19 | 1.0215 | 0.96531 | 1.0215 | 0.96531 | 0 | 63.1083
| Zone | Remainder of System | Average Weekday | November | CAISO 1-in-2 | 20 | 1.0946 | 1.0309 | 1.0946 | 1.0309 | 0 | 60.8086
| Zone | Remainder of System | Average Weekday | November | CAISO 1-in-2 | 21 | 1.0924 | 1.0445 | 1.0924 | 1.0445 | 0 | 58.9998
| Zone | Remainder of System | Average Weekday | November | CAISO 1-in-2 | 22 | 1.0227 | 0.9846 | 1.0227 | 0.9846 | 0 | 57.4199
| Zone | Remainder of System | Average Weekday | November | CAISO 1-in-2 | 23 | 0.92783 | 0.90532 | 0.92783 | 0.90532 | 0 | 56.1051
| Zone | Remainder of System | Average Weekday | November | CAISO 1-in-2 | 24 | 0.8077 | 0.78819 | 0.8077 | 0.78819 | 0 | 55.0279
| Zone | Remainder of System | Average Weekday | November | SCE 1-in-10 | 1 | 0.7322 | 0.70461 | 0.7322 | 0.70461 | 0 | 55.1376
| Zone | Remainder of System | Average Weekday | November | SCE 1-in-10 | 2 | 0.66943 | 0.64024 | 0.66943 | 0.64024 | 0 | 54.078
| Zone | Remainder of System | Average Weekday | November | SCE 1-in-10 | 3 | 0.63044 | 0.60001 | 0.63044 | 0.60001 | 0 | 53.0866
| Zone | Remainder of System | Average Weekday | November | SCE 1-in-10 | 4 | 0.60567 | 0.57733 | 0.60567 | 0.57733 | 0 | 52.1641
| Zone | Remainder of System | Average Weekday | November | SCE 1-in-10 | 5 | 0.60173 | 0.57741 | 0.60173 | 0.57741 | 0 | 51.2984
| Zone | Remainder of System | Average Weekday | November | SCE 1-in-10 | 6 | 0.62472 | 0.61577 | 0.62472 | 0.61577 | 0 | 50.7619
| Zone | Remainder of System | Average Weekday | November | SCE 1-in-10 | 7 | 0.66446 | 0.69242 | 0.66446 | 0.69242 | 0 | 50.2141
| Zone | Remainder of System | Average Weekday | November | SCE 1-in-10 | 8 | 0.61777 | 0.64575 | 0.61777 | 0.64575 | 0 | 49.8717
| Zone | Remainder of System | Average Weekday | November | SCE 1-in-10 | 9 | 0.45956 | 0.45315 | 0.45956 | 0.45315 | 0 | 51.4398
| Zone | Remainder of System | Average Weekday | November | SCE 1-in-10 | 10 | 0.26821 | 0.27233 | 0.26821 | 0.27233 | 0 | 55.6281
| Zone | Remainder of System | Average Weekday | November | SCE 1-in-10 | 11 | 0.11453 | 0.12953 | 0.11453 | 0.12953 | 0 | 60.5421
| Zone | Remainder of System | Average Weekday | November | SCE 1-in-10 | 12 | 0.025854 | 0.038355 | 0.025854 | 0.038355 | 0 | 64.577
| Zone | Remainder of System | Average Weekday | November | SCE 1-in-10 | 13 | 0.0074852 | 0.0074041 | 0.0074852 | 0.0074041 | 0 | 67.4308
| Zone | Remainder of System | Average Weekday | November | SCE 1-in-10 | 14 | 0.050917 | 0.044795 | 0.050917 | 0.044795 | 0 | 69.181
| Zone | Remainder of System | Average Weekday | November | SCE 1-in-10 | 15 | 0.15189 | 0.14738 | 0.15189 | 0.14738 | 0 | 70.2952
| Zone | Remainder of System | Average Weekday | November | SCE 1-in-10 | 16 | 0.31794 | 0.3181 | 0.31794 | 0.3181 | 0 | 70.6805
| Zone | Remainder of System | Average Weekday | November | SCE 1-in-10 | 17 | 0.52524 | 0.53303 | 0.52524 | 0.53303 | 0 | 70.0809
| Zone | Remainder of System | Average Weekday | November | SCE 1-in-10 | 18 | 0.79495 | 0.77815 | 0.79495 | 0.77815 | 0 | 68.0538
| Zone | Remainder of System | Average Weekday | November | SCE 1-in-10 | 19 | 1.0066 | 0.95035 | 1.0066 | 0.95035 | 0 | 65.1996
| Zone | Remainder of System | Average Weekday | November | SCE 1-in-10 | 20 | 1.0855 | 1.0218 | 1.0855 | 1.0218 | 0 | 62.7125
| Zone | Remainder of System | Average Weekday | November | SCE 1-in-10 | 21 | 1.087 | 1.039 | 1.087 | 1.039 | 0 | 60.7069
| Zone | Remainder of System | Average Weekday | November | SCE 1-in-10 | 22 | 1.0185 | 0.98042 | 1.0185 | 0.98042 | 0 | 58.889
| Zone | Remainder of System | Average Weekday | November | SCE 1-in-10 | 23 | 0.92344 | 0.90093 | 0.92344 | 0.90093 | 0 | 57.4017
| Zone | Remainder of System | Average Weekday | November | SCE 1-in-10 | 24 | 0.80248 | 0.78297 | 0.80248 | 0.78297 | 0 | 56.0965
| Zone | Remainder of System | Average Weekday | November | SCE 1-in-2 | 1 | 0.73388 | 0.70629 | 0.73388 | 0.70629 | 0 | 55.1591
| Zone | Remainder of System | Average Weekday | November | SCE 1-in-2 | 2 | 0.67063 | 0.64144 | 0.67063 | 0.64144 | 0 | 54.1423
| Zone | Remainder of System | Average Weekday | November | SCE 1-in-2 | 3 | 0.63129 | 0.60086 | 0.63129 | 0.60086 | 0 | 53.3983
| Zone | Remainder of System | Average Weekday | November | SCE 1-in-2 | 4 | 0.60632 | 0.57798 | 0.60632 | 0.57798 | 0 | 52.6899
| Zone | Remainder of System | Average Weekday | November | SCE 1-in-2 | 5 | 0.60224 | 0.57792 | 0.60224 | 0.57792 | 0 | 52.0474
| Zone | Remainder of System | Average Weekday | November | SCE 1-in-2 | 6 | 0.62499 | 0.61605 | 0.62499 | 0.61605 | 0 | 51.4197
| Zone | Remainder of System | Average Weekday | November | SCE 1-in-2 | 7 | 0.66424 | 0.69221 | 0.66424 | 0.69221 | 0 | 51.1002
| Zone | Remainder of System | Average Weekday | November | SCE 1-in-2 | 8 | 0.61715 | 0.64513 | 0.61715 | 0.64513 | 0 | 50.8685
| Zone | Remainder of System | Average Weekday | November | SCE 1-in-2 | 9 | 0.45885 | 0.45244 | 0.45885 | 0.45244 | 0 | 52.6286
| Zone | Remainder of System | Average Weekday | November | SCE 1-in-2 | 10 | 0.26774 | 0.27186 | 0.26774 | 0.27186 | 0 | 56.5729
| Zone | Remainder of System | Average Weekday | November | SCE 1-in-2 | 11 | 0.11434 | 0.12933 | 0.11434 | 0.12933 | 0 | 60.9388
| Zone | Remainder of System | Average Weekday | November | SCE 1-in-2 | 12 | 0.028134 | 0.040636 | 0.028134 | 0.040636 | 0 | 64.6095
| Zone | Remainder of System | Average Weekday | November | SCE 1-in-2 | 13 | 0.012073 | 0.011992 | 0.012073 | 0.011992 | 0 | 67.2189
| Zone | Remainder of System | Average Weekday | November | SCE 1-in-2 | 14 | 0.050345 | 0.044222 | 0.050345 | 0.044222 | 0 | 68.8612
| Zone | Remainder of System | Average Weekday | November | SCE 1-in-2 | 15 | 0.14674 | 0.14224 | 0.14674 | 0.14224 | 0 | 69.8383
| Zone | Remainder of System | Average Weekday | November | SCE 1-in-2 | 16 | 0.30865 | 0.30881 | 0.30865 | 0.30881 | 0 | 70.0419
| Zone | Remainder of System | Average Weekday | November | SCE 1-in-2 | 17 | 0.51361 | 0.52139 | 0.51361 | 0.52139 | 0 | 69.1918
| Zone | Remainder of System | Average Weekday | November | SCE 1-in-2 | 18 | 0.79254 | 0.77574 | 0.79254 | 0.77574 | 0 | 66.9866
| Zone | Remainder of System | Average Weekday | November | SCE 1-in-2 | 19 | 1.0109 | 0.95468 | 1.0109 | 0.95468 | 0 | 64.2443
| Zone | Remainder of System | Average Weekday | November | SCE 1-in-2 | 20 | 1.0857 | 1.022 | 1.0857 | 1.022 | 0 | 62.07
| Zone | Remainder of System | Average Weekday | November | SCE 1-in-2 | 21 | 1.0883 | 1.0403 | 1.0883 | 1.0403 | 0 | 60.2413
| Zone | Remainder of System | Average Weekday | November | SCE 1-in-2 | 22 | 1.0204 | 0.98234 | 1.0204 | 0.98234 | 0 | 58.6026
| Zone | Remainder of System | Average Weekday | November | SCE 1-in-2 | 23 | 0.9254 | 0.90288 | 0.9254 | 0.90288 | 0 | 57.2321
| Zone | Remainder of System | Average Weekday | November | SCE 1-in-2 | 24 | 0.80428 | 0.78477 | 0.80428 | 0.78477 | 0 | 56.1671
| Zone | Remainder of System | Average Weekday | October | CAISO 1-in-10 | 1 | 0.94476 | 0.91717 | 0.94476 | 0.91717 | 0 | 66.371
| Zone | Remainder of System | Average Weekday | October | CAISO 1-in-10 | 2 | 0.8399 | 0.81071 | 0.8399 | 0.81071 | 0 | 65.3176
| Zone | Remainder of System | Average Weekday | October | CAISO 1-in-10 | 3 | 0.76541 | 0.73498 | 0.76541 | 0.73498 | 0 | 64.431
| Zone | Remainder of System | Average Weekday | October | CAISO 1-in-10 | 4 | 0.7082 | 0.67986 | 0.7082 | 0.67986 | 0 | 63.5942
| Zone | Remainder of System | Average Weekday | October | CAISO 1-in-10 | 5 | 0.66814 | 0.64382 | 0.66814 | 0.64382 | 0 | 62.8862
| Zone | Remainder of System | Average Weekday | October | CAISO 1-in-10 | 6 | 0.65518 | 0.64623 | 0.65518 | 0.64623 | 0 | 62.2824
| Zone | Remainder of System | Average Weekday | October | CAISO 1-in-10 | 7 | 0.64777 | 0.67573 | 0.64777 | 0.67573 | 0 | 61.7432
| Zone | Remainder of System | Average Weekday | October | CAISO 1-in-10 | 8 | 0.59441 | 0.62239 | 0.59441 | 0.62239 | 0 | 61.3107
| Zone | Remainder of System | Average Weekday | October | CAISO 1-in-10 | 9 | 0.45408 | 0.44767 | 0.45408 | 0.44767 | 0 | 61.707
| Zone | Remainder of System | Average Weekday | October | CAISO 1-in-10 | 10 | 0.26187 | 0.266 | 0.26187 | 0.266 | 0 | 64.9026
| Zone | Remainder of System | Average Weekday | October | CAISO 1-in-10 | 11 | 0.12696 | 0.14195 | 0.12696 | 0.14195 | 0 | 69.2714
| Zone | Remainder of System | Average Weekday | October | CAISO 1-in-10 | 12 | 0.073542 | 0.086044 | 0.073542 | 0.086044 | 0 | 73.4361
| Zone | Remainder of System | Average Weekday | October | CAISO 1-in-10 | 13 | 0.11644 | 0.11636 | 0.11644 | 0.11636 | 0 | 76.7796
| Zone | Remainder of System | Average Weekday | October | CAISO 1-in-10 | 14 | 0.24181 | 0.23569 | 0.24181 | 0.23569 | 0 | 78.9944
| Zone | Remainder of System | Average Weekday | October | CAISO 1-in-10 | 15 | 0.43995 | 0.43544 | 0.43995 | 0.43544 | 0 | 80.4052
| Zone | Remainder of System | Average Weekday | October | CAISO 1-in-10 | 16 | 0.72189 | 0.72205 | 0.72189 | 0.72205 | 0 | 81.2817
| Zone | Remainder of System | Average Weekday | October | CAISO 1-in-10 | 17 | 1.0271 | 1.0349 | 0.22936 | 0.18639 | 0.037302 | 81.4056
| Zone | Remainder of System | Average Weekday | October | CAISO 1-in-10 | 18 | 1.3449 | 1.3281 | 0.93045 | 0.93779 | 0.19595 | 80.6339
| Zone | Remainder of System | Average Weekday | October | CAISO 1-in-10 | 19 | 1.5439 | 1.4877 | 1.3959 | 1.2826 | 0.074009 | 78.6754
| Zone | Remainder of System | Average Weekday | October | CAISO 1-in-10 | 20 | 1.5497 | 1.486 | 1.3414 | 1.2825 | 0.04162 | 75.3623
| Zone | Remainder of System | Average Weekday | October | CAISO 1-in-10 | 21 | 1.5117 | 1.4638 | 1.3178 | 1.2746 | 0.047314 | 72.8167
| Zone | Remainder of System | Average Weekday | October | CAISO 1-in-10 | 22 | 1.413 | 1.3749 | 1.8118 | 1.9087 | 0.070545 | 70.8259
| Zone | Remainder of System | Average Weekday | October | CAISO 1-in-10 | 23 | 1.2548 | 1.2323 | 1.2853 | 1.3306 | 0.015237 | 69.0976
| Zone | Remainder of System | Average Weekday | October | CAISO 1-in-10 | 24 | 1.057 | 1.0375 | 1.057 | 1.06 | 0 | 67.5942
| Zone | Remainder of System | Average Weekday | October | CAISO 1-in-2 | 1 | 0.79533 | 0.76774 | 0.79533 | 0.76774 | 0 | 62.5103
| Zone | Remainder of System | Average Weekday | October | CAISO 1-in-2 | 2 | 0.7109 | 0.68171 | 0.7109 | 0.68171 | 0 | 61.4393
| Zone | Remainder of System | Average Weekday | October | CAISO 1-in-2 | 3 | 0.65445 | 0.62401 | 0.65445 | 0.62401 | 0 | 60.4555
| Zone | Remainder of System | Average Weekday | October | CAISO 1-in-2 | 4 | 0.61448 | 0.58614 | 0.61448 | 0.58614 | 0 | 59.6705
| Zone | Remainder of System | Average Weekday | October | CAISO 1-in-2 | 5 | 0.59517 | 0.57085 | 0.59517 | 0.57085 | 0 | 58.858
| Zone | Remainder of System | Average Weekday | October | CAISO 1-in-2 | 6 | 0.5994 | 0.59045 | 0.5994 | 0.59045 | 0 | 58.1693
| Zone | Remainder of System | Average Weekday | October | CAISO 1-in-2 | 7 | 0.61015 | 0.63811 | 0.61015 | 0.63811 | 0 | 57.6441
| Zone | Remainder of System | Average Weekday | October | CAISO 1-in-2 | 8 | 0.55173 | 0.57972 | 0.55173 | 0.57972 | 0 | 57.2706
| Zone | Remainder of System | Average Weekday | October | CAISO 1-in-2 | 9 | 0.40241 | 0.396 | 0.40241 | 0.396 | 0 | 57.6701
| Zone | Remainder of System | Average Weekday | October | CAISO 1-in-2 | 10 | 0.21856 | 0.22269 | 0.21856 | 0.22269 | 0 | 60.6296
| Zone | Remainder of System | Average Weekday | October | CAISO 1-in-2 | 11 | 0.076849 | 0.091842 | 0.076849 | 0.091842 | 0 | 64.7017
| Zone | Remainder of System | Average Weekday | October | CAISO 1-in-2 | 12 | 0.0027157 | 0.015217 | 0.0027157 | 0.015217 | 0 | 68.7725
| Zone | Remainder of System | Average Weekday | October | CAISO 1-in-2 | 13 | -0.010621 | -0.010702 | -0.010621 | -0.010702 | 0 | 72.0446
| Zone | Remainder of System | Average Weekday | October | CAISO 1-in-2 | 14 | 0.038507 | 0.032385 | 0.038507 | 0.032385 | 0 | 74.4496
| Zone | Remainder of System | Average Weekday | October | CAISO 1-in-2 | 15 | 0.15901 | 0.1545 | 0.15901 | 0.1545 | 0 | 75.9584
| Zone | Remainder of System | Average Weekday | October | CAISO 1-in-2 | 16 | 0.35944 | 0.3596 | 0.35944 | 0.3596 | 0 | 76.941
| Zone | Remainder of System | Average Weekday | October | CAISO 1-in-2 | 17 | 0.60408 | 0.61186 | 0.20659 | 0.21437 | 0.047814 | 77.0123
| Zone | Remainder of System | Average Weekday | October | CAISO 1-in-2 | 18 | 0.89618 | 0.87938 | 0.5719 | 0.57924 | 0.2419 | 76.0783
| Zone | Remainder of System | Average Weekday | October | CAISO 1-in-2 | 19 | 1.1234 | 1.0671 | 1.0536 | 0.94033 | 0.03486 | 74.0361
| Zone | Remainder of System | Average Weekday | October | CAISO 1-in-2 | 20 | 1.2103 | 1.1466 | 1.0272 | 0.96819 | 0.051622 | 70.9013
| Zone | Remainder of System | Average Weekday | October | CAISO 1-in-2 | 21 | 1.2185 | 1.1706 | 1.0499 | 1.0068 | 0.057453 | 68.3188
| Zone | Remainder of System | Average Weekday | October | CAISO 1-in-2 | 22 | 1.1427 | 1.1046 | 1.533 | 1.5923 | 0.089899 | 66.325
| Zone | Remainder of System | Average Weekday | October | CAISO 1-in-2 | 23 | 1.0285 | 1.006 | 1.0285 | 1.0668 | 0 | 64.7334
| Zone | Remainder of System | Average Weekday | October | CAISO 1-in-2 | 24 | 0.88113 | 0.86162 | 0.88113 | 0.86162 | 0 | 63.3795
| Zone | Remainder of System | Average Weekday | October | SCE 1-in-10 | 1 | 0.94476 | 0.91717 | 0.94476 | 0.91717 | 0 | 66.371
| Zone | Remainder of System | Average Weekday | October | SCE 1-in-10 | 2 | 0.8399 | 0.81071 | 0.8399 | 0.81071 | 0 | 65.3176
| Zone | Remainder of System | Average Weekday | October | SCE 1-in-10 | 3 | 0.76541 | 0.73498 | 0.76541 | 0.73498 | 0 | 64.431
| Zone | Remainder of System | Average Weekday | October | SCE 1-in-10 | 4 | 0.7082 | 0.67986 | 0.7082 | 0.67986 | 0 | 63.5942
| Zone | Remainder of System | Average Weekday | October | SCE 1-in-10 | 5 | 0.66814 | 0.64382 | 0.66814 | 0.64382 | 0 | 62.8862
| Zone | Remainder of System | Average Weekday | October | SCE 1-in-10 | 6 | 0.65518 | 0.64623 | 0.65518 | 0.64623 | 0 | 62.2824
| Zone | Remainder of System | Average Weekday | October | SCE 1-in-10 | 7 | 0.64777 | 0.67573 | 0.64777 | 0.67573 | 0 | 61.7432
| Zone | Remainder of System | Average Weekday | October | SCE 1-in-10 | 8 | 0.59441 | 0.62239 | 0.59441 | 0.62239 | 0 | 61.3107
| Zone | Remainder of System | Average Weekday | October | SCE 1-in-10 | 9 | 0.45408 | 0.44767 | 0.45408 | 0.44767 | 0 | 61.707
| Zone | Remainder of System | Average Weekday | October | SCE 1-in-10 | 10 | 0.26187 | 0.266 | 0.26187 | 0.266 | 0 | 64.9026
| Zone | Remainder of System | Average Weekday | October | SCE 1-in-10 | 11 | 0.12696 | 0.14195 | 0.12696 | 0.14195 | 0 | 69.2714
| Zone | Remainder of System | Average Weekday | October | SCE 1-in-10 | 12 | 0.073542 | 0.086044 | 0.073542 | 0.086044 | 0 | 73.4361
| Zone | Remainder of System | Average Weekday | October | SCE 1-in-10 | 13 | 0.11644 | 0.11636 | 0.11644 | 0.11636 | 0 | 76.7796
| Zone | Remainder of System | Average Weekday | October | SCE 1-in-10 | 14 | 0.24181 | 0.23569 | 0.24181 | 0.23569 | 0 | 78.9944
| Zone | Remainder of System | Average Weekday | October | SCE 1-in-10 | 15 | 0.43995 | 0.43544 | 0.43995 | 0.43544 | 0 | 80.4052
| Zone | Remainder of System | Average Weekday | October | SCE 1-in-10 | 16 | 0.72189 | 0.72205 | 0.72189 | 0.72205 | 0 | 81.2817
| Zone | Remainder of System | Average Weekday | October | SCE 1-in-10 | 17 | 1.0271 | 1.0349 | 0.22936 | 0.18639 | 0.037302 | 81.4056
| Zone | Remainder of System | Average Weekday | October | SCE 1-in-10 | 18 | 1.3449 | 1.3281 | 0.93045 | 0.93779 | 0.19595 | 80.6339
| Zone | Remainder of System | Average Weekday | October | SCE 1-in-10 | 19 | 1.5439 | 1.4877 | 1.3959 | 1.2826 | 0.074009 | 78.6754
| Zone | Remainder of System | Average Weekday | October | SCE 1-in-10 | 20 | 1.5497 | 1.486 | 1.3414 | 1.2825 | 0.04162 | 75.3623
| Zone | Remainder of System | Average Weekday | October | SCE 1-in-10 | 21 | 1.5117 | 1.4638 | 1.3178 | 1.2746 | 0.047314 | 72.8167
| Zone | Remainder of System | Average Weekday | October | SCE 1-in-10 | 22 | 1.413 | 1.3749 | 1.8118 | 1.9087 | 0.070545 | 70.8259
| Zone | Remainder of System | Average Weekday | October | SCE 1-in-10 | 23 | 1.2548 | 1.2323 | 1.2853 | 1.3306 | 0.015237 | 69.0976
| Zone | Remainder of System | Average Weekday | October | SCE 1-in-10 | 24 | 1.057 | 1.0375 | 1.057 | 1.06 | 0 | 67.5942
| Zone | Remainder of System | Average Weekday | October | SCE 1-in-2 | 1 | 0.79533 | 0.76774 | 0.79533 | 0.76774 | 0 | 62.5103
| Zone | Remainder of System | Average Weekday | October | SCE 1-in-2 | 2 | 0.7109 | 0.68171 | 0.7109 | 0.68171 | 0 | 61.4393
| Zone | Remainder of System | Average Weekday | October | SCE 1-in-2 | 3 | 0.65445 | 0.62401 | 0.65445 | 0.62401 | 0 | 60.4555
| Zone | Remainder of System | Average Weekday | October | SCE 1-in-2 | 4 | 0.61448 | 0.58614 | 0.61448 | 0.58614 | 0 | 59.6705
| Zone | Remainder of System | Average Weekday | October | SCE 1-in-2 | 5 | 0.59517 | 0.57085 | 0.59517 | 0.57085 | 0 | 58.858
| Zone | Remainder of System | Average Weekday | October | SCE 1-in-2 | 6 | 0.5994 | 0.59045 | 0.5994 | 0.59045 | 0 | 58.1693
| Zone | Remainder of System | Average Weekday | October | SCE 1-in-2 | 7 | 0.61015 | 0.63811 | 0.61015 | 0.63811 | 0 | 57.6441
| Zone | Remainder of System | Average Weekday | October | SCE 1-in-2 | 8 | 0.55173 | 0.57972 | 0.55173 | 0.57972 | 0 | 57.2706
| Zone | Remainder of System | Average Weekday | October | SCE 1-in-2 | 9 | 0.40241 | 0.396 | 0.40241 | 0.396 | 0 | 57.6701
| Zone | Remainder of System | Average Weekday | October | SCE 1-in-2 | 10 | 0.21856 | 0.22269 | 0.21856 | 0.22269 | 0 | 60.6296
| Zone | Remainder of System | Average Weekday | October | SCE 1-in-2 | 11 | 0.076849 | 0.091842 | 0.076849 | 0.091842 | 0 | 64.7017
| Zone | Remainder of System | Average Weekday | October | SCE 1-in-2 | 12 | 0.0027157 | 0.015217 | 0.0027157 | 0.015217 | 0 | 68.7725
| Zone | Remainder of System | Average Weekday | October | SCE 1-in-2 | 13 | -0.010621 | -0.010702 | -0.010621 | -0.010702 | 0 | 72.0446
| Zone | Remainder of System | Average Weekday | October | SCE 1-in-2 | 14 | 0.038507 | 0.032385 | 0.038507 | 0.032385 | 0 | 74.4496
| Zone | Remainder of System | Average Weekday | October | SCE 1-in-2 | 15 | 0.15901 | 0.1545 | 0.15901 | 0.1545 | 0 | 75.9584
| Zone | Remainder of System | Average Weekday | October | SCE 1-in-2 | 16 | 0.35944 | 0.3596 | 0.35944 | 0.3596 | 0 | 76.941
| Zone | Remainder of System | Average Weekday | October | SCE 1-in-2 | 17 | 0.60408 | 0.61186 | 0.20659 | 0.21437 | 0.047814 | 77.0123
| Zone | Remainder of System | Average Weekday | October | SCE 1-in-2 | 18 | 0.89618 | 0.87938 | 0.5719 | 0.57924 | 0.2419 | 76.0783
| Zone | Remainder of System | Average Weekday | October | SCE 1-in-2 | 19 | 1.1234 | 1.0671 | 1.0536 | 0.94033 | 0.03486 | 74.0361
| Zone | Remainder of System | Average Weekday | October | SCE 1-in-2 | 20 | 1.2103 | 1.1466 | 1.0272 | 0.96819 | 0.051622 | 70.9013
| Zone | Remainder of System | Average Weekday | October | SCE 1-in-2 | 21 | 1.2185 | 1.1706 | 1.0499 | 1.0068 | 0.057453 | 68.3188
| Zone | Remainder of System | Average Weekday | October | SCE 1-in-2 | 22 | 1.1427 | 1.1046 | 1.533 | 1.5923 | 0.089899 | 66.325
| Zone | Remainder of System | Average Weekday | October | SCE 1-in-2 | 23 | 1.0285 | 1.006 | 1.0285 | 1.0668 | 0 | 64.7334
| Zone | Remainder of System | Average Weekday | October | SCE 1-in-2 | 24 | 0.88113 | 0.86162 | 0.88113 | 0.86162 | 0 | 63.3795
| Zone | Remainder of System | Average Weekday | September | CAISO 1-in-10 | 1 | 1.2344 | 1.2068 | 1.2344 | 1.2068 | 0 | 71.8597
| Zone | Remainder of System | Average Weekday | September | CAISO 1-in-10 | 2 | 1.056 | 1.0268 | 1.056 | 1.0268 | 0 | 70.7028
| Zone | Remainder of System | Average Weekday | September | CAISO 1-in-10 | 3 | 0.92529 | 0.89486 | 0.92529 | 0.89486 | 0 | 69.6163
| Zone | Remainder of System | Average Weekday | September | CAISO 1-in-10 | 4 | 0.83133 | 0.80299 | 0.83133 | 0.80299 | 0 | 68.6967
| Zone | Remainder of System | Average Weekday | September | CAISO 1-in-10 | 5 | 0.76719 | 0.74288 | 0.76719 | 0.74288 | 0 | 67.8602
| Zone | Remainder of System | Average Weekday | September | CAISO 1-in-10 | 6 | 0.73846 | 0.72951 | 0.73846 | 0.72951 | 0 | 67.1322
| Zone | Remainder of System | Average Weekday | September | CAISO 1-in-10 | 7 | 0.71496 | 0.74292 | 0.71496 | 0.74292 | 0 | 66.5619
| Zone | Remainder of System | Average Weekday | September | CAISO 1-in-10 | 8 | 0.66415 | 0.69213 | 0.66415 | 0.69213 | 0 | 66.0969
| Zone | Remainder of System | Average Weekday | September | CAISO 1-in-10 | 9 | 0.55573 | 0.54932 | 0.55573 | 0.54932 | 0 | 67.6458
| Zone | Remainder of System | Average Weekday | September | CAISO 1-in-10 | 10 | 0.44791 | 0.45203 | 0.44791 | 0.45203 | 0 | 71.3199
| Zone | Remainder of System | Average Weekday | September | CAISO 1-in-10 | 11 | 0.39811 | 0.41311 | 0.39811 | 0.41311 | 0 | 75.4134
| Zone | Remainder of System | Average Weekday | September | CAISO 1-in-10 | 12 | 0.45385 | 0.46636 | 0.45385 | 0.46636 | 0 | 79.2456
| Zone | Remainder of System | Average Weekday | September | CAISO 1-in-10 | 13 | 0.60414 | 0.60406 | 0.60414 | 0.60406 | 0 | 82.3785
| Zone | Remainder of System | Average Weekday | September | CAISO 1-in-10 | 14 | 0.82075 | 0.81462 | 0.82075 | 0.81462 | 0 | 84.7577
| Zone | Remainder of System | Average Weekday | September | CAISO 1-in-10 | 15 | 1.0845 | 1.08 | 1.0845 | 1.08 | 0 | 86.3178
| Zone | Remainder of System | Average Weekday | September | CAISO 1-in-10 | 16 | 1.4044 | 1.4046 | 1.4044 | 1.4046 | 0 | 86.9906
| Zone | Remainder of System | Average Weekday | September | CAISO 1-in-10 | 17 | 1.7137 | 1.7215 | 0.79671 | 0.75374 | 0.025407 | 87.0276
| Zone | Remainder of System | Average Weekday | September | CAISO 1-in-10 | 18 | 2.0201 | 2.0033 | 1.4945 | 1.5019 | 0.14077 | 86.2473
| Zone | Remainder of System | Average Weekday | September | CAISO 1-in-10 | 19 | 2.1781 | 2.1219 | 1.9327 | 1.8194 | 0.11656 | 84.4478
| Zone | Remainder of System | Average Weekday | September | CAISO 1-in-10 | 20 | 2.1132 | 2.0495 | 1.8708 | 1.8118 | 0.028346 | 81.4138
| Zone | Remainder of System | Average Weekday | September | CAISO 1-in-10 | 21 | 2.0159 | 1.968 | 1.7926 | 1.7494 | 0.035708 | 78.0303
| Zone | Remainder of System | Average Weekday | September | CAISO 1-in-10 | 22 | 1.873 | 1.8349 | 2.2814 | 2.3782 | 0.049696 | 75.8528
| Zone | Remainder of System | Average Weekday | September | CAISO 1-in-10 | 23 | 1.6524 | 1.6299 | 1.7264 | 1.7718 | 0.031022 | 74.1597
| Zone | Remainder of System | Average Weekday | September | CAISO 1-in-10 | 24 | 1.3864 | 1.3669 | 1.4096 | 1.4236 | 0.011583 | 72.678
| Zone | Remainder of System | Average Weekday | September | CAISO 1-in-2 | 1 | 1.0942 | 1.0666 | 1.0942 | 1.0666 | 0 | 69.2954
| Zone | Remainder of System | Average Weekday | September | CAISO 1-in-2 | 2 | 0.93405 | 0.90486 | 0.93405 | 0.90486 | 0 | 68.191
| Zone | Remainder of System | Average Weekday | September | CAISO 1-in-2 | 3 | 0.82549 | 0.79506 | 0.82549 | 0.79506 | 0 | 67.228
| Zone | Remainder of System | Average Weekday | September | CAISO 1-in-2 | 4 | 0.74934 | 0.721 | 0.74934 | 0.721 | 0 | 66.3618
| Zone | Remainder of System | Average Weekday | September | CAISO 1-in-2 | 5 | 0.70686 | 0.68254 | 0.70686 | 0.68254 | 0 | 65.5999
| Zone | Remainder of System | Average Weekday | September | CAISO 1-in-2 | 6 | 0.6893 | 0.68035 | 0.6893 | 0.68035 | 0 | 64.8475
| Zone | Remainder of System | Average Weekday | September | CAISO 1-in-2 | 7 | 0.67554 | 0.7035 | 0.67554 | 0.7035 | 0 | 64.3244
| Zone | Remainder of System | Average Weekday | September | CAISO 1-in-2 | 8 | 0.6232 | 0.65118 | 0.6232 | 0.65118 | 0 | 63.9644
| Zone | Remainder of System | Average Weekday | September | CAISO 1-in-2 | 9 | 0.49442 | 0.48801 | 0.49442 | 0.48801 | 0 | 65.2176
| Zone | Remainder of System | Average Weekday | September | CAISO 1-in-2 | 10 | 0.36522 | 0.36935 | 0.36522 | 0.36935 | 0 | 68.788
| Zone | Remainder of System | Average Weekday | September | CAISO 1-in-2 | 11 | 0.30075 | 0.31574 | 0.30075 | 0.31574 | 0 | 73.1782
| Zone | Remainder of System | Average Weekday | September | CAISO 1-in-2 | 12 | 0.30951 | 0.32201 | 0.30951 | 0.32201 | 0 | 77.4306
| Zone | Remainder of System | Average Weekday | September | CAISO 1-in-2 | 13 | 0.4206 | 0.42051 | 0.4206 | 0.42051 | 0 | 80.9416
| Zone | Remainder of System | Average Weekday | September | CAISO 1-in-2 | 14 | 0.60724 | 0.60112 | 0.60724 | 0.60112 | 0 | 83.444
| Zone | Remainder of System | Average Weekday | September | CAISO 1-in-2 | 15 | 0.85017 | 0.84566 | 0.85017 | 0.84566 | 0 | 84.9226
| Zone | Remainder of System | Average Weekday | September | CAISO 1-in-2 | 16 | 1.1569 | 1.1571 | 1.1569 | 1.1571 | 0 | 85.5827
| Zone | Remainder of System | Average Weekday | September | CAISO 1-in-2 | 17 | 1.4614 | 1.4692 | 0.5778 | 0.53483 | 0.028446 | 85.4536
| Zone | Remainder of System | Average Weekday | September | CAISO 1-in-2 | 18 | 1.7664 | 1.7496 | 1.2767 | 1.284 | 0.15833 | 84.4343
| Zone | Remainder of System | Average Weekday | September | CAISO 1-in-2 | 19 | 1.9383 | 1.882 | 1.7245 | 1.6112 | 0.13178 | 82.5682
| Zone | Remainder of System | Average Weekday | September | CAISO 1-in-2 | 20 | 1.9037 | 1.84 | 1.6723 | 1.6133 | 0.032565 | 79.4637
| Zone | Remainder of System | Average Weekday | September | CAISO 1-in-2 | 21 | 1.8273 | 1.7794 | 1.6153 | 1.5721 | 0.040144 | 76.0255
| Zone | Remainder of System | Average Weekday | September | CAISO 1-in-2 | 22 | 1.7 | 1.6619 | 2.1043 | 2.2012 | 0.058395 | 73.719
| Zone | Remainder of System | Average Weekday | September | CAISO 1-in-2 | 23 | 1.5035 | 1.4809 | 1.5583 | 1.6037 | 0.03709 | 71.9362
| Zone | Remainder of System | Average Weekday | September | CAISO 1-in-2 | 24 | 1.2622 | 1.2426 | 1.2705 | 1.2845 | 0.0041627 | 70.4678
| Zone | Remainder of System | Average Weekday | September | SCE 1-in-10 | 1 | 1.2344 | 1.2068 | 1.2344 | 1.2068 | 0 | 71.8597
| Zone | Remainder of System | Average Weekday | September | SCE 1-in-10 | 2 | 1.056 | 1.0268 | 1.056 | 1.0268 | 0 | 70.7028
| Zone | Remainder of System | Average Weekday | September | SCE 1-in-10 | 3 | 0.92529 | 0.89486 | 0.92529 | 0.89486 | 0 | 69.6163
| Zone | Remainder of System | Average Weekday | September | SCE 1-in-10 | 4 | 0.83133 | 0.80299 | 0.83133 | 0.80299 | 0 | 68.6967
| Zone | Remainder of System | Average Weekday | September | SCE 1-in-10 | 5 | 0.76719 | 0.74288 | 0.76719 | 0.74288 | 0 | 67.8602
| Zone | Remainder of System | Average Weekday | September | SCE 1-in-10 | 6 | 0.73846 | 0.72951 | 0.73846 | 0.72951 | 0 | 67.1322
| Zone | Remainder of System | Average Weekday | September | SCE 1-in-10 | 7 | 0.71496 | 0.74292 | 0.71496 | 0.74292 | 0 | 66.5619
| Zone | Remainder of System | Average Weekday | September | SCE 1-in-10 | 8 | 0.66415 | 0.69213 | 0.66415 | 0.69213 | 0 | 66.0969
| Zone | Remainder of System | Average Weekday | September | SCE 1-in-10 | 9 | 0.55573 | 0.54932 | 0.55573 | 0.54932 | 0 | 67.6458
| Zone | Remainder of System | Average Weekday | September | SCE 1-in-10 | 10 | 0.44791 | 0.45203 | 0.44791 | 0.45203 | 0 | 71.3199
| Zone | Remainder of System | Average Weekday | September | SCE 1-in-10 | 11 | 0.39811 | 0.41311 | 0.39811 | 0.41311 | 0 | 75.4134
| Zone | Remainder of System | Average Weekday | September | SCE 1-in-10 | 12 | 0.45385 | 0.46636 | 0.45385 | 0.46636 | 0 | 79.2456
| Zone | Remainder of System | Average Weekday | September | SCE 1-in-10 | 13 | 0.60414 | 0.60406 | 0.60414 | 0.60406 | 0 | 82.3785
| Zone | Remainder of System | Average Weekday | September | SCE 1-in-10 | 14 | 0.82075 | 0.81462 | 0.82075 | 0.81462 | 0 | 84.7577
| Zone | Remainder of System | Average Weekday | September | SCE 1-in-10 | 15 | 1.0845 | 1.08 | 1.0845 | 1.08 | 0 | 86.3178
| Zone | Remainder of System | Average Weekday | September | SCE 1-in-10 | 16 | 1.4044 | 1.4046 | 1.4044 | 1.4046 | 0 | 86.9906
| Zone | Remainder of System | Average Weekday | September | SCE 1-in-10 | 17 | 1.7137 | 1.7215 | 0.79671 | 0.75374 | 0.025407 | 87.0276
| Zone | Remainder of System | Average Weekday | September | SCE 1-in-10 | 18 | 2.0201 | 2.0033 | 1.4945 | 1.5019 | 0.14077 | 86.2473
| Zone | Remainder of System | Average Weekday | September | SCE 1-in-10 | 19 | 2.1781 | 2.1219 | 1.9327 | 1.8194 | 0.11656 | 84.4478
| Zone | Remainder of System | Average Weekday | September | SCE 1-in-10 | 20 | 2.1132 | 2.0495 | 1.8708 | 1.8118 | 0.028346 | 81.4138
| Zone | Remainder of System | Average Weekday | September | SCE 1-in-10 | 21 | 2.0159 | 1.968 | 1.7926 | 1.7494 | 0.035708 | 78.0303
| Zone | Remainder of System | Average Weekday | September | SCE 1-in-10 | 22 | 1.873 | 1.8349 | 2.2814 | 2.3782 | 0.049696 | 75.8528
| Zone | Remainder of System | Average Weekday | September | SCE 1-in-10 | 23 | 1.6524 | 1.6299 | 1.7264 | 1.7718 | 0.031022 | 74.1597
| Zone | Remainder of System | Average Weekday | September | SCE 1-in-10 | 24 | 1.3864 | 1.3669 | 1.4096 | 1.4236 | 0.011583 | 72.678
| Zone | Remainder of System | Average Weekday | September | SCE 1-in-2 | 1 | 1.0555 | 1.0279 | 1.0555 | 1.0279 | 0 | 68.6045
| Zone | Remainder of System | Average Weekday | September | SCE 1-in-2 | 2 | 0.90071 | 0.87152 | 0.90071 | 0.87152 | 0 | 67.4679
| Zone | Remainder of System | Average Weekday | September | SCE 1-in-2 | 3 | 0.801 | 0.77057 | 0.801 | 0.77057 | 0 | 66.4878
| Zone | Remainder of System | Average Weekday | September | SCE 1-in-2 | 4 | 0.73505 | 0.70671 | 0.73505 | 0.70671 | 0 | 65.6309
| Zone | Remainder of System | Average Weekday | September | SCE 1-in-2 | 5 | 0.69292 | 0.66861 | 0.69292 | 0.66861 | 0 | 64.8715
| Zone | Remainder of System | Average Weekday | September | SCE 1-in-2 | 6 | 0.67797 | 0.66902 | 0.67797 | 0.66902 | 0 | 64.1672
| Zone | Remainder of System | Average Weekday | September | SCE 1-in-2 | 7 | 0.66567 | 0.69364 | 0.66567 | 0.69364 | 0 | 63.5964
| Zone | Remainder of System | Average Weekday | September | SCE 1-in-2 | 8 | 0.61254 | 0.64052 | 0.61254 | 0.64052 | 0 | 63.1894
| Zone | Remainder of System | Average Weekday | September | SCE 1-in-2 | 9 | 0.48429 | 0.47788 | 0.48429 | 0.47788 | 0 | 64.4282
| Zone | Remainder of System | Average Weekday | September | SCE 1-in-2 | 10 | 0.32491 | 0.32903 | 0.32491 | 0.32903 | 0 | 67.8903
| Zone | Remainder of System | Average Weekday | September | SCE 1-in-2 | 11 | 0.23591 | 0.25091 | 0.23591 | 0.25091 | 0 | 72.0957
| Zone | Remainder of System | Average Weekday | September | SCE 1-in-2 | 12 | 0.22464 | 0.23714 | 0.22464 | 0.23714 | 0 | 76.1649
| Zone | Remainder of System | Average Weekday | September | SCE 1-in-2 | 13 | 0.31424 | 0.31416 | 0.31424 | 0.31416 | 0 | 79.4485
| Zone | Remainder of System | Average Weekday | September | SCE 1-in-2 | 14 | 0.48069 | 0.47457 | 0.48069 | 0.47457 | 0 | 81.8235
| Zone | Remainder of System | Average Weekday | September | SCE 1-in-2 | 15 | 0.71045 | 0.70594 | 0.71045 | 0.70594 | 0 | 83.3275
| Zone | Remainder of System | Average Weekday | September | SCE 1-in-2 | 16 | 1.0131 | 1.0133 | 1.0131 | 1.0133 | 0 | 84.1576
| Zone | Remainder of System | Average Weekday | September | SCE 1-in-2 | 17 | 1.3217 | 1.3295 | 0.46645 | 0.42348 | 0.031237 | 84.1167
| Zone | Remainder of System | Average Weekday | September | SCE 1-in-2 | 18 | 1.634 | 1.6172 | 1.1686 | 1.176 | 0.17039 | 83.2057
| Zone | Remainder of System | Average Weekday | September | SCE 1-in-2 | 19 | 1.8145 | 1.7583 | 1.6204 | 1.5071 | 0.14128 | 81.4029
| Zone | Remainder of System | Average Weekday | September | SCE 1-in-2 | 20 | 1.7908 | 1.7271 | 1.5657 | 1.5068 | 0.035045 | 78.3314
| Zone | Remainder of System | Average Weekday | September | SCE 1-in-2 | 21 | 1.7244 | 1.6765 | 1.5183 | 1.4751 | 0.042458 | 74.9866
| Zone | Remainder of System | Average Weekday | September | SCE 1-in-2 | 22 | 1.6067 | 1.5686 | 2.0092 | 2.1061 | 0.062398 | 72.7573
| Zone | Remainder of System | Average Weekday | September | SCE 1-in-2 | 23 | 1.4226 | 1.4001 | 1.4698 | 1.5151 | 0.039626 | 71.0308
| Zone | Remainder of System | Average Weekday | September | SCE 1-in-2 | 24 | 1.1948 | 1.1753 | 1.1972 | 1.2112 | 0.0011942 | 69.5836
| Zone | Remainder of System | Monthly System Peak Day | April | CAISO 1-in-10 | 1 | 1.0957 | 1.0681 | 1.0957 | 1.0681 | 0 | 69.1314
| Zone | Remainder of System | Monthly System Peak Day | April | CAISO 1-in-10 | 2 | 0.9025 | 0.87331 | 0.9025 | 0.87331 | 0 | 66.6912
| Zone | Remainder of System | Monthly System Peak Day | April | CAISO 1-in-10 | 3 | 0.8001 | 0.76967 | 0.8001 | 0.76967 | 0 | 64.792
| Zone | Remainder of System | Monthly System Peak Day | April | CAISO 1-in-10 | 4 | 0.74437 | 0.71603 | 0.74437 | 0.71603 | 0 | 63.5291
| Zone | Remainder of System | Monthly System Peak Day | April | CAISO 1-in-10 | 5 | 0.71168 | 0.68736 | 0.71168 | 0.68736 | 0 | 64.0896
| Zone | Remainder of System | Monthly System Peak Day | April | CAISO 1-in-10 | 6 | 0.70726 | 0.69831 | 0.70726 | 0.69831 | 0 | 63.5563
| Zone | Remainder of System | Monthly System Peak Day | April | CAISO 1-in-10 | 7 | 0.70324 | 0.73121 | 0.70324 | 0.73121 | 0 | 63.364
| Zone | Remainder of System | Monthly System Peak Day | April | CAISO 1-in-10 | 8 | 0.6622 | 0.69018 | 0.6622 | 0.69018 | 0 | 63.6549
| Zone | Remainder of System | Monthly System Peak Day | April | CAISO 1-in-10 | 9 | 0.57218 | 0.56577 | 0.57218 | 0.56577 | 0 | 67.1802
| Zone | Remainder of System | Monthly System Peak Day | April | CAISO 1-in-10 | 10 | 0.47885 | 0.48297 | 0.47885 | 0.48297 | 0 | 72.1955
| Zone | Remainder of System | Monthly System Peak Day | April | CAISO 1-in-10 | 11 | 0.40356 | 0.41855 | 0.40356 | 0.41855 | 0 | 76.9767
| Zone | Remainder of System | Monthly System Peak Day | April | CAISO 1-in-10 | 12 | 0.46072 | 0.47322 | 0.46072 | 0.47322 | 0 | 80.9777
| Zone | Remainder of System | Monthly System Peak Day | April | CAISO 1-in-10 | 13 | 0.63424 | 0.63416 | 0.63424 | 0.63416 | 0 | 83.9355
| Zone | Remainder of System | Monthly System Peak Day | April | CAISO 1-in-10 | 14 | 0.86661 | 0.86049 | 0.86661 | 0.86049 | 0 | 85.8862
| Zone | Remainder of System | Monthly System Peak Day | April | CAISO 1-in-10 | 15 | 1.1374 | 1.1329 | 1.1374 | 1.1329 | 0 | 87.376
| Zone | Remainder of System | Monthly System Peak Day | April | CAISO 1-in-10 | 16 | 1.4651 | 1.4653 | 1.4651 | 1.4653 | 0 | 88.5853
| Zone | Remainder of System | Monthly System Peak Day | April | CAISO 1-in-10 | 17 | 1.7801 | 1.7879 | 0.81253 | 0.76956 | 0.02155 | 89.413
| Zone | Remainder of System | Monthly System Peak Day | April | CAISO 1-in-10 | 18 | 2.068 | 2.0512 | 1.4764 | 1.4838 | 0.10969 | 89.5778
| Zone | Remainder of System | Monthly System Peak Day | April | CAISO 1-in-10 | 19 | 2.2006 | 2.1444 | 1.8844 | 1.7711 | 0.083363 | 88.6441
| Zone | Remainder of System | Monthly System Peak Day | April | CAISO 1-in-10 | 20 | 2.173 | 2.1093 | 1.9013 | 1.8423 | 0.017743 | 86.613
| Zone | Remainder of System | Monthly System Peak Day | April | CAISO 1-in-10 | 21 | 2.0912 | 2.0433 | 1.8393 | 1.7961 | 0.024787 | 83.093
| Zone | Remainder of System | Monthly System Peak Day | April | CAISO 1-in-10 | 22 | 1.9224 | 1.8843 | 2.3377 | 2.4346 | 0.035833 | 79.5068
| Zone | Remainder of System | Monthly System Peak Day | April | CAISO 1-in-10 | 23 | 1.6841 | 1.6616 | 1.7776 | 1.8229 | 0.025227 | 76.417
| Zone | Remainder of System | Monthly System Peak Day | April | CAISO 1-in-10 | 24 | 1.4125 | 1.393 | 1.4411 | 1.4551 | 0.022062 | 73.4843
| Zone | Remainder of System | Monthly System Peak Day | April | CAISO 1-in-2 | 1 | 0.87053 | 0.84294 | 0.87053 | 0.84294 | 0 | 63.2629
| Zone | Remainder of System | Monthly System Peak Day | April | CAISO 1-in-2 | 2 | 0.7802 | 0.75101 | 0.7802 | 0.75101 | 0 | 61.6269
| Zone | Remainder of System | Monthly System Peak Day | April | CAISO 1-in-2 | 3 | 0.71751 | 0.68708 | 0.71751 | 0.68708 | 0 | 60.4066
| Zone | Remainder of System | Monthly System Peak Day | April | CAISO 1-in-2 | 4 | 0.66781 | 0.63947 | 0.66781 | 0.63947 | 0 | 59.2135
| Zone | Remainder of System | Monthly System Peak Day | April | CAISO 1-in-2 | 5 | 0.64108 | 0.61676 | 0.64108 | 0.61676 | 0 | 58.0628
| Zone | Remainder of System | Monthly System Peak Day | April | CAISO 1-in-2 | 6 | 0.63788 | 0.62893 | 0.63788 | 0.62893 | 0 | 57.2084
| Zone | Remainder of System | Monthly System Peak Day | April | CAISO 1-in-2 | 7 | 0.63433 | 0.66229 | 0.63433 | 0.66229 | 0 | 56.1163
| Zone | Remainder of System | Monthly System Peak Day | April | CAISO 1-in-2 | 8 | 0.57858 | 0.60657 | 0.57858 | 0.60657 | 0 | 55.5817
| Zone | Remainder of System | Monthly System Peak Day | April | CAISO 1-in-2 | 9 | 0.43996 | 0.43355 | 0.43996 | 0.43355 | 0 | 57.6519
| Zone | Remainder of System | Monthly System Peak Day | April | CAISO 1-in-2 | 10 | 0.24354 | 0.24767 | 0.24354 | 0.24767 | 0 | 62.485
| Zone | Remainder of System | Monthly System Peak Day | April | CAISO 1-in-2 | 11 | 0.11492 | 0.12992 | 0.11492 | 0.12992 | 0 | 68.6775
| Zone | Remainder of System | Monthly System Peak Day | April | CAISO 1-in-2 | 12 | 0.028383 | 0.040884 | 0.028383 | 0.040884 | 0 | 74.0259
| Zone | Remainder of System | Monthly System Peak Day | April | CAISO 1-in-2 | 13 | 0.067431 | 0.06735 | 0.067431 | 0.06735 | 0 | 78.1115
| Zone | Remainder of System | Monthly System Peak Day | April | CAISO 1-in-2 | 14 | 0.19363 | 0.1875 | 0.19363 | 0.1875 | 0 | 80.9627
| Zone | Remainder of System | Monthly System Peak Day | April | CAISO 1-in-2 | 15 | 0.39429 | 0.38978 | 0.39429 | 0.38978 | 0 | 82.789
| Zone | Remainder of System | Monthly System Peak Day | April | CAISO 1-in-2 | 16 | 0.67277 | 0.67293 | 0.67277 | 0.67293 | 0 | 83.7068
| Zone | Remainder of System | Monthly System Peak Day | April | CAISO 1-in-2 | 17 | 0.96582 | 0.9736 | 0.11619 | 0.073217 | 0.031808 | 83.852
| Zone | Remainder of System | Monthly System Peak Day | April | CAISO 1-in-2 | 18 | 1.2472 | 1.2304 | 0.78398 | 0.79132 | 0.17148 | 83.0957
| Zone | Remainder of System | Monthly System Peak Day | April | CAISO 1-in-2 | 19 | 1.4265 | 1.3702 | 1.2263 | 1.113 | 0.13832 | 81.7659
| Zone | Remainder of System | Monthly System Peak Day | April | CAISO 1-in-2 | 20 | 1.492 | 1.4282 | 1.2639 | 1.2049 | 0.033855 | 78.874
| Zone | Remainder of System | Monthly System Peak Day | April | CAISO 1-in-2 | 21 | 1.4674 | 1.4195 | 1.2638 | 1.2206 | 0.043454 | 74.5401
| Zone | Remainder of System | Monthly System Peak Day | April | CAISO 1-in-2 | 22 | 1.3557 | 1.3176 | 1.7546 | 1.8514 | 0.070464 | 70.8451
| Zone | Remainder of System | Monthly System Peak Day | April | CAISO 1-in-2 | 23 | 1.2008 | 1.1783 | 1.2182 | 1.2635 | 0.0086724 | 67.5716
| Zone | Remainder of System | Monthly System Peak Day | April | CAISO 1-in-2 | 24 | 1.0121 | 0.99256 | 1.0121 | 0.99806 | 0 | 65.0541
| Zone | Remainder of System | Monthly System Peak Day | April | SCE 1-in-10 | 1 | 1.1946 | 1.167 | 1.1946 | 1.167 | 0 | 71.1431
| Zone | Remainder of System | Monthly System Peak Day | April | SCE 1-in-10 | 2 | 0.9522 | 0.92301 | 0.9522 | 0.92301 | 0 | 68.7447
| Zone | Remainder of System | Monthly System Peak Day | April | SCE 1-in-10 | 3 | 0.83845 | 0.80802 | 0.83845 | 0.80802 | 0 | 67.6074
| Zone | Remainder of System | Monthly System Peak Day | April | SCE 1-in-10 | 4 | 0.76449 | 0.73614 | 0.76449 | 0.73614 | 0 | 66.2846
| Zone | Remainder of System | Monthly System Peak Day | April | SCE 1-in-10 | 5 | 0.72457 | 0.70025 | 0.72457 | 0.70025 | 0 | 64.9999
| Zone | Remainder of System | Monthly System Peak Day | April | SCE 1-in-10 | 6 | 0.7012 | 0.69226 | 0.7012 | 0.69226 | 0 | 63.4014
| Zone | Remainder of System | Monthly System Peak Day | April | SCE 1-in-10 | 7 | 0.67639 | 0.70436 | 0.67639 | 0.70436 | 0 | 62.3417
| Zone | Remainder of System | Monthly System Peak Day | April | SCE 1-in-10 | 8 | 0.62304 | 0.65102 | 0.62304 | 0.65102 | 0 | 61.9693
| Zone | Remainder of System | Monthly System Peak Day | April | SCE 1-in-10 | 9 | 0.51839 | 0.51198 | 0.51839 | 0.51198 | 0 | 65.0292
| Zone | Remainder of System | Monthly System Peak Day | April | SCE 1-in-10 | 10 | 0.4448 | 0.44893 | 0.4448 | 0.44893 | 0 | 71.2613
| Zone | Remainder of System | Monthly System Peak Day | April | SCE 1-in-10 | 11 | 0.36694 | 0.38194 | 0.36694 | 0.38194 | 0 | 76.5874
| Zone | Remainder of System | Monthly System Peak Day | April | SCE 1-in-10 | 12 | 0.39337 | 0.40587 | 0.39337 | 0.40587 | 0 | 81.4491
| Zone | Remainder of System | Monthly System Peak Day | April | SCE 1-in-10 | 13 | 0.56045 | 0.56037 | 0.56045 | 0.56037 | 0 | 85.013
| Zone | Remainder of System | Monthly System Peak Day | April | SCE 1-in-10 | 14 | 0.7932 | 0.78708 | 0.7932 | 0.78708 | 0 | 87.0352
| Zone | Remainder of System | Monthly System Peak Day | April | SCE 1-in-10 | 15 | 1.0645 | 1.06 | 1.0645 | 1.06 | 0 | 88.4346
| Zone | Remainder of System | Monthly System Peak Day | April | SCE 1-in-10 | 16 | 1.3872 | 1.3874 | 1.3872 | 1.3874 | 0 | 89.0954
| Zone | Remainder of System | Monthly System Peak Day | April | SCE 1-in-10 | 17 | 1.6958 | 1.7035 | 0.72607 | 0.6831 | 0.021413 | 89.5141
| Zone | Remainder of System | Monthly System Peak Day | April | SCE 1-in-10 | 18 | 1.9759 | 1.9591 | 1.3994 | 1.4068 | 0.11664 | 88.814
| Zone | Remainder of System | Monthly System Peak Day | April | SCE 1-in-10 | 19 | 2.1184 | 2.0621 | 1.8302 | 1.7169 | 0.096337 | 86.9819
| Zone | Remainder of System | Monthly System Peak Day | April | SCE 1-in-10 | 20 | 2.086 | 2.0223 | 1.8352 | 1.7763 | 0.025204 | 82.8941
| Zone | Remainder of System | Monthly System Peak Day | April | SCE 1-in-10 | 21 | 1.9892 | 1.9413 | 1.7667 | 1.7235 | 0.036021 | 77.8882
| Zone | Remainder of System | Monthly System Peak Day | April | SCE 1-in-10 | 22 | 1.8388 | 1.8007 | 2.2439 | 2.3407 | 0.056831 | 74.0977
| Zone | Remainder of System | Monthly System Peak Day | April | SCE 1-in-10 | 23 | 1.6243 | 1.6018 | 1.6758 | 1.7211 | 0.038197 | 71.5397
| Zone | Remainder of System | Monthly System Peak Day | April | SCE 1-in-10 | 24 | 1.3547 | 1.3352 | 1.3567 | 1.3707 | 0.00098353 | 69.5209
| Zone | Remainder of System | Monthly System Peak Day | April | SCE 1-in-2 | 1 | 0.87785 | 0.85026 | 0.87785 | 0.85026 | 0 | 64.5459
| Zone | Remainder of System | Monthly System Peak Day | April | SCE 1-in-2 | 2 | 0.77972 | 0.75053 | 0.77972 | 0.75053 | 0 | 62.8636
| Zone | Remainder of System | Monthly System Peak Day | April | SCE 1-in-2 | 3 | 0.72133 | 0.6909 | 0.72133 | 0.6909 | 0 | 61.7051
| Zone | Remainder of System | Monthly System Peak Day | April | SCE 1-in-2 | 4 | 0.67717 | 0.64883 | 0.67717 | 0.64883 | 0 | 60.4834
| Zone | Remainder of System | Monthly System Peak Day | April | SCE 1-in-2 | 5 | 0.64971 | 0.62539 | 0.64971 | 0.62539 | 0 | 59.441
| Zone | Remainder of System | Monthly System Peak Day | April | SCE 1-in-2 | 6 | 0.64337 | 0.63443 | 0.64337 | 0.63443 | 0 | 58.4642
| Zone | Remainder of System | Monthly System Peak Day | April | SCE 1-in-2 | 7 | 0.64006 | 0.66802 | 0.64006 | 0.66802 | 0 | 57.7364
| Zone | Remainder of System | Monthly System Peak Day | April | SCE 1-in-2 | 8 | 0.58322 | 0.6112 | 0.58322 | 0.6112 | 0 | 57.3351
| Zone | Remainder of System | Monthly System Peak Day | April | SCE 1-in-2 | 9 | 0.45012 | 0.44371 | 0.45012 | 0.44371 | 0 | 59.2785
| Zone | Remainder of System | Monthly System Peak Day | April | SCE 1-in-2 | 10 | 0.26392 | 0.26805 | 0.26392 | 0.26805 | 0 | 63.98
| Zone | Remainder of System | Monthly System Peak Day | April | SCE 1-in-2 | 11 | 0.15659 | 0.17158 | 0.15659 | 0.17158 | 0 | 69.9954
| Zone | Remainder of System | Monthly System Peak Day | April | SCE 1-in-2 | 12 | 0.092691 | 0.10519 | 0.092691 | 0.10519 | 0 | 75.2437
| Zone | Remainder of System | Monthly System Peak Day | April | SCE 1-in-2 | 13 | 0.15103 | 0.15094 | 0.15103 | 0.15094 | 0 | 79.4146
| Zone | Remainder of System | Monthly System Peak Day | April | SCE 1-in-2 | 14 | 0.2994 | 0.29328 | 0.2994 | 0.29328 | 0 | 82.0528
| Zone | Remainder of System | Monthly System Peak Day | April | SCE 1-in-2 | 15 | 0.51769 | 0.51318 | 0.51769 | 0.51318 | 0 | 83.8127
| Zone | Remainder of System | Monthly System Peak Day | April | SCE 1-in-2 | 16 | 0.81235 | 0.81252 | 0.81235 | 0.81252 | 0 | 84.759
| Zone | Remainder of System | Monthly System Peak Day | April | SCE 1-in-2 | 17 | 1.1142 | 1.122 | 0.24463 | 0.20166 | 0.029806 | 84.7925
| Zone | Remainder of System | Monthly System Peak Day | April | SCE 1-in-2 | 18 | 1.4038 | 1.387 | 0.91326 | 0.9206 | 0.15794 | 84.4741
| Zone | Remainder of System | Monthly System Peak Day | April | SCE 1-in-2 | 19 | 1.5761 | 1.5199 | 1.3565 | 1.2432 | 0.12894 | 82.9177
| Zone | Remainder of System | Monthly System Peak Day | April | SCE 1-in-2 | 20 | 1.6165 | 1.5527 | 1.3815 | 1.3225 | 0.031192 | 80.0947
| Zone | Remainder of System | Monthly System Peak Day | April | SCE 1-in-2 | 21 | 1.5767 | 1.5287 | 1.3668 | 1.3236 | 0.04099 | 75.6451
| Zone | Remainder of System | Monthly System Peak Day | April | SCE 1-in-2 | 22 | 1.4591 | 1.421 | 1.8609 | 1.9578 | 0.064002 | 72.3746
| Zone | Remainder of System | Monthly System Peak Day | April | SCE 1-in-2 | 23 | 1.2904 | 1.2679 | 1.3293 | 1.3746 | 0.019411 | 70.0681
| Zone | Remainder of System | Monthly System Peak Day | April | SCE 1-in-2 | 24 | 1.0859 | 1.0664 | 1.0859 | 1.0906 | 0 | 67.8355
| Zone | Remainder of System | Monthly System Peak Day | August | CAISO 1-in-10 | 1 | 1.5199 | 1.4923 | 1.5199 | 1.4923 | 0 | 77.2468
| Zone | Remainder of System | Monthly System Peak Day | August | CAISO 1-in-10 | 2 | 1.3091 | 1.2799 | 1.3091 | 1.2799 | 0 | 76.2116
| Zone | Remainder of System | Monthly System Peak Day | August | CAISO 1-in-10 | 3 | 1.1742 | 1.1438 | 1.1742 | 1.1438 | 0 | 75.4885
| Zone | Remainder of System | Monthly System Peak Day | August | CAISO 1-in-10 | 4 | 1.0695 | 1.0411 | 1.0695 | 1.0411 | 0 | 74.6602
| Zone | Remainder of System | Monthly System Peak Day | August | CAISO 1-in-10 | 5 | 0.98605 | 0.96173 | 0.98605 | 0.96173 | 0 | 73.7064
| Zone | Remainder of System | Monthly System Peak Day | August | CAISO 1-in-10 | 6 | 0.94007 | 0.93112 | 0.94007 | 0.93112 | 0 | 72.9865
| Zone | Remainder of System | Monthly System Peak Day | August | CAISO 1-in-10 | 7 | 0.89742 | 0.92538 | 0.89742 | 0.92538 | 0 | 72.4132
| Zone | Remainder of System | Monthly System Peak Day | August | CAISO 1-in-10 | 8 | 0.85217 | 0.88015 | 0.85217 | 0.88015 | 0 | 71.7501
| Zone | Remainder of System | Monthly System Peak Day | August | CAISO 1-in-10 | 9 | 0.80129 | 0.79488 | 0.80129 | 0.79488 | 0 | 74.2692
| Zone | Remainder of System | Monthly System Peak Day | August | CAISO 1-in-10 | 10 | 0.76321 | 0.76734 | 0.76321 | 0.76734 | 0 | 78.5573
| Zone | Remainder of System | Monthly System Peak Day | August | CAISO 1-in-10 | 11 | 0.88142 | 0.89641 | 0.88142 | 0.89641 | 0 | 83.824
| Zone | Remainder of System | Monthly System Peak Day | August | CAISO 1-in-10 | 12 | 1.0906 | 1.1031 | 1.0906 | 1.1031 | 0 | 89.0583
| Zone | Remainder of System | Monthly System Peak Day | August | CAISO 1-in-10 | 13 | 1.4143 | 1.4142 | 1.4143 | 1.4142 | 0 | 92.99
| Zone | Remainder of System | Monthly System Peak Day | August | CAISO 1-in-10 | 14 | 1.7857 | 1.7796 | 1.7857 | 1.7796 | 0 | 95.8329
| Zone | Remainder of System | Monthly System Peak Day | August | CAISO 1-in-10 | 15 | 2.1522 | 2.1477 | 2.1522 | 2.1477 | 0 | 97.1512
| Zone | Remainder of System | Monthly System Peak Day | August | CAISO 1-in-10 | 16 | 2.519 | 2.5192 | 2.519 | 2.5192 | 0 | 97.329
| Zone | Remainder of System | Monthly System Peak Day | August | CAISO 1-in-10 | 17 | 2.817 | 2.8247 | 1.6823 | 1.6393 | 0.020967 | 97.2942
| Zone | Remainder of System | Monthly System Peak Day | August | CAISO 1-in-10 | 18 | 3.0796 | 3.0628 | 2.3538 | 2.3612 | 0.060393 | 96.3573
| Zone | Remainder of System | Monthly System Peak Day | August | CAISO 1-in-10 | 19 | 3.1641 | 3.1079 | 2.7471 | 2.6338 | 0.042341 | 94.6168
| Zone | Remainder of System | Monthly System Peak Day | August | CAISO 1-in-10 | 20 | 3.0129 | 2.9492 | 2.7118 | 2.6528 | 0.010577 | 91.8177
| Zone | Remainder of System | Monthly System Peak Day | August | CAISO 1-in-10 | 21 | 2.8359 | 2.788 | 2.5582 | 2.515 | 0.015837 | 87.6631
| Zone | Remainder of System | Monthly System Peak Day | August | CAISO 1-in-10 | 22 | 2.6128 | 2.5747 | 3.038 | 3.1349 | 0.02282 | 84.7009
| Zone | Remainder of System | Monthly System Peak Day | August | CAISO 1-in-10 | 23 | 2.2902 | 2.2676 | 2.4385 | 2.4839 | 0.014998 | 82.7971
| Zone | Remainder of System | Monthly System Peak Day | August | CAISO 1-in-10 | 24 | 1.9222 | 1.9027 | 2.0038 | 2.0178 | 0.012316 | 81.3804
| Zone | Remainder of System | Monthly System Peak Day | August | CAISO 1-in-2 | 1 | 1.6478 | 1.6202 | 1.6478 | 1.6202 | 0 | 79.3533
| Zone | Remainder of System | Monthly System Peak Day | August | CAISO 1-in-2 | 2 | 1.4222 | 1.393 | 1.4222 | 1.393 | 0 | 78.222
| Zone | Remainder of System | Monthly System Peak Day | August | CAISO 1-in-2 | 3 | 1.2541 | 1.2236 | 1.2541 | 1.2236 | 0 | 77.0924
| Zone | Remainder of System | Monthly System Peak Day | August | CAISO 1-in-2 | 4 | 1.1308 | 1.1025 | 1.1308 | 1.1025 | 0 | 76.1765
| Zone | Remainder of System | Monthly System Peak Day | August | CAISO 1-in-2 | 5 | 1.0324 | 1.0081 | 1.0324 | 1.0081 | 0 | 75.1937
| Zone | Remainder of System | Monthly System Peak Day | August | CAISO 1-in-2 | 6 | 0.97804 | 0.96909 | 0.97804 | 0.96909 | 0 | 74.4189
| Zone | Remainder of System | Monthly System Peak Day | August | CAISO 1-in-2 | 7 | 0.92861 | 0.95657 | 0.92861 | 0.95657 | 0 | 73.6662
| Zone | Remainder of System | Monthly System Peak Day | August | CAISO 1-in-2 | 8 | 0.90285 | 0.93083 | 0.90285 | 0.93083 | 0 | 73.4789
| Zone | Remainder of System | Monthly System Peak Day | August | CAISO 1-in-2 | 9 | 0.84414 | 0.83773 | 0.84414 | 0.83773 | 0 | 75.6151
| Zone | Remainder of System | Monthly System Peak Day | August | CAISO 1-in-2 | 10 | 0.76217 | 0.7663 | 0.76217 | 0.7663 | 0 | 79.5998
| Zone | Remainder of System | Monthly System Peak Day | August | CAISO 1-in-2 | 11 | 0.81288 | 0.82787 | 0.81288 | 0.82787 | 0 | 83.9437
| Zone | Remainder of System | Monthly System Peak Day | August | CAISO 1-in-2 | 12 | 1.0206 | 1.0331 | 1.0206 | 1.0331 | 0 | 88.0564
| Zone | Remainder of System | Monthly System Peak Day | August | CAISO 1-in-2 | 13 | 1.3346 | 1.3346 | 1.3346 | 1.3346 | 0 | 90.9562
| Zone | Remainder of System | Monthly System Peak Day | August | CAISO 1-in-2 | 14 | 1.6836 | 1.6775 | 1.6836 | 1.6775 | 0 | 93.1387
| Zone | Remainder of System | Monthly System Peak Day | August | CAISO 1-in-2 | 15 | 2.0296 | 2.0251 | 2.0296 | 2.0251 | 0 | 94.3314
| Zone | Remainder of System | Monthly System Peak Day | August | CAISO 1-in-2 | 16 | 2.3807 | 2.3809 | 2.3807 | 2.3809 | 0 | 94.1541
| Zone | Remainder of System | Monthly System Peak Day | August | CAISO 1-in-2 | 17 | 2.6749 | 2.6827 | 1.6164 | 1.5735 | 0.018485 | 93.6997
| Zone | Remainder of System | Monthly System Peak Day | August | CAISO 1-in-2 | 18 | 2.9611 | 2.9443 | 2.3324 | 2.3398 | 0.093342 | 91.4531
| Zone | Remainder of System | Monthly System Peak Day | August | CAISO 1-in-2 | 19 | 3.0782 | 3.0219 | 2.7497 | 2.6363 | 0.07781 | 89.3693
| Zone | Remainder of System | Monthly System Peak Day | August | CAISO 1-in-2 | 20 | 2.9033 | 2.8396 | 2.6249 | 2.566 | 0.015636 | 87.7787
| Zone | Remainder of System | Monthly System Peak Day | August | CAISO 1-in-2 | 21 | 2.7331 | 2.6852 | 2.471 | 2.4278 | 0.021072 | 84.9026
| Zone | Remainder of System | Monthly System Peak Day | August | CAISO 1-in-2 | 22 | 2.5284 | 2.4903 | 2.9499 | 3.0468 | 0.025973 | 82.7987
| Zone | Remainder of System | Monthly System Peak Day | August | CAISO 1-in-2 | 23 | 2.2208 | 2.1983 | 2.3577 | 2.403 | 0.01577 | 81.4629
| Zone | Remainder of System | Monthly System Peak Day | August | CAISO 1-in-2 | 24 | 1.8636 | 1.8441 | 1.9377 | 1.9518 | 0.01228 | 80.2695
| Zone | Remainder of System | Monthly System Peak Day | August | SCE 1-in-10 | 1 | 1.7015 | 1.6739 | 1.7015 | 1.6739 | 0 | 80.3837
| Zone | Remainder of System | Monthly System Peak Day | August | SCE 1-in-10 | 2 | 1.4417 | 1.4125 | 1.4417 | 1.4125 | 0 | 78.7691
| Zone | Remainder of System | Monthly System Peak Day | August | SCE 1-in-10 | 3 | 1.2679 | 1.2374 | 1.2679 | 1.2374 | 0 | 77.5293
| Zone | Remainder of System | Monthly System Peak Day | August | SCE 1-in-10 | 4 | 1.1313 | 1.1029 | 1.1313 | 1.1029 | 0 | 76.183
| Zone | Remainder of System | Monthly System Peak Day | August | SCE 1-in-10 | 5 | 1.0414 | 1.0171 | 1.0414 | 1.0171 | 0 | 75.2405
| Zone | Remainder of System | Monthly System Peak Day | August | SCE 1-in-10 | 6 | 0.98032 | 0.97137 | 0.98032 | 0.97137 | 0 | 74.1725
| Zone | Remainder of System | Monthly System Peak Day | August | SCE 1-in-10 | 7 | 0.91771 | 0.94567 | 0.91771 | 0.94567 | 0 | 72.9427
| Zone | Remainder of System | Monthly System Peak Day | August | SCE 1-in-10 | 8 | 0.88406 | 0.91204 | 0.88406 | 0.91204 | 0 | 72.5792
| Zone | Remainder of System | Monthly System Peak Day | August | SCE 1-in-10 | 9 | 0.82768 | 0.82127 | 0.82768 | 0.82127 | 0 | 74.9082
| Zone | Remainder of System | Monthly System Peak Day | August | SCE 1-in-10 | 10 | 0.81969 | 0.82381 | 0.81969 | 0.82381 | 0 | 80.2238
| Zone | Remainder of System | Monthly System Peak Day | August | SCE 1-in-10 | 11 | 0.93949 | 0.95448 | 0.93949 | 0.95448 | 0 | 85.6794
| Zone | Remainder of System | Monthly System Peak Day | August | SCE 1-in-10 | 12 | 1.19 | 1.2025 | 1.19 | 1.2025 | 0 | 89.9647
| Zone | Remainder of System | Monthly System Peak Day | August | SCE 1-in-10 | 13 | 1.5461 | 1.5461 | 1.5461 | 1.5461 | 0 | 92.6158
| Zone | Remainder of System | Monthly System Peak Day | August | SCE 1-in-10 | 14 | 1.9261 | 1.92 | 1.9261 | 1.92 | 0 | 94.9375
| Zone | Remainder of System | Monthly System Peak Day | August | SCE 1-in-10 | 15 | 2.2945 | 2.29 | 2.2945 | 2.29 | 0 | 96.6702
| Zone | Remainder of System | Monthly System Peak Day | August | SCE 1-in-10 | 16 | 2.669 | 2.6692 | 2.669 | 2.6692 | 0 | 97.8887
| Zone | Remainder of System | Monthly System Peak Day | August | SCE 1-in-10 | 17 | 2.959 | 2.9668 | 1.8254 | 1.7824 | 0.020904 | 97.2441
| Zone | Remainder of System | Monthly System Peak Day | August | SCE 1-in-10 | 18 | 3.2287 | 3.2119 | 2.4903 | 2.4976 | 0.058066 | 96.9991
| Zone | Remainder of System | Monthly System Peak Day | August | SCE 1-in-10 | 19 | 3.3033 | 3.2471 | 2.8598 | 2.7465 | 0.035695 | 96.1853
| Zone | Remainder of System | Monthly System Peak Day | August | SCE 1-in-10 | 20 | 3.1414 | 3.0776 | 2.8308 | 2.7718 | 0.010369 | 93.4964
| Zone | Remainder of System | Monthly System Peak Day | August | SCE 1-in-10 | 21 | 2.9596 | 2.9117 | 2.6693 | 2.6261 | 0.012381 | 89.9013
| Zone | Remainder of System | Monthly System Peak Day | August | SCE 1-in-10 | 22 | 2.7226 | 2.6845 | 3.1518 | 3.2487 | 0.022843 | 86.8542
| Zone | Remainder of System | Monthly System Peak Day | August | SCE 1-in-10 | 23 | 2.3809 | 2.3584 | 2.5411 | 2.5864 | 0.015328 | 84.1724
| Zone | Remainder of System | Monthly System Peak Day | August | SCE 1-in-10 | 24 | 1.9974 | 1.9779 | 2.0864 | 2.1004 | 0.012964 | 82.4805
| Zone | Remainder of System | Monthly System Peak Day | August | SCE 1-in-2 | 1 | 1.6369 | 1.6093 | 1.6369 | 1.6093 | 0 | 79.1791
| Zone | Remainder of System | Monthly System Peak Day | August | SCE 1-in-2 | 2 | 1.4065 | 1.3773 | 1.4065 | 1.3773 | 0 | 77.9213
| Zone | Remainder of System | Monthly System Peak Day | August | SCE 1-in-2 | 3 | 1.2378 | 1.2074 | 1.2378 | 1.2074 | 0 | 76.7386
| Zone | Remainder of System | Monthly System Peak Day | August | SCE 1-in-2 | 4 | 1.1073 | 1.0789 | 1.1073 | 1.0789 | 0 | 75.5583
| Zone | Remainder of System | Monthly System Peak Day | August | SCE 1-in-2 | 5 | 1.009 | 0.98466 | 1.009 | 0.98466 | 0 | 74.4611
| Zone | Remainder of System | Monthly System Peak Day | August | SCE 1-in-2 | 6 | 0.95952 | 0.95057 | 0.95952 | 0.95057 | 0 | 73.7775
| Zone | Remainder of System | Monthly System Peak Day | August | SCE 1-in-2 | 7 | 0.90766 | 0.93562 | 0.90766 | 0.93562 | 0 | 72.8902
| Zone | Remainder of System | Monthly System Peak Day | August | SCE 1-in-2 | 8 | 0.8791 | 0.90708 | 0.8791 | 0.90708 | 0 | 72.6993
| Zone | Remainder of System | Monthly System Peak Day | August | SCE 1-in-2 | 9 | 0.8217 | 0.81529 | 0.8217 | 0.81529 | 0 | 74.9748
| Zone | Remainder of System | Monthly System Peak Day | August | SCE 1-in-2 | 10 | 0.7512 | 0.75532 | 0.7512 | 0.75532 | 0 | 79.1954
| Zone | Remainder of System | Monthly System Peak Day | August | SCE 1-in-2 | 11 | 0.80301 | 0.818 | 0.80301 | 0.818 | 0 | 83.7309
| Zone | Remainder of System | Monthly System Peak Day | August | SCE 1-in-2 | 12 | 1.0118 | 1.0243 | 1.0118 | 1.0243 | 0 | 87.5711
| Zone | Remainder of System | Monthly System Peak Day | August | SCE 1-in-2 | 13 | 1.3215 | 1.3214 | 1.3215 | 1.3214 | 0 | 90.2376
| Zone | Remainder of System | Monthly System Peak Day | August | SCE 1-in-2 | 14 | 1.6624 | 1.6563 | 1.6624 | 1.6563 | 0 | 92.6274
| Zone | Remainder of System | Monthly System Peak Day | August | SCE 1-in-2 | 15 | 2.0052 | 2.0007 | 2.0052 | 2.0007 | 0 | 94.1951
| Zone | Remainder of System | Monthly System Peak Day | August | SCE 1-in-2 | 16 | 2.3564 | 2.3565 | 2.3564 | 2.3565 | 0 | 94.2608
| Zone | Remainder of System | Monthly System Peak Day | August | SCE 1-in-2 | 17 | 2.651 | 2.6588 | 1.5871 | 1.5441 | 0.01851 | 93.9567
| Zone | Remainder of System | Monthly System Peak Day | August | SCE 1-in-2 | 18 | 2.9337 | 2.9169 | 2.2914 | 2.2988 | 0.087685 | 92.1394
| Zone | Remainder of System | Monthly System Peak Day | August | SCE 1-in-2 | 19 | 3.0452 | 2.989 | 2.6989 | 2.5856 | 0.069896 | 90.4241
| Zone | Remainder of System | Monthly System Peak Day | August | SCE 1-in-2 | 20 | 2.8868 | 2.8231 | 2.6014 | 2.5424 | 0.013593 | 89.0341
| Zone | Remainder of System | Monthly System Peak Day | August | SCE 1-in-2 | 21 | 2.7216 | 2.6737 | 2.4548 | 2.4116 | 0.01942 | 85.7366
| Zone | Remainder of System | Monthly System Peak Day | August | SCE 1-in-2 | 22 | 2.51 | 2.4719 | 2.9314 | 3.0283 | 0.026257 | 82.6767
| Zone | Remainder of System | Monthly System Peak Day | August | SCE 1-in-2 | 23 | 2.2031 | 2.1805 | 2.3322 | 2.3776 | 0.01682 | 80.571
| Zone | Remainder of System | Monthly System Peak Day | August | SCE 1-in-2 | 24 | 1.8432 | 1.8237 | 1.9081 | 1.9222 | 0.013095 | 78.8946
| Zone | Remainder of System | Monthly System Peak Day | December | CAISO 1-in-10 | 1 | 0.89227 | 0.86468 | 0.89227 | 0.86468 | 0 | 41.4542
| Zone | Remainder of System | Monthly System Peak Day | December | CAISO 1-in-10 | 2 | 0.83288 | 0.8037 | 0.83288 | 0.8037 | 0 | 40.7689
| Zone | Remainder of System | Monthly System Peak Day | December | CAISO 1-in-10 | 3 | 0.79926 | 0.76882 | 0.79926 | 0.76882 | 0 | 39.6105
| Zone | Remainder of System | Monthly System Peak Day | December | CAISO 1-in-10 | 4 | 0.78496 | 0.75662 | 0.78496 | 0.75662 | 0 | 38.8563
| Zone | Remainder of System | Monthly System Peak Day | December | CAISO 1-in-10 | 5 | 0.79574 | 0.77142 | 0.79574 | 0.77142 | 0 | 37.9921
| Zone | Remainder of System | Monthly System Peak Day | December | CAISO 1-in-10 | 6 | 0.83499 | 0.82605 | 0.83499 | 0.82605 | 0 | 37.0326
| Zone | Remainder of System | Monthly System Peak Day | December | CAISO 1-in-10 | 7 | 0.90098 | 0.92894 | 0.90098 | 0.92894 | 0 | 35.6916
| Zone | Remainder of System | Monthly System Peak Day | December | CAISO 1-in-10 | 8 | 0.85955 | 0.88753 | 0.85955 | 0.88753 | 0 | 35.4049
| Zone | Remainder of System | Monthly System Peak Day | December | CAISO 1-in-10 | 9 | 0.67256 | 0.66615 | 0.67256 | 0.66615 | 0 | 36.3717
| Zone | Remainder of System | Monthly System Peak Day | December | CAISO 1-in-10 | 10 | 0.46276 | 0.46689 | 0.46276 | 0.46689 | 0 | 39.8789
| Zone | Remainder of System | Monthly System Peak Day | December | CAISO 1-in-10 | 11 | 0.30577 | 0.32076 | 0.30577 | 0.32076 | 0 | 44.2826
| Zone | Remainder of System | Monthly System Peak Day | December | CAISO 1-in-10 | 12 | 0.23352 | 0.24602 | 0.23352 | 0.24602 | 0 | 47.5219
| Zone | Remainder of System | Monthly System Peak Day | December | CAISO 1-in-10 | 13 | 0.21922 | 0.21913 | 0.21922 | 0.21913 | 0 | 49.2193
| Zone | Remainder of System | Monthly System Peak Day | December | CAISO 1-in-10 | 14 | 0.27397 | 0.26784 | 0.27397 | 0.26784 | 0 | 50.4162
| Zone | Remainder of System | Monthly System Peak Day | December | CAISO 1-in-10 | 15 | 0.38549 | 0.38098 | 0.38549 | 0.38098 | 0 | 51.2217
| Zone | Remainder of System | Monthly System Peak Day | December | CAISO 1-in-10 | 16 | 0.57224 | 0.5724 | 0.57224 | 0.5724 | 0 | 51.6961
| Zone | Remainder of System | Monthly System Peak Day | December | CAISO 1-in-10 | 17 | 0.81261 | 0.82039 | 0.81261 | 0.82039 | 0 | 51.3649
| Zone | Remainder of System | Monthly System Peak Day | December | CAISO 1-in-10 | 18 | 1.0928 | 1.076 | 1.0928 | 1.076 | 0 | 49.7667
| Zone | Remainder of System | Monthly System Peak Day | December | CAISO 1-in-10 | 19 | 1.2585 | 1.2023 | 1.2585 | 1.2023 | 0 | 47.7381
| Zone | Remainder of System | Monthly System Peak Day | December | CAISO 1-in-10 | 20 | 1.2913 | 1.2276 | 1.2913 | 1.2276 | 0 | 45.9406
| Zone | Remainder of System | Monthly System Peak Day | December | CAISO 1-in-10 | 21 | 1.2623 | 1.2144 | 1.2623 | 1.2144 | 0 | 44.5203
| Zone | Remainder of System | Monthly System Peak Day | December | CAISO 1-in-10 | 22 | 1.1893 | 1.1512 | 1.1893 | 1.1512 | 0 | 42.9786
| Zone | Remainder of System | Monthly System Peak Day | December | CAISO 1-in-10 | 23 | 1.0953 | 1.0728 | 1.0953 | 1.0728 | 0 | 41.8799
| Zone | Remainder of System | Monthly System Peak Day | December | CAISO 1-in-10 | 24 | 0.97308 | 0.95357 | 0.97308 | 0.95357 | 0 | 41.132
| Zone | Remainder of System | Monthly System Peak Day | December | CAISO 1-in-2 | 1 | 0.79629 | 0.7687 | 0.79629 | 0.7687 | 0 | 47.4513
| Zone | Remainder of System | Monthly System Peak Day | December | CAISO 1-in-2 | 2 | 0.7377 | 0.70851 | 0.7377 | 0.70851 | 0 | 46.1352
| Zone | Remainder of System | Monthly System Peak Day | December | CAISO 1-in-2 | 3 | 0.70309 | 0.67266 | 0.70309 | 0.67266 | 0 | 45.4407
| Zone | Remainder of System | Monthly System Peak Day | December | CAISO 1-in-2 | 4 | 0.68442 | 0.65608 | 0.68442 | 0.65608 | 0 | 44.7852
| Zone | Remainder of System | Monthly System Peak Day | December | CAISO 1-in-2 | 5 | 0.68832 | 0.66401 | 0.68832 | 0.66401 | 0 | 44.0266
| Zone | Remainder of System | Monthly System Peak Day | December | CAISO 1-in-2 | 6 | 0.72041 | 0.71146 | 0.72041 | 0.71146 | 0 | 43.5677
| Zone | Remainder of System | Monthly System Peak Day | December | CAISO 1-in-2 | 7 | 0.77531 | 0.80327 | 0.77531 | 0.80327 | 0 | 43.3331
| Zone | Remainder of System | Monthly System Peak Day | December | CAISO 1-in-2 | 8 | 0.73319 | 0.76117 | 0.73319 | 0.76117 | 0 | 43.314
| Zone | Remainder of System | Monthly System Peak Day | December | CAISO 1-in-2 | 9 | 0.56194 | 0.55553 | 0.56194 | 0.55553 | 0 | 44.1246
| Zone | Remainder of System | Monthly System Peak Day | December | CAISO 1-in-2 | 10 | 0.36137 | 0.3655 | 0.36137 | 0.3655 | 0 | 47.9977
| Zone | Remainder of System | Monthly System Peak Day | December | CAISO 1-in-2 | 11 | 0.20956 | 0.22455 | 0.20956 | 0.22455 | 0 | 52.5985
| Zone | Remainder of System | Monthly System Peak Day | December | CAISO 1-in-2 | 12 | 0.13353 | 0.14603 | 0.13353 | 0.14603 | 0 | 57.0258
| Zone | Remainder of System | Monthly System Peak Day | December | CAISO 1-in-2 | 13 | 0.12406 | 0.12398 | 0.12406 | 0.12398 | 0 | 59.8864
| Zone | Remainder of System | Monthly System Peak Day | December | CAISO 1-in-2 | 14 | 0.16428 | 0.15816 | 0.16428 | 0.15816 | 0 | 61.4649
| Zone | Remainder of System | Monthly System Peak Day | December | CAISO 1-in-2 | 15 | 0.25832 | 0.25381 | 0.25832 | 0.25381 | 0 | 62.162
| Zone | Remainder of System | Monthly System Peak Day | December | CAISO 1-in-2 | 16 | 0.42212 | 0.42228 | 0.42212 | 0.42228 | 0 | 62.3603
| Zone | Remainder of System | Monthly System Peak Day | December | CAISO 1-in-2 | 17 | 0.6417 | 0.64949 | 0.6417 | 0.64949 | 0 | 61.6737
| Zone | Remainder of System | Monthly System Peak Day | December | CAISO 1-in-2 | 18 | 0.92893 | 0.91213 | 0.92893 | 0.91213 | 0 | 59.3586
| Zone | Remainder of System | Monthly System Peak Day | December | CAISO 1-in-2 | 19 | 1.116 | 1.0597 | 1.116 | 1.0597 | 0 | 56.592
| Zone | Remainder of System | Monthly System Peak Day | December | CAISO 1-in-2 | 20 | 1.1735 | 1.1098 | 1.1735 | 1.1098 | 0 | 54.5716
| Zone | Remainder of System | Monthly System Peak Day | December | CAISO 1-in-2 | 21 | 1.1577 | 1.1098 | 1.1577 | 1.1098 | 0 | 52.9638
| Zone | Remainder of System | Monthly System Peak Day | December | CAISO 1-in-2 | 22 | 1.0844 | 1.0463 | 1.0844 | 1.0463 | 0 | 51.578
| Zone | Remainder of System | Monthly System Peak Day | December | CAISO 1-in-2 | 23 | 0.99007 | 0.96755 | 0.99007 | 0.96755 | 0 | 50.4716
| Zone | Remainder of System | Monthly System Peak Day | December | CAISO 1-in-2 | 24 | 0.87014 | 0.85063 | 0.87014 | 0.85063 | 0 | 49.0226
| Zone | Remainder of System | Monthly System Peak Day | December | SCE 1-in-10 | 1 | 0.89227 | 0.86468 | 0.89227 | 0.86468 | 0 | 41.4542
| Zone | Remainder of System | Monthly System Peak Day | December | SCE 1-in-10 | 2 | 0.83288 | 0.8037 | 0.83288 | 0.8037 | 0 | 40.7689
| Zone | Remainder of System | Monthly System Peak Day | December | SCE 1-in-10 | 3 | 0.79926 | 0.76882 | 0.79926 | 0.76882 | 0 | 39.6105
| Zone | Remainder of System | Monthly System Peak Day | December | SCE 1-in-10 | 4 | 0.78496 | 0.75662 | 0.78496 | 0.75662 | 0 | 38.8563
| Zone | Remainder of System | Monthly System Peak Day | December | SCE 1-in-10 | 5 | 0.79574 | 0.77142 | 0.79574 | 0.77142 | 0 | 37.9921
| Zone | Remainder of System | Monthly System Peak Day | December | SCE 1-in-10 | 6 | 0.83499 | 0.82605 | 0.83499 | 0.82605 | 0 | 37.0326
| Zone | Remainder of System | Monthly System Peak Day | December | SCE 1-in-10 | 7 | 0.90098 | 0.92894 | 0.90098 | 0.92894 | 0 | 35.6916
| Zone | Remainder of System | Monthly System Peak Day | December | SCE 1-in-10 | 8 | 0.85955 | 0.88753 | 0.85955 | 0.88753 | 0 | 35.4049
| Zone | Remainder of System | Monthly System Peak Day | December | SCE 1-in-10 | 9 | 0.67256 | 0.66615 | 0.67256 | 0.66615 | 0 | 36.3717
| Zone | Remainder of System | Monthly System Peak Day | December | SCE 1-in-10 | 10 | 0.46276 | 0.46689 | 0.46276 | 0.46689 | 0 | 39.8789
| Zone | Remainder of System | Monthly System Peak Day | December | SCE 1-in-10 | 11 | 0.30577 | 0.32076 | 0.30577 | 0.32076 | 0 | 44.2826
| Zone | Remainder of System | Monthly System Peak Day | December | SCE 1-in-10 | 12 | 0.23352 | 0.24602 | 0.23352 | 0.24602 | 0 | 47.5219
| Zone | Remainder of System | Monthly System Peak Day | December | SCE 1-in-10 | 13 | 0.21922 | 0.21913 | 0.21922 | 0.21913 | 0 | 49.2193
| Zone | Remainder of System | Monthly System Peak Day | December | SCE 1-in-10 | 14 | 0.27397 | 0.26784 | 0.27397 | 0.26784 | 0 | 50.4162
| Zone | Remainder of System | Monthly System Peak Day | December | SCE 1-in-10 | 15 | 0.38549 | 0.38098 | 0.38549 | 0.38098 | 0 | 51.2217
| Zone | Remainder of System | Monthly System Peak Day | December | SCE 1-in-10 | 16 | 0.57224 | 0.5724 | 0.57224 | 0.5724 | 0 | 51.6961
| Zone | Remainder of System | Monthly System Peak Day | December | SCE 1-in-10 | 17 | 0.81261 | 0.82039 | 0.81261 | 0.82039 | 0 | 51.3649
| Zone | Remainder of System | Monthly System Peak Day | December | SCE 1-in-10 | 18 | 1.0928 | 1.076 | 1.0928 | 1.076 | 0 | 49.7667
| Zone | Remainder of System | Monthly System Peak Day | December | SCE 1-in-10 | 19 | 1.2585 | 1.2023 | 1.2585 | 1.2023 | 0 | 47.7381
| Zone | Remainder of System | Monthly System Peak Day | December | SCE 1-in-10 | 20 | 1.2913 | 1.2276 | 1.2913 | 1.2276 | 0 | 45.9406
| Zone | Remainder of System | Monthly System Peak Day | December | SCE 1-in-10 | 21 | 1.2623 | 1.2144 | 1.2623 | 1.2144 | 0 | 44.5203
| Zone | Remainder of System | Monthly System Peak Day | December | SCE 1-in-10 | 22 | 1.1893 | 1.1512 | 1.1893 | 1.1512 | 0 | 42.9786
| Zone | Remainder of System | Monthly System Peak Day | December | SCE 1-in-10 | 23 | 1.0953 | 1.0728 | 1.0953 | 1.0728 | 0 | 41.8799
| Zone | Remainder of System | Monthly System Peak Day | December | SCE 1-in-10 | 24 | 0.97308 | 0.95357 | 0.97308 | 0.95357 | 0 | 41.132
| Zone | Remainder of System | Monthly System Peak Day | December | SCE 1-in-2 | 1 | 0.86629 | 0.8387 | 0.86629 | 0.8387 | 0 | 41.2609
| Zone | Remainder of System | Monthly System Peak Day | December | SCE 1-in-2 | 2 | 0.80712 | 0.77793 | 0.80712 | 0.77793 | 0 | 40.4321
| Zone | Remainder of System | Monthly System Peak Day | December | SCE 1-in-2 | 3 | 0.77323 | 0.74279 | 0.77323 | 0.74279 | 0 | 39.5594
| Zone | Remainder of System | Monthly System Peak Day | December | SCE 1-in-2 | 4 | 0.75775 | 0.7294 | 0.75775 | 0.7294 | 0 | 39.0474
| Zone | Remainder of System | Monthly System Peak Day | December | SCE 1-in-2 | 5 | 0.76666 | 0.74235 | 0.76666 | 0.74235 | 0 | 38.3661
| Zone | Remainder of System | Monthly System Peak Day | December | SCE 1-in-2 | 6 | 0.80398 | 0.79503 | 0.80398 | 0.79503 | 0 | 38.1257
| Zone | Remainder of System | Monthly System Peak Day | December | SCE 1-in-2 | 7 | 0.86696 | 0.89492 | 0.86696 | 0.89492 | 0 | 37.6485
| Zone | Remainder of System | Monthly System Peak Day | December | SCE 1-in-2 | 8 | 0.82534 | 0.85332 | 0.82534 | 0.85332 | 0 | 36.8167
| Zone | Remainder of System | Monthly System Peak Day | December | SCE 1-in-2 | 9 | 0.64262 | 0.63621 | 0.64262 | 0.63621 | 0 | 37.4622
| Zone | Remainder of System | Monthly System Peak Day | December | SCE 1-in-2 | 10 | 0.43532 | 0.43944 | 0.43532 | 0.43944 | 0 | 41.6677
| Zone | Remainder of System | Monthly System Peak Day | December | SCE 1-in-2 | 11 | 0.27972 | 0.29472 | 0.27972 | 0.29472 | 0 | 46.0734
| Zone | Remainder of System | Monthly System Peak Day | December | SCE 1-in-2 | 12 | 0.20645 | 0.21895 | 0.20645 | 0.21895 | 0 | 50.5251
| Zone | Remainder of System | Monthly System Peak Day | December | SCE 1-in-2 | 13 | 0.19346 | 0.19338 | 0.19346 | 0.19338 | 0 | 53.0526
| Zone | Remainder of System | Monthly System Peak Day | December | SCE 1-in-2 | 14 | 0.24438 | 0.23826 | 0.24438 | 0.23826 | 0 | 54.756
| Zone | Remainder of System | Monthly System Peak Day | December | SCE 1-in-2 | 15 | 0.35054 | 0.34603 | 0.35054 | 0.34603 | 0 | 55.9434
| Zone | Remainder of System | Monthly System Peak Day | December | SCE 1-in-2 | 16 | 0.53048 | 0.53064 | 0.53048 | 0.53064 | 0 | 56.4228
| Zone | Remainder of System | Monthly System Peak Day | December | SCE 1-in-2 | 17 | 0.76542 | 0.7732 | 0.76542 | 0.7732 | 0 | 56.2688
| Zone | Remainder of System | Monthly System Peak Day | December | SCE 1-in-2 | 18 | 1.0484 | 1.0316 | 1.0484 | 1.0316 | 0 | 54.2997
| Zone | Remainder of System | Monthly System Peak Day | December | SCE 1-in-2 | 19 | 1.2199 | 1.1637 | 1.2199 | 1.1637 | 0 | 51.3945
| Zone | Remainder of System | Monthly System Peak Day | December | SCE 1-in-2 | 20 | 1.2594 | 1.1957 | 1.2594 | 1.1957 | 0 | 49.048
| Zone | Remainder of System | Monthly System Peak Day | December | SCE 1-in-2 | 21 | 1.234 | 1.1861 | 1.234 | 1.1861 | 0 | 47.1948
| Zone | Remainder of System | Monthly System Peak Day | December | SCE 1-in-2 | 22 | 1.1609 | 1.1228 | 1.1609 | 1.1228 | 0 | 45.2052
| Zone | Remainder of System | Monthly System Peak Day | December | SCE 1-in-2 | 23 | 1.0668 | 1.0443 | 1.0668 | 1.0443 | 0 | 43.6169
| Zone | Remainder of System | Monthly System Peak Day | December | SCE 1-in-2 | 24 | 0.94522 | 0.92571 | 0.94522 | 0.92571 | 0 | 42.464
| Zone | Remainder of System | Monthly System Peak Day | February | CAISO 1-in-10 | 1 | 0.80761 | 0.78002 | 0.80761 | 0.78002 | 0 | 48.8435
| Zone | Remainder of System | Monthly System Peak Day | February | CAISO 1-in-10 | 2 | 0.74893 | 0.71974 | 0.74893 | 0.71974 | 0 | 48.5445
| Zone | Remainder of System | Monthly System Peak Day | February | CAISO 1-in-10 | 3 | 0.71443 | 0.684 | 0.71443 | 0.684 | 0 | 48.3817
| Zone | Remainder of System | Monthly System Peak Day | February | CAISO 1-in-10 | 4 | 0.69628 | 0.66794 | 0.69628 | 0.66794 | 0 | 48.6569
| Zone | Remainder of System | Monthly System Peak Day | February | CAISO 1-in-10 | 5 | 0.70099 | 0.67668 | 0.70099 | 0.67668 | 0 | 48.4526
| Zone | Remainder of System | Monthly System Peak Day | February | CAISO 1-in-10 | 6 | 0.73392 | 0.72498 | 0.73392 | 0.72498 | 0 | 48.0302
| Zone | Remainder of System | Monthly System Peak Day | February | CAISO 1-in-10 | 7 | 0.79013 | 0.81809 | 0.79013 | 0.81809 | 0 | 47.5305
| Zone | Remainder of System | Monthly System Peak Day | February | CAISO 1-in-10 | 8 | 0.74809 | 0.77607 | 0.74809 | 0.77607 | 0 | 47.5018
| Zone | Remainder of System | Monthly System Peak Day | February | CAISO 1-in-10 | 9 | 0.57499 | 0.56858 | 0.57499 | 0.56858 | 0 | 47.51
| Zone | Remainder of System | Monthly System Peak Day | February | CAISO 1-in-10 | 10 | 0.37333 | 0.37746 | 0.37333 | 0.37746 | 0 | 48.7223
| Zone | Remainder of System | Monthly System Peak Day | February | CAISO 1-in-10 | 11 | 0.22091 | 0.2359 | 0.22091 | 0.2359 | 0 | 50.0515
| Zone | Remainder of System | Monthly System Peak Day | February | CAISO 1-in-10 | 12 | 0.14532 | 0.15782 | 0.14532 | 0.15782 | 0 | 51.3572
| Zone | Remainder of System | Monthly System Peak Day | February | CAISO 1-in-10 | 13 | 0.13528 | 0.1352 | 0.13528 | 0.1352 | 0 | 52.6383
| Zone | Remainder of System | Monthly System Peak Day | February | CAISO 1-in-10 | 14 | 0.17756 | 0.17144 | 0.17756 | 0.17144 | 0 | 53.7276
| Zone | Remainder of System | Monthly System Peak Day | February | CAISO 1-in-10 | 15 | 0.27161 | 0.2671 | 0.27161 | 0.2671 | 0 | 54.4064
| Zone | Remainder of System | Monthly System Peak Day | February | CAISO 1-in-10 | 16 | 0.43617 | 0.43633 | 0.43617 | 0.43633 | 0 | 54.6224
| Zone | Remainder of System | Monthly System Peak Day | February | CAISO 1-in-10 | 17 | 0.65884 | 0.66662 | 0.65884 | 0.66662 | 0 | 55.6775
| Zone | Remainder of System | Monthly System Peak Day | February | CAISO 1-in-10 | 18 | 0.94825 | 0.93145 | 0.94825 | 0.93145 | 0 | 54.6441
| Zone | Remainder of System | Monthly System Peak Day | February | CAISO 1-in-10 | 19 | 1.1328 | 1.0765 | 1.1328 | 1.0765 | 0 | 53.4098
| Zone | Remainder of System | Monthly System Peak Day | February | CAISO 1-in-10 | 20 | 1.1874 | 1.1237 | 1.1874 | 1.1237 | 0 | 52.3938
| Zone | Remainder of System | Monthly System Peak Day | February | CAISO 1-in-10 | 21 | 1.1701 | 1.1221 | 1.1701 | 1.1221 | 0 | 51.8077
| Zone | Remainder of System | Monthly System Peak Day | February | CAISO 1-in-10 | 22 | 1.0968 | 1.0587 | 1.0968 | 1.0587 | 0 | 51.1977
| Zone | Remainder of System | Monthly System Peak Day | February | CAISO 1-in-10 | 23 | 1.0025 | 0.97997 | 1.0025 | 0.97997 | 0 | 50.5432
| Zone | Remainder of System | Monthly System Peak Day | February | CAISO 1-in-10 | 24 | 0.88228 | 0.86277 | 0.88228 | 0.86277 | 0 | 49.7635
| Zone | Remainder of System | Monthly System Peak Day | February | CAISO 1-in-2 | 1 | 0.85802 | 0.83043 | 0.85802 | 0.83043 | 0 | 42.3546
| Zone | Remainder of System | Monthly System Peak Day | February | CAISO 1-in-2 | 2 | 0.79891 | 0.76973 | 0.79891 | 0.76973 | 0 | 41.4349
| Zone | Remainder of System | Monthly System Peak Day | February | CAISO 1-in-2 | 3 | 0.76494 | 0.7345 | 0.76494 | 0.7345 | 0 | 40.6689
| Zone | Remainder of System | Monthly System Peak Day | February | CAISO 1-in-2 | 4 | 0.74908 | 0.72074 | 0.74908 | 0.72074 | 0 | 40.0529
| Zone | Remainder of System | Monthly System Peak Day | February | CAISO 1-in-2 | 5 | 0.7574 | 0.73309 | 0.7574 | 0.73309 | 0 | 39.3768
| Zone | Remainder of System | Monthly System Peak Day | February | CAISO 1-in-2 | 6 | 0.7941 | 0.78515 | 0.7941 | 0.78515 | 0 | 38.7484
| Zone | Remainder of System | Monthly System Peak Day | February | CAISO 1-in-2 | 7 | 0.85613 | 0.88409 | 0.85613 | 0.88409 | 0 | 38.283
| Zone | Remainder of System | Monthly System Peak Day | February | CAISO 1-in-2 | 8 | 0.81445 | 0.84243 | 0.81445 | 0.84243 | 0 | 38.0465
| Zone | Remainder of System | Monthly System Peak Day | February | CAISO 1-in-2 | 9 | 0.63308 | 0.62667 | 0.63308 | 0.62667 | 0 | 39.7373
| Zone | Remainder of System | Monthly System Peak Day | February | CAISO 1-in-2 | 10 | 0.42658 | 0.4307 | 0.42658 | 0.4307 | 0 | 43.0443
| Zone | Remainder of System | Monthly System Peak Day | February | CAISO 1-in-2 | 11 | 0.27143 | 0.28642 | 0.27143 | 0.28642 | 0 | 46.4444
| Zone | Remainder of System | Monthly System Peak Day | February | CAISO 1-in-2 | 12 | 0.19783 | 0.21033 | 0.19783 | 0.21033 | 0 | 49.4647
| Zone | Remainder of System | Monthly System Peak Day | February | CAISO 1-in-2 | 13 | 0.18526 | 0.18517 | 0.18526 | 0.18517 | 0 | 52.116
| Zone | Remainder of System | Monthly System Peak Day | February | CAISO 1-in-2 | 14 | 0.23496 | 0.22884 | 0.23496 | 0.22884 | 0 | 53.7985
| Zone | Remainder of System | Monthly System Peak Day | February | CAISO 1-in-2 | 15 | 0.33941 | 0.3349 | 0.33941 | 0.3349 | 0 | 55.0348
| Zone | Remainder of System | Monthly System Peak Day | February | CAISO 1-in-2 | 16 | 0.51718 | 0.51734 | 0.51718 | 0.51734 | 0 | 55.7955
| Zone | Remainder of System | Monthly System Peak Day | February | CAISO 1-in-2 | 17 | 0.75039 | 0.75818 | 0.75039 | 0.75818 | 0 | 55.8093
| Zone | Remainder of System | Monthly System Peak Day | February | CAISO 1-in-2 | 18 | 1.0343 | 1.0175 | 1.0343 | 1.0175 | 0 | 54.9039
| Zone | Remainder of System | Monthly System Peak Day | February | CAISO 1-in-2 | 19 | 1.2076 | 1.1514 | 1.2076 | 1.1514 | 0 | 52.7303
| Zone | Remainder of System | Monthly System Peak Day | February | CAISO 1-in-2 | 20 | 1.2493 | 1.1855 | 1.2493 | 1.1855 | 0 | 50.2654
| Zone | Remainder of System | Monthly System Peak Day | February | CAISO 1-in-2 | 21 | 1.225 | 1.1771 | 1.225 | 1.1771 | 0 | 48.6155
| Zone | Remainder of System | Monthly System Peak Day | February | CAISO 1-in-2 | 22 | 1.1518 | 1.1137 | 1.1518 | 1.1137 | 0 | 47.0565
| Zone | Remainder of System | Monthly System Peak Day | February | CAISO 1-in-2 | 23 | 1.0578 | 1.0352 | 1.0578 | 1.0352 | 0 | 45.7255
| Zone | Remainder of System | Monthly System Peak Day | February | CAISO 1-in-2 | 24 | 0.93634 | 0.91683 | 0.93634 | 0.91683 | 0 | 44.3128
| Zone | Remainder of System | Monthly System Peak Day | February | SCE 1-in-10 | 1 | 0.94038 | 0.91279 | 0.94038 | 0.91279 | 0 | 62.5754
| Zone | Remainder of System | Monthly System Peak Day | February | SCE 1-in-10 | 2 | 0.80036 | 0.77117 | 0.80036 | 0.77117 | 0 | 60.6252
| Zone | Remainder of System | Monthly System Peak Day | February | SCE 1-in-10 | 3 | 0.71532 | 0.68488 | 0.71532 | 0.68488 | 0 | 59.6692
| Zone | Remainder of System | Monthly System Peak Day | February | SCE 1-in-10 | 4 | 0.66636 | 0.63802 | 0.66636 | 0.63802 | 0 | 58.3622
| Zone | Remainder of System | Monthly System Peak Day | February | SCE 1-in-10 | 5 | 0.64137 | 0.61705 | 0.64137 | 0.61705 | 0 | 57.3727
| Zone | Remainder of System | Monthly System Peak Day | February | SCE 1-in-10 | 6 | 0.64156 | 0.63261 | 0.64156 | 0.63261 | 0 | 55.778
| Zone | Remainder of System | Monthly System Peak Day | February | SCE 1-in-10 | 7 | 0.64914 | 0.6771 | 0.64914 | 0.6771 | 0 | 55.1928
| Zone | Remainder of System | Monthly System Peak Day | February | SCE 1-in-10 | 8 | 0.59816 | 0.62614 | 0.59816 | 0.62614 | 0 | 54.4239
| Zone | Remainder of System | Monthly System Peak Day | February | SCE 1-in-10 | 9 | 0.45189 | 0.44548 | 0.45189 | 0.44548 | 0 | 56.5332
| Zone | Remainder of System | Monthly System Peak Day | February | SCE 1-in-10 | 10 | 0.26827 | 0.2724 | 0.26827 | 0.2724 | 0 | 62.3669
| Zone | Remainder of System | Monthly System Peak Day | February | SCE 1-in-10 | 11 | 0.089823 | 0.10482 | 0.089823 | 0.10482 | 0 | 68.4691
| Zone | Remainder of System | Monthly System Peak Day | February | SCE 1-in-10 | 12 | 0.00024948 | 0.012751 | 0.00024948 | 0.012751 | 0 | 73.5641
| Zone | Remainder of System | Monthly System Peak Day | February | SCE 1-in-10 | 13 | 0.049443 | 0.049362 | 0.049443 | 0.049362 | 0 | 76.9366
| Zone | Remainder of System | Monthly System Peak Day | February | SCE 1-in-10 | 14 | 0.16506 | 0.15894 | 0.16506 | 0.15894 | 0 | 78.9538
| Zone | Remainder of System | Monthly System Peak Day | February | SCE 1-in-10 | 15 | 0.34328 | 0.33877 | 0.34328 | 0.33877 | 0 | 80.24
| Zone | Remainder of System | Monthly System Peak Day | February | SCE 1-in-10 | 16 | 0.59621 | 0.59637 | 0.59621 | 0.59637 | 0 | 81.1634
| Zone | Remainder of System | Monthly System Peak Day | February | SCE 1-in-10 | 17 | 0.86576 | 0.87354 | 0.077886 | 0.056711 | 0.038384 | 80.9396
| Zone | Remainder of System | Monthly System Peak Day | February | SCE 1-in-10 | 18 | 1.141 | 1.1242 | 0.75074 | 0.75808 | 0.20821 | 79.4118
| Zone | Remainder of System | Monthly System Peak Day | February | SCE 1-in-10 | 19 | 1.3407 | 1.2844 | 1.2457 | 1.1324 | 0.047484 | 75.5321
| Zone | Remainder of System | Monthly System Peak Day | February | SCE 1-in-10 | 20 | 1.3797 | 1.3159 | 1.194 | 1.135 | 0.050608 | 71.3511
| Zone | Remainder of System | Monthly System Peak Day | February | SCE 1-in-10 | 21 | 1.348 | 1.3 | 1.1827 | 1.1395 | 0.05877 | 67.7366
| Zone | Remainder of System | Monthly System Peak Day | February | SCE 1-in-10 | 22 | 1.2633 | 1.2252 | 1.6512 | 1.7481 | 0.095368 | 65.0672
| Zone | Remainder of System | Monthly System Peak Day | February | SCE 1-in-10 | 23 | 1.1349 | 1.1124 | 1.1349 | 1.1602 | 0 | 63.2252
| Zone | Remainder of System | Monthly System Peak Day | February | SCE 1-in-10 | 24 | 0.96029 | 0.94078 | 0.96029 | 0.94078 | 0 | 61.3757
| Zone | Remainder of System | Monthly System Peak Day | February | SCE 1-in-2 | 1 | 0.85453 | 0.82694 | 0.85453 | 0.82694 | 0 | 42.3217
| Zone | Remainder of System | Monthly System Peak Day | February | SCE 1-in-2 | 2 | 0.79546 | 0.76627 | 0.79546 | 0.76627 | 0 | 41.8629
| Zone | Remainder of System | Monthly System Peak Day | February | SCE 1-in-2 | 3 | 0.76144 | 0.73101 | 0.76144 | 0.73101 | 0 | 41.487
| Zone | Remainder of System | Monthly System Peak Day | February | SCE 1-in-2 | 4 | 0.74543 | 0.71708 | 0.74543 | 0.71708 | 0 | 40.9514
| Zone | Remainder of System | Monthly System Peak Day | February | SCE 1-in-2 | 5 | 0.7535 | 0.72918 | 0.7535 | 0.72918 | 0 | 40.3401
| Zone | Remainder of System | Monthly System Peak Day | February | SCE 1-in-2 | 6 | 0.78994 | 0.78099 | 0.78994 | 0.78099 | 0 | 39.7969
| Zone | Remainder of System | Monthly System Peak Day | February | SCE 1-in-2 | 7 | 0.85156 | 0.87953 | 0.85156 | 0.87953 | 0 | 39.764
| Zone | Remainder of System | Monthly System Peak Day | February | SCE 1-in-2 | 8 | 0.80986 | 0.83784 | 0.80986 | 0.83784 | 0 | 39.8932
| Zone | Remainder of System | Monthly System Peak Day | February | SCE 1-in-2 | 9 | 0.62907 | 0.62266 | 0.62907 | 0.62266 | 0 | 41.3312
| Zone | Remainder of System | Monthly System Peak Day | February | SCE 1-in-2 | 10 | 0.42289 | 0.42702 | 0.42289 | 0.42702 | 0 | 43.7962
| Zone | Remainder of System | Monthly System Peak Day | February | SCE 1-in-2 | 11 | 0.26794 | 0.28293 | 0.26794 | 0.28293 | 0 | 46.5457
| Zone | Remainder of System | Monthly System Peak Day | February | SCE 1-in-2 | 12 | 0.1942 | 0.2067 | 0.1942 | 0.2067 | 0 | 49.0182
| Zone | Remainder of System | Monthly System Peak Day | February | SCE 1-in-2 | 13 | 0.1818 | 0.18172 | 0.1818 | 0.18172 | 0 | 51.0469
| Zone | Remainder of System | Monthly System Peak Day | February | SCE 1-in-2 | 14 | 0.23099 | 0.22487 | 0.23099 | 0.22487 | 0 | 52.6543
| Zone | Remainder of System | Monthly System Peak Day | February | SCE 1-in-2 | 15 | 0.33472 | 0.33021 | 0.33472 | 0.33021 | 0 | 53.9425
| Zone | Remainder of System | Monthly System Peak Day | February | SCE 1-in-2 | 16 | 0.51158 | 0.51174 | 0.51158 | 0.51174 | 0 | 54.8424
| Zone | Remainder of System | Monthly System Peak Day | February | SCE 1-in-2 | 17 | 0.74406 | 0.75184 | 0.74406 | 0.75184 | 0 | 55.0445
| Zone | Remainder of System | Monthly System Peak Day | February | SCE 1-in-2 | 18 | 1.0283 | 1.0115 | 1.0283 | 1.0115 | 0 | 54.4264
| Zone | Remainder of System | Monthly System Peak Day | February | SCE 1-in-2 | 19 | 1.2024 | 1.1462 | 1.2024 | 1.1462 | 0 | 52.5099
| Zone | Remainder of System | Monthly System Peak Day | February | SCE 1-in-2 | 20 | 1.245 | 1.1813 | 1.245 | 1.1813 | 0 | 50.6198
| Zone | Remainder of System | Monthly System Peak Day | February | SCE 1-in-2 | 21 | 1.2212 | 1.1733 | 1.2212 | 1.1733 | 0 | 49.0113
| Zone | Remainder of System | Monthly System Peak Day | February | SCE 1-in-2 | 22 | 1.148 | 1.1099 | 1.148 | 1.1099 | 0 | 47.652
| Zone | Remainder of System | Monthly System Peak Day | February | SCE 1-in-2 | 23 | 1.0539 | 1.0314 | 1.0539 | 1.0314 | 0 | 46.6318
| Zone | Remainder of System | Monthly System Peak Day | February | SCE 1-in-2 | 24 | 0.9326 | 0.91309 | 0.9326 | 0.91309 | 0 | 45.5653
| Zone | Remainder of System | Monthly System Peak Day | January | CAISO 1-in-10 | 1 | 0.89393 | 0.86634 | 0.89393 | 0.86634 | 0 | 42.6285
| Zone | Remainder of System | Monthly System Peak Day | January | CAISO 1-in-10 | 2 | 0.83454 | 0.80535 | 0.83454 | 0.80535 | 0 | 42.1308
| Zone | Remainder of System | Monthly System Peak Day | January | CAISO 1-in-10 | 3 | 0.80092 | 0.77049 | 0.80092 | 0.77049 | 0 | 41.8158
| Zone | Remainder of System | Monthly System Peak Day | January | CAISO 1-in-10 | 4 | 0.7867 | 0.75836 | 0.7867 | 0.75836 | 0 | 41.2786
| Zone | Remainder of System | Monthly System Peak Day | January | CAISO 1-in-10 | 5 | 0.7976 | 0.77328 | 0.7976 | 0.77328 | 0 | 41.0318
| Zone | Remainder of System | Monthly System Peak Day | January | CAISO 1-in-10 | 6 | 0.83698 | 0.82803 | 0.83698 | 0.82803 | 0 | 40.141
| Zone | Remainder of System | Monthly System Peak Day | January | CAISO 1-in-10 | 7 | 0.90316 | 0.93112 | 0.90316 | 0.93112 | 0 | 39.8703
| Zone | Remainder of System | Monthly System Peak Day | January | CAISO 1-in-10 | 8 | 0.86174 | 0.88972 | 0.86174 | 0.88972 | 0 | 38.8992
| Zone | Remainder of System | Monthly System Peak Day | January | CAISO 1-in-10 | 9 | 0.67448 | 0.66807 | 0.67448 | 0.66807 | 0 | 38.672
| Zone | Remainder of System | Monthly System Peak Day | January | CAISO 1-in-10 | 10 | 0.46452 | 0.46864 | 0.46452 | 0.46864 | 0 | 40.9089
| Zone | Remainder of System | Monthly System Peak Day | January | CAISO 1-in-10 | 11 | 0.30743 | 0.32243 | 0.30743 | 0.32243 | 0 | 43.4475
| Zone | Remainder of System | Monthly System Peak Day | January | CAISO 1-in-10 | 12 | 0.23525 | 0.24775 | 0.23525 | 0.24775 | 0 | 45.3255
| Zone | Remainder of System | Monthly System Peak Day | January | CAISO 1-in-10 | 13 | 0.22087 | 0.22078 | 0.22087 | 0.22078 | 0 | 46.3648
| Zone | Remainder of System | Monthly System Peak Day | January | CAISO 1-in-10 | 14 | 0.27586 | 0.26974 | 0.27586 | 0.26974 | 0 | 46.7531
| Zone | Remainder of System | Monthly System Peak Day | January | CAISO 1-in-10 | 15 | 0.38773 | 0.38322 | 0.38773 | 0.38322 | 0 | 47.6624
| Zone | Remainder of System | Monthly System Peak Day | January | CAISO 1-in-10 | 16 | 0.57491 | 0.57507 | 0.57491 | 0.57507 | 0 | 48.5379
| Zone | Remainder of System | Monthly System Peak Day | January | CAISO 1-in-10 | 17 | 0.81563 | 0.82342 | 0.81563 | 0.82342 | 0 | 48.6871
| Zone | Remainder of System | Monthly System Peak Day | January | CAISO 1-in-10 | 18 | 1.0956 | 1.0788 | 1.0956 | 1.0788 | 0 | 47.7293
| Zone | Remainder of System | Monthly System Peak Day | January | CAISO 1-in-10 | 19 | 1.261 | 1.2047 | 1.261 | 1.2047 | 0 | 45.9884
| Zone | Remainder of System | Monthly System Peak Day | January | CAISO 1-in-10 | 20 | 1.2933 | 1.2296 | 1.2933 | 1.2296 | 0 | 44.6999
| Zone | Remainder of System | Monthly System Peak Day | January | CAISO 1-in-10 | 21 | 1.2641 | 1.2162 | 1.2641 | 1.2162 | 0 | 43.1834
| Zone | Remainder of System | Monthly System Peak Day | January | CAISO 1-in-10 | 22 | 1.1911 | 1.153 | 1.1911 | 1.153 | 0 | 42.2541
| Zone | Remainder of System | Monthly System Peak Day | January | CAISO 1-in-10 | 23 | 1.0972 | 1.0746 | 1.0972 | 1.0746 | 0 | 41.107
| Zone | Remainder of System | Monthly System Peak Day | January | CAISO 1-in-10 | 24 | 0.97487 | 0.95536 | 0.97487 | 0.95536 | 0 | 40.1698
| Zone | Remainder of System | Monthly System Peak Day | January | CAISO 1-in-2 | 1 | 0.83155 | 0.80396 | 0.83155 | 0.80396 | 0 | 46.588
| Zone | Remainder of System | Monthly System Peak Day | January | CAISO 1-in-2 | 2 | 0.77267 | 0.74348 | 0.77267 | 0.74348 | 0 | 45.7171
| Zone | Remainder of System | Monthly System Peak Day | January | CAISO 1-in-2 | 3 | 0.73842 | 0.70799 | 0.73842 | 0.70799 | 0 | 44.8391
| Zone | Remainder of System | Monthly System Peak Day | January | CAISO 1-in-2 | 4 | 0.72136 | 0.69301 | 0.72136 | 0.69301 | 0 | 44.3107
| Zone | Remainder of System | Monthly System Peak Day | January | CAISO 1-in-2 | 5 | 0.72778 | 0.70347 | 0.72778 | 0.70347 | 0 | 43.698
| Zone | Remainder of System | Monthly System Peak Day | January | CAISO 1-in-2 | 6 | 0.7625 | 0.75356 | 0.7625 | 0.75356 | 0 | 43.6267
| Zone | Remainder of System | Monthly System Peak Day | January | CAISO 1-in-2 | 7 | 0.82148 | 0.84944 | 0.82148 | 0.84944 | 0 | 42.6268
| Zone | Remainder of System | Monthly System Peak Day | January | CAISO 1-in-2 | 8 | 0.77961 | 0.80759 | 0.77961 | 0.80759 | 0 | 42.2064
| Zone | Remainder of System | Monthly System Peak Day | January | CAISO 1-in-2 | 9 | 0.60258 | 0.59617 | 0.60258 | 0.59617 | 0 | 42.7554
| Zone | Remainder of System | Monthly System Peak Day | January | CAISO 1-in-2 | 10 | 0.39862 | 0.40275 | 0.39862 | 0.40275 | 0 | 45.372
| Zone | Remainder of System | Monthly System Peak Day | January | CAISO 1-in-2 | 11 | 0.2449 | 0.2599 | 0.2449 | 0.2599 | 0 | 48.5849
| Zone | Remainder of System | Monthly System Peak Day | January | CAISO 1-in-2 | 12 | 0.17026 | 0.18276 | 0.17026 | 0.18276 | 0 | 51.4562
| Zone | Remainder of System | Monthly System Peak Day | January | CAISO 1-in-2 | 13 | 0.15902 | 0.15894 | 0.15902 | 0.15894 | 0 | 52.8296
| Zone | Remainder of System | Monthly System Peak Day | January | CAISO 1-in-2 | 14 | 0.20482 | 0.1987 | 0.20482 | 0.1987 | 0 | 53.8912
| Zone | Remainder of System | Monthly System Peak Day | January | CAISO 1-in-2 | 15 | 0.30381 | 0.2993 | 0.30381 | 0.2993 | 0 | 54.8887
| Zone | Remainder of System | Monthly System Peak Day | January | CAISO 1-in-2 | 16 | 0.47465 | 0.47481 | 0.47465 | 0.47481 | 0 | 55.4736
| Zone | Remainder of System | Monthly System Peak Day | January | CAISO 1-in-2 | 17 | 0.70338 | 0.71117 | 0.70338 | 0.71117 | 0 | 55.3475
| Zone | Remainder of System | Monthly System Peak Day | January | CAISO 1-in-2 | 18 | 0.98951 | 0.97271 | 0.98951 | 0.97271 | 0 | 54.424
| Zone | Remainder of System | Monthly System Peak Day | January | CAISO 1-in-2 | 19 | 1.1673 | 1.111 | 1.1673 | 1.111 | 0 | 52.7928
| Zone | Remainder of System | Monthly System Peak Day | January | CAISO 1-in-2 | 20 | 1.2186 | 1.1549 | 1.2186 | 1.1549 | 0 | 51.6794
| Zone | Remainder of System | Monthly System Peak Day | January | CAISO 1-in-2 | 21 | 1.1978 | 1.1499 | 1.1978 | 1.1499 | 0 | 50.4217
| Zone | Remainder of System | Monthly System Peak Day | January | CAISO 1-in-2 | 22 | 1.1229 | 1.0848 | 1.1229 | 1.0848 | 0 | 49.2504
| Zone | Remainder of System | Monthly System Peak Day | January | CAISO 1-in-2 | 23 | 1.0287 | 1.0062 | 1.0287 | 1.0062 | 0 | 48.3686
| Zone | Remainder of System | Monthly System Peak Day | January | CAISO 1-in-2 | 24 | 0.90796 | 0.88845 | 0.90796 | 0.88845 | 0 | 47.5904
| Zone | Remainder of System | Monthly System Peak Day | January | SCE 1-in-10 | 1 | 0.88297 | 0.85538 | 0.88297 | 0.85538 | 0 | 43.1288
| Zone | Remainder of System | Monthly System Peak Day | January | SCE 1-in-10 | 2 | 0.82366 | 0.79447 | 0.82366 | 0.79447 | 0 | 42.5544
| Zone | Remainder of System | Monthly System Peak Day | January | SCE 1-in-10 | 3 | 0.78994 | 0.75951 | 0.78994 | 0.75951 | 0 | 41.841
| Zone | Remainder of System | Monthly System Peak Day | January | SCE 1-in-10 | 4 | 0.77522 | 0.74688 | 0.77522 | 0.74688 | 0 | 41.4164
| Zone | Remainder of System | Monthly System Peak Day | January | SCE 1-in-10 | 5 | 0.78533 | 0.76102 | 0.78533 | 0.76102 | 0 | 41.4644
| Zone | Remainder of System | Monthly System Peak Day | January | SCE 1-in-10 | 6 | 0.82679 | 0.81784 | 0.82679 | 0.81784 | 0 | 41.2569
| Zone | Remainder of System | Monthly System Peak Day | January | SCE 1-in-10 | 7 | 0.88881 | 0.91677 | 0.88881 | 0.91677 | 0 | 39.7237
| Zone | Remainder of System | Monthly System Peak Day | January | SCE 1-in-10 | 8 | 0.8473 | 0.87529 | 0.8473 | 0.87529 | 0 | 38.8624
| Zone | Remainder of System | Monthly System Peak Day | January | SCE 1-in-10 | 9 | 0.66185 | 0.65544 | 0.66185 | 0.65544 | 0 | 39.1851
| Zone | Remainder of System | Monthly System Peak Day | January | SCE 1-in-10 | 10 | 0.45294 | 0.45706 | 0.45294 | 0.45706 | 0 | 41.7657
| Zone | Remainder of System | Monthly System Peak Day | January | SCE 1-in-10 | 11 | 0.29645 | 0.31144 | 0.29645 | 0.31144 | 0 | 44.3473
| Zone | Remainder of System | Monthly System Peak Day | January | SCE 1-in-10 | 12 | 0.22383 | 0.23633 | 0.22383 | 0.23633 | 0 | 46.5848
| Zone | Remainder of System | Monthly System Peak Day | January | SCE 1-in-10 | 13 | 0.21 | 0.20992 | 0.21 | 0.20992 | 0 | 46.8596
| Zone | Remainder of System | Monthly System Peak Day | January | SCE 1-in-10 | 14 | 0.26338 | 0.25726 | 0.26338 | 0.25726 | 0 | 47.4971
| Zone | Remainder of System | Monthly System Peak Day | January | SCE 1-in-10 | 15 | 0.37298 | 0.36847 | 0.37298 | 0.36847 | 0 | 48.3276
| Zone | Remainder of System | Monthly System Peak Day | January | SCE 1-in-10 | 16 | 0.55729 | 0.55745 | 0.55729 | 0.55745 | 0 | 49.1498
| Zone | Remainder of System | Monthly System Peak Day | January | SCE 1-in-10 | 17 | 0.79572 | 0.80351 | 0.79572 | 0.80351 | 0 | 49.2778
| Zone | Remainder of System | Monthly System Peak Day | January | SCE 1-in-10 | 18 | 1.0772 | 1.0604 | 1.0772 | 1.0604 | 0 | 48.7398
| Zone | Remainder of System | Monthly System Peak Day | January | SCE 1-in-10 | 19 | 1.2435 | 1.1873 | 1.2435 | 1.1873 | 0 | 47.1129
| Zone | Remainder of System | Monthly System Peak Day | January | SCE 1-in-10 | 20 | 1.2827 | 1.2189 | 1.2827 | 1.2189 | 0 | 46.473
| Zone | Remainder of System | Monthly System Peak Day | January | SCE 1-in-10 | 21 | 1.2558 | 1.2079 | 1.2558 | 1.2079 | 0 | 45.4548
| Zone | Remainder of System | Monthly System Peak Day | January | SCE 1-in-10 | 22 | 1.1796 | 1.1415 | 1.1796 | 1.1415 | 0 | 44.2851
| Zone | Remainder of System | Monthly System Peak Day | January | SCE 1-in-10 | 23 | 1.0854 | 1.0629 | 1.0854 | 1.0629 | 0 | 43.563
| Zone | Remainder of System | Monthly System Peak Day | January | SCE 1-in-10 | 24 | 0.96429 | 0.94478 | 0.96429 | 0.94478 | 0 | 43.1644
| Zone | Remainder of System | Monthly System Peak Day | January | SCE 1-in-2 | 1 | 0.85966 | 0.83207 | 0.85966 | 0.83207 | 0 | 44.0709
| Zone | Remainder of System | Monthly System Peak Day | January | SCE 1-in-2 | 2 | 0.80055 | 0.77136 | 0.80055 | 0.77136 | 0 | 42.9752
| Zone | Remainder of System | Monthly System Peak Day | January | SCE 1-in-2 | 3 | 0.76659 | 0.73615 | 0.76659 | 0.73615 | 0 | 41.9105
| Zone | Remainder of System | Monthly System Peak Day | January | SCE 1-in-2 | 4 | 0.75081 | 0.72246 | 0.75081 | 0.72246 | 0 | 41.0094
| Zone | Remainder of System | Monthly System Peak Day | January | SCE 1-in-2 | 5 | 0.75925 | 0.73493 | 0.75925 | 0.73493 | 0 | 39.9704
| Zone | Remainder of System | Monthly System Peak Day | January | SCE 1-in-2 | 6 | 0.79607 | 0.78712 | 0.79607 | 0.78712 | 0 | 39.3268
| Zone | Remainder of System | Monthly System Peak Day | January | SCE 1-in-2 | 7 | 0.85829 | 0.88625 | 0.85829 | 0.88625 | 0 | 39.1522
| Zone | Remainder of System | Monthly System Peak Day | January | SCE 1-in-2 | 8 | 0.81662 | 0.8446 | 0.81662 | 0.8446 | 0 | 39.2709
| Zone | Remainder of System | Monthly System Peak Day | January | SCE 1-in-2 | 9 | 0.63498 | 0.62857 | 0.63498 | 0.62857 | 0 | 40.009
| Zone | Remainder of System | Monthly System Peak Day | January | SCE 1-in-2 | 10 | 0.42832 | 0.43244 | 0.42832 | 0.43244 | 0 | 42.9699
| Zone | Remainder of System | Monthly System Peak Day | January | SCE 1-in-2 | 11 | 0.27308 | 0.28808 | 0.27308 | 0.28808 | 0 | 46.6488
| Zone | Remainder of System | Monthly System Peak Day | January | SCE 1-in-2 | 12 | 0.19955 | 0.21205 | 0.19955 | 0.21205 | 0 | 49.8341
| Zone | Remainder of System | Monthly System Peak Day | January | SCE 1-in-2 | 13 | 0.18689 | 0.18681 | 0.18689 | 0.18681 | 0 | 51.6507
| Zone | Remainder of System | Monthly System Peak Day | January | SCE 1-in-2 | 14 | 0.23684 | 0.23072 | 0.23684 | 0.23072 | 0 | 52.1869
| Zone | Remainder of System | Monthly System Peak Day | January | SCE 1-in-2 | 15 | 0.34163 | 0.33712 | 0.34163 | 0.33712 | 0 | 52.5182
| Zone | Remainder of System | Monthly System Peak Day | January | SCE 1-in-2 | 16 | 0.51983 | 0.52 | 0.51983 | 0.52 | 0 | 53.5475
| Zone | Remainder of System | Monthly System Peak Day | January | SCE 1-in-2 | 17 | 0.75339 | 0.76117 | 0.75339 | 0.76117 | 0 | 53.769
| Zone | Remainder of System | Monthly System Peak Day | January | SCE 1-in-2 | 18 | 1.0371 | 1.0203 | 1.0371 | 1.0203 | 0 | 52.7018
| Zone | Remainder of System | Monthly System Peak Day | January | SCE 1-in-2 | 19 | 1.2101 | 1.1538 | 1.2101 | 1.1538 | 0 | 50.7733
| Zone | Remainder of System | Monthly System Peak Day | January | SCE 1-in-2 | 20 | 1.2513 | 1.1876 | 1.2513 | 1.1876 | 0 | 49.2931
| Zone | Remainder of System | Monthly System Peak Day | January | SCE 1-in-2 | 21 | 1.2268 | 1.1789 | 1.2268 | 1.1789 | 0 | 48.2555
| Zone | Remainder of System | Monthly System Peak Day | January | SCE 1-in-2 | 22 | 1.1537 | 1.1155 | 1.1537 | 1.1155 | 0 | 47.2607
| Zone | Remainder of System | Monthly System Peak Day | January | SCE 1-in-2 | 23 | 1.0596 | 1.0371 | 1.0596 | 1.0371 | 0 | 45.9607
| Zone | Remainder of System | Monthly System Peak Day | January | SCE 1-in-2 | 24 | 0.93811 | 0.9186 | 0.93811 | 0.9186 | 0 | 45.3337
| Zone | Remainder of System | Monthly System Peak Day | July | CAISO 1-in-10 | 1 | 1.6459 | 1.6183 | 1.6459 | 1.6183 | 0 | 79.4
| Zone | Remainder of System | Monthly System Peak Day | July | CAISO 1-in-10 | 2 | 1.4417 | 1.4125 | 1.4417 | 1.4125 | 0 | 78.6989
| Zone | Remainder of System | Monthly System Peak Day | July | CAISO 1-in-10 | 3 | 1.2614 | 1.231 | 1.2614 | 1.231 | 0 | 77.3488
| Zone | Remainder of System | Monthly System Peak Day | July | CAISO 1-in-10 | 4 | 1.1132 | 1.0849 | 1.1132 | 1.0849 | 0 | 75.7574
| Zone | Remainder of System | Monthly System Peak Day | July | CAISO 1-in-10 | 5 | 1.0159 | 0.99158 | 1.0159 | 0.99158 | 0 | 74.5741
| Zone | Remainder of System | Monthly System Peak Day | July | CAISO 1-in-10 | 6 | 0.96618 | 0.95723 | 0.96618 | 0.95723 | 0 | 73.8196
| Zone | Remainder of System | Monthly System Peak Day | July | CAISO 1-in-10 | 7 | 0.92255 | 0.95051 | 0.92255 | 0.95051 | 0 | 73.2567
| Zone | Remainder of System | Monthly System Peak Day | July | CAISO 1-in-10 | 8 | 0.90291 | 0.93089 | 0.90291 | 0.93089 | 0 | 73.3401
| Zone | Remainder of System | Monthly System Peak Day | July | CAISO 1-in-10 | 9 | 0.87396 | 0.86755 | 0.87396 | 0.86755 | 0 | 76.3943
| Zone | Remainder of System | Monthly System Peak Day | July | CAISO 1-in-10 | 10 | 0.80417 | 0.8083 | 0.80417 | 0.8083 | 0 | 80.5446
| Zone | Remainder of System | Monthly System Peak Day | July | CAISO 1-in-10 | 11 | 0.88157 | 0.89656 | 0.88157 | 0.89656 | 0 | 84.8217
| Zone | Remainder of System | Monthly System Peak Day | July | CAISO 1-in-10 | 12 | 1.1157 | 1.1282 | 1.1157 | 1.1282 | 0 | 88.8485
| Zone | Remainder of System | Monthly System Peak Day | July | CAISO 1-in-10 | 13 | 1.4481 | 1.448 | 1.4481 | 1.448 | 0 | 91.8299
| Zone | Remainder of System | Monthly System Peak Day | July | CAISO 1-in-10 | 14 | 1.8136 | 1.8075 | 1.8136 | 1.8075 | 0 | 93.9513
| Zone | Remainder of System | Monthly System Peak Day | July | CAISO 1-in-10 | 15 | 2.1708 | 2.1663 | 2.1708 | 2.1663 | 0 | 95.4916
| Zone | Remainder of System | Monthly System Peak Day | July | CAISO 1-in-10 | 16 | 2.5362 | 2.5364 | 2.5362 | 2.5364 | 0 | 96.3417
| Zone | Remainder of System | Monthly System Peak Day | July | CAISO 1-in-10 | 17 | 2.8308 | 2.8385 | 1.7219 | 1.679 | 0.019644 | 96.0753
| Zone | Remainder of System | Monthly System Peak Day | July | CAISO 1-in-10 | 18 | 3.1047 | 3.0879 | 2.3984 | 2.4058 | 0.065164 | 95.3698
| Zone | Remainder of System | Monthly System Peak Day | July | CAISO 1-in-10 | 19 | 3.1936 | 3.1374 | 2.7887 | 2.6754 | 0.046342 | 93.8961
| Zone | Remainder of System | Monthly System Peak Day | July | CAISO 1-in-10 | 20 | 3.0331 | 2.9694 | 2.7338 | 2.6748 | 0.010778 | 91.4932
| Zone | Remainder of System | Monthly System Peak Day | July | CAISO 1-in-10 | 21 | 2.8586 | 2.8107 | 2.5783 | 2.5351 | 0.015044 | 88.1252
| Zone | Remainder of System | Monthly System Peak Day | July | CAISO 1-in-10 | 22 | 2.6265 | 2.5884 | 3.0502 | 3.1471 | 0.023727 | 83.9657
| Zone | Remainder of System | Monthly System Peak Day | July | CAISO 1-in-10 | 23 | 2.3039 | 2.2813 | 2.4448 | 2.4902 | 0.015377 | 81.9381
| Zone | Remainder of System | Monthly System Peak Day | July | CAISO 1-in-10 | 24 | 1.9248 | 1.9053 | 1.9956 | 2.0097 | 0.012466 | 79.7794
| Zone | Remainder of System | Monthly System Peak Day | July | CAISO 1-in-2 | 1 | 1.4571 | 1.4295 | 1.4571 | 1.4295 | 0 | 76.0838
| Zone | Remainder of System | Monthly System Peak Day | July | CAISO 1-in-2 | 2 | 1.237 | 1.2078 | 1.237 | 1.2078 | 0 | 74.6985
| Zone | Remainder of System | Monthly System Peak Day | July | CAISO 1-in-2 | 3 | 1.0948 | 1.0644 | 1.0948 | 1.0644 | 0 | 73.6262
| Zone | Remainder of System | Monthly System Peak Day | July | CAISO 1-in-2 | 4 | 0.99063 | 0.96229 | 0.99063 | 0.96229 | 0 | 72.662
| Zone | Remainder of System | Monthly System Peak Day | July | CAISO 1-in-2 | 5 | 0.91872 | 0.89441 | 0.91872 | 0.89441 | 0 | 71.8369
| Zone | Remainder of System | Monthly System Peak Day | July | CAISO 1-in-2 | 6 | 0.87697 | 0.86802 | 0.87697 | 0.86802 | 0 | 71.1121
| Zone | Remainder of System | Monthly System Peak Day | July | CAISO 1-in-2 | 7 | 0.83692 | 0.86488 | 0.83692 | 0.86488 | 0 | 70.4329
| Zone | Remainder of System | Monthly System Peak Day | July | CAISO 1-in-2 | 8 | 0.81755 | 0.84553 | 0.81755 | 0.84553 | 0 | 70.8881
| Zone | Remainder of System | Monthly System Peak Day | July | CAISO 1-in-2 | 9 | 0.78387 | 0.77746 | 0.78387 | 0.77746 | 0 | 74.0383
| Zone | Remainder of System | Monthly System Peak Day | July | CAISO 1-in-2 | 10 | 0.70793 | 0.71205 | 0.70793 | 0.71205 | 0 | 78.1717
| Zone | Remainder of System | Monthly System Peak Day | July | CAISO 1-in-2 | 11 | 0.74014 | 0.75513 | 0.74014 | 0.75513 | 0 | 82.4252
| Zone | Remainder of System | Monthly System Peak Day | July | CAISO 1-in-2 | 12 | 0.92616 | 0.93866 | 0.92616 | 0.93866 | 0 | 86.1936
| Zone | Remainder of System | Monthly System Peak Day | July | CAISO 1-in-2 | 13 | 1.2047 | 1.2046 | 1.2047 | 1.2046 | 0 | 89.5488
| Zone | Remainder of System | Monthly System Peak Day | July | CAISO 1-in-2 | 14 | 1.5296 | 1.5235 | 1.5296 | 1.5235 | 0 | 91.9175
| Zone | Remainder of System | Monthly System Peak Day | July | CAISO 1-in-2 | 15 | 1.8632 | 1.8587 | 1.8632 | 1.8587 | 0 | 93.733
| Zone | Remainder of System | Monthly System Peak Day | July | CAISO 1-in-2 | 16 | 2.2143 | 2.2145 | 2.2143 | 2.2145 | 0 | 94.2154
| Zone | Remainder of System | Monthly System Peak Day | July | CAISO 1-in-2 | 17 | 2.5138 | 2.5216 | 1.4424 | 1.3995 | 0.018585 | 94.3082
| Zone | Remainder of System | Monthly System Peak Day | July | CAISO 1-in-2 | 18 | 2.7871 | 2.7703 | 2.1371 | 2.1445 | 0.084583 | 92.5283
| Zone | Remainder of System | Monthly System Peak Day | July | CAISO 1-in-2 | 19 | 2.8975 | 2.8412 | 2.5428 | 2.4295 | 0.066276 | 90.9175
| Zone | Remainder of System | Monthly System Peak Day | July | CAISO 1-in-2 | 20 | 2.7643 | 2.7006 | 2.4832 | 2.4242 | 0.014798 | 88.2732
| Zone | Remainder of System | Monthly System Peak Day | July | CAISO 1-in-2 | 21 | 2.6137 | 2.5658 | 2.3504 | 2.3072 | 0.020645 | 85.1162
| Zone | Remainder of System | Monthly System Peak Day | July | CAISO 1-in-2 | 22 | 2.4131 | 2.375 | 2.8342 | 2.9311 | 0.026514 | 82.5691
| Zone | Remainder of System | Monthly System Peak Day | July | CAISO 1-in-2 | 23 | 2.1178 | 2.0952 | 2.2493 | 2.2947 | 0.016454 | 80.8479
| Zone | Remainder of System | Monthly System Peak Day | July | CAISO 1-in-2 | 24 | 1.7783 | 1.7588 | 1.8456 | 1.8596 | 0.012796 | 79.2548
| Zone | Remainder of System | Monthly System Peak Day | July | SCE 1-in-10 | 1 | 1.6198 | 1.5922 | 1.6198 | 1.5922 | 0 | 79.1352
| Zone | Remainder of System | Monthly System Peak Day | July | SCE 1-in-10 | 2 | 1.3237 | 1.2945 | 1.3237 | 1.2945 | 0 | 76.7733
| Zone | Remainder of System | Monthly System Peak Day | July | SCE 1-in-10 | 3 | 1.1367 | 1.1063 | 1.1367 | 1.1063 | 0 | 74.9012
| Zone | Remainder of System | Monthly System Peak Day | July | SCE 1-in-10 | 4 | 1.0298 | 1.0014 | 1.0298 | 1.0014 | 0 | 73.5964
| Zone | Remainder of System | Monthly System Peak Day | July | SCE 1-in-10 | 5 | 0.9549 | 0.93058 | 0.9549 | 0.93058 | 0 | 72.3183
| Zone | Remainder of System | Monthly System Peak Day | July | SCE 1-in-10 | 6 | 0.90814 | 0.89919 | 0.90814 | 0.89919 | 0 | 71.264
| Zone | Remainder of System | Monthly System Peak Day | July | SCE 1-in-10 | 7 | 0.85915 | 0.88711 | 0.85915 | 0.88711 | 0 | 70.4185
| Zone | Remainder of System | Monthly System Peak Day | July | SCE 1-in-10 | 8 | 0.84839 | 0.87637 | 0.84839 | 0.87637 | 0 | 71.1854
| Zone | Remainder of System | Monthly System Peak Day | July | SCE 1-in-10 | 9 | 0.84267 | 0.83626 | 0.84267 | 0.83626 | 0 | 75.1456
| Zone | Remainder of System | Monthly System Peak Day | July | SCE 1-in-10 | 10 | 0.88573 | 0.88986 | 0.88573 | 0.88986 | 0 | 81.2681
| Zone | Remainder of System | Monthly System Peak Day | July | SCE 1-in-10 | 11 | 1.0623 | 1.0773 | 1.0623 | 1.0773 | 0 | 87.8713
| Zone | Remainder of System | Monthly System Peak Day | July | SCE 1-in-10 | 12 | 1.345 | 1.3575 | 1.345 | 1.3575 | 0 | 92.8754
| Zone | Remainder of System | Monthly System Peak Day | July | SCE 1-in-10 | 13 | 1.7382 | 1.7381 | 1.7382 | 1.7381 | 0 | 96.9696
| Zone | Remainder of System | Monthly System Peak Day | July | SCE 1-in-10 | 14 | 2.1693 | 2.1631 | 2.1693 | 2.1631 | 0 | 100.023
| Zone | Remainder of System | Monthly System Peak Day | July | SCE 1-in-10 | 15 | 2.5799 | 2.5754 | 2.5799 | 2.5754 | 0 | 102.2502
| Zone | Remainder of System | Monthly System Peak Day | July | SCE 1-in-10 | 16 | 2.9756 | 2.9758 | 2.9756 | 2.9758 | 0 | 102.9896
| Zone | Remainder of System | Monthly System Peak Day | July | SCE 1-in-10 | 17 | 3.2719 | 3.2797 | 2.0134 | 1.9704 | 0.031454 | 103.1349
| Zone | Remainder of System | Monthly System Peak Day | July | SCE 1-in-10 | 18 | 3.5026 | 3.4858 | 2.6604 | 2.6678 | 0.066888 | 102.2376
| Zone | Remainder of System | Monthly System Peak Day | July | SCE 1-in-10 | 19 | 3.5446 | 3.4884 | 3.0207 | 2.9074 | 0.04277 | 100.9478
| Zone | Remainder of System | Monthly System Peak Day | July | SCE 1-in-10 | 20 | 3.3837 | 3.32 | 3.0422 | 2.9832 | 0.017353 | 98.9832
| Zone | Remainder of System | Monthly System Peak Day | July | SCE 1-in-10 | 21 | 3.1983 | 3.1503 | 2.8747 | 2.8315 | 0.012242 | 95.7947
| Zone | Remainder of System | Monthly System Peak Day | July | SCE 1-in-10 | 22 | 2.9264 | 2.8883 | 3.3653 | 3.4621 | 0.035408 | 91.9018
| Zone | Remainder of System | Monthly System Peak Day | July | SCE 1-in-10 | 23 | 2.5504 | 2.5278 | 2.7546 | 2.7999 | 0.024081 | 89.2921
| Zone | Remainder of System | Monthly System Peak Day | July | SCE 1-in-10 | 24 | 2.1482 | 2.1287 | 2.2677 | 2.2817 | 0.01998 | 87.0257
| Zone | Remainder of System | Monthly System Peak Day | July | SCE 1-in-2 | 1 | 1.4333 | 1.4057 | 1.4333 | 1.4057 | 0 | 75.698
| Zone | Remainder of System | Monthly System Peak Day | July | SCE 1-in-2 | 2 | 1.2323 | 1.2031 | 1.2323 | 1.2031 | 0 | 74.6126
| Zone | Remainder of System | Monthly System Peak Day | July | SCE 1-in-2 | 3 | 1.0978 | 1.0673 | 1.0978 | 1.0673 | 0 | 73.6773
| Zone | Remainder of System | Monthly System Peak Day | July | SCE 1-in-2 | 4 | 0.99168 | 0.96334 | 0.99168 | 0.96334 | 0 | 72.6483
| Zone | Remainder of System | Monthly System Peak Day | July | SCE 1-in-2 | 5 | 0.92371 | 0.8994 | 0.92371 | 0.8994 | 0 | 71.9102
| Zone | Remainder of System | Monthly System Peak Day | July | SCE 1-in-2 | 6 | 0.88193 | 0.87298 | 0.88193 | 0.87298 | 0 | 71.1861
| Zone | Remainder of System | Monthly System Peak Day | July | SCE 1-in-2 | 7 | 0.84178 | 0.86974 | 0.84178 | 0.86974 | 0 | 70.4898
| Zone | Remainder of System | Monthly System Peak Day | July | SCE 1-in-2 | 8 | 0.82259 | 0.85057 | 0.82259 | 0.85057 | 0 | 70.9994
| Zone | Remainder of System | Monthly System Peak Day | July | SCE 1-in-2 | 9 | 0.78154 | 0.77513 | 0.78154 | 0.77513 | 0 | 73.9554
| Zone | Remainder of System | Monthly System Peak Day | July | SCE 1-in-2 | 10 | 0.71125 | 0.71538 | 0.71125 | 0.71538 | 0 | 78.0893
| Zone | Remainder of System | Monthly System Peak Day | July | SCE 1-in-2 | 11 | 0.7597 | 0.7747 | 0.7597 | 0.7747 | 0 | 82.1796
| Zone | Remainder of System | Monthly System Peak Day | July | SCE 1-in-2 | 12 | 0.94569 | 0.95819 | 0.94569 | 0.95819 | 0 | 86.2631
| Zone | Remainder of System | Monthly System Peak Day | July | SCE 1-in-2 | 13 | 1.228 | 1.2279 | 1.228 | 1.2279 | 0 | 89.5186
| Zone | Remainder of System | Monthly System Peak Day | July | SCE 1-in-2 | 14 | 1.5554 | 1.5493 | 1.5554 | 1.5493 | 0 | 91.2035
| Zone | Remainder of System | Monthly System Peak Day | July | SCE 1-in-2 | 15 | 1.8859 | 1.8814 | 1.8859 | 1.8814 | 0 | 93.1558
| Zone | Remainder of System | Monthly System Peak Day | July | SCE 1-in-2 | 16 | 2.2398 | 2.24 | 2.2398 | 2.24 | 0 | 94.2912
| Zone | Remainder of System | Monthly System Peak Day | July | SCE 1-in-2 | 17 | 2.5428 | 2.5505 | 1.4601 | 1.4171 | 0.018788 | 94.8433
| Zone | Remainder of System | Monthly System Peak Day | July | SCE 1-in-2 | 18 | 2.8136 | 2.7968 | 2.1341 | 2.1415 | 0.073553 | 94.0186
| Zone | Remainder of System | Monthly System Peak Day | July | SCE 1-in-2 | 19 | 2.9138 | 2.8576 | 2.5309 | 2.4175 | 0.054532 | 92.5954
| Zone | Remainder of System | Monthly System Peak Day | July | SCE 1-in-2 | 20 | 2.7929 | 2.7292 | 2.5015 | 2.4425 | 0.012137 | 90.0961
| Zone | Remainder of System | Monthly System Peak Day | July | SCE 1-in-2 | 21 | 2.6459 | 2.598 | 2.3731 | 2.3299 | 0.01738 | 86.8076
| Zone | Remainder of System | Monthly System Peak Day | July | SCE 1-in-2 | 22 | 2.4319 | 2.3938 | 2.8538 | 2.9506 | 0.025583 | 82.9727
| Zone | Remainder of System | Monthly System Peak Day | July | SCE 1-in-2 | 23 | 2.1316 | 2.1091 | 2.2594 | 2.3048 | 0.017043 | 80.4144
| Zone | Remainder of System | Monthly System Peak Day | July | SCE 1-in-2 | 24 | 1.7839 | 1.7644 | 1.8446 | 1.8586 | 0.013758 | 78.2555
| Zone | Remainder of System | Monthly System Peak Day | June | CAISO 1-in-10 | 1 | 1.5349 | 1.5073 | 1.5349 | 1.5073 | 0 | 77.6081
| Zone | Remainder of System | Monthly System Peak Day | June | CAISO 1-in-10 | 2 | 1.2987 | 1.2695 | 1.2987 | 1.2695 | 0 | 76.1024
| Zone | Remainder of System | Monthly System Peak Day | June | CAISO 1-in-10 | 3 | 1.1389 | 1.1085 | 1.1389 | 1.1085 | 0 | 74.7359
| Zone | Remainder of System | Monthly System Peak Day | June | CAISO 1-in-10 | 4 | 1.0217 | 0.99334 | 1.0217 | 0.99334 | 0 | 73.3772
| Zone | Remainder of System | Monthly System Peak Day | June | CAISO 1-in-10 | 5 | 0.9418 | 0.91749 | 0.9418 | 0.91749 | 0 | 72.0868
| Zone | Remainder of System | Monthly System Peak Day | June | CAISO 1-in-10 | 6 | 0.89574 | 0.88679 | 0.89574 | 0.88679 | 0 | 71.0649
| Zone | Remainder of System | Monthly System Peak Day | June | CAISO 1-in-10 | 7 | 0.85513 | 0.88309 | 0.85513 | 0.88309 | 0 | 70.4191
| Zone | Remainder of System | Monthly System Peak Day | June | CAISO 1-in-10 | 8 | 0.84921 | 0.87719 | 0.84921 | 0.87719 | 0 | 71.3544
| Zone | Remainder of System | Monthly System Peak Day | June | CAISO 1-in-10 | 9 | 0.84579 | 0.83938 | 0.84579 | 0.83938 | 0 | 75.4934
| Zone | Remainder of System | Monthly System Peak Day | June | CAISO 1-in-10 | 10 | 0.84473 | 0.84886 | 0.84473 | 0.84886 | 0 | 81.7025
| Zone | Remainder of System | Monthly System Peak Day | June | CAISO 1-in-10 | 11 | 0.90677 | 0.92177 | 0.90677 | 0.92177 | 0 | 87.1227
| Zone | Remainder of System | Monthly System Peak Day | June | CAISO 1-in-10 | 12 | 1.1356 | 1.1481 | 1.1356 | 1.1481 | 0 | 92.0561
| Zone | Remainder of System | Monthly System Peak Day | June | CAISO 1-in-10 | 13 | 1.5103 | 1.5103 | 1.5103 | 1.5103 | 0 | 94.8459
| Zone | Remainder of System | Monthly System Peak Day | June | CAISO 1-in-10 | 14 | 1.9043 | 1.8982 | 1.9043 | 1.8982 | 0 | 96.8647
| Zone | Remainder of System | Monthly System Peak Day | June | CAISO 1-in-10 | 15 | 2.2795 | 2.2749 | 2.2795 | 2.2749 | 0 | 98.4382
| Zone | Remainder of System | Monthly System Peak Day | June | CAISO 1-in-10 | 16 | 2.6555 | 2.6557 | 2.6555 | 2.6557 | 0 | 99.4939
| Zone | Remainder of System | Monthly System Peak Day | June | CAISO 1-in-10 | 17 | 2.9464 | 2.9542 | 1.7695 | 1.7265 | 0.023936 | 99.2883
| Zone | Remainder of System | Monthly System Peak Day | June | CAISO 1-in-10 | 18 | 3.1946 | 3.1778 | 2.4188 | 2.4261 | 0.055504 | 98.8867
| Zone | Remainder of System | Monthly System Peak Day | June | CAISO 1-in-10 | 19 | 3.26 | 3.2038 | 2.7915 | 2.6782 | 0.033218 | 97.6643
| Zone | Remainder of System | Monthly System Peak Day | June | CAISO 1-in-10 | 20 | 3.1214 | 3.0577 | 2.8025 | 2.7436 | 0.011318 | 94.9625
| Zone | Remainder of System | Monthly System Peak Day | June | CAISO 1-in-10 | 21 | 2.9437 | 2.8958 | 2.6498 | 2.6066 | 0.01162 | 90.5464
| Zone | Remainder of System | Monthly System Peak Day | June | CAISO 1-in-10 | 22 | 2.697 | 2.6589 | 3.1245 | 3.2214 | 0.022327 | 85.9241
| Zone | Remainder of System | Monthly System Peak Day | June | CAISO 1-in-10 | 23 | 2.3563 | 2.3338 | 2.4927 | 2.538 | 0.015825 | 81.4058
| Zone | Remainder of System | Monthly System Peak Day | June | CAISO 1-in-10 | 24 | 1.9603 | 1.9408 | 2.0232 | 2.0373 | 0.013386 | 78.595
| Zone | Remainder of System | Monthly System Peak Day | June | CAISO 1-in-2 | 1 | 1.0995 | 1.0719 | 1.0995 | 1.0719 | 0 | 68.905
| Zone | Remainder of System | Monthly System Peak Day | June | CAISO 1-in-2 | 2 | 0.94295 | 0.91376 | 0.94295 | 0.91376 | 0 | 67.809
| Zone | Remainder of System | Monthly System Peak Day | June | CAISO 1-in-2 | 3 | 0.84885 | 0.81841 | 0.84885 | 0.81841 | 0 | 66.8599
| Zone | Remainder of System | Monthly System Peak Day | June | CAISO 1-in-2 | 4 | 0.78699 | 0.75864 | 0.78699 | 0.75864 | 0 | 65.7275
| Zone | Remainder of System | Monthly System Peak Day | June | CAISO 1-in-2 | 5 | 0.74559 | 0.72127 | 0.74559 | 0.72127 | 0 | 64.5578
| Zone | Remainder of System | Monthly System Peak Day | June | CAISO 1-in-2 | 6 | 0.72757 | 0.71862 | 0.72757 | 0.71862 | 0 | 62.9089
| Zone | Remainder of System | Monthly System Peak Day | June | CAISO 1-in-2 | 7 | 0.71196 | 0.73992 | 0.71196 | 0.73992 | 0 | 61.9565
| Zone | Remainder of System | Monthly System Peak Day | June | CAISO 1-in-2 | 8 | 0.67286 | 0.70085 | 0.67286 | 0.70085 | 0 | 62.7598
| Zone | Remainder of System | Monthly System Peak Day | June | CAISO 1-in-2 | 9 | 0.57019 | 0.56378 | 0.57019 | 0.56378 | 0 | 66.5503
| Zone | Remainder of System | Monthly System Peak Day | June | CAISO 1-in-2 | 10 | 0.47422 | 0.47835 | 0.47422 | 0.47835 | 0 | 70.9594
| Zone | Remainder of System | Monthly System Peak Day | June | CAISO 1-in-2 | 11 | 0.44643 | 0.46142 | 0.44643 | 0.46142 | 0 | 75.2393
| Zone | Remainder of System | Monthly System Peak Day | June | CAISO 1-in-2 | 12 | 0.50828 | 0.52079 | 0.50828 | 0.52079 | 0 | 79.3329
| Zone | Remainder of System | Monthly System Peak Day | June | CAISO 1-in-2 | 13 | 0.66428 | 0.6642 | 0.66428 | 0.6642 | 0 | 83.0954
| Zone | Remainder of System | Monthly System Peak Day | June | CAISO 1-in-2 | 14 | 0.88483 | 0.87871 | 0.88483 | 0.87871 | 0 | 85.8093
| Zone | Remainder of System | Monthly System Peak Day | June | CAISO 1-in-2 | 15 | 1.1475 | 1.143 | 1.1475 | 1.143 | 0 | 87.9945
| Zone | Remainder of System | Monthly System Peak Day | June | CAISO 1-in-2 | 16 | 1.4599 | 1.4601 | 1.4599 | 1.4601 | 0 | 89.165
| Zone | Remainder of System | Monthly System Peak Day | June | CAISO 1-in-2 | 17 | 1.7503 | 1.7581 | 0.783 | 0.74003 | 0.021564 | 89.4027
| Zone | Remainder of System | Monthly System Peak Day | June | CAISO 1-in-2 | 18 | 2.0193 | 2.0025 | 1.4452 | 1.4526 | 0.11771 | 88.6975
| Zone | Remainder of System | Monthly System Peak Day | June | CAISO 1-in-2 | 19 | 2.1573 | 2.101 | 1.87 | 1.7567 | 0.096792 | 86.9243
| Zone | Remainder of System | Monthly System Peak Day | June | CAISO 1-in-2 | 20 | 2.1349 | 2.0712 | 1.8765 | 1.8175 | 0.022374 | 84.2596
| Zone | Remainder of System | Monthly System Peak Day | June | CAISO 1-in-2 | 21 | 2.051 | 2.003 | 1.8142 | 1.771 | 0.030495 | 80.4162
| Zone | Remainder of System | Monthly System Peak Day | June | CAISO 1-in-2 | 22 | 1.885 | 1.8469 | 2.2939 | 2.3907 | 0.048783 | 76.0815
| Zone | Remainder of System | Monthly System Peak Day | June | CAISO 1-in-2 | 23 | 1.6604 | 1.6379 | 1.7273 | 1.7726 | 0.033258 | 73.3289
| Zone | Remainder of System | Monthly System Peak Day | June | CAISO 1-in-2 | 24 | 1.3959 | 1.3764 | 1.412 | 1.4261 | 0.0080594 | 71.6285
| Zone | Remainder of System | Monthly System Peak Day | June | SCE 1-in-10 | 1 | 1.6029 | 1.5753 | 1.6029 | 1.5753 | 0 | 78.7643
| Zone | Remainder of System | Monthly System Peak Day | June | SCE 1-in-10 | 2 | 1.3484 | 1.3192 | 1.3484 | 1.3192 | 0 | 77.062
| Zone | Remainder of System | Monthly System Peak Day | June | SCE 1-in-10 | 3 | 1.1704 | 1.1399 | 1.1704 | 1.1399 | 0 | 75.4395
| Zone | Remainder of System | Monthly System Peak Day | June | SCE 1-in-10 | 4 | 1.0389 | 1.0106 | 1.0389 | 1.0106 | 0 | 73.8765
| Zone | Remainder of System | Monthly System Peak Day | June | SCE 1-in-10 | 5 | 0.95372 | 0.9294 | 0.95372 | 0.9294 | 0 | 72.5675
| Zone | Remainder of System | Monthly System Peak Day | June | SCE 1-in-10 | 6 | 0.90252 | 0.89357 | 0.90252 | 0.89357 | 0 | 71.4175
| Zone | Remainder of System | Monthly System Peak Day | June | SCE 1-in-10 | 7 | 0.85796 | 0.88592 | 0.85796 | 0.88592 | 0 | 70.632
| Zone | Remainder of System | Monthly System Peak Day | June | SCE 1-in-10 | 8 | 0.86031 | 0.88829 | 0.86031 | 0.88829 | 0 | 71.825
| Zone | Remainder of System | Monthly System Peak Day | June | SCE 1-in-10 | 9 | 0.86835 | 0.86194 | 0.86835 | 0.86194 | 0 | 76.1931
| Zone | Remainder of System | Monthly System Peak Day | June | SCE 1-in-10 | 10 | 0.8469 | 0.85102 | 0.8469 | 0.85102 | 0 | 82.1548
| Zone | Remainder of System | Monthly System Peak Day | June | SCE 1-in-10 | 11 | 0.88326 | 0.89826 | 0.88326 | 0.89826 | 0 | 87.3597
| Zone | Remainder of System | Monthly System Peak Day | June | SCE 1-in-10 | 12 | 1.1149 | 1.1274 | 1.1149 | 1.1274 | 0 | 91.7616
| Zone | Remainder of System | Monthly System Peak Day | June | SCE 1-in-10 | 13 | 1.486 | 1.4859 | 1.486 | 1.4859 | 0 | 94.332
| Zone | Remainder of System | Monthly System Peak Day | June | SCE 1-in-10 | 14 | 1.874 | 1.8678 | 1.874 | 1.8678 | 0 | 96.3368
| Zone | Remainder of System | Monthly System Peak Day | June | SCE 1-in-10 | 15 | 2.2431 | 2.2386 | 2.2431 | 2.2386 | 0 | 97.4479
| Zone | Remainder of System | Monthly System Peak Day | June | SCE 1-in-10 | 16 | 2.6127 | 2.6129 | 2.6127 | 2.6129 | 0 | 98.2167
| Zone | Remainder of System | Monthly System Peak Day | June | SCE 1-in-10 | 17 | 2.9089 | 2.9167 | 1.7482 | 1.7053 | 0.022693 | 98.5216
| Zone | Remainder of System | Monthly System Peak Day | June | SCE 1-in-10 | 18 | 3.163 | 3.1462 | 2.3975 | 2.4048 | 0.05553 | 98.3645
| Zone | Remainder of System | Monthly System Peak Day | June | SCE 1-in-10 | 19 | 3.2326 | 3.1764 | 2.7752 | 2.6619 | 0.033782 | 97.006
| Zone | Remainder of System | Monthly System Peak Day | June | SCE 1-in-10 | 20 | 3.0927 | 3.0289 | 2.7776 | 2.7187 | 0.010758 | 94.2834
| Zone | Remainder of System | Monthly System Peak Day | June | SCE 1-in-10 | 21 | 2.9119 | 2.864 | 2.6242 | 2.581 | 0.012986 | 89.4512
| Zone | Remainder of System | Monthly System Peak Day | June | SCE 1-in-10 | 22 | 2.6685 | 2.6304 | 3.0933 | 3.1902 | 0.022995 | 84.5271
| Zone | Remainder of System | Monthly System Peak Day | June | SCE 1-in-10 | 23 | 2.334 | 2.3115 | 2.4571 | 2.5025 | 0.017902 | 79.8649
| Zone | Remainder of System | Monthly System Peak Day | June | SCE 1-in-10 | 24 | 1.9362 | 1.9167 | 1.9881 | 2.0022 | 0.015537 | 76.9593
| Zone | Remainder of System | Monthly System Peak Day | June | SCE 1-in-2 | 1 | 1.162 | 1.1344 | 1.162 | 1.1344 | 0 | 69.9499
| Zone | Remainder of System | Monthly System Peak Day | June | SCE 1-in-2 | 2 | 0.99083 | 0.96164 | 0.99083 | 0.96164 | 0 | 68.6199
| Zone | Remainder of System | Monthly System Peak Day | June | SCE 1-in-2 | 3 | 0.87549 | 0.84505 | 0.87549 | 0.84505 | 0 | 67.4243
| Zone | Remainder of System | Monthly System Peak Day | June | SCE 1-in-2 | 4 | 0.79504 | 0.76669 | 0.79504 | 0.76669 | 0 | 66.2095
| Zone | Remainder of System | Monthly System Peak Day | June | SCE 1-in-2 | 5 | 0.747 | 0.72268 | 0.747 | 0.72268 | 0 | 65.3165
| Zone | Remainder of System | Monthly System Peak Day | June | SCE 1-in-2 | 6 | 0.72699 | 0.71805 | 0.72699 | 0.71805 | 0 | 64.3602
| Zone | Remainder of System | Monthly System Peak Day | June | SCE 1-in-2 | 7 | 0.71274 | 0.7407 | 0.71274 | 0.7407 | 0 | 63.5635
| Zone | Remainder of System | Monthly System Peak Day | June | SCE 1-in-2 | 8 | 0.67256 | 0.70054 | 0.67256 | 0.70054 | 0 | 64.3816
| Zone | Remainder of System | Monthly System Peak Day | June | SCE 1-in-2 | 9 | 0.59683 | 0.59042 | 0.59683 | 0.59042 | 0 | 68.0657
| Zone | Remainder of System | Monthly System Peak Day | June | SCE 1-in-2 | 10 | 0.50159 | 0.50571 | 0.50159 | 0.50571 | 0 | 72.7674
| Zone | Remainder of System | Monthly System Peak Day | June | SCE 1-in-2 | 11 | 0.41334 | 0.42833 | 0.41334 | 0.42833 | 0 | 77.243
| Zone | Remainder of System | Monthly System Peak Day | June | SCE 1-in-2 | 12 | 0.47384 | 0.48634 | 0.47384 | 0.48634 | 0 | 80.9325
| Zone | Remainder of System | Monthly System Peak Day | June | SCE 1-in-2 | 13 | 0.65634 | 0.65626 | 0.65634 | 0.65626 | 0 | 83.4625
| Zone | Remainder of System | Monthly System Peak Day | June | SCE 1-in-2 | 14 | 0.88226 | 0.87614 | 0.88226 | 0.87614 | 0 | 85.1801
| Zone | Remainder of System | Monthly System Peak Day | June | SCE 1-in-2 | 15 | 1.1391 | 1.1346 | 1.1391 | 1.1346 | 0 | 86.5967
| Zone | Remainder of System | Monthly System Peak Day | June | SCE 1-in-2 | 16 | 1.4437 | 1.4439 | 1.4437 | 1.4439 | 0 | 87.4121
| Zone | Remainder of System | Monthly System Peak Day | June | SCE 1-in-2 | 17 | 1.7312 | 1.739 | 0.81008 | 0.76711 | 0.025054 | 87.222
| Zone | Remainder of System | Monthly System Peak Day | June | SCE 1-in-2 | 18 | 2.0192 | 2.0024 | 1.4863 | 1.4936 | 0.13723 | 86.6175
| Zone | Remainder of System | Monthly System Peak Day | June | SCE 1-in-2 | 19 | 2.1683 | 2.1121 | 1.9119 | 1.7986 | 0.11136 | 85.0942
| Zone | Remainder of System | Monthly System Peak Day | June | SCE 1-in-2 | 20 | 2.1256 | 2.0618 | 1.8798 | 1.8208 | 0.027066 | 82.0133
| Zone | Remainder of System | Monthly System Peak Day | June | SCE 1-in-2 | 21 | 2.034 | 1.9861 | 1.8085 | 1.7653 | 0.034837 | 78.4262
| Zone | Remainder of System | Monthly System Peak Day | June | SCE 1-in-2 | 22 | 1.8803 | 1.8421 | 2.2876 | 2.3845 | 0.051886 | 75.3085
| Zone | Remainder of System | Monthly System Peak Day | June | SCE 1-in-2 | 23 | 1.6592 | 1.6367 | 1.7253 | 1.7706 | 0.033528 | 73.2296
| Zone | Remainder of System | Monthly System Peak Day | June | SCE 1-in-2 | 24 | 1.3912 | 1.3717 | 1.406 | 1.42 | 0.0074099 | 71.435
| Zone | Remainder of System | Monthly System Peak Day | March | CAISO 1-in-10 | 1 | 0.87588 | 0.84829 | 0.87588 | 0.84829 | 0 | 63.8146
| Zone | Remainder of System | Monthly System Peak Day | March | CAISO 1-in-10 | 2 | 0.77522 | 0.74603 | 0.77522 | 0.74603 | 0 | 61.9052
| Zone | Remainder of System | Monthly System Peak Day | March | CAISO 1-in-10 | 3 | 0.71482 | 0.68439 | 0.71482 | 0.68439 | 0 | 60.6187
| Zone | Remainder of System | Monthly System Peak Day | March | CAISO 1-in-10 | 4 | 0.67378 | 0.64544 | 0.67378 | 0.64544 | 0 | 59.5331
| Zone | Remainder of System | Monthly System Peak Day | March | CAISO 1-in-10 | 5 | 0.64819 | 0.62387 | 0.64819 | 0.62387 | 0 | 58.3755
| Zone | Remainder of System | Monthly System Peak Day | March | CAISO 1-in-10 | 6 | 0.64269 | 0.63374 | 0.64269 | 0.63374 | 0 | 57.2041
| Zone | Remainder of System | Monthly System Peak Day | March | CAISO 1-in-10 | 7 | 0.6379 | 0.66586 | 0.6379 | 0.66586 | 0 | 56.4275
| Zone | Remainder of System | Monthly System Peak Day | March | CAISO 1-in-10 | 8 | 0.58242 | 0.61041 | 0.58242 | 0.61041 | 0 | 56.013
| Zone | Remainder of System | Monthly System Peak Day | March | CAISO 1-in-10 | 9 | 0.44689 | 0.44048 | 0.44689 | 0.44048 | 0 | 57.698
| Zone | Remainder of System | Monthly System Peak Day | March | CAISO 1-in-10 | 10 | 0.26897 | 0.2731 | 0.26897 | 0.2731 | 0 | 63.0104
| Zone | Remainder of System | Monthly System Peak Day | March | CAISO 1-in-10 | 11 | 0.17264 | 0.18763 | 0.17264 | 0.18763 | 0 | 69.2869
| Zone | Remainder of System | Monthly System Peak Day | March | CAISO 1-in-10 | 12 | 0.10062 | 0.11312 | 0.10062 | 0.11312 | 0 | 75.236
| Zone | Remainder of System | Monthly System Peak Day | March | CAISO 1-in-10 | 13 | 0.15537 | 0.15529 | 0.15537 | 0.15529 | 0 | 79.8609
| Zone | Remainder of System | Monthly System Peak Day | March | CAISO 1-in-10 | 14 | 0.30735 | 0.30123 | 0.30735 | 0.30123 | 0 | 82.6022
| Zone | Remainder of System | Monthly System Peak Day | March | CAISO 1-in-10 | 15 | 0.52868 | 0.52417 | 0.52868 | 0.52417 | 0 | 84.2393
| Zone | Remainder of System | Monthly System Peak Day | March | CAISO 1-in-10 | 16 | 0.82836 | 0.82852 | 0.82836 | 0.82852 | 0 | 85.4912
| Zone | Remainder of System | Monthly System Peak Day | March | CAISO 1-in-10 | 17 | 1.1377 | 1.1455 | 0.23864 | 0.19568 | 0.026997 | 86.1843
| Zone | Remainder of System | Monthly System Peak Day | March | CAISO 1-in-10 | 18 | 1.4184 | 1.4016 | 0.89701 | 0.90435 | 0.14284 | 86.032
| Zone | Remainder of System | Monthly System Peak Day | March | CAISO 1-in-10 | 19 | 1.5811 | 1.5249 | 1.33 | 1.2167 | 0.11385 | 84.7843
| Zone | Remainder of System | Monthly System Peak Day | March | CAISO 1-in-10 | 20 | 1.6372 | 1.5735 | 1.3891 | 1.3301 | 0.026198 | 82.4224
| Zone | Remainder of System | Monthly System Peak Day | March | CAISO 1-in-10 | 21 | 1.6063 | 1.5584 | 1.3822 | 1.339 | 0.035388 | 78.1754
| Zone | Remainder of System | Monthly System Peak Day | March | CAISO 1-in-10 | 22 | 1.4794 | 1.4413 | 1.8855 | 1.9824 | 0.054474 | 74.6721
| Zone | Remainder of System | Monthly System Peak Day | March | CAISO 1-in-10 | 23 | 1.3012 | 1.2787 | 1.3515 | 1.3969 | 0.038578 | 71.4038
| Zone | Remainder of System | Monthly System Peak Day | March | CAISO 1-in-10 | 24 | 1.0971 | 1.0776 | 1.0971 | 1.1084 | 0 | 68.8257
| Zone | Remainder of System | Monthly System Peak Day | March | CAISO 1-in-2 | 1 | 0.7345 | 0.70691 | 0.7345 | 0.70691 | 0 | 55.9039
| Zone | Remainder of System | Monthly System Peak Day | March | CAISO 1-in-2 | 2 | 0.67208 | 0.64289 | 0.67208 | 0.64289 | 0 | 54.6132
| Zone | Remainder of System | Monthly System Peak Day | March | CAISO 1-in-2 | 3 | 0.63336 | 0.60293 | 0.63336 | 0.60293 | 0 | 53.0398
| Zone | Remainder of System | Monthly System Peak Day | March | CAISO 1-in-2 | 4 | 0.60886 | 0.58052 | 0.60886 | 0.58052 | 0 | 52.0145
| Zone | Remainder of System | Monthly System Peak Day | March | CAISO 1-in-2 | 5 | 0.60521 | 0.5809 | 0.60521 | 0.5809 | 0 | 50.9789
| Zone | Remainder of System | Monthly System Peak Day | March | CAISO 1-in-2 | 6 | 0.62858 | 0.61963 | 0.62858 | 0.61963 | 0 | 50.0362
| Zone | Remainder of System | Monthly System Peak Day | March | CAISO 1-in-2 | 7 | 0.66901 | 0.69697 | 0.66901 | 0.69697 | 0 | 49.5275
| Zone | Remainder of System | Monthly System Peak Day | March | CAISO 1-in-2 | 8 | 0.62265 | 0.65063 | 0.62265 | 0.65063 | 0 | 48.7337
| Zone | Remainder of System | Monthly System Peak Day | March | CAISO 1-in-2 | 9 | 0.46399 | 0.45758 | 0.46399 | 0.45758 | 0 | 48.9999
| Zone | Remainder of System | Monthly System Peak Day | March | CAISO 1-in-2 | 10 | 0.27201 | 0.27614 | 0.27201 | 0.27614 | 0 | 52.2385
| Zone | Remainder of System | Monthly System Peak Day | March | CAISO 1-in-2 | 11 | 0.12232 | 0.13731 | 0.12232 | 0.13731 | 0 | 57.0906
| Zone | Remainder of System | Monthly System Peak Day | March | CAISO 1-in-2 | 12 | 0.045171 | 0.057673 | 0.045171 | 0.057673 | 0 | 61.4805
| Zone | Remainder of System | Monthly System Peak Day | March | CAISO 1-in-2 | 13 | 0.027915 | 0.027833 | 0.027915 | 0.027833 | 0 | 64.9921
| Zone | Remainder of System | Monthly System Peak Day | March | CAISO 1-in-2 | 14 | 0.05826 | 0.052137 | 0.05826 | 0.052137 | 0 | 67.2158
| Zone | Remainder of System | Monthly System Peak Day | March | CAISO 1-in-2 | 15 | 0.15302 | 0.14851 | 0.15302 | 0.14851 | 0 | 68.6493
| Zone | Remainder of System | Monthly System Peak Day | March | CAISO 1-in-2 | 16 | 0.31917 | 0.31933 | 0.31917 | 0.31933 | 0 | 69.6958
| Zone | Remainder of System | Monthly System Peak Day | March | CAISO 1-in-2 | 17 | 0.53696 | 0.54475 | 0.53696 | 0.54475 | 0 | 70.3574
| Zone | Remainder of System | Monthly System Peak Day | March | CAISO 1-in-2 | 18 | 0.80474 | 0.78794 | 0.80474 | 0.78794 | 0 | 69.9485
| Zone | Remainder of System | Monthly System Peak Day | March | CAISO 1-in-2 | 19 | 0.99965 | 0.94342 | 0.99965 | 0.94342 | 0 | 68.4956
| Zone | Remainder of System | Monthly System Peak Day | March | CAISO 1-in-2 | 20 | 1.0961 | 1.0324 | 1.0961 | 1.0324 | 0 | 65.7008
| Zone | Remainder of System | Monthly System Peak Day | March | CAISO 1-in-2 | 21 | 1.0937 | 1.0458 | 1.0937 | 1.0458 | 0 | 62.6138
| Zone | Remainder of System | Monthly System Peak Day | March | CAISO 1-in-2 | 22 | 1.0231 | 0.985 | 1.0231 | 0.985 | 0 | 60.2457
| Zone | Remainder of System | Monthly System Peak Day | March | CAISO 1-in-2 | 23 | 0.92637 | 0.90386 | 0.92637 | 0.90386 | 0 | 58.6464
| Zone | Remainder of System | Monthly System Peak Day | March | CAISO 1-in-2 | 24 | 0.80508 | 0.78557 | 0.80508 | 0.78557 | 0 | 57.22
| Zone | Remainder of System | Monthly System Peak Day | March | SCE 1-in-10 | 1 | 0.91715 | 0.88956 | 0.91715 | 0.88956 | 0 | 65.4559
| Zone | Remainder of System | Monthly System Peak Day | March | SCE 1-in-10 | 2 | 0.79889 | 0.7697 | 0.79889 | 0.7697 | 0 | 63.5969
| Zone | Remainder of System | Monthly System Peak Day | March | SCE 1-in-10 | 3 | 0.73019 | 0.69976 | 0.73019 | 0.69976 | 0 | 62.2167
| Zone | Remainder of System | Monthly System Peak Day | March | SCE 1-in-10 | 4 | 0.67903 | 0.65069 | 0.67903 | 0.65069 | 0 | 60.853
| Zone | Remainder of System | Monthly System Peak Day | March | SCE 1-in-10 | 5 | 0.65158 | 0.62726 | 0.65158 | 0.62726 | 0 | 59.5838
| Zone | Remainder of System | Monthly System Peak Day | March | SCE 1-in-10 | 6 | 0.64391 | 0.63496 | 0.64391 | 0.63496 | 0 | 58.6057
| Zone | Remainder of System | Monthly System Peak Day | March | SCE 1-in-10 | 7 | 0.63813 | 0.6661 | 0.63813 | 0.6661 | 0 | 57.4997
| Zone | Remainder of System | Monthly System Peak Day | March | SCE 1-in-10 | 8 | 0.5819 | 0.60988 | 0.5819 | 0.60988 | 0 | 56.9866
| Zone | Remainder of System | Monthly System Peak Day | March | SCE 1-in-10 | 9 | 0.44244 | 0.43603 | 0.44244 | 0.43603 | 0 | 58.5016
| Zone | Remainder of System | Monthly System Peak Day | March | SCE 1-in-10 | 10 | 0.27083 | 0.27496 | 0.27083 | 0.27496 | 0 | 63.9741
| Zone | Remainder of System | Monthly System Peak Day | March | SCE 1-in-10 | 11 | 0.17346 | 0.18845 | 0.17346 | 0.18845 | 0 | 69.7631
| Zone | Remainder of System | Monthly System Peak Day | March | SCE 1-in-10 | 12 | 0.11052 | 0.12302 | 0.11052 | 0.12302 | 0 | 75.409
| Zone | Remainder of System | Monthly System Peak Day | March | SCE 1-in-10 | 13 | 0.17171 | 0.17163 | 0.17171 | 0.17163 | 0 | 79.6094
| Zone | Remainder of System | Monthly System Peak Day | March | SCE 1-in-10 | 14 | 0.32365 | 0.31753 | 0.32365 | 0.31753 | 0 | 82.1339
| Zone | Remainder of System | Monthly System Peak Day | March | SCE 1-in-10 | 15 | 0.54598 | 0.54147 | 0.54598 | 0.54147 | 0 | 84.302
| Zone | Remainder of System | Monthly System Peak Day | March | SCE 1-in-10 | 16 | 0.84602 | 0.84618 | 0.84602 | 0.84618 | 0 | 85.4164
| Zone | Remainder of System | Monthly System Peak Day | March | SCE 1-in-10 | 17 | 1.1533 | 1.1611 | 0.26258 | 0.21961 | 0.027774 | 85.7885
| Zone | Remainder of System | Monthly System Peak Day | March | SCE 1-in-10 | 18 | 1.4382 | 1.4214 | 0.93642 | 0.94376 | 0.15239 | 85.044
| Zone | Remainder of System | Monthly System Peak Day | March | SCE 1-in-10 | 19 | 1.6082 | 1.552 | 1.3785 | 1.2652 | 0.12409 | 83.516
| Zone | Remainder of System | Monthly System Peak Day | March | SCE 1-in-10 | 20 | 1.6469 | 1.5832 | 1.4073 | 1.3483 | 0.029393 | 80.9263
| Zone | Remainder of System | Monthly System Peak Day | March | SCE 1-in-10 | 21 | 1.6117 | 1.5638 | 1.3935 | 1.3504 | 0.03771 | 77.1234
| Zone | Remainder of System | Monthly System Peak Day | March | SCE 1-in-10 | 22 | 1.4878 | 1.4497 | 1.8921 | 1.989 | 0.05859 | 73.6719
| Zone | Remainder of System | Monthly System Peak Day | March | SCE 1-in-10 | 23 | 1.3116 | 1.289 | 1.3551 | 1.4004 | 0.040808 | 70.612
| Zone | Remainder of System | Monthly System Peak Day | March | SCE 1-in-10 | 24 | 1.1015 | 1.082 | 1.1015 | 1.1071 | 0 | 67.9649
| Zone | Remainder of System | Monthly System Peak Day | March | SCE 1-in-2 | 1 | 0.7338 | 0.70621 | 0.7338 | 0.70621 | 0 | 55.5076
| Zone | Remainder of System | Monthly System Peak Day | March | SCE 1-in-2 | 2 | 0.67143 | 0.64224 | 0.67143 | 0.64224 | 0 | 54.3911
| Zone | Remainder of System | Monthly System Peak Day | March | SCE 1-in-2 | 3 | 0.63279 | 0.60236 | 0.63279 | 0.60236 | 0 | 52.7253
| Zone | Remainder of System | Monthly System Peak Day | March | SCE 1-in-2 | 4 | 0.60841 | 0.58006 | 0.60841 | 0.58006 | 0 | 51.7007
| Zone | Remainder of System | Monthly System Peak Day | March | SCE 1-in-2 | 5 | 0.60492 | 0.5806 | 0.60492 | 0.5806 | 0 | 50.7461
| Zone | Remainder of System | Monthly System Peak Day | March | SCE 1-in-2 | 6 | 0.62846 | 0.61951 | 0.62846 | 0.61951 | 0 | 49.9291
| Zone | Remainder of System | Monthly System Peak Day | March | SCE 1-in-2 | 7 | 0.66914 | 0.6971 | 0.66914 | 0.6971 | 0 | 49.2889
| Zone | Remainder of System | Monthly System Peak Day | March | SCE 1-in-2 | 8 | 0.62282 | 0.6508 | 0.62282 | 0.6508 | 0 | 48.6594
| Zone | Remainder of System | Monthly System Peak Day | March | SCE 1-in-2 | 9 | 0.46407 | 0.45766 | 0.46407 | 0.45766 | 0 | 49.1978
| Zone | Remainder of System | Monthly System Peak Day | March | SCE 1-in-2 | 10 | 0.27238 | 0.2765 | 0.27238 | 0.2765 | 0 | 52.6033
| Zone | Remainder of System | Monthly System Peak Day | March | SCE 1-in-2 | 11 | 0.12233 | 0.13732 | 0.12233 | 0.13732 | 0 | 57.3817
| Zone | Remainder of System | Monthly System Peak Day | March | SCE 1-in-2 | 12 | 0.045107 | 0.057608 | 0.045107 | 0.057608 | 0 | 61.8112
| Zone | Remainder of System | Monthly System Peak Day | March | SCE 1-in-2 | 13 | 0.028012 | 0.027931 | 0.028012 | 0.027931 | 0 | 65.2135
| Zone | Remainder of System | Monthly System Peak Day | March | SCE 1-in-2 | 14 | 0.057994 | 0.051871 | 0.057994 | 0.051871 | 0 | 67.3103
| Zone | Remainder of System | Monthly System Peak Day | March | SCE 1-in-2 | 15 | 0.15152 | 0.14702 | 0.15152 | 0.14702 | 0 | 68.6485
| Zone | Remainder of System | Monthly System Peak Day | March | SCE 1-in-2 | 16 | 0.31574 | 0.3159 | 0.31574 | 0.3159 | 0 | 69.557
| Zone | Remainder of System | Monthly System Peak Day | March | SCE 1-in-2 | 17 | 0.53204 | 0.53983 | 0.53204 | 0.53983 | 0 | 70.0849
| Zone | Remainder of System | Monthly System Peak Day | March | SCE 1-in-2 | 18 | 0.8019 | 0.78509 | 0.8019 | 0.78509 | 0 | 69.8018
| Zone | Remainder of System | Monthly System Peak Day | March | SCE 1-in-2 | 19 | 0.99693 | 0.9407 | 0.99693 | 0.9407 | 0 | 68.4595
| Zone | Remainder of System | Monthly System Peak Day | March | SCE 1-in-2 | 20 | 1.0947 | 1.031 | 1.0947 | 1.031 | 0 | 65.8842
| Zone | Remainder of System | Monthly System Peak Day | March | SCE 1-in-2 | 21 | 1.0914 | 1.0435 | 1.0914 | 1.0435 | 0 | 62.7734
| Zone | Remainder of System | Monthly System Peak Day | March | SCE 1-in-2 | 22 | 1.021 | 0.98288 | 1.021 | 0.98288 | 0 | 60.1202
| Zone | Remainder of System | Monthly System Peak Day | March | SCE 1-in-2 | 23 | 0.92478 | 0.90227 | 0.92478 | 0.90227 | 0 | 58.3329
| Zone | Remainder of System | Monthly System Peak Day | March | SCE 1-in-2 | 24 | 0.80401 | 0.7845 | 0.80401 | 0.7845 | 0 | 56.9554
| Zone | Remainder of System | Monthly System Peak Day | May | CAISO 1-in-10 | 1 | 1.371 | 1.3434 | 1.371 | 1.3434 | 0 | 74.5049
| Zone | Remainder of System | Monthly System Peak Day | May | CAISO 1-in-10 | 2 | 1.143 | 1.1139 | 1.143 | 1.1139 | 0 | 72.8222
| Zone | Remainder of System | Monthly System Peak Day | May | CAISO 1-in-10 | 3 | 0.97335 | 0.94292 | 0.97335 | 0.94292 | 0 | 71.0031
| Zone | Remainder of System | Monthly System Peak Day | May | CAISO 1-in-10 | 4 | 0.85182 | 0.82348 | 0.85182 | 0.82348 | 0 | 69.1373
| Zone | Remainder of System | Monthly System Peak Day | May | CAISO 1-in-10 | 5 | 0.7915 | 0.76718 | 0.7915 | 0.76718 | 0 | 67.9201
| Zone | Remainder of System | Monthly System Peak Day | May | CAISO 1-in-10 | 6 | 0.76029 | 0.75134 | 0.76029 | 0.75134 | 0 | 66.6208
| Zone | Remainder of System | Monthly System Peak Day | May | CAISO 1-in-10 | 7 | 0.74272 | 0.77068 | 0.74272 | 0.77068 | 0 | 66.0729
| Zone | Remainder of System | Monthly System Peak Day | May | CAISO 1-in-10 | 8 | 0.7066 | 0.73458 | 0.7066 | 0.73458 | 0 | 66.4705
| Zone | Remainder of System | Monthly System Peak Day | May | CAISO 1-in-10 | 9 | 0.66086 | 0.65445 | 0.66086 | 0.65445 | 0 | 70.4557
| Zone | Remainder of System | Monthly System Peak Day | May | CAISO 1-in-10 | 10 | 0.66843 | 0.67256 | 0.66843 | 0.67256 | 0 | 76.9504
| Zone | Remainder of System | Monthly System Peak Day | May | CAISO 1-in-10 | 11 | 0.66854 | 0.68353 | 0.66854 | 0.68353 | 0 | 83.4483
| Zone | Remainder of System | Monthly System Peak Day | May | CAISO 1-in-10 | 12 | 0.81997 | 0.83247 | 0.81997 | 0.83247 | 0 | 87.9317
| Zone | Remainder of System | Monthly System Peak Day | May | CAISO 1-in-10 | 13 | 1.1061 | 1.106 | 1.1061 | 1.106 | 0 | 91.4421
| Zone | Remainder of System | Monthly System Peak Day | May | CAISO 1-in-10 | 14 | 1.4403 | 1.4342 | 1.4403 | 1.4342 | 0 | 93.6662
| Zone | Remainder of System | Monthly System Peak Day | May | CAISO 1-in-10 | 15 | 1.7802 | 1.7757 | 1.7802 | 1.7757 | 0 | 94.8283
| Zone | Remainder of System | Monthly System Peak Day | May | CAISO 1-in-10 | 16 | 2.1362 | 2.1363 | 2.1362 | 2.1363 | 0 | 95.0177
| Zone | Remainder of System | Monthly System Peak Day | May | CAISO 1-in-10 | 17 | 2.4365 | 2.4443 | 1.3568 | 1.3138 | 0.018724 | 94.7035
| Zone | Remainder of System | Monthly System Peak Day | May | CAISO 1-in-10 | 18 | 2.7071 | 2.6903 | 2.0216 | 2.029 | 0.07151 | 94.3225
| Zone | Remainder of System | Monthly System Peak Day | May | CAISO 1-in-10 | 19 | 2.8062 | 2.75 | 2.4159 | 2.3026 | 0.051679 | 93.0307
| Zone | Remainder of System | Monthly System Peak Day | May | CAISO 1-in-10 | 20 | 2.7063 | 2.6426 | 2.4112 | 2.3522 | 0.011415 | 90.7439
| Zone | Remainder of System | Monthly System Peak Day | May | CAISO 1-in-10 | 21 | 2.5707 | 2.5228 | 2.2956 | 2.2524 | 0.016648 | 87.2073
| Zone | Remainder of System | Monthly System Peak Day | May | CAISO 1-in-10 | 22 | 2.362 | 2.3239 | 2.7851 | 2.882 | 0.024284 | 83.6275
| Zone | Remainder of System | Monthly System Peak Day | May | CAISO 1-in-10 | 23 | 2.0668 | 2.0443 | 2.1979 | 2.2433 | 0.01652 | 80.7958
| Zone | Remainder of System | Monthly System Peak Day | May | CAISO 1-in-10 | 24 | 1.729 | 1.7095 | 1.7856 | 1.7996 | 0.014515 | 77.6569
| Zone | Remainder of System | Monthly System Peak Day | May | CAISO 1-in-2 | 1 | 1.0438 | 1.0162 | 1.0438 | 1.0162 | 0 | 68.034
| Zone | Remainder of System | Monthly System Peak Day | May | CAISO 1-in-2 | 2 | 0.88413 | 0.85494 | 0.88413 | 0.85494 | 0 | 66.4286
| Zone | Remainder of System | Monthly System Peak Day | May | CAISO 1-in-2 | 3 | 0.76605 | 0.73562 | 0.76605 | 0.73562 | 0 | 64.6078
| Zone | Remainder of System | Monthly System Peak Day | May | CAISO 1-in-2 | 4 | 0.7043 | 0.67596 | 0.7043 | 0.67596 | 0 | 62.9202
| Zone | Remainder of System | Monthly System Peak Day | May | CAISO 1-in-2 | 5 | 0.67816 | 0.65384 | 0.67816 | 0.65384 | 0 | 61.707
| Zone | Remainder of System | Monthly System Peak Day | May | CAISO 1-in-2 | 6 | 0.67206 | 0.66311 | 0.67206 | 0.66311 | 0 | 60.637
| Zone | Remainder of System | Monthly System Peak Day | May | CAISO 1-in-2 | 7 | 0.66527 | 0.69323 | 0.66527 | 0.69323 | 0 | 60.1165
| Zone | Remainder of System | Monthly System Peak Day | May | CAISO 1-in-2 | 8 | 0.61259 | 0.64057 | 0.61259 | 0.64057 | 0 | 60.2984
| Zone | Remainder of System | Monthly System Peak Day | May | CAISO 1-in-2 | 9 | 0.48171 | 0.4753 | 0.48171 | 0.4753 | 0 | 62.9278
| Zone | Remainder of System | Monthly System Peak Day | May | CAISO 1-in-2 | 10 | 0.35869 | 0.36282 | 0.35869 | 0.36282 | 0 | 68.0352
| Zone | Remainder of System | Monthly System Peak Day | May | CAISO 1-in-2 | 11 | 0.25892 | 0.27391 | 0.25892 | 0.27391 | 0 | 73.9775
| Zone | Remainder of System | Monthly System Peak Day | May | CAISO 1-in-2 | 12 | 0.23714 | 0.24964 | 0.23714 | 0.24964 | 0 | 78.9572
| Zone | Remainder of System | Monthly System Peak Day | May | CAISO 1-in-2 | 13 | 0.36397 | 0.36389 | 0.36397 | 0.36389 | 0 | 82.4475
| Zone | Remainder of System | Monthly System Peak Day | May | CAISO 1-in-2 | 14 | 0.55782 | 0.5517 | 0.55782 | 0.5517 | 0 | 84.7688
| Zone | Remainder of System | Monthly System Peak Day | May | CAISO 1-in-2 | 15 | 0.80003 | 0.79552 | 0.80003 | 0.79552 | 0 | 85.9127
| Zone | Remainder of System | Monthly System Peak Day | May | CAISO 1-in-2 | 16 | 1.0984 | 1.0986 | 1.0984 | 1.0986 | 0 | 86.2932
| Zone | Remainder of System | Monthly System Peak Day | May | CAISO 1-in-2 | 17 | 1.392 | 1.3998 | 0.49432 | 0.45135 | 0.027127 | 86.1175
| Zone | Remainder of System | Monthly System Peak Day | May | CAISO 1-in-2 | 18 | 1.6751 | 1.6583 | 1.18 | 1.1874 | 0.15569 | 84.7043
| Zone | Remainder of System | Monthly System Peak Day | May | CAISO 1-in-2 | 19 | 1.8407 | 1.7845 | 1.6227 | 1.5094 | 0.12971 | 82.823
| Zone | Remainder of System | Monthly System Peak Day | May | CAISO 1-in-2 | 20 | 1.8366 | 1.7729 | 1.6024 | 1.5435 | 0.031493 | 79.9563
| Zone | Remainder of System | Monthly System Peak Day | May | CAISO 1-in-2 | 21 | 1.7662 | 1.7183 | 1.5573 | 1.5141 | 0.041341 | 75.4877
| Zone | Remainder of System | Monthly System Peak Day | May | CAISO 1-in-2 | 22 | 1.6351 | 1.597 | 2.0359 | 2.1328 | 0.066144 | 71.8656
| Zone | Remainder of System | Monthly System Peak Day | May | CAISO 1-in-2 | 23 | 1.4474 | 1.4249 | 1.479 | 1.5243 | 0.015782 | 69.2243
| Zone | Remainder of System | Monthly System Peak Day | May | CAISO 1-in-2 | 24 | 1.2114 | 1.1919 | 1.2114 | 1.2133 | 0 | 67.4223
| Zone | Remainder of System | Monthly System Peak Day | May | SCE 1-in-10 | 1 | 1.371 | 1.3434 | 1.371 | 1.3434 | 0 | 74.5049
| Zone | Remainder of System | Monthly System Peak Day | May | SCE 1-in-10 | 2 | 1.143 | 1.1139 | 1.143 | 1.1139 | 0 | 72.8222
| Zone | Remainder of System | Monthly System Peak Day | May | SCE 1-in-10 | 3 | 0.97335 | 0.94292 | 0.97335 | 0.94292 | 0 | 71.0031
| Zone | Remainder of System | Monthly System Peak Day | May | SCE 1-in-10 | 4 | 0.85182 | 0.82348 | 0.85182 | 0.82348 | 0 | 69.1373
| Zone | Remainder of System | Monthly System Peak Day | May | SCE 1-in-10 | 5 | 0.7915 | 0.76718 | 0.7915 | 0.76718 | 0 | 67.9201
| Zone | Remainder of System | Monthly System Peak Day | May | SCE 1-in-10 | 6 | 0.76029 | 0.75134 | 0.76029 | 0.75134 | 0 | 66.6208
| Zone | Remainder of System | Monthly System Peak Day | May | SCE 1-in-10 | 7 | 0.74272 | 0.77068 | 0.74272 | 0.77068 | 0 | 66.0729
| Zone | Remainder of System | Monthly System Peak Day | May | SCE 1-in-10 | 8 | 0.7066 | 0.73458 | 0.7066 | 0.73458 | 0 | 66.4705
| Zone | Remainder of System | Monthly System Peak Day | May | SCE 1-in-10 | 9 | 0.66086 | 0.65445 | 0.66086 | 0.65445 | 0 | 70.4557
| Zone | Remainder of System | Monthly System Peak Day | May | SCE 1-in-10 | 10 | 0.66843 | 0.67256 | 0.66843 | 0.67256 | 0 | 76.9504
| Zone | Remainder of System | Monthly System Peak Day | May | SCE 1-in-10 | 11 | 0.66854 | 0.68353 | 0.66854 | 0.68353 | 0 | 83.4483
| Zone | Remainder of System | Monthly System Peak Day | May | SCE 1-in-10 | 12 | 0.81997 | 0.83247 | 0.81997 | 0.83247 | 0 | 87.9317
| Zone | Remainder of System | Monthly System Peak Day | May | SCE 1-in-10 | 13 | 1.1061 | 1.106 | 1.1061 | 1.106 | 0 | 91.4421
| Zone | Remainder of System | Monthly System Peak Day | May | SCE 1-in-10 | 14 | 1.4403 | 1.4342 | 1.4403 | 1.4342 | 0 | 93.6662
| Zone | Remainder of System | Monthly System Peak Day | May | SCE 1-in-10 | 15 | 1.7802 | 1.7757 | 1.7802 | 1.7757 | 0 | 94.8283
| Zone | Remainder of System | Monthly System Peak Day | May | SCE 1-in-10 | 16 | 2.1362 | 2.1363 | 2.1362 | 2.1363 | 0 | 95.0177
| Zone | Remainder of System | Monthly System Peak Day | May | SCE 1-in-10 | 17 | 2.4365 | 2.4443 | 1.3568 | 1.3138 | 0.018724 | 94.7035
| Zone | Remainder of System | Monthly System Peak Day | May | SCE 1-in-10 | 18 | 2.7071 | 2.6903 | 2.0216 | 2.029 | 0.07151 | 94.3225
| Zone | Remainder of System | Monthly System Peak Day | May | SCE 1-in-10 | 19 | 2.8062 | 2.75 | 2.4159 | 2.3026 | 0.051679 | 93.0307
| Zone | Remainder of System | Monthly System Peak Day | May | SCE 1-in-10 | 20 | 2.7063 | 2.6426 | 2.4112 | 2.3522 | 0.011415 | 90.7439
| Zone | Remainder of System | Monthly System Peak Day | May | SCE 1-in-10 | 21 | 2.5707 | 2.5228 | 2.2956 | 2.2524 | 0.016648 | 87.2073
| Zone | Remainder of System | Monthly System Peak Day | May | SCE 1-in-10 | 22 | 2.362 | 2.3239 | 2.7851 | 2.882 | 0.024284 | 83.6275
| Zone | Remainder of System | Monthly System Peak Day | May | SCE 1-in-10 | 23 | 2.0668 | 2.0443 | 2.1979 | 2.2433 | 0.01652 | 80.7958
| Zone | Remainder of System | Monthly System Peak Day | May | SCE 1-in-10 | 24 | 1.729 | 1.7095 | 1.7856 | 1.7996 | 0.014515 | 77.6569
| Zone | Remainder of System | Monthly System Peak Day | May | SCE 1-in-2 | 1 | 0.94856 | 0.92097 | 0.94856 | 0.92097 | 0 | 66.2043
| Zone | Remainder of System | Monthly System Peak Day | May | SCE 1-in-2 | 2 | 0.81824 | 0.78905 | 0.81824 | 0.78905 | 0 | 64.7261
| Zone | Remainder of System | Monthly System Peak Day | May | SCE 1-in-2 | 3 | 0.744 | 0.71356 | 0.744 | 0.71356 | 0 | 63.7093
| Zone | Remainder of System | Monthly System Peak Day | May | SCE 1-in-2 | 4 | 0.69576 | 0.66742 | 0.69576 | 0.66742 | 0 | 62.6061
| Zone | Remainder of System | Monthly System Peak Day | May | SCE 1-in-2 | 5 | 0.66976 | 0.64545 | 0.66976 | 0.64545 | 0 | 61.3368
| Zone | Remainder of System | Monthly System Peak Day | May | SCE 1-in-2 | 6 | 0.65987 | 0.65092 | 0.65987 | 0.65092 | 0 | 60.0911
| Zone | Remainder of System | Monthly System Peak Day | May | SCE 1-in-2 | 7 | 0.65003 | 0.678 | 0.65003 | 0.678 | 0 | 59.241
| Zone | Remainder of System | Monthly System Peak Day | May | SCE 1-in-2 | 8 | 0.60066 | 0.62864 | 0.60066 | 0.62864 | 0 | 59.9162
| Zone | Remainder of System | Monthly System Peak Day | May | SCE 1-in-2 | 9 | 0.47005 | 0.46364 | 0.47005 | 0.46364 | 0 | 63.3529
| Zone | Remainder of System | Monthly System Peak Day | May | SCE 1-in-2 | 10 | 0.33849 | 0.34262 | 0.33849 | 0.34262 | 0 | 68.3731
| Zone | Remainder of System | Monthly System Peak Day | May | SCE 1-in-2 | 11 | 0.22634 | 0.24134 | 0.22634 | 0.24134 | 0 | 73.4353
| Zone | Remainder of System | Monthly System Peak Day | May | SCE 1-in-2 | 12 | 0.20523 | 0.21773 | 0.20523 | 0.21773 | 0 | 77.9861
| Zone | Remainder of System | Monthly System Peak Day | May | SCE 1-in-2 | 13 | 0.31284 | 0.31276 | 0.31284 | 0.31276 | 0 | 81.3815
| Zone | Remainder of System | Monthly System Peak Day | May | SCE 1-in-2 | 14 | 0.49516 | 0.48904 | 0.49516 | 0.48904 | 0 | 84.0648
| Zone | Remainder of System | Monthly System Peak Day | May | SCE 1-in-2 | 15 | 0.73964 | 0.73513 | 0.73964 | 0.73513 | 0 | 85.8182
| Zone | Remainder of System | Monthly System Peak Day | May | SCE 1-in-2 | 16 | 1.0542 | 1.0544 | 1.0542 | 1.0544 | 0 | 86.8234
| Zone | Remainder of System | Monthly System Peak Day | May | SCE 1-in-2 | 17 | 1.3642 | 1.372 | 0.44848 | 0.40551 | 0.025513 | 86.9698
| Zone | Remainder of System | Monthly System Peak Day | May | SCE 1-in-2 | 18 | 1.6514 | 1.6346 | 1.1285 | 1.1358 | 0.1421 | 86.1084
| Zone | Remainder of System | Monthly System Peak Day | May | SCE 1-in-2 | 19 | 1.8129 | 1.7567 | 1.5693 | 1.456 | 0.11743 | 84.3397
| Zone | Remainder of System | Monthly System Peak Day | May | SCE 1-in-2 | 20 | 1.8172 | 1.7535 | 1.5735 | 1.5145 | 0.027856 | 81.6426
| Zone | Remainder of System | Monthly System Peak Day | May | SCE 1-in-2 | 21 | 1.7546 | 1.7067 | 1.5357 | 1.4925 | 0.03743 | 77.2497
| Zone | Remainder of System | Monthly System Peak Day | May | SCE 1-in-2 | 22 | 1.6198 | 1.5817 | 2.0235 | 2.1204 | 0.059669 | 73.4118
| Zone | Remainder of System | Monthly System Peak Day | May | SCE 1-in-2 | 23 | 1.4313 | 1.4088 | 1.4803 | 1.5257 | 0.039023 | 71.245
| Zone | Remainder of System | Monthly System Peak Day | May | SCE 1-in-2 | 24 | 1.2017 | 1.1822 | 1.2035 | 1.2175 | 0.00089099 | 69.4933
| Zone | Remainder of System | Monthly System Peak Day | November | CAISO 1-in-10 | 1 | 1.0626 | 1.035 | 1.0626 | 1.035 | 0 | 68.0976
| Zone | Remainder of System | Monthly System Peak Day | November | CAISO 1-in-10 | 2 | 0.93037 | 0.90118 | 0.93037 | 0.90118 | 0 | 66.8505
| Zone | Remainder of System | Monthly System Peak Day | November | CAISO 1-in-10 | 3 | 0.84399 | 0.81356 | 0.84399 | 0.81356 | 0 | 65.752
| Zone | Remainder of System | Monthly System Peak Day | November | CAISO 1-in-10 | 4 | 0.77675 | 0.74841 | 0.77675 | 0.74841 | 0 | 64.3917
| Zone | Remainder of System | Monthly System Peak Day | November | CAISO 1-in-10 | 5 | 0.73558 | 0.71127 | 0.73558 | 0.71127 | 0 | 63.4578
| Zone | Remainder of System | Monthly System Peak Day | November | CAISO 1-in-10 | 6 | 0.71927 | 0.71032 | 0.71927 | 0.71032 | 0 | 62.6749
| Zone | Remainder of System | Monthly System Peak Day | November | CAISO 1-in-10 | 7 | 0.70401 | 0.73197 | 0.70401 | 0.73197 | 0 | 61.8711
| Zone | Remainder of System | Monthly System Peak Day | November | CAISO 1-in-10 | 8 | 0.65743 | 0.68541 | 0.65743 | 0.68541 | 0 | 61.4827
| Zone | Remainder of System | Monthly System Peak Day | November | CAISO 1-in-10 | 9 | 0.5332 | 0.52679 | 0.5332 | 0.52679 | 0 | 62.9219
| Zone | Remainder of System | Monthly System Peak Day | November | CAISO 1-in-10 | 10 | 0.39132 | 0.39545 | 0.39132 | 0.39545 | 0 | 68.0514
| Zone | Remainder of System | Monthly System Peak Day | November | CAISO 1-in-10 | 11 | 0.28782 | 0.30282 | 0.28782 | 0.30282 | 0 | 74.9157
| Zone | Remainder of System | Monthly System Peak Day | November | CAISO 1-in-10 | 12 | 0.27262 | 0.28512 | 0.27262 | 0.28512 | 0 | 80.7029
| Zone | Remainder of System | Monthly System Peak Day | November | CAISO 1-in-10 | 13 | 0.41765 | 0.41757 | 0.41765 | 0.41757 | 0 | 84.3848
| Zone | Remainder of System | Monthly System Peak Day | November | CAISO 1-in-10 | 14 | 0.63056 | 0.62444 | 0.63056 | 0.62444 | 0 | 86.3753
| Zone | Remainder of System | Monthly System Peak Day | November | CAISO 1-in-10 | 15 | 0.88464 | 0.88013 | 0.88464 | 0.88013 | 0 | 87.4361
| Zone | Remainder of System | Monthly System Peak Day | November | CAISO 1-in-10 | 16 | 1.1929 | 1.1931 | 1.1929 | 1.1931 | 0 | 87.9666
| Zone | Remainder of System | Monthly System Peak Day | November | CAISO 1-in-10 | 17 | 1.4874 | 1.4952 | 0.5581 | 0.51513 | 0.024369 | 87.6098
| Zone | Remainder of System | Monthly System Peak Day | November | CAISO 1-in-10 | 18 | 1.7661 | 1.7493 | 1.248 | 1.2553 | 0.14439 | 85.8703
| Zone | Remainder of System | Monthly System Peak Day | November | CAISO 1-in-10 | 19 | 1.9343 | 1.8781 | 1.7227 | 1.6094 | 0.13279 | 82.4441
| Zone | Remainder of System | Monthly System Peak Day | November | CAISO 1-in-10 | 20 | 1.9016 | 1.8379 | 1.6772 | 1.6183 | 0.035304 | 78.2139
| Zone | Remainder of System | Monthly System Peak Day | November | CAISO 1-in-10 | 21 | 1.823 | 1.7751 | 1.6177 | 1.5745 | 0.042786 | 74.8393
| Zone | Remainder of System | Monthly System Peak Day | November | CAISO 1-in-10 | 22 | 1.6959 | 1.6578 | 2.0975 | 2.1944 | 0.064543 | 72.2457
| Zone | Remainder of System | Monthly System Peak Day | November | CAISO 1-in-10 | 23 | 1.5033 | 1.4807 | 1.5415 | 1.5869 | 0.019126 | 70.0017
| Zone | Remainder of System | Monthly System Peak Day | November | CAISO 1-in-10 | 24 | 1.2592 | 1.2396 | 1.2592 | 1.2698 | 0 | 68.7205
| Zone | Remainder of System | Monthly System Peak Day | November | CAISO 1-in-2 | 1 | 0.75534 | 0.72775 | 0.75534 | 0.72775 | 0 | 55.2463
| Zone | Remainder of System | Monthly System Peak Day | November | CAISO 1-in-2 | 2 | 0.68828 | 0.65909 | 0.68828 | 0.65909 | 0 | 53.8235
| Zone | Remainder of System | Monthly System Peak Day | November | CAISO 1-in-2 | 3 | 0.64496 | 0.61453 | 0.64496 | 0.61453 | 0 | 52.9313
| Zone | Remainder of System | Monthly System Peak Day | November | CAISO 1-in-2 | 4 | 0.61529 | 0.58694 | 0.61529 | 0.58694 | 0 | 51.9845
| Zone | Remainder of System | Monthly System Peak Day | November | CAISO 1-in-2 | 5 | 0.60543 | 0.58112 | 0.60543 | 0.58112 | 0 | 51.3134
| Zone | Remainder of System | Monthly System Peak Day | November | CAISO 1-in-2 | 6 | 0.62146 | 0.61251 | 0.62146 | 0.61251 | 0 | 50.338
| Zone | Remainder of System | Monthly System Peak Day | November | CAISO 1-in-2 | 7 | 0.65176 | 0.67972 | 0.65176 | 0.67972 | 0 | 50.1013
| Zone | Remainder of System | Monthly System Peak Day | November | CAISO 1-in-2 | 8 | 0.60199 | 0.62997 | 0.60199 | 0.62997 | 0 | 49.4372
| Zone | Remainder of System | Monthly System Peak Day | November | CAISO 1-in-2 | 9 | 0.44954 | 0.44313 | 0.44954 | 0.44313 | 0 | 52.112
| Zone | Remainder of System | Monthly System Peak Day | November | CAISO 1-in-2 | 10 | 0.25365 | 0.25777 | 0.25365 | 0.25777 | 0 | 57.977
| Zone | Remainder of System | Monthly System Peak Day | November | CAISO 1-in-2 | 11 | 0.071056 | 0.086049 | 0.071056 | 0.086049 | 0 | 64.5115
| Zone | Remainder of System | Monthly System Peak Day | November | CAISO 1-in-2 | 12 | -0.061765 | -0.049263 | -0.061765 | -0.049263 | 0 | 69.6934
| Zone | Remainder of System | Monthly System Peak Day | November | CAISO 1-in-2 | 13 | -0.040978 | -0.041059 | -0.040978 | -0.041059 | 0 | 72.9033
| Zone | Remainder of System | Monthly System Peak Day | November | CAISO 1-in-2 | 14 | 0.039285 | 0.033162 | 0.039285 | 0.033162 | 0 | 74.7312
| Zone | Remainder of System | Monthly System Peak Day | November | CAISO 1-in-2 | 15 | 0.1738 | 0.16929 | 0.1738 | 0.16929 | 0 | 75.7064
| Zone | Remainder of System | Monthly System Peak Day | November | CAISO 1-in-2 | 16 | 0.37514 | 0.3753 | 0.37514 | 0.3753 | 0 | 76.4194
| Zone | Remainder of System | Monthly System Peak Day | November | CAISO 1-in-2 | 17 | 0.59983 | 0.60762 | 0.36578 | 0.37357 | 0.051637 | 75.4655
| Zone | Remainder of System | Monthly System Peak Day | November | CAISO 1-in-2 | 18 | 0.85828 | 0.84148 | 0.64988 | 0.63308 | 0.1042 | 72.6891
| Zone | Remainder of System | Monthly System Peak Day | November | CAISO 1-in-2 | 19 | 1.0719 | 1.0157 | 1.0719 | 0.98013 | 0 | 68.629
| Zone | Remainder of System | Monthly System Peak Day | November | CAISO 1-in-2 | 20 | 1.1435 | 1.0798 | 0.99003 | 0.93107 | 0.063506 | 65.6472
| Zone | Remainder of System | Monthly System Peak Day | November | CAISO 1-in-2 | 21 | 1.142 | 1.0941 | 1.0028 | 0.95966 | 0.069246 | 63.1201
| Zone | Remainder of System | Monthly System Peak Day | November | CAISO 1-in-2 | 22 | 1.0735 | 1.0353 | 1.3533 | 1.3152 | 0.11246 | 61.1603
| Zone | Remainder of System | Monthly System Peak Day | November | CAISO 1-in-2 | 23 | 0.97051 | 0.94799 | 0.97051 | 0.96231 | 0 | 59.3305
| Zone | Remainder of System | Monthly System Peak Day | November | CAISO 1-in-2 | 24 | 0.83778 | 0.81827 | 0.83778 | 0.81827 | 0 | 57.6449
| Zone | Remainder of System | Monthly System Peak Day | November | SCE 1-in-10 | 1 | 1.0626 | 1.035 | 1.0626 | 1.035 | 0 | 68.0976
| Zone | Remainder of System | Monthly System Peak Day | November | SCE 1-in-10 | 2 | 0.93037 | 0.90118 | 0.93037 | 0.90118 | 0 | 66.8505
| Zone | Remainder of System | Monthly System Peak Day | November | SCE 1-in-10 | 3 | 0.84399 | 0.81356 | 0.84399 | 0.81356 | 0 | 65.752
| Zone | Remainder of System | Monthly System Peak Day | November | SCE 1-in-10 | 4 | 0.77675 | 0.74841 | 0.77675 | 0.74841 | 0 | 64.3917
| Zone | Remainder of System | Monthly System Peak Day | November | SCE 1-in-10 | 5 | 0.73558 | 0.71127 | 0.73558 | 0.71127 | 0 | 63.4578
| Zone | Remainder of System | Monthly System Peak Day | November | SCE 1-in-10 | 6 | 0.71927 | 0.71032 | 0.71927 | 0.71032 | 0 | 62.6749
| Zone | Remainder of System | Monthly System Peak Day | November | SCE 1-in-10 | 7 | 0.70401 | 0.73197 | 0.70401 | 0.73197 | 0 | 61.8711
| Zone | Remainder of System | Monthly System Peak Day | November | SCE 1-in-10 | 8 | 0.65743 | 0.68541 | 0.65743 | 0.68541 | 0 | 61.4827
| Zone | Remainder of System | Monthly System Peak Day | November | SCE 1-in-10 | 9 | 0.5332 | 0.52679 | 0.5332 | 0.52679 | 0 | 62.9219
| Zone | Remainder of System | Monthly System Peak Day | November | SCE 1-in-10 | 10 | 0.39132 | 0.39545 | 0.39132 | 0.39545 | 0 | 68.0514
| Zone | Remainder of System | Monthly System Peak Day | November | SCE 1-in-10 | 11 | 0.28782 | 0.30282 | 0.28782 | 0.30282 | 0 | 74.9157
| Zone | Remainder of System | Monthly System Peak Day | November | SCE 1-in-10 | 12 | 0.27262 | 0.28512 | 0.27262 | 0.28512 | 0 | 80.7029
| Zone | Remainder of System | Monthly System Peak Day | November | SCE 1-in-10 | 13 | 0.41765 | 0.41757 | 0.41765 | 0.41757 | 0 | 84.3848
| Zone | Remainder of System | Monthly System Peak Day | November | SCE 1-in-10 | 14 | 0.63056 | 0.62444 | 0.63056 | 0.62444 | 0 | 86.3753
| Zone | Remainder of System | Monthly System Peak Day | November | SCE 1-in-10 | 15 | 0.88464 | 0.88013 | 0.88464 | 0.88013 | 0 | 87.4361
| Zone | Remainder of System | Monthly System Peak Day | November | SCE 1-in-10 | 16 | 1.1929 | 1.1931 | 1.1929 | 1.1931 | 0 | 87.9666
| Zone | Remainder of System | Monthly System Peak Day | November | SCE 1-in-10 | 17 | 1.4874 | 1.4952 | 0.5581 | 0.51513 | 0.024369 | 87.6098
| Zone | Remainder of System | Monthly System Peak Day | November | SCE 1-in-10 | 18 | 1.7661 | 1.7493 | 1.248 | 1.2553 | 0.14439 | 85.8703
| Zone | Remainder of System | Monthly System Peak Day | November | SCE 1-in-10 | 19 | 1.9343 | 1.8781 | 1.7227 | 1.6094 | 0.13279 | 82.4441
| Zone | Remainder of System | Monthly System Peak Day | November | SCE 1-in-10 | 20 | 1.9016 | 1.8379 | 1.6772 | 1.6183 | 0.035304 | 78.2139
| Zone | Remainder of System | Monthly System Peak Day | November | SCE 1-in-10 | 21 | 1.823 | 1.7751 | 1.6177 | 1.5745 | 0.042786 | 74.8393
| Zone | Remainder of System | Monthly System Peak Day | November | SCE 1-in-10 | 22 | 1.6959 | 1.6578 | 2.0975 | 2.1944 | 0.064543 | 72.2457
| Zone | Remainder of System | Monthly System Peak Day | November | SCE 1-in-10 | 23 | 1.5033 | 1.4807 | 1.5415 | 1.5869 | 0.019126 | 70.0017
| Zone | Remainder of System | Monthly System Peak Day | November | SCE 1-in-10 | 24 | 1.2592 | 1.2396 | 1.2592 | 1.2698 | 0 | 68.7205
| Zone | Remainder of System | Monthly System Peak Day | November | SCE 1-in-2 | 1 | 0.83707 | 0.80948 | 0.83707 | 0.80948 | 0 | 61.7138
| Zone | Remainder of System | Monthly System Peak Day | November | SCE 1-in-2 | 2 | 0.74946 | 0.72027 | 0.74946 | 0.72027 | 0 | 60.2207
| Zone | Remainder of System | Monthly System Peak Day | November | SCE 1-in-2 | 3 | 0.69925 | 0.66882 | 0.69925 | 0.66882 | 0 | 59.2841
| Zone | Remainder of System | Monthly System Peak Day | November | SCE 1-in-2 | 4 | 0.65908 | 0.63074 | 0.65908 | 0.63074 | 0 | 58.3914
| Zone | Remainder of System | Monthly System Peak Day | November | SCE 1-in-2 | 5 | 0.63735 | 0.61304 | 0.63735 | 0.61304 | 0 | 57.7332
| Zone | Remainder of System | Monthly System Peak Day | November | SCE 1-in-2 | 6 | 0.63702 | 0.62807 | 0.63702 | 0.62807 | 0 | 56.586
| Zone | Remainder of System | Monthly System Peak Day | November | SCE 1-in-2 | 7 | 0.64217 | 0.67014 | 0.64217 | 0.67014 | 0 | 56.3987
| Zone | Remainder of System | Monthly System Peak Day | November | SCE 1-in-2 | 8 | 0.59032 | 0.6183 | 0.59032 | 0.6183 | 0 | 55.8159
| Zone | Remainder of System | Monthly System Peak Day | November | SCE 1-in-2 | 9 | 0.45136 | 0.44495 | 0.45136 | 0.44495 | 0 | 58.0576
| Zone | Remainder of System | Monthly System Peak Day | November | SCE 1-in-2 | 10 | 0.26869 | 0.27282 | 0.26869 | 0.27282 | 0 | 63.2235
| Zone | Remainder of System | Monthly System Peak Day | November | SCE 1-in-2 | 11 | 0.093436 | 0.10843 | 0.093436 | 0.10843 | 0 | 69.8691
| Zone | Remainder of System | Monthly System Peak Day | November | SCE 1-in-2 | 12 | -0.0031754 | 0.0093264 | -0.0031754 | 0.0093264 | 0 | 75.7294
| Zone | Remainder of System | Monthly System Peak Day | November | SCE 1-in-2 | 13 | 0.059936 | 0.059855 | 0.059936 | 0.059855 | 0 | 79.7019
| Zone | Remainder of System | Monthly System Peak Day | November | SCE 1-in-2 | 14 | 0.20274 | 0.19661 | 0.20274 | 0.19661 | 0 | 81.9351
| Zone | Remainder of System | Monthly System Peak Day | November | SCE 1-in-2 | 15 | 0.40897 | 0.40446 | 0.40897 | 0.40446 | 0 | 83.2821
| Zone | Remainder of System | Monthly System Peak Day | November | SCE 1-in-2 | 16 | 0.68694 | 0.6871 | 0.68694 | 0.6871 | 0 | 83.9667
| Zone | Remainder of System | Monthly System Peak Day | November | SCE 1-in-2 | 17 | 0.96646 | 0.97425 | 0.13247 | 0.0895 | 0.033426 | 83.1146
| Zone | Remainder of System | Monthly System Peak Day | November | SCE 1-in-2 | 18 | 1.2422 | 1.2254 | 0.82487 | 0.83221 | 0.19449 | 80.78
| Zone | Remainder of System | Monthly System Peak Day | November | SCE 1-in-2 | 19 | 1.439 | 1.3828 | 1.3222 | 1.2089 | 0.058396 | 76.8252
| Zone | Remainder of System | Monthly System Peak Day | November | SCE 1-in-2 | 20 | 1.4626 | 1.3989 | 1.2647 | 1.2057 | 0.045728 | 73.5237
| Zone | Remainder of System | Monthly System Peak Day | November | SCE 1-in-2 | 21 | 1.431 | 1.3831 | 1.2482 | 1.205 | 0.051746 | 70.8463
| Zone | Remainder of System | Monthly System Peak Day | November | SCE 1-in-2 | 22 | 1.337 | 1.2989 | 1.7317 | 1.8286 | 0.079791 | 68.6642
| Zone | Remainder of System | Monthly System Peak Day | November | SCE 1-in-2 | 23 | 1.1914 | 1.1689 | 1.2024 | 1.2477 | 0.0054697 | 66.8272
| Zone | Remainder of System | Monthly System Peak Day | November | SCE 1-in-2 | 24 | 1.0059 | 0.98635 | 1.0059 | 0.99187 | 0 | 65.0574
| Zone | Remainder of System | Monthly System Peak Day | October | CAISO 1-in-10 | 1 | 1.517 | 1.4894 | 1.517 | 1.4894 | 0 | 76.8978
| Zone | Remainder of System | Monthly System Peak Day | October | CAISO 1-in-10 | 2 | 1.2905 | 1.2613 | 1.2905 | 1.2613 | 0 | 75.4379
| Zone | Remainder of System | Monthly System Peak Day | October | CAISO 1-in-10 | 3 | 1.1387 | 1.1083 | 1.1387 | 1.1083 | 0 | 74.4098
| Zone | Remainder of System | Monthly System Peak Day | October | CAISO 1-in-10 | 4 | 1.016 | 0.98771 | 1.016 | 0.98771 | 0 | 73.3221
| Zone | Remainder of System | Monthly System Peak Day | October | CAISO 1-in-10 | 5 | 0.92988 | 0.90557 | 0.92988 | 0.90557 | 0 | 72.4433
| Zone | Remainder of System | Monthly System Peak Day | October | CAISO 1-in-10 | 6 | 0.89825 | 0.88931 | 0.89825 | 0.88931 | 0 | 72.2333
| Zone | Remainder of System | Monthly System Peak Day | October | CAISO 1-in-10 | 7 | 0.85255 | 0.88051 | 0.85255 | 0.88051 | 0 | 71.4329
| Zone | Remainder of System | Monthly System Peak Day | October | CAISO 1-in-10 | 8 | 0.80611 | 0.83409 | 0.80611 | 0.83409 | 0 | 70.8499
| Zone | Remainder of System | Monthly System Peak Day | October | CAISO 1-in-10 | 9 | 0.68689 | 0.68048 | 0.68689 | 0.68048 | 0 | 71.291
| Zone | Remainder of System | Monthly System Peak Day | October | CAISO 1-in-10 | 10 | 0.61575 | 0.61988 | 0.61575 | 0.61988 | 0 | 75.5478
| Zone | Remainder of System | Monthly System Peak Day | October | CAISO 1-in-10 | 11 | 0.62983 | 0.64482 | 0.62983 | 0.64482 | 0 | 80.0544
| Zone | Remainder of System | Monthly System Peak Day | October | CAISO 1-in-10 | 12 | 0.76784 | 0.78034 | 0.76784 | 0.78034 | 0 | 84.166
| Zone | Remainder of System | Monthly System Peak Day | October | CAISO 1-in-10 | 13 | 1.0054 | 1.0053 | 1.0054 | 1.0053 | 0 | 87.6013
| Zone | Remainder of System | Monthly System Peak Day | October | CAISO 1-in-10 | 14 | 1.2992 | 1.2931 | 1.2992 | 1.2931 | 0 | 89.8815
| Zone | Remainder of System | Monthly System Peak Day | October | CAISO 1-in-10 | 15 | 1.6103 | 1.6057 | 1.6103 | 1.6057 | 0 | 90.8868
| Zone | Remainder of System | Monthly System Peak Day | October | CAISO 1-in-10 | 16 | 1.9554 | 1.9555 | 1.9554 | 1.9555 | 0 | 91.8484
| Zone | Remainder of System | Monthly System Peak Day | October | CAISO 1-in-10 | 17 | 2.2567 | 2.2645 | 1.2438 | 1.2008 | 0.019251 | 91.5518
| Zone | Remainder of System | Monthly System Peak Day | October | CAISO 1-in-10 | 18 | 2.5462 | 2.5294 | 1.9372 | 1.9446 | 0.1019 | 90.4555
| Zone | Remainder of System | Monthly System Peak Day | October | CAISO 1-in-10 | 19 | 2.678 | 2.6218 | 2.3812 | 2.2679 | 0.092335 | 87.4907
| Zone | Remainder of System | Monthly System Peak Day | October | CAISO 1-in-10 | 20 | 2.5471 | 2.4834 | 2.2919 | 2.2329 | 0.023562 | 83.6818
| Zone | Remainder of System | Monthly System Peak Day | October | CAISO 1-in-10 | 21 | 2.401 | 2.3531 | 2.1652 | 2.122 | 0.030862 | 80.2469
| Zone | Remainder of System | Monthly System Peak Day | October | CAISO 1-in-10 | 22 | 2.2281 | 2.19 | 2.6405 | 2.7374 | 0.041409 | 77.9785
| Zone | Remainder of System | Monthly System Peak Day | October | CAISO 1-in-10 | 23 | 1.9641 | 1.9416 | 2.0567 | 2.102 | 0.025479 | 76.3143
| Zone | Remainder of System | Monthly System Peak Day | October | CAISO 1-in-10 | 24 | 1.6393 | 1.6198 | 1.6769 | 1.691 | 0.019308 | 74.8388
| Zone | Remainder of System | Monthly System Peak Day | October | CAISO 1-in-2 | 1 | 1.29 | 1.2624 | 1.29 | 1.2624 | 0 | 72.7419
| Zone | Remainder of System | Monthly System Peak Day | October | CAISO 1-in-2 | 2 | 1.0846 | 1.0554 | 1.0846 | 1.0554 | 0 | 71.1868
| Zone | Remainder of System | Monthly System Peak Day | October | CAISO 1-in-2 | 3 | 0.97336 | 0.94293 | 0.97336 | 0.94293 | 0 | 70.6017
| Zone | Remainder of System | Monthly System Peak Day | October | CAISO 1-in-2 | 4 | 0.8489 | 0.82056 | 0.8489 | 0.82056 | 0 | 69.0964
| Zone | Remainder of System | Monthly System Peak Day | October | CAISO 1-in-2 | 5 | 0.78474 | 0.76043 | 0.78474 | 0.76043 | 0 | 68.317
| Zone | Remainder of System | Monthly System Peak Day | October | CAISO 1-in-2 | 6 | 0.73647 | 0.72753 | 0.73647 | 0.72753 | 0 | 67.111
| Zone | Remainder of System | Monthly System Peak Day | October | CAISO 1-in-2 | 7 | 0.70781 | 0.73577 | 0.70781 | 0.73577 | 0 | 66.1372
| Zone | Remainder of System | Monthly System Peak Day | October | CAISO 1-in-2 | 8 | 0.65723 | 0.68522 | 0.65723 | 0.68522 | 0 | 65.6727
| Zone | Remainder of System | Monthly System Peak Day | October | CAISO 1-in-2 | 9 | 0.52388 | 0.51747 | 0.52388 | 0.51747 | 0 | 66.3807
| Zone | Remainder of System | Monthly System Peak Day | October | CAISO 1-in-2 | 10 | 0.43302 | 0.43715 | 0.43302 | 0.43715 | 0 | 70.2808
| Zone | Remainder of System | Monthly System Peak Day | October | CAISO 1-in-2 | 11 | 0.41175 | 0.42674 | 0.41175 | 0.42674 | 0 | 75.3986
| Zone | Remainder of System | Monthly System Peak Day | October | CAISO 1-in-2 | 12 | 0.45237 | 0.46487 | 0.45237 | 0.46487 | 0 | 80.2602
| Zone | Remainder of System | Monthly System Peak Day | October | CAISO 1-in-2 | 13 | 0.60886 | 0.60878 | 0.60886 | 0.60878 | 0 | 83.9955
| Zone | Remainder of System | Monthly System Peak Day | October | CAISO 1-in-2 | 14 | 0.8389 | 0.83278 | 0.8389 | 0.83278 | 0 | 86.5278
| Zone | Remainder of System | Monthly System Peak Day | October | CAISO 1-in-2 | 15 | 1.1108 | 1.1063 | 1.1108 | 1.1063 | 0 | 87.4656
| Zone | Remainder of System | Monthly System Peak Day | October | CAISO 1-in-2 | 16 | 1.4291 | 1.4293 | 1.4291 | 1.4293 | 0 | 87.4446
| Zone | Remainder of System | Monthly System Peak Day | October | CAISO 1-in-2 | 17 | 1.7328 | 1.7406 | 0.81719 | 0.77422 | 0.025524 | 86.9634
| Zone | Remainder of System | Monthly System Peak Day | October | CAISO 1-in-2 | 18 | 2.0397 | 2.0229 | 1.5226 | 1.53 | 0.14493 | 85.8143
| Zone | Remainder of System | Monthly System Peak Day | October | CAISO 1-in-2 | 19 | 2.2005 | 2.1442 | 1.9638 | 1.8505 | 0.12078 | 83.9253
| Zone | Remainder of System | Monthly System Peak Day | October | CAISO 1-in-2 | 20 | 2.1284 | 2.0647 | 1.888 | 1.8291 | 0.02913 | 81.0488
| Zone | Remainder of System | Monthly System Peak Day | October | CAISO 1-in-2 | 21 | 2.0311 | 1.9832 | 1.8074 | 1.7643 | 0.035578 | 78.0891
| Zone | Remainder of System | Monthly System Peak Day | October | CAISO 1-in-2 | 22 | 1.8856 | 1.8475 | 2.2936 | 2.3904 | 0.050542 | 75.6419
| Zone | Remainder of System | Monthly System Peak Day | October | CAISO 1-in-2 | 23 | 1.6638 | 1.6413 | 1.7346 | 1.78 | 0.03203 | 73.7835
| Zone | Remainder of System | Monthly System Peak Day | October | CAISO 1-in-2 | 24 | 1.3938 | 1.3742 | 1.4142 | 1.4283 | 0.010244 | 72.2791
| Zone | Remainder of System | Monthly System Peak Day | October | SCE 1-in-10 | 1 | 1.4221 | 1.3945 | 1.4221 | 1.3945 | 0 | 75.4368
| Zone | Remainder of System | Monthly System Peak Day | October | SCE 1-in-10 | 2 | 1.2312 | 1.2021 | 1.2312 | 1.2021 | 0 | 74.4292
| Zone | Remainder of System | Monthly System Peak Day | October | SCE 1-in-10 | 3 | 1.1179 | 1.0875 | 1.1179 | 1.0875 | 0 | 73.8885
| Zone | Remainder of System | Monthly System Peak Day | October | SCE 1-in-10 | 4 | 1.0179 | 0.98955 | 1.0179 | 0.98955 | 0 | 72.9408
| Zone | Remainder of System | Monthly System Peak Day | October | SCE 1-in-10 | 5 | 0.94393 | 0.91961 | 0.94393 | 0.91961 | 0 | 71.9817
| Zone | Remainder of System | Monthly System Peak Day | October | SCE 1-in-10 | 6 | 0.92862 | 0.91967 | 0.92862 | 0.91967 | 0 | 72.171
| Zone | Remainder of System | Monthly System Peak Day | October | SCE 1-in-10 | 7 | 0.90741 | 0.93538 | 0.90741 | 0.93538 | 0 | 72.1876
| Zone | Remainder of System | Monthly System Peak Day | October | SCE 1-in-10 | 8 | 0.89306 | 0.92105 | 0.89306 | 0.92105 | 0 | 72.3029
| Zone | Remainder of System | Monthly System Peak Day | October | SCE 1-in-10 | 9 | 0.75222 | 0.74581 | 0.75222 | 0.74581 | 0 | 72.1427
| Zone | Remainder of System | Monthly System Peak Day | October | SCE 1-in-10 | 10 | 0.70152 | 0.70564 | 0.70152 | 0.70564 | 0 | 76.6448
| Zone | Remainder of System | Monthly System Peak Day | October | SCE 1-in-10 | 11 | 0.80416 | 0.81916 | 0.80416 | 0.81916 | 0 | 81.9207
| Zone | Remainder of System | Monthly System Peak Day | October | SCE 1-in-10 | 12 | 0.97523 | 0.98774 | 0.97523 | 0.98774 | 0 | 87.5858
| Zone | Remainder of System | Monthly System Peak Day | October | SCE 1-in-10 | 13 | 1.2701 | 1.2701 | 1.2701 | 1.2701 | 0 | 91.4869
| Zone | Remainder of System | Monthly System Peak Day | October | SCE 1-in-10 | 14 | 1.618 | 1.6119 | 1.618 | 1.6119 | 0 | 93.7353
| Zone | Remainder of System | Monthly System Peak Day | October | SCE 1-in-10 | 15 | 1.9665 | 1.962 | 1.9665 | 1.962 | 0 | 95.2777
| Zone | Remainder of System | Monthly System Peak Day | October | SCE 1-in-10 | 16 | 2.3317 | 2.3319 | 2.3317 | 2.3319 | 0 | 96.2621
| Zone | Remainder of System | Monthly System Peak Day | October | SCE 1-in-10 | 17 | 2.6332 | 2.641 | 1.5181 | 1.4752 | 0.019923 | 96.37
| Zone | Remainder of System | Monthly System Peak Day | October | SCE 1-in-10 | 18 | 2.8965 | 2.8796 | 2.1832 | 2.1905 | 0.063281 | 95.7281
| Zone | Remainder of System | Monthly System Peak Day | October | SCE 1-in-10 | 19 | 2.9889 | 2.9327 | 2.5907 | 2.4774 | 0.04871 | 93.502
| Zone | Remainder of System | Monthly System Peak Day | October | SCE 1-in-10 | 20 | 2.8533 | 2.7896 | 2.5659 | 2.5069 | 0.013069 | 89.3927
| Zone | Remainder of System | Monthly System Peak Day | October | SCE 1-in-10 | 21 | 2.6933 | 2.6454 | 2.4249 | 2.3817 | 0.018865 | 86.0228
| Zone | Remainder of System | Monthly System Peak Day | October | SCE 1-in-10 | 22 | 2.4861 | 2.448 | 2.9092 | 3.006 | 0.024369 | 83.5795
| Zone | Remainder of System | Monthly System Peak Day | October | SCE 1-in-10 | 23 | 2.1782 | 2.1557 | 2.3109 | 2.3563 | 0.016286 | 80.9841
| Zone | Remainder of System | Monthly System Peak Day | October | SCE 1-in-10 | 24 | 1.8229 | 1.8034 | 1.8875 | 1.9015 | 0.013141 | 78.8448
| Zone | Remainder of System | Monthly System Peak Day | October | SCE 1-in-2 | 1 | 1.1402 | 1.1126 | 1.1402 | 1.1126 | 0 | 69.9774
| Zone | Remainder of System | Monthly System Peak Day | October | SCE 1-in-2 | 2 | 0.97449 | 0.9453 | 0.97449 | 0.9453 | 0 | 68.5394
| Zone | Remainder of System | Monthly System Peak Day | October | SCE 1-in-2 | 3 | 0.8501 | 0.81967 | 0.8501 | 0.81967 | 0 | 66.9091
| Zone | Remainder of System | Monthly System Peak Day | October | SCE 1-in-2 | 4 | 0.79304 | 0.7647 | 0.79304 | 0.7647 | 0 | 66.1105
| Zone | Remainder of System | Monthly System Peak Day | October | SCE 1-in-2 | 5 | 0.75076 | 0.72644 | 0.75076 | 0.72644 | 0 | 65.4372
| Zone | Remainder of System | Monthly System Peak Day | October | SCE 1-in-2 | 6 | 0.72674 | 0.71779 | 0.72674 | 0.71779 | 0 | 64.5446
| Zone | Remainder of System | Monthly System Peak Day | October | SCE 1-in-2 | 7 | 0.70456 | 0.73252 | 0.70456 | 0.73252 | 0 | 63.4881
| Zone | Remainder of System | Monthly System Peak Day | October | SCE 1-in-2 | 8 | 0.65203 | 0.68002 | 0.65203 | 0.68002 | 0 | 63.2883
| Zone | Remainder of System | Monthly System Peak Day | October | SCE 1-in-2 | 9 | 0.52435 | 0.51794 | 0.52435 | 0.51794 | 0 | 64.1799
| Zone | Remainder of System | Monthly System Peak Day | October | SCE 1-in-2 | 10 | 0.40881 | 0.41294 | 0.40881 | 0.41294 | 0 | 68.4814
| Zone | Remainder of System | Monthly System Peak Day | October | SCE 1-in-2 | 11 | 0.40095 | 0.41594 | 0.40095 | 0.41594 | 0 | 74.979
| Zone | Remainder of System | Monthly System Peak Day | October | SCE 1-in-2 | 12 | 0.42005 | 0.43255 | 0.42005 | 0.43255 | 0 | 80.7603
| Zone | Remainder of System | Monthly System Peak Day | October | SCE 1-in-2 | 13 | 0.5775 | 0.57741 | 0.5775 | 0.57741 | 0 | 84.7101
| Zone | Remainder of System | Monthly System Peak Day | October | SCE 1-in-2 | 14 | 0.81155 | 0.80543 | 0.81155 | 0.80543 | 0 | 87.0523
| Zone | Remainder of System | Monthly System Peak Day | October | SCE 1-in-2 | 15 | 1.0881 | 1.0836 | 1.0881 | 1.0836 | 0 | 88.4804
| Zone | Remainder of System | Monthly System Peak Day | October | SCE 1-in-2 | 16 | 1.42 | 1.4202 | 1.42 | 1.4202 | 0 | 89.4555
| Zone | Remainder of System | Monthly System Peak Day | October | SCE 1-in-2 | 17 | 1.7308 | 1.7386 | 0.76081 | 0.71784 | 0.021395 | 89.5272
| Zone | Remainder of System | Monthly System Peak Day | October | SCE 1-in-2 | 18 | 2.0155 | 1.9987 | 1.4429 | 1.4502 | 0.11843 | 88.6197
| Zone | Remainder of System | Monthly System Peak Day | October | SCE 1-in-2 | 19 | 2.1585 | 2.1023 | 1.8722 | 1.7589 | 0.097213 | 86.871
| Zone | Remainder of System | Monthly System Peak Day | October | SCE 1-in-2 | 20 | 2.1167 | 2.053 | 1.862 | 1.803 | 0.023762 | 83.5852
| Zone | Remainder of System | Monthly System Peak Day | October | SCE 1-in-2 | 21 | 2.0267 | 1.9788 | 1.7927 | 1.7495 | 0.031555 | 79.9276
| Zone | Remainder of System | Monthly System Peak Day | October | SCE 1-in-2 | 22 | 1.8744 | 1.8363 | 2.2852 | 2.382 | 0.044748 | 77.1067
| Zone | Remainder of System | Monthly System Peak Day | October | SCE 1-in-2 | 23 | 1.6488 | 1.6263 | 1.727 | 1.7723 | 0.029745 | 74.6423
| Zone | Remainder of System | Monthly System Peak Day | October | SCE 1-in-2 | 24 | 1.3845 | 1.365 | 1.4092 | 1.4233 | 0.023271 | 72.9159
| Zone | Remainder of System | Monthly System Peak Day | September | CAISO 1-in-10 | 1 | 1.6773 | 1.6497 | 1.6773 | 1.6497 | 0 | 79.9732
| Zone | Remainder of System | Monthly System Peak Day | September | CAISO 1-in-10 | 2 | 1.4274 | 1.3982 | 1.4274 | 1.3982 | 0 | 78.4993
| Zone | Remainder of System | Monthly System Peak Day | September | CAISO 1-in-10 | 3 | 1.2592 | 1.2288 | 1.2592 | 1.2288 | 0 | 77.3374
| Zone | Remainder of System | Monthly System Peak Day | September | CAISO 1-in-10 | 4 | 1.1438 | 1.1155 | 1.1438 | 1.1155 | 0 | 76.4821
| Zone | Remainder of System | Monthly System Peak Day | September | CAISO 1-in-10 | 5 | 1.0645 | 1.0402 | 1.0645 | 1.0402 | 0 | 75.9427
| Zone | Remainder of System | Monthly System Peak Day | September | CAISO 1-in-10 | 6 | 1.0191 | 1.0101 | 1.0191 | 1.0101 | 0 | 75.4945
| Zone | Remainder of System | Monthly System Peak Day | September | CAISO 1-in-10 | 7 | 0.97161 | 0.99958 | 0.97161 | 0.99958 | 0 | 74.9384
| Zone | Remainder of System | Monthly System Peak Day | September | CAISO 1-in-10 | 8 | 0.96145 | 0.98943 | 0.96145 | 0.98943 | 0 | 75.0911
| Zone | Remainder of System | Monthly System Peak Day | September | CAISO 1-in-10 | 9 | 0.88423 | 0.87782 | 0.88423 | 0.87782 | 0 | 76.5446
| Zone | Remainder of System | Monthly System Peak Day | September | CAISO 1-in-10 | 10 | 0.81653 | 0.82066 | 0.81653 | 0.82066 | 0 | 79.9659
| Zone | Remainder of System | Monthly System Peak Day | September | CAISO 1-in-10 | 11 | 0.96518 | 0.98018 | 0.96518 | 0.98018 | 0 | 84.3513
| Zone | Remainder of System | Monthly System Peak Day | September | CAISO 1-in-10 | 12 | 1.2201 | 1.2326 | 1.2201 | 1.2326 | 0 | 88.7024
| Zone | Remainder of System | Monthly System Peak Day | September | CAISO 1-in-10 | 13 | 1.5568 | 1.5567 | 1.5568 | 1.5567 | 0 | 92.2194
| Zone | Remainder of System | Monthly System Peak Day | September | CAISO 1-in-10 | 14 | 1.9346 | 1.9285 | 1.9346 | 1.9285 | 0 | 94.377
| Zone | Remainder of System | Monthly System Peak Day | September | CAISO 1-in-10 | 15 | 2.2992 | 2.2947 | 2.2992 | 2.2947 | 0 | 95.9411
| Zone | Remainder of System | Monthly System Peak Day | September | CAISO 1-in-10 | 16 | 2.6697 | 2.6699 | 2.6697 | 2.6699 | 0 | 97.0821
| Zone | Remainder of System | Monthly System Peak Day | September | CAISO 1-in-10 | 17 | 2.9697 | 2.9775 | 1.8297 | 1.7867 | 0.021294 | 97.548
| Zone | Remainder of System | Monthly System Peak Day | September | CAISO 1-in-10 | 18 | 3.2365 | 3.2197 | 2.5028 | 2.5102 | 0.058876 | 96.7538
| Zone | Remainder of System | Monthly System Peak Day | September | CAISO 1-in-10 | 19 | 3.3158 | 3.2596 | 2.889 | 2.7757 | 0.039517 | 95.1936
| Zone | Remainder of System | Monthly System Peak Day | September | CAISO 1-in-10 | 20 | 3.1432 | 3.0795 | 2.8385 | 2.7795 | 0.010328 | 92.4644
| Zone | Remainder of System | Monthly System Peak Day | September | CAISO 1-in-10 | 21 | 2.9589 | 2.9109 | 2.6728 | 2.6296 | 0.013411 | 89.1566
| Zone | Remainder of System | Monthly System Peak Day | September | CAISO 1-in-10 | 22 | 2.7279 | 2.6898 | 3.1572 | 3.2541 | 0.022855 | 86.8669
| Zone | Remainder of System | Monthly System Peak Day | September | CAISO 1-in-10 | 23 | 2.3875 | 2.365 | 2.5547 | 2.6 | 0.016041 | 84.9856
| Zone | Remainder of System | Monthly System Peak Day | September | CAISO 1-in-10 | 24 | 2.0075 | 1.988 | 2.1037 | 2.1177 | 0.014093 | 83.5457
| Zone | Remainder of System | Monthly System Peak Day | September | CAISO 1-in-2 | 1 | 1.627 | 1.5994 | 1.627 | 1.5994 | 0 | 78.9896
| Zone | Remainder of System | Monthly System Peak Day | September | CAISO 1-in-2 | 2 | 1.386 | 1.3568 | 1.386 | 1.3568 | 0 | 77.5493
| Zone | Remainder of System | Monthly System Peak Day | September | CAISO 1-in-2 | 3 | 1.2046 | 1.1742 | 1.2046 | 1.1742 | 0 | 76.0503
| Zone | Remainder of System | Monthly System Peak Day | September | CAISO 1-in-2 | 4 | 1.0657 | 1.0373 | 1.0657 | 1.0373 | 0 | 74.5351
| Zone | Remainder of System | Monthly System Peak Day | September | CAISO 1-in-2 | 5 | 0.97851 | 0.95419 | 0.97851 | 0.95419 | 0 | 73.5228
| Zone | Remainder of System | Monthly System Peak Day | September | CAISO 1-in-2 | 6 | 0.9149 | 0.90596 | 0.9149 | 0.90596 | 0 | 72.2164
| Zone | Remainder of System | Monthly System Peak Day | September | CAISO 1-in-2 | 7 | 0.87634 | 0.9043 | 0.87634 | 0.9043 | 0 | 71.6928
| Zone | Remainder of System | Monthly System Peak Day | September | CAISO 1-in-2 | 8 | 0.84699 | 0.87497 | 0.84699 | 0.87497 | 0 | 71.5647
| Zone | Remainder of System | Monthly System Peak Day | September | CAISO 1-in-2 | 9 | 0.76754 | 0.76113 | 0.76754 | 0.76113 | 0 | 73.314
| Zone | Remainder of System | Monthly System Peak Day | September | CAISO 1-in-2 | 10 | 0.74276 | 0.74688 | 0.74276 | 0.74688 | 0 | 78.245
| Zone | Remainder of System | Monthly System Peak Day | September | CAISO 1-in-2 | 11 | 0.82209 | 0.83708 | 0.82209 | 0.83708 | 0 | 84.4446
| Zone | Remainder of System | Monthly System Peak Day | September | CAISO 1-in-2 | 12 | 1.0178 | 1.0303 | 1.0178 | 1.0303 | 0 | 89.4108
| Zone | Remainder of System | Monthly System Peak Day | September | CAISO 1-in-2 | 13 | 1.3467 | 1.3467 | 1.3467 | 1.3467 | 0 | 92.3802
| Zone | Remainder of System | Monthly System Peak Day | September | CAISO 1-in-2 | 14 | 1.7087 | 1.7026 | 1.7087 | 1.7026 | 0 | 94.5099
| Zone | Remainder of System | Monthly System Peak Day | September | CAISO 1-in-2 | 15 | 2.0634 | 2.0589 | 2.0634 | 2.0589 | 0 | 95.5611
| Zone | Remainder of System | Monthly System Peak Day | September | CAISO 1-in-2 | 16 | 2.4169 | 2.4171 | 2.4169 | 2.4171 | 0 | 95.0395
| Zone | Remainder of System | Monthly System Peak Day | September | CAISO 1-in-2 | 17 | 2.7101 | 2.7179 | 1.6349 | 1.592 | 0.018641 | 94.4874
| Zone | Remainder of System | Monthly System Peak Day | September | CAISO 1-in-2 | 18 | 2.9925 | 2.9757 | 2.3235 | 2.3309 | 0.077294 | 93.4891
| Zone | Remainder of System | Monthly System Peak Day | September | CAISO 1-in-2 | 19 | 3.0914 | 3.0352 | 2.7092 | 2.5959 | 0.054809 | 92.5539
| Zone | Remainder of System | Monthly System Peak Day | September | CAISO 1-in-2 | 20 | 2.9394 | 2.8757 | 2.6451 | 2.5861 | 0.011543 | 90.6191
| Zone | Remainder of System | Monthly System Peak Day | September | CAISO 1-in-2 | 21 | 2.77 | 2.7221 | 2.4969 | 2.4537 | 0.017287 | 86.8579
| Zone | Remainder of System | Monthly System Peak Day | September | CAISO 1-in-2 | 22 | 2.5552 | 2.5171 | 2.9795 | 3.0764 | 0.023304 | 84.2666
| Zone | Remainder of System | Monthly System Peak Day | September | CAISO 1-in-2 | 23 | 2.2395 | 2.217 | 2.3833 | 2.4287 | 0.015176 | 82.2741
| Zone | Remainder of System | Monthly System Peak Day | September | CAISO 1-in-2 | 24 | 1.8793 | 1.8598 | 1.9562 | 1.9702 | 0.012219 | 80.678
| Zone | Remainder of System | Monthly System Peak Day | September | SCE 1-in-10 | 1 | 1.586 | 1.5584 | 1.586 | 1.5584 | 0 | 78.4068
| Zone | Remainder of System | Monthly System Peak Day | September | SCE 1-in-10 | 2 | 1.3464 | 1.3172 | 1.3464 | 1.3172 | 0 | 76.9732
| Zone | Remainder of System | Monthly System Peak Day | September | SCE 1-in-10 | 3 | 1.1884 | 1.1579 | 1.1884 | 1.1579 | 0 | 75.8191
| Zone | Remainder of System | Monthly System Peak Day | September | SCE 1-in-10 | 4 | 1.0934 | 1.0651 | 1.0934 | 1.0651 | 0 | 75.1963
| Zone | Remainder of System | Monthly System Peak Day | September | SCE 1-in-10 | 5 | 1.024 | 0.99973 | 1.024 | 0.99973 | 0 | 74.6891
| Zone | Remainder of System | Monthly System Peak Day | September | SCE 1-in-10 | 6 | 0.98108 | 0.97214 | 0.98108 | 0.97214 | 0 | 74.185
| Zone | Remainder of System | Monthly System Peak Day | September | SCE 1-in-10 | 7 | 0.9401 | 0.96806 | 0.9401 | 0.96806 | 0 | 73.775
| Zone | Remainder of System | Monthly System Peak Day | September | SCE 1-in-10 | 8 | 0.91459 | 0.94258 | 0.91459 | 0.94258 | 0 | 73.5862
| Zone | Remainder of System | Monthly System Peak Day | September | SCE 1-in-10 | 9 | 0.8437 | 0.83729 | 0.8437 | 0.83729 | 0 | 75.3497
| Zone | Remainder of System | Monthly System Peak Day | September | SCE 1-in-10 | 10 | 0.80921 | 0.81334 | 0.80921 | 0.81334 | 0 | 79.6513
| Zone | Remainder of System | Monthly System Peak Day | September | SCE 1-in-10 | 11 | 0.95345 | 0.96845 | 0.95345 | 0.96845 | 0 | 84.7116
| Zone | Remainder of System | Monthly System Peak Day | September | SCE 1-in-10 | 12 | 1.1985 | 1.211 | 1.1985 | 1.211 | 0 | 89.415
| Zone | Remainder of System | Monthly System Peak Day | September | SCE 1-in-10 | 13 | 1.5378 | 1.5377 | 1.5378 | 1.5377 | 0 | 93.3187
| Zone | Remainder of System | Monthly System Peak Day | September | SCE 1-in-10 | 14 | 1.9223 | 1.9162 | 1.9223 | 1.9162 | 0 | 96.1469
| Zone | Remainder of System | Monthly System Peak Day | September | SCE 1-in-10 | 15 | 2.298 | 2.2935 | 2.298 | 2.2935 | 0 | 97.8884
| Zone | Remainder of System | Monthly System Peak Day | September | SCE 1-in-10 | 16 | 2.6749 | 2.6751 | 2.6749 | 2.6751 | 0 | 98.7762
| Zone | Remainder of System | Monthly System Peak Day | September | SCE 1-in-10 | 17 | 2.9751 | 2.9829 | 1.8014 | 1.7585 | 0.023679 | 99.1353
| Zone | Remainder of System | Monthly System Peak Day | September | SCE 1-in-10 | 18 | 3.2278 | 3.211 | 2.4704 | 2.4777 | 0.05592 | 97.9576
| Zone | Remainder of System | Monthly System Peak Day | September | SCE 1-in-10 | 19 | 3.3061 | 3.2498 | 2.8812 | 2.7679 | 0.040053 | 95.0778
| Zone | Remainder of System | Monthly System Peak Day | September | SCE 1-in-10 | 20 | 3.1334 | 3.0697 | 2.8303 | 2.7713 | 0.010418 | 92.1641
| Zone | Remainder of System | Monthly System Peak Day | September | SCE 1-in-10 | 21 | 2.9512 | 2.9033 | 2.6653 | 2.6221 | 0.013451 | 89.1294
| Zone | Remainder of System | Monthly System Peak Day | September | SCE 1-in-10 | 22 | 2.7224 | 2.6843 | 3.1521 | 3.249 | 0.023128 | 87.1215
| Zone | Remainder of System | Monthly System Peak Day | September | SCE 1-in-10 | 23 | 2.3815 | 2.359 | 2.5496 | 2.5949 | 0.016158 | 85.09
| Zone | Remainder of System | Monthly System Peak Day | September | SCE 1-in-10 | 24 | 2.0041 | 1.9846 | 2.1018 | 2.1158 | 0.014394 | 83.7778
| Zone | Remainder of System | Monthly System Peak Day | September | SCE 1-in-2 | 1 | 1.4963 | 1.4687 | 1.4963 | 1.4687 | 0 | 76.7459
| Zone | Remainder of System | Monthly System Peak Day | September | SCE 1-in-2 | 2 | 1.2783 | 1.2491 | 1.2783 | 1.2491 | 0 | 75.4948
| Zone | Remainder of System | Monthly System Peak Day | September | SCE 1-in-2 | 3 | 1.1196 | 1.0892 | 1.1196 | 1.0892 | 0 | 74.2119
| Zone | Remainder of System | Monthly System Peak Day | September | SCE 1-in-2 | 4 | 1.0064 | 0.97802 | 1.0064 | 0.97802 | 0 | 73.0244
| Zone | Remainder of System | Monthly System Peak Day | September | SCE 1-in-2 | 5 | 0.92183 | 0.89751 | 0.92183 | 0.89751 | 0 | 71.7919
| Zone | Remainder of System | Monthly System Peak Day | September | SCE 1-in-2 | 6 | 0.87613 | 0.86718 | 0.87613 | 0.86718 | 0 | 70.8964
| Zone | Remainder of System | Monthly System Peak Day | September | SCE 1-in-2 | 7 | 0.8345 | 0.86246 | 0.8345 | 0.86246 | 0 | 70.1871
| Zone | Remainder of System | Monthly System Peak Day | September | SCE 1-in-2 | 8 | 0.79256 | 0.82054 | 0.79256 | 0.82054 | 0 | 69.9434
| Zone | Remainder of System | Monthly System Peak Day | September | SCE 1-in-2 | 9 | 0.72735 | 0.72094 | 0.72735 | 0.72094 | 0 | 72.2164
| Zone | Remainder of System | Monthly System Peak Day | September | SCE 1-in-2 | 10 | 0.70191 | 0.70603 | 0.70191 | 0.70603 | 0 | 76.9849
| Zone | Remainder of System | Monthly System Peak Day | September | SCE 1-in-2 | 11 | 0.78886 | 0.80385 | 0.78886 | 0.80385 | 0 | 82.7448
| Zone | Remainder of System | Monthly System Peak Day | September | SCE 1-in-2 | 12 | 0.9699 | 0.9824 | 0.9699 | 0.9824 | 0 | 87.7036
| Zone | Remainder of System | Monthly System Peak Day | September | SCE 1-in-2 | 13 | 1.2655 | 1.2654 | 1.2655 | 1.2654 | 0 | 91.6013
| Zone | Remainder of System | Monthly System Peak Day | September | SCE 1-in-2 | 14 | 1.6132 | 1.6071 | 1.6132 | 1.6071 | 0 | 94.205
| Zone | Remainder of System | Monthly System Peak Day | September | SCE 1-in-2 | 15 | 1.9619 | 1.9574 | 1.9619 | 1.9574 | 0 | 95.284
| Zone | Remainder of System | Monthly System Peak Day | September | SCE 1-in-2 | 16 | 2.3164 | 2.3165 | 2.3164 | 2.3165 | 0 | 95.1102
| Zone | Remainder of System | Monthly System Peak Day | September | SCE 1-in-2 | 17 | 2.6158 | 2.6236 | 1.5277 | 1.4847 | 0.018923 | 95.1012
| Zone | Remainder of System | Monthly System Peak Day | September | SCE 1-in-2 | 18 | 2.8893 | 2.8725 | 2.2021 | 2.2095 | 0.070956 | 94.4071
| Zone | Remainder of System | Monthly System Peak Day | September | SCE 1-in-2 | 19 | 2.9848 | 2.9286 | 2.5898 | 2.4765 | 0.049892 | 93.3118
| Zone | Remainder of System | Monthly System Peak Day | September | SCE 1-in-2 | 20 | 2.8554 | 2.7917 | 2.5603 | 2.5013 | 0.011391 | 90.7677
| Zone | Remainder of System | Monthly System Peak Day | September | SCE 1-in-2 | 21 | 2.6969 | 2.649 | 2.4238 | 2.3807 | 0.017303 | 86.849
| Zone | Remainder of System | Monthly System Peak Day | September | SCE 1-in-2 | 22 | 2.4853 | 2.4472 | 2.9091 | 3.006 | 0.023659 | 84.011
| Zone | Remainder of System | Monthly System Peak Day | September | SCE 1-in-2 | 23 | 2.1777 | 2.1552 | 2.319 | 2.3644 | 0.015352 | 81.9746
| Zone | Remainder of System | Monthly System Peak Day | September | SCE 1-in-2 | 24 | 1.8278 | 1.8083 | 1.9006 | 1.9146 | 0.012344 | 80.0614
| Zone | Remainder of System | Typical Event Day | Typical Event | CAISO 1-in-10 | 1 | 1.5958 | 1.5682 | 1.5958 | 1.5682 | 0 | 78.557
| Zone | Remainder of System | Typical Event Day | Typical Event | CAISO 1-in-10 | 2 | 1.3698 | 1.3406 | 1.3698 | 1.3406 | 0 | 77.378
| Zone | Remainder of System | Typical Event Day | Typical Event | CAISO 1-in-10 | 3 | 1.2081 | 1.1777 | 1.2081 | 1.1777 | 0 | 76.2277
| Zone | Remainder of System | Typical Event Day | Typical Event | CAISO 1-in-10 | 4 | 1.0867 | 1.0583 | 1.0867 | 1.0583 | 0 | 75.0692
| Zone | Remainder of System | Typical Event Day | Typical Event | CAISO 1-in-10 | 5 | 1.0006 | 0.97624 | 1.0006 | 0.97624 | 0 | 74.0775
| Zone | Remainder of System | Typical Event Day | Typical Event | CAISO 1-in-10 | 6 | 0.95263 | 0.94368 | 0.95263 | 0.94368 | 0 | 73.3414
| Zone | Remainder of System | Typical Event Day | Typical Event | CAISO 1-in-10 | 7 | 0.90873 | 0.93669 | 0.90873 | 0.93669 | 0 | 72.7568
| Zone | Remainder of System | Typical Event Day | Typical Event | CAISO 1-in-10 | 8 | 0.88879 | 0.91677 | 0.88879 | 0.91677 | 0 | 72.8839
| Zone | Remainder of System | Typical Event Day | Typical Event | CAISO 1-in-10 | 9 | 0.85134 | 0.84492 | 0.85134 | 0.84492 | 0 | 75.6754
| Zone | Remainder of System | Typical Event Day | Typical Event | CAISO 1-in-10 | 10 | 0.80533 | 0.80946 | 0.80533 | 0.80946 | 0 | 80.1926
| Zone | Remainder of System | Typical Event Day | Typical Event | CAISO 1-in-10 | 11 | 0.90393 | 0.91893 | 0.90393 | 0.91893 | 0 | 85.0299
| Zone | Remainder of System | Typical Event Day | Typical Event | CAISO 1-in-10 | 12 | 1.1346 | 1.1471 | 1.1346 | 1.1471 | 0 | 89.6663
| Zone | Remainder of System | Typical Event Day | Typical Event | CAISO 1-in-10 | 13 | 1.4756 | 1.4755 | 1.4756 | 1.4755 | 0 | 92.9713
| Zone | Remainder of System | Typical Event Day | Typical Event | CAISO 1-in-10 | 14 | 1.8528 | 1.8467 | 1.8528 | 1.8467 | 0 | 95.2565
| Zone | Remainder of System | Typical Event Day | Typical Event | CAISO 1-in-10 | 15 | 2.2195 | 2.215 | 2.2195 | 2.215 | 0 | 96.7555
| Zone | Remainder of System | Typical Event Day | Typical Event | CAISO 1-in-10 | 16 | 2.5907 | 2.5908 | 2.5907 | 2.5908 | 0 | 97.5617
| Zone | Remainder of System | Typical Event Day | Typical Event | CAISO 1-in-10 | 17 | 2.8881 | 2.8959 | 1.7479 | 1.705 | 0.021299 | 97.5514
| Zone | Remainder of System | Typical Event Day | Typical Event | CAISO 1-in-10 | 18 | 3.1518 | 3.135 | 2.4165 | 2.4238 | 0.058574 | 96.8419
| Zone | Remainder of System | Typical Event Day | Typical Event | CAISO 1-in-10 | 19 | 3.2315 | 3.1753 | 2.8022 | 2.6889 | 0.038853 | 95.3427
| Zone | Remainder of System | Typical Event Day | Typical Event | CAISO 1-in-10 | 20 | 3.075 | 3.0113 | 2.769 | 2.71 | 0.010291 | 92.6844
| Zone | Remainder of System | Typical Event Day | Typical Event | CAISO 1-in-10 | 21 | 2.8965 | 2.8486 | 2.612 | 2.5688 | 0.013839 | 88.8728
| Zone | Remainder of System | Typical Event Day | Typical Event | CAISO 1-in-10 | 22 | 2.6636 | 2.6255 | 3.09 | 3.1869 | 0.022388 | 85.3644
| Zone | Remainder of System | Typical Event Day | Typical Event | CAISO 1-in-10 | 23 | 2.3322 | 2.3097 | 2.4804 | 2.5258 | 0.015001 | 82.7816
| Zone | Remainder of System | Typical Event Day | Typical Event | CAISO 1-in-10 | 24 | 1.9517 | 1.9322 | 2.0296 | 2.0436 | 0.012218 | 80.8251
| Zone | Remainder of System | Typical Event Day | Typical Event | CAISO 1-in-2 | 1 | 1.4475 | 1.4199 | 1.4475 | 1.4199 | 0 | 75.8329
| Zone | Remainder of System | Typical Event Day | Typical Event | CAISO 1-in-2 | 2 | 1.2361 | 1.2069 | 1.2361 | 1.2069 | 0 | 74.5697
| Zone | Remainder of System | Typical Event Day | Typical Event | CAISO 1-in-2 | 3 | 1.0864 | 1.056 | 1.0864 | 1.056 | 0 | 73.4072
| Zone | Remainder of System | Typical Event Day | Typical Event | CAISO 1-in-2 | 4 | 0.97463 | 0.94628 | 0.97463 | 0.94628 | 0 | 72.2753
| Zone | Remainder of System | Typical Event Day | Typical Event | CAISO 1-in-2 | 5 | 0.8965 | 0.87218 | 0.8965 | 0.87218 | 0 | 71.2778
| Zone | Remainder of System | Typical Event Day | Typical Event | CAISO 1-in-2 | 6 | 0.84473 | 0.83579 | 0.84473 | 0.83579 | 0 | 70.1641
| Zone | Remainder of System | Typical Event Day | Typical Event | CAISO 1-in-2 | 7 | 0.80497 | 0.83293 | 0.80497 | 0.83293 | 0 | 69.4371
| Zone | Remainder of System | Typical Event Day | Typical Event | CAISO 1-in-2 | 8 | 0.77523 | 0.80321 | 0.77523 | 0.80321 | 0 | 69.6729
| Zone | Remainder of System | Typical Event Day | Typical Event | CAISO 1-in-2 | 9 | 0.7252 | 0.71879 | 0.7252 | 0.71879 | 0 | 72.3794
| Zone | Remainder of System | Typical Event Day | Typical Event | CAISO 1-in-2 | 10 | 0.66106 | 0.66519 | 0.66106 | 0.66519 | 0 | 76.744
| Zone | Remainder of System | Typical Event Day | Typical Event | CAISO 1-in-2 | 11 | 0.68582 | 0.70082 | 0.68582 | 0.70082 | 0 | 81.5132
| Zone | Remainder of System | Typical Event Day | Typical Event | CAISO 1-in-2 | 12 | 0.84323 | 0.85573 | 0.84323 | 0.85573 | 0 | 85.7484
| Zone | Remainder of System | Typical Event Day | Typical Event | CAISO 1-in-2 | 13 | 1.1088 | 1.1087 | 1.1088 | 1.1087 | 0 | 88.9952
| Zone | Remainder of System | Typical Event Day | Typical Event | CAISO 1-in-2 | 14 | 1.4219 | 1.4157 | 1.4219 | 1.4157 | 0 | 91.3439
| Zone | Remainder of System | Typical Event Day | Typical Event | CAISO 1-in-2 | 15 | 1.7477 | 1.7432 | 1.7477 | 1.7432 | 0 | 92.905
| Zone | Remainder of System | Typical Event Day | Typical Event | CAISO 1-in-2 | 16 | 2.0939 | 2.0941 | 2.0939 | 2.0941 | 0 | 93.1435
| Zone | Remainder of System | Typical Event Day | Typical Event | CAISO 1-in-2 | 17 | 2.3934 | 2.4012 | 1.3503 | 1.3074 | 0.018551 | 92.9745
| Zone | Remainder of System | Typical Event Day | Typical Event | CAISO 1-in-2 | 18 | 2.6747 | 2.6579 | 2.0443 | 2.0517 | 0.092597 | 91.542
| Zone | Remainder of System | Typical Event Day | Typical Event | CAISO 1-in-2 | 19 | 2.7924 | 2.7362 | 2.4542 | 2.3409 | 0.073492 | 89.9413
| Zone | Remainder of System | Typical Event Day | Typical Event | CAISO 1-in-2 | 20 | 2.6704 | 2.6067 | 2.3924 | 2.3334 | 0.015715 | 87.7326
| Zone | Remainder of System | Typical Event Day | Typical Event | CAISO 1-in-2 | 21 | 2.5273 | 2.4794 | 2.2685 | 2.2253 | 0.022244 | 84.3232
| Zone | Remainder of System | Typical Event Day | Typical Event | CAISO 1-in-2 | 22 | 2.3324 | 2.2943 | 2.7514 | 2.8483 | 0.029586 | 81.429
| Zone | Remainder of System | Typical Event Day | Typical Event | CAISO 1-in-2 | 23 | 2.048 | 2.0255 | 2.1678 | 2.2132 | 0.018573 | 79.4784
| Zone | Remainder of System | Typical Event Day | Typical Event | CAISO 1-in-2 | 24 | 1.7182 | 1.6987 | 1.7768 | 1.7909 | 0.01412 | 77.9577
| Zone | Remainder of System | Typical Event Day | Typical Event | SCE 1-in-10 | 1 | 1.6288 | 1.6012 | 1.6288 | 1.6012 | 0 | 79.1725
| Zone | Remainder of System | Typical Event Day | Typical Event | SCE 1-in-10 | 2 | 1.366 | 1.3368 | 1.366 | 1.3368 | 0 | 77.3944
| Zone | Remainder of System | Typical Event Day | Typical Event | SCE 1-in-10 | 3 | 1.1908 | 1.1603 | 1.1908 | 1.1603 | 0 | 75.9223
| Zone | Remainder of System | Typical Event Day | Typical Event | SCE 1-in-10 | 4 | 1.0733 | 1.045 | 1.0733 | 1.045 | 0 | 74.7131
| Zone | Remainder of System | Typical Event Day | Typical Event | SCE 1-in-10 | 5 | 0.99238 | 0.96807 | 0.99238 | 0.96807 | 0 | 73.7038
| Zone | Remainder of System | Typical Event Day | Typical Event | SCE 1-in-10 | 6 | 0.94086 | 0.93191 | 0.94086 | 0.93191 | 0 | 72.7597
| Zone | Remainder of System | Typical Event Day | Typical Event | SCE 1-in-10 | 7 | 0.89164 | 0.9196 | 0.89164 | 0.9196 | 0 | 71.942
| Zone | Remainder of System | Typical Event Day | Typical Event | SCE 1-in-10 | 8 | 0.8753 | 0.90328 | 0.8753 | 0.90328 | 0 | 72.294
| Zone | Remainder of System | Typical Event Day | Typical Event | SCE 1-in-10 | 9 | 0.84558 | 0.83917 | 0.84558 | 0.83917 | 0 | 75.3992
| Zone | Remainder of System | Typical Event Day | Typical Event | SCE 1-in-10 | 10 | 0.83897 | 0.8431 | 0.83897 | 0.8431 | 0 | 80.8245
| Zone | Remainder of System | Typical Event Day | Typical Event | SCE 1-in-10 | 11 | 0.95608 | 0.97107 | 0.95608 | 0.97107 | 0 | 86.4055
| Zone | Remainder of System | Typical Event Day | Typical Event | SCE 1-in-10 | 12 | 1.2078 | 1.2203 | 1.2078 | 1.2203 | 0 | 91.0041
| Zone | Remainder of System | Typical Event Day | Typical Event | SCE 1-in-10 | 13 | 1.572 | 1.5719 | 1.572 | 1.5719 | 0 | 94.309
| Zone | Remainder of System | Typical Event Day | Typical Event | SCE 1-in-10 | 14 | 1.9679 | 1.9618 | 1.9679 | 1.9618 | 0 | 96.861
| Zone | Remainder of System | Typical Event Day | Typical Event | SCE 1-in-10 | 15 | 2.3494 | 2.3449 | 2.3494 | 2.3449 | 0 | 98.5642
| Zone | Remainder of System | Typical Event Day | Typical Event | SCE 1-in-10 | 16 | 2.7296 | 2.7298 | 2.7296 | 2.7298 | 0 | 99.4678
| Zone | Remainder of System | Typical Event Day | Typical Event | SCE 1-in-10 | 17 | 3.0264 | 3.0342 | 1.8447 | 1.8018 | 0.024313 | 99.509
| Zone | Remainder of System | Typical Event Day | Typical Event | SCE 1-in-10 | 18 | 3.2788 | 3.262 | 2.5029 | 2.5103 | 0.055505 | 98.8897
| Zone | Remainder of System | Typical Event Day | Typical Event | SCE 1-in-10 | 19 | 3.3451 | 3.2888 | 2.8826 | 2.7693 | 0.033415 | 97.3042
| Zone | Remainder of System | Typical Event Day | Typical Event | SCE 1-in-10 | 20 | 3.1857 | 3.122 | 2.8682 | 2.8092 | 0.011106 | 94.7318
| Zone | Remainder of System | Typical Event Day | Typical Event | SCE 1-in-10 | 21 | 3.0031 | 2.9552 | 2.7062 | 2.6631 | 0.01111 | 91.0692
| Zone | Remainder of System | Typical Event Day | Typical Event | SCE 1-in-10 | 22 | 2.7581 | 2.72 | 3.1888 | 3.2856 | 0.023783 | 87.6012
| Zone | Remainder of System | Typical Event Day | Typical Event | SCE 1-in-10 | 23 | 2.41 | 2.3875 | 2.5739 | 2.6192 | 0.015663 | 84.6048
| Zone | Remainder of System | Typical Event Day | Typical Event | SCE 1-in-10 | 24 | 2.0198 | 2.0003 | 2.1094 | 2.1234 | 0.013033 | 82.5608
| Zone | Remainder of System | Typical Event Day | Typical Event | SCE 1-in-2 | 1 | 1.4191 | 1.3916 | 1.4191 | 1.3916 | 0 | 75.3932
| Zone | Remainder of System | Typical Event Day | Typical Event | SCE 1-in-2 | 2 | 1.2139 | 1.1848 | 1.2139 | 1.1848 | 0 | 74.1621
| Zone | Remainder of System | Typical Event Day | Typical Event | SCE 1-in-2 | 3 | 1.0697 | 1.0392 | 1.0697 | 1.0392 | 0 | 73.013
| Zone | Remainder of System | Typical Event Day | Typical Event | SCE 1-in-2 | 4 | 0.96091 | 0.93257 | 0.96091 | 0.93257 | 0 | 71.8601
| Zone | Remainder of System | Typical Event Day | Typical Event | SCE 1-in-2 | 5 | 0.88606 | 0.86174 | 0.88606 | 0.86174 | 0 | 70.8699
| Zone | Remainder of System | Typical Event Day | Typical Event | SCE 1-in-2 | 6 | 0.84421 | 0.83526 | 0.84421 | 0.83526 | 0 | 70.0551
| Zone | Remainder of System | Typical Event Day | Typical Event | SCE 1-in-2 | 7 | 0.80397 | 0.83193 | 0.80397 | 0.83193 | 0 | 69.2826
| Zone | Remainder of System | Typical Event Day | Typical Event | SCE 1-in-2 | 8 | 0.77329 | 0.80127 | 0.77329 | 0.80127 | 0 | 69.5059
| Zone | Remainder of System | Typical Event Day | Typical Event | SCE 1-in-2 | 9 | 0.72265 | 0.71624 | 0.72265 | 0.71624 | 0 | 72.3031
| Zone | Remainder of System | Typical Event Day | Typical Event | SCE 1-in-2 | 10 | 0.66 | 0.66413 | 0.66 | 0.66413 | 0 | 76.7593
| Zone | Remainder of System | Typical Event Day | Typical Event | SCE 1-in-2 | 11 | 0.67964 | 0.69464 | 0.67964 | 0.69464 | 0 | 81.4746
| Zone | Remainder of System | Typical Event Day | Typical Event | SCE 1-in-2 | 12 | 0.83602 | 0.84852 | 0.83602 | 0.84852 | 0 | 85.6176
| Zone | Remainder of System | Typical Event Day | Typical Event | SCE 1-in-2 | 13 | 1.101 | 1.1009 | 1.101 | 1.1009 | 0 | 88.705
| Zone | Remainder of System | Typical Event Day | Typical Event | SCE 1-in-2 | 14 | 1.41 | 1.4039 | 1.41 | 1.4039 | 0 | 90.804
| Zone | Remainder of System | Typical Event Day | Typical Event | SCE 1-in-2 | 15 | 1.7298 | 1.7253 | 1.7298 | 1.7253 | 0 | 92.3079
| Zone | Remainder of System | Typical Event Day | Typical Event | SCE 1-in-2 | 16 | 2.0725 | 2.0726 | 2.0725 | 2.0726 | 0 | 92.7686
| Zone | Remainder of System | Typical Event Day | Typical Event | SCE 1-in-2 | 17 | 2.3709 | 2.3787 | 1.3319 | 1.289 | 0.018603 | 92.7808
| Zone | Remainder of System | Typical Event Day | Typical Event | SCE 1-in-2 | 18 | 2.6516 | 2.6348 | 2.0162 | 2.0235 | 0.090492 | 91.7957
| Zone | Remainder of System | Typical Event Day | Typical Event | SCE 1-in-2 | 19 | 2.7672 | 2.711 | 2.422 | 2.3087 | 0.070397 | 90.3564
| Zone | Remainder of System | Typical Event Day | Typical Event | SCE 1-in-2 | 20 | 2.6544 | 2.5907 | 2.375 | 2.316 | 0.015293 | 87.9778
| Zone | Remainder of System | Typical Event Day | Typical Event | SCE 1-in-2 | 21 | 2.5146 | 2.4667 | 2.2551 | 2.2119 | 0.021976 | 84.4548
| Zone | Remainder of System | Typical Event Day | Typical Event | SCE 1-in-2 | 22 | 2.3181 | 2.28 | 2.7367 | 2.8336 | 0.030142 | 81.2422
| Zone | Remainder of System | Typical Event Day | Typical Event | SCE 1-in-2 | 23 | 2.0353 | 2.0128 | 2.1514 | 2.1967 | 0.019377 | 79.0474
| Zone | Remainder of System | Typical Event Day | Typical Event | SCE 1-in-2 | 24 | 1.7047 | 1.6852 | 1.758 | 1.772 | 0.015227 | 77.1616
| Zone | South Orange County | Average Weekday | April | CAISO 1-in-10 | 1 | 0.74907 | 0.73655 | 0.74907 | 0.73655 | 0 | 60.8128
| Zone | South Orange County | Average Weekday | April | CAISO 1-in-10 | 2 | 0.65071 | 0.64716 | 0.65071 | 0.64716 | 0 | 60.0129
| Zone | South Orange County | Average Weekday | April | CAISO 1-in-10 | 3 | 0.57712 | 0.57193 | 0.57712 | 0.57193 | 0 | 59.261
| Zone | South Orange County | Average Weekday | April | CAISO 1-in-10 | 4 | 0.52466 | 0.51833 | 0.52466 | 0.51833 | 0 | 58.5197
| Zone | South Orange County | Average Weekday | April | CAISO 1-in-10 | 5 | 0.49304 | 0.48721 | 0.49304 | 0.48721 | 0 | 57.9826
| Zone | South Orange County | Average Weekday | April | CAISO 1-in-10 | 6 | 0.48635 | 0.48991 | 0.48635 | 0.48991 | 0 | 57.5487
| Zone | South Orange County | Average Weekday | April | CAISO 1-in-10 | 7 | 0.51775 | 0.55655 | 0.51775 | 0.55655 | 0 | 57.314
| Zone | South Orange County | Average Weekday | April | CAISO 1-in-10 | 8 | 0.54729 | 0.58641 | 0.54729 | 0.58641 | 0 | 57.4831
| Zone | South Orange County | Average Weekday | April | CAISO 1-in-10 | 9 | 0.5091 | 0.47567 | 0.5091 | 0.47567 | 0 | 59.0228
| Zone | South Orange County | Average Weekday | April | CAISO 1-in-10 | 10 | 0.43246 | 0.37075 | 0.43246 | 0.37075 | 0 | 61.3605
| Zone | South Orange County | Average Weekday | April | CAISO 1-in-10 | 11 | 0.35068 | 0.2874 | 0.35068 | 0.2874 | 0 | 64.1513
| Zone | South Orange County | Average Weekday | April | CAISO 1-in-10 | 12 | 0.30061 | 0.22541 | 0.30061 | 0.22541 | 0 | 67.0459
| Zone | South Orange County | Average Weekday | April | CAISO 1-in-10 | 13 | 0.29326 | 0.19577 | 0.29326 | 0.19577 | 0 | 68.708
| Zone | South Orange County | Average Weekday | April | CAISO 1-in-10 | 14 | 0.28749 | 0.18998 | 0.28749 | 0.18998 | 0 | 69.8327
| Zone | South Orange County | Average Weekday | April | CAISO 1-in-10 | 15 | 0.31694 | 0.225 | 0.31694 | 0.225 | 0 | 70.6235
| Zone | South Orange County | Average Weekday | April | CAISO 1-in-10 | 16 | 0.39962 | 0.30858 | 0.39962 | 0.30858 | 0 | 70.9638
| Zone | South Orange County | Average Weekday | April | CAISO 1-in-10 | 17 | 0.52278 | 0.44173 | 0.52278 | 0.44173 | 0 | 71.1835
| Zone | South Orange County | Average Weekday | April | CAISO 1-in-10 | 18 | 0.71534 | 0.63971 | 0.71534 | 0.63971 | 0 | 70.6325
| Zone | South Orange County | Average Weekday | April | CAISO 1-in-10 | 19 | 0.88976 | 0.81618 | 0.88976 | 0.81618 | 0 | 69.6616
| Zone | South Orange County | Average Weekday | April | CAISO 1-in-10 | 20 | 0.98742 | 0.91853 | 0.98742 | 0.91853 | 0 | 67.8905
| Zone | South Orange County | Average Weekday | April | CAISO 1-in-10 | 21 | 1.0131 | 0.95198 | 1.0131 | 0.95198 | 0 | 65.5899
| Zone | South Orange County | Average Weekday | April | CAISO 1-in-10 | 22 | 0.97698 | 0.91666 | 0.97698 | 0.91666 | 0 | 64.1057
| Zone | South Orange County | Average Weekday | April | CAISO 1-in-10 | 23 | 0.95194 | 0.91309 | 0.95194 | 0.91309 | 0 | 63.0772
| Zone | South Orange County | Average Weekday | April | CAISO 1-in-10 | 24 | 0.83617 | 0.80552 | 0.83617 | 0.80552 | 0 | 62.2285
| Zone | South Orange County | Average Weekday | April | CAISO 1-in-2 | 1 | 0.73619 | 0.72368 | 0.73619 | 0.72368 | 0 | 58.2392
| Zone | South Orange County | Average Weekday | April | CAISO 1-in-2 | 2 | 0.64291 | 0.63937 | 0.64291 | 0.63937 | 0 | 57.7299
| Zone | South Orange County | Average Weekday | April | CAISO 1-in-2 | 3 | 0.57483 | 0.56964 | 0.57483 | 0.56964 | 0 | 57.0379
| Zone | South Orange County | Average Weekday | April | CAISO 1-in-2 | 4 | 0.52619 | 0.51986 | 0.52619 | 0.51986 | 0 | 56.4689
| Zone | South Orange County | Average Weekday | April | CAISO 1-in-2 | 5 | 0.5003 | 0.49447 | 0.5003 | 0.49447 | 0 | 56.001
| Zone | South Orange County | Average Weekday | April | CAISO 1-in-2 | 6 | 0.50099 | 0.50455 | 0.50099 | 0.50455 | 0 | 55.7757
| Zone | South Orange County | Average Weekday | April | CAISO 1-in-2 | 7 | 0.54616 | 0.58496 | 0.54616 | 0.58496 | 0 | 55.6325
| Zone | South Orange County | Average Weekday | April | CAISO 1-in-2 | 8 | 0.58279 | 0.62191 | 0.58279 | 0.62191 | 0 | 55.6587
| Zone | South Orange County | Average Weekday | April | CAISO 1-in-2 | 9 | 0.53034 | 0.49691 | 0.53034 | 0.49691 | 0 | 56.8817
| Zone | South Orange County | Average Weekday | April | CAISO 1-in-2 | 10 | 0.45011 | 0.38841 | 0.45011 | 0.38841 | 0 | 58.9493
| Zone | South Orange County | Average Weekday | April | CAISO 1-in-2 | 11 | 0.37472 | 0.31145 | 0.37472 | 0.31145 | 0 | 61.2938
| Zone | South Orange County | Average Weekday | April | CAISO 1-in-2 | 12 | 0.33785 | 0.26264 | 0.33785 | 0.26264 | 0 | 63.7374
| Zone | South Orange County | Average Weekday | April | CAISO 1-in-2 | 13 | 0.34337 | 0.24588 | 0.34337 | 0.24588 | 0 | 65.501
| Zone | South Orange County | Average Weekday | April | CAISO 1-in-2 | 14 | 0.34233 | 0.24481 | 0.34233 | 0.24481 | 0 | 66.7159
| Zone | South Orange County | Average Weekday | April | CAISO 1-in-2 | 15 | 0.37212 | 0.28018 | 0.37212 | 0.28018 | 0 | 67.5403
| Zone | South Orange County | Average Weekday | April | CAISO 1-in-2 | 16 | 0.45627 | 0.36523 | 0.45627 | 0.36523 | 0 | 67.7022
| Zone | South Orange County | Average Weekday | April | CAISO 1-in-2 | 17 | 0.58141 | 0.50036 | 0.58141 | 0.50036 | 0 | 67.5939
| Zone | South Orange County | Average Weekday | April | CAISO 1-in-2 | 18 | 0.78629 | 0.71065 | 0.78629 | 0.71065 | 0 | 66.9681
| Zone | South Orange County | Average Weekday | April | CAISO 1-in-2 | 19 | 0.94265 | 0.86906 | 0.94265 | 0.86906 | 0 | 65.9396
| Zone | South Orange County | Average Weekday | April | CAISO 1-in-2 | 20 | 1.0204 | 0.95148 | 1.0204 | 0.95148 | 0 | 64.0644
| Zone | South Orange County | Average Weekday | April | CAISO 1-in-2 | 21 | 1.0343 | 0.97316 | 1.0343 | 0.97316 | 0 | 61.7311
| Zone | South Orange County | Average Weekday | April | CAISO 1-in-2 | 22 | 0.98551 | 0.92519 | 0.98551 | 0.92519 | 0 | 60.2172
| Zone | South Orange County | Average Weekday | April | CAISO 1-in-2 | 23 | 0.95507 | 0.91622 | 0.95507 | 0.91622 | 0 | 59.3217
| Zone | South Orange County | Average Weekday | April | CAISO 1-in-2 | 24 | 0.83372 | 0.80307 | 0.83372 | 0.80307 | 0 | 58.6647
| Zone | South Orange County | Average Weekday | April | SCE 1-in-10 | 1 | 0.74985 | 0.73734 | 0.74985 | 0.73734 | 0 | 60.5173
| Zone | South Orange County | Average Weekday | April | SCE 1-in-10 | 2 | 0.65118 | 0.64764 | 0.65118 | 0.64764 | 0 | 59.6891
| Zone | South Orange County | Average Weekday | April | SCE 1-in-10 | 3 | 0.57726 | 0.57207 | 0.57726 | 0.57207 | 0 | 58.9527
| Zone | South Orange County | Average Weekday | April | SCE 1-in-10 | 4 | 0.52457 | 0.51824 | 0.52457 | 0.51824 | 0 | 58.2384
| Zone | South Orange County | Average Weekday | April | SCE 1-in-10 | 5 | 0.4926 | 0.48677 | 0.4926 | 0.48677 | 0 | 57.7106
| Zone | South Orange County | Average Weekday | April | SCE 1-in-10 | 6 | 0.48546 | 0.48902 | 0.48546 | 0.48902 | 0 | 57.2679
| Zone | South Orange County | Average Weekday | April | SCE 1-in-10 | 7 | 0.51602 | 0.55482 | 0.51602 | 0.55482 | 0 | 56.9765
| Zone | South Orange County | Average Weekday | April | SCE 1-in-10 | 8 | 0.54514 | 0.58425 | 0.54514 | 0.58425 | 0 | 57.1401
| Zone | South Orange County | Average Weekday | April | SCE 1-in-10 | 9 | 0.50781 | 0.47438 | 0.50781 | 0.47438 | 0 | 58.8056
| Zone | South Orange County | Average Weekday | April | SCE 1-in-10 | 10 | 0.43139 | 0.36968 | 0.43139 | 0.36968 | 0 | 61.521
| Zone | South Orange County | Average Weekday | April | SCE 1-in-10 | 11 | 0.34921 | 0.28594 | 0.34921 | 0.28594 | 0 | 64.4693
| Zone | South Orange County | Average Weekday | April | SCE 1-in-10 | 12 | 0.29633 | 0.22112 | 0.29633 | 0.22112 | 0 | 67.3986
| Zone | South Orange County | Average Weekday | April | SCE 1-in-10 | 13 | 0.28649 | 0.189 | 0.28649 | 0.189 | 0 | 69.3279
| Zone | South Orange County | Average Weekday | April | SCE 1-in-10 | 14 | 0.28073 | 0.18322 | 0.28073 | 0.18322 | 0 | 70.5995
| Zone | South Orange County | Average Weekday | April | SCE 1-in-10 | 15 | 0.31181 | 0.21987 | 0.31181 | 0.21987 | 0 | 71.2987
| Zone | South Orange County | Average Weekday | April | SCE 1-in-10 | 16 | 0.39556 | 0.30452 | 0.39556 | 0.30452 | 0 | 71.6741
| Zone | South Orange County | Average Weekday | April | SCE 1-in-10 | 17 | 0.51935 | 0.4383 | 0.51935 | 0.4383 | 0 | 71.9019
| Zone | South Orange County | Average Weekday | April | SCE 1-in-10 | 18 | 0.71098 | 0.63535 | 0.71098 | 0.63535 | 0 | 71.2393
| Zone | South Orange County | Average Weekday | April | SCE 1-in-10 | 19 | 0.88752 | 0.81394 | 0.88752 | 0.81394 | 0 | 70.1815
| Zone | South Orange County | Average Weekday | April | SCE 1-in-10 | 20 | 0.9882 | 0.91931 | 0.9882 | 0.91931 | 0 | 68.4436
| Zone | South Orange County | Average Weekday | April | SCE 1-in-10 | 21 | 1.0126 | 0.95145 | 1.0126 | 0.95145 | 0 | 65.989
| Zone | South Orange County | Average Weekday | April | SCE 1-in-10 | 22 | 0.97646 | 0.91614 | 0.97646 | 0.91614 | 0 | 64.3712
| Zone | South Orange County | Average Weekday | April | SCE 1-in-10 | 23 | 0.95175 | 0.9129 | 0.95175 | 0.9129 | 0 | 63.2686
| Zone | South Orange County | Average Weekday | April | SCE 1-in-10 | 24 | 0.83632 | 0.80567 | 0.83632 | 0.80567 | 0 | 62.267
| Zone | South Orange County | Average Weekday | April | SCE 1-in-2 | 1 | 0.7358 | 0.72328 | 0.7358 | 0.72328 | 0 | 58.2578
| Zone | South Orange County | Average Weekday | April | SCE 1-in-2 | 2 | 0.64267 | 0.63913 | 0.64267 | 0.63913 | 0 | 57.6905
| Zone | South Orange County | Average Weekday | April | SCE 1-in-2 | 3 | 0.57476 | 0.56957 | 0.57476 | 0.56957 | 0 | 56.9596
| Zone | South Orange County | Average Weekday | April | SCE 1-in-2 | 4 | 0.52624 | 0.51991 | 0.52624 | 0.51991 | 0 | 56.3485
| Zone | South Orange County | Average Weekday | April | SCE 1-in-2 | 5 | 0.50052 | 0.49469 | 0.50052 | 0.49469 | 0 | 55.8736
| Zone | South Orange County | Average Weekday | April | SCE 1-in-2 | 6 | 0.50144 | 0.505 | 0.50144 | 0.505 | 0 | 55.4952
| Zone | South Orange County | Average Weekday | April | SCE 1-in-2 | 7 | 0.54703 | 0.58582 | 0.54703 | 0.58582 | 0 | 55.3491
| Zone | South Orange County | Average Weekday | April | SCE 1-in-2 | 8 | 0.58388 | 0.62299 | 0.58388 | 0.62299 | 0 | 55.3766
| Zone | South Orange County | Average Weekday | April | SCE 1-in-2 | 9 | 0.53099 | 0.49756 | 0.53099 | 0.49756 | 0 | 56.6916
| Zone | South Orange County | Average Weekday | April | SCE 1-in-2 | 10 | 0.45065 | 0.38895 | 0.45065 | 0.38895 | 0 | 58.8539
| Zone | South Orange County | Average Weekday | April | SCE 1-in-2 | 11 | 0.37546 | 0.31219 | 0.37546 | 0.31219 | 0 | 61.1985
| Zone | South Orange County | Average Weekday | April | SCE 1-in-2 | 12 | 0.33843 | 0.26323 | 0.33843 | 0.26323 | 0 | 63.6404
| Zone | South Orange County | Average Weekday | April | SCE 1-in-2 | 13 | 0.34486 | 0.24737 | 0.34486 | 0.24737 | 0 | 65.4106
| Zone | South Orange County | Average Weekday | April | SCE 1-in-2 | 14 | 0.34414 | 0.24662 | 0.34414 | 0.24662 | 0 | 66.5978
| Zone | South Orange County | Average Weekday | April | SCE 1-in-2 | 15 | 0.37375 | 0.28181 | 0.37375 | 0.28181 | 0 | 67.4635
| Zone | South Orange County | Average Weekday | April | SCE 1-in-2 | 16 | 0.45789 | 0.36685 | 0.45789 | 0.36685 | 0 | 67.6964
| Zone | South Orange County | Average Weekday | April | SCE 1-in-2 | 17 | 0.58322 | 0.50217 | 0.58322 | 0.50217 | 0 | 67.5467
| Zone | South Orange County | Average Weekday | April | SCE 1-in-2 | 18 | 0.78845 | 0.71281 | 0.78845 | 0.71281 | 0 | 66.9242
| Zone | South Orange County | Average Weekday | April | SCE 1-in-2 | 19 | 0.94465 | 0.87106 | 0.94465 | 0.87106 | 0 | 65.999
| Zone | South Orange County | Average Weekday | April | SCE 1-in-2 | 20 | 1.022 | 0.95314 | 1.022 | 0.95314 | 0 | 64.1718
| Zone | South Orange County | Average Weekday | April | SCE 1-in-2 | 21 | 1.035 | 0.97387 | 1.035 | 0.97387 | 0 | 61.7798
| Zone | South Orange County | Average Weekday | April | SCE 1-in-2 | 22 | 0.98578 | 0.92545 | 0.98578 | 0.92545 | 0 | 60.0995
| Zone | South Orange County | Average Weekday | April | SCE 1-in-2 | 23 | 0.95517 | 0.91631 | 0.95517 | 0.91631 | 0 | 59.2462
| Zone | South Orange County | Average Weekday | April | SCE 1-in-2 | 24 | 0.83364 | 0.80299 | 0.83364 | 0.80299 | 0 | 58.5664
| Zone | South Orange County | Average Weekday | August | CAISO 1-in-10 | 1 | 1.0534 | 1.0409 | 1.0534 | 1.0409 | 0 | 69.9842
| Zone | South Orange County | Average Weekday | August | CAISO 1-in-10 | 2 | 0.89678 | 0.89324 | 0.89678 | 0.89324 | 0 | 69.6574
| Zone | South Orange County | Average Weekday | August | CAISO 1-in-10 | 3 | 0.78132 | 0.77614 | 0.78132 | 0.77614 | 0 | 69.3345
| Zone | South Orange County | Average Weekday | August | CAISO 1-in-10 | 4 | 0.69331 | 0.68697 | 0.69331 | 0.68697 | 0 | 69.0952
| Zone | South Orange County | Average Weekday | August | CAISO 1-in-10 | 5 | 0.63319 | 0.62736 | 0.63319 | 0.62736 | 0 | 68.8476
| Zone | South Orange County | Average Weekday | August | CAISO 1-in-10 | 6 | 0.59985 | 0.60341 | 0.59985 | 0.60341 | 0 | 68.7096
| Zone | South Orange County | Average Weekday | August | CAISO 1-in-10 | 7 | 0.60209 | 0.64088 | 0.60209 | 0.64088 | 0 | 68.5518
| Zone | South Orange County | Average Weekday | August | CAISO 1-in-10 | 8 | 0.62907 | 0.66819 | 0.62907 | 0.66819 | 0 | 68.5732
| Zone | South Orange County | Average Weekday | August | CAISO 1-in-10 | 9 | 0.6164 | 0.58297 | 0.6164 | 0.58297 | 0 | 69.3552
| Zone | South Orange County | Average Weekday | August | CAISO 1-in-10 | 10 | 0.54785 | 0.48614 | 0.54785 | 0.48614 | 0 | 70.9631
| Zone | South Orange County | Average Weekday | August | CAISO 1-in-10 | 11 | 0.51701 | 0.45374 | 0.51701 | 0.45374 | 0 | 73.2551
| Zone | South Orange County | Average Weekday | August | CAISO 1-in-10 | 12 | 0.56534 | 0.49014 | 0.56534 | 0.49014 | 0 | 75.685
| Zone | South Orange County | Average Weekday | August | CAISO 1-in-10 | 13 | 0.6825 | 0.58501 | 0.6825 | 0.58501 | 0 | 77.3273
| Zone | South Orange County | Average Weekday | August | CAISO 1-in-10 | 14 | 0.81154 | 0.71402 | 0.81154 | 0.71402 | 0 | 78.5129
| Zone | South Orange County | Average Weekday | August | CAISO 1-in-10 | 15 | 0.95976 | 0.86782 | 0.95976 | 0.86782 | 0 | 79.518
| Zone | South Orange County | Average Weekday | August | CAISO 1-in-10 | 16 | 1.1471 | 1.0561 | 1.1471 | 1.0561 | 0 | 79.9204
| Zone | South Orange County | Average Weekday | August | CAISO 1-in-10 | 17 | 1.3282 | 1.2472 | 0.76177 | 0.58749 | 0.034174 | 79.9462
| Zone | South Orange County | Average Weekday | August | CAISO 1-in-10 | 18 | 1.5118 | 1.4362 | 1.1683 | 1.0431 | 0.046958 | 79.3185
| Zone | South Orange County | Average Weekday | August | CAISO 1-in-10 | 19 | 1.6055 | 1.5319 | 1.3652 | 1.282 | 0.033672 | 78.1237
| Zone | South Orange County | Average Weekday | August | CAISO 1-in-10 | 20 | 1.5859 | 1.517 | 1.4193 | 1.3185 | 0.023027 | 76.4099
| Zone | South Orange County | Average Weekday | August | CAISO 1-in-10 | 21 | 1.5694 | 1.5083 | 1.4245 | 1.3314 | 0.029198 | 73.9447
| Zone | South Orange County | Average Weekday | August | CAISO 1-in-10 | 22 | 1.5052 | 1.4449 | 1.7291 | 1.7072 | 0.032723 | 72.2862
| Zone | South Orange County | Average Weekday | August | CAISO 1-in-10 | 23 | 1.4257 | 1.3868 | 1.4939 | 1.4485 | 0.02528 | 71.463
| Zone | South Orange County | Average Weekday | August | CAISO 1-in-10 | 24 | 1.2246 | 1.194 | 1.2809 | 1.2359 | 0.021396 | 70.7145
| Zone | South Orange County | Average Weekday | August | CAISO 1-in-2 | 1 | 0.97407 | 0.96156 | 0.97407 | 0.96156 | 0 | 68.0633
| Zone | South Orange County | Average Weekday | August | CAISO 1-in-2 | 2 | 0.82446 | 0.82091 | 0.82446 | 0.82091 | 0 | 67.614
| Zone | South Orange County | Average Weekday | August | CAISO 1-in-2 | 3 | 0.71575 | 0.71056 | 0.71575 | 0.71056 | 0 | 67.2456
| Zone | South Orange County | Average Weekday | August | CAISO 1-in-2 | 4 | 0.63295 | 0.62662 | 0.63295 | 0.62662 | 0 | 66.889
| Zone | South Orange County | Average Weekday | August | CAISO 1-in-2 | 5 | 0.57708 | 0.57125 | 0.57708 | 0.57125 | 0 | 66.5688
| Zone | South Orange County | Average Weekday | August | CAISO 1-in-2 | 6 | 0.54522 | 0.54878 | 0.54522 | 0.54878 | 0 | 66.2397
| Zone | South Orange County | Average Weekday | August | CAISO 1-in-2 | 7 | 0.55236 | 0.59116 | 0.55236 | 0.59116 | 0 | 66.1531
| Zone | South Orange County | Average Weekday | August | CAISO 1-in-2 | 8 | 0.57415 | 0.61326 | 0.57415 | 0.61326 | 0 | 66.301
| Zone | South Orange County | Average Weekday | August | CAISO 1-in-2 | 9 | 0.56126 | 0.52783 | 0.56126 | 0.52783 | 0 | 67.4688
| Zone | South Orange County | Average Weekday | August | CAISO 1-in-2 | 10 | 0.49533 | 0.43362 | 0.49533 | 0.43362 | 0 | 69.4012
| Zone | South Orange County | Average Weekday | August | CAISO 1-in-2 | 11 | 0.43991 | 0.37664 | 0.43991 | 0.37664 | 0 | 72.108
| Zone | South Orange County | Average Weekday | August | CAISO 1-in-2 | 12 | 0.45369 | 0.37848 | 0.45369 | 0.37848 | 0 | 74.9819
| Zone | South Orange County | Average Weekday | August | CAISO 1-in-2 | 13 | 0.54256 | 0.44507 | 0.54256 | 0.44507 | 0 | 76.7474
| Zone | South Orange County | Average Weekday | August | CAISO 1-in-2 | 14 | 0.65195 | 0.55443 | 0.65195 | 0.55443 | 0 | 78.0275
| Zone | South Orange County | Average Weekday | August | CAISO 1-in-2 | 15 | 0.78981 | 0.69787 | 0.78981 | 0.69787 | 0 | 78.7769
| Zone | South Orange County | Average Weekday | August | CAISO 1-in-2 | 16 | 0.97176 | 0.88072 | 0.97176 | 0.88072 | 0 | 78.9479
| Zone | South Orange County | Average Weekday | August | CAISO 1-in-2 | 17 | 1.1546 | 1.0736 | 0.60609 | 0.43181 | 0.035583 | 79.1652
| Zone | South Orange County | Average Weekday | August | CAISO 1-in-2 | 18 | 1.3435 | 1.2679 | 1.0127 | 0.88748 | 0.048926 | 78.5859
| Zone | South Orange County | Average Weekday | August | CAISO 1-in-2 | 19 | 1.4518 | 1.3782 | 1.2197 | 1.1365 | 0.035235 | 77.4631
| Zone | South Orange County | Average Weekday | August | CAISO 1-in-2 | 20 | 1.4524 | 1.3835 | 1.2932 | 1.1923 | 0.025063 | 75.5695
| Zone | South Orange County | Average Weekday | August | CAISO 1-in-2 | 21 | 1.4408 | 1.3797 | 1.3084 | 1.2153 | 0.032973 | 72.5202
| Zone | South Orange County | Average Weekday | August | CAISO 1-in-2 | 22 | 1.3883 | 1.328 | 1.5804 | 1.5585 | 0.039452 | 70.2863
| Zone | South Orange County | Average Weekday | August | CAISO 1-in-2 | 23 | 1.3257 | 1.2869 | 1.3601 | 1.3147 | 0.031509 | 69.2462
| Zone | South Orange County | Average Weekday | August | CAISO 1-in-2 | 24 | 1.1369 | 1.1062 | 1.1756 | 1.1305 | 0.025945 | 68.6554
| Zone | South Orange County | Average Weekday | August | SCE 1-in-10 | 1 | 1.1017 | 1.0892 | 1.1017 | 1.0892 | 0 | 70.9494
| Zone | South Orange County | Average Weekday | August | SCE 1-in-10 | 2 | 0.93205 | 0.92851 | 0.93205 | 0.92851 | 0 | 70.5015
| Zone | South Orange County | Average Weekday | August | SCE 1-in-10 | 3 | 0.80945 | 0.80426 | 0.80945 | 0.80426 | 0 | 70.1334
| Zone | South Orange County | Average Weekday | August | SCE 1-in-10 | 4 | 0.71638 | 0.71005 | 0.71638 | 0.71005 | 0 | 69.8277
| Zone | South Orange County | Average Weekday | August | SCE 1-in-10 | 5 | 0.65376 | 0.64793 | 0.65376 | 0.64793 | 0 | 69.5907
| Zone | South Orange County | Average Weekday | August | SCE 1-in-10 | 6 | 0.61807 | 0.62163 | 0.61807 | 0.62163 | 0 | 69.4369
| Zone | South Orange County | Average Weekday | August | SCE 1-in-10 | 7 | 0.62029 | 0.65908 | 0.62029 | 0.65908 | 0 | 69.3765
| Zone | South Orange County | Average Weekday | August | SCE 1-in-10 | 8 | 0.65216 | 0.69128 | 0.65216 | 0.69128 | 0 | 69.5149
| Zone | South Orange County | Average Weekday | August | SCE 1-in-10 | 9 | 0.65661 | 0.62317 | 0.65661 | 0.62317 | 0 | 70.7309
| Zone | South Orange County | Average Weekday | August | SCE 1-in-10 | 10 | 0.60985 | 0.54814 | 0.60985 | 0.54814 | 0 | 73.051
| Zone | South Orange County | Average Weekday | August | SCE 1-in-10 | 11 | 0.58216 | 0.51889 | 0.58216 | 0.51889 | 0 | 75.7977
| Zone | South Orange County | Average Weekday | August | SCE 1-in-10 | 12 | 0.64715 | 0.57195 | 0.64715 | 0.57195 | 0 | 78.5204
| Zone | South Orange County | Average Weekday | August | SCE 1-in-10 | 13 | 0.79151 | 0.69402 | 0.79151 | 0.69402 | 0 | 79.9325
| Zone | South Orange County | Average Weekday | August | SCE 1-in-10 | 14 | 0.94433 | 0.84681 | 0.94433 | 0.84681 | 0 | 80.9666
| Zone | South Orange County | Average Weekday | August | SCE 1-in-10 | 15 | 1.1087 | 1.0167 | 1.1087 | 1.0167 | 0 | 81.627
| Zone | South Orange County | Average Weekday | August | SCE 1-in-10 | 16 | 1.3053 | 1.2142 | 1.3053 | 1.2142 | 0 | 81.5554
| Zone | South Orange County | Average Weekday | August | SCE 1-in-10 | 17 | 1.4859 | 1.4048 | 0.88508 | 0.7108 | 0.031947 | 81.4446
| Zone | South Orange County | Average Weekday | August | SCE 1-in-10 | 18 | 1.6644 | 1.5887 | 1.2939 | 1.1687 | 0.042928 | 80.877
| Zone | South Orange County | Average Weekday | August | SCE 1-in-10 | 19 | 1.7476 | 1.674 | 1.4891 | 1.4059 | 0.030298 | 79.5859
| Zone | South Orange County | Average Weekday | August | SCE 1-in-10 | 20 | 1.7095 | 1.6406 | 1.5332 | 1.4324 | 0.020503 | 77.5147
| Zone | South Orange County | Average Weekday | August | SCE 1-in-10 | 21 | 1.6847 | 1.6236 | 1.5325 | 1.4395 | 0.027082 | 74.765
| Zone | South Orange County | Average Weekday | August | SCE 1-in-10 | 22 | 1.6189 | 1.5586 | 1.8524 | 1.8305 | 0.030931 | 72.8922
| Zone | South Orange County | Average Weekday | August | SCE 1-in-10 | 23 | 1.5208 | 1.4819 | 1.6006 | 1.5552 | 0.023631 | 72.2203
| Zone | South Orange County | Average Weekday | August | SCE 1-in-10 | 24 | 1.2999 | 1.2693 | 1.3652 | 1.3202 | 0.019807 | 71.7623
| Zone | South Orange County | Average Weekday | August | SCE 1-in-2 | 1 | 0.97407 | 0.96156 | 0.97407 | 0.96156 | 0 | 68.0633
| Zone | South Orange County | Average Weekday | August | SCE 1-in-2 | 2 | 0.82446 | 0.82091 | 0.82446 | 0.82091 | 0 | 67.614
| Zone | South Orange County | Average Weekday | August | SCE 1-in-2 | 3 | 0.71575 | 0.71056 | 0.71575 | 0.71056 | 0 | 67.2456
| Zone | South Orange County | Average Weekday | August | SCE 1-in-2 | 4 | 0.63295 | 0.62662 | 0.63295 | 0.62662 | 0 | 66.889
| Zone | South Orange County | Average Weekday | August | SCE 1-in-2 | 5 | 0.57708 | 0.57125 | 0.57708 | 0.57125 | 0 | 66.5688
| Zone | South Orange County | Average Weekday | August | SCE 1-in-2 | 6 | 0.54522 | 0.54878 | 0.54522 | 0.54878 | 0 | 66.2397
| Zone | South Orange County | Average Weekday | August | SCE 1-in-2 | 7 | 0.55236 | 0.59116 | 0.55236 | 0.59116 | 0 | 66.1531
| Zone | South Orange County | Average Weekday | August | SCE 1-in-2 | 8 | 0.57415 | 0.61326 | 0.57415 | 0.61326 | 0 | 66.301
| Zone | South Orange County | Average Weekday | August | SCE 1-in-2 | 9 | 0.56126 | 0.52783 | 0.56126 | 0.52783 | 0 | 67.4688
| Zone | South Orange County | Average Weekday | August | SCE 1-in-2 | 10 | 0.49533 | 0.43362 | 0.49533 | 0.43362 | 0 | 69.4012
| Zone | South Orange County | Average Weekday | August | SCE 1-in-2 | 11 | 0.43991 | 0.37664 | 0.43991 | 0.37664 | 0 | 72.108
| Zone | South Orange County | Average Weekday | August | SCE 1-in-2 | 12 | 0.45369 | 0.37848 | 0.45369 | 0.37848 | 0 | 74.9819
| Zone | South Orange County | Average Weekday | August | SCE 1-in-2 | 13 | 0.54256 | 0.44507 | 0.54256 | 0.44507 | 0 | 76.7474
| Zone | South Orange County | Average Weekday | August | SCE 1-in-2 | 14 | 0.65195 | 0.55443 | 0.65195 | 0.55443 | 0 | 78.0275
| Zone | South Orange County | Average Weekday | August | SCE 1-in-2 | 15 | 0.78981 | 0.69787 | 0.78981 | 0.69787 | 0 | 78.7769
| Zone | South Orange County | Average Weekday | August | SCE 1-in-2 | 16 | 0.97176 | 0.88072 | 0.97176 | 0.88072 | 0 | 78.9479
| Zone | South Orange County | Average Weekday | August | SCE 1-in-2 | 17 | 1.1546 | 1.0736 | 0.60609 | 0.43181 | 0.035583 | 79.1652
| Zone | South Orange County | Average Weekday | August | SCE 1-in-2 | 18 | 1.3435 | 1.2679 | 1.0127 | 0.88748 | 0.048926 | 78.5859
| Zone | South Orange County | Average Weekday | August | SCE 1-in-2 | 19 | 1.4518 | 1.3782 | 1.2197 | 1.1365 | 0.035235 | 77.4631
| Zone | South Orange County | Average Weekday | August | SCE 1-in-2 | 20 | 1.4524 | 1.3835 | 1.2932 | 1.1923 | 0.025063 | 75.5695
| Zone | South Orange County | Average Weekday | August | SCE 1-in-2 | 21 | 1.4408 | 1.3797 | 1.3084 | 1.2153 | 0.032973 | 72.5202
| Zone | South Orange County | Average Weekday | August | SCE 1-in-2 | 22 | 1.3883 | 1.328 | 1.5804 | 1.5585 | 0.039452 | 70.2863
| Zone | South Orange County | Average Weekday | August | SCE 1-in-2 | 23 | 1.3257 | 1.2869 | 1.3601 | 1.3147 | 0.031509 | 69.2462
| Zone | South Orange County | Average Weekday | August | SCE 1-in-2 | 24 | 1.1369 | 1.1062 | 1.1756 | 1.1305 | 0.025945 | 68.6554
| Zone | South Orange County | Average Weekday | December | CAISO 1-in-10 | 1 | 0.75675 | 0.74424 | 0.75675 | 0.74424 | 0 | 54.8789
| Zone | South Orange County | Average Weekday | December | CAISO 1-in-10 | 2 | 0.66491 | 0.66137 | 0.66491 | 0.66137 | 0 | 54.1433
| Zone | South Orange County | Average Weekday | December | CAISO 1-in-10 | 3 | 0.5993 | 0.59411 | 0.5993 | 0.59411 | 0 | 53.4045
| Zone | South Orange County | Average Weekday | December | CAISO 1-in-10 | 4 | 0.55276 | 0.54643 | 0.55276 | 0.54643 | 0 | 52.7286
| Zone | South Orange County | Average Weekday | December | CAISO 1-in-10 | 5 | 0.53073 | 0.5249 | 0.53073 | 0.5249 | 0 | 52.2029
| Zone | South Orange County | Average Weekday | December | CAISO 1-in-10 | 6 | 0.53633 | 0.53989 | 0.53633 | 0.53989 | 0 | 51.7154
| Zone | South Orange County | Average Weekday | December | CAISO 1-in-10 | 7 | 0.5886 | 0.6274 | 0.5886 | 0.6274 | 0 | 51.4936
| Zone | South Orange County | Average Weekday | December | CAISO 1-in-10 | 8 | 0.62346 | 0.66258 | 0.62346 | 0.66258 | 0 | 51.6957
| Zone | South Orange County | Average Weekday | December | CAISO 1-in-10 | 9 | 0.56 | 0.52657 | 0.56 | 0.52657 | 0 | 52.5349
| Zone | South Orange County | Average Weekday | December | CAISO 1-in-10 | 10 | 0.47371 | 0.412 | 0.47371 | 0.412 | 0 | 55.1559
| Zone | South Orange County | Average Weekday | December | CAISO 1-in-10 | 11 | 0.39997 | 0.3367 | 0.39997 | 0.3367 | 0 | 58.4703
| Zone | South Orange County | Average Weekday | December | CAISO 1-in-10 | 12 | 0.36266 | 0.28746 | 0.36266 | 0.28746 | 0 | 61.4107
| Zone | South Orange County | Average Weekday | December | CAISO 1-in-10 | 13 | 0.37279 | 0.2753 | 0.37279 | 0.2753 | 0 | 63.4232
| Zone | South Orange County | Average Weekday | December | CAISO 1-in-10 | 14 | 0.38112 | 0.28361 | 0.38112 | 0.28361 | 0 | 64.8173
| Zone | South Orange County | Average Weekday | December | CAISO 1-in-10 | 15 | 0.41183 | 0.31989 | 0.41183 | 0.31989 | 0 | 65.2944
| Zone | South Orange County | Average Weekday | December | CAISO 1-in-10 | 16 | 0.49754 | 0.4065 | 0.49754 | 0.4065 | 0 | 65.1053
| Zone | South Orange County | Average Weekday | December | CAISO 1-in-10 | 17 | 0.62914 | 0.54808 | 0.62914 | 0.54808 | 0 | 64.1193
| Zone | South Orange County | Average Weekday | December | CAISO 1-in-10 | 18 | 0.84927 | 0.77364 | 0.84927 | 0.77364 | 0 | 62.2281
| Zone | South Orange County | Average Weekday | December | CAISO 1-in-10 | 19 | 1.0029 | 0.92934 | 1.0029 | 0.92934 | 0 | 60.6758
| Zone | South Orange County | Average Weekday | December | CAISO 1-in-10 | 20 | 1.0674 | 0.99846 | 1.0674 | 0.99846 | 0 | 59.7195
| Zone | South Orange County | Average Weekday | December | CAISO 1-in-10 | 21 | 1.0642 | 1.0031 | 1.0642 | 1.0031 | 0 | 58.6508
| Zone | South Orange County | Average Weekday | December | CAISO 1-in-10 | 22 | 1.0119 | 0.95161 | 1.0119 | 0.95161 | 0 | 57.5611
| Zone | South Orange County | Average Weekday | December | CAISO 1-in-10 | 23 | 0.98139 | 0.94253 | 0.98139 | 0.94253 | 0 | 56.6036
| Zone | South Orange County | Average Weekday | December | CAISO 1-in-10 | 24 | 0.85836 | 0.82771 | 0.85836 | 0.82771 | 0 | 55.752
| Zone | South Orange County | Average Weekday | December | CAISO 1-in-2 | 1 | 0.7913 | 0.77879 | 0.7913 | 0.77879 | 0 | 51.7001
| Zone | South Orange County | Average Weekday | December | CAISO 1-in-2 | 2 | 0.69891 | 0.69536 | 0.69891 | 0.69536 | 0 | 50.9217
| Zone | South Orange County | Average Weekday | December | CAISO 1-in-2 | 3 | 0.63393 | 0.62874 | 0.63393 | 0.62874 | 0 | 50.2245
| Zone | South Orange County | Average Weekday | December | CAISO 1-in-2 | 4 | 0.58835 | 0.58202 | 0.58835 | 0.58202 | 0 | 49.6845
| Zone | South Orange County | Average Weekday | December | CAISO 1-in-2 | 5 | 0.56876 | 0.56293 | 0.56876 | 0.56293 | 0 | 49.1592
| Zone | South Orange County | Average Weekday | December | CAISO 1-in-2 | 6 | 0.5774 | 0.58096 | 0.5774 | 0.58096 | 0 | 48.6175
| Zone | South Orange County | Average Weekday | December | CAISO 1-in-2 | 7 | 0.63252 | 0.67131 | 0.63252 | 0.67131 | 0 | 48.318
| Zone | South Orange County | Average Weekday | December | CAISO 1-in-2 | 8 | 0.66142 | 0.70053 | 0.66142 | 0.70053 | 0 | 48.3747
| Zone | South Orange County | Average Weekday | December | CAISO 1-in-2 | 9 | 0.59 | 0.55657 | 0.59 | 0.55657 | 0 | 49.3396
| Zone | South Orange County | Average Weekday | December | CAISO 1-in-2 | 10 | 0.49719 | 0.43548 | 0.49719 | 0.43548 | 0 | 52.1587
| Zone | South Orange County | Average Weekday | December | CAISO 1-in-2 | 11 | 0.42253 | 0.35926 | 0.42253 | 0.35926 | 0 | 55.4208
| Zone | South Orange County | Average Weekday | December | CAISO 1-in-2 | 12 | 0.38708 | 0.31188 | 0.38708 | 0.31188 | 0 | 58.2161
| Zone | South Orange County | Average Weekday | December | CAISO 1-in-2 | 13 | 0.39398 | 0.29649 | 0.39398 | 0.29649 | 0 | 60.2656
| Zone | South Orange County | Average Weekday | December | CAISO 1-in-2 | 14 | 0.40217 | 0.30465 | 0.40217 | 0.30465 | 0 | 61.6827
| Zone | South Orange County | Average Weekday | December | CAISO 1-in-2 | 15 | 0.43512 | 0.34318 | 0.43512 | 0.34318 | 0 | 62.2747
| Zone | South Orange County | Average Weekday | December | CAISO 1-in-2 | 16 | 0.52417 | 0.43313 | 0.52417 | 0.43313 | 0 | 62.1195
| Zone | South Orange County | Average Weekday | December | CAISO 1-in-2 | 17 | 0.66571 | 0.58465 | 0.66571 | 0.58465 | 0 | 61.1656
| Zone | South Orange County | Average Weekday | December | CAISO 1-in-2 | 18 | 0.90001 | 0.82437 | 0.90001 | 0.82437 | 0 | 59.2478
| Zone | South Orange County | Average Weekday | December | CAISO 1-in-2 | 19 | 1.058 | 0.98444 | 1.058 | 0.98444 | 0 | 57.3447
| Zone | South Orange County | Average Weekday | December | CAISO 1-in-2 | 20 | 1.1046 | 1.0357 | 1.1046 | 1.0357 | 0 | 56.171
| Zone | South Orange County | Average Weekday | December | CAISO 1-in-2 | 21 | 1.0935 | 1.0324 | 1.0935 | 1.0324 | 0 | 55.1076
| Zone | South Orange County | Average Weekday | December | CAISO 1-in-2 | 22 | 1.0438 | 0.98351 | 1.0438 | 0.98351 | 0 | 54.0625
| Zone | South Orange County | Average Weekday | December | CAISO 1-in-2 | 23 | 1.0158 | 0.97699 | 1.0158 | 0.97699 | 0 | 53.0676
| Zone | South Orange County | Average Weekday | December | CAISO 1-in-2 | 24 | 0.8933 | 0.86265 | 0.8933 | 0.86265 | 0 | 52.213
| Zone | South Orange County | Average Weekday | December | SCE 1-in-10 | 1 | 0.78435 | 0.77183 | 0.78435 | 0.77183 | 0 | 52.0243
| Zone | South Orange County | Average Weekday | December | SCE 1-in-10 | 2 | 0.69206 | 0.68851 | 0.69206 | 0.68851 | 0 | 51.057
| Zone | South Orange County | Average Weekday | December | SCE 1-in-10 | 3 | 0.62695 | 0.62177 | 0.62695 | 0.62177 | 0 | 50.1406
| Zone | South Orange County | Average Weekday | December | SCE 1-in-10 | 4 | 0.58118 | 0.57485 | 0.58118 | 0.57485 | 0 | 49.3372
| Zone | South Orange County | Average Weekday | December | SCE 1-in-10 | 5 | 0.5611 | 0.55527 | 0.5611 | 0.55527 | 0 | 48.8286
| Zone | South Orange County | Average Weekday | December | SCE 1-in-10 | 6 | 0.56913 | 0.57269 | 0.56913 | 0.57269 | 0 | 48.3085
| Zone | South Orange County | Average Weekday | December | SCE 1-in-10 | 7 | 0.62367 | 0.66247 | 0.62367 | 0.66247 | 0 | 48.2407
| Zone | South Orange County | Average Weekday | December | SCE 1-in-10 | 8 | 0.65377 | 0.69289 | 0.65377 | 0.69289 | 0 | 48.4276
| Zone | South Orange County | Average Weekday | December | SCE 1-in-10 | 9 | 0.58396 | 0.55053 | 0.58396 | 0.55053 | 0 | 49.4354
| Zone | South Orange County | Average Weekday | December | SCE 1-in-10 | 10 | 0.49246 | 0.43075 | 0.49246 | 0.43075 | 0 | 52.6741
| Zone | South Orange County | Average Weekday | December | SCE 1-in-10 | 11 | 0.41798 | 0.35471 | 0.41798 | 0.35471 | 0 | 56.2866
| Zone | South Orange County | Average Weekday | December | SCE 1-in-10 | 12 | 0.38216 | 0.30696 | 0.38216 | 0.30696 | 0 | 59.3446
| Zone | South Orange County | Average Weekday | December | SCE 1-in-10 | 13 | 0.38971 | 0.29222 | 0.38971 | 0.29222 | 0 | 61.4041
| Zone | South Orange County | Average Weekday | December | SCE 1-in-10 | 14 | 0.39793 | 0.30041 | 0.39793 | 0.30041 | 0 | 62.8046
| Zone | South Orange County | Average Weekday | December | SCE 1-in-10 | 15 | 0.43073 | 0.33879 | 0.43073 | 0.33879 | 0 | 63.3792
| Zone | South Orange County | Average Weekday | December | SCE 1-in-10 | 16 | 0.51888 | 0.42784 | 0.51888 | 0.42784 | 0 | 63.2894
| Zone | South Orange County | Average Weekday | December | SCE 1-in-10 | 17 | 0.65834 | 0.57729 | 0.65834 | 0.57729 | 0 | 62.1745
| Zone | South Orange County | Average Weekday | December | SCE 1-in-10 | 18 | 0.88979 | 0.81415 | 0.88979 | 0.81415 | 0 | 60.2211
| Zone | South Orange County | Average Weekday | December | SCE 1-in-10 | 19 | 1.0469 | 0.97334 | 1.0469 | 0.97334 | 0 | 58.5281
| Zone | South Orange County | Average Weekday | December | SCE 1-in-10 | 20 | 1.0971 | 1.0282 | 1.0971 | 1.0282 | 0 | 57.5394
| Zone | South Orange County | Average Weekday | December | SCE 1-in-10 | 21 | 1.0876 | 1.0265 | 1.0876 | 1.0265 | 0 | 56.4152
| Zone | South Orange County | Average Weekday | December | SCE 1-in-10 | 22 | 1.0374 | 0.97708 | 1.0374 | 0.97708 | 0 | 55.2702
| Zone | South Orange County | Average Weekday | December | SCE 1-in-10 | 23 | 1.0089 | 0.97005 | 1.0089 | 0.97005 | 0 | 54.0654
| Zone | South Orange County | Average Weekday | December | SCE 1-in-10 | 24 | 0.88626 | 0.85561 | 0.88626 | 0.85561 | 0 | 53.1549
| Zone | South Orange County | Average Weekday | December | SCE 1-in-2 | 1 | 0.77171 | 0.7592 | 0.77171 | 0.7592 | 0 | 54.0501
| Zone | South Orange County | Average Weekday | December | SCE 1-in-2 | 2 | 0.67963 | 0.67609 | 0.67963 | 0.67609 | 0 | 53.3867
| Zone | South Orange County | Average Weekday | December | SCE 1-in-2 | 3 | 0.6143 | 0.60911 | 0.6143 | 0.60911 | 0 | 52.8248
| Zone | South Orange County | Average Weekday | December | SCE 1-in-2 | 4 | 0.56817 | 0.56184 | 0.56817 | 0.56184 | 0 | 52.243
| Zone | South Orange County | Average Weekday | December | SCE 1-in-2 | 5 | 0.5472 | 0.54137 | 0.5472 | 0.54137 | 0 | 51.8311
| Zone | South Orange County | Average Weekday | December | SCE 1-in-2 | 6 | 0.55412 | 0.55768 | 0.55412 | 0.55768 | 0 | 51.3529
| Zone | South Orange County | Average Weekday | December | SCE 1-in-2 | 7 | 0.60762 | 0.64641 | 0.60762 | 0.64641 | 0 | 51.0376
| Zone | South Orange County | Average Weekday | December | SCE 1-in-2 | 8 | 0.6399 | 0.67901 | 0.6399 | 0.67901 | 0 | 51.0044
| Zone | South Orange County | Average Weekday | December | SCE 1-in-2 | 9 | 0.57299 | 0.53956 | 0.57299 | 0.53956 | 0 | 51.7022
| Zone | South Orange County | Average Weekday | December | SCE 1-in-2 | 10 | 0.48388 | 0.42217 | 0.48388 | 0.42217 | 0 | 53.8729
| Zone | South Orange County | Average Weekday | December | SCE 1-in-2 | 11 | 0.40974 | 0.34646 | 0.40974 | 0.34646 | 0 | 56.719
| Zone | South Orange County | Average Weekday | December | SCE 1-in-2 | 12 | 0.37324 | 0.29803 | 0.37324 | 0.29803 | 0 | 59.3322
| Zone | South Orange County | Average Weekday | December | SCE 1-in-2 | 13 | 0.38197 | 0.28448 | 0.38197 | 0.28448 | 0 | 61.3036
| Zone | South Orange County | Average Weekday | December | SCE 1-in-2 | 14 | 0.39024 | 0.29272 | 0.39024 | 0.29272 | 0 | 62.7444
| Zone | South Orange County | Average Weekday | December | SCE 1-in-2 | 15 | 0.42275 | 0.33081 | 0.42275 | 0.33081 | 0 | 63.2295
| Zone | South Orange County | Average Weekday | December | SCE 1-in-2 | 16 | 0.50928 | 0.41824 | 0.50928 | 0.41824 | 0 | 63.0215
| Zone | South Orange County | Average Weekday | December | SCE 1-in-2 | 17 | 0.64497 | 0.56392 | 0.64497 | 0.56392 | 0 | 62.0763
| Zone | South Orange County | Average Weekday | December | SCE 1-in-2 | 18 | 0.87124 | 0.79561 | 0.87124 | 0.79561 | 0 | 60.2303
| Zone | South Orange County | Average Weekday | December | SCE 1-in-2 | 19 | 1.0268 | 0.9532 | 1.0268 | 0.9532 | 0 | 58.6481
| Zone | South Orange County | Average Weekday | December | SCE 1-in-2 | 20 | 1.0835 | 1.0146 | 1.0835 | 1.0146 | 0 | 57.7134
| Zone | South Orange County | Average Weekday | December | SCE 1-in-2 | 21 | 1.0769 | 1.0158 | 1.0769 | 1.0158 | 0 | 56.8275
| Zone | South Orange County | Average Weekday | December | SCE 1-in-2 | 22 | 1.0257 | 0.96542 | 1.0257 | 0.96542 | 0 | 55.8912
| Zone | South Orange County | Average Weekday | December | SCE 1-in-2 | 23 | 0.99631 | 0.95745 | 0.99631 | 0.95745 | 0 | 55.0868
| Zone | South Orange County | Average Weekday | December | SCE 1-in-2 | 24 | 0.87349 | 0.84284 | 0.87349 | 0.84284 | 0 | 54.3441
| Zone | South Orange County | Average Weekday | February | CAISO 1-in-10 | 1 | 0.78552 | 0.77301 | 0.78552 | 0.77301 | 0 | 51.8366
| Zone | South Orange County | Average Weekday | February | CAISO 1-in-10 | 2 | 0.69322 | 0.68967 | 0.69322 | 0.68967 | 0 | 51.0311
| Zone | South Orange County | Average Weekday | February | CAISO 1-in-10 | 3 | 0.62813 | 0.62295 | 0.62813 | 0.62295 | 0 | 50.2272
| Zone | South Orange County | Average Weekday | February | CAISO 1-in-10 | 4 | 0.58239 | 0.57606 | 0.58239 | 0.57606 | 0 | 49.5277
| Zone | South Orange County | Average Weekday | February | CAISO 1-in-10 | 5 | 0.5624 | 0.55657 | 0.5624 | 0.55657 | 0 | 48.831
| Zone | South Orange County | Average Weekday | February | CAISO 1-in-10 | 6 | 0.57053 | 0.57409 | 0.57053 | 0.57409 | 0 | 48.3036
| Zone | South Orange County | Average Weekday | February | CAISO 1-in-10 | 7 | 0.62517 | 0.66396 | 0.62517 | 0.66396 | 0 | 48.2287
| Zone | South Orange County | Average Weekday | February | CAISO 1-in-10 | 8 | 0.65507 | 0.69418 | 0.65507 | 0.69418 | 0 | 48.4427
| Zone | South Orange County | Average Weekday | February | CAISO 1-in-10 | 9 | 0.58498 | 0.55155 | 0.58498 | 0.55155 | 0 | 50.0416
| Zone | South Orange County | Average Weekday | February | CAISO 1-in-10 | 10 | 0.49326 | 0.43155 | 0.49326 | 0.43155 | 0 | 53.5232
| Zone | South Orange County | Average Weekday | February | CAISO 1-in-10 | 11 | 0.41875 | 0.35548 | 0.41875 | 0.35548 | 0 | 56.7304
| Zone | South Orange County | Average Weekday | February | CAISO 1-in-10 | 12 | 0.383 | 0.30779 | 0.383 | 0.30779 | 0 | 59.1214
| Zone | South Orange County | Average Weekday | February | CAISO 1-in-10 | 13 | 0.39043 | 0.29294 | 0.39043 | 0.29294 | 0 | 60.6177
| Zone | South Orange County | Average Weekday | February | CAISO 1-in-10 | 14 | 0.39865 | 0.30113 | 0.39865 | 0.30113 | 0 | 61.924
| Zone | South Orange County | Average Weekday | February | CAISO 1-in-10 | 15 | 0.43147 | 0.33953 | 0.43147 | 0.33953 | 0 | 62.4299
| Zone | South Orange County | Average Weekday | February | CAISO 1-in-10 | 16 | 0.51977 | 0.42873 | 0.51977 | 0.42873 | 0 | 62.4263
| Zone | South Orange County | Average Weekday | February | CAISO 1-in-10 | 17 | 0.65959 | 0.57853 | 0.65959 | 0.57853 | 0 | 61.8787
| Zone | South Orange County | Average Weekday | February | CAISO 1-in-10 | 18 | 0.89152 | 0.81588 | 0.89152 | 0.81588 | 0 | 60.5368
| Zone | South Orange County | Average Weekday | February | CAISO 1-in-10 | 19 | 1.0488 | 0.97522 | 1.0488 | 0.97522 | 0 | 58.5274
| Zone | South Orange County | Average Weekday | February | CAISO 1-in-10 | 20 | 1.0984 | 1.0295 | 1.0984 | 1.0295 | 0 | 57.1358
| Zone | South Orange County | Average Weekday | February | CAISO 1-in-10 | 21 | 1.0886 | 1.0275 | 1.0886 | 1.0275 | 0 | 56.0797
| Zone | South Orange County | Average Weekday | February | CAISO 1-in-10 | 22 | 1.0385 | 0.97817 | 1.0385 | 0.97817 | 0 | 55.1013
| Zone | South Orange County | Average Weekday | February | CAISO 1-in-10 | 23 | 1.0101 | 0.97122 | 1.0101 | 0.97122 | 0 | 54.087
| Zone | South Orange County | Average Weekday | February | CAISO 1-in-10 | 24 | 0.88745 | 0.8568 | 0.88745 | 0.8568 | 0 | 53.1419
| Zone | South Orange County | Average Weekday | February | CAISO 1-in-2 | 1 | 0.74328 | 0.73076 | 0.74328 | 0.73076 | 0 | 55.9719
| Zone | South Orange County | Average Weekday | February | CAISO 1-in-2 | 2 | 0.65166 | 0.64811 | 0.65166 | 0.64811 | 0 | 55.0029
| Zone | South Orange County | Average Weekday | February | CAISO 1-in-2 | 3 | 0.5858 | 0.58061 | 0.5858 | 0.58061 | 0 | 54.1341
| Zone | South Orange County | Average Weekday | February | CAISO 1-in-2 | 4 | 0.53888 | 0.53255 | 0.53888 | 0.53255 | 0 | 53.3135
| Zone | South Orange County | Average Weekday | February | CAISO 1-in-2 | 5 | 0.5159 | 0.51007 | 0.5159 | 0.51007 | 0 | 52.6564
| Zone | South Orange County | Average Weekday | February | CAISO 1-in-2 | 6 | 0.52032 | 0.52388 | 0.52032 | 0.52388 | 0 | 52.0395
| Zone | South Orange County | Average Weekday | February | CAISO 1-in-2 | 7 | 0.57147 | 0.61027 | 0.57147 | 0.61027 | 0 | 51.7719
| Zone | South Orange County | Average Weekday | February | CAISO 1-in-2 | 8 | 0.60866 | 0.64777 | 0.60866 | 0.64777 | 0 | 51.6908
| Zone | South Orange County | Average Weekday | February | CAISO 1-in-2 | 9 | 0.5483 | 0.51487 | 0.5483 | 0.51487 | 0 | 53.1196
| Zone | South Orange County | Average Weekday | February | CAISO 1-in-2 | 10 | 0.46455 | 0.40284 | 0.46455 | 0.40284 | 0 | 56.5626
| Zone | South Orange County | Average Weekday | February | CAISO 1-in-2 | 11 | 0.39117 | 0.3279 | 0.39117 | 0.3279 | 0 | 60.2399
| Zone | South Orange County | Average Weekday | February | CAISO 1-in-2 | 12 | 0.35314 | 0.27793 | 0.35314 | 0.27793 | 0 | 63.2551
| Zone | South Orange County | Average Weekday | February | CAISO 1-in-2 | 13 | 0.35942 | 0.26194 | 0.35942 | 0.26194 | 0 | 65.593
| Zone | South Orange County | Average Weekday | February | CAISO 1-in-2 | 14 | 0.36137 | 0.26385 | 0.36137 | 0.26385 | 0 | 66.9458
| Zone | South Orange County | Average Weekday | February | CAISO 1-in-2 | 15 | 0.3963 | 0.30436 | 0.3963 | 0.30436 | 0 | 67.3391
| Zone | South Orange County | Average Weekday | February | CAISO 1-in-2 | 16 | 0.48533 | 0.39429 | 0.48533 | 0.39429 | 0 | 66.9434
| Zone | South Orange County | Average Weekday | February | CAISO 1-in-2 | 17 | 0.61517 | 0.53412 | 0.61517 | 0.53412 | 0 | 66.0689
| Zone | South Orange County | Average Weekday | February | CAISO 1-in-2 | 18 | 0.82948 | 0.75384 | 0.82948 | 0.75384 | 0 | 64.6105
| Zone | South Orange County | Average Weekday | February | CAISO 1-in-2 | 19 | 0.98144 | 0.90785 | 0.98144 | 0.90785 | 0 | 62.5323
| Zone | South Orange County | Average Weekday | February | CAISO 1-in-2 | 20 | 1.0528 | 0.98394 | 1.0528 | 0.98394 | 0 | 60.841
| Zone | South Orange County | Average Weekday | February | CAISO 1-in-2 | 21 | 1.0528 | 0.99163 | 1.0528 | 0.99163 | 0 | 59.704
| Zone | South Orange County | Average Weekday | February | CAISO 1-in-2 | 22 | 0.99949 | 0.93917 | 0.99949 | 0.93917 | 0 | 58.8312
| Zone | South Orange County | Average Weekday | February | CAISO 1-in-2 | 23 | 0.96795 | 0.9291 | 0.96795 | 0.9291 | 0 | 57.7931
| Zone | South Orange County | Average Weekday | February | CAISO 1-in-2 | 24 | 0.84473 | 0.81408 | 0.84473 | 0.81408 | 0 | 56.8271
| Zone | South Orange County | Average Weekday | February | SCE 1-in-10 | 1 | 0.73751 | 0.72499 | 0.73751 | 0.72499 | 0 | 57.9511
| Zone | South Orange County | Average Weekday | February | SCE 1-in-10 | 2 | 0.64409 | 0.64055 | 0.64409 | 0.64055 | 0 | 56.7139
| Zone | South Orange County | Average Weekday | February | SCE 1-in-10 | 3 | 0.5759 | 0.57071 | 0.5759 | 0.57071 | 0 | 55.7284
| Zone | South Orange County | Average Weekday | February | SCE 1-in-10 | 4 | 0.5272 | 0.52087 | 0.5272 | 0.52087 | 0 | 54.7562
| Zone | South Orange County | Average Weekday | February | SCE 1-in-10 | 5 | 0.50124 | 0.49541 | 0.50124 | 0.49541 | 0 | 53.9947
| Zone | South Orange County | Average Weekday | February | SCE 1-in-10 | 6 | 0.50185 | 0.50541 | 0.50185 | 0.50541 | 0 | 53.4671
| Zone | South Orange County | Average Weekday | February | SCE 1-in-10 | 7 | 0.54678 | 0.58558 | 0.54678 | 0.58558 | 0 | 53.3377
| Zone | South Orange County | Average Weekday | February | SCE 1-in-10 | 8 | 0.58307 | 0.62219 | 0.58307 | 0.62219 | 0 | 53.2771
| Zone | South Orange County | Average Weekday | February | SCE 1-in-10 | 9 | 0.53072 | 0.49729 | 0.53072 | 0.49729 | 0 | 54.7479
| Zone | South Orange County | Average Weekday | February | SCE 1-in-10 | 10 | 0.45039 | 0.38868 | 0.45039 | 0.38868 | 0 | 58.5127
| Zone | South Orange County | Average Weekday | February | SCE 1-in-10 | 11 | 0.37482 | 0.31155 | 0.37482 | 0.31155 | 0 | 62.4328
| Zone | South Orange County | Average Weekday | February | SCE 1-in-10 | 12 | 0.33187 | 0.25667 | 0.33187 | 0.25667 | 0 | 65.7053
| Zone | South Orange County | Average Weekday | February | SCE 1-in-10 | 13 | 0.32194 | 0.22445 | 0.32194 | 0.22445 | 0 | 68.1195
| Zone | South Orange County | Average Weekday | February | SCE 1-in-10 | 14 | 0.32359 | 0.22607 | 0.32359 | 0.22607 | 0 | 69.834
| Zone | South Orange County | Average Weekday | February | SCE 1-in-10 | 15 | 0.36173 | 0.26979 | 0.36173 | 0.26979 | 0 | 70.2924
| Zone | South Orange County | Average Weekday | February | SCE 1-in-10 | 16 | 0.45291 | 0.36187 | 0.45291 | 0.36187 | 0 | 70.1022
| Zone | South Orange County | Average Weekday | February | SCE 1-in-10 | 17 | 0.5815 | 0.50045 | 0.5815 | 0.50045 | 0 | 69.1002
| Zone | South Orange County | Average Weekday | February | SCE 1-in-10 | 18 | 0.78605 | 0.71042 | 0.78605 | 0.71042 | 0 | 67.5306
| Zone | South Orange County | Average Weekday | February | SCE 1-in-10 | 19 | 0.94126 | 0.86768 | 0.94126 | 0.86768 | 0 | 65.2012
| Zone | South Orange County | Average Weekday | February | SCE 1-in-10 | 20 | 1.0202 | 0.9513 | 1.0202 | 0.9513 | 0 | 63.2678
| Zone | South Orange County | Average Weekday | February | SCE 1-in-10 | 21 | 1.0346 | 0.97348 | 1.0346 | 0.97348 | 0 | 61.8894
| Zone | South Orange County | Average Weekday | February | SCE 1-in-10 | 22 | 0.98625 | 0.92593 | 0.98625 | 0.92593 | 0 | 60.8058
| Zone | South Orange County | Average Weekday | February | SCE 1-in-10 | 23 | 0.95601 | 0.91715 | 0.95601 | 0.91715 | 0 | 59.5238
| Zone | South Orange County | Average Weekday | February | SCE 1-in-10 | 24 | 0.8348 | 0.80415 | 0.8348 | 0.80415 | 0 | 58.4562
| Zone | South Orange County | Average Weekday | February | SCE 1-in-2 | 1 | 0.75474 | 0.74222 | 0.75474 | 0.74222 | 0 | 54.7092
| Zone | South Orange County | Average Weekday | February | SCE 1-in-2 | 2 | 0.66293 | 0.65939 | 0.66293 | 0.65939 | 0 | 54.0232
| Zone | South Orange County | Average Weekday | February | SCE 1-in-2 | 3 | 0.59728 | 0.59209 | 0.59728 | 0.59209 | 0 | 53.2947
| Zone | South Orange County | Average Weekday | February | SCE 1-in-2 | 4 | 0.55068 | 0.54435 | 0.55068 | 0.54435 | 0 | 52.6088
| Zone | South Orange County | Average Weekday | February | SCE 1-in-2 | 5 | 0.52851 | 0.52268 | 0.52851 | 0.52268 | 0 | 52.0023
| Zone | South Orange County | Average Weekday | February | SCE 1-in-2 | 6 | 0.53394 | 0.5375 | 0.53394 | 0.5375 | 0 | 51.481
| Zone | South Orange County | Average Weekday | February | SCE 1-in-2 | 7 | 0.58604 | 0.62483 | 0.58604 | 0.62483 | 0 | 51.1994
| Zone | South Orange County | Average Weekday | February | SCE 1-in-2 | 8 | 0.62125 | 0.66036 | 0.62125 | 0.66036 | 0 | 51.2808
| Zone | South Orange County | Average Weekday | February | SCE 1-in-2 | 9 | 0.55825 | 0.52482 | 0.55825 | 0.52482 | 0 | 52.6691
| Zone | South Orange County | Average Weekday | February | SCE 1-in-2 | 10 | 0.47234 | 0.41063 | 0.47234 | 0.41063 | 0 | 55.7412
| Zone | South Orange County | Average Weekday | February | SCE 1-in-2 | 11 | 0.39865 | 0.33538 | 0.39865 | 0.33538 | 0 | 58.9263
| Zone | South Orange County | Average Weekday | February | SCE 1-in-2 | 12 | 0.36124 | 0.28603 | 0.36124 | 0.28603 | 0 | 61.8399
| Zone | South Orange County | Average Weekday | February | SCE 1-in-2 | 13 | 0.37156 | 0.27407 | 0.37156 | 0.27407 | 0 | 64.1566
| Zone | South Orange County | Average Weekday | February | SCE 1-in-2 | 14 | 0.37657 | 0.27905 | 0.37657 | 0.27905 | 0 | 65.5346
| Zone | South Orange County | Average Weekday | February | SCE 1-in-2 | 15 | 0.40838 | 0.31644 | 0.40838 | 0.31644 | 0 | 65.9377
| Zone | South Orange County | Average Weekday | February | SCE 1-in-2 | 16 | 0.49535 | 0.40431 | 0.49535 | 0.40431 | 0 | 65.5856
| Zone | South Orange County | Average Weekday | February | SCE 1-in-2 | 17 | 0.62707 | 0.54602 | 0.62707 | 0.54602 | 0 | 64.8358
| Zone | South Orange County | Average Weekday | February | SCE 1-in-2 | 18 | 0.84631 | 0.77068 | 0.84631 | 0.77068 | 0 | 63.3548
| Zone | South Orange County | Average Weekday | February | SCE 1-in-2 | 19 | 0.99971 | 0.92613 | 0.99971 | 0.92613 | 0 | 61.0986
| Zone | South Orange County | Average Weekday | February | SCE 1-in-2 | 20 | 1.0652 | 0.99629 | 1.0652 | 0.99629 | 0 | 59.4631
| Zone | South Orange County | Average Weekday | February | SCE 1-in-2 | 21 | 1.0625 | 1.0014 | 1.0625 | 1.0014 | 0 | 58.4344
| Zone | South Orange County | Average Weekday | February | SCE 1-in-2 | 22 | 1.0101 | 0.94975 | 1.0101 | 0.94975 | 0 | 57.599
| Zone | South Orange County | Average Weekday | February | SCE 1-in-2 | 23 | 0.97938 | 0.94053 | 0.97938 | 0.94053 | 0 | 56.6816
| Zone | South Orange County | Average Weekday | February | SCE 1-in-2 | 24 | 0.85632 | 0.82567 | 0.85632 | 0.82567 | 0 | 55.8123
| Zone | South Orange County | Average Weekday | January | CAISO 1-in-10 | 1 | 0.78819 | 0.77567 | 0.78819 | 0.77567 | 0 | 52.1713
| Zone | South Orange County | Average Weekday | January | CAISO 1-in-10 | 2 | 0.69584 | 0.6923 | 0.69584 | 0.6923 | 0 | 51.2627
| Zone | South Orange County | Average Weekday | January | CAISO 1-in-10 | 3 | 0.63081 | 0.62562 | 0.63081 | 0.62562 | 0 | 50.4758
| Zone | South Orange County | Average Weekday | January | CAISO 1-in-10 | 4 | 0.58514 | 0.57881 | 0.58514 | 0.57881 | 0 | 49.6095
| Zone | South Orange County | Average Weekday | January | CAISO 1-in-10 | 5 | 0.56533 | 0.5595 | 0.56533 | 0.5595 | 0 | 48.8503
| Zone | South Orange County | Average Weekday | January | CAISO 1-in-10 | 6 | 0.5737 | 0.57726 | 0.5737 | 0.57726 | 0 | 48.3215
| Zone | South Orange County | Average Weekday | January | CAISO 1-in-10 | 7 | 0.62856 | 0.66735 | 0.62856 | 0.66735 | 0 | 47.8252
| Zone | South Orange County | Average Weekday | January | CAISO 1-in-10 | 8 | 0.658 | 0.69711 | 0.658 | 0.69711 | 0 | 47.9086
| Zone | South Orange County | Average Weekday | January | CAISO 1-in-10 | 9 | 0.5873 | 0.55387 | 0.5873 | 0.55387 | 0 | 48.6719
| Zone | South Orange County | Average Weekday | January | CAISO 1-in-10 | 10 | 0.49507 | 0.43337 | 0.49507 | 0.43337 | 0 | 51.5621
| Zone | South Orange County | Average Weekday | January | CAISO 1-in-10 | 11 | 0.42049 | 0.35722 | 0.42049 | 0.35722 | 0 | 55.217
| Zone | South Orange County | Average Weekday | January | CAISO 1-in-10 | 12 | 0.38488 | 0.30968 | 0.38488 | 0.30968 | 0 | 58.3259
| Zone | South Orange County | Average Weekday | January | CAISO 1-in-10 | 13 | 0.39207 | 0.29458 | 0.39207 | 0.29458 | 0 | 60.3996
| Zone | South Orange County | Average Weekday | January | CAISO 1-in-10 | 14 | 0.40027 | 0.30275 | 0.40027 | 0.30275 | 0 | 61.8798
| Zone | South Orange County | Average Weekday | January | CAISO 1-in-10 | 15 | 0.43315 | 0.34121 | 0.43315 | 0.34121 | 0 | 62.5742
| Zone | South Orange County | Average Weekday | January | CAISO 1-in-10 | 16 | 0.5218 | 0.43076 | 0.5218 | 0.43076 | 0 | 62.6026
| Zone | South Orange County | Average Weekday | January | CAISO 1-in-10 | 17 | 0.66241 | 0.58136 | 0.66241 | 0.58136 | 0 | 61.9071
| Zone | South Orange County | Average Weekday | January | CAISO 1-in-10 | 18 | 0.89543 | 0.8198 | 0.89543 | 0.8198 | 0 | 60.378
| Zone | South Orange County | Average Weekday | January | CAISO 1-in-10 | 19 | 1.0531 | 0.97947 | 1.0531 | 0.97947 | 0 | 58.4231
| Zone | South Orange County | Average Weekday | January | CAISO 1-in-10 | 20 | 1.1012 | 1.0324 | 1.1012 | 1.0324 | 0 | 57.1323
| Zone | South Orange County | Average Weekday | January | CAISO 1-in-10 | 21 | 1.0909 | 1.0298 | 1.0909 | 1.0298 | 0 | 56.1639
| Zone | South Orange County | Average Weekday | January | CAISO 1-in-10 | 22 | 1.041 | 0.98063 | 1.041 | 0.98063 | 0 | 55.1919
| Zone | South Orange County | Average Weekday | January | CAISO 1-in-10 | 23 | 1.0127 | 0.97388 | 1.0127 | 0.97388 | 0 | 53.9958
| Zone | South Orange County | Average Weekday | January | CAISO 1-in-10 | 24 | 0.89015 | 0.8595 | 0.89015 | 0.8595 | 0 | 52.9436
| Zone | South Orange County | Average Weekday | January | CAISO 1-in-2 | 1 | 0.74908 | 0.73657 | 0.74908 | 0.73657 | 0 | 54.6719
| Zone | South Orange County | Average Weekday | January | CAISO 1-in-2 | 2 | 0.65737 | 0.65382 | 0.65737 | 0.65382 | 0 | 53.886
| Zone | South Orange County | Average Weekday | January | CAISO 1-in-2 | 3 | 0.59161 | 0.58643 | 0.59161 | 0.58643 | 0 | 53.094
| Zone | South Orange County | Average Weekday | January | CAISO 1-in-2 | 4 | 0.54486 | 0.53852 | 0.54486 | 0.53852 | 0 | 52.6994
| Zone | South Orange County | Average Weekday | January | CAISO 1-in-2 | 5 | 0.52229 | 0.51646 | 0.52229 | 0.51646 | 0 | 51.8661
| Zone | South Orange County | Average Weekday | January | CAISO 1-in-2 | 6 | 0.52722 | 0.53078 | 0.52722 | 0.53078 | 0 | 51.4871
| Zone | South Orange County | Average Weekday | January | CAISO 1-in-2 | 7 | 0.57885 | 0.61764 | 0.57885 | 0.61764 | 0 | 51.2913
| Zone | South Orange County | Average Weekday | January | CAISO 1-in-2 | 8 | 0.61503 | 0.65415 | 0.61503 | 0.65415 | 0 | 51.4886
| Zone | South Orange County | Average Weekday | January | CAISO 1-in-2 | 9 | 0.55334 | 0.51991 | 0.55334 | 0.51991 | 0 | 52.0111
| Zone | South Orange County | Average Weekday | January | CAISO 1-in-2 | 10 | 0.46849 | 0.40678 | 0.46849 | 0.40678 | 0 | 54.9541
| Zone | South Orange County | Average Weekday | January | CAISO 1-in-2 | 11 | 0.39496 | 0.33169 | 0.39496 | 0.33169 | 0 | 58.6379
| Zone | South Orange County | Average Weekday | January | CAISO 1-in-2 | 12 | 0.35724 | 0.28204 | 0.35724 | 0.28204 | 0 | 62.0469
| Zone | South Orange County | Average Weekday | January | CAISO 1-in-2 | 13 | 0.36809 | 0.2706 | 0.36809 | 0.2706 | 0 | 64.7568
| Zone | South Orange County | Average Weekday | January | CAISO 1-in-2 | 14 | 0.36678 | 0.26926 | 0.36678 | 0.26926 | 0 | 66.6301
| Zone | South Orange County | Average Weekday | January | CAISO 1-in-2 | 15 | 0.39907 | 0.30713 | 0.39907 | 0.30713 | 0 | 67.5859
| Zone | South Orange County | Average Weekday | January | CAISO 1-in-2 | 16 | 0.48881 | 0.39777 | 0.48881 | 0.39777 | 0 | 67.7201
| Zone | South Orange County | Average Weekday | January | CAISO 1-in-2 | 17 | 0.62148 | 0.54043 | 0.62148 | 0.54043 | 0 | 66.6838
| Zone | South Orange County | Average Weekday | January | CAISO 1-in-2 | 18 | 0.83797 | 0.76234 | 0.83797 | 0.76234 | 0 | 64.8534
| Zone | South Orange County | Average Weekday | January | CAISO 1-in-2 | 19 | 0.99069 | 0.91711 | 0.99069 | 0.91711 | 0 | 62.3482
| Zone | South Orange County | Average Weekday | January | CAISO 1-in-2 | 20 | 1.0591 | 0.9902 | 1.0591 | 0.9902 | 0 | 60.7774
| Zone | South Orange County | Average Weekday | January | CAISO 1-in-2 | 21 | 1.0577 | 0.99656 | 1.0577 | 0.99656 | 0 | 59.5724
| Zone | South Orange County | Average Weekday | January | CAISO 1-in-2 | 22 | 1.0049 | 0.94453 | 1.0049 | 0.94453 | 0 | 58.3428
| Zone | South Orange County | Average Weekday | January | CAISO 1-in-2 | 23 | 0.97374 | 0.93489 | 0.97374 | 0.93489 | 0 | 57.3226
| Zone | South Orange County | Average Weekday | January | CAISO 1-in-2 | 24 | 0.8506 | 0.81995 | 0.8506 | 0.81995 | 0 | 56.1359
| Zone | South Orange County | Average Weekday | January | SCE 1-in-10 | 1 | 0.78819 | 0.77567 | 0.78819 | 0.77567 | 0 | 52.1713
| Zone | South Orange County | Average Weekday | January | SCE 1-in-10 | 2 | 0.69584 | 0.6923 | 0.69584 | 0.6923 | 0 | 51.2627
| Zone | South Orange County | Average Weekday | January | SCE 1-in-10 | 3 | 0.63081 | 0.62562 | 0.63081 | 0.62562 | 0 | 50.4758
| Zone | South Orange County | Average Weekday | January | SCE 1-in-10 | 4 | 0.58514 | 0.57881 | 0.58514 | 0.57881 | 0 | 49.6095
| Zone | South Orange County | Average Weekday | January | SCE 1-in-10 | 5 | 0.56533 | 0.5595 | 0.56533 | 0.5595 | 0 | 48.8503
| Zone | South Orange County | Average Weekday | January | SCE 1-in-10 | 6 | 0.5737 | 0.57726 | 0.5737 | 0.57726 | 0 | 48.3215
| Zone | South Orange County | Average Weekday | January | SCE 1-in-10 | 7 | 0.62856 | 0.66735 | 0.62856 | 0.66735 | 0 | 47.8252
| Zone | South Orange County | Average Weekday | January | SCE 1-in-10 | 8 | 0.658 | 0.69711 | 0.658 | 0.69711 | 0 | 47.9086
| Zone | South Orange County | Average Weekday | January | SCE 1-in-10 | 9 | 0.5873 | 0.55387 | 0.5873 | 0.55387 | 0 | 48.6719
| Zone | South Orange County | Average Weekday | January | SCE 1-in-10 | 10 | 0.49507 | 0.43337 | 0.49507 | 0.43337 | 0 | 51.5621
| Zone | South Orange County | Average Weekday | January | SCE 1-in-10 | 11 | 0.42049 | 0.35722 | 0.42049 | 0.35722 | 0 | 55.217
| Zone | South Orange County | Average Weekday | January | SCE 1-in-10 | 12 | 0.38488 | 0.30968 | 0.38488 | 0.30968 | 0 | 58.3259
| Zone | South Orange County | Average Weekday | January | SCE 1-in-10 | 13 | 0.39207 | 0.29458 | 0.39207 | 0.29458 | 0 | 60.3996
| Zone | South Orange County | Average Weekday | January | SCE 1-in-10 | 14 | 0.40027 | 0.30275 | 0.40027 | 0.30275 | 0 | 61.8798
| Zone | South Orange County | Average Weekday | January | SCE 1-in-10 | 15 | 0.43315 | 0.34121 | 0.43315 | 0.34121 | 0 | 62.5742
| Zone | South Orange County | Average Weekday | January | SCE 1-in-10 | 16 | 0.5218 | 0.43076 | 0.5218 | 0.43076 | 0 | 62.6026
| Zone | South Orange County | Average Weekday | January | SCE 1-in-10 | 17 | 0.66241 | 0.58136 | 0.66241 | 0.58136 | 0 | 61.9071
| Zone | South Orange County | Average Weekday | January | SCE 1-in-10 | 18 | 0.89543 | 0.8198 | 0.89543 | 0.8198 | 0 | 60.378
| Zone | South Orange County | Average Weekday | January | SCE 1-in-10 | 19 | 1.0531 | 0.97947 | 1.0531 | 0.97947 | 0 | 58.4231
| Zone | South Orange County | Average Weekday | January | SCE 1-in-10 | 20 | 1.1012 | 1.0324 | 1.1012 | 1.0324 | 0 | 57.1323
| Zone | South Orange County | Average Weekday | January | SCE 1-in-10 | 21 | 1.0909 | 1.0298 | 1.0909 | 1.0298 | 0 | 56.1639
| Zone | South Orange County | Average Weekday | January | SCE 1-in-10 | 22 | 1.041 | 0.98063 | 1.041 | 0.98063 | 0 | 55.1919
| Zone | South Orange County | Average Weekday | January | SCE 1-in-10 | 23 | 1.0127 | 0.97388 | 1.0127 | 0.97388 | 0 | 53.9958
| Zone | South Orange County | Average Weekday | January | SCE 1-in-10 | 24 | 0.89015 | 0.8595 | 0.89015 | 0.8595 | 0 | 52.9436
| Zone | South Orange County | Average Weekday | January | SCE 1-in-2 | 1 | 0.74696 | 0.73444 | 0.74696 | 0.73444 | 0 | 54.4254
| Zone | South Orange County | Average Weekday | January | SCE 1-in-2 | 2 | 0.65528 | 0.65174 | 0.65528 | 0.65174 | 0 | 53.3149
| Zone | South Orange County | Average Weekday | January | SCE 1-in-2 | 3 | 0.58949 | 0.5843 | 0.58949 | 0.5843 | 0 | 52.4314
| Zone | South Orange County | Average Weekday | January | SCE 1-in-2 | 4 | 0.54267 | 0.53634 | 0.54267 | 0.53634 | 0 | 51.8297
| Zone | South Orange County | Average Weekday | January | SCE 1-in-2 | 5 | 0.51995 | 0.51412 | 0.51995 | 0.51412 | 0 | 51.0301
| Zone | South Orange County | Average Weekday | January | SCE 1-in-2 | 6 | 0.52469 | 0.52825 | 0.52469 | 0.52825 | 0 | 50.6742
| Zone | South Orange County | Average Weekday | January | SCE 1-in-2 | 7 | 0.57615 | 0.61495 | 0.57615 | 0.61495 | 0 | 50.5751
| Zone | South Orange County | Average Weekday | January | SCE 1-in-2 | 8 | 0.6127 | 0.65182 | 0.6127 | 0.65182 | 0 | 50.8123
| Zone | South Orange County | Average Weekday | January | SCE 1-in-2 | 9 | 0.5515 | 0.51807 | 0.5515 | 0.51807 | 0 | 51.431
| Zone | South Orange County | Average Weekday | January | SCE 1-in-2 | 10 | 0.46705 | 0.40534 | 0.46705 | 0.40534 | 0 | 54.816
| Zone | South Orange County | Average Weekday | January | SCE 1-in-2 | 11 | 0.39357 | 0.3303 | 0.39357 | 0.3303 | 0 | 59.0297
| Zone | South Orange County | Average Weekday | January | SCE 1-in-2 | 12 | 0.35574 | 0.28054 | 0.35574 | 0.28054 | 0 | 62.863
| Zone | South Orange County | Average Weekday | January | SCE 1-in-2 | 13 | 0.36093 | 0.26344 | 0.36093 | 0.26344 | 0 | 65.68
| Zone | South Orange County | Average Weekday | January | SCE 1-in-2 | 14 | 0.35885 | 0.26133 | 0.35885 | 0.26133 | 0 | 67.7483
| Zone | South Orange County | Average Weekday | January | SCE 1-in-2 | 15 | 0.39337 | 0.30143 | 0.39337 | 0.30143 | 0 | 68.785
| Zone | South Orange County | Average Weekday | January | SCE 1-in-2 | 16 | 0.48577 | 0.39473 | 0.48577 | 0.39473 | 0 | 68.9025
| Zone | South Orange County | Average Weekday | January | SCE 1-in-2 | 17 | 0.61957 | 0.53852 | 0.61957 | 0.53852 | 0 | 67.8954
| Zone | South Orange County | Average Weekday | January | SCE 1-in-2 | 18 | 0.83477 | 0.75913 | 0.83477 | 0.75913 | 0 | 65.9279
| Zone | South Orange County | Average Weekday | January | SCE 1-in-2 | 19 | 0.98731 | 0.91373 | 0.98731 | 0.91373 | 0 | 63.1563
| Zone | South Orange County | Average Weekday | January | SCE 1-in-2 | 20 | 1.0568 | 0.98791 | 1.0568 | 0.98791 | 0 | 61.3524
| Zone | South Orange County | Average Weekday | January | SCE 1-in-2 | 21 | 1.0559 | 0.99476 | 1.0559 | 0.99476 | 0 | 60.0827
| Zone | South Orange County | Average Weekday | January | SCE 1-in-2 | 22 | 1.0029 | 0.94257 | 1.0029 | 0.94257 | 0 | 58.7549
| Zone | South Orange County | Average Weekday | January | SCE 1-in-2 | 23 | 0.97162 | 0.93277 | 0.97162 | 0.93277 | 0 | 57.673
| Zone | South Orange County | Average Weekday | January | SCE 1-in-2 | 24 | 0.84845 | 0.8178 | 0.84845 | 0.8178 | 0 | 56.3969
| Zone | South Orange County | Average Weekday | July | CAISO 1-in-10 | 1 | 1.0611 | 1.0486 | 1.0611 | 1.0486 | 0 | 69.9463
| Zone | South Orange County | Average Weekday | July | CAISO 1-in-10 | 2 | 0.8987 | 0.89515 | 0.8987 | 0.89515 | 0 | 69.5669
| Zone | South Orange County | Average Weekday | July | CAISO 1-in-10 | 3 | 0.77984 | 0.77465 | 0.77984 | 0.77465 | 0 | 69.1964
| Zone | South Orange County | Average Weekday | July | CAISO 1-in-10 | 4 | 0.69166 | 0.68532 | 0.69166 | 0.68532 | 0 | 68.9393
| Zone | South Orange County | Average Weekday | July | CAISO 1-in-10 | 5 | 0.63271 | 0.62688 | 0.63271 | 0.62688 | 0 | 68.7543
| Zone | South Orange County | Average Weekday | July | CAISO 1-in-10 | 6 | 0.59986 | 0.60342 | 0.59986 | 0.60342 | 0 | 68.6389
| Zone | South Orange County | Average Weekday | July | CAISO 1-in-10 | 7 | 0.604 | 0.6428 | 0.604 | 0.6428 | 0 | 68.6061
| Zone | South Orange County | Average Weekday | July | CAISO 1-in-10 | 8 | 0.63796 | 0.67708 | 0.63796 | 0.67708 | 0 | 68.9337
| Zone | South Orange County | Average Weekday | July | CAISO 1-in-10 | 9 | 0.64445 | 0.61102 | 0.64445 | 0.61102 | 0 | 70.3147
| Zone | South Orange County | Average Weekday | July | CAISO 1-in-10 | 10 | 0.5913 | 0.52959 | 0.5913 | 0.52959 | 0 | 72.615
| Zone | South Orange County | Average Weekday | July | CAISO 1-in-10 | 11 | 0.54454 | 0.48127 | 0.54454 | 0.48127 | 0 | 75.37
| Zone | South Orange County | Average Weekday | July | CAISO 1-in-10 | 12 | 0.59713 | 0.52192 | 0.59713 | 0.52192 | 0 | 77.7443
| Zone | South Orange County | Average Weekday | July | CAISO 1-in-10 | 13 | 0.72942 | 0.63193 | 0.72942 | 0.63193 | 0 | 79.0187
| Zone | South Orange County | Average Weekday | July | CAISO 1-in-10 | 14 | 0.87442 | 0.7769 | 0.87442 | 0.7769 | 0 | 79.5321
| Zone | South Orange County | Average Weekday | July | CAISO 1-in-10 | 15 | 1.0308 | 0.93884 | 1.0308 | 0.93884 | 0 | 80.1294
| Zone | South Orange County | Average Weekday | July | CAISO 1-in-10 | 16 | 1.2213 | 1.1303 | 1.2213 | 1.1303 | 0 | 80.5367
| Zone | South Orange County | Average Weekday | July | CAISO 1-in-10 | 17 | 1.4019 | 1.3209 | 0.82015 | 0.64587 | 0.033095 | 80.6162
| Zone | South Orange County | Average Weekday | July | CAISO 1-in-10 | 18 | 1.5832 | 1.5076 | 1.2268 | 1.1016 | 0.045003 | 80.0634
| Zone | South Orange County | Average Weekday | July | CAISO 1-in-10 | 19 | 1.6731 | 1.5996 | 1.4198 | 1.3366 | 0.031239 | 79.1721
| Zone | South Orange County | Average Weekday | July | CAISO 1-in-10 | 20 | 1.6474 | 1.5785 | 1.4719 | 1.3711 | 0.020698 | 77.4257
| Zone | South Orange County | Average Weekday | July | CAISO 1-in-10 | 21 | 1.6252 | 1.5641 | 1.4714 | 1.3783 | 0.026598 | 74.9558
| Zone | South Orange County | Average Weekday | July | CAISO 1-in-10 | 22 | 1.5577 | 1.4974 | 1.7878 | 1.7659 | 0.031553 | 72.6765
| Zone | South Orange County | Average Weekday | July | CAISO 1-in-10 | 23 | 1.4714 | 1.4326 | 1.5397 | 1.4943 | 0.025281 | 71.4629
| Zone | South Orange County | Average Weekday | July | CAISO 1-in-10 | 24 | 1.2575 | 1.2269 | 1.3142 | 1.2691 | 0.021324 | 70.755
| Zone | South Orange County | Average Weekday | July | CAISO 1-in-2 | 1 | 0.88533 | 0.87281 | 0.88533 | 0.87281 | 0 | 66.0533
| Zone | South Orange County | Average Weekday | July | CAISO 1-in-2 | 2 | 0.7506 | 0.74706 | 0.7506 | 0.74706 | 0 | 65.661
| Zone | South Orange County | Average Weekday | July | CAISO 1-in-2 | 3 | 0.65419 | 0.649 | 0.65419 | 0.649 | 0 | 65.3222
| Zone | South Orange County | Average Weekday | July | CAISO 1-in-2 | 4 | 0.58607 | 0.57974 | 0.58607 | 0.57974 | 0 | 64.9549
| Zone | South Orange County | Average Weekday | July | CAISO 1-in-2 | 5 | 0.54138 | 0.53555 | 0.54138 | 0.53555 | 0 | 64.6927
| Zone | South Orange County | Average Weekday | July | CAISO 1-in-2 | 6 | 0.51884 | 0.5224 | 0.51884 | 0.5224 | 0 | 64.4008
| Zone | South Orange County | Average Weekday | July | CAISO 1-in-2 | 7 | 0.53026 | 0.56906 | 0.53026 | 0.56906 | 0 | 64.2502
| Zone | South Orange County | Average Weekday | July | CAISO 1-in-2 | 8 | 0.54818 | 0.58729 | 0.54818 | 0.58729 | 0 | 64.8325
| Zone | South Orange County | Average Weekday | July | CAISO 1-in-2 | 9 | 0.53542 | 0.50199 | 0.53542 | 0.50199 | 0 | 66.5716
| Zone | South Orange County | Average Weekday | July | CAISO 1-in-2 | 10 | 0.45653 | 0.39482 | 0.45653 | 0.39482 | 0 | 68.5776
| Zone | South Orange County | Average Weekday | July | CAISO 1-in-2 | 11 | 0.34767 | 0.28439 | 0.34767 | 0.28439 | 0 | 70.9295
| Zone | South Orange County | Average Weekday | July | CAISO 1-in-2 | 12 | 0.32746 | 0.25225 | 0.32746 | 0.25225 | 0 | 73.2359
| Zone | South Orange County | Average Weekday | July | CAISO 1-in-2 | 13 | 0.38507 | 0.28758 | 0.38507 | 0.28758 | 0 | 74.6592
| Zone | South Orange County | Average Weekday | July | CAISO 1-in-2 | 14 | 0.46879 | 0.37127 | 0.46879 | 0.37127 | 0 | 75.4553
| Zone | South Orange County | Average Weekday | July | CAISO 1-in-2 | 15 | 0.58624 | 0.4943 | 0.58624 | 0.4943 | 0 | 76.2578
| Zone | South Orange County | Average Weekday | July | CAISO 1-in-2 | 16 | 0.75531 | 0.66427 | 0.75531 | 0.66427 | 0 | 76.3518
| Zone | South Orange County | Average Weekday | July | CAISO 1-in-2 | 17 | 0.93655 | 0.8555 | 0.44781 | 0.27353 | 0.041253 | 76.5541
| Zone | South Orange County | Average Weekday | July | CAISO 1-in-2 | 18 | 1.132 | 1.0564 | 0.84539 | 0.72021 | 0.056078 | 76.0278
| Zone | South Orange County | Average Weekday | July | CAISO 1-in-2 | 19 | 1.2537 | 1.1801 | 1.0539 | 0.97072 | 0.041549 | 74.8648
| Zone | South Orange County | Average Weekday | July | CAISO 1-in-2 | 20 | 1.2783 | 1.2094 | 1.138 | 1.0372 | 0.030584 | 73.4166
| Zone | South Orange County | Average Weekday | July | CAISO 1-in-2 | 21 | 1.2821 | 1.221 | 1.1621 | 1.0691 | 0.036849 | 71.0942
| Zone | South Orange County | Average Weekday | July | CAISO 1-in-2 | 22 | 1.2381 | 1.1778 | 1.4022 | 1.3803 | 0.046043 | 68.534
| Zone | South Orange County | Average Weekday | July | CAISO 1-in-2 | 23 | 1.1982 | 1.1593 | 1.2016 | 1.1593 | 0.0016941 | 67.2222
| Zone | South Orange County | Average Weekday | July | CAISO 1-in-2 | 24 | 1.03 | 0.99934 | 1.0513 | 1.0062 | 0.010634 | 66.6249
| Zone | South Orange County | Average Weekday | July | SCE 1-in-10 | 1 | 1.0611 | 1.0486 | 1.0611 | 1.0486 | 0 | 69.9463
| Zone | South Orange County | Average Weekday | July | SCE 1-in-10 | 2 | 0.8987 | 0.89515 | 0.8987 | 0.89515 | 0 | 69.5669
| Zone | South Orange County | Average Weekday | July | SCE 1-in-10 | 3 | 0.77984 | 0.77465 | 0.77984 | 0.77465 | 0 | 69.1964
| Zone | South Orange County | Average Weekday | July | SCE 1-in-10 | 4 | 0.69166 | 0.68532 | 0.69166 | 0.68532 | 0 | 68.9393
| Zone | South Orange County | Average Weekday | July | SCE 1-in-10 | 5 | 0.63271 | 0.62688 | 0.63271 | 0.62688 | 0 | 68.7543
| Zone | South Orange County | Average Weekday | July | SCE 1-in-10 | 6 | 0.59986 | 0.60342 | 0.59986 | 0.60342 | 0 | 68.6389
| Zone | South Orange County | Average Weekday | July | SCE 1-in-10 | 7 | 0.604 | 0.6428 | 0.604 | 0.6428 | 0 | 68.6061
| Zone | South Orange County | Average Weekday | July | SCE 1-in-10 | 8 | 0.63796 | 0.67708 | 0.63796 | 0.67708 | 0 | 68.9337
| Zone | South Orange County | Average Weekday | July | SCE 1-in-10 | 9 | 0.64445 | 0.61102 | 0.64445 | 0.61102 | 0 | 70.3147
| Zone | South Orange County | Average Weekday | July | SCE 1-in-10 | 10 | 0.5913 | 0.52959 | 0.5913 | 0.52959 | 0 | 72.615
| Zone | South Orange County | Average Weekday | July | SCE 1-in-10 | 11 | 0.54454 | 0.48127 | 0.54454 | 0.48127 | 0 | 75.37
| Zone | South Orange County | Average Weekday | July | SCE 1-in-10 | 12 | 0.59713 | 0.52192 | 0.59713 | 0.52192 | 0 | 77.7443
| Zone | South Orange County | Average Weekday | July | SCE 1-in-10 | 13 | 0.72942 | 0.63193 | 0.72942 | 0.63193 | 0 | 79.0187
| Zone | South Orange County | Average Weekday | July | SCE 1-in-10 | 14 | 0.87442 | 0.7769 | 0.87442 | 0.7769 | 0 | 79.5321
| Zone | South Orange County | Average Weekday | July | SCE 1-in-10 | 15 | 1.0308 | 0.93884 | 1.0308 | 0.93884 | 0 | 80.1294
| Zone | South Orange County | Average Weekday | July | SCE 1-in-10 | 16 | 1.2213 | 1.1303 | 1.2213 | 1.1303 | 0 | 80.5367
| Zone | South Orange County | Average Weekday | July | SCE 1-in-10 | 17 | 1.4019 | 1.3209 | 0.82015 | 0.64587 | 0.033095 | 80.6162
| Zone | South Orange County | Average Weekday | July | SCE 1-in-10 | 18 | 1.5832 | 1.5076 | 1.2268 | 1.1016 | 0.045003 | 80.0634
| Zone | South Orange County | Average Weekday | July | SCE 1-in-10 | 19 | 1.6731 | 1.5996 | 1.4198 | 1.3366 | 0.031239 | 79.1721
| Zone | South Orange County | Average Weekday | July | SCE 1-in-10 | 20 | 1.6474 | 1.5785 | 1.4719 | 1.3711 | 0.020698 | 77.4257
| Zone | South Orange County | Average Weekday | July | SCE 1-in-10 | 21 | 1.6252 | 1.5641 | 1.4714 | 1.3783 | 0.026598 | 74.9558
| Zone | South Orange County | Average Weekday | July | SCE 1-in-10 | 22 | 1.5577 | 1.4974 | 1.7878 | 1.7659 | 0.031553 | 72.6765
| Zone | South Orange County | Average Weekday | July | SCE 1-in-10 | 23 | 1.4714 | 1.4326 | 1.5397 | 1.4943 | 0.025281 | 71.4629
| Zone | South Orange County | Average Weekday | July | SCE 1-in-10 | 24 | 1.2575 | 1.2269 | 1.3142 | 1.2691 | 0.021324 | 70.755
| Zone | South Orange County | Average Weekday | July | SCE 1-in-2 | 1 | 0.88533 | 0.87281 | 0.88533 | 0.87281 | 0 | 66.0533
| Zone | South Orange County | Average Weekday | July | SCE 1-in-2 | 2 | 0.7506 | 0.74706 | 0.7506 | 0.74706 | 0 | 65.661
| Zone | South Orange County | Average Weekday | July | SCE 1-in-2 | 3 | 0.65419 | 0.649 | 0.65419 | 0.649 | 0 | 65.3222
| Zone | South Orange County | Average Weekday | July | SCE 1-in-2 | 4 | 0.58607 | 0.57974 | 0.58607 | 0.57974 | 0 | 64.9549
| Zone | South Orange County | Average Weekday | July | SCE 1-in-2 | 5 | 0.54138 | 0.53555 | 0.54138 | 0.53555 | 0 | 64.6927
| Zone | South Orange County | Average Weekday | July | SCE 1-in-2 | 6 | 0.51884 | 0.5224 | 0.51884 | 0.5224 | 0 | 64.4008
| Zone | South Orange County | Average Weekday | July | SCE 1-in-2 | 7 | 0.53026 | 0.56906 | 0.53026 | 0.56906 | 0 | 64.2502
| Zone | South Orange County | Average Weekday | July | SCE 1-in-2 | 8 | 0.54818 | 0.58729 | 0.54818 | 0.58729 | 0 | 64.8325
| Zone | South Orange County | Average Weekday | July | SCE 1-in-2 | 9 | 0.53542 | 0.50199 | 0.53542 | 0.50199 | 0 | 66.5716
| Zone | South Orange County | Average Weekday | July | SCE 1-in-2 | 10 | 0.45653 | 0.39482 | 0.45653 | 0.39482 | 0 | 68.5776
| Zone | South Orange County | Average Weekday | July | SCE 1-in-2 | 11 | 0.34767 | 0.28439 | 0.34767 | 0.28439 | 0 | 70.9295
| Zone | South Orange County | Average Weekday | July | SCE 1-in-2 | 12 | 0.32746 | 0.25225 | 0.32746 | 0.25225 | 0 | 73.2359
| Zone | South Orange County | Average Weekday | July | SCE 1-in-2 | 13 | 0.38507 | 0.28758 | 0.38507 | 0.28758 | 0 | 74.6592
| Zone | South Orange County | Average Weekday | July | SCE 1-in-2 | 14 | 0.46879 | 0.37127 | 0.46879 | 0.37127 | 0 | 75.4553
| Zone | South Orange County | Average Weekday | July | SCE 1-in-2 | 15 | 0.58624 | 0.4943 | 0.58624 | 0.4943 | 0 | 76.2578
| Zone | South Orange County | Average Weekday | July | SCE 1-in-2 | 16 | 0.75531 | 0.66427 | 0.75531 | 0.66427 | 0 | 76.3518
| Zone | South Orange County | Average Weekday | July | SCE 1-in-2 | 17 | 0.93655 | 0.8555 | 0.44781 | 0.27353 | 0.041253 | 76.5541
| Zone | South Orange County | Average Weekday | July | SCE 1-in-2 | 18 | 1.132 | 1.0564 | 0.84539 | 0.72021 | 0.056078 | 76.0278
| Zone | South Orange County | Average Weekday | July | SCE 1-in-2 | 19 | 1.2537 | 1.1801 | 1.0539 | 0.97072 | 0.041549 | 74.8648
| Zone | South Orange County | Average Weekday | July | SCE 1-in-2 | 20 | 1.2783 | 1.2094 | 1.138 | 1.0372 | 0.030584 | 73.4166
| Zone | South Orange County | Average Weekday | July | SCE 1-in-2 | 21 | 1.2821 | 1.221 | 1.1621 | 1.0691 | 0.036849 | 71.0942
| Zone | South Orange County | Average Weekday | July | SCE 1-in-2 | 22 | 1.2381 | 1.1778 | 1.4022 | 1.3803 | 0.046043 | 68.534
| Zone | South Orange County | Average Weekday | July | SCE 1-in-2 | 23 | 1.1982 | 1.1593 | 1.2016 | 1.1593 | 0.0016941 | 67.2222
| Zone | South Orange County | Average Weekday | July | SCE 1-in-2 | 24 | 1.03 | 0.99934 | 1.0513 | 1.0062 | 0.010634 | 66.6249
| Zone | South Orange County | Average Weekday | June | CAISO 1-in-10 | 1 | 0.8457 | 0.83318 | 0.8457 | 0.83318 | 0 | 65.4032
| Zone | South Orange County | Average Weekday | June | CAISO 1-in-10 | 2 | 0.72379 | 0.72025 | 0.72379 | 0.72025 | 0 | 65.1504
| Zone | South Orange County | Average Weekday | June | CAISO 1-in-10 | 3 | 0.63376 | 0.62857 | 0.63376 | 0.62857 | 0 | 64.9334
| Zone | South Orange County | Average Weekday | June | CAISO 1-in-10 | 4 | 0.56615 | 0.55982 | 0.56615 | 0.55982 | 0 | 64.6749
| Zone | South Orange County | Average Weekday | June | CAISO 1-in-10 | 5 | 0.52331 | 0.51748 | 0.52331 | 0.51748 | 0 | 64.5177
| Zone | South Orange County | Average Weekday | June | CAISO 1-in-10 | 6 | 0.50559 | 0.50915 | 0.50559 | 0.50915 | 0 | 64.4322
| Zone | South Orange County | Average Weekday | June | CAISO 1-in-10 | 7 | 0.52149 | 0.56028 | 0.52149 | 0.56028 | 0 | 64.3668
| Zone | South Orange County | Average Weekday | June | CAISO 1-in-10 | 8 | 0.54008 | 0.57919 | 0.54008 | 0.57919 | 0 | 64.5147
| Zone | South Orange County | Average Weekday | June | CAISO 1-in-10 | 9 | 0.50464 | 0.47121 | 0.50464 | 0.47121 | 0 | 65.2873
| Zone | South Orange County | Average Weekday | June | CAISO 1-in-10 | 10 | 0.43254 | 0.37083 | 0.43254 | 0.37083 | 0 | 66.8835
| Zone | South Orange County | Average Weekday | June | CAISO 1-in-10 | 11 | 0.34705 | 0.28377 | 0.34705 | 0.28377 | 0 | 69.0801
| Zone | South Orange County | Average Weekday | June | CAISO 1-in-10 | 12 | 0.32152 | 0.24632 | 0.32152 | 0.24632 | 0 | 71.2506
| Zone | South Orange County | Average Weekday | June | CAISO 1-in-10 | 13 | 0.36379 | 0.2663 | 0.36379 | 0.2663 | 0 | 72.4567
| Zone | South Orange County | Average Weekday | June | CAISO 1-in-10 | 14 | 0.42228 | 0.32476 | 0.42228 | 0.32476 | 0 | 73.1023
| Zone | South Orange County | Average Weekday | June | CAISO 1-in-10 | 15 | 0.51397 | 0.42203 | 0.51397 | 0.42203 | 0 | 73.8131
| Zone | South Orange County | Average Weekday | June | CAISO 1-in-10 | 16 | 0.65632 | 0.56528 | 0.65632 | 0.56528 | 0 | 74.496
| Zone | South Orange County | Average Weekday | June | CAISO 1-in-10 | 17 | 0.82079 | 0.73974 | 0.37913 | 0.20484 | 0.046483 | 74.4993
| Zone | South Orange County | Average Weekday | June | CAISO 1-in-10 | 18 | 1.0147 | 0.93908 | 0.76501 | 0.63983 | 0.062305 | 73.8911
| Zone | South Orange County | Average Weekday | June | CAISO 1-in-10 | 19 | 1.1488 | 1.0753 | 0.97409 | 0.89089 | 0.046578 | 72.8504
| Zone | South Orange County | Average Weekday | June | CAISO 1-in-10 | 20 | 1.19 | 1.1211 | 1.0695 | 0.96872 | 0.036678 | 71.1567
| Zone | South Orange County | Average Weekday | June | CAISO 1-in-10 | 21 | 1.2072 | 1.1461 | 1.1034 | 1.0104 | 0.04195 | 69.2537
| Zone | South Orange County | Average Weekday | June | CAISO 1-in-10 | 22 | 1.1696 | 1.1093 | 1.3146 | 1.2927 | 0.050813 | 67.3298
| Zone | South Orange County | Average Weekday | June | CAISO 1-in-10 | 23 | 1.1335 | 1.0946 | 1.1335 | 1.0946 | 0 | 66.3514
| Zone | South Orange County | Average Weekday | June | CAISO 1-in-10 | 24 | 0.97755 | 0.9469 | 0.99256 | 0.9475 | 0.0075011 | 65.8938
| Zone | South Orange County | Average Weekday | June | CAISO 1-in-2 | 1 | 0.78451 | 0.77199 | 0.78451 | 0.77199 | 0 | 63.303
| Zone | South Orange County | Average Weekday | June | CAISO 1-in-2 | 2 | 0.67741 | 0.67386 | 0.67741 | 0.67386 | 0 | 62.9749
| Zone | South Orange County | Average Weekday | June | CAISO 1-in-2 | 3 | 0.59799 | 0.5928 | 0.59799 | 0.5928 | 0 | 62.6803
| Zone | South Orange County | Average Weekday | June | CAISO 1-in-2 | 4 | 0.54078 | 0.53445 | 0.54078 | 0.53445 | 0 | 62.3909
| Zone | South Orange County | Average Weekday | June | CAISO 1-in-2 | 5 | 0.50429 | 0.49846 | 0.50429 | 0.49846 | 0 | 62.2098
| Zone | South Orange County | Average Weekday | June | CAISO 1-in-2 | 6 | 0.49142 | 0.49498 | 0.49142 | 0.49498 | 0 | 62.0563
| Zone | South Orange County | Average Weekday | June | CAISO 1-in-2 | 7 | 0.51343 | 0.55222 | 0.51343 | 0.55222 | 0 | 61.9611
| Zone | South Orange County | Average Weekday | June | CAISO 1-in-2 | 8 | 0.53688 | 0.576 | 0.53688 | 0.576 | 0 | 62.2338
| Zone | South Orange County | Average Weekday | June | CAISO 1-in-2 | 9 | 0.49776 | 0.46433 | 0.49776 | 0.46433 | 0 | 63.227
| Zone | South Orange County | Average Weekday | June | CAISO 1-in-2 | 10 | 0.41186 | 0.35015 | 0.41186 | 0.35015 | 0 | 64.8275
| Zone | South Orange County | Average Weekday | June | CAISO 1-in-2 | 11 | 0.34332 | 0.28004 | 0.34332 | 0.28004 | 0 | 66.9828
| Zone | South Orange County | Average Weekday | June | CAISO 1-in-2 | 12 | 0.30253 | 0.22733 | 0.30253 | 0.22733 | 0 | 69.1476
| Zone | South Orange County | Average Weekday | June | CAISO 1-in-2 | 13 | 0.31732 | 0.21983 | 0.31732 | 0.21983 | 0 | 70.3767
| Zone | South Orange County | Average Weekday | June | CAISO 1-in-2 | 14 | 0.33675 | 0.23923 | 0.33675 | 0.23923 | 0 | 71.2092
| Zone | South Orange County | Average Weekday | June | CAISO 1-in-2 | 15 | 0.39101 | 0.29907 | 0.39101 | 0.29907 | 0 | 71.9193
| Zone | South Orange County | Average Weekday | June | CAISO 1-in-2 | 16 | 0.49705 | 0.40601 | 0.49705 | 0.40601 | 0 | 72.2838
| Zone | South Orange County | Average Weekday | June | CAISO 1-in-2 | 17 | 0.636 | 0.55495 | 0.44807 | 0.36702 | 0.051499 | 72.6798
| Zone | South Orange County | Average Weekday | June | CAISO 1-in-2 | 18 | 0.82683 | 0.75119 | 0.73546 | 0.65983 | 0.067431 | 72.1739
| Zone | South Orange County | Average Weekday | June | CAISO 1-in-2 | 19 | 0.98625 | 0.91267 | 0.92035 | 0.84677 | 0.050697 | 71.2242
| Zone | South Orange County | Average Weekday | June | CAISO 1-in-2 | 20 | 1.0641 | 0.99519 | 1.0153 | 0.94641 | 0.04095 | 69.6119
| Zone | South Orange County | Average Weekday | June | CAISO 1-in-2 | 21 | 1.0906 | 1.0295 | 1.0033 | 0.93377 | 0.047243 | 67.3727
| Zone | South Orange County | Average Weekday | June | CAISO 1-in-2 | 22 | 1.0606 | 1.0003 | 1.1714 | 1.1495 | 0.059646 | 65.1809
| Zone | South Orange County | Average Weekday | June | CAISO 1-in-2 | 23 | 1.0298 | 0.99096 | 1.0298 | 0.99096 | 0 | 64.2638
| Zone | South Orange County | Average Weekday | June | CAISO 1-in-2 | 24 | 0.89416 | 0.86351 | 0.89416 | 0.86351 | 0 | 63.7735
| Zone | South Orange County | Average Weekday | June | SCE 1-in-10 | 1 | 0.8457 | 0.83318 | 0.8457 | 0.83318 | 0 | 65.4032
| Zone | South Orange County | Average Weekday | June | SCE 1-in-10 | 2 | 0.72379 | 0.72025 | 0.72379 | 0.72025 | 0 | 65.1504
| Zone | South Orange County | Average Weekday | June | SCE 1-in-10 | 3 | 0.63376 | 0.62857 | 0.63376 | 0.62857 | 0 | 64.9334
| Zone | South Orange County | Average Weekday | June | SCE 1-in-10 | 4 | 0.56615 | 0.55982 | 0.56615 | 0.55982 | 0 | 64.6749
| Zone | South Orange County | Average Weekday | June | SCE 1-in-10 | 5 | 0.52331 | 0.51748 | 0.52331 | 0.51748 | 0 | 64.5177
| Zone | South Orange County | Average Weekday | June | SCE 1-in-10 | 6 | 0.50559 | 0.50915 | 0.50559 | 0.50915 | 0 | 64.4322
| Zone | South Orange County | Average Weekday | June | SCE 1-in-10 | 7 | 0.52149 | 0.56028 | 0.52149 | 0.56028 | 0 | 64.3668
| Zone | South Orange County | Average Weekday | June | SCE 1-in-10 | 8 | 0.54008 | 0.57919 | 0.54008 | 0.57919 | 0 | 64.5147
| Zone | South Orange County | Average Weekday | June | SCE 1-in-10 | 9 | 0.50464 | 0.47121 | 0.50464 | 0.47121 | 0 | 65.2873
| Zone | South Orange County | Average Weekday | June | SCE 1-in-10 | 10 | 0.43254 | 0.37083 | 0.43254 | 0.37083 | 0 | 66.8835
| Zone | South Orange County | Average Weekday | June | SCE 1-in-10 | 11 | 0.34705 | 0.28377 | 0.34705 | 0.28377 | 0 | 69.0801
| Zone | South Orange County | Average Weekday | June | SCE 1-in-10 | 12 | 0.32152 | 0.24632 | 0.32152 | 0.24632 | 0 | 71.2506
| Zone | South Orange County | Average Weekday | June | SCE 1-in-10 | 13 | 0.36379 | 0.2663 | 0.36379 | 0.2663 | 0 | 72.4567
| Zone | South Orange County | Average Weekday | June | SCE 1-in-10 | 14 | 0.42228 | 0.32476 | 0.42228 | 0.32476 | 0 | 73.1023
| Zone | South Orange County | Average Weekday | June | SCE 1-in-10 | 15 | 0.51397 | 0.42203 | 0.51397 | 0.42203 | 0 | 73.8131
| Zone | South Orange County | Average Weekday | June | SCE 1-in-10 | 16 | 0.65632 | 0.56528 | 0.65632 | 0.56528 | 0 | 74.496
| Zone | South Orange County | Average Weekday | June | SCE 1-in-10 | 17 | 0.82079 | 0.73974 | 0.37913 | 0.20484 | 0.046483 | 74.4993
| Zone | South Orange County | Average Weekday | June | SCE 1-in-10 | 18 | 1.0147 | 0.93908 | 0.76501 | 0.63983 | 0.062305 | 73.8911
| Zone | South Orange County | Average Weekday | June | SCE 1-in-10 | 19 | 1.1488 | 1.0753 | 0.97409 | 0.89089 | 0.046578 | 72.8504
| Zone | South Orange County | Average Weekday | June | SCE 1-in-10 | 20 | 1.19 | 1.1211 | 1.0695 | 0.96872 | 0.036678 | 71.1567
| Zone | South Orange County | Average Weekday | June | SCE 1-in-10 | 21 | 1.2072 | 1.1461 | 1.1034 | 1.0104 | 0.04195 | 69.2537
| Zone | South Orange County | Average Weekday | June | SCE 1-in-10 | 22 | 1.1696 | 1.1093 | 1.3146 | 1.2927 | 0.050813 | 67.3298
| Zone | South Orange County | Average Weekday | June | SCE 1-in-10 | 23 | 1.1335 | 1.0946 | 1.1335 | 1.0946 | 0 | 66.3514
| Zone | South Orange County | Average Weekday | June | SCE 1-in-10 | 24 | 0.97755 | 0.9469 | 0.99256 | 0.9475 | 0.0075011 | 65.8938
| Zone | South Orange County | Average Weekday | June | SCE 1-in-2 | 1 | 0.78451 | 0.77199 | 0.78451 | 0.77199 | 0 | 63.303
| Zone | South Orange County | Average Weekday | June | SCE 1-in-2 | 2 | 0.67741 | 0.67386 | 0.67741 | 0.67386 | 0 | 62.9749
| Zone | South Orange County | Average Weekday | June | SCE 1-in-2 | 3 | 0.59799 | 0.5928 | 0.59799 | 0.5928 | 0 | 62.6803
| Zone | South Orange County | Average Weekday | June | SCE 1-in-2 | 4 | 0.54078 | 0.53445 | 0.54078 | 0.53445 | 0 | 62.3909
| Zone | South Orange County | Average Weekday | June | SCE 1-in-2 | 5 | 0.50429 | 0.49846 | 0.50429 | 0.49846 | 0 | 62.2098
| Zone | South Orange County | Average Weekday | June | SCE 1-in-2 | 6 | 0.49142 | 0.49498 | 0.49142 | 0.49498 | 0 | 62.0563
| Zone | South Orange County | Average Weekday | June | SCE 1-in-2 | 7 | 0.51343 | 0.55222 | 0.51343 | 0.55222 | 0 | 61.9611
| Zone | South Orange County | Average Weekday | June | SCE 1-in-2 | 8 | 0.53688 | 0.576 | 0.53688 | 0.576 | 0 | 62.2338
| Zone | South Orange County | Average Weekday | June | SCE 1-in-2 | 9 | 0.49776 | 0.46433 | 0.49776 | 0.46433 | 0 | 63.227
| Zone | South Orange County | Average Weekday | June | SCE 1-in-2 | 10 | 0.41186 | 0.35015 | 0.41186 | 0.35015 | 0 | 64.8275
| Zone | South Orange County | Average Weekday | June | SCE 1-in-2 | 11 | 0.34332 | 0.28004 | 0.34332 | 0.28004 | 0 | 66.9828
| Zone | South Orange County | Average Weekday | June | SCE 1-in-2 | 12 | 0.30253 | 0.22733 | 0.30253 | 0.22733 | 0 | 69.1476
| Zone | South Orange County | Average Weekday | June | SCE 1-in-2 | 13 | 0.31732 | 0.21983 | 0.31732 | 0.21983 | 0 | 70.3767
| Zone | South Orange County | Average Weekday | June | SCE 1-in-2 | 14 | 0.33675 | 0.23923 | 0.33675 | 0.23923 | 0 | 71.2092
| Zone | South Orange County | Average Weekday | June | SCE 1-in-2 | 15 | 0.39101 | 0.29907 | 0.39101 | 0.29907 | 0 | 71.9193
| Zone | South Orange County | Average Weekday | June | SCE 1-in-2 | 16 | 0.49705 | 0.40601 | 0.49705 | 0.40601 | 0 | 72.2838
| Zone | South Orange County | Average Weekday | June | SCE 1-in-2 | 17 | 0.636 | 0.55495 | 0.44807 | 0.36702 | 0.051499 | 72.6798
| Zone | South Orange County | Average Weekday | June | SCE 1-in-2 | 18 | 0.82683 | 0.75119 | 0.73546 | 0.65983 | 0.067431 | 72.1739
| Zone | South Orange County | Average Weekday | June | SCE 1-in-2 | 19 | 0.98625 | 0.91267 | 0.92035 | 0.84677 | 0.050697 | 71.2242
| Zone | South Orange County | Average Weekday | June | SCE 1-in-2 | 20 | 1.0641 | 0.99519 | 1.0153 | 0.94641 | 0.04095 | 69.6119
| Zone | South Orange County | Average Weekday | June | SCE 1-in-2 | 21 | 1.0906 | 1.0295 | 1.0033 | 0.93377 | 0.047243 | 67.3727
| Zone | South Orange County | Average Weekday | June | SCE 1-in-2 | 22 | 1.0606 | 1.0003 | 1.1714 | 1.1495 | 0.059646 | 65.1809
| Zone | South Orange County | Average Weekday | June | SCE 1-in-2 | 23 | 1.0298 | 0.99096 | 1.0298 | 0.99096 | 0 | 64.2638
| Zone | South Orange County | Average Weekday | June | SCE 1-in-2 | 24 | 0.89416 | 0.86351 | 0.89416 | 0.86351 | 0 | 63.7735
| Zone | South Orange County | Average Weekday | March | CAISO 1-in-10 | 1 | 0.74752 | 0.735 | 0.74752 | 0.735 | 0 | 59.8139
| Zone | South Orange County | Average Weekday | March | CAISO 1-in-10 | 2 | 0.64977 | 0.64622 | 0.64977 | 0.64622 | 0 | 58.7815
| Zone | South Orange County | Average Weekday | March | CAISO 1-in-10 | 3 | 0.57684 | 0.57165 | 0.57684 | 0.57165 | 0 | 57.9953
| Zone | South Orange County | Average Weekday | March | CAISO 1-in-10 | 4 | 0.52485 | 0.51851 | 0.52485 | 0.51851 | 0 | 57.1177
| Zone | South Orange County | Average Weekday | March | CAISO 1-in-10 | 5 | 0.49392 | 0.48809 | 0.49392 | 0.48809 | 0 | 56.3354
| Zone | South Orange County | Average Weekday | March | CAISO 1-in-10 | 6 | 0.48812 | 0.49168 | 0.48812 | 0.49168 | 0 | 55.726
| Zone | South Orange County | Average Weekday | March | CAISO 1-in-10 | 7 | 0.52118 | 0.55997 | 0.52118 | 0.55997 | 0 | 55.3261
| Zone | South Orange County | Average Weekday | March | CAISO 1-in-10 | 8 | 0.55157 | 0.59069 | 0.55157 | 0.59069 | 0 | 55.5478
| Zone | South Orange County | Average Weekday | March | CAISO 1-in-10 | 9 | 0.51166 | 0.47823 | 0.51166 | 0.47823 | 0 | 56.9478
| Zone | South Orange County | Average Weekday | March | CAISO 1-in-10 | 10 | 0.43459 | 0.37288 | 0.43459 | 0.37288 | 0 | 60.1283
| Zone | South Orange County | Average Weekday | March | CAISO 1-in-10 | 11 | 0.35358 | 0.2903 | 0.35358 | 0.2903 | 0 | 63.9972
| Zone | South Orange County | Average Weekday | March | CAISO 1-in-10 | 12 | 0.2986 | 0.22339 | 0.2986 | 0.22339 | 0 | 67.5345
| Zone | South Orange County | Average Weekday | March | CAISO 1-in-10 | 13 | 0.28473 | 0.18724 | 0.28473 | 0.18724 | 0 | 70.0284
| Zone | South Orange County | Average Weekday | March | CAISO 1-in-10 | 14 | 0.28007 | 0.18255 | 0.28007 | 0.18255 | 0 | 71.8214
| Zone | South Orange County | Average Weekday | March | CAISO 1-in-10 | 15 | 0.31516 | 0.22322 | 0.31516 | 0.22322 | 0 | 72.5729
| Zone | South Orange County | Average Weekday | March | CAISO 1-in-10 | 16 | 0.40395 | 0.31291 | 0.40395 | 0.31291 | 0 | 72.6539
| Zone | South Orange County | Average Weekday | March | CAISO 1-in-10 | 17 | 0.5302 | 0.44915 | 0.5302 | 0.44915 | 0 | 72.025
| Zone | South Orange County | Average Weekday | March | CAISO 1-in-10 | 18 | 0.72379 | 0.64816 | 0.72379 | 0.64816 | 0 | 71.0972
| Zone | South Orange County | Average Weekday | March | CAISO 1-in-10 | 19 | 0.89773 | 0.82414 | 0.89773 | 0.82414 | 0 | 69.7196
| Zone | South Orange County | Average Weekday | March | CAISO 1-in-10 | 20 | 0.99023 | 0.92134 | 0.99023 | 0.92134 | 0 | 67.3847
| Zone | South Orange County | Average Weekday | March | CAISO 1-in-10 | 21 | 1.0152 | 0.95409 | 1.0152 | 0.95409 | 0 | 65.1337
| Zone | South Orange County | Average Weekday | March | CAISO 1-in-10 | 22 | 0.978 | 0.91768 | 0.978 | 0.91768 | 0 | 63.8869
| Zone | South Orange County | Average Weekday | March | CAISO 1-in-10 | 23 | 0.95232 | 0.91346 | 0.95232 | 0.91346 | 0 | 63.0486
| Zone | South Orange County | Average Weekday | March | CAISO 1-in-10 | 24 | 0.83588 | 0.80523 | 0.83588 | 0.80523 | 0 | 61.9931
| Zone | South Orange County | Average Weekday | March | CAISO 1-in-2 | 1 | 0.74124 | 0.72873 | 0.74124 | 0.72873 | 0 | 56.5917
| Zone | South Orange County | Average Weekday | March | CAISO 1-in-2 | 2 | 0.64965 | 0.64611 | 0.64965 | 0.64611 | 0 | 55.649
| Zone | South Orange County | Average Weekday | March | CAISO 1-in-2 | 3 | 0.58376 | 0.57857 | 0.58376 | 0.57857 | 0 | 54.8004
| Zone | South Orange County | Average Weekday | March | CAISO 1-in-2 | 4 | 0.53678 | 0.53045 | 0.53678 | 0.53045 | 0 | 54.0846
| Zone | South Orange County | Average Weekday | March | CAISO 1-in-2 | 5 | 0.51366 | 0.50783 | 0.51366 | 0.50783 | 0 | 53.5169
| Zone | South Orange County | Average Weekday | March | CAISO 1-in-2 | 6 | 0.5179 | 0.52146 | 0.5179 | 0.52146 | 0 | 53.0196
| Zone | South Orange County | Average Weekday | March | CAISO 1-in-2 | 7 | 0.56888 | 0.60768 | 0.56888 | 0.60768 | 0 | 52.8036
| Zone | South Orange County | Average Weekday | March | CAISO 1-in-2 | 8 | 0.60642 | 0.64554 | 0.60642 | 0.64554 | 0 | 52.8527
| Zone | South Orange County | Average Weekday | March | CAISO 1-in-2 | 9 | 0.54654 | 0.5131 | 0.54654 | 0.5131 | 0 | 53.9842
| Zone | South Orange County | Average Weekday | March | CAISO 1-in-2 | 10 | 0.46316 | 0.40145 | 0.46316 | 0.40145 | 0 | 56.5054
| Zone | South Orange County | Average Weekday | March | CAISO 1-in-2 | 11 | 0.38984 | 0.32657 | 0.38984 | 0.32657 | 0 | 59.4587
| Zone | South Orange County | Average Weekday | March | CAISO 1-in-2 | 12 | 0.3517 | 0.27649 | 0.3517 | 0.27649 | 0 | 62.2756
| Zone | South Orange County | Average Weekday | March | CAISO 1-in-2 | 13 | 0.36328 | 0.26579 | 0.36328 | 0.26579 | 0 | 64.294
| Zone | South Orange County | Average Weekday | March | CAISO 1-in-2 | 14 | 0.36808 | 0.27056 | 0.36808 | 0.27056 | 0 | 65.4199
| Zone | South Orange County | Average Weekday | March | CAISO 1-in-2 | 15 | 0.39947 | 0.30753 | 0.39947 | 0.30753 | 0 | 66.1128
| Zone | South Orange County | Average Weekday | March | CAISO 1-in-2 | 16 | 0.48451 | 0.39347 | 0.48451 | 0.39347 | 0 | 66.3385
| Zone | South Orange County | Average Weekday | March | CAISO 1-in-2 | 17 | 0.61307 | 0.53202 | 0.61307 | 0.53202 | 0 | 66.2524
| Zone | South Orange County | Average Weekday | March | CAISO 1-in-2 | 18 | 0.82643 | 0.75079 | 0.82643 | 0.75079 | 0 | 65.3427
| Zone | South Orange County | Average Weekday | March | CAISO 1-in-2 | 19 | 0.97819 | 0.90461 | 0.97819 | 0.90461 | 0 | 63.7396
| Zone | South Orange County | Average Weekday | March | CAISO 1-in-2 | 20 | 1.0506 | 0.98175 | 1.0506 | 0.98175 | 0 | 61.5977
| Zone | South Orange County | Average Weekday | March | CAISO 1-in-2 | 21 | 1.051 | 0.9899 | 1.051 | 0.9899 | 0 | 59.7217
| Zone | South Orange County | Average Weekday | March | CAISO 1-in-2 | 22 | 0.99761 | 0.93729 | 0.99761 | 0.93729 | 0 | 58.857
| Zone | South Orange County | Average Weekday | March | CAISO 1-in-2 | 23 | 0.96592 | 0.92707 | 0.96592 | 0.92707 | 0 | 58.0095
| Zone | South Orange County | Average Weekday | March | CAISO 1-in-2 | 24 | 0.84267 | 0.81202 | 0.84267 | 0.81202 | 0 | 57.0893
| Zone | South Orange County | Average Weekday | March | SCE 1-in-10 | 1 | 0.74752 | 0.735 | 0.74752 | 0.735 | 0 | 59.8139
| Zone | South Orange County | Average Weekday | March | SCE 1-in-10 | 2 | 0.64977 | 0.64622 | 0.64977 | 0.64622 | 0 | 58.7815
| Zone | South Orange County | Average Weekday | March | SCE 1-in-10 | 3 | 0.57684 | 0.57165 | 0.57684 | 0.57165 | 0 | 57.9953
| Zone | South Orange County | Average Weekday | March | SCE 1-in-10 | 4 | 0.52485 | 0.51851 | 0.52485 | 0.51851 | 0 | 57.1177
| Zone | South Orange County | Average Weekday | March | SCE 1-in-10 | 5 | 0.49392 | 0.48809 | 0.49392 | 0.48809 | 0 | 56.3354
| Zone | South Orange County | Average Weekday | March | SCE 1-in-10 | 6 | 0.48812 | 0.49168 | 0.48812 | 0.49168 | 0 | 55.726
| Zone | South Orange County | Average Weekday | March | SCE 1-in-10 | 7 | 0.52118 | 0.55997 | 0.52118 | 0.55997 | 0 | 55.3261
| Zone | South Orange County | Average Weekday | March | SCE 1-in-10 | 8 | 0.55157 | 0.59069 | 0.55157 | 0.59069 | 0 | 55.5478
| Zone | South Orange County | Average Weekday | March | SCE 1-in-10 | 9 | 0.51166 | 0.47823 | 0.51166 | 0.47823 | 0 | 56.9478
| Zone | South Orange County | Average Weekday | March | SCE 1-in-10 | 10 | 0.43459 | 0.37288 | 0.43459 | 0.37288 | 0 | 60.1283
| Zone | South Orange County | Average Weekday | March | SCE 1-in-10 | 11 | 0.35358 | 0.2903 | 0.35358 | 0.2903 | 0 | 63.9972
| Zone | South Orange County | Average Weekday | March | SCE 1-in-10 | 12 | 0.2986 | 0.22339 | 0.2986 | 0.22339 | 0 | 67.5345
| Zone | South Orange County | Average Weekday | March | SCE 1-in-10 | 13 | 0.28473 | 0.18724 | 0.28473 | 0.18724 | 0 | 70.0284
| Zone | South Orange County | Average Weekday | March | SCE 1-in-10 | 14 | 0.28007 | 0.18255 | 0.28007 | 0.18255 | 0 | 71.8214
| Zone | South Orange County | Average Weekday | March | SCE 1-in-10 | 15 | 0.31516 | 0.22322 | 0.31516 | 0.22322 | 0 | 72.5729
| Zone | South Orange County | Average Weekday | March | SCE 1-in-10 | 16 | 0.40395 | 0.31291 | 0.40395 | 0.31291 | 0 | 72.6539
| Zone | South Orange County | Average Weekday | March | SCE 1-in-10 | 17 | 0.5302 | 0.44915 | 0.5302 | 0.44915 | 0 | 72.025
| Zone | South Orange County | Average Weekday | March | SCE 1-in-10 | 18 | 0.72379 | 0.64816 | 0.72379 | 0.64816 | 0 | 71.0972
| Zone | South Orange County | Average Weekday | March | SCE 1-in-10 | 19 | 0.89773 | 0.82414 | 0.89773 | 0.82414 | 0 | 69.7196
| Zone | South Orange County | Average Weekday | March | SCE 1-in-10 | 20 | 0.99023 | 0.92134 | 0.99023 | 0.92134 | 0 | 67.3847
| Zone | South Orange County | Average Weekday | March | SCE 1-in-10 | 21 | 1.0152 | 0.95409 | 1.0152 | 0.95409 | 0 | 65.1337
| Zone | South Orange County | Average Weekday | March | SCE 1-in-10 | 22 | 0.978 | 0.91768 | 0.978 | 0.91768 | 0 | 63.8869
| Zone | South Orange County | Average Weekday | March | SCE 1-in-10 | 23 | 0.95232 | 0.91346 | 0.95232 | 0.91346 | 0 | 63.0486
| Zone | South Orange County | Average Weekday | March | SCE 1-in-10 | 24 | 0.83588 | 0.80523 | 0.83588 | 0.80523 | 0 | 61.9931
| Zone | South Orange County | Average Weekday | March | SCE 1-in-2 | 1 | 0.73793 | 0.72541 | 0.73793 | 0.72541 | 0 | 56.779
| Zone | South Orange County | Average Weekday | March | SCE 1-in-2 | 2 | 0.64639 | 0.64285 | 0.64639 | 0.64285 | 0 | 55.9409
| Zone | South Orange County | Average Weekday | March | SCE 1-in-2 | 3 | 0.58044 | 0.57525 | 0.58044 | 0.57525 | 0 | 55.1974
| Zone | South Orange County | Average Weekday | March | SCE 1-in-2 | 4 | 0.53337 | 0.52704 | 0.53337 | 0.52704 | 0 | 54.6686
| Zone | South Orange County | Average Weekday | March | SCE 1-in-2 | 5 | 0.51001 | 0.50418 | 0.51001 | 0.50418 | 0 | 54.2517
| Zone | South Orange County | Average Weekday | March | SCE 1-in-2 | 6 | 0.51396 | 0.51752 | 0.51396 | 0.51752 | 0 | 53.9119
| Zone | South Orange County | Average Weekday | March | SCE 1-in-2 | 7 | 0.56467 | 0.60347 | 0.56467 | 0.60347 | 0 | 53.6364
| Zone | South Orange County | Average Weekday | March | SCE 1-in-2 | 8 | 0.60278 | 0.6419 | 0.60278 | 0.6419 | 0 | 53.6546
| Zone | South Orange County | Average Weekday | March | SCE 1-in-2 | 9 | 0.54366 | 0.51023 | 0.54366 | 0.51023 | 0 | 54.55
| Zone | South Orange County | Average Weekday | March | SCE 1-in-2 | 10 | 0.46091 | 0.3992 | 0.46091 | 0.3992 | 0 | 56.8593
| Zone | South Orange County | Average Weekday | March | SCE 1-in-2 | 11 | 0.38768 | 0.3244 | 0.38768 | 0.3244 | 0 | 59.6373
| Zone | South Orange County | Average Weekday | March | SCE 1-in-2 | 12 | 0.34936 | 0.27415 | 0.34936 | 0.27415 | 0 | 62.4458
| Zone | South Orange County | Average Weekday | March | SCE 1-in-2 | 13 | 0.36125 | 0.26376 | 0.36125 | 0.26376 | 0 | 64.3264
| Zone | South Orange County | Average Weekday | March | SCE 1-in-2 | 14 | 0.36593 | 0.26842 | 0.36593 | 0.26842 | 0 | 65.321
| Zone | South Orange County | Average Weekday | March | SCE 1-in-2 | 15 | 0.3979 | 0.30596 | 0.3979 | 0.30596 | 0 | 65.8113
| Zone | South Orange County | Average Weekday | March | SCE 1-in-2 | 16 | 0.4821 | 0.39106 | 0.4821 | 0.39106 | 0 | 66.1519
| Zone | South Orange County | Average Weekday | March | SCE 1-in-2 | 17 | 0.60954 | 0.52849 | 0.60954 | 0.52849 | 0 | 66.0151
| Zone | South Orange County | Average Weekday | March | SCE 1-in-2 | 18 | 0.82158 | 0.74595 | 0.82158 | 0.74595 | 0 | 65.0358
| Zone | South Orange County | Average Weekday | March | SCE 1-in-2 | 19 | 0.97291 | 0.89932 | 0.97291 | 0.89932 | 0 | 63.7253
| Zone | South Orange County | Average Weekday | March | SCE 1-in-2 | 20 | 1.0471 | 0.97817 | 1.0471 | 0.97817 | 0 | 61.832
| Zone | South Orange County | Average Weekday | March | SCE 1-in-2 | 21 | 1.0482 | 0.98708 | 1.0482 | 0.98708 | 0 | 60.1681
| Zone | South Orange County | Average Weekday | March | SCE 1-in-2 | 22 | 0.99455 | 0.93423 | 0.99455 | 0.93423 | 0 | 59.3067
| Zone | South Orange County | Average Weekday | March | SCE 1-in-2 | 23 | 0.96262 | 0.92376 | 0.96262 | 0.92376 | 0 | 58.6085
| Zone | South Orange County | Average Weekday | March | SCE 1-in-2 | 24 | 0.83932 | 0.80867 | 0.83932 | 0.80867 | 0 | 57.8628
| Zone | South Orange County | Average Weekday | May | CAISO 1-in-10 | 1 | 0.81079 | 0.79827 | 0.81079 | 0.79827 | 0 | 64.0361
| Zone | South Orange County | Average Weekday | May | CAISO 1-in-10 | 2 | 0.69779 | 0.69424 | 0.69779 | 0.69424 | 0 | 63.3195
| Zone | South Orange County | Average Weekday | May | CAISO 1-in-10 | 3 | 0.61509 | 0.6099 | 0.61509 | 0.6099 | 0 | 62.8627
| Zone | South Orange County | Average Weekday | May | CAISO 1-in-10 | 4 | 0.55499 | 0.54866 | 0.55499 | 0.54866 | 0 | 62.4255
| Zone | South Orange County | Average Weekday | May | CAISO 1-in-10 | 5 | 0.5161 | 0.51027 | 0.5161 | 0.51027 | 0 | 61.989
| Zone | South Orange County | Average Weekday | May | CAISO 1-in-10 | 6 | 0.50022 | 0.50378 | 0.50022 | 0.50378 | 0 | 61.749
| Zone | South Orange County | Average Weekday | May | CAISO 1-in-10 | 7 | 0.51843 | 0.55723 | 0.51843 | 0.55723 | 0 | 61.5317
| Zone | South Orange County | Average Weekday | May | CAISO 1-in-10 | 8 | 0.53887 | 0.57798 | 0.53887 | 0.57798 | 0 | 62.3193
| Zone | South Orange County | Average Weekday | May | CAISO 1-in-10 | 9 | 0.49459 | 0.46116 | 0.49459 | 0.46116 | 0 | 64.2118
| Zone | South Orange County | Average Weekday | May | CAISO 1-in-10 | 10 | 0.43958 | 0.37787 | 0.43958 | 0.37787 | 0 | 66.865
| Zone | South Orange County | Average Weekday | May | CAISO 1-in-10 | 11 | 0.34227 | 0.279 | 0.34227 | 0.279 | 0 | 69.3416
| Zone | South Orange County | Average Weekday | May | CAISO 1-in-10 | 12 | 0.30575 | 0.23055 | 0.30575 | 0.23055 | 0 | 71.422
| Zone | South Orange County | Average Weekday | May | CAISO 1-in-10 | 13 | 0.33668 | 0.23919 | 0.33668 | 0.23919 | 0 | 72.7722
| Zone | South Orange County | Average Weekday | May | CAISO 1-in-10 | 14 | 0.38129 | 0.28378 | 0.38129 | 0.28378 | 0 | 73.8284
| Zone | South Orange County | Average Weekday | May | CAISO 1-in-10 | 15 | 0.46142 | 0.36948 | 0.46142 | 0.36948 | 0 | 74.7316
| Zone | South Orange County | Average Weekday | May | CAISO 1-in-10 | 16 | 0.5944 | 0.50336 | 0.5944 | 0.50336 | 0 | 74.9481
| Zone | South Orange County | Average Weekday | May | CAISO 1-in-10 | 17 | 0.75107 | 0.67001 | 0.3437 | 0.26265 | 0.045292 | 74.9496
| Zone | South Orange County | Average Weekday | May | CAISO 1-in-10 | 18 | 0.9434 | 0.86776 | 0.68932 | 0.56415 | 0.061559 | 74.144
| Zone | South Orange County | Average Weekday | May | CAISO 1-in-10 | 19 | 1.0897 | 1.0161 | 0.91317 | 0.82998 | 0.046227 | 72.99
| Zone | South Orange County | Average Weekday | May | CAISO 1-in-10 | 20 | 1.1474 | 1.0785 | 1.026 | 0.92515 | 0.036381 | 71.2649
| Zone | South Orange County | Average Weekday | May | CAISO 1-in-10 | 21 | 1.1635 | 1.1024 | 1.0646 | 0.97148 | 0.043498 | 68.7009
| Zone | South Orange County | Average Weekday | May | CAISO 1-in-10 | 22 | 1.1282 | 1.0679 | 1.2613 | 1.2394 | 0.053847 | 66.582
| Zone | South Orange County | Average Weekday | May | CAISO 1-in-10 | 23 | 1.0957 | 1.0568 | 1.0957 | 1.0568 | 0 | 65.3598
| Zone | South Orange County | Average Weekday | May | CAISO 1-in-10 | 24 | 0.94286 | 0.91221 | 0.9457 | 0.91221 | 0.0014169 | 64.4737
| Zone | South Orange County | Average Weekday | May | CAISO 1-in-2 | 1 | 0.74528 | 0.73277 | 0.74528 | 0.73277 | 0 | 60.754
| Zone | South Orange County | Average Weekday | May | CAISO 1-in-2 | 2 | 0.64842 | 0.64487 | 0.64842 | 0.64487 | 0 | 60.4646
| Zone | South Orange County | Average Weekday | May | CAISO 1-in-2 | 3 | 0.57644 | 0.57126 | 0.57644 | 0.57126 | 0 | 60.1997
| Zone | South Orange County | Average Weekday | May | CAISO 1-in-2 | 4 | 0.52511 | 0.51878 | 0.52511 | 0.51878 | 0 | 59.9233
| Zone | South Orange County | Average Weekday | May | CAISO 1-in-2 | 5 | 0.49518 | 0.48935 | 0.49518 | 0.48935 | 0 | 59.6907
| Zone | South Orange County | Average Weekday | May | CAISO 1-in-2 | 6 | 0.49066 | 0.49422 | 0.49066 | 0.49422 | 0 | 59.462
| Zone | South Orange County | Average Weekday | May | CAISO 1-in-2 | 7 | 0.5261 | 0.5649 | 0.5261 | 0.5649 | 0 | 59.2882
| Zone | South Orange County | Average Weekday | May | CAISO 1-in-2 | 8 | 0.55773 | 0.59685 | 0.55773 | 0.59685 | 0 | 59.4302
| Zone | South Orange County | Average Weekday | May | CAISO 1-in-2 | 9 | 0.51535 | 0.48192 | 0.51535 | 0.48192 | 0 | 60.256
| Zone | South Orange County | Average Weekday | May | CAISO 1-in-2 | 10 | 0.43765 | 0.37594 | 0.43765 | 0.37594 | 0 | 61.5508
| Zone | South Orange County | Average Weekday | May | CAISO 1-in-2 | 11 | 0.35775 | 0.29447 | 0.35775 | 0.29447 | 0 | 63.2456
| Zone | South Orange County | Average Weekday | May | CAISO 1-in-2 | 12 | 0.32434 | 0.24914 | 0.32434 | 0.24914 | 0 | 64.9037
| Zone | South Orange County | Average Weekday | May | CAISO 1-in-2 | 13 | 0.32119 | 0.2237 | 0.32119 | 0.2237 | 0 | 66.2676
| Zone | South Orange County | Average Weekday | May | CAISO 1-in-2 | 14 | 0.31361 | 0.21609 | 0.31361 | 0.21609 | 0 | 67.233
| Zone | South Orange County | Average Weekday | May | CAISO 1-in-2 | 15 | 0.3397 | 0.24776 | 0.3397 | 0.24776 | 0 | 67.9189
| Zone | South Orange County | Average Weekday | May | CAISO 1-in-2 | 16 | 0.41844 | 0.3274 | 0.41844 | 0.3274 | 0 | 68.2081
| Zone | South Orange County | Average Weekday | May | CAISO 1-in-2 | 17 | 0.53948 | 0.45842 | 0.53948 | 0.45842 | 0 | 68.1789
| Zone | South Orange County | Average Weekday | May | CAISO 1-in-2 | 18 | 0.73641 | 0.66077 | 0.73641 | 0.66077 | 0 | 67.7402
| Zone | South Orange County | Average Weekday | May | CAISO 1-in-2 | 19 | 0.89929 | 0.82571 | 0.89929 | 0.82571 | 0 | 66.7497
| Zone | South Orange County | Average Weekday | May | CAISO 1-in-2 | 20 | 0.98563 | 0.91674 | 0.98563 | 0.91674 | 0 | 65.2138
| Zone | South Orange County | Average Weekday | May | CAISO 1-in-2 | 21 | 1.0179 | 0.95676 | 1.0179 | 0.95676 | 0 | 63.3082
| Zone | South Orange County | Average Weekday | May | CAISO 1-in-2 | 22 | 0.97949 | 0.91917 | 0.97949 | 0.91917 | 0 | 62.0129
| Zone | South Orange County | Average Weekday | May | CAISO 1-in-2 | 23 | 0.95286 | 0.91401 | 0.95286 | 0.91401 | 0 | 61.4352
| Zone | South Orange County | Average Weekday | May | CAISO 1-in-2 | 24 | 0.83545 | 0.8048 | 0.83545 | 0.8048 | 0 | 61.1004
| Zone | South Orange County | Average Weekday | May | SCE 1-in-10 | 1 | 0.81079 | 0.79827 | 0.81079 | 0.79827 | 0 | 64.0361
| Zone | South Orange County | Average Weekday | May | SCE 1-in-10 | 2 | 0.69779 | 0.69424 | 0.69779 | 0.69424 | 0 | 63.3195
| Zone | South Orange County | Average Weekday | May | SCE 1-in-10 | 3 | 0.61509 | 0.6099 | 0.61509 | 0.6099 | 0 | 62.8627
| Zone | South Orange County | Average Weekday | May | SCE 1-in-10 | 4 | 0.55499 | 0.54866 | 0.55499 | 0.54866 | 0 | 62.4255
| Zone | South Orange County | Average Weekday | May | SCE 1-in-10 | 5 | 0.5161 | 0.51027 | 0.5161 | 0.51027 | 0 | 61.989
| Zone | South Orange County | Average Weekday | May | SCE 1-in-10 | 6 | 0.50022 | 0.50378 | 0.50022 | 0.50378 | 0 | 61.749
| Zone | South Orange County | Average Weekday | May | SCE 1-in-10 | 7 | 0.51843 | 0.55723 | 0.51843 | 0.55723 | 0 | 61.5317
| Zone | South Orange County | Average Weekday | May | SCE 1-in-10 | 8 | 0.53887 | 0.57798 | 0.53887 | 0.57798 | 0 | 62.3193
| Zone | South Orange County | Average Weekday | May | SCE 1-in-10 | 9 | 0.49459 | 0.46116 | 0.49459 | 0.46116 | 0 | 64.2118
| Zone | South Orange County | Average Weekday | May | SCE 1-in-10 | 10 | 0.43958 | 0.37787 | 0.43958 | 0.37787 | 0 | 66.865
| Zone | South Orange County | Average Weekday | May | SCE 1-in-10 | 11 | 0.34227 | 0.279 | 0.34227 | 0.279 | 0 | 69.3416
| Zone | South Orange County | Average Weekday | May | SCE 1-in-10 | 12 | 0.30575 | 0.23055 | 0.30575 | 0.23055 | 0 | 71.422
| Zone | South Orange County | Average Weekday | May | SCE 1-in-10 | 13 | 0.33668 | 0.23919 | 0.33668 | 0.23919 | 0 | 72.7722
| Zone | South Orange County | Average Weekday | May | SCE 1-in-10 | 14 | 0.38129 | 0.28378 | 0.38129 | 0.28378 | 0 | 73.8284
| Zone | South Orange County | Average Weekday | May | SCE 1-in-10 | 15 | 0.46142 | 0.36948 | 0.46142 | 0.36948 | 0 | 74.7316
| Zone | South Orange County | Average Weekday | May | SCE 1-in-10 | 16 | 0.5944 | 0.50336 | 0.5944 | 0.50336 | 0 | 74.9481
| Zone | South Orange County | Average Weekday | May | SCE 1-in-10 | 17 | 0.75107 | 0.67001 | 0.3437 | 0.26265 | 0.045292 | 74.9496
| Zone | South Orange County | Average Weekday | May | SCE 1-in-10 | 18 | 0.9434 | 0.86776 | 0.68932 | 0.56415 | 0.061559 | 74.144
| Zone | South Orange County | Average Weekday | May | SCE 1-in-10 | 19 | 1.0897 | 1.0161 | 0.91317 | 0.82998 | 0.046227 | 72.99
| Zone | South Orange County | Average Weekday | May | SCE 1-in-10 | 20 | 1.1474 | 1.0785 | 1.026 | 0.92515 | 0.036381 | 71.2649
| Zone | South Orange County | Average Weekday | May | SCE 1-in-10 | 21 | 1.1635 | 1.1024 | 1.0646 | 0.97148 | 0.043498 | 68.7009
| Zone | South Orange County | Average Weekday | May | SCE 1-in-10 | 22 | 1.1282 | 1.0679 | 1.2613 | 1.2394 | 0.053847 | 66.582
| Zone | South Orange County | Average Weekday | May | SCE 1-in-10 | 23 | 1.0957 | 1.0568 | 1.0957 | 1.0568 | 0 | 65.3598
| Zone | South Orange County | Average Weekday | May | SCE 1-in-10 | 24 | 0.94286 | 0.91221 | 0.9457 | 0.91221 | 0.0014169 | 64.4737
| Zone | South Orange County | Average Weekday | May | SCE 1-in-2 | 1 | 0.74528 | 0.73277 | 0.74528 | 0.73277 | 0 | 60.754
| Zone | South Orange County | Average Weekday | May | SCE 1-in-2 | 2 | 0.64842 | 0.64487 | 0.64842 | 0.64487 | 0 | 60.4646
| Zone | South Orange County | Average Weekday | May | SCE 1-in-2 | 3 | 0.57644 | 0.57126 | 0.57644 | 0.57126 | 0 | 60.1997
| Zone | South Orange County | Average Weekday | May | SCE 1-in-2 | 4 | 0.52511 | 0.51878 | 0.52511 | 0.51878 | 0 | 59.9233
| Zone | South Orange County | Average Weekday | May | SCE 1-in-2 | 5 | 0.49518 | 0.48935 | 0.49518 | 0.48935 | 0 | 59.6907
| Zone | South Orange County | Average Weekday | May | SCE 1-in-2 | 6 | 0.49066 | 0.49422 | 0.49066 | 0.49422 | 0 | 59.462
| Zone | South Orange County | Average Weekday | May | SCE 1-in-2 | 7 | 0.5261 | 0.5649 | 0.5261 | 0.5649 | 0 | 59.2882
| Zone | South Orange County | Average Weekday | May | SCE 1-in-2 | 8 | 0.55773 | 0.59685 | 0.55773 | 0.59685 | 0 | 59.4302
| Zone | South Orange County | Average Weekday | May | SCE 1-in-2 | 9 | 0.51535 | 0.48192 | 0.51535 | 0.48192 | 0 | 60.256
| Zone | South Orange County | Average Weekday | May | SCE 1-in-2 | 10 | 0.43765 | 0.37594 | 0.43765 | 0.37594 | 0 | 61.5508
| Zone | South Orange County | Average Weekday | May | SCE 1-in-2 | 11 | 0.35775 | 0.29447 | 0.35775 | 0.29447 | 0 | 63.2456
| Zone | South Orange County | Average Weekday | May | SCE 1-in-2 | 12 | 0.32434 | 0.24914 | 0.32434 | 0.24914 | 0 | 64.9037
| Zone | South Orange County | Average Weekday | May | SCE 1-in-2 | 13 | 0.32119 | 0.2237 | 0.32119 | 0.2237 | 0 | 66.2676
| Zone | South Orange County | Average Weekday | May | SCE 1-in-2 | 14 | 0.31361 | 0.21609 | 0.31361 | 0.21609 | 0 | 67.233
| Zone | South Orange County | Average Weekday | May | SCE 1-in-2 | 15 | 0.3397 | 0.24776 | 0.3397 | 0.24776 | 0 | 67.9189
| Zone | South Orange County | Average Weekday | May | SCE 1-in-2 | 16 | 0.41844 | 0.3274 | 0.41844 | 0.3274 | 0 | 68.2081
| Zone | South Orange County | Average Weekday | May | SCE 1-in-2 | 17 | 0.53948 | 0.45842 | 0.53948 | 0.45842 | 0 | 68.1789
| Zone | South Orange County | Average Weekday | May | SCE 1-in-2 | 18 | 0.73641 | 0.66077 | 0.73641 | 0.66077 | 0 | 67.7402
| Zone | South Orange County | Average Weekday | May | SCE 1-in-2 | 19 | 0.89929 | 0.82571 | 0.89929 | 0.82571 | 0 | 66.7497
| Zone | South Orange County | Average Weekday | May | SCE 1-in-2 | 20 | 0.98563 | 0.91674 | 0.98563 | 0.91674 | 0 | 65.2138
| Zone | South Orange County | Average Weekday | May | SCE 1-in-2 | 21 | 1.0179 | 0.95676 | 1.0179 | 0.95676 | 0 | 63.3082
| Zone | South Orange County | Average Weekday | May | SCE 1-in-2 | 22 | 0.97949 | 0.91917 | 0.97949 | 0.91917 | 0 | 62.0129
| Zone | South Orange County | Average Weekday | May | SCE 1-in-2 | 23 | 0.95286 | 0.91401 | 0.95286 | 0.91401 | 0 | 61.4352
| Zone | South Orange County | Average Weekday | May | SCE 1-in-2 | 24 | 0.83545 | 0.8048 | 0.83545 | 0.8048 | 0 | 61.1004
| Zone | South Orange County | Average Weekday | November | CAISO 1-in-10 | 1 | 0.74314 | 0.73062 | 0.74314 | 0.73062 | 0 | 59.2493
| Zone | South Orange County | Average Weekday | November | CAISO 1-in-10 | 2 | 0.64712 | 0.64357 | 0.64712 | 0.64357 | 0 | 58.2825
| Zone | South Orange County | Average Weekday | November | CAISO 1-in-10 | 3 | 0.57606 | 0.57088 | 0.57606 | 0.57088 | 0 | 57.3758
| Zone | South Orange County | Average Weekday | November | CAISO 1-in-10 | 4 | 0.52537 | 0.51903 | 0.52537 | 0.51903 | 0 | 56.2911
| Zone | South Orange County | Average Weekday | November | CAISO 1-in-10 | 5 | 0.49638 | 0.49055 | 0.49638 | 0.49055 | 0 | 55.5365
| Zone | South Orange County | Average Weekday | November | CAISO 1-in-10 | 6 | 0.4931 | 0.49665 | 0.4931 | 0.49665 | 0 | 54.8135
| Zone | South Orange County | Average Weekday | November | CAISO 1-in-10 | 7 | 0.53084 | 0.56963 | 0.53084 | 0.56963 | 0 | 54.5353
| Zone | South Orange County | Average Weekday | November | CAISO 1-in-10 | 8 | 0.56365 | 0.60276 | 0.56365 | 0.60276 | 0 | 54.4221
| Zone | South Orange County | Average Weekday | November | CAISO 1-in-10 | 9 | 0.51889 | 0.48546 | 0.51889 | 0.48546 | 0 | 55.9407
| Zone | South Orange County | Average Weekday | November | CAISO 1-in-10 | 10 | 0.44059 | 0.37889 | 0.44059 | 0.37889 | 0 | 59.8263
| Zone | South Orange County | Average Weekday | November | CAISO 1-in-10 | 11 | 0.36175 | 0.29848 | 0.36175 | 0.29848 | 0 | 64.2548
| Zone | South Orange County | Average Weekday | November | CAISO 1-in-10 | 12 | 0.30389 | 0.22868 | 0.30389 | 0.22868 | 0 | 67.6715
| Zone | South Orange County | Average Weekday | November | CAISO 1-in-10 | 13 | 0.29218 | 0.19469 | 0.29218 | 0.19469 | 0 | 70.0934
| Zone | South Orange County | Average Weekday | November | CAISO 1-in-10 | 14 | 0.29455 | 0.19703 | 0.29455 | 0.19703 | 0 | 71.4643
| Zone | South Orange County | Average Weekday | November | CAISO 1-in-10 | 15 | 0.33286 | 0.24092 | 0.33286 | 0.24092 | 0 | 71.8179
| Zone | South Orange County | Average Weekday | November | CAISO 1-in-10 | 16 | 0.42319 | 0.33215 | 0.42319 | 0.33215 | 0 | 71.5644
| Zone | South Orange County | Average Weekday | November | CAISO 1-in-10 | 17 | 0.55009 | 0.46904 | 0.55009 | 0.46904 | 0 | 70.6276
| Zone | South Orange County | Average Weekday | November | CAISO 1-in-10 | 18 | 0.74802 | 0.67239 | 0.74802 | 0.67239 | 0 | 68.9069
| Zone | South Orange County | Average Weekday | November | CAISO 1-in-10 | 19 | 0.91078 | 0.8372 | 0.91078 | 0.8372 | 0 | 66.9785
| Zone | South Orange County | Average Weekday | November | CAISO 1-in-10 | 20 | 0.99512 | 0.92623 | 0.99512 | 0.92623 | 0 | 65.3301
| Zone | South Orange County | Average Weekday | November | CAISO 1-in-10 | 21 | 1.0218 | 0.96063 | 1.0218 | 0.96063 | 0 | 64.0375
| Zone | South Orange County | Average Weekday | November | CAISO 1-in-10 | 22 | 0.98091 | 0.92059 | 0.98091 | 0.92059 | 0 | 62.558
| Zone | South Orange County | Average Weekday | November | CAISO 1-in-10 | 23 | 0.95338 | 0.91453 | 0.95338 | 0.91453 | 0 | 61.2375
| Zone | South Orange County | Average Weekday | November | CAISO 1-in-10 | 24 | 0.83504 | 0.80439 | 0.83504 | 0.80439 | 0 | 60.1159
| Zone | South Orange County | Average Weekday | November | CAISO 1-in-2 | 1 | 0.7378 | 0.72529 | 0.7378 | 0.72529 | 0 | 58.429
| Zone | South Orange County | Average Weekday | November | CAISO 1-in-2 | 2 | 0.64389 | 0.64034 | 0.64389 | 0.64034 | 0 | 57.7314
| Zone | South Orange County | Average Weekday | November | CAISO 1-in-2 | 3 | 0.57512 | 0.56993 | 0.57512 | 0.56993 | 0 | 57.1145
| Zone | South Orange County | Average Weekday | November | CAISO 1-in-2 | 4 | 0.526 | 0.51967 | 0.526 | 0.51967 | 0 | 56.5118
| Zone | South Orange County | Average Weekday | November | CAISO 1-in-2 | 5 | 0.49939 | 0.49356 | 0.49939 | 0.49356 | 0 | 55.8963
| Zone | South Orange County | Average Weekday | November | CAISO 1-in-2 | 6 | 0.49916 | 0.50272 | 0.49916 | 0.50272 | 0 | 55.4676
| Zone | South Orange County | Average Weekday | November | CAISO 1-in-2 | 7 | 0.54261 | 0.5814 | 0.54261 | 0.5814 | 0 | 55.3492
| Zone | South Orange County | Average Weekday | November | CAISO 1-in-2 | 8 | 0.57836 | 0.61747 | 0.57836 | 0.61747 | 0 | 55.4682
| Zone | South Orange County | Average Weekday | November | CAISO 1-in-2 | 9 | 0.52769 | 0.49426 | 0.52769 | 0.49426 | 0 | 56.6756
| Zone | South Orange County | Average Weekday | November | CAISO 1-in-2 | 10 | 0.44791 | 0.3862 | 0.44791 | 0.3862 | 0 | 59.3134
| Zone | South Orange County | Average Weekday | November | CAISO 1-in-2 | 11 | 0.37172 | 0.30844 | 0.37172 | 0.30844 | 0 | 62.6764
| Zone | South Orange County | Average Weekday | November | CAISO 1-in-2 | 12 | 0.32989 | 0.25469 | 0.32989 | 0.25469 | 0 | 65.6289
| Zone | South Orange County | Average Weekday | November | CAISO 1-in-2 | 13 | 0.32198 | 0.22449 | 0.32198 | 0.22449 | 0 | 67.7654
| Zone | South Orange County | Average Weekday | November | CAISO 1-in-2 | 14 | 0.32473 | 0.22721 | 0.32473 | 0.22721 | 0 | 68.9159
| Zone | South Orange County | Average Weekday | November | CAISO 1-in-2 | 15 | 0.36057 | 0.26863 | 0.36057 | 0.26863 | 0 | 69.2057
| Zone | South Orange County | Average Weekday | November | CAISO 1-in-2 | 16 | 0.44832 | 0.35728 | 0.44832 | 0.35728 | 0 | 68.8305
| Zone | South Orange County | Average Weekday | November | CAISO 1-in-2 | 17 | 0.57401 | 0.49295 | 0.57401 | 0.49295 | 0 | 67.7751
| Zone | South Orange County | Average Weekday | November | CAISO 1-in-2 | 18 | 0.77758 | 0.70195 | 0.77758 | 0.70195 | 0 | 65.9267
| Zone | South Orange County | Average Weekday | November | CAISO 1-in-2 | 19 | 0.9311 | 0.85752 | 0.9311 | 0.85752 | 0 | 64.1275
| Zone | South Orange County | Average Weekday | November | CAISO 1-in-2 | 20 | 1.0136 | 0.94469 | 1.0136 | 0.94469 | 0 | 62.9644
| Zone | South Orange County | Average Weekday | November | CAISO 1-in-2 | 21 | 1.0314 | 0.97026 | 1.0314 | 0.97026 | 0 | 61.9569
| Zone | South Orange County | Average Weekday | November | CAISO 1-in-2 | 22 | 0.98445 | 0.92413 | 0.98445 | 0.92413 | 0 | 61.0018
| Zone | South Orange County | Average Weekday | November | CAISO 1-in-2 | 23 | 0.95468 | 0.91583 | 0.95468 | 0.91583 | 0 | 60.084
| Zone | South Orange County | Average Weekday | November | CAISO 1-in-2 | 24 | 0.83402 | 0.80337 | 0.83402 | 0.80337 | 0 | 59.2586
| Zone | South Orange County | Average Weekday | November | SCE 1-in-10 | 1 | 0.74314 | 0.73062 | 0.74314 | 0.73062 | 0 | 59.2493
| Zone | South Orange County | Average Weekday | November | SCE 1-in-10 | 2 | 0.64712 | 0.64357 | 0.64712 | 0.64357 | 0 | 58.2825
| Zone | South Orange County | Average Weekday | November | SCE 1-in-10 | 3 | 0.57606 | 0.57088 | 0.57606 | 0.57088 | 0 | 57.3758
| Zone | South Orange County | Average Weekday | November | SCE 1-in-10 | 4 | 0.52537 | 0.51903 | 0.52537 | 0.51903 | 0 | 56.2911
| Zone | South Orange County | Average Weekday | November | SCE 1-in-10 | 5 | 0.49638 | 0.49055 | 0.49638 | 0.49055 | 0 | 55.5365
| Zone | South Orange County | Average Weekday | November | SCE 1-in-10 | 6 | 0.4931 | 0.49665 | 0.4931 | 0.49665 | 0 | 54.8135
| Zone | South Orange County | Average Weekday | November | SCE 1-in-10 | 7 | 0.53084 | 0.56963 | 0.53084 | 0.56963 | 0 | 54.5353
| Zone | South Orange County | Average Weekday | November | SCE 1-in-10 | 8 | 0.56365 | 0.60276 | 0.56365 | 0.60276 | 0 | 54.4221
| Zone | South Orange County | Average Weekday | November | SCE 1-in-10 | 9 | 0.51889 | 0.48546 | 0.51889 | 0.48546 | 0 | 55.9407
| Zone | South Orange County | Average Weekday | November | SCE 1-in-10 | 10 | 0.44059 | 0.37889 | 0.44059 | 0.37889 | 0 | 59.8263
| Zone | South Orange County | Average Weekday | November | SCE 1-in-10 | 11 | 0.36175 | 0.29848 | 0.36175 | 0.29848 | 0 | 64.2548
| Zone | South Orange County | Average Weekday | November | SCE 1-in-10 | 12 | 0.30389 | 0.22868 | 0.30389 | 0.22868 | 0 | 67.6715
| Zone | South Orange County | Average Weekday | November | SCE 1-in-10 | 13 | 0.29218 | 0.19469 | 0.29218 | 0.19469 | 0 | 70.0934
| Zone | South Orange County | Average Weekday | November | SCE 1-in-10 | 14 | 0.29455 | 0.19703 | 0.29455 | 0.19703 | 0 | 71.4643
| Zone | South Orange County | Average Weekday | November | SCE 1-in-10 | 15 | 0.33286 | 0.24092 | 0.33286 | 0.24092 | 0 | 71.8179
| Zone | South Orange County | Average Weekday | November | SCE 1-in-10 | 16 | 0.42319 | 0.33215 | 0.42319 | 0.33215 | 0 | 71.5644
| Zone | South Orange County | Average Weekday | November | SCE 1-in-10 | 17 | 0.55009 | 0.46904 | 0.55009 | 0.46904 | 0 | 70.6276
| Zone | South Orange County | Average Weekday | November | SCE 1-in-10 | 18 | 0.74802 | 0.67239 | 0.74802 | 0.67239 | 0 | 68.9069
| Zone | South Orange County | Average Weekday | November | SCE 1-in-10 | 19 | 0.91078 | 0.8372 | 0.91078 | 0.8372 | 0 | 66.9785
| Zone | South Orange County | Average Weekday | November | SCE 1-in-10 | 20 | 0.99512 | 0.92623 | 0.99512 | 0.92623 | 0 | 65.3301
| Zone | South Orange County | Average Weekday | November | SCE 1-in-10 | 21 | 1.0218 | 0.96063 | 1.0218 | 0.96063 | 0 | 64.0375
| Zone | South Orange County | Average Weekday | November | SCE 1-in-10 | 22 | 0.98091 | 0.92059 | 0.98091 | 0.92059 | 0 | 62.558
| Zone | South Orange County | Average Weekday | November | SCE 1-in-10 | 23 | 0.95338 | 0.91453 | 0.95338 | 0.91453 | 0 | 61.2375
| Zone | South Orange County | Average Weekday | November | SCE 1-in-10 | 24 | 0.83504 | 0.80439 | 0.83504 | 0.80439 | 0 | 60.1159
| Zone | South Orange County | Average Weekday | November | SCE 1-in-2 | 1 | 0.74433 | 0.73181 | 0.74433 | 0.73181 | 0 | 59.7306
| Zone | South Orange County | Average Weekday | November | SCE 1-in-2 | 2 | 0.64784 | 0.64429 | 0.64784 | 0.64429 | 0 | 58.9546
| Zone | South Orange County | Average Weekday | November | SCE 1-in-2 | 3 | 0.57628 | 0.57109 | 0.57628 | 0.57109 | 0 | 58.2922
| Zone | South Orange County | Average Weekday | November | SCE 1-in-2 | 4 | 0.52523 | 0.51889 | 0.52523 | 0.51889 | 0 | 57.7283
| Zone | South Orange County | Average Weekday | November | SCE 1-in-2 | 5 | 0.49571 | 0.48988 | 0.49571 | 0.48988 | 0 | 57.2324
| Zone | South Orange County | Average Weekday | November | SCE 1-in-2 | 6 | 0.49174 | 0.4953 | 0.49174 | 0.4953 | 0 | 56.822
| Zone | South Orange County | Average Weekday | November | SCE 1-in-2 | 7 | 0.52821 | 0.567 | 0.52821 | 0.567 | 0 | 56.6919
| Zone | South Orange County | Average Weekday | November | SCE 1-in-2 | 8 | 0.56036 | 0.59948 | 0.56036 | 0.59948 | 0 | 56.9262
| Zone | South Orange County | Average Weekday | November | SCE 1-in-2 | 9 | 0.51692 | 0.48349 | 0.51692 | 0.48349 | 0 | 58.4125
| Zone | South Orange County | Average Weekday | November | SCE 1-in-2 | 10 | 0.43896 | 0.37725 | 0.43896 | 0.37725 | 0 | 61.4336
| Zone | South Orange County | Average Weekday | November | SCE 1-in-2 | 11 | 0.35953 | 0.29626 | 0.35953 | 0.29626 | 0 | 64.5752
| Zone | South Orange County | Average Weekday | November | SCE 1-in-2 | 12 | 0.3059 | 0.23069 | 0.3059 | 0.23069 | 0 | 67.2446
| Zone | South Orange County | Average Weekday | November | SCE 1-in-2 | 13 | 0.29761 | 0.20012 | 0.29761 | 0.20012 | 0 | 69.2093
| Zone | South Orange County | Average Weekday | November | SCE 1-in-2 | 14 | 0.29735 | 0.19983 | 0.29735 | 0.19983 | 0 | 70.4257
| Zone | South Orange County | Average Weekday | November | SCE 1-in-2 | 15 | 0.33216 | 0.24022 | 0.33216 | 0.24022 | 0 | 70.8896
| Zone | South Orange County | Average Weekday | November | SCE 1-in-2 | 16 | 0.4195 | 0.32846 | 0.4195 | 0.32846 | 0 | 70.5773
| Zone | South Orange County | Average Weekday | November | SCE 1-in-2 | 17 | 0.54426 | 0.46321 | 0.54426 | 0.46321 | 0 | 69.5057
| Zone | South Orange County | Average Weekday | November | SCE 1-in-2 | 18 | 0.74166 | 0.66602 | 0.74166 | 0.66602 | 0 | 67.52
| Zone | South Orange County | Average Weekday | November | SCE 1-in-2 | 19 | 0.90056 | 0.82697 | 0.90056 | 0.82697 | 0 | 65.586
| Zone | South Orange County | Average Weekday | November | SCE 1-in-2 | 20 | 0.98607 | 0.91718 | 0.98607 | 0.91718 | 0 | 64.3873
| Zone | South Orange County | Average Weekday | November | SCE 1-in-2 | 21 | 1.0196 | 0.95848 | 1.0196 | 0.95848 | 0 | 63.2575
| Zone | South Orange County | Average Weekday | November | SCE 1-in-2 | 22 | 0.98012 | 0.9198 | 0.98012 | 0.9198 | 0 | 62.2509
| Zone | South Orange County | Average Weekday | November | SCE 1-in-2 | 23 | 0.95309 | 0.91424 | 0.95309 | 0.91424 | 0 | 61.2778
| Zone | South Orange County | Average Weekday | November | SCE 1-in-2 | 24 | 0.83527 | 0.80462 | 0.83527 | 0.80462 | 0 | 60.4444
| Zone | South Orange County | Average Weekday | October | CAISO 1-in-10 | 1 | 1.0313 | 1.0188 | 1.0313 | 1.0188 | 0 | 69.6754
| Zone | South Orange County | Average Weekday | October | CAISO 1-in-10 | 2 | 0.87269 | 0.86914 | 0.87269 | 0.86914 | 0 | 69.0767
| Zone | South Orange County | Average Weekday | October | CAISO 1-in-10 | 3 | 0.7527 | 0.74751 | 0.7527 | 0.74751 | 0 | 68.4574
| Zone | South Orange County | Average Weekday | October | CAISO 1-in-10 | 4 | 0.6607 | 0.65437 | 0.6607 | 0.65437 | 0 | 67.9178
| Zone | South Orange County | Average Weekday | October | CAISO 1-in-10 | 5 | 0.5948 | 0.58897 | 0.5948 | 0.58897 | 0 | 67.2757
| Zone | South Orange County | Average Weekday | October | CAISO 1-in-10 | 6 | 0.55883 | 0.56239 | 0.55883 | 0.56239 | 0 | 66.8308
| Zone | South Orange County | Average Weekday | October | CAISO 1-in-10 | 7 | 0.55868 | 0.59748 | 0.55868 | 0.59748 | 0 | 66.4318
| Zone | South Orange County | Average Weekday | October | CAISO 1-in-10 | 8 | 0.57224 | 0.61135 | 0.57224 | 0.61135 | 0 | 66.21
| Zone | South Orange County | Average Weekday | October | CAISO 1-in-10 | 9 | 0.53056 | 0.49713 | 0.53056 | 0.49713 | 0 | 66.4192
| Zone | South Orange County | Average Weekday | October | CAISO 1-in-10 | 10 | 0.48626 | 0.42455 | 0.48626 | 0.42455 | 0 | 68.627
| Zone | South Orange County | Average Weekday | October | CAISO 1-in-10 | 11 | 0.47245 | 0.40918 | 0.47245 | 0.40918 | 0 | 71.8273
| Zone | South Orange County | Average Weekday | October | CAISO 1-in-10 | 12 | 0.5001 | 0.42489 | 0.5001 | 0.42489 | 0 | 74.9578
| Zone | South Orange County | Average Weekday | October | CAISO 1-in-10 | 13 | 0.59298 | 0.49549 | 0.59298 | 0.49549 | 0 | 77.4881
| Zone | South Orange County | Average Weekday | October | CAISO 1-in-10 | 14 | 0.70979 | 0.61227 | 0.70979 | 0.61227 | 0 | 79.0101
| Zone | South Orange County | Average Weekday | October | CAISO 1-in-10 | 15 | 0.85359 | 0.76165 | 0.85359 | 0.76165 | 0 | 79.8457
| Zone | South Orange County | Average Weekday | October | CAISO 1-in-10 | 16 | 1.0399 | 0.94885 | 1.0399 | 0.94885 | 0 | 79.8246
| Zone | South Orange County | Average Weekday | October | CAISO 1-in-10 | 17 | 1.2227 | 1.1416 | 0.66665 | 0.49237 | 0.034976 | 79.4911
| Zone | South Orange County | Average Weekday | October | CAISO 1-in-10 | 18 | 1.4095 | 1.3338 | 1.0742 | 0.94902 | 0.048234 | 78.8416
| Zone | South Orange County | Average Weekday | October | CAISO 1-in-10 | 19 | 1.5106 | 1.437 | 1.2808 | 1.1976 | 0.035668 | 77.2813
| Zone | South Orange County | Average Weekday | October | CAISO 1-in-10 | 20 | 1.497 | 1.4281 | 1.3441 | 1.2432 | 0.026866 | 74.8501
| Zone | South Orange County | Average Weekday | October | CAISO 1-in-10 | 21 | 1.4915 | 1.4303 | 1.3534 | 1.2603 | 0.031272 | 73.157
| Zone | South Orange County | Average Weekday | October | CAISO 1-in-10 | 22 | 1.4273 | 1.367 | 1.6489 | 1.627 | 0.033157 | 72.1457
| Zone | South Orange County | Average Weekday | October | CAISO 1-in-10 | 23 | 1.3609 | 1.322 | 1.4258 | 1.3804 | 0.025816 | 71.2422
| Zone | South Orange County | Average Weekday | October | CAISO 1-in-10 | 24 | 1.1763 | 1.1456 | 1.2302 | 1.1851 | 0.021916 | 70.4348
| Zone | South Orange County | Average Weekday | October | CAISO 1-in-2 | 1 | 0.79627 | 0.78375 | 0.79627 | 0.78375 | 0 | 64.5927
| Zone | South Orange County | Average Weekday | October | CAISO 1-in-2 | 2 | 0.68461 | 0.68106 | 0.68461 | 0.68106 | 0 | 63.8633
| Zone | South Orange County | Average Weekday | October | CAISO 1-in-2 | 3 | 0.60403 | 0.59884 | 0.60403 | 0.59884 | 0 | 63.0275
| Zone | South Orange County | Average Weekday | October | CAISO 1-in-2 | 4 | 0.5458 | 0.53947 | 0.5458 | 0.53947 | 0 | 62.407
| Zone | South Orange County | Average Weekday | October | CAISO 1-in-2 | 5 | 0.50846 | 0.50263 | 0.50846 | 0.50263 | 0 | 61.7802
| Zone | South Orange County | Average Weekday | October | CAISO 1-in-2 | 6 | 0.49453 | 0.49809 | 0.49453 | 0.49809 | 0 | 61.5507
| Zone | South Orange County | Average Weekday | October | CAISO 1-in-2 | 7 | 0.5152 | 0.55399 | 0.5152 | 0.55399 | 0 | 61.3601
| Zone | South Orange County | Average Weekday | October | CAISO 1-in-2 | 8 | 0.53759 | 0.5767 | 0.53759 | 0.5767 | 0 | 61.335
| Zone | South Orange County | Average Weekday | October | CAISO 1-in-2 | 9 | 0.49664 | 0.46321 | 0.49664 | 0.46321 | 0 | 61.5408
| Zone | South Orange County | Average Weekday | October | CAISO 1-in-2 | 10 | 0.40755 | 0.34585 | 0.40755 | 0.34585 | 0 | 63.4891
| Zone | South Orange County | Average Weekday | October | CAISO 1-in-2 | 11 | 0.34829 | 0.28501 | 0.34829 | 0.28501 | 0 | 66.1392
| Zone | South Orange County | Average Weekday | October | CAISO 1-in-2 | 12 | 0.31368 | 0.23848 | 0.31368 | 0.23848 | 0 | 68.8205
| Zone | South Orange County | Average Weekday | October | CAISO 1-in-2 | 13 | 0.32315 | 0.22566 | 0.32315 | 0.22566 | 0 | 71.3407
| Zone | South Orange County | Average Weekday | October | CAISO 1-in-2 | 14 | 0.34739 | 0.24987 | 0.34739 | 0.24987 | 0 | 72.9942
| Zone | South Orange County | Average Weekday | October | CAISO 1-in-2 | 15 | 0.41156 | 0.31962 | 0.41156 | 0.31962 | 0 | 74.1053
| Zone | South Orange County | Average Weekday | October | CAISO 1-in-2 | 16 | 0.52993 | 0.43889 | 0.52993 | 0.43889 | 0 | 74.487
| Zone | South Orange County | Average Weekday | October | CAISO 1-in-2 | 17 | 0.67678 | 0.59573 | 0.41473 | 0.33368 | 0.048085 | 73.9059
| Zone | South Orange County | Average Weekday | October | CAISO 1-in-2 | 18 | 0.86801 | 0.79238 | 0.69515 | 0.61951 | 0.065124 | 72.9427
| Zone | South Orange County | Average Weekday | October | CAISO 1-in-2 | 19 | 1.0216 | 0.94799 | 0.88517 | 0.81159 | 0.050071 | 71.4702
| Zone | South Orange County | Average Weekday | October | CAISO 1-in-2 | 20 | 1.0869 | 1.018 | 0.99244 | 0.92355 | 0.041811 | 69.3033
| Zone | South Orange County | Average Weekday | October | CAISO 1-in-2 | 21 | 1.1168 | 1.0557 | 1.0242 | 0.93109 | 0.045526 | 67.9802
| Zone | South Orange County | Average Weekday | October | CAISO 1-in-2 | 22 | 1.0763 | 1.0159 | 1.2169 | 1.195 | 0.051917 | 67.0564
| Zone | South Orange County | Average Weekday | October | CAISO 1-in-2 | 23 | 1.0494 | 1.0106 | 1.0494 | 1.0106 | 0 | 66.1731
| Zone | South Orange County | Average Weekday | October | CAISO 1-in-2 | 24 | 0.91403 | 0.88338 | 0.92367 | 0.88338 | 0.0048198 | 65.2679
| Zone | South Orange County | Average Weekday | October | SCE 1-in-10 | 1 | 1.0313 | 1.0188 | 1.0313 | 1.0188 | 0 | 69.6754
| Zone | South Orange County | Average Weekday | October | SCE 1-in-10 | 2 | 0.87269 | 0.86914 | 0.87269 | 0.86914 | 0 | 69.0767
| Zone | South Orange County | Average Weekday | October | SCE 1-in-10 | 3 | 0.7527 | 0.74751 | 0.7527 | 0.74751 | 0 | 68.4574
| Zone | South Orange County | Average Weekday | October | SCE 1-in-10 | 4 | 0.6607 | 0.65437 | 0.6607 | 0.65437 | 0 | 67.9178
| Zone | South Orange County | Average Weekday | October | SCE 1-in-10 | 5 | 0.5948 | 0.58897 | 0.5948 | 0.58897 | 0 | 67.2757
| Zone | South Orange County | Average Weekday | October | SCE 1-in-10 | 6 | 0.55883 | 0.56239 | 0.55883 | 0.56239 | 0 | 66.8308
| Zone | South Orange County | Average Weekday | October | SCE 1-in-10 | 7 | 0.55868 | 0.59748 | 0.55868 | 0.59748 | 0 | 66.4318
| Zone | South Orange County | Average Weekday | October | SCE 1-in-10 | 8 | 0.57224 | 0.61135 | 0.57224 | 0.61135 | 0 | 66.21
| Zone | South Orange County | Average Weekday | October | SCE 1-in-10 | 9 | 0.53056 | 0.49713 | 0.53056 | 0.49713 | 0 | 66.4192
| Zone | South Orange County | Average Weekday | October | SCE 1-in-10 | 10 | 0.48626 | 0.42455 | 0.48626 | 0.42455 | 0 | 68.627
| Zone | South Orange County | Average Weekday | October | SCE 1-in-10 | 11 | 0.47245 | 0.40918 | 0.47245 | 0.40918 | 0 | 71.8273
| Zone | South Orange County | Average Weekday | October | SCE 1-in-10 | 12 | 0.5001 | 0.42489 | 0.5001 | 0.42489 | 0 | 74.9578
| Zone | South Orange County | Average Weekday | October | SCE 1-in-10 | 13 | 0.59298 | 0.49549 | 0.59298 | 0.49549 | 0 | 77.4881
| Zone | South Orange County | Average Weekday | October | SCE 1-in-10 | 14 | 0.70979 | 0.61227 | 0.70979 | 0.61227 | 0 | 79.0101
| Zone | South Orange County | Average Weekday | October | SCE 1-in-10 | 15 | 0.85359 | 0.76165 | 0.85359 | 0.76165 | 0 | 79.8457
| Zone | South Orange County | Average Weekday | October | SCE 1-in-10 | 16 | 1.0399 | 0.94885 | 1.0399 | 0.94885 | 0 | 79.8246
| Zone | South Orange County | Average Weekday | October | SCE 1-in-10 | 17 | 1.2227 | 1.1416 | 0.66665 | 0.49237 | 0.034976 | 79.4911
| Zone | South Orange County | Average Weekday | October | SCE 1-in-10 | 18 | 1.4095 | 1.3338 | 1.0742 | 0.94902 | 0.048234 | 78.8416
| Zone | South Orange County | Average Weekday | October | SCE 1-in-10 | 19 | 1.5106 | 1.437 | 1.2808 | 1.1976 | 0.035668 | 77.2813
| Zone | South Orange County | Average Weekday | October | SCE 1-in-10 | 20 | 1.497 | 1.4281 | 1.3441 | 1.2432 | 0.026866 | 74.8501
| Zone | South Orange County | Average Weekday | October | SCE 1-in-10 | 21 | 1.4915 | 1.4303 | 1.3534 | 1.2603 | 0.031272 | 73.157
| Zone | South Orange County | Average Weekday | October | SCE 1-in-10 | 22 | 1.4273 | 1.367 | 1.6489 | 1.627 | 0.033157 | 72.1457
| Zone | South Orange County | Average Weekday | October | SCE 1-in-10 | 23 | 1.3609 | 1.322 | 1.4258 | 1.3804 | 0.025816 | 71.2422
| Zone | South Orange County | Average Weekday | October | SCE 1-in-10 | 24 | 1.1763 | 1.1456 | 1.2302 | 1.1851 | 0.021916 | 70.4348
| Zone | South Orange County | Average Weekday | October | SCE 1-in-2 | 1 | 0.79627 | 0.78375 | 0.79627 | 0.78375 | 0 | 64.5927
| Zone | South Orange County | Average Weekday | October | SCE 1-in-2 | 2 | 0.68461 | 0.68106 | 0.68461 | 0.68106 | 0 | 63.8633
| Zone | South Orange County | Average Weekday | October | SCE 1-in-2 | 3 | 0.60403 | 0.59884 | 0.60403 | 0.59884 | 0 | 63.0275
| Zone | South Orange County | Average Weekday | October | SCE 1-in-2 | 4 | 0.5458 | 0.53947 | 0.5458 | 0.53947 | 0 | 62.407
| Zone | South Orange County | Average Weekday | October | SCE 1-in-2 | 5 | 0.50846 | 0.50263 | 0.50846 | 0.50263 | 0 | 61.7802
| Zone | South Orange County | Average Weekday | October | SCE 1-in-2 | 6 | 0.49453 | 0.49809 | 0.49453 | 0.49809 | 0 | 61.5507
| Zone | South Orange County | Average Weekday | October | SCE 1-in-2 | 7 | 0.5152 | 0.55399 | 0.5152 | 0.55399 | 0 | 61.3601
| Zone | South Orange County | Average Weekday | October | SCE 1-in-2 | 8 | 0.53759 | 0.5767 | 0.53759 | 0.5767 | 0 | 61.335
| Zone | South Orange County | Average Weekday | October | SCE 1-in-2 | 9 | 0.49664 | 0.46321 | 0.49664 | 0.46321 | 0 | 61.5408
| Zone | South Orange County | Average Weekday | October | SCE 1-in-2 | 10 | 0.40755 | 0.34585 | 0.40755 | 0.34585 | 0 | 63.4891
| Zone | South Orange County | Average Weekday | October | SCE 1-in-2 | 11 | 0.34829 | 0.28501 | 0.34829 | 0.28501 | 0 | 66.1392
| Zone | South Orange County | Average Weekday | October | SCE 1-in-2 | 12 | 0.31368 | 0.23848 | 0.31368 | 0.23848 | 0 | 68.8205
| Zone | South Orange County | Average Weekday | October | SCE 1-in-2 | 13 | 0.32315 | 0.22566 | 0.32315 | 0.22566 | 0 | 71.3407
| Zone | South Orange County | Average Weekday | October | SCE 1-in-2 | 14 | 0.34739 | 0.24987 | 0.34739 | 0.24987 | 0 | 72.9942
| Zone | South Orange County | Average Weekday | October | SCE 1-in-2 | 15 | 0.41156 | 0.31962 | 0.41156 | 0.31962 | 0 | 74.1053
| Zone | South Orange County | Average Weekday | October | SCE 1-in-2 | 16 | 0.52993 | 0.43889 | 0.52993 | 0.43889 | 0 | 74.487
| Zone | South Orange County | Average Weekday | October | SCE 1-in-2 | 17 | 0.67678 | 0.59573 | 0.41473 | 0.33368 | 0.048085 | 73.9059
| Zone | South Orange County | Average Weekday | October | SCE 1-in-2 | 18 | 0.86801 | 0.79238 | 0.69515 | 0.61951 | 0.065124 | 72.9427
| Zone | South Orange County | Average Weekday | October | SCE 1-in-2 | 19 | 1.0216 | 0.94799 | 0.88517 | 0.81159 | 0.050071 | 71.4702
| Zone | South Orange County | Average Weekday | October | SCE 1-in-2 | 20 | 1.0869 | 1.018 | 0.99244 | 0.92355 | 0.041811 | 69.3033
| Zone | South Orange County | Average Weekday | October | SCE 1-in-2 | 21 | 1.1168 | 1.0557 | 1.0242 | 0.93109 | 0.045526 | 67.9802
| Zone | South Orange County | Average Weekday | October | SCE 1-in-2 | 22 | 1.0763 | 1.0159 | 1.2169 | 1.195 | 0.051917 | 67.0564
| Zone | South Orange County | Average Weekday | October | SCE 1-in-2 | 23 | 1.0494 | 1.0106 | 1.0494 | 1.0106 | 0 | 66.1731
| Zone | South Orange County | Average Weekday | October | SCE 1-in-2 | 24 | 0.91403 | 0.88338 | 0.92367 | 0.88338 | 0.0048198 | 65.2679
| Zone | South Orange County | Average Weekday | September | CAISO 1-in-10 | 1 | 1.1461 | 1.1336 | 1.1461 | 1.1336 | 0 | 72.1596
| Zone | South Orange County | Average Weekday | September | CAISO 1-in-10 | 2 | 0.96692 | 0.96337 | 0.96692 | 0.96337 | 0 | 71.5303
| Zone | South Orange County | Average Weekday | September | CAISO 1-in-10 | 3 | 0.83671 | 0.83152 | 0.83671 | 0.83152 | 0 | 71.0128
| Zone | South Orange County | Average Weekday | September | CAISO 1-in-10 | 4 | 0.73646 | 0.73013 | 0.73646 | 0.73013 | 0 | 70.5554
| Zone | South Orange County | Average Weekday | September | CAISO 1-in-10 | 5 | 0.66874 | 0.66291 | 0.66874 | 0.66291 | 0 | 70.1828
| Zone | South Orange County | Average Weekday | September | CAISO 1-in-10 | 6 | 0.62742 | 0.63098 | 0.62742 | 0.63098 | 0 | 69.8277
| Zone | South Orange County | Average Weekday | September | CAISO 1-in-10 | 7 | 0.62477 | 0.66356 | 0.62477 | 0.66356 | 0 | 69.5659
| Zone | South Orange County | Average Weekday | September | CAISO 1-in-10 | 8 | 0.65283 | 0.69195 | 0.65283 | 0.69195 | 0 | 69.5329
| Zone | South Orange County | Average Weekday | September | CAISO 1-in-10 | 9 | 0.65036 | 0.61692 | 0.65036 | 0.61692 | 0 | 70.5176
| Zone | South Orange County | Average Weekday | September | CAISO 1-in-10 | 10 | 0.61335 | 0.55164 | 0.61335 | 0.55164 | 0 | 72.891
| Zone | South Orange County | Average Weekday | September | CAISO 1-in-10 | 11 | 0.61128 | 0.548 | 0.61128 | 0.548 | 0 | 75.834
| Zone | South Orange County | Average Weekday | September | CAISO 1-in-10 | 12 | 0.68867 | 0.61346 | 0.68867 | 0.61346 | 0 | 78.6508
| Zone | South Orange County | Average Weekday | September | CAISO 1-in-10 | 13 | 0.83923 | 0.74174 | 0.83923 | 0.74174 | 0 | 80.4829
| Zone | South Orange County | Average Weekday | September | CAISO 1-in-10 | 14 | 1.0002 | 0.90264 | 1.0002 | 0.90264 | 0 | 81.4699
| Zone | South Orange County | Average Weekday | September | CAISO 1-in-10 | 15 | 1.169 | 1.077 | 1.169 | 1.077 | 0 | 82.2249
| Zone | South Orange County | Average Weekday | September | CAISO 1-in-10 | 16 | 1.3682 | 1.2772 | 1.3682 | 1.2772 | 0 | 82.3577
| Zone | South Orange County | Average Weekday | September | CAISO 1-in-10 | 17 | 1.5488 | 1.4678 | 0.92998 | 0.7557 | 0.031062 | 82.2336
| Zone | South Orange County | Average Weekday | September | CAISO 1-in-10 | 18 | 1.7253 | 1.6496 | 1.3443 | 1.2191 | 0.041422 | 81.4861
| Zone | South Orange County | Average Weekday | September | CAISO 1-in-10 | 19 | 1.8038 | 1.7302 | 1.54 | 1.4568 | 0.029329 | 80.0172
| Zone | South Orange County | Average Weekday | September | CAISO 1-in-10 | 20 | 1.7574 | 1.6886 | 1.5789 | 1.4781 | 0.019947 | 77.7714
| Zone | South Orange County | Average Weekday | September | CAISO 1-in-10 | 21 | 1.7315 | 1.6704 | 1.5741 | 1.481 | 0.025572 | 75.3641
| Zone | South Orange County | Average Weekday | September | CAISO 1-in-10 | 22 | 1.6574 | 1.5971 | 1.912 | 1.8901 | 0.027586 | 74.2188
| Zone | South Orange County | Average Weekday | September | CAISO 1-in-10 | 23 | 1.5559 | 1.517 | 1.6525 | 1.6072 | 0.021859 | 73.3184
| Zone | South Orange County | Average Weekday | September | CAISO 1-in-10 | 24 | 1.332 | 1.3014 | 1.4042 | 1.3592 | 0.01903 | 72.57
| Zone | South Orange County | Average Weekday | September | CAISO 1-in-2 | 1 | 0.96142 | 0.9489 | 0.96142 | 0.9489 | 0 | 67.9812
| Zone | South Orange County | Average Weekday | September | CAISO 1-in-2 | 2 | 0.81546 | 0.81192 | 0.81546 | 0.81192 | 0 | 67.4967
| Zone | South Orange County | Average Weekday | September | CAISO 1-in-2 | 3 | 0.70828 | 0.70309 | 0.70828 | 0.70309 | 0 | 67.0913
| Zone | South Orange County | Average Weekday | September | CAISO 1-in-2 | 4 | 0.62768 | 0.62134 | 0.62768 | 0.62134 | 0 | 66.7879
| Zone | South Orange County | Average Weekday | September | CAISO 1-in-2 | 5 | 0.57348 | 0.56765 | 0.57348 | 0.56765 | 0 | 66.5019
| Zone | South Orange County | Average Weekday | September | CAISO 1-in-2 | 6 | 0.54403 | 0.54759 | 0.54403 | 0.54759 | 0 | 66.2691
| Zone | South Orange County | Average Weekday | September | CAISO 1-in-2 | 7 | 0.55094 | 0.58973 | 0.55094 | 0.58973 | 0 | 66.1324
| Zone | South Orange County | Average Weekday | September | CAISO 1-in-2 | 8 | 0.57122 | 0.61033 | 0.57122 | 0.61033 | 0 | 66.1928
| Zone | South Orange County | Average Weekday | September | CAISO 1-in-2 | 9 | 0.54068 | 0.50725 | 0.54068 | 0.50725 | 0 | 66.7619
| Zone | South Orange County | Average Weekday | September | CAISO 1-in-2 | 10 | 0.4663 | 0.40459 | 0.4663 | 0.40459 | 0 | 68.4379
| Zone | South Orange County | Average Weekday | September | CAISO 1-in-2 | 11 | 0.4071 | 0.34382 | 0.4071 | 0.34382 | 0 | 70.8067
| Zone | South Orange County | Average Weekday | September | CAISO 1-in-2 | 12 | 0.41178 | 0.33658 | 0.41178 | 0.33658 | 0 | 73.5841
| Zone | South Orange County | Average Weekday | September | CAISO 1-in-2 | 13 | 0.48324 | 0.38576 | 0.48324 | 0.38576 | 0 | 75.8541
| Zone | South Orange County | Average Weekday | September | CAISO 1-in-2 | 14 | 0.58065 | 0.48313 | 0.58065 | 0.48313 | 0 | 77.3223
| Zone | South Orange County | Average Weekday | September | CAISO 1-in-2 | 15 | 0.71239 | 0.62045 | 0.71239 | 0.62045 | 0 | 77.8991
| Zone | South Orange County | Average Weekday | September | CAISO 1-in-2 | 16 | 0.89009 | 0.79905 | 0.89009 | 0.79905 | 0 | 77.9467
| Zone | South Orange County | Average Weekday | September | CAISO 1-in-2 | 17 | 1.0725 | 0.99144 | 0.55656 | 0.38228 | 0.038513 | 77.7416
| Zone | South Orange County | Average Weekday | September | CAISO 1-in-2 | 18 | 1.2642 | 1.1885 | 0.96255 | 0.83737 | 0.053613 | 76.8941
| Zone | South Orange County | Average Weekday | September | CAISO 1-in-2 | 19 | 1.3739 | 1.3003 | 1.167 | 1.0838 | 0.040143 | 75.4356
| Zone | South Orange County | Average Weekday | September | CAISO 1-in-2 | 20 | 1.3758 | 1.3069 | 1.2366 | 1.1358 | 0.030927 | 73.2868
| Zone | South Orange County | Average Weekday | September | CAISO 1-in-2 | 21 | 1.3783 | 1.3172 | 1.2581 | 1.165 | 0.036753 | 71.1293
| Zone | South Orange County | Average Weekday | September | CAISO 1-in-2 | 22 | 1.3286 | 1.2683 | 1.5178 | 1.4959 | 0.040103 | 70.1068
| Zone | South Orange County | Average Weekday | September | CAISO 1-in-2 | 23 | 1.2745 | 1.2357 | 1.3108 | 1.2654 | 0.031118 | 69.3707
| Zone | South Orange County | Average Weekday | September | CAISO 1-in-2 | 24 | 1.1005 | 1.0698 | 1.139 | 1.0939 | 0.025996 | 68.6354
| Zone | South Orange County | Average Weekday | September | SCE 1-in-10 | 1 | 1.1461 | 1.1336 | 1.1461 | 1.1336 | 0 | 72.1596
| Zone | South Orange County | Average Weekday | September | SCE 1-in-10 | 2 | 0.96692 | 0.96337 | 0.96692 | 0.96337 | 0 | 71.5303
| Zone | South Orange County | Average Weekday | September | SCE 1-in-10 | 3 | 0.83671 | 0.83152 | 0.83671 | 0.83152 | 0 | 71.0128
| Zone | South Orange County | Average Weekday | September | SCE 1-in-10 | 4 | 0.73646 | 0.73013 | 0.73646 | 0.73013 | 0 | 70.5554
| Zone | South Orange County | Average Weekday | September | SCE 1-in-10 | 5 | 0.66874 | 0.66291 | 0.66874 | 0.66291 | 0 | 70.1828
| Zone | South Orange County | Average Weekday | September | SCE 1-in-10 | 6 | 0.62742 | 0.63098 | 0.62742 | 0.63098 | 0 | 69.8277
| Zone | South Orange County | Average Weekday | September | SCE 1-in-10 | 7 | 0.62477 | 0.66356 | 0.62477 | 0.66356 | 0 | 69.5659
| Zone | South Orange County | Average Weekday | September | SCE 1-in-10 | 8 | 0.65283 | 0.69195 | 0.65283 | 0.69195 | 0 | 69.5329
| Zone | South Orange County | Average Weekday | September | SCE 1-in-10 | 9 | 0.65036 | 0.61692 | 0.65036 | 0.61692 | 0 | 70.5176
| Zone | South Orange County | Average Weekday | September | SCE 1-in-10 | 10 | 0.61335 | 0.55164 | 0.61335 | 0.55164 | 0 | 72.891
| Zone | South Orange County | Average Weekday | September | SCE 1-in-10 | 11 | 0.61128 | 0.548 | 0.61128 | 0.548 | 0 | 75.834
| Zone | South Orange County | Average Weekday | September | SCE 1-in-10 | 12 | 0.68867 | 0.61346 | 0.68867 | 0.61346 | 0 | 78.6508
| Zone | South Orange County | Average Weekday | September | SCE 1-in-10 | 13 | 0.83923 | 0.74174 | 0.83923 | 0.74174 | 0 | 80.4829
| Zone | South Orange County | Average Weekday | September | SCE 1-in-10 | 14 | 1.0002 | 0.90264 | 1.0002 | 0.90264 | 0 | 81.4699
| Zone | South Orange County | Average Weekday | September | SCE 1-in-10 | 15 | 1.169 | 1.077 | 1.169 | 1.077 | 0 | 82.2249
| Zone | South Orange County | Average Weekday | September | SCE 1-in-10 | 16 | 1.3682 | 1.2772 | 1.3682 | 1.2772 | 0 | 82.3577
| Zone | South Orange County | Average Weekday | September | SCE 1-in-10 | 17 | 1.5488 | 1.4678 | 0.92998 | 0.7557 | 0.031062 | 82.2336
| Zone | South Orange County | Average Weekday | September | SCE 1-in-10 | 18 | 1.7253 | 1.6496 | 1.3443 | 1.2191 | 0.041422 | 81.4861
| Zone | South Orange County | Average Weekday | September | SCE 1-in-10 | 19 | 1.8038 | 1.7302 | 1.54 | 1.4568 | 0.029329 | 80.0172
| Zone | South Orange County | Average Weekday | September | SCE 1-in-10 | 20 | 1.7574 | 1.6886 | 1.5789 | 1.4781 | 0.019947 | 77.7714
| Zone | South Orange County | Average Weekday | September | SCE 1-in-10 | 21 | 1.7315 | 1.6704 | 1.5741 | 1.481 | 0.025572 | 75.3641
| Zone | South Orange County | Average Weekday | September | SCE 1-in-10 | 22 | 1.6574 | 1.5971 | 1.912 | 1.8901 | 0.027586 | 74.2188
| Zone | South Orange County | Average Weekday | September | SCE 1-in-10 | 23 | 1.5559 | 1.517 | 1.6525 | 1.6072 | 0.021859 | 73.3184
| Zone | South Orange County | Average Weekday | September | SCE 1-in-10 | 24 | 1.332 | 1.3014 | 1.4042 | 1.3592 | 0.01903 | 72.57
| Zone | South Orange County | Average Weekday | September | SCE 1-in-2 | 1 | 0.97678 | 0.96427 | 0.97678 | 0.96427 | 0 | 68.4465
| Zone | South Orange County | Average Weekday | September | SCE 1-in-2 | 2 | 0.82755 | 0.82401 | 0.82755 | 0.82401 | 0 | 67.8727
| Zone | South Orange County | Average Weekday | September | SCE 1-in-2 | 3 | 0.71764 | 0.71245 | 0.71764 | 0.71245 | 0 | 67.3984
| Zone | South Orange County | Average Weekday | September | SCE 1-in-2 | 4 | 0.63229 | 0.62595 | 0.63229 | 0.62595 | 0 | 66.9531
| Zone | South Orange County | Average Weekday | September | SCE 1-in-2 | 5 | 0.57588 | 0.57005 | 0.57588 | 0.57005 | 0 | 66.5898
| Zone | South Orange County | Average Weekday | September | SCE 1-in-2 | 6 | 0.5451 | 0.54866 | 0.5451 | 0.54866 | 0 | 66.3057
| Zone | South Orange County | Average Weekday | September | SCE 1-in-2 | 7 | 0.55156 | 0.59035 | 0.55156 | 0.59035 | 0 | 66.1549
| Zone | South Orange County | Average Weekday | September | SCE 1-in-2 | 8 | 0.57067 | 0.60978 | 0.57067 | 0.60978 | 0 | 66.1671
| Zone | South Orange County | Average Weekday | September | SCE 1-in-2 | 9 | 0.54078 | 0.50735 | 0.54078 | 0.50735 | 0 | 66.7678
| Zone | South Orange County | Average Weekday | September | SCE 1-in-2 | 10 | 0.46873 | 0.40702 | 0.46873 | 0.40702 | 0 | 68.5405
| Zone | South Orange County | Average Weekday | September | SCE 1-in-2 | 11 | 0.40858 | 0.34531 | 0.40858 | 0.34531 | 0 | 71.0888
| Zone | South Orange County | Average Weekday | September | SCE 1-in-2 | 12 | 0.4141 | 0.33889 | 0.4141 | 0.33889 | 0 | 73.7536
| Zone | South Orange County | Average Weekday | September | SCE 1-in-2 | 13 | 0.48841 | 0.39092 | 0.48841 | 0.39092 | 0 | 75.8309
| Zone | South Orange County | Average Weekday | September | SCE 1-in-2 | 14 | 0.58755 | 0.49004 | 0.58755 | 0.49004 | 0 | 77.158
| Zone | South Orange County | Average Weekday | September | SCE 1-in-2 | 15 | 0.71978 | 0.62784 | 0.71978 | 0.62784 | 0 | 77.7119
| Zone | South Orange County | Average Weekday | September | SCE 1-in-2 | 16 | 0.89763 | 0.80659 | 0.89763 | 0.80659 | 0 | 77.7438
| Zone | South Orange County | Average Weekday | September | SCE 1-in-2 | 17 | 1.08 | 0.9989 | 0.57038 | 0.3961 | 0.039133 | 77.4636
| Zone | South Orange County | Average Weekday | September | SCE 1-in-2 | 18 | 1.2716 | 1.196 | 0.97391 | 0.84874 | 0.054248 | 76.6695
| Zone | South Orange County | Average Weekday | September | SCE 1-in-2 | 19 | 1.3803 | 1.3067 | 1.1739 | 1.0907 | 0.040243 | 75.3948
| Zone | South Orange County | Average Weekday | September | SCE 1-in-2 | 20 | 1.381 | 1.3121 | 1.2419 | 1.141 | 0.030945 | 73.2802
| Zone | South Orange County | Average Weekday | September | SCE 1-in-2 | 21 | 1.3836 | 1.3225 | 1.2628 | 1.1697 | 0.036556 | 71.2012
| Zone | South Orange County | Average Weekday | September | SCE 1-in-2 | 22 | 1.3329 | 1.2726 | 1.5248 | 1.5029 | 0.039481 | 70.2783
| Zone | South Orange County | Average Weekday | September | SCE 1-in-2 | 23 | 1.278 | 1.2392 | 1.319 | 1.2736 | 0.030171 | 69.6773
| Zone | South Orange County | Average Weekday | September | SCE 1-in-2 | 24 | 1.1055 | 1.0748 | 1.1468 | 1.1017 | 0.025171 | 68.9639
| Zone | South Orange County | Monthly System Peak Day | April | CAISO 1-in-10 | 1 | 1.2702 | 1.2577 | 1.2702 | 1.2577 | 0 | 73.6692
| Zone | South Orange County | Monthly System Peak Day | April | CAISO 1-in-10 | 2 | 0.99685 | 0.9933 | 0.99685 | 0.9933 | 0 | 71.1644
| Zone | South Orange County | Monthly System Peak Day | April | CAISO 1-in-10 | 3 | 0.80027 | 0.79508 | 0.80027 | 0.79508 | 0 | 68.978
| Zone | South Orange County | Monthly System Peak Day | April | CAISO 1-in-10 | 4 | 0.68432 | 0.67799 | 0.68432 | 0.67799 | 0 | 67.6719
| Zone | South Orange County | Monthly System Peak Day | April | CAISO 1-in-10 | 5 | 0.61426 | 0.60843 | 0.61426 | 0.60843 | 0 | 67.1659
| Zone | South Orange County | Monthly System Peak Day | April | CAISO 1-in-10 | 6 | 0.6261 | 0.62966 | 0.6261 | 0.62966 | 0 | 69.1344
| Zone | South Orange County | Monthly System Peak Day | April | CAISO 1-in-10 | 7 | 0.65867 | 0.69747 | 0.65867 | 0.69747 | 0 | 70.9001
| Zone | South Orange County | Monthly System Peak Day | April | CAISO 1-in-10 | 8 | 0.71002 | 0.74914 | 0.71002 | 0.74914 | 0 | 71.8238
| Zone | South Orange County | Monthly System Peak Day | April | CAISO 1-in-10 | 9 | 0.74883 | 0.7154 | 0.74883 | 0.7154 | 0 | 73.8887
| Zone | South Orange County | Monthly System Peak Day | April | CAISO 1-in-10 | 10 | 0.77598 | 0.71427 | 0.77598 | 0.71427 | 0 | 77.1477
| Zone | South Orange County | Monthly System Peak Day | April | CAISO 1-in-10 | 11 | 0.89805 | 0.83478 | 0.89805 | 0.83478 | 0 | 80.7374
| Zone | South Orange County | Monthly System Peak Day | April | CAISO 1-in-10 | 12 | 1.0744 | 0.99921 | 1.0744 | 0.99921 | 0 | 84.9367
| Zone | South Orange County | Monthly System Peak Day | April | CAISO 1-in-10 | 13 | 1.3196 | 1.2221 | 1.3196 | 1.2221 | 0 | 87.7221
| Zone | South Orange County | Monthly System Peak Day | April | CAISO 1-in-10 | 14 | 1.5597 | 1.4622 | 1.5597 | 1.4622 | 0 | 89.6912
| Zone | South Orange County | Monthly System Peak Day | April | CAISO 1-in-10 | 15 | 1.7832 | 1.6912 | 1.7832 | 1.6912 | 0 | 91.0919
| Zone | South Orange County | Monthly System Peak Day | April | CAISO 1-in-10 | 16 | 2.0174 | 1.9264 | 2.0174 | 1.9264 | 0 | 92.2235
| Zone | South Orange County | Monthly System Peak Day | April | CAISO 1-in-10 | 17 | 2.2008 | 2.1198 | 1.3431 | 1.1688 | 0.040534 | 92.6618
| Zone | South Orange County | Monthly System Peak Day | April | CAISO 1-in-10 | 18 | 2.3545 | 2.2789 | 1.7745 | 1.6493 | 0.029026 | 92.9963
| Zone | South Orange County | Monthly System Peak Day | April | CAISO 1-in-10 | 19 | 2.4117 | 2.3381 | 1.9921 | 1.9089 | 0.018939 | 92.5426
| Zone | South Orange County | Monthly System Peak Day | April | CAISO 1-in-10 | 20 | 2.3288 | 2.2599 | 2.0377 | 1.9369 | 0.027334 | 90.6119
| Zone | South Orange County | Monthly System Peak Day | April | CAISO 1-in-10 | 21 | 2.2343 | 2.1732 | 1.9674 | 1.8744 | 0.020693 | 87.8502
| Zone | South Orange County | Monthly System Peak Day | April | CAISO 1-in-10 | 22 | 2.0701 | 2.0098 | 2.5062 | 2.4843 | 0.0461 | 85.623
| Zone | South Orange County | Monthly System Peak Day | April | CAISO 1-in-10 | 23 | 1.9253 | 1.8865 | 2.1692 | 2.1238 | 0.040154 | 82.9407
| Zone | South Orange County | Monthly System Peak Day | April | CAISO 1-in-10 | 24 | 1.6547 | 1.6241 | 1.7834 | 1.7384 | 0.027879 | 79.1652
| Zone | South Orange County | Monthly System Peak Day | April | CAISO 1-in-2 | 1 | 0.78602 | 0.7735 | 0.78602 | 0.7735 | 0 | 61.8862
| Zone | South Orange County | Monthly System Peak Day | April | CAISO 1-in-2 | 2 | 0.6786 | 0.67505 | 0.6786 | 0.67505 | 0 | 61.1709
| Zone | South Orange County | Monthly System Peak Day | April | CAISO 1-in-2 | 3 | 0.59903 | 0.59384 | 0.59903 | 0.59384 | 0 | 60.5252
| Zone | South Orange County | Monthly System Peak Day | April | CAISO 1-in-2 | 4 | 0.54167 | 0.53534 | 0.54167 | 0.53534 | 0 | 60.0769
| Zone | South Orange County | Monthly System Peak Day | April | CAISO 1-in-2 | 5 | 0.50509 | 0.49926 | 0.50509 | 0.49926 | 0 | 59.1901
| Zone | South Orange County | Monthly System Peak Day | April | CAISO 1-in-2 | 6 | 0.4921 | 0.49566 | 0.4921 | 0.49566 | 0 | 58.5741
| Zone | South Orange County | Monthly System Peak Day | April | CAISO 1-in-2 | 7 | 0.514 | 0.5528 | 0.514 | 0.5528 | 0 | 58.4459
| Zone | South Orange County | Monthly System Peak Day | April | CAISO 1-in-2 | 8 | 0.53734 | 0.57645 | 0.53734 | 0.57645 | 0 | 58.3945
| Zone | South Orange County | Monthly System Peak Day | April | CAISO 1-in-2 | 9 | 0.49776 | 0.46433 | 0.49776 | 0.46433 | 0 | 59.5467
| Zone | South Orange County | Monthly System Peak Day | April | CAISO 1-in-2 | 10 | 0.41126 | 0.34956 | 0.41126 | 0.34956 | 0 | 62.5661
| Zone | South Orange County | Monthly System Peak Day | April | CAISO 1-in-2 | 11 | 0.34614 | 0.28286 | 0.34614 | 0.28286 | 0 | 66.2924
| Zone | South Orange County | Monthly System Peak Day | April | CAISO 1-in-2 | 12 | 0.29701 | 0.2218 | 0.29701 | 0.2218 | 0 | 69.9554
| Zone | South Orange County | Monthly System Peak Day | April | CAISO 1-in-2 | 13 | 0.29314 | 0.19566 | 0.29314 | 0.19566 | 0 | 73.4979
| Zone | South Orange County | Monthly System Peak Day | April | CAISO 1-in-2 | 14 | 0.31094 | 0.21342 | 0.31094 | 0.21342 | 0 | 76.2426
| Zone | South Orange County | Monthly System Peak Day | April | CAISO 1-in-2 | 15 | 0.37523 | 0.28329 | 0.37523 | 0.28329 | 0 | 77.748
| Zone | South Orange County | Monthly System Peak Day | April | CAISO 1-in-2 | 16 | 0.49839 | 0.40735 | 0.49839 | 0.40735 | 0 | 76.7555
| Zone | South Orange County | Monthly System Peak Day | April | CAISO 1-in-2 | 17 | 0.64436 | 0.56331 | 0.4625 | 0.38145 | 0.044458 | 75.2703
| Zone | South Orange County | Monthly System Peak Day | April | CAISO 1-in-2 | 18 | 0.8344 | 0.75876 | 0.73154 | 0.65591 | 0.059123 | 74.9747
| Zone | South Orange County | Monthly System Peak Day | April | CAISO 1-in-2 | 19 | 1.0046 | 0.93101 | 0.90053 | 0.82695 | 0.041632 | 74.8312
| Zone | South Orange County | Monthly System Peak Day | April | CAISO 1-in-2 | 20 | 1.095 | 1.0261 | 0.98422 | 0.91533 | 0.031318 | 73.1397
| Zone | South Orange County | Monthly System Peak Day | April | CAISO 1-in-2 | 21 | 1.1008 | 1.0396 | 0.99674 | 0.92362 | 0.041878 | 69.2794
| Zone | South Orange County | Monthly System Peak Day | April | CAISO 1-in-2 | 22 | 1.0665 | 1.0062 | 1.169 | 1.1471 | 0.061859 | 64.654
| Zone | South Orange County | Monthly System Peak Day | April | CAISO 1-in-2 | 23 | 1.034 | 0.99516 | 1.034 | 0.99516 | 0 | 62.6592
| Zone | South Orange County | Monthly System Peak Day | April | CAISO 1-in-2 | 24 | 0.89716 | 0.86651 | 0.89716 | 0.86651 | 0 | 61.6518
| Zone | South Orange County | Monthly System Peak Day | April | SCE 1-in-10 | 1 | 1.0695 | 1.057 | 1.0695 | 1.057 | 0 | 70.5168
| Zone | South Orange County | Monthly System Peak Day | April | SCE 1-in-10 | 2 | 0.91389 | 0.91034 | 0.91389 | 0.91034 | 0 | 70.2282
| Zone | South Orange County | Monthly System Peak Day | April | SCE 1-in-10 | 3 | 0.76692 | 0.76174 | 0.76692 | 0.76174 | 0 | 68.8319
| Zone | South Orange County | Monthly System Peak Day | April | SCE 1-in-10 | 4 | 0.63602 | 0.62969 | 0.63602 | 0.62969 | 0 | 66.7265
| Zone | South Orange County | Monthly System Peak Day | April | SCE 1-in-10 | 5 | 0.56728 | 0.56145 | 0.56728 | 0.56145 | 0 | 65.5281
| Zone | South Orange County | Monthly System Peak Day | April | SCE 1-in-10 | 6 | 0.53153 | 0.53509 | 0.53153 | 0.53509 | 0 | 64.8153
| Zone | South Orange County | Monthly System Peak Day | April | SCE 1-in-10 | 7 | 0.53135 | 0.57015 | 0.53135 | 0.57015 | 0 | 64.1805
| Zone | South Orange County | Monthly System Peak Day | April | SCE 1-in-10 | 8 | 0.54374 | 0.58286 | 0.54374 | 0.58286 | 0 | 64.0755
| Zone | South Orange County | Monthly System Peak Day | April | SCE 1-in-10 | 9 | 0.53367 | 0.50024 | 0.53367 | 0.50024 | 0 | 66.5264
| Zone | South Orange County | Monthly System Peak Day | April | SCE 1-in-10 | 10 | 0.5536 | 0.49189 | 0.5536 | 0.49189 | 0 | 71.2352
| Zone | South Orange County | Monthly System Peak Day | April | SCE 1-in-10 | 11 | 0.50929 | 0.44601 | 0.50929 | 0.44601 | 0 | 75.5846
| Zone | South Orange County | Monthly System Peak Day | April | SCE 1-in-10 | 12 | 0.53144 | 0.45624 | 0.53144 | 0.45624 | 0 | 79.464
| Zone | South Orange County | Monthly System Peak Day | April | SCE 1-in-10 | 13 | 0.64854 | 0.55105 | 0.64854 | 0.55105 | 0 | 81.2061
| Zone | South Orange County | Monthly System Peak Day | April | SCE 1-in-10 | 14 | 0.78857 | 0.69106 | 0.78857 | 0.69106 | 0 | 82.2768
| Zone | South Orange County | Monthly System Peak Day | April | SCE 1-in-10 | 15 | 0.94733 | 0.85539 | 0.94733 | 0.85539 | 0 | 82.754
| Zone | South Orange County | Monthly System Peak Day | April | SCE 1-in-10 | 16 | 1.1417 | 1.0507 | 1.1417 | 1.0507 | 0 | 83.8407
| Zone | South Orange County | Monthly System Peak Day | April | SCE 1-in-10 | 17 | 1.3288 | 1.2477 | 0.66055 | 0.48627 | 0.029823 | 84.3893
| Zone | South Orange County | Monthly System Peak Day | April | SCE 1-in-10 | 18 | 1.5105 | 1.4349 | 1.0633 | 0.93814 | 0.033213 | 85.3142
| Zone | South Orange County | Monthly System Peak Day | April | SCE 1-in-10 | 19 | 1.6192 | 1.5456 | 1.3239 | 1.2407 | 0.023984 | 82.5524
| Zone | South Orange County | Monthly System Peak Day | April | SCE 1-in-10 | 20 | 1.5824 | 1.5135 | 1.4194 | 1.3185 | 0.023993 | 76.0068
| Zone | South Orange County | Monthly System Peak Day | April | SCE 1-in-10 | 21 | 1.5571 | 1.496 | 1.4471 | 1.354 | 0.039955 | 69.9694
| Zone | South Orange County | Monthly System Peak Day | April | SCE 1-in-10 | 22 | 1.5292 | 1.4689 | 1.6918 | 1.6699 | 0.046423 | 68.4366
| Zone | South Orange County | Monthly System Peak Day | April | SCE 1-in-10 | 23 | 1.438 | 1.3991 | 1.4515 | 1.4061 | 0.0067506 | 67.8832
| Zone | South Orange County | Monthly System Peak Day | April | SCE 1-in-10 | 24 | 1.2052 | 1.1746 | 1.2298 | 1.1848 | 0.012298 | 67.0134
| Zone | South Orange County | Monthly System Peak Day | April | SCE 1-in-2 | 1 | 0.84976 | 0.83724 | 0.84976 | 0.83724 | 0 | 63.8853
| Zone | South Orange County | Monthly System Peak Day | April | SCE 1-in-2 | 2 | 0.72659 | 0.72304 | 0.72659 | 0.72304 | 0 | 63.3937
| Zone | South Orange County | Monthly System Peak Day | April | SCE 1-in-2 | 3 | 0.63835 | 0.63316 | 0.63835 | 0.63316 | 0 | 62.5772
| Zone | South Orange County | Monthly System Peak Day | April | SCE 1-in-2 | 4 | 0.57445 | 0.56812 | 0.57445 | 0.56812 | 0 | 62.0099
| Zone | South Orange County | Monthly System Peak Day | April | SCE 1-in-2 | 5 | 0.53214 | 0.52631 | 0.53214 | 0.52631 | 0 | 61.1392
| Zone | South Orange County | Monthly System Peak Day | April | SCE 1-in-2 | 6 | 0.51233 | 0.51589 | 0.51233 | 0.51589 | 0 | 60.3947
| Zone | South Orange County | Monthly System Peak Day | April | SCE 1-in-2 | 7 | 0.52531 | 0.56411 | 0.52531 | 0.56411 | 0 | 60.2331
| Zone | South Orange County | Monthly System Peak Day | April | SCE 1-in-2 | 8 | 0.54156 | 0.58068 | 0.54156 | 0.58068 | 0 | 60.1077
| Zone | South Orange County | Monthly System Peak Day | April | SCE 1-in-2 | 9 | 0.49055 | 0.45712 | 0.49055 | 0.45712 | 0 | 61.5655
| Zone | South Orange County | Monthly System Peak Day | April | SCE 1-in-2 | 10 | 0.39922 | 0.33751 | 0.39922 | 0.33751 | 0 | 65.4608
| Zone | South Orange County | Monthly System Peak Day | April | SCE 1-in-2 | 11 | 0.36945 | 0.30618 | 0.36945 | 0.30618 | 0 | 70.191
| Zone | South Orange County | Monthly System Peak Day | April | SCE 1-in-2 | 12 | 0.33723 | 0.26203 | 0.33723 | 0.26203 | 0 | 74.7902
| Zone | South Orange County | Monthly System Peak Day | April | SCE 1-in-2 | 13 | 0.37565 | 0.27816 | 0.37565 | 0.27816 | 0 | 78.6589
| Zone | South Orange County | Monthly System Peak Day | April | SCE 1-in-2 | 14 | 0.45926 | 0.36174 | 0.45926 | 0.36174 | 0 | 80.8919
| Zone | South Orange County | Monthly System Peak Day | April | SCE 1-in-2 | 15 | 0.58596 | 0.49402 | 0.58596 | 0.49402 | 0 | 81.3776
| Zone | South Orange County | Monthly System Peak Day | April | SCE 1-in-2 | 16 | 0.76246 | 0.67142 | 0.76246 | 0.67142 | 0 | 80.7493
| Zone | South Orange County | Monthly System Peak Day | April | SCE 1-in-2 | 17 | 0.94386 | 0.86281 | 0.40903 | 0.23475 | 0.036763 | 78.5664
| Zone | South Orange County | Monthly System Peak Day | April | SCE 1-in-2 | 18 | 1.1363 | 1.0607 | 0.79999 | 0.67481 | 0.048074 | 78.9011
| Zone | South Orange County | Monthly System Peak Day | April | SCE 1-in-2 | 19 | 1.272 | 1.1984 | 1.0279 | 0.94472 | 0.032971 | 78.4231
| Zone | South Orange County | Monthly System Peak Day | April | SCE 1-in-2 | 20 | 1.3088 | 1.2399 | 1.1435 | 1.0426 | 0.023362 | 76.2691
| Zone | South Orange County | Monthly System Peak Day | April | SCE 1-in-2 | 21 | 1.2968 | 1.2356 | 1.1613 | 1.0683 | 0.032064 | 72.8596
| Zone | South Orange County | Monthly System Peak Day | April | SCE 1-in-2 | 22 | 1.2368 | 1.1765 | 1.4255 | 1.4035 | 0.040217 | 70.0754
| Zone | South Orange County | Monthly System Peak Day | April | SCE 1-in-2 | 23 | 1.2005 | 1.1617 | 1.2175 | 1.1722 | 0.0085056 | 68.1126
| Zone | South Orange County | Monthly System Peak Day | April | SCE 1-in-2 | 24 | 1.0272 | 0.99658 | 1.0347 | 0.99658 | 0.0037169 | 65.0105
| Zone | South Orange County | Monthly System Peak Day | August | CAISO 1-in-10 | 1 | 1.16 | 1.1475 | 1.16 | 1.1475 | 0 | 71.5651
| Zone | South Orange County | Monthly System Peak Day | August | CAISO 1-in-10 | 2 | 0.96953 | 0.96599 | 0.96953 | 0.96599 | 0 | 71.0601
| Zone | South Orange County | Monthly System Peak Day | August | CAISO 1-in-10 | 3 | 0.83379 | 0.8286 | 0.83379 | 0.8286 | 0 | 70.5994
| Zone | South Orange County | Monthly System Peak Day | August | CAISO 1-in-10 | 4 | 0.73554 | 0.72921 | 0.73554 | 0.72921 | 0 | 70.1935
| Zone | South Orange County | Monthly System Peak Day | August | CAISO 1-in-10 | 5 | 0.6671 | 0.66127 | 0.6671 | 0.66127 | 0 | 69.8499
| Zone | South Orange County | Monthly System Peak Day | August | CAISO 1-in-10 | 6 | 0.62861 | 0.63217 | 0.62861 | 0.63217 | 0 | 69.6274
| Zone | South Orange County | Monthly System Peak Day | August | CAISO 1-in-10 | 7 | 0.6251 | 0.66389 | 0.6251 | 0.66389 | 0 | 69.4318
| Zone | South Orange County | Monthly System Peak Day | August | CAISO 1-in-10 | 8 | 0.65234 | 0.69146 | 0.65234 | 0.69146 | 0 | 69.47
| Zone | South Orange County | Monthly System Peak Day | August | CAISO 1-in-10 | 9 | 0.64515 | 0.61171 | 0.64515 | 0.61171 | 0 | 70.341
| Zone | South Orange County | Monthly System Peak Day | August | CAISO 1-in-10 | 10 | 0.65471 | 0.593 | 0.65471 | 0.593 | 0 | 73.4556
| Zone | South Orange County | Monthly System Peak Day | August | CAISO 1-in-10 | 11 | 0.72935 | 0.66607 | 0.72935 | 0.66607 | 0 | 77.6044
| Zone | South Orange County | Monthly System Peak Day | August | CAISO 1-in-10 | 12 | 0.84102 | 0.76581 | 0.84102 | 0.76581 | 0 | 81.839
| Zone | South Orange County | Monthly System Peak Day | August | CAISO 1-in-10 | 13 | 1.0296 | 0.9321 | 1.0296 | 0.9321 | 0 | 84.1575
| Zone | South Orange County | Monthly System Peak Day | August | CAISO 1-in-10 | 14 | 1.2187 | 1.1212 | 1.2187 | 1.1212 | 0 | 86.5789
| Zone | South Orange County | Monthly System Peak Day | August | CAISO 1-in-10 | 15 | 1.4162 | 1.3243 | 1.4162 | 1.3243 | 0 | 86.9598
| Zone | South Orange County | Monthly System Peak Day | August | CAISO 1-in-10 | 16 | 1.6333 | 1.5422 | 1.6333 | 1.5422 | 0 | 86.8487
| Zone | South Orange County | Monthly System Peak Day | August | CAISO 1-in-10 | 17 | 1.8157 | 1.7346 | 1.091 | 0.91668 | 0.030673 | 86.8538
| Zone | South Orange County | Monthly System Peak Day | August | CAISO 1-in-10 | 18 | 1.9826 | 1.907 | 1.5099 | 1.3848 | 0.030868 | 86.7884
| Zone | South Orange County | Monthly System Peak Day | August | CAISO 1-in-10 | 19 | 2.0539 | 1.9803 | 1.7209 | 1.6377 | 0.018886 | 85.5847
| Zone | South Orange County | Monthly System Peak Day | August | CAISO 1-in-10 | 20 | 2.0006 | 1.9317 | 1.7648 | 1.664 | 0.01465 | 84.3037
| Zone | South Orange County | Monthly System Peak Day | August | CAISO 1-in-10 | 21 | 1.937 | 1.8758 | 1.7355 | 1.6424 | 0.015321 | 80.3875
| Zone | South Orange County | Monthly System Peak Day | August | CAISO 1-in-10 | 22 | 1.8367 | 1.7764 | 2.1393 | 2.1174 | 0.024305 | 77.2361
| Zone | South Orange County | Monthly System Peak Day | August | CAISO 1-in-10 | 23 | 1.7113 | 1.6724 | 1.8499 | 1.8045 | 0.02155 | 76.0589
| Zone | South Orange County | Monthly System Peak Day | August | CAISO 1-in-10 | 24 | 1.4619 | 1.4312 | 1.5536 | 1.5085 | 0.019294 | 74.8478
| Zone | South Orange County | Monthly System Peak Day | August | CAISO 1-in-2 | 1 | 1.2901 | 1.2776 | 1.2901 | 1.2776 | 0 | 74.9967
| Zone | South Orange County | Monthly System Peak Day | August | CAISO 1-in-2 | 2 | 1.0856 | 1.0821 | 1.0856 | 1.0821 | 0 | 74.4761
| Zone | South Orange County | Monthly System Peak Day | August | CAISO 1-in-2 | 3 | 0.94604 | 0.94085 | 0.94604 | 0.94085 | 0 | 74.2732
| Zone | South Orange County | Monthly System Peak Day | August | CAISO 1-in-2 | 4 | 0.82187 | 0.81554 | 0.82187 | 0.81554 | 0 | 73.3918
| Zone | South Orange County | Monthly System Peak Day | August | CAISO 1-in-2 | 5 | 0.74877 | 0.74294 | 0.74877 | 0.74294 | 0 | 73.2045
| Zone | South Orange County | Monthly System Peak Day | August | CAISO 1-in-2 | 6 | 0.69839 | 0.70195 | 0.69839 | 0.70195 | 0 | 72.79
| Zone | South Orange County | Monthly System Peak Day | August | CAISO 1-in-2 | 7 | 0.68927 | 0.72807 | 0.68927 | 0.72807 | 0 | 72.5334
| Zone | South Orange County | Monthly System Peak Day | August | CAISO 1-in-2 | 8 | 0.73792 | 0.77704 | 0.73792 | 0.77704 | 0 | 73.0196
| Zone | South Orange County | Monthly System Peak Day | August | CAISO 1-in-2 | 9 | 0.77386 | 0.74043 | 0.77386 | 0.74043 | 0 | 74.7437
| Zone | South Orange County | Monthly System Peak Day | August | CAISO 1-in-2 | 10 | 0.7787 | 0.71699 | 0.7787 | 0.71699 | 0 | 78.152
| Zone | South Orange County | Monthly System Peak Day | August | CAISO 1-in-2 | 11 | 0.81504 | 0.75177 | 0.81504 | 0.75177 | 0 | 81.9167
| Zone | South Orange County | Monthly System Peak Day | August | CAISO 1-in-2 | 12 | 0.95232 | 0.87712 | 0.95232 | 0.87712 | 0 | 85.6603
| Zone | South Orange County | Monthly System Peak Day | August | CAISO 1-in-2 | 13 | 1.1806 | 1.0831 | 1.1806 | 1.0831 | 0 | 87.3438
| Zone | South Orange County | Monthly System Peak Day | August | CAISO 1-in-2 | 14 | 1.412 | 1.3145 | 1.412 | 1.3145 | 0 | 87.71
| Zone | South Orange County | Monthly System Peak Day | August | CAISO 1-in-2 | 15 | 1.6281 | 1.5362 | 1.6281 | 1.5362 | 0 | 87.1374
| Zone | South Orange County | Monthly System Peak Day | August | CAISO 1-in-2 | 16 | 1.8503 | 1.7593 | 1.8503 | 1.7593 | 0 | 87.1251
| Zone | South Orange County | Monthly System Peak Day | August | CAISO 1-in-2 | 17 | 2.029 | 1.948 | 1.3107 | 1.1365 | 0.030456 | 86.5732
| Zone | South Orange County | Monthly System Peak Day | August | CAISO 1-in-2 | 18 | 2.1901 | 2.1145 | 1.7493 | 1.6241 | 0.033876 | 84.9497
| Zone | South Orange County | Monthly System Peak Day | August | CAISO 1-in-2 | 19 | 2.2346 | 2.161 | 1.924 | 1.8408 | 0.021693 | 83.7815
| Zone | South Orange County | Monthly System Peak Day | August | CAISO 1-in-2 | 20 | 2.1403 | 2.0715 | 1.9248 | 1.8239 | 0.013926 | 81.9976
| Zone | South Orange County | Monthly System Peak Day | August | CAISO 1-in-2 | 21 | 2.0878 | 2.0267 | 1.8931 | 1.8 | 0.016434 | 79.6222
| Zone | South Orange County | Monthly System Peak Day | August | CAISO 1-in-2 | 22 | 1.9917 | 1.9314 | 2.3058 | 2.2839 | 0.024635 | 77.9634
| Zone | South Orange County | Monthly System Peak Day | August | CAISO 1-in-2 | 23 | 1.8409 | 1.802 | 1.9931 | 1.9477 | 0.022754 | 76.9491
| Zone | South Orange County | Monthly System Peak Day | August | CAISO 1-in-2 | 24 | 1.5639 | 1.5333 | 1.6675 | 1.6225 | 0.021149 | 76.2344
| Zone | South Orange County | Monthly System Peak Day | August | SCE 1-in-10 | 1 | 1.223 | 1.2105 | 1.223 | 1.2105 | 0 | 73.191
| Zone | South Orange County | Monthly System Peak Day | August | SCE 1-in-10 | 2 | 1.0287 | 1.0252 | 1.0287 | 1.0252 | 0 | 72.7935
| Zone | South Orange County | Monthly System Peak Day | August | SCE 1-in-10 | 3 | 0.88707 | 0.88188 | 0.88707 | 0.88188 | 0 | 72.3299
| Zone | South Orange County | Monthly System Peak Day | August | SCE 1-in-10 | 4 | 0.77524 | 0.76891 | 0.77524 | 0.76891 | 0 | 71.6467
| Zone | South Orange County | Monthly System Peak Day | August | SCE 1-in-10 | 5 | 0.69864 | 0.69281 | 0.69864 | 0.69281 | 0 | 71.1156
| Zone | South Orange County | Monthly System Peak Day | August | SCE 1-in-10 | 6 | 0.65583 | 0.65939 | 0.65583 | 0.65939 | 0 | 70.8326
| Zone | South Orange County | Monthly System Peak Day | August | SCE 1-in-10 | 7 | 0.64772 | 0.68652 | 0.64772 | 0.68652 | 0 | 70.5042
| Zone | South Orange County | Monthly System Peak Day | August | SCE 1-in-10 | 8 | 0.68021 | 0.71933 | 0.68021 | 0.71933 | 0 | 70.6189
| Zone | South Orange County | Monthly System Peak Day | August | SCE 1-in-10 | 9 | 0.70564 | 0.67221 | 0.70564 | 0.67221 | 0 | 72.4103
| Zone | South Orange County | Monthly System Peak Day | August | SCE 1-in-10 | 10 | 0.72534 | 0.66363 | 0.72534 | 0.66363 | 0 | 76.1772
| Zone | South Orange County | Monthly System Peak Day | August | SCE 1-in-10 | 11 | 0.77168 | 0.70841 | 0.77168 | 0.70841 | 0 | 80.7882
| Zone | South Orange County | Monthly System Peak Day | August | SCE 1-in-10 | 12 | 0.90836 | 0.83315 | 0.90836 | 0.83315 | 0 | 82.884
| Zone | South Orange County | Monthly System Peak Day | August | SCE 1-in-10 | 13 | 1.1349 | 1.0374 | 1.1349 | 1.0374 | 0 | 82.8635
| Zone | South Orange County | Monthly System Peak Day | August | SCE 1-in-10 | 14 | 1.3388 | 1.2413 | 1.3388 | 1.2413 | 0 | 84.1333
| Zone | South Orange County | Monthly System Peak Day | August | SCE 1-in-10 | 15 | 1.531 | 1.4391 | 1.531 | 1.4391 | 0 | 86.231
| Zone | South Orange County | Monthly System Peak Day | August | SCE 1-in-10 | 16 | 1.7458 | 1.6548 | 1.7458 | 1.6548 | 0 | 88.6524
| Zone | South Orange County | Monthly System Peak Day | August | SCE 1-in-10 | 17 | 1.9291 | 1.848 | 1.138 | 0.96376 | 0.034483 | 89.751
| Zone | South Orange County | Monthly System Peak Day | August | SCE 1-in-10 | 18 | 2.0918 | 2.0162 | 1.5831 | 1.458 | 0.028665 | 88.8701
| Zone | South Orange County | Monthly System Peak Day | August | SCE 1-in-10 | 19 | 2.1565 | 2.0829 | 1.8075 | 1.7243 | 0.017444 | 86.8679
| Zone | South Orange County | Monthly System Peak Day | August | SCE 1-in-10 | 20 | 2.0819 | 2.013 | 1.8478 | 1.747 | 0.014462 | 84.1045
| Zone | South Orange County | Monthly System Peak Day | August | SCE 1-in-10 | 21 | 2.0191 | 1.958 | 1.8136 | 1.7206 | 0.014779 | 80.8487
| Zone | South Orange County | Monthly System Peak Day | August | SCE 1-in-10 | 22 | 1.9181 | 1.8578 | 2.2278 | 2.2058 | 0.024452 | 77.6773
| Zone | South Orange County | Monthly System Peak Day | August | SCE 1-in-10 | 23 | 1.783 | 1.7442 | 1.9143 | 1.869 | 0.021154 | 75.5817
| Zone | South Orange County | Monthly System Peak Day | August | SCE 1-in-10 | 24 | 1.51 | 1.4793 | 1.5984 | 1.5534 | 0.018994 | 74.4663
| Zone | South Orange County | Monthly System Peak Day | August | SCE 1-in-2 | 1 | 1.228 | 1.2155 | 1.228 | 1.2155 | 0 | 73.4197
| Zone | South Orange County | Monthly System Peak Day | August | SCE 1-in-2 | 2 | 1.0288 | 1.0253 | 1.0288 | 1.0253 | 0 | 72.8319
| Zone | South Orange County | Monthly System Peak Day | August | SCE 1-in-2 | 3 | 0.89564 | 0.89045 | 0.89564 | 0.89045 | 0 | 72.6489
| Zone | South Orange County | Monthly System Peak Day | August | SCE 1-in-2 | 4 | 0.7813 | 0.77497 | 0.7813 | 0.77497 | 0 | 71.9097
| Zone | South Orange County | Monthly System Peak Day | August | SCE 1-in-2 | 5 | 0.71452 | 0.70869 | 0.71452 | 0.70869 | 0 | 71.825
| Zone | South Orange County | Monthly System Peak Day | August | SCE 1-in-2 | 6 | 0.67638 | 0.67994 | 0.67638 | 0.67994 | 0 | 71.8412
| Zone | South Orange County | Monthly System Peak Day | August | SCE 1-in-2 | 7 | 0.67109 | 0.70989 | 0.67109 | 0.70989 | 0 | 71.6871
| Zone | South Orange County | Monthly System Peak Day | August | SCE 1-in-2 | 8 | 0.71032 | 0.74944 | 0.71032 | 0.74944 | 0 | 71.8825
| Zone | South Orange County | Monthly System Peak Day | August | SCE 1-in-2 | 9 | 0.72379 | 0.69036 | 0.72379 | 0.69036 | 0 | 73.0308
| Zone | South Orange County | Monthly System Peak Day | August | SCE 1-in-2 | 10 | 0.72479 | 0.66308 | 0.72479 | 0.66308 | 0 | 76.2368
| Zone | South Orange County | Monthly System Peak Day | August | SCE 1-in-2 | 11 | 0.76655 | 0.70328 | 0.76655 | 0.70328 | 0 | 79.9706
| Zone | South Orange County | Monthly System Peak Day | August | SCE 1-in-2 | 12 | 0.89506 | 0.81986 | 0.89506 | 0.81986 | 0 | 83.1113
| Zone | South Orange County | Monthly System Peak Day | August | SCE 1-in-2 | 13 | 1.1035 | 1.006 | 1.1035 | 1.006 | 0 | 84.8958
| Zone | South Orange County | Monthly System Peak Day | August | SCE 1-in-2 | 14 | 1.3101 | 1.2125 | 1.3101 | 1.2125 | 0 | 86.3541
| Zone | South Orange County | Monthly System Peak Day | August | SCE 1-in-2 | 15 | 1.5104 | 1.4185 | 1.5104 | 1.4185 | 0 | 87.3664
| Zone | South Orange County | Monthly System Peak Day | August | SCE 1-in-2 | 16 | 1.7309 | 1.6399 | 1.7309 | 1.6399 | 0 | 86.9993
| Zone | South Orange County | Monthly System Peak Day | August | SCE 1-in-2 | 17 | 1.9115 | 1.8305 | 1.2021 | 1.0278 | 0.030206 | 86.1864
| Zone | South Orange County | Monthly System Peak Day | August | SCE 1-in-2 | 18 | 2.076 | 2.0004 | 1.6251 | 1.4999 | 0.03283 | 85.533
| Zone | South Orange County | Monthly System Peak Day | August | SCE 1-in-2 | 19 | 2.1369 | 2.0633 | 1.8075 | 1.7243 | 0.019289 | 85.2898
| Zone | South Orange County | Monthly System Peak Day | August | SCE 1-in-2 | 20 | 2.0657 | 1.9968 | 1.8364 | 1.7356 | 0.014068 | 83.5683
| Zone | South Orange County | Monthly System Peak Day | August | SCE 1-in-2 | 21 | 2.0039 | 1.9428 | 1.8082 | 1.7152 | 0.016265 | 79.7286
| Zone | South Orange County | Monthly System Peak Day | August | SCE 1-in-2 | 22 | 1.9125 | 1.8522 | 2.2052 | 2.1833 | 0.024384 | 76.6134
| Zone | South Orange County | Monthly System Peak Day | August | SCE 1-in-2 | 23 | 1.7748 | 1.736 | 1.897 | 1.8517 | 0.020922 | 74.9869
| Zone | South Orange County | Monthly System Peak Day | August | SCE 1-in-2 | 24 | 1.4998 | 1.4692 | 1.5837 | 1.5387 | 0.018743 | 73.9318
| Zone | South Orange County | Monthly System Peak Day | December | CAISO 1-in-10 | 1 | 0.85599 | 0.84347 | 0.85599 | 0.84347 | 0 | 45.0919
| Zone | South Orange County | Monthly System Peak Day | December | CAISO 1-in-10 | 2 | 0.76254 | 0.759 | 0.76254 | 0.759 | 0 | 43.5412
| Zone | South Orange County | Monthly System Peak Day | December | CAISO 1-in-10 | 3 | 0.69876 | 0.69357 | 0.69876 | 0.69357 | 0 | 42.5601
| Zone | South Orange County | Monthly System Peak Day | December | CAISO 1-in-10 | 4 | 0.65498 | 0.64865 | 0.65498 | 0.64865 | 0 | 41.3762
| Zone | South Orange County | Monthly System Peak Day | December | CAISO 1-in-10 | 5 | 0.63997 | 0.63414 | 0.63997 | 0.63414 | 0 | 40.4016
| Zone | South Orange County | Monthly System Peak Day | December | CAISO 1-in-10 | 6 | 0.65429 | 0.65785 | 0.65429 | 0.65785 | 0 | 39.2939
| Zone | South Orange County | Monthly System Peak Day | December | CAISO 1-in-10 | 7 | 0.71474 | 0.75353 | 0.71474 | 0.75353 | 0 | 39.4268
| Zone | South Orange County | Monthly System Peak Day | December | CAISO 1-in-10 | 8 | 0.73248 | 0.7716 | 0.73248 | 0.7716 | 0 | 40.3597
| Zone | South Orange County | Monthly System Peak Day | December | CAISO 1-in-10 | 9 | 0.64617 | 0.61274 | 0.64617 | 0.61274 | 0 | 41.7083
| Zone | South Orange County | Monthly System Peak Day | December | CAISO 1-in-10 | 10 | 0.54116 | 0.47945 | 0.54116 | 0.47945 | 0 | 46.9086
| Zone | South Orange County | Monthly System Peak Day | December | CAISO 1-in-10 | 11 | 0.46476 | 0.40149 | 0.46476 | 0.40149 | 0 | 51.6946
| Zone | South Orange County | Monthly System Peak Day | December | CAISO 1-in-10 | 12 | 0.43281 | 0.3576 | 0.43281 | 0.3576 | 0 | 53.6248
| Zone | South Orange County | Monthly System Peak Day | December | CAISO 1-in-10 | 13 | 0.43364 | 0.33615 | 0.43364 | 0.33615 | 0 | 54.6801
| Zone | South Orange County | Monthly System Peak Day | December | CAISO 1-in-10 | 14 | 0.44157 | 0.34405 | 0.44157 | 0.34405 | 0 | 55.768
| Zone | South Orange County | Monthly System Peak Day | December | CAISO 1-in-10 | 15 | 0.47595 | 0.38401 | 0.47595 | 0.38401 | 0 | 56.6402
| Zone | South Orange County | Monthly System Peak Day | December | CAISO 1-in-10 | 16 | 0.57333 | 0.48229 | 0.57333 | 0.48229 | 0 | 56.7591
| Zone | South Orange County | Monthly System Peak Day | December | CAISO 1-in-10 | 17 | 0.73417 | 0.65312 | 0.73417 | 0.65312 | 0 | 56.396
| Zone | South Orange County | Monthly System Peak Day | December | CAISO 1-in-10 | 18 | 0.99499 | 0.91936 | 0.99499 | 0.91936 | 0 | 54.5378
| Zone | South Orange County | Monthly System Peak Day | December | CAISO 1-in-10 | 19 | 1.1612 | 1.0876 | 1.1612 | 1.0876 | 0 | 52.7977
| Zone | South Orange County | Monthly System Peak Day | December | CAISO 1-in-10 | 20 | 1.1743 | 1.1054 | 1.1743 | 1.1054 | 0 | 52.0534
| Zone | South Orange County | Monthly System Peak Day | December | CAISO 1-in-10 | 21 | 1.1485 | 1.0874 | 1.1485 | 1.0874 | 0 | 50.4976
| Zone | South Orange County | Monthly System Peak Day | December | CAISO 1-in-10 | 22 | 1.1035 | 1.0432 | 1.1035 | 1.0432 | 0 | 49.0959
| Zone | South Orange County | Monthly System Peak Day | December | CAISO 1-in-10 | 23 | 1.0803 | 1.0415 | 1.0803 | 1.0415 | 0 | 49.0147
| Zone | South Orange County | Monthly System Peak Day | December | CAISO 1-in-10 | 24 | 0.95872 | 0.92807 | 0.95872 | 0.92807 | 0 | 48.6077
| Zone | South Orange County | Monthly System Peak Day | December | CAISO 1-in-2 | 1 | 0.78472 | 0.77221 | 0.78472 | 0.77221 | 0 | 50.301
| Zone | South Orange County | Monthly System Peak Day | December | CAISO 1-in-2 | 2 | 0.69243 | 0.68889 | 0.69243 | 0.68889 | 0 | 48.892
| Zone | South Orange County | Monthly System Peak Day | December | CAISO 1-in-2 | 3 | 0.62733 | 0.62215 | 0.62733 | 0.62215 | 0 | 47.9736
| Zone | South Orange County | Monthly System Peak Day | December | CAISO 1-in-2 | 4 | 0.58157 | 0.57524 | 0.58157 | 0.57524 | 0 | 47.4576
| Zone | South Orange County | Monthly System Peak Day | December | CAISO 1-in-2 | 5 | 0.56152 | 0.55569 | 0.56152 | 0.55569 | 0 | 47.0473
| Zone | South Orange County | Monthly System Peak Day | December | CAISO 1-in-2 | 6 | 0.56958 | 0.57314 | 0.56958 | 0.57314 | 0 | 46.7952
| Zone | South Orange County | Monthly System Peak Day | December | CAISO 1-in-2 | 7 | 0.62415 | 0.66295 | 0.62415 | 0.66295 | 0 | 46.3041
| Zone | South Orange County | Monthly System Peak Day | December | CAISO 1-in-2 | 8 | 0.65419 | 0.69331 | 0.65419 | 0.69331 | 0 | 46.0592
| Zone | South Orange County | Monthly System Peak Day | December | CAISO 1-in-2 | 9 | 0.58429 | 0.55086 | 0.58429 | 0.55086 | 0 | 46.6894
| Zone | South Orange County | Monthly System Peak Day | December | CAISO 1-in-2 | 10 | 0.49272 | 0.43101 | 0.49272 | 0.43101 | 0 | 49.6726
| Zone | South Orange County | Monthly System Peak Day | December | CAISO 1-in-2 | 11 | 0.41823 | 0.35496 | 0.41823 | 0.35496 | 0 | 54.9946
| Zone | South Orange County | Monthly System Peak Day | December | CAISO 1-in-2 | 12 | 0.38243 | 0.30723 | 0.38243 | 0.30723 | 0 | 60.2317
| Zone | South Orange County | Monthly System Peak Day | December | CAISO 1-in-2 | 13 | 0.38994 | 0.29245 | 0.38994 | 0.29245 | 0 | 64.475
| Zone | South Orange County | Monthly System Peak Day | December | CAISO 1-in-2 | 14 | 0.3881 | 0.29059 | 0.3881 | 0.29059 | 0 | 66.6943
| Zone | South Orange County | Monthly System Peak Day | December | CAISO 1-in-2 | 15 | 0.42609 | 0.33415 | 0.42609 | 0.33415 | 0 | 65.7708
| Zone | South Orange County | Monthly System Peak Day | December | CAISO 1-in-2 | 16 | 0.51807 | 0.42703 | 0.51807 | 0.42703 | 0 | 65.2359
| Zone | South Orange County | Monthly System Peak Day | December | CAISO 1-in-2 | 17 | 0.65884 | 0.57779 | 0.65884 | 0.57779 | 0 | 64.6443
| Zone | South Orange County | Monthly System Peak Day | December | CAISO 1-in-2 | 18 | 0.89034 | 0.81471 | 0.89034 | 0.81471 | 0 | 62.0485
| Zone | South Orange County | Monthly System Peak Day | December | CAISO 1-in-2 | 19 | 1.0475 | 0.97395 | 1.0475 | 0.97395 | 0 | 60.2329
| Zone | South Orange County | Monthly System Peak Day | December | CAISO 1-in-2 | 20 | 1.0975 | 1.0286 | 1.0975 | 1.0286 | 0 | 58.6909
| Zone | South Orange County | Monthly System Peak Day | December | CAISO 1-in-2 | 21 | 1.088 | 1.0268 | 1.088 | 1.0268 | 0 | 57.0671
| Zone | South Orange County | Monthly System Peak Day | December | CAISO 1-in-2 | 22 | 1.0378 | 0.97743 | 1.0378 | 0.97743 | 0 | 55.6048
| Zone | South Orange County | Monthly System Peak Day | December | CAISO 1-in-2 | 23 | 1.0093 | 0.97042 | 1.0093 | 0.97042 | 0 | 54.7063
| Zone | South Orange County | Monthly System Peak Day | December | CAISO 1-in-2 | 24 | 0.88664 | 0.85599 | 0.88664 | 0.85599 | 0 | 53.9186
| Zone | South Orange County | Monthly System Peak Day | December | SCE 1-in-10 | 1 | 0.85599 | 0.84347 | 0.85599 | 0.84347 | 0 | 45.0919
| Zone | South Orange County | Monthly System Peak Day | December | SCE 1-in-10 | 2 | 0.76254 | 0.759 | 0.76254 | 0.759 | 0 | 43.5412
| Zone | South Orange County | Monthly System Peak Day | December | SCE 1-in-10 | 3 | 0.69876 | 0.69357 | 0.69876 | 0.69357 | 0 | 42.5601
| Zone | South Orange County | Monthly System Peak Day | December | SCE 1-in-10 | 4 | 0.65498 | 0.64865 | 0.65498 | 0.64865 | 0 | 41.3762
| Zone | South Orange County | Monthly System Peak Day | December | SCE 1-in-10 | 5 | 0.63997 | 0.63414 | 0.63997 | 0.63414 | 0 | 40.4016
| Zone | South Orange County | Monthly System Peak Day | December | SCE 1-in-10 | 6 | 0.65429 | 0.65785 | 0.65429 | 0.65785 | 0 | 39.2939
| Zone | South Orange County | Monthly System Peak Day | December | SCE 1-in-10 | 7 | 0.71474 | 0.75353 | 0.71474 | 0.75353 | 0 | 39.4268
| Zone | South Orange County | Monthly System Peak Day | December | SCE 1-in-10 | 8 | 0.73248 | 0.7716 | 0.73248 | 0.7716 | 0 | 40.3597
| Zone | South Orange County | Monthly System Peak Day | December | SCE 1-in-10 | 9 | 0.64617 | 0.61274 | 0.64617 | 0.61274 | 0 | 41.7083
| Zone | South Orange County | Monthly System Peak Day | December | SCE 1-in-10 | 10 | 0.54116 | 0.47945 | 0.54116 | 0.47945 | 0 | 46.9086
| Zone | South Orange County | Monthly System Peak Day | December | SCE 1-in-10 | 11 | 0.46476 | 0.40149 | 0.46476 | 0.40149 | 0 | 51.6946
| Zone | South Orange County | Monthly System Peak Day | December | SCE 1-in-10 | 12 | 0.43281 | 0.3576 | 0.43281 | 0.3576 | 0 | 53.6248
| Zone | South Orange County | Monthly System Peak Day | December | SCE 1-in-10 | 13 | 0.43364 | 0.33615 | 0.43364 | 0.33615 | 0 | 54.6801
| Zone | South Orange County | Monthly System Peak Day | December | SCE 1-in-10 | 14 | 0.44157 | 0.34405 | 0.44157 | 0.34405 | 0 | 55.768
| Zone | South Orange County | Monthly System Peak Day | December | SCE 1-in-10 | 15 | 0.47595 | 0.38401 | 0.47595 | 0.38401 | 0 | 56.6402
| Zone | South Orange County | Monthly System Peak Day | December | SCE 1-in-10 | 16 | 0.57333 | 0.48229 | 0.57333 | 0.48229 | 0 | 56.7591
| Zone | South Orange County | Monthly System Peak Day | December | SCE 1-in-10 | 17 | 0.73417 | 0.65312 | 0.73417 | 0.65312 | 0 | 56.396
| Zone | South Orange County | Monthly System Peak Day | December | SCE 1-in-10 | 18 | 0.99499 | 0.91936 | 0.99499 | 0.91936 | 0 | 54.5378
| Zone | South Orange County | Monthly System Peak Day | December | SCE 1-in-10 | 19 | 1.1612 | 1.0876 | 1.1612 | 1.0876 | 0 | 52.7977
| Zone | South Orange County | Monthly System Peak Day | December | SCE 1-in-10 | 20 | 1.1743 | 1.1054 | 1.1743 | 1.1054 | 0 | 52.0534
| Zone | South Orange County | Monthly System Peak Day | December | SCE 1-in-10 | 21 | 1.1485 | 1.0874 | 1.1485 | 1.0874 | 0 | 50.4976
| Zone | South Orange County | Monthly System Peak Day | December | SCE 1-in-10 | 22 | 1.1035 | 1.0432 | 1.1035 | 1.0432 | 0 | 49.0959
| Zone | South Orange County | Monthly System Peak Day | December | SCE 1-in-10 | 23 | 1.0803 | 1.0415 | 1.0803 | 1.0415 | 0 | 49.0147
| Zone | South Orange County | Monthly System Peak Day | December | SCE 1-in-10 | 24 | 0.95872 | 0.92807 | 0.95872 | 0.92807 | 0 | 48.6077
| Zone | South Orange County | Monthly System Peak Day | December | SCE 1-in-2 | 1 | 0.79522 | 0.78271 | 0.79522 | 0.78271 | 0 | 48.3463
| Zone | South Orange County | Monthly System Peak Day | December | SCE 1-in-2 | 2 | 0.70276 | 0.69921 | 0.70276 | 0.69921 | 0 | 47.9048
| Zone | South Orange County | Monthly System Peak Day | December | SCE 1-in-2 | 3 | 0.63785 | 0.63267 | 0.63785 | 0.63267 | 0 | 47.8214
| Zone | South Orange County | Monthly System Peak Day | December | SCE 1-in-2 | 4 | 0.59239 | 0.58605 | 0.59239 | 0.58605 | 0 | 48.1729
| Zone | South Orange County | Monthly System Peak Day | December | SCE 1-in-2 | 5 | 0.57308 | 0.56725 | 0.57308 | 0.56725 | 0 | 48.446
| Zone | South Orange County | Monthly System Peak Day | December | SCE 1-in-2 | 6 | 0.58206 | 0.58562 | 0.58206 | 0.58562 | 0 | 48.1957
| Zone | South Orange County | Monthly System Peak Day | December | SCE 1-in-2 | 7 | 0.6375 | 0.67629 | 0.6375 | 0.67629 | 0 | 48.4903
| Zone | South Orange County | Monthly System Peak Day | December | SCE 1-in-2 | 8 | 0.66572 | 0.70484 | 0.66572 | 0.70484 | 0 | 48.4805
| Zone | South Orange County | Monthly System Peak Day | December | SCE 1-in-2 | 9 | 0.59341 | 0.55997 | 0.59341 | 0.55997 | 0 | 49.0651
| Zone | South Orange County | Monthly System Peak Day | December | SCE 1-in-2 | 10 | 0.49985 | 0.43815 | 0.49985 | 0.43815 | 0 | 52.3017
| Zone | South Orange County | Monthly System Peak Day | December | SCE 1-in-2 | 11 | 0.42509 | 0.36181 | 0.42509 | 0.36181 | 0 | 55.9349
| Zone | South Orange County | Monthly System Peak Day | December | SCE 1-in-2 | 12 | 0.38985 | 0.31465 | 0.38985 | 0.31465 | 0 | 59.0584
| Zone | South Orange County | Monthly System Peak Day | December | SCE 1-in-2 | 13 | 0.39638 | 0.29889 | 0.39638 | 0.29889 | 0 | 60.8121
| Zone | South Orange County | Monthly System Peak Day | December | SCE 1-in-2 | 14 | 0.40455 | 0.30704 | 0.40455 | 0.30704 | 0 | 61.8185
| Zone | South Orange County | Monthly System Peak Day | December | SCE 1-in-2 | 15 | 0.43759 | 0.34565 | 0.43759 | 0.34565 | 0 | 62.1717
| Zone | South Orange County | Monthly System Peak Day | December | SCE 1-in-2 | 16 | 0.52715 | 0.43611 | 0.52715 | 0.43611 | 0 | 62.3841
| Zone | South Orange County | Monthly System Peak Day | December | SCE 1-in-2 | 17 | 0.66985 | 0.5888 | 0.66985 | 0.5888 | 0 | 61.9417
| Zone | South Orange County | Monthly System Peak Day | December | SCE 1-in-2 | 18 | 0.90576 | 0.83013 | 0.90576 | 0.83013 | 0 | 60.0534
| Zone | South Orange County | Monthly System Peak Day | December | SCE 1-in-2 | 19 | 1.0643 | 0.99069 | 1.0643 | 0.99069 | 0 | 57.8375
| Zone | South Orange County | Monthly System Peak Day | December | SCE 1-in-2 | 20 | 1.1088 | 1.0399 | 1.1088 | 1.0399 | 0 | 56.7791
| Zone | South Orange County | Monthly System Peak Day | December | SCE 1-in-2 | 21 | 1.0969 | 1.0357 | 1.0969 | 1.0357 | 0 | 55.3526
| Zone | South Orange County | Monthly System Peak Day | December | SCE 1-in-2 | 22 | 1.0474 | 0.98713 | 1.0474 | 0.98713 | 0 | 53.8907
| Zone | South Orange County | Monthly System Peak Day | December | SCE 1-in-2 | 23 | 1.0197 | 0.98089 | 1.0197 | 0.98089 | 0 | 52.0255
| Zone | South Orange County | Monthly System Peak Day | December | SCE 1-in-2 | 24 | 0.89726 | 0.86661 | 0.89726 | 0.86661 | 0 | 50.851
| Zone | South Orange County | Monthly System Peak Day | February | CAISO 1-in-10 | 1 | 0.80576 | 0.79325 | 0.80576 | 0.79325 | 0 | 52.5585
| Zone | South Orange County | Monthly System Peak Day | February | CAISO 1-in-10 | 2 | 0.71313 | 0.70959 | 0.71313 | 0.70959 | 0 | 52.4589
| Zone | South Orange County | Monthly System Peak Day | February | CAISO 1-in-10 | 3 | 0.64842 | 0.64323 | 0.64842 | 0.64323 | 0 | 52.3919
| Zone | South Orange County | Monthly System Peak Day | February | CAISO 1-in-10 | 4 | 0.60324 | 0.59691 | 0.60324 | 0.59691 | 0 | 51.5714
| Zone | South Orange County | Monthly System Peak Day | February | CAISO 1-in-10 | 5 | 0.58468 | 0.57885 | 0.58468 | 0.57885 | 0 | 50.7411
| Zone | South Orange County | Monthly System Peak Day | February | CAISO 1-in-10 | 6 | 0.59459 | 0.59815 | 0.59459 | 0.59815 | 0 | 49.5186
| Zone | South Orange County | Monthly System Peak Day | February | CAISO 1-in-10 | 7 | 0.65089 | 0.68969 | 0.65089 | 0.68969 | 0 | 49.2001
| Zone | South Orange County | Monthly System Peak Day | February | CAISO 1-in-10 | 8 | 0.6773 | 0.71642 | 0.6773 | 0.71642 | 0 | 49.0143
| Zone | South Orange County | Monthly System Peak Day | February | CAISO 1-in-10 | 9 | 0.60256 | 0.56913 | 0.60256 | 0.56913 | 0 | 49.546
| Zone | South Orange County | Monthly System Peak Day | February | CAISO 1-in-10 | 10 | 0.50702 | 0.44531 | 0.50702 | 0.44531 | 0 | 50.7856
| Zone | South Orange County | Monthly System Peak Day | February | CAISO 1-in-10 | 11 | 0.43197 | 0.3687 | 0.43197 | 0.3687 | 0 | 51.4026
| Zone | South Orange County | Monthly System Peak Day | February | CAISO 1-in-10 | 12 | 0.3973 | 0.3221 | 0.3973 | 0.3221 | 0 | 52.5631
| Zone | South Orange County | Monthly System Peak Day | February | CAISO 1-in-10 | 13 | 0.40284 | 0.30535 | 0.40284 | 0.30535 | 0 | 53.3525
| Zone | South Orange County | Monthly System Peak Day | February | CAISO 1-in-10 | 14 | 0.41097 | 0.31346 | 0.41097 | 0.31346 | 0 | 54.4271
| Zone | South Orange County | Monthly System Peak Day | February | CAISO 1-in-10 | 15 | 0.44425 | 0.35231 | 0.44425 | 0.35231 | 0 | 55.2244
| Zone | South Orange County | Monthly System Peak Day | February | CAISO 1-in-10 | 16 | 0.53516 | 0.44412 | 0.53516 | 0.44412 | 0 | 56.4027
| Zone | South Orange County | Monthly System Peak Day | February | CAISO 1-in-10 | 17 | 0.68101 | 0.59996 | 0.68101 | 0.59996 | 0 | 58.1217
| Zone | South Orange County | Monthly System Peak Day | February | CAISO 1-in-10 | 18 | 0.92124 | 0.8456 | 0.92124 | 0.8456 | 0 | 58.0083
| Zone | South Orange County | Monthly System Peak Day | February | CAISO 1-in-10 | 19 | 1.0811 | 1.0075 | 1.0811 | 1.0075 | 0 | 56.8968
| Zone | South Orange County | Monthly System Peak Day | February | CAISO 1-in-10 | 20 | 1.1202 | 1.0513 | 1.1202 | 1.0513 | 0 | 55.6042
| Zone | South Orange County | Monthly System Peak Day | February | CAISO 1-in-10 | 21 | 1.1058 | 1.0447 | 1.1058 | 1.0447 | 0 | 54.9191
| Zone | South Orange County | Monthly System Peak Day | February | CAISO 1-in-10 | 22 | 1.0572 | 0.99686 | 1.0572 | 0.99686 | 0 | 54.1943
| Zone | South Orange County | Monthly System Peak Day | February | CAISO 1-in-10 | 23 | 1.0303 | 0.9914 | 1.0303 | 0.9914 | 0 | 53.3066
| Zone | South Orange County | Monthly System Peak Day | February | CAISO 1-in-10 | 24 | 0.90792 | 0.87727 | 0.90792 | 0.87727 | 0 | 52.4551
| Zone | South Orange County | Monthly System Peak Day | February | CAISO 1-in-2 | 1 | 0.83288 | 0.82036 | 0.83288 | 0.82036 | 0 | 47.3881
| Zone | South Orange County | Monthly System Peak Day | February | CAISO 1-in-2 | 2 | 0.7398 | 0.73626 | 0.7398 | 0.73626 | 0 | 47.2232
| Zone | South Orange County | Monthly System Peak Day | February | CAISO 1-in-2 | 3 | 0.67559 | 0.6704 | 0.67559 | 0.6704 | 0 | 46.4393
| Zone | South Orange County | Monthly System Peak Day | February | CAISO 1-in-2 | 4 | 0.63117 | 0.62484 | 0.63117 | 0.62484 | 0 | 45.5455
| Zone | South Orange County | Monthly System Peak Day | February | CAISO 1-in-2 | 5 | 0.61452 | 0.60869 | 0.61452 | 0.60869 | 0 | 44.2072
| Zone | South Orange County | Monthly System Peak Day | February | CAISO 1-in-2 | 6 | 0.62682 | 0.63038 | 0.62682 | 0.63038 | 0 | 43.1336
| Zone | South Orange County | Monthly System Peak Day | February | CAISO 1-in-2 | 7 | 0.68536 | 0.72415 | 0.68536 | 0.72415 | 0 | 42.408
| Zone | South Orange County | Monthly System Peak Day | February | CAISO 1-in-2 | 8 | 0.70709 | 0.7462 | 0.70709 | 0.7462 | 0 | 42.1931
| Zone | South Orange County | Monthly System Peak Day | February | CAISO 1-in-2 | 9 | 0.6261 | 0.59267 | 0.6261 | 0.59267 | 0 | 44.0692
| Zone | South Orange County | Monthly System Peak Day | February | CAISO 1-in-2 | 10 | 0.52545 | 0.46374 | 0.52545 | 0.46374 | 0 | 47.8393
| Zone | South Orange County | Monthly System Peak Day | February | CAISO 1-in-2 | 11 | 0.44967 | 0.3864 | 0.44967 | 0.3864 | 0 | 51.2456
| Zone | South Orange County | Monthly System Peak Day | February | CAISO 1-in-2 | 12 | 0.41647 | 0.34126 | 0.41647 | 0.34126 | 0 | 54.527
| Zone | South Orange County | Monthly System Peak Day | February | CAISO 1-in-2 | 13 | 0.41947 | 0.32198 | 0.41947 | 0.32198 | 0 | 56.3194
| Zone | South Orange County | Monthly System Peak Day | February | CAISO 1-in-2 | 14 | 0.42749 | 0.32997 | 0.42749 | 0.32997 | 0 | 57.7888
| Zone | South Orange County | Monthly System Peak Day | February | CAISO 1-in-2 | 15 | 0.46136 | 0.36942 | 0.46136 | 0.36942 | 0 | 58.4245
| Zone | South Orange County | Monthly System Peak Day | February | CAISO 1-in-2 | 16 | 0.55576 | 0.46472 | 0.55576 | 0.46472 | 0 | 58.3363
| Zone | South Orange County | Monthly System Peak Day | February | CAISO 1-in-2 | 17 | 0.7097 | 0.62865 | 0.7097 | 0.62865 | 0 | 58.0375
| Zone | South Orange County | Monthly System Peak Day | February | CAISO 1-in-2 | 18 | 0.96105 | 0.88542 | 0.96105 | 0.88542 | 0 | 57.1143
| Zone | South Orange County | Monthly System Peak Day | February | CAISO 1-in-2 | 19 | 1.1243 | 1.0507 | 1.1243 | 1.0507 | 0 | 55.228
| Zone | South Orange County | Monthly System Peak Day | February | CAISO 1-in-2 | 20 | 1.1494 | 1.0805 | 1.1494 | 1.0805 | 0 | 53.6488
| Zone | South Orange County | Monthly System Peak Day | February | CAISO 1-in-2 | 21 | 1.1289 | 1.0677 | 1.1289 | 1.0677 | 0 | 52.7021
| Zone | South Orange County | Monthly System Peak Day | February | CAISO 1-in-2 | 22 | 1.0822 | 1.0219 | 1.0822 | 1.0219 | 0 | 51.4262
| Zone | South Orange County | Monthly System Peak Day | February | CAISO 1-in-2 | 23 | 1.0573 | 1.0184 | 1.0573 | 1.0184 | 0 | 50.1014
| Zone | South Orange County | Monthly System Peak Day | February | CAISO 1-in-2 | 24 | 0.93534 | 0.90469 | 0.93534 | 0.90469 | 0 | 48.9552
| Zone | South Orange County | Monthly System Peak Day | February | SCE 1-in-10 | 1 | 1.0602 | 1.0477 | 1.0602 | 1.0477 | 0 | 70.3206
| Zone | South Orange County | Monthly System Peak Day | February | SCE 1-in-10 | 2 | 0.85324 | 0.8497 | 0.85324 | 0.8497 | 0 | 68.2675
| Zone | South Orange County | Monthly System Peak Day | February | SCE 1-in-10 | 3 | 0.72757 | 0.72238 | 0.72757 | 0.72238 | 0 | 67.2105
| Zone | South Orange County | Monthly System Peak Day | February | SCE 1-in-10 | 4 | 0.63466 | 0.62833 | 0.63466 | 0.62833 | 0 | 65.7254
| Zone | South Orange County | Monthly System Peak Day | February | SCE 1-in-10 | 5 | 0.56792 | 0.56209 | 0.56792 | 0.56209 | 0 | 64.7867
| Zone | South Orange County | Monthly System Peak Day | February | SCE 1-in-10 | 6 | 0.53578 | 0.53934 | 0.53578 | 0.53934 | 0 | 63.7114
| Zone | South Orange County | Monthly System Peak Day | February | SCE 1-in-10 | 7 | 0.54639 | 0.58518 | 0.54639 | 0.58518 | 0 | 64.4322
| Zone | South Orange County | Monthly System Peak Day | February | SCE 1-in-10 | 8 | 0.56914 | 0.60825 | 0.56914 | 0.60825 | 0 | 64.9548
| Zone | South Orange County | Monthly System Peak Day | February | SCE 1-in-10 | 9 | 0.53675 | 0.50332 | 0.53675 | 0.50332 | 0 | 65.7343
| Zone | South Orange County | Monthly System Peak Day | February | SCE 1-in-10 | 10 | 0.54996 | 0.48825 | 0.54996 | 0.48825 | 0 | 71.2072
| Zone | South Orange County | Monthly System Peak Day | February | SCE 1-in-10 | 11 | 0.4922 | 0.42893 | 0.4922 | 0.42893 | 0 | 76.9207
| Zone | South Orange County | Monthly System Peak Day | February | SCE 1-in-10 | 12 | 0.50631 | 0.43111 | 0.50631 | 0.43111 | 0 | 80.1868
| Zone | South Orange County | Monthly System Peak Day | February | SCE 1-in-10 | 13 | 0.60682 | 0.50933 | 0.60682 | 0.50933 | 0 | 83.3765
| Zone | South Orange County | Monthly System Peak Day | February | SCE 1-in-10 | 14 | 0.743 | 0.64548 | 0.743 | 0.64548 | 0 | 85.6067
| Zone | South Orange County | Monthly System Peak Day | February | SCE 1-in-10 | 15 | 0.90672 | 0.81478 | 0.90672 | 0.81478 | 0 | 86.381
| Zone | South Orange County | Monthly System Peak Day | February | SCE 1-in-10 | 16 | 1.1115 | 1.0205 | 1.1115 | 1.0205 | 0 | 85.6186
| Zone | South Orange County | Monthly System Peak Day | February | SCE 1-in-10 | 17 | 1.301 | 1.22 | 0.64911 | 0.47483 | 0.030032 | 83.6773
| Zone | South Orange County | Monthly System Peak Day | February | SCE 1-in-10 | 18 | 1.4843 | 1.4086 | 1.1158 | 0.99066 | 0.043227 | 80.7582
| Zone | South Orange County | Monthly System Peak Day | February | SCE 1-in-10 | 19 | 1.5745 | 1.5009 | 1.3585 | 1.2753 | 0.03836 | 76.1647
| Zone | South Orange County | Monthly System Peak Day | February | SCE 1-in-10 | 20 | 1.5405 | 1.4716 | 1.4032 | 1.3024 | 0.031503 | 73.0698
| Zone | South Orange County | Monthly System Peak Day | February | SCE 1-in-10 | 21 | 1.5418 | 1.4807 | 1.4186 | 1.3255 | 0.035814 | 71.4721
| Zone | South Orange County | Monthly System Peak Day | February | SCE 1-in-10 | 22 | 1.4979 | 1.4376 | 1.6873 | 1.6654 | 0.040047 | 70.1222
| Zone | South Orange County | Monthly System Peak Day | February | SCE 1-in-10 | 23 | 1.4214 | 1.3826 | 1.4326 | 1.3872 | 0.005595 | 67.7321
| Zone | South Orange County | Monthly System Peak Day | February | SCE 1-in-10 | 24 | 1.1884 | 1.1577 | 1.2053 | 1.1603 | 0.0084839 | 66.1231
| Zone | South Orange County | Monthly System Peak Day | February | SCE 1-in-2 | 1 | 0.83596 | 0.82344 | 0.83596 | 0.82344 | 0 | 47.0629
| Zone | South Orange County | Monthly System Peak Day | February | SCE 1-in-2 | 2 | 0.74284 | 0.73929 | 0.74284 | 0.73929 | 0 | 46.7677
| Zone | South Orange County | Monthly System Peak Day | February | SCE 1-in-2 | 3 | 0.67868 | 0.67349 | 0.67868 | 0.67349 | 0 | 46.2209
| Zone | South Orange County | Monthly System Peak Day | February | SCE 1-in-2 | 4 | 0.63435 | 0.62801 | 0.63435 | 0.62801 | 0 | 45.4551
| Zone | South Orange County | Monthly System Peak Day | February | SCE 1-in-2 | 5 | 0.61792 | 0.61209 | 0.61792 | 0.61209 | 0 | 44.6043
| Zone | South Orange County | Monthly System Peak Day | February | SCE 1-in-2 | 6 | 0.63048 | 0.63404 | 0.63048 | 0.63404 | 0 | 43.6306
| Zone | South Orange County | Monthly System Peak Day | February | SCE 1-in-2 | 7 | 0.68927 | 0.72807 | 0.68927 | 0.72807 | 0 | 43.1694
| Zone | South Orange County | Monthly System Peak Day | February | SCE 1-in-2 | 8 | 0.71048 | 0.74959 | 0.71048 | 0.74959 | 0 | 43.3116
| Zone | South Orange County | Monthly System Peak Day | February | SCE 1-in-2 | 9 | 0.62878 | 0.59535 | 0.62878 | 0.59535 | 0 | 44.9349
| Zone | South Orange County | Monthly System Peak Day | February | SCE 1-in-2 | 10 | 0.52754 | 0.46584 | 0.52754 | 0.46584 | 0 | 47.9275
| Zone | South Orange County | Monthly System Peak Day | February | SCE 1-in-2 | 11 | 0.45168 | 0.38841 | 0.45168 | 0.38841 | 0 | 50.8124
| Zone | South Orange County | Monthly System Peak Day | February | SCE 1-in-2 | 12 | 0.41865 | 0.34344 | 0.41865 | 0.34344 | 0 | 53.1906
| Zone | South Orange County | Monthly System Peak Day | February | SCE 1-in-2 | 13 | 0.42136 | 0.32387 | 0.42136 | 0.32387 | 0 | 54.6628
| Zone | South Orange County | Monthly System Peak Day | February | SCE 1-in-2 | 14 | 0.42936 | 0.33185 | 0.42936 | 0.33185 | 0 | 55.8568
| Zone | South Orange County | Monthly System Peak Day | February | SCE 1-in-2 | 15 | 0.46331 | 0.37137 | 0.46331 | 0.37137 | 0 | 56.9714
| Zone | South Orange County | Monthly System Peak Day | February | SCE 1-in-2 | 16 | 0.55811 | 0.46707 | 0.55811 | 0.46707 | 0 | 57.598
| Zone | South Orange County | Monthly System Peak Day | February | SCE 1-in-2 | 17 | 0.71297 | 0.63191 | 0.71297 | 0.63191 | 0 | 57.2576
| Zone | South Orange County | Monthly System Peak Day | February | SCE 1-in-2 | 18 | 0.96558 | 0.88994 | 0.96558 | 0.88994 | 0 | 56.4027
| Zone | South Orange County | Monthly System Peak Day | February | SCE 1-in-2 | 19 | 1.1292 | 1.0556 | 1.1292 | 1.0556 | 0 | 54.5757
| Zone | South Orange County | Monthly System Peak Day | February | SCE 1-in-2 | 20 | 1.1527 | 1.0838 | 1.1527 | 1.0838 | 0 | 53.3724
| Zone | South Orange County | Monthly System Peak Day | February | SCE 1-in-2 | 21 | 1.1315 | 1.0703 | 1.1315 | 1.0703 | 0 | 52.5157
| Zone | South Orange County | Monthly System Peak Day | February | SCE 1-in-2 | 22 | 1.0851 | 1.0247 | 1.0851 | 1.0247 | 0 | 51.6091
| Zone | South Orange County | Monthly System Peak Day | February | SCE 1-in-2 | 23 | 1.0604 | 1.0215 | 1.0604 | 1.0215 | 0 | 50.4329
| Zone | South Orange County | Monthly System Peak Day | February | SCE 1-in-2 | 24 | 0.93846 | 0.90781 | 0.93846 | 0.90781 | 0 | 49.0963
| Zone | South Orange County | Monthly System Peak Day | January | CAISO 1-in-10 | 1 | 0.83724 | 0.82472 | 0.83724 | 0.82472 | 0 | 49.9654
| Zone | South Orange County | Monthly System Peak Day | January | CAISO 1-in-10 | 2 | 0.7441 | 0.74055 | 0.7441 | 0.74055 | 0 | 49.0827
| Zone | South Orange County | Monthly System Peak Day | January | CAISO 1-in-10 | 3 | 0.67996 | 0.67478 | 0.67996 | 0.67478 | 0 | 49.5638
| Zone | South Orange County | Monthly System Peak Day | January | CAISO 1-in-10 | 4 | 0.63567 | 0.62933 | 0.63567 | 0.62933 | 0 | 49.2075
| Zone | South Orange County | Monthly System Peak Day | January | CAISO 1-in-10 | 5 | 0.61933 | 0.6135 | 0.61933 | 0.6135 | 0 | 48.7182
| Zone | South Orange County | Monthly System Peak Day | January | CAISO 1-in-10 | 6 | 0.632 | 0.63556 | 0.632 | 0.63556 | 0 | 48.5779
| Zone | South Orange County | Monthly System Peak Day | January | CAISO 1-in-10 | 7 | 0.6909 | 0.7297 | 0.6909 | 0.7297 | 0 | 48.0164
| Zone | South Orange County | Monthly System Peak Day | January | CAISO 1-in-10 | 8 | 0.71188 | 0.751 | 0.71188 | 0.751 | 0 | 47.2494
| Zone | South Orange County | Monthly System Peak Day | January | CAISO 1-in-10 | 9 | 0.62989 | 0.59646 | 0.62989 | 0.59646 | 0 | 46.7861
| Zone | South Orange County | Monthly System Peak Day | January | CAISO 1-in-10 | 10 | 0.52842 | 0.46671 | 0.52842 | 0.46671 | 0 | 48.8424
| Zone | South Orange County | Monthly System Peak Day | January | CAISO 1-in-10 | 11 | 0.45252 | 0.38925 | 0.45252 | 0.38925 | 0 | 48.5621
| Zone | South Orange County | Monthly System Peak Day | January | CAISO 1-in-10 | 12 | 0.41955 | 0.34435 | 0.41955 | 0.34435 | 0 | 50.6469
| Zone | South Orange County | Monthly System Peak Day | January | CAISO 1-in-10 | 13 | 0.42214 | 0.32465 | 0.42214 | 0.32465 | 0 | 52.9753
| Zone | South Orange County | Monthly System Peak Day | January | CAISO 1-in-10 | 14 | 0.43015 | 0.33263 | 0.43015 | 0.33263 | 0 | 52.7711
| Zone | South Orange County | Monthly System Peak Day | January | CAISO 1-in-10 | 15 | 0.46412 | 0.37218 | 0.46412 | 0.37218 | 0 | 53.6465
| Zone | South Orange County | Monthly System Peak Day | January | CAISO 1-in-10 | 16 | 0.55908 | 0.46804 | 0.55908 | 0.46804 | 0 | 53.8793
| Zone | South Orange County | Monthly System Peak Day | January | CAISO 1-in-10 | 17 | 0.71432 | 0.63327 | 0.71432 | 0.63327 | 0 | 53.8644
| Zone | South Orange County | Monthly System Peak Day | January | CAISO 1-in-10 | 18 | 0.96746 | 0.89182 | 0.96746 | 0.89182 | 0 | 52.9514
| Zone | South Orange County | Monthly System Peak Day | January | CAISO 1-in-10 | 19 | 1.1313 | 1.0577 | 1.1313 | 1.0577 | 0 | 51.1053
| Zone | South Orange County | Monthly System Peak Day | January | CAISO 1-in-10 | 20 | 1.1541 | 1.0852 | 1.1541 | 1.0852 | 0 | 50.6803
| Zone | South Orange County | Monthly System Peak Day | January | CAISO 1-in-10 | 21 | 1.1326 | 1.0714 | 1.1326 | 1.0714 | 0 | 50.3301
| Zone | South Orange County | Monthly System Peak Day | January | CAISO 1-in-10 | 22 | 1.0862 | 1.0259 | 1.0862 | 1.0259 | 0 | 50.2504
| Zone | South Orange County | Monthly System Peak Day | January | CAISO 1-in-10 | 23 | 1.0616 | 1.0228 | 1.0616 | 1.0228 | 0 | 49.2739
| Zone | South Orange County | Monthly System Peak Day | January | CAISO 1-in-10 | 24 | 0.93975 | 0.9091 | 0.93975 | 0.9091 | 0 | 47.6384
| Zone | South Orange County | Monthly System Peak Day | January | CAISO 1-in-2 | 1 | 0.80729 | 0.79478 | 0.80729 | 0.79478 | 0 | 51.5314
| Zone | South Orange County | Monthly System Peak Day | January | CAISO 1-in-2 | 2 | 0.71463 | 0.71109 | 0.71463 | 0.71109 | 0 | 50.4547
| Zone | South Orange County | Monthly System Peak Day | January | CAISO 1-in-2 | 3 | 0.64995 | 0.64476 | 0.64995 | 0.64476 | 0 | 49.1663
| Zone | South Orange County | Monthly System Peak Day | January | CAISO 1-in-2 | 4 | 0.60482 | 0.59849 | 0.60482 | 0.59849 | 0 | 48.0581
| Zone | South Orange County | Monthly System Peak Day | January | CAISO 1-in-2 | 5 | 0.58636 | 0.58053 | 0.58636 | 0.58053 | 0 | 47.2596
| Zone | South Orange County | Monthly System Peak Day | January | CAISO 1-in-2 | 6 | 0.59641 | 0.59997 | 0.59641 | 0.59997 | 0 | 46.7697
| Zone | South Orange County | Monthly System Peak Day | January | CAISO 1-in-2 | 7 | 0.65284 | 0.69163 | 0.65284 | 0.69163 | 0 | 46.7105
| Zone | South Orange County | Monthly System Peak Day | January | CAISO 1-in-2 | 8 | 0.67898 | 0.7181 | 0.67898 | 0.7181 | 0 | 46.7869
| Zone | South Orange County | Monthly System Peak Day | January | CAISO 1-in-2 | 9 | 0.60389 | 0.57046 | 0.60389 | 0.57046 | 0 | 48.0265
| Zone | South Orange County | Monthly System Peak Day | January | CAISO 1-in-2 | 10 | 0.50806 | 0.44635 | 0.50806 | 0.44635 | 0 | 50.7131
| Zone | South Orange County | Monthly System Peak Day | January | CAISO 1-in-2 | 11 | 0.43297 | 0.36969 | 0.43297 | 0.36969 | 0 | 54.4168
| Zone | South Orange County | Monthly System Peak Day | January | CAISO 1-in-2 | 12 | 0.39838 | 0.32318 | 0.39838 | 0.32318 | 0 | 56.9647
| Zone | South Orange County | Monthly System Peak Day | January | CAISO 1-in-2 | 13 | 0.40378 | 0.30629 | 0.40378 | 0.30629 | 0 | 58.119
| Zone | South Orange County | Monthly System Peak Day | January | CAISO 1-in-2 | 14 | 0.4119 | 0.31439 | 0.4119 | 0.31439 | 0 | 59.4156
| Zone | South Orange County | Monthly System Peak Day | January | CAISO 1-in-2 | 15 | 0.44521 | 0.35327 | 0.44521 | 0.35327 | 0 | 59.9113
| Zone | South Orange County | Monthly System Peak Day | January | CAISO 1-in-2 | 16 | 0.53632 | 0.44528 | 0.53632 | 0.44528 | 0 | 59.2994
| Zone | South Orange County | Monthly System Peak Day | January | CAISO 1-in-2 | 17 | 0.68263 | 0.60157 | 0.68263 | 0.60157 | 0 | 58.1736
| Zone | South Orange County | Monthly System Peak Day | January | CAISO 1-in-2 | 18 | 0.92348 | 0.84785 | 0.92348 | 0.84785 | 0 | 56.755
| Zone | South Orange County | Monthly System Peak Day | January | CAISO 1-in-2 | 19 | 1.0835 | 1.0099 | 1.0835 | 1.0099 | 0 | 56.0972
| Zone | South Orange County | Monthly System Peak Day | January | CAISO 1-in-2 | 20 | 1.1218 | 1.0529 | 1.1218 | 1.0529 | 0 | 55.3084
| Zone | South Orange County | Monthly System Peak Day | January | CAISO 1-in-2 | 21 | 1.1071 | 1.046 | 1.1071 | 1.046 | 0 | 54.3464
| Zone | South Orange County | Monthly System Peak Day | January | CAISO 1-in-2 | 22 | 1.0586 | 0.99827 | 1.0586 | 0.99827 | 0 | 53.2824
| Zone | South Orange County | Monthly System Peak Day | January | CAISO 1-in-2 | 23 | 1.0318 | 0.99293 | 1.0318 | 0.99293 | 0 | 52.3055
| Zone | South Orange County | Monthly System Peak Day | January | CAISO 1-in-2 | 24 | 0.90947 | 0.87882 | 0.90947 | 0.87882 | 0 | 51.3899
| Zone | South Orange County | Monthly System Peak Day | January | SCE 1-in-10 | 1 | 0.82639 | 0.81388 | 0.82639 | 0.81388 | 0 | 50.7862
| Zone | South Orange County | Monthly System Peak Day | January | SCE 1-in-10 | 2 | 0.73343 | 0.72988 | 0.73343 | 0.72988 | 0 | 50.6663
| Zone | South Orange County | Monthly System Peak Day | January | SCE 1-in-10 | 3 | 0.66909 | 0.66391 | 0.66909 | 0.66391 | 0 | 49.8372
| Zone | South Orange County | Monthly System Peak Day | January | SCE 1-in-10 | 4 | 0.62449 | 0.61816 | 0.62449 | 0.61816 | 0 | 48.9473
| Zone | South Orange County | Monthly System Peak Day | January | SCE 1-in-10 | 5 | 0.60739 | 0.60156 | 0.60739 | 0.60156 | 0 | 48.2657
| Zone | South Orange County | Monthly System Peak Day | January | SCE 1-in-10 | 6 | 0.61911 | 0.62267 | 0.61911 | 0.62267 | 0 | 47.9097
| Zone | South Orange County | Monthly System Peak Day | January | SCE 1-in-10 | 7 | 0.67712 | 0.71591 | 0.67712 | 0.71591 | 0 | 47.4869
| Zone | South Orange County | Monthly System Peak Day | January | SCE 1-in-10 | 8 | 0.69997 | 0.73908 | 0.69997 | 0.73908 | 0 | 47.2525
| Zone | South Orange County | Monthly System Peak Day | January | SCE 1-in-10 | 9 | 0.62047 | 0.58704 | 0.62047 | 0.58704 | 0 | 47.8552
| Zone | South Orange County | Monthly System Peak Day | January | SCE 1-in-10 | 10 | 0.52104 | 0.45934 | 0.52104 | 0.45934 | 0 | 49.5772
| Zone | South Orange County | Monthly System Peak Day | January | SCE 1-in-10 | 11 | 0.44544 | 0.38217 | 0.44544 | 0.38217 | 0 | 51.8972
| Zone | South Orange County | Monthly System Peak Day | January | SCE 1-in-10 | 12 | 0.41189 | 0.33668 | 0.41189 | 0.33668 | 0 | 53.7252
| Zone | South Orange County | Monthly System Peak Day | January | SCE 1-in-10 | 13 | 0.41549 | 0.318 | 0.41549 | 0.318 | 0 | 53.994
| Zone | South Orange County | Monthly System Peak Day | January | SCE 1-in-10 | 14 | 0.42354 | 0.32602 | 0.42354 | 0.32602 | 0 | 54.6889
| Zone | South Orange County | Monthly System Peak Day | January | SCE 1-in-10 | 15 | 0.45727 | 0.36533 | 0.45727 | 0.36533 | 0 | 54.808
| Zone | South Orange County | Monthly System Peak Day | January | SCE 1-in-10 | 16 | 0.55084 | 0.4598 | 0.55084 | 0.4598 | 0 | 55.3478
| Zone | South Orange County | Monthly System Peak Day | January | SCE 1-in-10 | 17 | 0.70284 | 0.62179 | 0.70284 | 0.62179 | 0 | 54.876
| Zone | South Orange County | Monthly System Peak Day | January | SCE 1-in-10 | 18 | 0.95153 | 0.8759 | 0.95153 | 0.8759 | 0 | 53.5583
| Zone | South Orange County | Monthly System Peak Day | January | SCE 1-in-10 | 19 | 1.114 | 1.0404 | 1.114 | 1.0404 | 0 | 52.2992
| Zone | South Orange County | Monthly System Peak Day | January | SCE 1-in-10 | 20 | 1.1424 | 1.0735 | 1.1424 | 1.0735 | 0 | 51.6611
| Zone | South Orange County | Monthly System Peak Day | January | SCE 1-in-10 | 21 | 1.1234 | 1.0622 | 1.1234 | 1.0622 | 0 | 51.2963
| Zone | South Orange County | Monthly System Peak Day | January | SCE 1-in-10 | 22 | 1.0762 | 1.0159 | 1.0762 | 1.0159 | 0 | 51.3388
| Zone | South Orange County | Monthly System Peak Day | January | SCE 1-in-10 | 23 | 1.0508 | 1.012 | 1.0508 | 1.012 | 0 | 50.7496
| Zone | South Orange County | Monthly System Peak Day | January | SCE 1-in-10 | 24 | 0.92879 | 0.89814 | 0.92879 | 0.89814 | 0 | 49.909
| Zone | South Orange County | Monthly System Peak Day | January | SCE 1-in-2 | 1 | 0.82928 | 0.81676 | 0.82928 | 0.81676 | 0 | 49.0386
| Zone | South Orange County | Monthly System Peak Day | January | SCE 1-in-2 | 2 | 0.73626 | 0.73272 | 0.73626 | 0.73272 | 0 | 48.5771
| Zone | South Orange County | Monthly System Peak Day | January | SCE 1-in-2 | 3 | 0.67198 | 0.66679 | 0.67198 | 0.66679 | 0 | 46.5951
| Zone | South Orange County | Monthly System Peak Day | January | SCE 1-in-2 | 4 | 0.62746 | 0.62113 | 0.62746 | 0.62113 | 0 | 46.0633
| Zone | South Orange County | Monthly System Peak Day | January | SCE 1-in-2 | 5 | 0.61056 | 0.60473 | 0.61056 | 0.60473 | 0 | 45.0935
| Zone | South Orange County | Monthly System Peak Day | January | SCE 1-in-2 | 6 | 0.62254 | 0.6261 | 0.62254 | 0.6261 | 0 | 44.8729
| Zone | South Orange County | Monthly System Peak Day | January | SCE 1-in-2 | 7 | 0.68078 | 0.71958 | 0.68078 | 0.71958 | 0 | 44.9278
| Zone | South Orange County | Monthly System Peak Day | January | SCE 1-in-2 | 8 | 0.70314 | 0.74225 | 0.70314 | 0.74225 | 0 | 45.198
| Zone | South Orange County | Monthly System Peak Day | January | SCE 1-in-2 | 9 | 0.62298 | 0.58954 | 0.62298 | 0.58954 | 0 | 46.1443
| Zone | South Orange County | Monthly System Peak Day | January | SCE 1-in-2 | 10 | 0.523 | 0.4613 | 0.523 | 0.4613 | 0 | 49.0076
| Zone | South Orange County | Monthly System Peak Day | January | SCE 1-in-2 | 11 | 0.44732 | 0.38405 | 0.44732 | 0.38405 | 0 | 52.9161
| Zone | South Orange County | Monthly System Peak Day | January | SCE 1-in-2 | 12 | 0.41392 | 0.33872 | 0.41392 | 0.33872 | 0 | 55.3156
| Zone | South Orange County | Monthly System Peak Day | January | SCE 1-in-2 | 13 | 0.41726 | 0.31977 | 0.41726 | 0.31977 | 0 | 56.425
| Zone | South Orange County | Monthly System Peak Day | January | SCE 1-in-2 | 14 | 0.42529 | 0.32778 | 0.42529 | 0.32778 | 0 | 55.2338
| Zone | South Orange County | Monthly System Peak Day | January | SCE 1-in-2 | 15 | 0.45909 | 0.36715 | 0.45909 | 0.36715 | 0 | 54.7622
| Zone | South Orange County | Monthly System Peak Day | January | SCE 1-in-2 | 16 | 0.55303 | 0.46199 | 0.55303 | 0.46199 | 0 | 56.3849
| Zone | South Orange County | Monthly System Peak Day | January | SCE 1-in-2 | 17 | 0.7059 | 0.62484 | 0.7059 | 0.62484 | 0 | 57.026
| Zone | South Orange County | Monthly System Peak Day | January | SCE 1-in-2 | 18 | 0.95576 | 0.88013 | 0.95576 | 0.88013 | 0 | 56.2519
| Zone | South Orange County | Monthly System Peak Day | January | SCE 1-in-2 | 19 | 1.1186 | 1.045 | 1.1186 | 1.045 | 0 | 54.6653
| Zone | South Orange County | Monthly System Peak Day | January | SCE 1-in-2 | 20 | 1.1455 | 1.0766 | 1.1455 | 1.0766 | 0 | 53.5028
| Zone | South Orange County | Monthly System Peak Day | January | SCE 1-in-2 | 21 | 1.1258 | 1.0647 | 1.1258 | 1.0647 | 0 | 52.92
| Zone | South Orange County | Monthly System Peak Day | January | SCE 1-in-2 | 22 | 1.0789 | 1.0186 | 1.0789 | 1.0186 | 0 | 51.7104
| Zone | South Orange County | Monthly System Peak Day | January | SCE 1-in-2 | 23 | 1.0537 | 1.0148 | 1.0537 | 1.0148 | 0 | 50.317
| Zone | South Orange County | Monthly System Peak Day | January | SCE 1-in-2 | 24 | 0.9317 | 0.90105 | 0.9317 | 0.90105 | 0 | 49.3665
| Zone | South Orange County | Monthly System Peak Day | July | CAISO 1-in-10 | 1 | 1.2099 | 1.1974 | 1.2099 | 1.1974 | 0 | 73.578
| Zone | South Orange County | Monthly System Peak Day | July | CAISO 1-in-10 | 2 | 1.0328 | 1.0293 | 1.0328 | 1.0293 | 0 | 73.3626
| Zone | South Orange County | Monthly System Peak Day | July | CAISO 1-in-10 | 3 | 0.89562 | 0.89043 | 0.89562 | 0.89043 | 0 | 72.8707
| Zone | South Orange County | Monthly System Peak Day | July | CAISO 1-in-10 | 4 | 0.78826 | 0.78192 | 0.78826 | 0.78192 | 0 | 72.4207
| Zone | South Orange County | Monthly System Peak Day | July | CAISO 1-in-10 | 5 | 0.7142 | 0.70837 | 0.7142 | 0.70837 | 0 | 71.9979
| Zone | South Orange County | Monthly System Peak Day | July | CAISO 1-in-10 | 6 | 0.67342 | 0.67698 | 0.67342 | 0.67698 | 0 | 71.8824
| Zone | South Orange County | Monthly System Peak Day | July | CAISO 1-in-10 | 7 | 0.66702 | 0.70582 | 0.66702 | 0.70582 | 0 | 71.5905
| Zone | South Orange County | Monthly System Peak Day | July | CAISO 1-in-10 | 8 | 0.70043 | 0.73954 | 0.70043 | 0.73954 | 0 | 71.4986
| Zone | South Orange County | Monthly System Peak Day | July | CAISO 1-in-10 | 9 | 0.71222 | 0.67878 | 0.71222 | 0.67878 | 0 | 72.6339
| Zone | South Orange County | Monthly System Peak Day | July | CAISO 1-in-10 | 10 | 0.67387 | 0.61216 | 0.67387 | 0.61216 | 0 | 74.8346
| Zone | South Orange County | Monthly System Peak Day | July | CAISO 1-in-10 | 11 | 0.6842 | 0.62093 | 0.6842 | 0.62093 | 0 | 78.0691
| Zone | South Orange County | Monthly System Peak Day | July | CAISO 1-in-10 | 12 | 0.78448 | 0.70928 | 0.78448 | 0.70928 | 0 | 81.0258
| Zone | South Orange County | Monthly System Peak Day | July | CAISO 1-in-10 | 13 | 0.96123 | 0.86374 | 0.96123 | 0.86374 | 0 | 82.9972
| Zone | South Orange County | Monthly System Peak Day | July | CAISO 1-in-10 | 14 | 1.1467 | 1.0492 | 1.1467 | 1.0492 | 0 | 83.9142
| Zone | South Orange County | Monthly System Peak Day | July | CAISO 1-in-10 | 15 | 1.3324 | 1.2405 | 1.3324 | 1.2405 | 0 | 84.3451
| Zone | South Orange County | Monthly System Peak Day | July | CAISO 1-in-10 | 16 | 1.5415 | 1.4505 | 1.5415 | 1.4505 | 0 | 83.7745
| Zone | South Orange County | Monthly System Peak Day | July | CAISO 1-in-10 | 17 | 1.7205 | 1.6395 | 1.1099 | 0.93563 | 0.031437 | 81.8752
| Zone | South Orange County | Monthly System Peak Day | July | CAISO 1-in-10 | 18 | 1.8921 | 1.8164 | 1.4964 | 1.3712 | 0.039391 | 82.3377
| Zone | South Orange County | Monthly System Peak Day | July | CAISO 1-in-10 | 19 | 1.9582 | 1.8846 | 1.6782 | 1.595 | 0.026501 | 81.3186
| Zone | South Orange County | Monthly System Peak Day | July | CAISO 1-in-10 | 20 | 1.8926 | 1.8237 | 1.7034 | 1.6026 | 0.017524 | 78.9884
| Zone | South Orange County | Monthly System Peak Day | July | CAISO 1-in-10 | 21 | 1.8584 | 1.7972 | 1.6904 | 1.5973 | 0.022641 | 76.5737
| Zone | South Orange County | Monthly System Peak Day | July | CAISO 1-in-10 | 22 | 1.7874 | 1.7271 | 2.0382 | 2.0162 | 0.028125 | 73.9781
| Zone | South Orange County | Monthly System Peak Day | July | CAISO 1-in-10 | 23 | 1.6631 | 1.6243 | 1.7582 | 1.7128 | 0.021988 | 73.217
| Zone | South Orange County | Monthly System Peak Day | July | CAISO 1-in-10 | 24 | 1.4098 | 1.3792 | 1.4843 | 1.4393 | 0.018868 | 72.8405
| Zone | South Orange County | Monthly System Peak Day | July | CAISO 1-in-2 | 1 | 1.0541 | 1.0416 | 1.0541 | 1.0416 | 0 | 69.1158
| Zone | South Orange County | Monthly System Peak Day | July | CAISO 1-in-2 | 2 | 0.88291 | 0.87936 | 0.88291 | 0.87936 | 0 | 68.7239
| Zone | South Orange County | Monthly System Peak Day | July | CAISO 1-in-2 | 3 | 0.76632 | 0.76113 | 0.76632 | 0.76113 | 0 | 68.5464
| Zone | South Orange County | Monthly System Peak Day | July | CAISO 1-in-2 | 4 | 0.67979 | 0.67346 | 0.67979 | 0.67346 | 0 | 68.2788
| Zone | South Orange County | Monthly System Peak Day | July | CAISO 1-in-2 | 5 | 0.61762 | 0.61179 | 0.61762 | 0.61179 | 0 | 67.9467
| Zone | South Orange County | Monthly System Peak Day | July | CAISO 1-in-2 | 6 | 0.5845 | 0.58806 | 0.5845 | 0.58806 | 0 | 67.7501
| Zone | South Orange County | Monthly System Peak Day | July | CAISO 1-in-2 | 7 | 0.58344 | 0.62224 | 0.58344 | 0.62224 | 0 | 67.488
| Zone | South Orange County | Monthly System Peak Day | July | CAISO 1-in-2 | 8 | 0.60303 | 0.64215 | 0.60303 | 0.64215 | 0 | 67.4468
| Zone | South Orange County | Monthly System Peak Day | July | CAISO 1-in-2 | 9 | 0.62185 | 0.58842 | 0.62185 | 0.58842 | 0 | 69.5428
| Zone | South Orange County | Monthly System Peak Day | July | CAISO 1-in-2 | 10 | 0.62329 | 0.56159 | 0.62329 | 0.56159 | 0 | 73.3313
| Zone | South Orange County | Monthly System Peak Day | July | CAISO 1-in-2 | 11 | 0.6082 | 0.54493 | 0.6082 | 0.54493 | 0 | 77.5049
| Zone | South Orange County | Monthly System Peak Day | July | CAISO 1-in-2 | 12 | 0.67085 | 0.59564 | 0.67085 | 0.59564 | 0 | 81.0339
| Zone | South Orange County | Monthly System Peak Day | July | CAISO 1-in-2 | 13 | 0.82783 | 0.73034 | 0.82783 | 0.73034 | 0 | 82.2732
| Zone | South Orange County | Monthly System Peak Day | July | CAISO 1-in-2 | 14 | 0.99538 | 0.89786 | 0.99538 | 0.89786 | 0 | 83.034
| Zone | South Orange County | Monthly System Peak Day | July | CAISO 1-in-2 | 15 | 1.1697 | 1.0778 | 1.1697 | 1.0778 | 0 | 83.336
| Zone | South Orange County | Monthly System Peak Day | July | CAISO 1-in-2 | 16 | 1.3725 | 1.2814 | 1.3725 | 1.2814 | 0 | 82.9183
| Zone | South Orange County | Monthly System Peak Day | July | CAISO 1-in-2 | 17 | 1.5538 | 1.4728 | 0.92037 | 0.74609 | 0.03051 | 82.8707
| Zone | South Orange County | Monthly System Peak Day | July | CAISO 1-in-2 | 18 | 1.7298 | 1.6541 | 1.3242 | 1.199 | 0.038084 | 82.9099
| Zone | South Orange County | Monthly System Peak Day | July | CAISO 1-in-2 | 19 | 1.8151 | 1.7416 | 1.524 | 1.4408 | 0.02466 | 82.2114
| Zone | South Orange County | Monthly System Peak Day | July | CAISO 1-in-2 | 20 | 1.777 | 1.7081 | 1.5794 | 1.4786 | 0.015931 | 79.9472
| Zone | South Orange County | Monthly System Peak Day | July | CAISO 1-in-2 | 21 | 1.7438 | 1.6827 | 1.5602 | 1.4672 | 0.018754 | 78.3467
| Zone | South Orange County | Monthly System Peak Day | July | CAISO 1-in-2 | 22 | 1.6497 | 1.5894 | 1.9326 | 1.9106 | 0.024787 | 75.9967
| Zone | South Orange County | Monthly System Peak Day | July | CAISO 1-in-2 | 23 | 1.5572 | 1.5183 | 1.6611 | 1.6157 | 0.02136 | 73.7944
| Zone | South Orange County | Monthly System Peak Day | July | CAISO 1-in-2 | 24 | 1.3335 | 1.3028 | 1.4046 | 1.3595 | 0.019126 | 72.4393
| Zone | South Orange County | Monthly System Peak Day | July | SCE 1-in-10 | 1 | 1.2752 | 1.2627 | 1.2752 | 1.2627 | 0 | 72.9766
| Zone | South Orange County | Monthly System Peak Day | July | SCE 1-in-10 | 2 | 1.0081 | 1.0046 | 1.0081 | 1.0046 | 0 | 71.087
| Zone | South Orange County | Monthly System Peak Day | July | SCE 1-in-10 | 3 | 0.84247 | 0.83728 | 0.84247 | 0.83728 | 0 | 70.2003
| Zone | South Orange County | Monthly System Peak Day | July | SCE 1-in-10 | 4 | 0.74317 | 0.73684 | 0.74317 | 0.73684 | 0 | 69.7659
| Zone | South Orange County | Monthly System Peak Day | July | SCE 1-in-10 | 5 | 0.67744 | 0.67161 | 0.67744 | 0.67161 | 0 | 69.7113
| Zone | South Orange County | Monthly System Peak Day | July | SCE 1-in-10 | 6 | 0.64101 | 0.64457 | 0.64101 | 0.64457 | 0 | 69.6453
| Zone | South Orange County | Monthly System Peak Day | July | SCE 1-in-10 | 7 | 0.62909 | 0.66789 | 0.62909 | 0.66789 | 0 | 69.2924
| Zone | South Orange County | Monthly System Peak Day | July | SCE 1-in-10 | 8 | 0.65587 | 0.69499 | 0.65587 | 0.69499 | 0 | 69.5217
| Zone | South Orange County | Monthly System Peak Day | July | SCE 1-in-10 | 9 | 0.6879 | 0.65447 | 0.6879 | 0.65447 | 0 | 71.8067
| Zone | South Orange County | Monthly System Peak Day | July | SCE 1-in-10 | 10 | 0.76624 | 0.70453 | 0.76624 | 0.70453 | 0 | 75.5802
| Zone | South Orange County | Monthly System Peak Day | July | SCE 1-in-10 | 11 | 0.99704 | 0.93377 | 0.99704 | 0.93377 | 0 | 81.2154
| Zone | South Orange County | Monthly System Peak Day | July | SCE 1-in-10 | 12 | 1.2192 | 1.144 | 1.2192 | 1.144 | 0 | 85.156
| Zone | South Orange County | Monthly System Peak Day | July | SCE 1-in-10 | 13 | 1.4942 | 1.3967 | 1.4942 | 1.3967 | 0 | 88.3884
| Zone | South Orange County | Monthly System Peak Day | July | SCE 1-in-10 | 14 | 1.7495 | 1.652 | 1.7495 | 1.652 | 0 | 91.7936
| Zone | South Orange County | Monthly System Peak Day | July | SCE 1-in-10 | 15 | 1.9792 | 1.8872 | 1.9792 | 1.8872 | 0 | 96.2893
| Zone | South Orange County | Monthly System Peak Day | July | SCE 1-in-10 | 16 | 2.2291 | 2.1381 | 2.2291 | 2.1381 | 0 | 98.9245
| Zone | South Orange County | Monthly System Peak Day | July | SCE 1-in-10 | 17 | 2.4186 | 2.3376 | 1.3917 | 1.2175 | 0.06094 | 100.0458
| Zone | South Orange County | Monthly System Peak Day | July | SCE 1-in-10 | 18 | 2.5633 | 2.4877 | 1.8653 | 1.7402 | 0.04118 | 99.8207
| Zone | South Orange County | Monthly System Peak Day | July | SCE 1-in-10 | 19 | 2.621 | 2.5474 | 2.1219 | 2.0387 | 0.031302 | 98.9428
| Zone | South Orange County | Monthly System Peak Day | July | SCE 1-in-10 | 20 | 2.5305 | 2.4617 | 2.188 | 2.0871 | 0.043214 | 96.4759
| Zone | South Orange County | Monthly System Peak Day | July | SCE 1-in-10 | 21 | 2.4069 | 2.3458 | 2.0876 | 1.9946 | 0.035853 | 93.8201
| Zone | South Orange County | Monthly System Peak Day | July | SCE 1-in-10 | 22 | 2.2206 | 2.1602 | 2.6838 | 2.6619 | 0.05293 | 87.3357
| Zone | South Orange County | Monthly System Peak Day | July | SCE 1-in-10 | 23 | 2.0657 | 2.0268 | 2.2832 | 2.2378 | 0.034155 | 81.2186
| Zone | South Orange County | Monthly System Peak Day | July | SCE 1-in-10 | 24 | 1.7484 | 1.7177 | 1.8733 | 1.8282 | 0.026682 | 78.7186
| Zone | South Orange County | Monthly System Peak Day | July | SCE 1-in-2 | 1 | 0.98459 | 0.97208 | 0.98459 | 0.97208 | 0 | 67.613
| Zone | South Orange County | Monthly System Peak Day | July | SCE 1-in-2 | 2 | 0.81554 | 0.81199 | 0.81554 | 0.81199 | 0 | 66.8954
| Zone | South Orange County | Monthly System Peak Day | July | SCE 1-in-2 | 3 | 0.6909 | 0.68571 | 0.6909 | 0.68571 | 0 | 66.1412
| Zone | South Orange County | Monthly System Peak Day | July | SCE 1-in-2 | 4 | 0.61249 | 0.60616 | 0.61249 | 0.60616 | 0 | 65.8233
| Zone | South Orange County | Monthly System Peak Day | July | SCE 1-in-2 | 5 | 0.56126 | 0.55543 | 0.56126 | 0.55543 | 0 | 65.6807
| Zone | South Orange County | Monthly System Peak Day | July | SCE 1-in-2 | 6 | 0.53704 | 0.5406 | 0.53704 | 0.5406 | 0 | 65.65
| Zone | South Orange County | Monthly System Peak Day | July | SCE 1-in-2 | 7 | 0.541 | 0.57979 | 0.541 | 0.57979 | 0 | 65.1457
| Zone | South Orange County | Monthly System Peak Day | July | SCE 1-in-2 | 8 | 0.56084 | 0.59996 | 0.56084 | 0.59996 | 0 | 65.7114
| Zone | South Orange County | Monthly System Peak Day | July | SCE 1-in-2 | 9 | 0.58907 | 0.55564 | 0.58907 | 0.55564 | 0 | 68.4209
| Zone | South Orange County | Monthly System Peak Day | July | SCE 1-in-2 | 10 | 0.56938 | 0.50767 | 0.56938 | 0.50767 | 0 | 71.8273
| Zone | South Orange County | Monthly System Peak Day | July | SCE 1-in-2 | 11 | 0.52408 | 0.46081 | 0.52408 | 0.46081 | 0 | 75.0721
| Zone | South Orange County | Monthly System Peak Day | July | SCE 1-in-2 | 12 | 0.56314 | 0.48793 | 0.56314 | 0.48793 | 0 | 78.0536
| Zone | South Orange County | Monthly System Peak Day | July | SCE 1-in-2 | 13 | 0.68085 | 0.58336 | 0.68085 | 0.58336 | 0 | 80.197
| Zone | South Orange County | Monthly System Peak Day | July | SCE 1-in-2 | 14 | 0.8211 | 0.72358 | 0.8211 | 0.72358 | 0 | 81.2581
| Zone | South Orange County | Monthly System Peak Day | July | SCE 1-in-2 | 15 | 0.97571 | 0.88377 | 0.97571 | 0.88377 | 0 | 82.689
| Zone | South Orange County | Monthly System Peak Day | July | SCE 1-in-2 | 16 | 1.1719 | 1.0809 | 1.1719 | 1.0809 | 0 | 82.6762
| Zone | South Orange County | Monthly System Peak Day | July | SCE 1-in-2 | 17 | 1.357 | 1.2759 | 0.69472 | 0.52044 | 0.029876 | 84.1277
| Zone | South Orange County | Monthly System Peak Day | July | SCE 1-in-2 | 18 | 1.5382 | 1.4625 | 1.1236 | 0.99847 | 0.036952 | 83.4243
| Zone | South Orange County | Monthly System Peak Day | July | SCE 1-in-2 | 19 | 1.6377 | 1.5641 | 1.3663 | 1.2831 | 0.028006 | 80.6174
| Zone | South Orange County | Monthly System Peak Day | July | SCE 1-in-2 | 20 | 1.6219 | 1.553 | 1.4366 | 1.3357 | 0.018349 | 78.5517
| Zone | South Orange County | Monthly System Peak Day | July | SCE 1-in-2 | 21 | 1.5963 | 1.5352 | 1.4305 | 1.3374 | 0.023242 | 76.3193
| Zone | South Orange County | Monthly System Peak Day | July | SCE 1-in-2 | 22 | 1.5212 | 1.4609 | 1.7567 | 1.7348 | 0.030582 | 73.0165
| Zone | South Orange County | Monthly System Peak Day | July | SCE 1-in-2 | 23 | 1.4453 | 1.4065 | 1.5028 | 1.4574 | 0.027064 | 70.7589
| Zone | South Orange County | Monthly System Peak Day | July | SCE 1-in-2 | 24 | 1.2313 | 1.2006 | 1.2783 | 1.2332 | 0.023599 | 69.6298
| Zone | South Orange County | Monthly System Peak Day | June | CAISO 1-in-10 | 1 | 1.0769 | 1.0644 | 1.0769 | 1.0644 | 0 | 69.7026
| Zone | South Orange County | Monthly System Peak Day | June | CAISO 1-in-10 | 2 | 0.87314 | 0.8696 | 0.87314 | 0.8696 | 0 | 68.312
| Zone | South Orange County | Monthly System Peak Day | June | CAISO 1-in-10 | 3 | 0.7349 | 0.72971 | 0.7349 | 0.72971 | 0 | 67.3995
| Zone | South Orange County | Monthly System Peak Day | June | CAISO 1-in-10 | 4 | 0.65719 | 0.65086 | 0.65719 | 0.65086 | 0 | 67.3224
| Zone | South Orange County | Monthly System Peak Day | June | CAISO 1-in-10 | 5 | 0.58534 | 0.57951 | 0.58534 | 0.57951 | 0 | 66.4969
| Zone | South Orange County | Monthly System Peak Day | June | CAISO 1-in-10 | 6 | 0.55028 | 0.55384 | 0.55028 | 0.55384 | 0 | 66.0313
| Zone | South Orange County | Monthly System Peak Day | June | CAISO 1-in-10 | 7 | 0.54366 | 0.58246 | 0.54366 | 0.58246 | 0 | 65.3693
| Zone | South Orange County | Monthly System Peak Day | June | CAISO 1-in-10 | 8 | 0.56975 | 0.60887 | 0.56975 | 0.60887 | 0 | 66.0463
| Zone | South Orange County | Monthly System Peak Day | June | CAISO 1-in-10 | 9 | 0.61327 | 0.57984 | 0.61327 | 0.57984 | 0 | 69.2497
| Zone | South Orange County | Monthly System Peak Day | June | CAISO 1-in-10 | 10 | 0.65667 | 0.59497 | 0.65667 | 0.59497 | 0 | 74.678
| Zone | South Orange County | Monthly System Peak Day | June | CAISO 1-in-10 | 11 | 0.62014 | 0.55687 | 0.62014 | 0.55687 | 0 | 79.8222
| Zone | South Orange County | Monthly System Peak Day | June | CAISO 1-in-10 | 12 | 0.68762 | 0.61241 | 0.68762 | 0.61241 | 0 | 82.3252
| Zone | South Orange County | Monthly System Peak Day | June | CAISO 1-in-10 | 13 | 0.86891 | 0.77142 | 0.86891 | 0.77142 | 0 | 81.5296
| Zone | South Orange County | Monthly System Peak Day | June | CAISO 1-in-10 | 14 | 1.0393 | 0.94174 | 1.0393 | 0.94174 | 0 | 82.19
| Zone | South Orange County | Monthly System Peak Day | June | CAISO 1-in-10 | 15 | 1.2073 | 1.1153 | 1.2073 | 1.1153 | 0 | 84.3722
| Zone | South Orange County | Monthly System Peak Day | June | CAISO 1-in-10 | 16 | 1.4092 | 1.3181 | 1.4092 | 1.3181 | 0 | 87.4949
| Zone | South Orange County | Monthly System Peak Day | June | CAISO 1-in-10 | 17 | 1.597 | 1.516 | 0.8194 | 0.64512 | 0.033503 | 89.1647
| Zone | South Orange County | Monthly System Peak Day | June | CAISO 1-in-10 | 18 | 1.7693 | 1.6937 | 1.2506 | 1.1255 | 0.028321 | 89.45
| Zone | South Orange County | Monthly System Peak Day | June | CAISO 1-in-10 | 19 | 1.8678 | 1.7942 | 1.5137 | 1.4305 | 0.017101 | 87.2833
| Zone | South Orange County | Monthly System Peak Day | June | CAISO 1-in-10 | 20 | 1.8073 | 1.7384 | 1.6099 | 1.5091 | 0.015969 | 79.9222
| Zone | South Orange County | Monthly System Peak Day | June | CAISO 1-in-10 | 21 | 1.7659 | 1.7047 | 1.605 | 1.512 | 0.024607 | 75.7545
| Zone | South Orange County | Monthly System Peak Day | June | CAISO 1-in-10 | 22 | 1.6983 | 1.638 | 1.9371 | 1.9152 | 0.030007 | 73.2268
| Zone | South Orange County | Monthly System Peak Day | June | CAISO 1-in-10 | 23 | 1.5905 | 1.5516 | 1.6622 | 1.6168 | 0.02476 | 71.6873
| Zone | South Orange County | Monthly System Peak Day | June | CAISO 1-in-10 | 24 | 1.3428 | 1.3122 | 1.3989 | 1.3538 | 0.021455 | 70.6816
| Zone | South Orange County | Monthly System Peak Day | June | CAISO 1-in-2 | 1 | 0.79372 | 0.7812 | 0.79372 | 0.7812 | 0 | 61.9706
| Zone | South Orange County | Monthly System Peak Day | June | CAISO 1-in-2 | 2 | 0.68454 | 0.681 | 0.68454 | 0.681 | 0 | 61.4534
| Zone | South Orange County | Monthly System Peak Day | June | CAISO 1-in-2 | 3 | 0.60398 | 0.59879 | 0.60398 | 0.59879 | 0 | 61.1255
| Zone | South Orange County | Monthly System Peak Day | June | CAISO 1-in-2 | 4 | 0.54576 | 0.53942 | 0.54576 | 0.53942 | 0 | 60.3207
| Zone | South Orange County | Monthly System Peak Day | June | CAISO 1-in-2 | 5 | 0.50843 | 0.5026 | 0.50843 | 0.5026 | 0 | 59.8784
| Zone | South Orange County | Monthly System Peak Day | June | CAISO 1-in-2 | 6 | 0.4945 | 0.49806 | 0.4945 | 0.49806 | 0 | 59.8996
| Zone | South Orange County | Monthly System Peak Day | June | CAISO 1-in-2 | 7 | 0.51518 | 0.55398 | 0.51518 | 0.55398 | 0 | 59.7527
| Zone | South Orange County | Monthly System Peak Day | June | CAISO 1-in-2 | 8 | 0.53758 | 0.57669 | 0.53758 | 0.57669 | 0 | 60.3451
| Zone | South Orange County | Monthly System Peak Day | June | CAISO 1-in-2 | 9 | 0.49665 | 0.46322 | 0.49665 | 0.46322 | 0 | 62.3967
| Zone | South Orange County | Monthly System Peak Day | June | CAISO 1-in-2 | 10 | 0.40833 | 0.34662 | 0.40833 | 0.34662 | 0 | 65.0344
| Zone | South Orange County | Monthly System Peak Day | June | CAISO 1-in-2 | 11 | 0.34491 | 0.28164 | 0.34491 | 0.28164 | 0 | 67.1935
| Zone | South Orange County | Monthly System Peak Day | June | CAISO 1-in-2 | 12 | 0.30541 | 0.23021 | 0.30541 | 0.23021 | 0 | 69.7468
| Zone | South Orange County | Monthly System Peak Day | June | CAISO 1-in-2 | 13 | 0.31687 | 0.21938 | 0.31687 | 0.21938 | 0 | 72.0561
| Zone | South Orange County | Monthly System Peak Day | June | CAISO 1-in-2 | 14 | 0.3399 | 0.24239 | 0.3399 | 0.24239 | 0 | 74.2247
| Zone | South Orange County | Monthly System Peak Day | June | CAISO 1-in-2 | 15 | 0.40289 | 0.31095 | 0.40289 | 0.31095 | 0 | 76.4223
| Zone | South Orange County | Monthly System Peak Day | June | CAISO 1-in-2 | 16 | 0.52705 | 0.43601 | 0.52705 | 0.43601 | 0 | 76.6228
| Zone | South Orange County | Monthly System Peak Day | June | CAISO 1-in-2 | 17 | 0.677 | 0.59595 | 0.4325 | 0.35145 | 0.042651 | 75.983
| Zone | South Orange County | Monthly System Peak Day | June | CAISO 1-in-2 | 18 | 0.8674 | 0.79176 | 0.69837 | 0.62273 | 0.058575 | 75.1629
| Zone | South Orange County | Monthly System Peak Day | June | CAISO 1-in-2 | 19 | 1.0304 | 0.95677 | 0.87514 | 0.80156 | 0.043015 | 74.2737
| Zone | South Orange County | Monthly System Peak Day | June | CAISO 1-in-2 | 20 | 1.1094 | 1.0405 | 0.9782 | 0.90095 | 0.033352 | 72.3796
| Zone | South Orange County | Monthly System Peak Day | June | CAISO 1-in-2 | 21 | 1.1206 | 1.0595 | 1.0161 | 0.92304 | 0.041735 | 69.3305
| Zone | South Orange County | Monthly System Peak Day | June | CAISO 1-in-2 | 22 | 1.0846 | 1.0243 | 1.2038 | 1.1818 | 0.05747 | 65.7031
| Zone | South Orange County | Monthly System Peak Day | June | CAISO 1-in-2 | 23 | 1.0534 | 1.0146 | 1.0534 | 1.0146 | 0 | 63.3784
| Zone | South Orange County | Monthly System Peak Day | June | CAISO 1-in-2 | 24 | 0.91122 | 0.88057 | 0.91122 | 0.88057 | 0 | 62.1829
| Zone | South Orange County | Monthly System Peak Day | June | SCE 1-in-10 | 1 | 1.0791 | 1.0666 | 1.0791 | 1.0666 | 0 | 70.4256
| Zone | South Orange County | Monthly System Peak Day | June | SCE 1-in-10 | 2 | 0.8832 | 0.87966 | 0.8832 | 0.87966 | 0 | 68.9913
| Zone | South Orange County | Monthly System Peak Day | June | SCE 1-in-10 | 3 | 0.74391 | 0.73873 | 0.74391 | 0.73873 | 0 | 67.9072
| Zone | South Orange County | Monthly System Peak Day | June | SCE 1-in-10 | 4 | 0.66696 | 0.66063 | 0.66696 | 0.66063 | 0 | 67.9147
| Zone | South Orange County | Monthly System Peak Day | June | SCE 1-in-10 | 5 | 0.59258 | 0.58675 | 0.59258 | 0.58675 | 0 | 66.9744
| Zone | South Orange County | Monthly System Peak Day | June | SCE 1-in-10 | 6 | 0.54863 | 0.55219 | 0.54863 | 0.55219 | 0 | 66.0907
| Zone | South Orange County | Monthly System Peak Day | June | SCE 1-in-10 | 7 | 0.54057 | 0.57936 | 0.54057 | 0.57936 | 0 | 65.233
| Zone | South Orange County | Monthly System Peak Day | June | SCE 1-in-10 | 8 | 0.55986 | 0.59898 | 0.55986 | 0.59898 | 0 | 65.6587
| Zone | South Orange County | Monthly System Peak Day | June | SCE 1-in-10 | 9 | 0.58726 | 0.55382 | 0.58726 | 0.55382 | 0 | 68.3592
| Zone | South Orange County | Monthly System Peak Day | June | SCE 1-in-10 | 10 | 0.6064 | 0.5447 | 0.6064 | 0.5447 | 0 | 73.1744
| Zone | South Orange County | Monthly System Peak Day | June | SCE 1-in-10 | 11 | 0.54825 | 0.48498 | 0.54825 | 0.48498 | 0 | 78.3781
| Zone | South Orange County | Monthly System Peak Day | June | SCE 1-in-10 | 12 | 0.58999 | 0.51478 | 0.58999 | 0.51478 | 0 | 80.7416
| Zone | South Orange County | Monthly System Peak Day | June | SCE 1-in-10 | 13 | 0.74769 | 0.6502 | 0.74769 | 0.6502 | 0 | 79.665
| Zone | South Orange County | Monthly System Peak Day | June | SCE 1-in-10 | 14 | 0.89659 | 0.79908 | 0.89659 | 0.79908 | 0 | 80.299
| Zone | South Orange County | Monthly System Peak Day | June | SCE 1-in-10 | 15 | 1.0516 | 0.9597 | 1.0516 | 0.9597 | 0 | 82.2035
| Zone | South Orange County | Monthly System Peak Day | June | SCE 1-in-10 | 16 | 1.244 | 1.153 | 1.244 | 1.153 | 0 | 85.8016
| Zone | South Orange County | Monthly System Peak Day | June | SCE 1-in-10 | 17 | 1.4325 | 1.3514 | 0.68599 | 0.51171 | 0.031621 | 87.8045
| Zone | South Orange County | Monthly System Peak Day | June | SCE 1-in-10 | 18 | 1.6101 | 1.5344 | 1.1276 | 1.0024 | 0.030128 | 87.3552
| Zone | South Orange County | Monthly System Peak Day | June | SCE 1-in-10 | 19 | 1.7135 | 1.6399 | 1.401 | 1.3178 | 0.021442 | 83.9252
| Zone | South Orange County | Monthly System Peak Day | June | SCE 1-in-10 | 20 | 1.6598 | 1.5909 | 1.4944 | 1.3936 | 0.023366 | 76.2675
| Zone | South Orange County | Monthly System Peak Day | June | SCE 1-in-10 | 21 | 1.6373 | 1.5761 | 1.5083 | 1.4152 | 0.034029 | 72.1288
| Zone | South Orange County | Monthly System Peak Day | June | SCE 1-in-10 | 22 | 1.5975 | 1.5372 | 1.7815 | 1.7596 | 0.041302 | 69.7807
| Zone | South Orange County | Monthly System Peak Day | June | SCE 1-in-10 | 23 | 1.5002 | 1.4613 | 1.5212 | 1.4758 | 0.010503 | 68.3737
| Zone | South Orange County | Monthly System Peak Day | June | SCE 1-in-10 | 24 | 1.2535 | 1.2228 | 1.2824 | 1.2373 | 0.01445 | 67.5156
| Zone | South Orange County | Monthly System Peak Day | June | SCE 1-in-2 | 1 | 0.81179 | 0.79927 | 0.81179 | 0.79927 | 0 | 62.432
| Zone | South Orange County | Monthly System Peak Day | June | SCE 1-in-2 | 2 | 0.69856 | 0.69501 | 0.69856 | 0.69501 | 0 | 62.1908
| Zone | South Orange County | Monthly System Peak Day | June | SCE 1-in-2 | 3 | 0.61574 | 0.61055 | 0.61574 | 0.61055 | 0 | 61.719
| Zone | South Orange County | Monthly System Peak Day | June | SCE 1-in-2 | 4 | 0.55553 | 0.5492 | 0.55553 | 0.5492 | 0 | 61.3896
| Zone | South Orange County | Monthly System Peak Day | June | SCE 1-in-2 | 5 | 0.51655 | 0.51072 | 0.51655 | 0.51072 | 0 | 61.163
| Zone | South Orange County | Monthly System Peak Day | June | SCE 1-in-2 | 6 | 0.50056 | 0.50412 | 0.50056 | 0.50412 | 0 | 60.4211
| Zone | South Orange County | Monthly System Peak Day | June | SCE 1-in-2 | 7 | 0.51862 | 0.55742 | 0.51862 | 0.55742 | 0 | 60.0618
| Zone | South Orange County | Monthly System Peak Day | June | SCE 1-in-2 | 8 | 0.53894 | 0.57806 | 0.53894 | 0.57806 | 0 | 60.8045
| Zone | South Orange County | Monthly System Peak Day | June | SCE 1-in-2 | 9 | 0.49447 | 0.46104 | 0.49447 | 0.46104 | 0 | 62.848
| Zone | South Orange County | Monthly System Peak Day | June | SCE 1-in-2 | 10 | 0.43231 | 0.3706 | 0.43231 | 0.3706 | 0 | 66.5467
| Zone | South Orange County | Monthly System Peak Day | June | SCE 1-in-2 | 11 | 0.34285 | 0.27958 | 0.34285 | 0.27958 | 0 | 69.235
| Zone | South Orange County | Monthly System Peak Day | June | SCE 1-in-2 | 12 | 0.30587 | 0.23067 | 0.30587 | 0.23067 | 0 | 71.509
| Zone | South Orange County | Monthly System Peak Day | June | SCE 1-in-2 | 13 | 0.35022 | 0.25273 | 0.35022 | 0.25273 | 0 | 71.3753
| Zone | South Orange County | Monthly System Peak Day | June | SCE 1-in-2 | 14 | 0.39126 | 0.29375 | 0.39126 | 0.29375 | 0 | 72.5324
| Zone | South Orange County | Monthly System Peak Day | June | SCE 1-in-2 | 15 | 0.46266 | 0.37072 | 0.46266 | 0.37072 | 0 | 75.2313
| Zone | South Orange County | Monthly System Peak Day | June | SCE 1-in-2 | 16 | 0.59546 | 0.50442 | 0.59546 | 0.50442 | 0 | 77.2384
| Zone | South Orange County | Monthly System Peak Day | June | SCE 1-in-2 | 17 | 0.75639 | 0.67533 | 0.3686 | 0.28755 | 0.036932 | 78.4836
| Zone | South Orange County | Monthly System Peak Day | June | SCE 1-in-2 | 18 | 0.94747 | 0.87184 | 0.63985 | 0.54504 | 0.052636 | 77.2414
| Zone | South Orange County | Monthly System Peak Day | June | SCE 1-in-2 | 19 | 1.096 | 1.0224 | 0.90939 | 0.82619 | 0.044183 | 73.805
| Zone | South Orange County | Monthly System Peak Day | June | SCE 1-in-2 | 20 | 1.1531 | 1.0842 | 1.0281 | 0.92728 | 0.035283 | 71.6671
| Zone | South Orange County | Monthly System Peak Day | June | SCE 1-in-2 | 21 | 1.17 | 1.1088 | 1.0597 | 0.9666 | 0.039886 | 69.9943
| Zone | South Orange County | Monthly System Peak Day | June | SCE 1-in-2 | 22 | 1.1217 | 1.0614 | 1.2781 | 1.2562 | 0.047956 | 68.0464
| Zone | South Orange County | Monthly System Peak Day | June | SCE 1-in-2 | 23 | 1.0934 | 1.0545 | 1.0934 | 1.0545 | 0 | 66.7796
| Zone | South Orange County | Monthly System Peak Day | June | SCE 1-in-2 | 24 | 0.9461 | 0.91545 | 0.95575 | 0.91545 | 0.004826 | 65.2694
| Zone | South Orange County | Monthly System Peak Day | March | CAISO 1-in-10 | 1 | 0.90417 | 0.89165 | 0.90417 | 0.89165 | 0 | 66.0337
| Zone | South Orange County | Monthly System Peak Day | March | CAISO 1-in-10 | 2 | 0.74139 | 0.73785 | 0.74139 | 0.73785 | 0 | 63.9882
| Zone | South Orange County | Monthly System Peak Day | March | CAISO 1-in-10 | 3 | 0.64886 | 0.64367 | 0.64886 | 0.64367 | 0 | 63.0896
| Zone | South Orange County | Monthly System Peak Day | March | CAISO 1-in-10 | 4 | 0.58345 | 0.57711 | 0.58345 | 0.57711 | 0 | 61.8943
| Zone | South Orange County | Monthly System Peak Day | March | CAISO 1-in-10 | 5 | 0.53934 | 0.53351 | 0.53934 | 0.53351 | 0 | 60.8582
| Zone | South Orange County | Monthly System Peak Day | March | CAISO 1-in-10 | 6 | 0.51802 | 0.52157 | 0.51802 | 0.52157 | 0 | 59.9551
| Zone | South Orange County | Monthly System Peak Day | March | CAISO 1-in-10 | 7 | 0.52854 | 0.56733 | 0.52854 | 0.56733 | 0 | 59.3309
| Zone | South Orange County | Monthly System Peak Day | March | CAISO 1-in-10 | 8 | 0.54278 | 0.58189 | 0.54278 | 0.58189 | 0 | 58.5406
| Zone | South Orange County | Monthly System Peak Day | March | CAISO 1-in-10 | 9 | 0.4892 | 0.45577 | 0.4892 | 0.45577 | 0 | 59.7771
| Zone | South Orange County | Monthly System Peak Day | March | CAISO 1-in-10 | 10 | 0.39513 | 0.33342 | 0.39513 | 0.33342 | 0 | 64.2314
| Zone | South Orange County | Monthly System Peak Day | March | CAISO 1-in-10 | 11 | 0.4197 | 0.35643 | 0.4197 | 0.35643 | 0 | 69.708
| Zone | South Orange County | Monthly System Peak Day | March | CAISO 1-in-10 | 12 | 0.41025 | 0.33504 | 0.41025 | 0.33504 | 0 | 75.236
| Zone | South Orange County | Monthly System Peak Day | March | CAISO 1-in-10 | 13 | 0.45341 | 0.35592 | 0.45341 | 0.35592 | 0 | 81.1677
| Zone | South Orange County | Monthly System Peak Day | March | CAISO 1-in-10 | 14 | 0.56524 | 0.46772 | 0.56524 | 0.46772 | 0 | 82.887
| Zone | South Orange County | Monthly System Peak Day | March | CAISO 1-in-10 | 15 | 0.71503 | 0.62309 | 0.71503 | 0.62309 | 0 | 82.2538
| Zone | South Orange County | Monthly System Peak Day | March | CAISO 1-in-10 | 16 | 0.90367 | 0.81263 | 0.90367 | 0.81263 | 0 | 82.1354
| Zone | South Orange County | Monthly System Peak Day | March | CAISO 1-in-10 | 17 | 1.092 | 1.011 | 0.45138 | 0.2771 | 0.030293 | 83.1861
| Zone | South Orange County | Monthly System Peak Day | March | CAISO 1-in-10 | 18 | 1.2809 | 1.2053 | 0.87757 | 0.75239 | 0.038377 | 82.7796
| Zone | South Orange County | Monthly System Peak Day | March | CAISO 1-in-10 | 19 | 1.408 | 1.3344 | 1.1307 | 1.0475 | 0.026968 | 81.0987
| Zone | South Orange County | Monthly System Peak Day | March | CAISO 1-in-10 | 20 | 1.4318 | 1.3629 | 1.242 | 1.1412 | 0.017398 | 79.0575
| Zone | South Orange County | Monthly System Peak Day | March | CAISO 1-in-10 | 21 | 1.4069 | 1.3458 | 1.2411 | 1.1481 | 0.02324 | 76.32
| Zone | South Orange County | Monthly System Peak Day | March | CAISO 1-in-10 | 22 | 1.3141 | 1.2537 | 1.5737 | 1.5518 | 0.026929 | 74.5354
| Zone | South Orange County | Monthly System Peak Day | March | CAISO 1-in-10 | 23 | 1.2755 | 1.2367 | 1.3559 | 1.3105 | 0.023563 | 72.2554
| Zone | South Orange County | Monthly System Peak Day | March | CAISO 1-in-10 | 24 | 1.1106 | 1.08 | 1.1526 | 1.1075 | 0.024981 | 69.0413
| Zone | South Orange County | Monthly System Peak Day | March | CAISO 1-in-2 | 1 | 0.74029 | 0.72778 | 0.74029 | 0.72778 | 0 | 60.3104
| Zone | South Orange County | Monthly System Peak Day | March | CAISO 1-in-2 | 2 | 0.64539 | 0.64185 | 0.64539 | 0.64185 | 0 | 58.9434
| Zone | South Orange County | Monthly System Peak Day | March | CAISO 1-in-2 | 3 | 0.57556 | 0.57037 | 0.57556 | 0.57037 | 0 | 57.4154
| Zone | South Orange County | Monthly System Peak Day | March | CAISO 1-in-2 | 4 | 0.52571 | 0.51937 | 0.52571 | 0.51937 | 0 | 56.4159
| Zone | South Orange County | Monthly System Peak Day | March | CAISO 1-in-2 | 5 | 0.49799 | 0.49216 | 0.49799 | 0.49216 | 0 | 55.558
| Zone | South Orange County | Monthly System Peak Day | March | CAISO 1-in-2 | 6 | 0.49633 | 0.49989 | 0.49633 | 0.49989 | 0 | 54.7624
| Zone | South Orange County | Monthly System Peak Day | March | CAISO 1-in-2 | 7 | 0.53712 | 0.57591 | 0.53712 | 0.57591 | 0 | 54.3628
| Zone | South Orange County | Monthly System Peak Day | March | CAISO 1-in-2 | 8 | 0.57149 | 0.61061 | 0.57149 | 0.61061 | 0 | 53.741
| Zone | South Orange County | Monthly System Peak Day | March | CAISO 1-in-2 | 9 | 0.52358 | 0.49015 | 0.52358 | 0.49015 | 0 | 54.3989
| Zone | South Orange County | Monthly System Peak Day | March | CAISO 1-in-2 | 10 | 0.44449 | 0.38279 | 0.44449 | 0.38279 | 0 | 57.4669
| Zone | South Orange County | Monthly System Peak Day | March | CAISO 1-in-2 | 11 | 0.36707 | 0.3038 | 0.36707 | 0.3038 | 0 | 62.3572
| Zone | South Orange County | Monthly System Peak Day | March | CAISO 1-in-2 | 12 | 0.31643 | 0.24122 | 0.31643 | 0.24122 | 0 | 66.7324
| Zone | South Orange County | Monthly System Peak Day | March | CAISO 1-in-2 | 13 | 0.30689 | 0.2094 | 0.30689 | 0.2094 | 0 | 68.9888
| Zone | South Orange County | Monthly System Peak Day | March | CAISO 1-in-2 | 14 | 0.3151 | 0.21758 | 0.3151 | 0.21758 | 0 | 69.3546
| Zone | South Orange County | Monthly System Peak Day | March | CAISO 1-in-2 | 15 | 0.34843 | 0.25649 | 0.34843 | 0.25649 | 0 | 70.207
| Zone | South Orange County | Monthly System Peak Day | March | CAISO 1-in-2 | 16 | 0.43562 | 0.34458 | 0.43562 | 0.34458 | 0 | 70.9132
| Zone | South Orange County | Monthly System Peak Day | March | CAISO 1-in-2 | 17 | 0.56328 | 0.48222 | 0.56328 | 0.48222 | 0 | 70.6453
| Zone | South Orange County | Monthly System Peak Day | March | CAISO 1-in-2 | 18 | 0.76352 | 0.68789 | 0.76352 | 0.68789 | 0 | 69.7114
| Zone | South Orange County | Monthly System Peak Day | March | CAISO 1-in-2 | 19 | 0.92808 | 0.8545 | 0.92808 | 0.8545 | 0 | 67.917
| Zone | South Orange County | Monthly System Peak Day | March | CAISO 1-in-2 | 20 | 1.0034 | 0.93451 | 1.0034 | 0.93451 | 0 | 64.4527
| Zone | South Orange County | Monthly System Peak Day | March | CAISO 1-in-2 | 21 | 1.0269 | 0.96577 | 1.0269 | 0.96577 | 0 | 62.0689
| Zone | South Orange County | Monthly System Peak Day | March | CAISO 1-in-2 | 22 | 0.9828 | 0.92248 | 0.9828 | 0.92248 | 0 | 61.4984
| Zone | South Orange County | Monthly System Peak Day | March | CAISO 1-in-2 | 23 | 0.95408 | 0.91522 | 0.95408 | 0.91522 | 0 | 60.2773
| Zone | South Orange County | Monthly System Peak Day | March | CAISO 1-in-2 | 24 | 0.8345 | 0.80385 | 0.8345 | 0.80385 | 0 | 59.0393
| Zone | South Orange County | Monthly System Peak Day | March | SCE 1-in-10 | 1 | 0.9272 | 0.91468 | 0.9272 | 0.91468 | 0 | 67.1681
| Zone | South Orange County | Monthly System Peak Day | March | SCE 1-in-10 | 2 | 0.75411 | 0.75056 | 0.75411 | 0.75056 | 0 | 65.4504
| Zone | South Orange County | Monthly System Peak Day | March | SCE 1-in-10 | 3 | 0.64731 | 0.64212 | 0.64731 | 0.64212 | 0 | 64.5473
| Zone | South Orange County | Monthly System Peak Day | March | SCE 1-in-10 | 4 | 0.57868 | 0.57235 | 0.57868 | 0.57235 | 0 | 63.2855
| Zone | South Orange County | Monthly System Peak Day | March | SCE 1-in-10 | 5 | 0.53549 | 0.52966 | 0.53549 | 0.52966 | 0 | 62.1022
| Zone | South Orange County | Monthly System Peak Day | March | SCE 1-in-10 | 6 | 0.51502 | 0.51857 | 0.51502 | 0.51857 | 0 | 61.0682
| Zone | South Orange County | Monthly System Peak Day | March | SCE 1-in-10 | 7 | 0.52683 | 0.56563 | 0.52683 | 0.56563 | 0 | 60.767
| Zone | South Orange County | Monthly System Peak Day | March | SCE 1-in-10 | 8 | 0.54213 | 0.58125 | 0.54213 | 0.58125 | 0 | 60.3648
| Zone | South Orange County | Monthly System Peak Day | March | SCE 1-in-10 | 9 | 0.48999 | 0.45656 | 0.48999 | 0.45656 | 0 | 61.6387
| Zone | South Orange County | Monthly System Peak Day | March | SCE 1-in-10 | 10 | 0.41182 | 0.35011 | 0.41182 | 0.35011 | 0 | 65.8546
| Zone | South Orange County | Monthly System Peak Day | March | SCE 1-in-10 | 11 | 0.39587 | 0.33259 | 0.39587 | 0.33259 | 0 | 70.6109
| Zone | South Orange County | Monthly System Peak Day | March | SCE 1-in-10 | 12 | 0.37931 | 0.30411 | 0.37931 | 0.30411 | 0 | 74.8875
| Zone | South Orange County | Monthly System Peak Day | March | SCE 1-in-10 | 13 | 0.43063 | 0.33314 | 0.43063 | 0.33314 | 0 | 78.634
| Zone | South Orange County | Monthly System Peak Day | March | SCE 1-in-10 | 14 | 0.52733 | 0.42981 | 0.52733 | 0.42981 | 0 | 80.2186
| Zone | South Orange County | Monthly System Peak Day | March | SCE 1-in-10 | 15 | 0.65377 | 0.56183 | 0.65377 | 0.56183 | 0 | 82.2605
| Zone | South Orange County | Monthly System Peak Day | March | SCE 1-in-10 | 16 | 0.83649 | 0.74545 | 0.83649 | 0.74545 | 0 | 82.2098
| Zone | South Orange County | Monthly System Peak Day | March | SCE 1-in-10 | 17 | 1.0217 | 0.94065 | 0.43098 | 0.2567 | 0.032528 | 81.0061
| Zone | South Orange County | Monthly System Peak Day | March | SCE 1-in-10 | 18 | 1.2122 | 1.1366 | 0.87282 | 0.74764 | 0.047593 | 79.0803
| Zone | South Orange County | Monthly System Peak Day | March | SCE 1-in-10 | 19 | 1.3391 | 1.2655 | 1.0947 | 1.0115 | 0.032898 | 78.4545
| Zone | South Orange County | Monthly System Peak Day | March | SCE 1-in-10 | 20 | 1.3662 | 1.2973 | 1.1973 | 1.0965 | 0.022396 | 76.678
| Zone | South Orange County | Monthly System Peak Day | March | SCE 1-in-10 | 21 | 1.3499 | 1.2887 | 1.2143 | 1.1213 | 0.032038 | 72.8693
| Zone | South Orange County | Monthly System Peak Day | March | SCE 1-in-10 | 22 | 1.2943 | 1.2339 | 1.4791 | 1.4572 | 0.041092 | 69.8374
| Zone | South Orange County | Monthly System Peak Day | March | SCE 1-in-10 | 23 | 1.2486 | 1.2098 | 1.2623 | 1.217 | 0.0068614 | 67.8977
| Zone | South Orange County | Monthly System Peak Day | March | SCE 1-in-10 | 24 | 1.0664 | 1.0357 | 1.0836 | 1.0386 | 0.0086228 | 66.1556
| Zone | South Orange County | Monthly System Peak Day | March | SCE 1-in-2 | 1 | 0.74158 | 0.72906 | 0.74158 | 0.72906 | 0 | 59.9634
| Zone | South Orange County | Monthly System Peak Day | March | SCE 1-in-2 | 2 | 0.64617 | 0.64263 | 0.64617 | 0.64263 | 0 | 58.3496
| Zone | South Orange County | Monthly System Peak Day | March | SCE 1-in-2 | 3 | 0.57579 | 0.5706 | 0.57579 | 0.5706 | 0 | 56.9143
| Zone | South Orange County | Monthly System Peak Day | March | SCE 1-in-2 | 4 | 0.52555 | 0.51922 | 0.52555 | 0.51922 | 0 | 56.179
| Zone | South Orange County | Monthly System Peak Day | March | SCE 1-in-2 | 5 | 0.49726 | 0.49143 | 0.49726 | 0.49143 | 0 | 55.7133
| Zone | South Orange County | Monthly System Peak Day | March | SCE 1-in-2 | 6 | 0.49487 | 0.49843 | 0.49487 | 0.49843 | 0 | 55.357
| Zone | South Orange County | Monthly System Peak Day | March | SCE 1-in-2 | 7 | 0.53427 | 0.57307 | 0.53427 | 0.57307 | 0 | 54.6111
| Zone | South Orange County | Monthly System Peak Day | March | SCE 1-in-2 | 8 | 0.56794 | 0.60706 | 0.56794 | 0.60706 | 0 | 54.4529
| Zone | South Orange County | Monthly System Peak Day | March | SCE 1-in-2 | 9 | 0.52146 | 0.48803 | 0.52146 | 0.48803 | 0 | 55.192
| Zone | South Orange County | Monthly System Peak Day | March | SCE 1-in-2 | 10 | 0.44273 | 0.38102 | 0.44273 | 0.38102 | 0 | 58.4432
| Zone | South Orange County | Monthly System Peak Day | March | SCE 1-in-2 | 11 | 0.36466 | 0.30139 | 0.36466 | 0.30139 | 0 | 62.8809
| Zone | South Orange County | Monthly System Peak Day | March | SCE 1-in-2 | 12 | 0.30827 | 0.23307 | 0.30827 | 0.23307 | 0 | 67.4378
| Zone | South Orange County | Monthly System Peak Day | March | SCE 1-in-2 | 13 | 0.29959 | 0.2021 | 0.29959 | 0.2021 | 0 | 69.5637
| Zone | South Orange County | Monthly System Peak Day | March | SCE 1-in-2 | 14 | 0.30754 | 0.21002 | 0.30754 | 0.21002 | 0 | 70.0163
| Zone | South Orange County | Monthly System Peak Day | March | SCE 1-in-2 | 15 | 0.34229 | 0.25035 | 0.34229 | 0.25035 | 0 | 70.6865
| Zone | South Orange County | Monthly System Peak Day | March | SCE 1-in-2 | 16 | 0.43006 | 0.33902 | 0.43006 | 0.33902 | 0 | 71.1539
| Zone | South Orange County | Monthly System Peak Day | March | SCE 1-in-2 | 17 | 0.5572 | 0.47615 | 0.5572 | 0.47615 | 0 | 70.2404
| Zone | South Orange County | Monthly System Peak Day | March | SCE 1-in-2 | 18 | 0.75651 | 0.68088 | 0.75651 | 0.68088 | 0 | 69.2991
| Zone | South Orange County | Monthly System Peak Day | March | SCE 1-in-2 | 19 | 0.92043 | 0.84684 | 0.92043 | 0.84684 | 0 | 67.5455
| Zone | South Orange County | Monthly System Peak Day | March | SCE 1-in-2 | 20 | 0.99797 | 0.92908 | 0.99797 | 0.92908 | 0 | 64.71
| Zone | South Orange County | Monthly System Peak Day | March | SCE 1-in-2 | 21 | 1.0246 | 0.96344 | 1.0246 | 0.96344 | 0 | 62.7043
| Zone | South Orange County | Monthly System Peak Day | March | SCE 1-in-2 | 22 | 0.98194 | 0.92162 | 0.98194 | 0.92162 | 0 | 62.1543
| Zone | South Orange County | Monthly System Peak Day | March | SCE 1-in-2 | 23 | 0.95376 | 0.91491 | 0.95376 | 0.91491 | 0 | 61.0546
| Zone | South Orange County | Monthly System Peak Day | March | SCE 1-in-2 | 24 | 0.83474 | 0.80409 | 0.83474 | 0.80409 | 0 | 59.8801
| Zone | South Orange County | Monthly System Peak Day | May | CAISO 1-in-10 | 1 | 1.2233 | 1.2108 | 1.2233 | 1.2108 | 0 | 72.2676
| Zone | South Orange County | Monthly System Peak Day | May | CAISO 1-in-10 | 2 | 0.98375 | 0.98021 | 0.98375 | 0.98021 | 0 | 70.8031
| Zone | South Orange County | Monthly System Peak Day | May | CAISO 1-in-10 | 3 | 0.82312 | 0.81793 | 0.82312 | 0.81793 | 0 | 69.8186
| Zone | South Orange County | Monthly System Peak Day | May | CAISO 1-in-10 | 4 | 0.71331 | 0.70698 | 0.71331 | 0.70698 | 0 | 68.8769
| Zone | South Orange County | Monthly System Peak Day | May | CAISO 1-in-10 | 5 | 0.63816 | 0.63233 | 0.63816 | 0.63233 | 0 | 68.2442
| Zone | South Orange County | Monthly System Peak Day | May | CAISO 1-in-10 | 6 | 0.59695 | 0.60051 | 0.59695 | 0.60051 | 0 | 67.7613
| Zone | South Orange County | Monthly System Peak Day | May | CAISO 1-in-10 | 7 | 0.58676 | 0.62555 | 0.58676 | 0.62555 | 0 | 67.3088
| Zone | South Orange County | Monthly System Peak Day | May | CAISO 1-in-10 | 8 | 0.62341 | 0.66253 | 0.62341 | 0.66253 | 0 | 68.2026
| Zone | South Orange County | Monthly System Peak Day | May | CAISO 1-in-10 | 9 | 0.73575 | 0.70232 | 0.73575 | 0.70232 | 0 | 73.4411
| Zone | South Orange County | Monthly System Peak Day | May | CAISO 1-in-10 | 10 | 0.84368 | 0.78198 | 0.84368 | 0.78198 | 0 | 80.4965
| Zone | South Orange County | Monthly System Peak Day | May | CAISO 1-in-10 | 11 | 0.86552 | 0.80224 | 0.86552 | 0.80224 | 0 | 85.7568
| Zone | South Orange County | Monthly System Peak Day | May | CAISO 1-in-10 | 12 | 1.0155 | 0.94032 | 1.0155 | 0.94032 | 0 | 88.8603
| Zone | South Orange County | Monthly System Peak Day | May | CAISO 1-in-10 | 13 | 1.2609 | 1.1634 | 1.2609 | 1.1634 | 0 | 91.0891
| Zone | South Orange County | Monthly System Peak Day | May | CAISO 1-in-10 | 14 | 1.5158 | 1.4183 | 1.5158 | 1.4183 | 0 | 91.4796
| Zone | South Orange County | Monthly System Peak Day | May | CAISO 1-in-10 | 15 | 1.7397 | 1.6477 | 1.7397 | 1.6477 | 0 | 93.331
| Zone | South Orange County | Monthly System Peak Day | May | CAISO 1-in-10 | 16 | 1.9795 | 1.8884 | 1.9795 | 1.8884 | 0 | 93.6987
| Zone | South Orange County | Monthly System Peak Day | May | CAISO 1-in-10 | 17 | 2.1655 | 2.0844 | 1.293 | 1.1188 | 0.042078 | 93.3031
| Zone | South Orange County | Monthly System Peak Day | May | CAISO 1-in-10 | 18 | 2.3201 | 2.2445 | 1.7606 | 1.6354 | 0.028255 | 91.8112
| Zone | South Orange County | Monthly System Peak Day | May | CAISO 1-in-10 | 19 | 2.3774 | 2.3038 | 1.9702 | 1.887 | 0.017757 | 91.5451
| Zone | South Orange County | Monthly System Peak Day | May | CAISO 1-in-10 | 20 | 2.2881 | 2.2192 | 2.0144 | 1.9135 | 0.022457 | 88.6259
| Zone | South Orange County | Monthly System Peak Day | May | CAISO 1-in-10 | 21 | 2.1988 | 2.1376 | 1.9616 | 1.8686 | 0.014805 | 84.4538
| Zone | South Orange County | Monthly System Peak Day | May | CAISO 1-in-10 | 22 | 2.0765 | 2.0162 | 2.4302 | 2.4082 | 0.028792 | 80.4442
| Zone | South Orange County | Monthly System Peak Day | May | CAISO 1-in-10 | 23 | 1.921 | 1.8821 | 2.0887 | 2.0433 | 0.024763 | 77.9656
| Zone | South Orange County | Monthly System Peak Day | May | CAISO 1-in-10 | 24 | 1.6188 | 1.5882 | 1.7142 | 1.6692 | 0.019746 | 75.2764
| Zone | South Orange County | Monthly System Peak Day | May | CAISO 1-in-2 | 1 | 0.81822 | 0.8057 | 0.81822 | 0.8057 | 0 | 62.955
| Zone | South Orange County | Monthly System Peak Day | May | CAISO 1-in-2 | 2 | 0.70355 | 0.7 | 0.70355 | 0.7 | 0 | 61.7671
| Zone | South Orange County | Monthly System Peak Day | May | CAISO 1-in-2 | 3 | 0.61992 | 0.61473 | 0.61992 | 0.61473 | 0 | 60.9769
| Zone | South Orange County | Monthly System Peak Day | May | CAISO 1-in-2 | 4 | 0.55901 | 0.55267 | 0.55901 | 0.55267 | 0 | 60.0015
| Zone | South Orange County | Monthly System Peak Day | May | CAISO 1-in-2 | 5 | 0.51944 | 0.51361 | 0.51944 | 0.51361 | 0 | 58.8473
| Zone | South Orange County | Monthly System Peak Day | May | CAISO 1-in-2 | 6 | 0.50271 | 0.50627 | 0.50271 | 0.50627 | 0 | 58.7247
| Zone | South Orange County | Monthly System Peak Day | May | CAISO 1-in-2 | 7 | 0.51985 | 0.55864 | 0.51985 | 0.55864 | 0 | 58.7595
| Zone | South Orange County | Monthly System Peak Day | May | CAISO 1-in-2 | 8 | 0.53943 | 0.57854 | 0.53943 | 0.57854 | 0 | 59.1928
| Zone | South Orange County | Monthly System Peak Day | May | CAISO 1-in-2 | 9 | 0.49369 | 0.46026 | 0.49369 | 0.46026 | 0 | 60.9124
| Zone | South Orange County | Monthly System Peak Day | May | CAISO 1-in-2 | 10 | 0.39624 | 0.33454 | 0.39624 | 0.33454 | 0 | 64.5286
| Zone | South Orange County | Monthly System Peak Day | May | CAISO 1-in-2 | 11 | 0.34365 | 0.28038 | 0.34365 | 0.28038 | 0 | 69.4818
| Zone | South Orange County | Monthly System Peak Day | May | CAISO 1-in-2 | 12 | 0.291 | 0.2158 | 0.291 | 0.2158 | 0 | 73.8349
| Zone | South Orange County | Monthly System Peak Day | May | CAISO 1-in-2 | 13 | 0.31709 | 0.2196 | 0.31709 | 0.2196 | 0 | 76.3601
| Zone | South Orange County | Monthly System Peak Day | May | CAISO 1-in-2 | 14 | 0.37705 | 0.27953 | 0.37705 | 0.27953 | 0 | 77.4059
| Zone | South Orange County | Monthly System Peak Day | May | CAISO 1-in-2 | 15 | 0.47102 | 0.37908 | 0.47102 | 0.37908 | 0 | 78.3612
| Zone | South Orange County | Monthly System Peak Day | May | CAISO 1-in-2 | 16 | 0.61677 | 0.52572 | 0.61677 | 0.52572 | 0 | 79.9879
| Zone | South Orange County | Monthly System Peak Day | May | CAISO 1-in-2 | 17 | 0.78486 | 0.70381 | 0.35248 | 0.27142 | 0.033808 | 80.1649
| Zone | South Orange County | Monthly System Peak Day | May | CAISO 1-in-2 | 18 | 0.97582 | 0.90019 | 0.63306 | 0.51905 | 0.047076 | 79.2742
| Zone | South Orange County | Monthly System Peak Day | May | CAISO 1-in-2 | 19 | 1.1281 | 1.0545 | 0.9102 | 0.827 | 0.037986 | 76.319
| Zone | South Orange County | Monthly System Peak Day | May | CAISO 1-in-2 | 20 | 1.1794 | 1.1106 | 1.0438 | 0.94301 | 0.032009 | 72.88
| Zone | South Orange County | Monthly System Peak Day | May | CAISO 1-in-2 | 21 | 1.1849 | 1.1237 | 1.0804 | 0.98731 | 0.041731 | 69.332
| Zone | South Orange County | Monthly System Peak Day | May | CAISO 1-in-2 | 22 | 1.1494 | 1.0891 | 1.283 | 1.2611 | 0.053712 | 66.6152
| Zone | South Orange County | Monthly System Peak Day | May | CAISO 1-in-2 | 23 | 1.1131 | 1.0742 | 1.1131 | 1.0742 | 0 | 65.8859
| Zone | South Orange County | Monthly System Peak Day | May | CAISO 1-in-2 | 24 | 0.95663 | 0.92598 | 0.95663 | 0.92598 | 0 | 62.9428
| Zone | South Orange County | Monthly System Peak Day | May | SCE 1-in-10 | 1 | 1.2233 | 1.2108 | 1.2233 | 1.2108 | 0 | 72.2676
| Zone | South Orange County | Monthly System Peak Day | May | SCE 1-in-10 | 2 | 0.98375 | 0.98021 | 0.98375 | 0.98021 | 0 | 70.8031
| Zone | South Orange County | Monthly System Peak Day | May | SCE 1-in-10 | 3 | 0.82312 | 0.81793 | 0.82312 | 0.81793 | 0 | 69.8186
| Zone | South Orange County | Monthly System Peak Day | May | SCE 1-in-10 | 4 | 0.71331 | 0.70698 | 0.71331 | 0.70698 | 0 | 68.8769
| Zone | South Orange County | Monthly System Peak Day | May | SCE 1-in-10 | 5 | 0.63816 | 0.63233 | 0.63816 | 0.63233 | 0 | 68.2442
| Zone | South Orange County | Monthly System Peak Day | May | SCE 1-in-10 | 6 | 0.59695 | 0.60051 | 0.59695 | 0.60051 | 0 | 67.7613
| Zone | South Orange County | Monthly System Peak Day | May | SCE 1-in-10 | 7 | 0.58676 | 0.62555 | 0.58676 | 0.62555 | 0 | 67.3088
| Zone | South Orange County | Monthly System Peak Day | May | SCE 1-in-10 | 8 | 0.62341 | 0.66253 | 0.62341 | 0.66253 | 0 | 68.2026
| Zone | South Orange County | Monthly System Peak Day | May | SCE 1-in-10 | 9 | 0.73575 | 0.70232 | 0.73575 | 0.70232 | 0 | 73.4411
| Zone | South Orange County | Monthly System Peak Day | May | SCE 1-in-10 | 10 | 0.84368 | 0.78198 | 0.84368 | 0.78198 | 0 | 80.4965
| Zone | South Orange County | Monthly System Peak Day | May | SCE 1-in-10 | 11 | 0.86552 | 0.80224 | 0.86552 | 0.80224 | 0 | 85.7568
| Zone | South Orange County | Monthly System Peak Day | May | SCE 1-in-10 | 12 | 1.0155 | 0.94032 | 1.0155 | 0.94032 | 0 | 88.8603
| Zone | South Orange County | Monthly System Peak Day | May | SCE 1-in-10 | 13 | 1.2609 | 1.1634 | 1.2609 | 1.1634 | 0 | 91.0891
| Zone | South Orange County | Monthly System Peak Day | May | SCE 1-in-10 | 14 | 1.5158 | 1.4183 | 1.5158 | 1.4183 | 0 | 91.4796
| Zone | South Orange County | Monthly System Peak Day | May | SCE 1-in-10 | 15 | 1.7397 | 1.6477 | 1.7397 | 1.6477 | 0 | 93.331
| Zone | South Orange County | Monthly System Peak Day | May | SCE 1-in-10 | 16 | 1.9795 | 1.8884 | 1.9795 | 1.8884 | 0 | 93.6987
| Zone | South Orange County | Monthly System Peak Day | May | SCE 1-in-10 | 17 | 2.1655 | 2.0844 | 1.293 | 1.1188 | 0.042078 | 93.3031
| Zone | South Orange County | Monthly System Peak Day | May | SCE 1-in-10 | 18 | 2.3201 | 2.2445 | 1.7606 | 1.6354 | 0.028255 | 91.8112
| Zone | South Orange County | Monthly System Peak Day | May | SCE 1-in-10 | 19 | 2.3774 | 2.3038 | 1.9702 | 1.887 | 0.017757 | 91.5451
| Zone | South Orange County | Monthly System Peak Day | May | SCE 1-in-10 | 20 | 2.2881 | 2.2192 | 2.0144 | 1.9135 | 0.022457 | 88.6259
| Zone | South Orange County | Monthly System Peak Day | May | SCE 1-in-10 | 21 | 2.1988 | 2.1376 | 1.9616 | 1.8686 | 0.014805 | 84.4538
| Zone | South Orange County | Monthly System Peak Day | May | SCE 1-in-10 | 22 | 2.0765 | 2.0162 | 2.4302 | 2.4082 | 0.028792 | 80.4442
| Zone | South Orange County | Monthly System Peak Day | May | SCE 1-in-10 | 23 | 1.921 | 1.8821 | 2.0887 | 2.0433 | 0.024763 | 77.9656
| Zone | South Orange County | Monthly System Peak Day | May | SCE 1-in-10 | 24 | 1.6188 | 1.5882 | 1.7142 | 1.6692 | 0.019746 | 75.2764
| Zone | South Orange County | Monthly System Peak Day | May | SCE 1-in-2 | 1 | 0.84856 | 0.83604 | 0.84856 | 0.83604 | 0 | 64.3135
| Zone | South Orange County | Monthly System Peak Day | May | SCE 1-in-2 | 2 | 0.72655 | 0.72301 | 0.72655 | 0.72301 | 0 | 62.9825
| Zone | South Orange County | Monthly System Peak Day | May | SCE 1-in-2 | 3 | 0.63889 | 0.63371 | 0.63889 | 0.63371 | 0 | 61.7988
| Zone | South Orange County | Monthly System Peak Day | May | SCE 1-in-2 | 4 | 0.57482 | 0.56849 | 0.57482 | 0.56849 | 0 | 61.2726
| Zone | South Orange County | Monthly System Peak Day | May | SCE 1-in-2 | 5 | 0.53253 | 0.5267 | 0.53253 | 0.5267 | 0 | 60.7926
| Zone | South Orange County | Monthly System Peak Day | May | SCE 1-in-2 | 6 | 0.51252 | 0.51608 | 0.51252 | 0.51608 | 0 | 60.0278
| Zone | South Orange County | Monthly System Peak Day | May | SCE 1-in-2 | 7 | 0.52543 | 0.56422 | 0.52543 | 0.56422 | 0 | 59.69
| Zone | South Orange County | Monthly System Peak Day | May | SCE 1-in-2 | 8 | 0.54163 | 0.58074 | 0.54163 | 0.58074 | 0 | 60.4092
| Zone | South Orange County | Monthly System Peak Day | May | SCE 1-in-2 | 9 | 0.49027 | 0.45684 | 0.49027 | 0.45684 | 0 | 63.4271
| Zone | South Orange County | Monthly System Peak Day | May | SCE 1-in-2 | 10 | 0.44078 | 0.37907 | 0.44078 | 0.37907 | 0 | 67.6069
| Zone | South Orange County | Monthly System Peak Day | May | SCE 1-in-2 | 11 | 0.34857 | 0.28529 | 0.34857 | 0.28529 | 0 | 72.6145
| Zone | South Orange County | Monthly System Peak Day | May | SCE 1-in-2 | 12 | 0.30589 | 0.23069 | 0.30589 | 0.23069 | 0 | 76.3001
| Zone | South Orange County | Monthly System Peak Day | May | SCE 1-in-2 | 13 | 0.35592 | 0.25843 | 0.35592 | 0.25843 | 0 | 78.5001
| Zone | South Orange County | Monthly System Peak Day | May | SCE 1-in-2 | 14 | 0.44226 | 0.34474 | 0.44226 | 0.34474 | 0 | 80.0027
| Zone | South Orange County | Monthly System Peak Day | May | SCE 1-in-2 | 15 | 0.57142 | 0.47948 | 0.57142 | 0.47948 | 0 | 79.2795
| Zone | South Orange County | Monthly System Peak Day | May | SCE 1-in-2 | 16 | 0.74246 | 0.65142 | 0.74246 | 0.65142 | 0 | 79.8742
| Zone | South Orange County | Monthly System Peak Day | May | SCE 1-in-2 | 17 | 0.92502 | 0.84397 | 0.35545 | 0.18116 | 0.033943 | 80.083
| Zone | South Orange County | Monthly System Peak Day | May | SCE 1-in-2 | 18 | 1.1181 | 1.0424 | 0.77661 | 0.65143 | 0.047277 | 79.1987
| Zone | South Orange County | Monthly System Peak Day | May | SCE 1-in-2 | 19 | 1.2505 | 1.1769 | 1.0234 | 0.94021 | 0.036196 | 77.0609
| Zone | South Orange County | Monthly System Peak Day | May | SCE 1-in-2 | 20 | 1.2822 | 1.2133 | 1.1303 | 1.0295 | 0.027159 | 74.7348
| Zone | South Orange County | Monthly System Peak Day | May | SCE 1-in-2 | 21 | 1.2783 | 1.2172 | 1.1531 | 1.06 | 0.03521 | 71.6936
| Zone | South Orange County | Monthly System Peak Day | May | SCE 1-in-2 | 22 | 1.2327 | 1.1724 | 1.3934 | 1.3715 | 0.046891 | 68.317
| Zone | South Orange County | Monthly System Peak Day | May | SCE 1-in-2 | 23 | 1.1931 | 1.1543 | 1.1931 | 1.1543 | 0 | 66.6002
| Zone | South Orange County | Monthly System Peak Day | May | SCE 1-in-2 | 24 | 1.0222 | 0.99156 | 1.0348 | 0.99156 | 0.0062884 | 65.6107
| Zone | South Orange County | Monthly System Peak Day | November | CAISO 1-in-10 | 1 | 1.1365 | 1.124 | 1.1365 | 1.124 | 0 | 70.4968
| Zone | South Orange County | Monthly System Peak Day | November | CAISO 1-in-10 | 2 | 0.91249 | 0.90894 | 0.91249 | 0.90894 | 0 | 69.0045
| Zone | South Orange County | Monthly System Peak Day | November | CAISO 1-in-10 | 3 | 0.77572 | 0.77053 | 0.77572 | 0.77053 | 0 | 68.4818
| Zone | South Orange County | Monthly System Peak Day | November | CAISO 1-in-10 | 4 | 0.64534 | 0.63901 | 0.64534 | 0.63901 | 0 | 66.4878
| Zone | South Orange County | Monthly System Peak Day | November | CAISO 1-in-10 | 5 | 0.58724 | 0.58141 | 0.58724 | 0.58141 | 0 | 66.2904
| Zone | South Orange County | Monthly System Peak Day | November | CAISO 1-in-10 | 6 | 0.55089 | 0.55444 | 0.55089 | 0.55444 | 0 | 65.4961
| Zone | South Orange County | Monthly System Peak Day | November | CAISO 1-in-10 | 7 | 0.5518 | 0.5906 | 0.5518 | 0.5906 | 0 | 65.4985
| Zone | South Orange County | Monthly System Peak Day | November | CAISO 1-in-10 | 8 | 0.59153 | 0.63064 | 0.59153 | 0.63064 | 0 | 66.8989
| Zone | South Orange County | Monthly System Peak Day | November | CAISO 1-in-10 | 9 | 0.6143 | 0.58087 | 0.6143 | 0.58087 | 0 | 69.2867
| Zone | South Orange County | Monthly System Peak Day | November | CAISO 1-in-10 | 10 | 0.66447 | 0.60276 | 0.66447 | 0.60276 | 0 | 73.5266
| Zone | South Orange County | Monthly System Peak Day | November | CAISO 1-in-10 | 11 | 0.75187 | 0.6886 | 0.75187 | 0.6886 | 0 | 81.4663
| Zone | South Orange County | Monthly System Peak Day | November | CAISO 1-in-10 | 12 | 0.84216 | 0.76696 | 0.84216 | 0.76696 | 0 | 87.4516
| Zone | South Orange County | Monthly System Peak Day | November | CAISO 1-in-10 | 13 | 1.0349 | 0.9374 | 1.0349 | 0.9374 | 0 | 90.7993
| Zone | South Orange County | Monthly System Peak Day | November | CAISO 1-in-10 | 14 | 1.2527 | 1.1552 | 1.2527 | 1.1552 | 0 | 92.6603
| Zone | South Orange County | Monthly System Peak Day | November | CAISO 1-in-10 | 15 | 1.4692 | 1.3773 | 1.4692 | 1.3773 | 0 | 92.853
| Zone | South Orange County | Monthly System Peak Day | November | CAISO 1-in-10 | 16 | 1.703 | 1.612 | 1.703 | 1.612 | 0 | 92.1375
| Zone | South Orange County | Monthly System Peak Day | November | CAISO 1-in-10 | 17 | 1.8916 | 1.8105 | 1.0688 | 0.89448 | 0.037145 | 91.1375
| Zone | South Orange County | Monthly System Peak Day | November | CAISO 1-in-10 | 18 | 2.0549 | 1.9793 | 1.5351 | 1.4099 | 0.028291 | 89.514
| Zone | South Orange County | Monthly System Peak Day | November | CAISO 1-in-10 | 19 | 2.1247 | 2.0511 | 1.7707 | 1.6875 | 0.01711 | 87.2707
| Zone | South Orange County | Monthly System Peak Day | November | CAISO 1-in-10 | 20 | 2.0508 | 1.9819 | 1.8206 | 1.7198 | 0.014126 | 83.6642
| Zone | South Orange County | Monthly System Peak Day | November | CAISO 1-in-10 | 21 | 1.9906 | 1.9294 | 1.7892 | 1.6961 | 0.01533 | 80.381
| Zone | South Orange County | Monthly System Peak Day | November | CAISO 1-in-10 | 22 | 1.8887 | 1.8284 | 2.2011 | 2.1792 | 0.024555 | 77.8516
| Zone | South Orange County | Monthly System Peak Day | November | CAISO 1-in-10 | 23 | 1.7594 | 1.7205 | 1.891 | 1.8457 | 0.021169 | 75.6052
| Zone | South Orange County | Monthly System Peak Day | November | CAISO 1-in-10 | 24 | 1.4861 | 1.4555 | 1.5629 | 1.5179 | 0.018758 | 73.1067
| Zone | South Orange County | Monthly System Peak Day | November | CAISO 1-in-2 | 1 | 0.76829 | 0.75578 | 0.76829 | 0.75578 | 0 | 59.4435
| Zone | South Orange County | Monthly System Peak Day | November | CAISO 1-in-2 | 2 | 0.66493 | 0.66138 | 0.66493 | 0.66138 | 0 | 57.8404
| Zone | South Orange County | Monthly System Peak Day | November | CAISO 1-in-2 | 3 | 0.58771 | 0.58252 | 0.58771 | 0.58252 | 0 | 56.6083
| Zone | South Orange County | Monthly System Peak Day | November | CAISO 1-in-2 | 4 | 0.53238 | 0.52605 | 0.53238 | 0.52605 | 0 | 55.7693
| Zone | South Orange County | Monthly System Peak Day | November | CAISO 1-in-2 | 5 | 0.49758 | 0.49175 | 0.49758 | 0.49175 | 0 | 54.4578
| Zone | South Orange County | Monthly System Peak Day | November | CAISO 1-in-2 | 6 | 0.48682 | 0.49038 | 0.48682 | 0.49038 | 0 | 53.0846
| Zone | South Orange County | Monthly System Peak Day | November | CAISO 1-in-2 | 7 | 0.51169 | 0.55049 | 0.51169 | 0.55049 | 0 | 52.8741
| Zone | South Orange County | Monthly System Peak Day | November | CAISO 1-in-2 | 8 | 0.53726 | 0.57638 | 0.53726 | 0.57638 | 0 | 53.1202
| Zone | South Orange County | Monthly System Peak Day | November | CAISO 1-in-2 | 9 | 0.50058 | 0.46715 | 0.50058 | 0.46715 | 0 | 56.6187
| Zone | South Orange County | Monthly System Peak Day | November | CAISO 1-in-2 | 10 | 0.41988 | 0.35817 | 0.41988 | 0.35817 | 0 | 62.9002
| Zone | South Orange County | Monthly System Peak Day | November | CAISO 1-in-2 | 11 | 0.33402 | 0.27074 | 0.33402 | 0.27074 | 0 | 69.0268
| Zone | South Orange County | Monthly System Peak Day | November | CAISO 1-in-2 | 12 | 0.2456 | 0.1704 | 0.2456 | 0.1704 | 0 | 74.1039
| Zone | South Orange County | Monthly System Peak Day | November | CAISO 1-in-2 | 13 | 0.23039 | 0.1329 | 0.23039 | 0.1329 | 0 | 77.8277
| Zone | South Orange County | Monthly System Peak Day | November | CAISO 1-in-2 | 14 | 0.25054 | 0.15302 | 0.25054 | 0.15302 | 0 | 79.976
| Zone | South Orange County | Monthly System Peak Day | November | CAISO 1-in-2 | 15 | 0.31332 | 0.22138 | 0.31332 | 0.22138 | 0 | 80.6166
| Zone | South Orange County | Monthly System Peak Day | November | CAISO 1-in-2 | 16 | 0.43095 | 0.33991 | 0.43095 | 0.33991 | 0 | 79.3754
| Zone | South Orange County | Monthly System Peak Day | November | CAISO 1-in-2 | 17 | 0.57187 | 0.49082 | 0.56581 | 0.48476 | 0.0030305 | 77.7441
| Zone | South Orange County | Monthly System Peak Day | November | CAISO 1-in-2 | 18 | 0.76015 | 0.68452 | 0.76015 | 0.68452 | 0 | 74.1062
| Zone | South Orange County | Monthly System Peak Day | November | CAISO 1-in-2 | 19 | 0.93003 | 0.85644 | 0.93003 | 0.85644 | 0 | 70.9544
| Zone | South Orange County | Monthly System Peak Day | November | CAISO 1-in-2 | 20 | 1.0238 | 0.95492 | 1.0238 | 0.95492 | 0 | 69.5734
| Zone | South Orange County | Monthly System Peak Day | November | CAISO 1-in-2 | 21 | 1.0514 | 0.99025 | 1.0341 | 0.97301 | 0.0086166 | 67.6413
| Zone | South Orange County | Monthly System Peak Day | November | CAISO 1-in-2 | 22 | 1.0146 | 0.95429 | 1.0926 | 1.0322 | 0.058921 | 65.3545
| Zone | South Orange County | Monthly System Peak Day | November | CAISO 1-in-2 | 23 | 0.98983 | 0.95098 | 0.98983 | 0.95098 | 0 | 63.5909
| Zone | South Orange County | Monthly System Peak Day | November | CAISO 1-in-2 | 24 | 0.86505 | 0.8344 | 0.86505 | 0.8344 | 0 | 62.0854
| Zone | South Orange County | Monthly System Peak Day | November | SCE 1-in-10 | 1 | 1.1365 | 1.124 | 1.1365 | 1.124 | 0 | 70.4968
| Zone | South Orange County | Monthly System Peak Day | November | SCE 1-in-10 | 2 | 0.91249 | 0.90894 | 0.91249 | 0.90894 | 0 | 69.0045
| Zone | South Orange County | Monthly System Peak Day | November | SCE 1-in-10 | 3 | 0.77572 | 0.77053 | 0.77572 | 0.77053 | 0 | 68.4818
| Zone | South Orange County | Monthly System Peak Day | November | SCE 1-in-10 | 4 | 0.64534 | 0.63901 | 0.64534 | 0.63901 | 0 | 66.4878
| Zone | South Orange County | Monthly System Peak Day | November | SCE 1-in-10 | 5 | 0.58724 | 0.58141 | 0.58724 | 0.58141 | 0 | 66.2904
| Zone | South Orange County | Monthly System Peak Day | November | SCE 1-in-10 | 6 | 0.55089 | 0.55444 | 0.55089 | 0.55444 | 0 | 65.4961
| Zone | South Orange County | Monthly System Peak Day | November | SCE 1-in-10 | 7 | 0.5518 | 0.5906 | 0.5518 | 0.5906 | 0 | 65.4985
| Zone | South Orange County | Monthly System Peak Day | November | SCE 1-in-10 | 8 | 0.59153 | 0.63064 | 0.59153 | 0.63064 | 0 | 66.8989
| Zone | South Orange County | Monthly System Peak Day | November | SCE 1-in-10 | 9 | 0.6143 | 0.58087 | 0.6143 | 0.58087 | 0 | 69.2867
| Zone | South Orange County | Monthly System Peak Day | November | SCE 1-in-10 | 10 | 0.66447 | 0.60276 | 0.66447 | 0.60276 | 0 | 73.5266
| Zone | South Orange County | Monthly System Peak Day | November | SCE 1-in-10 | 11 | 0.75187 | 0.6886 | 0.75187 | 0.6886 | 0 | 81.4663
| Zone | South Orange County | Monthly System Peak Day | November | SCE 1-in-10 | 12 | 0.84216 | 0.76696 | 0.84216 | 0.76696 | 0 | 87.4516
| Zone | South Orange County | Monthly System Peak Day | November | SCE 1-in-10 | 13 | 1.0349 | 0.9374 | 1.0349 | 0.9374 | 0 | 90.7993
| Zone | South Orange County | Monthly System Peak Day | November | SCE 1-in-10 | 14 | 1.2527 | 1.1552 | 1.2527 | 1.1552 | 0 | 92.6603
| Zone | South Orange County | Monthly System Peak Day | November | SCE 1-in-10 | 15 | 1.4692 | 1.3773 | 1.4692 | 1.3773 | 0 | 92.853
| Zone | South Orange County | Monthly System Peak Day | November | SCE 1-in-10 | 16 | 1.703 | 1.612 | 1.703 | 1.612 | 0 | 92.1375
| Zone | South Orange County | Monthly System Peak Day | November | SCE 1-in-10 | 17 | 1.8916 | 1.8105 | 1.0688 | 0.89448 | 0.037145 | 91.1375
| Zone | South Orange County | Monthly System Peak Day | November | SCE 1-in-10 | 18 | 2.0549 | 1.9793 | 1.5351 | 1.4099 | 0.028291 | 89.514
| Zone | South Orange County | Monthly System Peak Day | November | SCE 1-in-10 | 19 | 2.1247 | 2.0511 | 1.7707 | 1.6875 | 0.01711 | 87.2707
| Zone | South Orange County | Monthly System Peak Day | November | SCE 1-in-10 | 20 | 2.0508 | 1.9819 | 1.8206 | 1.7198 | 0.014126 | 83.6642
| Zone | South Orange County | Monthly System Peak Day | November | SCE 1-in-10 | 21 | 1.9906 | 1.9294 | 1.7892 | 1.6961 | 0.01533 | 80.381
| Zone | South Orange County | Monthly System Peak Day | November | SCE 1-in-10 | 22 | 1.8887 | 1.8284 | 2.2011 | 2.1792 | 0.024555 | 77.8516
| Zone | South Orange County | Monthly System Peak Day | November | SCE 1-in-10 | 23 | 1.7594 | 1.7205 | 1.891 | 1.8457 | 0.021169 | 75.6052
| Zone | South Orange County | Monthly System Peak Day | November | SCE 1-in-10 | 24 | 1.4861 | 1.4555 | 1.5629 | 1.5179 | 0.018758 | 73.1067
| Zone | South Orange County | Monthly System Peak Day | November | SCE 1-in-2 | 1 | 0.87995 | 0.86744 | 0.87995 | 0.86744 | 0 | 64.4013
| Zone | South Orange County | Monthly System Peak Day | November | SCE 1-in-2 | 2 | 0.73906 | 0.73552 | 0.73906 | 0.73552 | 0 | 62.7636
| Zone | South Orange County | Monthly System Peak Day | November | SCE 1-in-2 | 3 | 0.64683 | 0.64164 | 0.64683 | 0.64164 | 0 | 61.5924
| Zone | South Orange County | Monthly System Peak Day | November | SCE 1-in-2 | 4 | 0.58177 | 0.57544 | 0.58177 | 0.57544 | 0 | 60.6614
| Zone | South Orange County | Monthly System Peak Day | November | SCE 1-in-2 | 5 | 0.53793 | 0.5321 | 0.53793 | 0.5321 | 0 | 59.4582
| Zone | South Orange County | Monthly System Peak Day | November | SCE 1-in-2 | 6 | 0.51698 | 0.52054 | 0.51698 | 0.52054 | 0 | 58.2253
| Zone | South Orange County | Monthly System Peak Day | November | SCE 1-in-2 | 7 | 0.52795 | 0.56674 | 0.52795 | 0.56674 | 0 | 58.0347
| Zone | South Orange County | Monthly System Peak Day | November | SCE 1-in-2 | 8 | 0.54254 | 0.58166 | 0.54254 | 0.58166 | 0 | 58.3432
| Zone | South Orange County | Monthly System Peak Day | November | SCE 1-in-2 | 9 | 0.4896 | 0.45617 | 0.4896 | 0.45617 | 0 | 61.1556
| Zone | South Orange County | Monthly System Peak Day | November | SCE 1-in-2 | 10 | 0.42758 | 0.36587 | 0.42758 | 0.36587 | 0 | 66.4261
| Zone | South Orange County | Monthly System Peak Day | November | SCE 1-in-2 | 11 | 0.41083 | 0.34756 | 0.41083 | 0.34756 | 0 | 72.785
| Zone | South Orange County | Monthly System Peak Day | November | SCE 1-in-2 | 12 | 0.37877 | 0.30356 | 0.37877 | 0.30356 | 0 | 78.7471
| Zone | South Orange County | Monthly System Peak Day | November | SCE 1-in-2 | 13 | 0.43206 | 0.33457 | 0.43206 | 0.33457 | 0 | 83.425
| Zone | South Orange County | Monthly System Peak Day | November | SCE 1-in-2 | 14 | 0.53924 | 0.44172 | 0.53924 | 0.44172 | 0 | 86.5824
| Zone | South Orange County | Monthly System Peak Day | November | SCE 1-in-2 | 15 | 0.68926 | 0.59732 | 0.68926 | 0.59732 | 0 | 87.5742
| Zone | South Orange County | Monthly System Peak Day | November | SCE 1-in-2 | 16 | 0.88979 | 0.79875 | 0.88979 | 0.79875 | 0 | 86.3022
| Zone | South Orange County | Monthly System Peak Day | November | SCE 1-in-2 | 17 | 1.0817 | 1.0007 | 0.41076 | 0.23648 | 0.029808 | 84.5085
| Zone | South Orange County | Monthly System Peak Day | November | SCE 1-in-2 | 18 | 1.2701 | 1.1945 | 0.905 | 0.77982 | 0.043714 | 80.5658
| Zone | South Orange County | Monthly System Peak Day | November | SCE 1-in-2 | 19 | 1.3863 | 1.3127 | 1.1577 | 1.0745 | 0.03591 | 77.18
| Zone | South Orange County | Monthly System Peak Day | November | SCE 1-in-2 | 20 | 1.3984 | 1.3295 | 1.2409 | 1.1401 | 0.025555 | 75.3712
| Zone | South Orange County | Monthly System Peak Day | November | SCE 1-in-2 | 21 | 1.3916 | 1.3305 | 1.2532 | 1.1601 | 0.031147 | 73.2041
| Zone | South Orange County | Monthly System Peak Day | November | SCE 1-in-2 | 22 | 1.3287 | 1.2684 | 1.5348 | 1.5129 | 0.036342 | 71.1715
| Zone | South Orange County | Monthly System Peak Day | November | SCE 1-in-2 | 23 | 1.2788 | 1.2399 | 1.3188 | 1.2734 | 0.030347 | 69.6199
| Zone | South Orange County | Monthly System Peak Day | November | SCE 1-in-2 | 24 | 1.1017 | 1.071 | 1.1362 | 1.0911 | 0.027208 | 68.1726
| Zone | South Orange County | Monthly System Peak Day | October | CAISO 1-in-10 | 1 | 1.3097 | 1.2972 | 1.3097 | 1.2972 | 0 | 76.181
| Zone | South Orange County | Monthly System Peak Day | October | CAISO 1-in-10 | 2 | 1.1157 | 1.1122 | 1.1157 | 1.1122 | 0 | 75.764
| Zone | South Orange County | Monthly System Peak Day | October | CAISO 1-in-10 | 3 | 0.95755 | 0.95236 | 0.95755 | 0.95236 | 0 | 74.8354
| Zone | South Orange County | Monthly System Peak Day | October | CAISO 1-in-10 | 4 | 0.83989 | 0.83356 | 0.83989 | 0.83356 | 0 | 74.2809
| Zone | South Orange County | Monthly System Peak Day | October | CAISO 1-in-10 | 5 | 0.768 | 0.76217 | 0.768 | 0.76217 | 0 | 74.178
| Zone | South Orange County | Monthly System Peak Day | October | CAISO 1-in-10 | 6 | 0.72059 | 0.72415 | 0.72059 | 0.72415 | 0 | 73.9943
| Zone | South Orange County | Monthly System Peak Day | October | CAISO 1-in-10 | 7 | 0.71195 | 0.75075 | 0.71195 | 0.75075 | 0 | 73.7498
| Zone | South Orange County | Monthly System Peak Day | October | CAISO 1-in-10 | 8 | 0.75079 | 0.78991 | 0.75079 | 0.78991 | 0 | 73.5802
| Zone | South Orange County | Monthly System Peak Day | October | CAISO 1-in-10 | 9 | 0.75732 | 0.72389 | 0.75732 | 0.72389 | 0 | 74.1772
| Zone | South Orange County | Monthly System Peak Day | October | CAISO 1-in-10 | 10 | 0.74146 | 0.67975 | 0.74146 | 0.67975 | 0 | 77.1147
| Zone | South Orange County | Monthly System Peak Day | October | CAISO 1-in-10 | 11 | 0.75586 | 0.69258 | 0.75586 | 0.69258 | 0 | 80.5419
| Zone | South Orange County | Monthly System Peak Day | October | CAISO 1-in-10 | 12 | 0.88122 | 0.80602 | 0.88122 | 0.80602 | 0 | 83.2103
| Zone | South Orange County | Monthly System Peak Day | October | CAISO 1-in-10 | 13 | 1.0892 | 0.99168 | 1.0892 | 0.99168 | 0 | 84.7126
| Zone | South Orange County | Monthly System Peak Day | October | CAISO 1-in-10 | 14 | 1.2999 | 1.2024 | 1.2999 | 1.2024 | 0 | 85.0501
| Zone | South Orange County | Monthly System Peak Day | October | CAISO 1-in-10 | 15 | 1.4992 | 1.4073 | 1.4992 | 1.4073 | 0 | 85.2119
| Zone | South Orange County | Monthly System Peak Day | October | CAISO 1-in-10 | 16 | 1.7137 | 1.6227 | 1.7137 | 1.6227 | 0 | 85.1156
| Zone | South Orange County | Monthly System Peak Day | October | CAISO 1-in-10 | 17 | 1.8919 | 1.8109 | 1.2263 | 1.052 | 0.029842 | 84.2766
| Zone | South Orange County | Monthly System Peak Day | October | CAISO 1-in-10 | 18 | 2.0578 | 1.9822 | 1.6462 | 1.521 | 0.037317 | 83.2561
| Zone | South Orange County | Monthly System Peak Day | October | CAISO 1-in-10 | 19 | 2.106 | 2.0325 | 1.8312 | 1.748 | 0.027384 | 80.9045
| Zone | South Orange County | Monthly System Peak Day | October | CAISO 1-in-10 | 20 | 2.0158 | 1.947 | 1.8292 | 1.7283 | 0.018054 | 78.7045
| Zone | South Orange County | Monthly System Peak Day | October | CAISO 1-in-10 | 21 | 1.9808 | 1.9196 | 1.813 | 1.72 | 0.022711 | 76.5435
| Zone | South Orange County | Monthly System Peak Day | October | CAISO 1-in-10 | 22 | 1.9093 | 1.849 | 2.1744 | 2.1525 | 0.026288 | 74.8788
| Zone | South Orange County | Monthly System Peak Day | October | CAISO 1-in-10 | 23 | 1.7665 | 1.7277 | 1.8736 | 1.8282 | 0.021203 | 73.9967
| Zone | South Orange County | Monthly System Peak Day | October | CAISO 1-in-10 | 24 | 1.4895 | 1.4589 | 1.5704 | 1.5254 | 0.018689 | 73.5801
| Zone | South Orange County | Monthly System Peak Day | October | CAISO 1-in-2 | 1 | 1.1484 | 1.1359 | 1.1484 | 1.1359 | 0 | 72.279
| Zone | South Orange County | Monthly System Peak Day | October | CAISO 1-in-2 | 2 | 0.94971 | 0.94617 | 0.94971 | 0.94617 | 0 | 70.9799
| Zone | South Orange County | Monthly System Peak Day | October | CAISO 1-in-2 | 3 | 0.78946 | 0.78427 | 0.78946 | 0.78427 | 0 | 69.3736
| Zone | South Orange County | Monthly System Peak Day | October | CAISO 1-in-2 | 4 | 0.69057 | 0.68423 | 0.69057 | 0.68423 | 0 | 68.7294
| Zone | South Orange County | Monthly System Peak Day | October | CAISO 1-in-2 | 5 | 0.61192 | 0.60609 | 0.61192 | 0.60609 | 0 | 67.713
| Zone | South Orange County | Monthly System Peak Day | October | CAISO 1-in-2 | 6 | 0.57991 | 0.58347 | 0.57991 | 0.58347 | 0 | 67.5437
| Zone | South Orange County | Monthly System Peak Day | October | CAISO 1-in-2 | 7 | 0.5842 | 0.623 | 0.5842 | 0.623 | 0 | 67.535
| Zone | South Orange County | Monthly System Peak Day | October | CAISO 1-in-2 | 8 | 0.59901 | 0.63813 | 0.59901 | 0.63813 | 0 | 67.2808
| Zone | South Orange County | Monthly System Peak Day | October | CAISO 1-in-2 | 9 | 0.57986 | 0.54643 | 0.57986 | 0.54643 | 0 | 68.1069
| Zone | South Orange County | Monthly System Peak Day | October | CAISO 1-in-2 | 10 | 0.5776 | 0.51589 | 0.5776 | 0.51589 | 0 | 71.2747
| Zone | South Orange County | Monthly System Peak Day | October | CAISO 1-in-2 | 11 | 0.6075 | 0.54423 | 0.6075 | 0.54423 | 0 | 75.4637
| Zone | South Orange County | Monthly System Peak Day | October | CAISO 1-in-2 | 12 | 0.66768 | 0.59248 | 0.66768 | 0.59248 | 0 | 80.2049
| Zone | South Orange County | Monthly System Peak Day | October | CAISO 1-in-2 | 13 | 0.80569 | 0.7082 | 0.80569 | 0.7082 | 0 | 83.3457
| Zone | South Orange County | Monthly System Peak Day | October | CAISO 1-in-2 | 14 | 0.97132 | 0.8738 | 0.97132 | 0.8738 | 0 | 84.6497
| Zone | South Orange County | Monthly System Peak Day | October | CAISO 1-in-2 | 15 | 1.1507 | 1.0587 | 1.1507 | 1.0587 | 0 | 84.3521
| Zone | South Orange County | Monthly System Peak Day | October | CAISO 1-in-2 | 16 | 1.3551 | 1.2641 | 1.3551 | 1.2641 | 0 | 84.2703
| Zone | South Orange County | Monthly System Peak Day | October | CAISO 1-in-2 | 17 | 1.5386 | 1.4575 | 0.88632 | 0.71204 | 0.030025 | 83.6928
| Zone | South Orange County | Monthly System Peak Day | October | CAISO 1-in-2 | 18 | 1.7147 | 1.6391 | 1.3057 | 1.1805 | 0.037638 | 83.1099
| Zone | South Orange County | Monthly System Peak Day | October | CAISO 1-in-2 | 19 | 1.7966 | 1.723 | 1.5249 | 1.4417 | 0.027933 | 80.6509
| Zone | South Orange County | Monthly System Peak Day | October | CAISO 1-in-2 | 20 | 1.7484 | 1.6795 | 1.5714 | 1.4705 | 0.020315 | 77.6008
| Zone | South Orange County | Monthly System Peak Day | October | CAISO 1-in-2 | 21 | 1.7244 | 1.6633 | 1.5654 | 1.4723 | 0.025102 | 75.5535
| Zone | South Orange County | Monthly System Peak Day | October | CAISO 1-in-2 | 22 | 1.6476 | 1.5873 | 1.9067 | 1.8848 | 0.026996 | 74.5016
| Zone | South Orange County | Monthly System Peak Day | October | CAISO 1-in-2 | 23 | 1.5499 | 1.511 | 1.6438 | 1.5984 | 0.022092 | 73.1388
| Zone | South Orange County | Monthly System Peak Day | October | CAISO 1-in-2 | 24 | 1.3253 | 1.2947 | 1.3942 | 1.3492 | 0.019345 | 72.1873
| Zone | South Orange County | Monthly System Peak Day | October | SCE 1-in-10 | 1 | 1.5721 | 1.5596 | 1.5721 | 1.5596 | 0 | 79.8842
| Zone | South Orange County | Monthly System Peak Day | October | SCE 1-in-10 | 2 | 1.3578 | 1.3542 | 1.3578 | 1.3542 | 0 | 81.2135
| Zone | South Orange County | Monthly System Peak Day | October | SCE 1-in-10 | 3 | 1.1291 | 1.1239 | 1.1291 | 1.1239 | 0 | 79.374
| Zone | South Orange County | Monthly System Peak Day | October | SCE 1-in-10 | 4 | 1.0256 | 1.0192 | 1.0256 | 1.0192 | 0 | 80.2008
| Zone | South Orange County | Monthly System Peak Day | October | SCE 1-in-10 | 5 | 0.94162 | 0.93579 | 0.94162 | 0.93579 | 0 | 80.533
| Zone | South Orange County | Monthly System Peak Day | October | SCE 1-in-10 | 6 | 0.91039 | 0.91395 | 0.91039 | 0.91395 | 0 | 81.9547
| Zone | South Orange County | Monthly System Peak Day | October | SCE 1-in-10 | 7 | 0.88042 | 0.91922 | 0.88042 | 0.91922 | 0 | 81.5049
| Zone | South Orange County | Monthly System Peak Day | October | SCE 1-in-10 | 8 | 0.93699 | 0.9761 | 0.93699 | 0.9761 | 0 | 81.1783
| Zone | South Orange County | Monthly System Peak Day | October | SCE 1-in-10 | 9 | 0.96207 | 0.92864 | 0.96207 | 0.92864 | 0 | 81.1859
| Zone | South Orange County | Monthly System Peak Day | October | SCE 1-in-10 | 10 | 1.0119 | 0.95023 | 1.0119 | 0.95023 | 0 | 83.353
| Zone | South Orange County | Monthly System Peak Day | October | SCE 1-in-10 | 11 | 1.3151 | 1.2518 | 1.3151 | 1.2518 | 0 | 86.739
| Zone | South Orange County | Monthly System Peak Day | October | SCE 1-in-10 | 12 | 1.6487 | 1.5735 | 1.6487 | 1.5735 | 0 | 91.9721
| Zone | South Orange County | Monthly System Peak Day | October | SCE 1-in-10 | 13 | 2.0175 | 1.92 | 2.0175 | 1.92 | 0 | 97.5633
| Zone | South Orange County | Monthly System Peak Day | October | SCE 1-in-10 | 14 | 2.3763 | 2.2788 | 2.3763 | 2.2788 | 0 | 99.9412
| Zone | South Orange County | Monthly System Peak Day | October | SCE 1-in-10 | 15 | 2.6785 | 2.5865 | 2.6785 | 2.5865 | 0 | 101.2875
| Zone | South Orange County | Monthly System Peak Day | October | SCE 1-in-10 | 16 | 2.9598 | 2.8688 | 2.9598 | 2.8688 | 0 | 101.3854
| Zone | South Orange County | Monthly System Peak Day | October | SCE 1-in-10 | 17 | 3.1392 | 3.0581 | 2.1032 | 1.9289 | 0.062153 | 100.4442
| Zone | South Orange County | Monthly System Peak Day | October | SCE 1-in-10 | 18 | 3.263 | 3.1874 | 2.548 | 2.4228 | 0.043638 | 100.8103
| Zone | South Orange County | Monthly System Peak Day | October | SCE 1-in-10 | 19 | 3.2526 | 3.179 | 2.7456 | 2.6624 | 0.032775 | 99.5802
| Zone | South Orange County | Monthly System Peak Day | October | SCE 1-in-10 | 20 | 3.0536 | 2.9847 | 2.7181 | 2.6173 | 0.040942 | 95.6633
| Zone | South Orange County | Monthly System Peak Day | October | SCE 1-in-10 | 21 | 2.9142 | 2.8531 | 2.6234 | 2.5304 | 0.027227 | 90.5698
| Zone | South Orange County | Monthly System Peak Day | October | SCE 1-in-10 | 22 | 2.751 | 2.6907 | 3.2349 | 3.213 | 0.058272 | 88.6324
| Zone | South Orange County | Monthly System Peak Day | October | SCE 1-in-10 | 23 | 2.4914 | 2.4526 | 2.8051 | 2.7597 | 0.057497 | 87.5045
| Zone | South Orange County | Monthly System Peak Day | October | SCE 1-in-10 | 24 | 2.1106 | 2.0799 | 2.305 | 2.2599 | 0.05234 | 86.8273
| Zone | South Orange County | Monthly System Peak Day | October | SCE 1-in-2 | 1 | 1.2524 | 1.2399 | 1.2524 | 1.2399 | 0 | 74.1202
| Zone | South Orange County | Monthly System Peak Day | October | SCE 1-in-2 | 2 | 1.0173 | 1.0137 | 1.0173 | 1.0137 | 0 | 72.393
| Zone | South Orange County | Monthly System Peak Day | October | SCE 1-in-2 | 3 | 0.78113 | 0.77594 | 0.78113 | 0.77594 | 0 | 68.6157
| Zone | South Orange County | Monthly System Peak Day | October | SCE 1-in-2 | 4 | 0.66906 | 0.66272 | 0.66906 | 0.66272 | 0 | 67.3803
| Zone | South Orange County | Monthly System Peak Day | October | SCE 1-in-2 | 5 | 0.6017 | 0.59587 | 0.6017 | 0.59587 | 0 | 66.8753
| Zone | South Orange County | Monthly System Peak Day | October | SCE 1-in-2 | 6 | 0.57373 | 0.57729 | 0.57373 | 0.57729 | 0 | 66.6412
| Zone | South Orange County | Monthly System Peak Day | October | SCE 1-in-2 | 7 | 0.56773 | 0.60652 | 0.56773 | 0.60652 | 0 | 66.1326
| Zone | South Orange County | Monthly System Peak Day | October | SCE 1-in-2 | 8 | 0.57826 | 0.61737 | 0.57826 | 0.61737 | 0 | 66.002
| Zone | South Orange County | Monthly System Peak Day | October | SCE 1-in-2 | 9 | 0.53688 | 0.50345 | 0.53688 | 0.50345 | 0 | 66.6397
| Zone | South Orange County | Monthly System Peak Day | October | SCE 1-in-2 | 10 | 0.61713 | 0.55543 | 0.61713 | 0.55543 | 0 | 71.0705
| Zone | South Orange County | Monthly System Peak Day | October | SCE 1-in-2 | 11 | 0.7867 | 0.72343 | 0.7867 | 0.72343 | 0 | 77.4299
| Zone | South Orange County | Monthly System Peak Day | October | SCE 1-in-2 | 12 | 0.90208 | 0.82688 | 0.90208 | 0.82688 | 0 | 84.3069
| Zone | South Orange County | Monthly System Peak Day | October | SCE 1-in-2 | 13 | 1.0899 | 0.99241 | 1.0899 | 0.99241 | 0 | 88.9923
| Zone | South Orange County | Monthly System Peak Day | October | SCE 1-in-2 | 14 | 1.3019 | 1.2044 | 1.3019 | 1.2044 | 0 | 91.8187
| Zone | South Orange County | Monthly System Peak Day | October | SCE 1-in-2 | 15 | 1.5164 | 1.4245 | 1.5164 | 1.4245 | 0 | 92.8045
| Zone | South Orange County | Monthly System Peak Day | October | SCE 1-in-2 | 16 | 1.7509 | 1.6599 | 1.7509 | 1.6599 | 0 | 92.2727
| Zone | South Orange County | Monthly System Peak Day | October | SCE 1-in-2 | 17 | 1.9387 | 1.8577 | 1.1189 | 0.94463 | 0.036875 | 91.0065
| Zone | South Orange County | Monthly System Peak Day | October | SCE 1-in-2 | 18 | 2.1006 | 2.025 | 1.5652 | 1.44 | 0.028032 | 90.4202
| Zone | South Orange County | Monthly System Peak Day | October | SCE 1-in-2 | 19 | 2.1723 | 2.0987 | 1.7941 | 1.7109 | 0.016438 | 89.2173
| Zone | South Orange County | Monthly System Peak Day | October | SCE 1-in-2 | 20 | 2.0968 | 2.0279 | 1.8531 | 1.7523 | 0.015743 | 85.2011
| Zone | South Orange County | Monthly System Peak Day | October | SCE 1-in-2 | 21 | 2.0315 | 1.9704 | 1.8092 | 1.7161 | 0.013802 | 82.7688
| Zone | South Orange County | Monthly System Peak Day | October | SCE 1-in-2 | 22 | 1.904 | 1.8436 | 2.2664 | 2.2445 | 0.03023 | 80.9982
| Zone | South Orange County | Monthly System Peak Day | October | SCE 1-in-2 | 23 | 1.7799 | 1.7411 | 1.9494 | 1.904 | 0.025011 | 78.0741
| Zone | South Orange County | Monthly System Peak Day | October | SCE 1-in-2 | 24 | 1.5226 | 1.4919 | 1.6252 | 1.5801 | 0.020942 | 76.1124
| Zone | South Orange County | Monthly System Peak Day | September | CAISO 1-in-10 | 1 | 1.3858 | 1.3733 | 1.3858 | 1.3733 | 0 | 76.3331
| Zone | South Orange County | Monthly System Peak Day | September | CAISO 1-in-10 | 2 | 1.1442 | 1.1406 | 1.1442 | 1.1406 | 0 | 75.467
| Zone | South Orange County | Monthly System Peak Day | September | CAISO 1-in-10 | 3 | 0.98426 | 0.97907 | 0.98426 | 0.97907 | 0 | 75.0744
| Zone | South Orange County | Monthly System Peak Day | September | CAISO 1-in-10 | 4 | 0.87494 | 0.8686 | 0.87494 | 0.8686 | 0 | 74.9596
| Zone | South Orange County | Monthly System Peak Day | September | CAISO 1-in-10 | 5 | 0.797 | 0.79117 | 0.797 | 0.79117 | 0 | 74.8603
| Zone | South Orange County | Monthly System Peak Day | September | CAISO 1-in-10 | 6 | 0.7419 | 0.74546 | 0.7419 | 0.74546 | 0 | 74.4486
| Zone | South Orange County | Monthly System Peak Day | September | CAISO 1-in-10 | 7 | 0.73142 | 0.77022 | 0.73142 | 0.77022 | 0 | 74.3912
| Zone | South Orange County | Monthly System Peak Day | September | CAISO 1-in-10 | 8 | 0.78565 | 0.82476 | 0.78565 | 0.82476 | 0 | 74.9449
| Zone | South Orange County | Monthly System Peak Day | September | CAISO 1-in-10 | 9 | 0.81511 | 0.78167 | 0.81511 | 0.78167 | 0 | 76.1567
| Zone | South Orange County | Monthly System Peak Day | September | CAISO 1-in-10 | 10 | 0.8512 | 0.7895 | 0.8512 | 0.7895 | 0 | 79.1889
| Zone | South Orange County | Monthly System Peak Day | September | CAISO 1-in-10 | 11 | 1.0203 | 0.95705 | 1.0203 | 0.95705 | 0 | 84.2198
| Zone | South Orange County | Monthly System Peak Day | September | CAISO 1-in-10 | 12 | 1.239 | 1.1638 | 1.239 | 1.1638 | 0 | 88.3375
| Zone | South Orange County | Monthly System Peak Day | September | CAISO 1-in-10 | 13 | 1.5294 | 1.4319 | 1.5294 | 1.4319 | 0 | 91.1472
| Zone | South Orange County | Monthly System Peak Day | September | CAISO 1-in-10 | 14 | 1.8094 | 1.7119 | 1.8094 | 1.7119 | 0 | 92.8354
| Zone | South Orange County | Monthly System Peak Day | September | CAISO 1-in-10 | 15 | 2.0594 | 1.9675 | 2.0594 | 1.9675 | 0 | 93.5259
| Zone | South Orange County | Monthly System Peak Day | September | CAISO 1-in-10 | 16 | 2.3084 | 2.2173 | 2.3084 | 2.2173 | 0 | 92.7354
| Zone | South Orange County | Monthly System Peak Day | September | CAISO 1-in-10 | 17 | 2.4869 | 2.4059 | 1.6439 | 1.4696 | 0.039057 | 92.0207
| Zone | South Orange County | Monthly System Peak Day | September | CAISO 1-in-10 | 18 | 2.6328 | 2.5572 | 2.0884 | 1.9632 | 0.028027 | 90.9375
| Zone | South Orange County | Monthly System Peak Day | September | CAISO 1-in-10 | 19 | 2.6556 | 2.582 | 2.2601 | 2.1769 | 0.016964 | 90.6111
| Zone | South Orange County | Monthly System Peak Day | September | CAISO 1-in-10 | 20 | 2.5304 | 2.4615 | 2.2495 | 2.1487 | 0.024413 | 89.4442
| Zone | South Orange County | Monthly System Peak Day | September | CAISO 1-in-10 | 21 | 2.4357 | 2.3746 | 2.1808 | 2.0877 | 0.017874 | 86.4788
| Zone | South Orange County | Monthly System Peak Day | September | CAISO 1-in-10 | 22 | 2.2803 | 2.22 | 2.726 | 2.7041 | 0.048504 | 86.2346
| Zone | South Orange County | Monthly System Peak Day | September | CAISO 1-in-10 | 23 | 2.0952 | 2.0563 | 2.3744 | 2.329 | 0.04874 | 85.2479
| Zone | South Orange County | Monthly System Peak Day | September | CAISO 1-in-10 | 24 | 1.8016 | 1.771 | 1.9629 | 1.9179 | 0.039394 | 82.9663
| Zone | South Orange County | Monthly System Peak Day | September | CAISO 1-in-2 | 1 | 1.3399 | 1.3274 | 1.3399 | 1.3274 | 0 | 75.0178
| Zone | South Orange County | Monthly System Peak Day | September | CAISO 1-in-2 | 2 | 1.0999 | 1.0963 | 1.0999 | 1.0963 | 0 | 74.0954
| Zone | South Orange County | Monthly System Peak Day | September | CAISO 1-in-2 | 3 | 0.94065 | 0.93546 | 0.94065 | 0.93546 | 0 | 73.607
| Zone | South Orange County | Monthly System Peak Day | September | CAISO 1-in-2 | 4 | 0.82585 | 0.81951 | 0.82585 | 0.81951 | 0 | 73.0524
| Zone | South Orange County | Monthly System Peak Day | September | CAISO 1-in-2 | 5 | 0.73784 | 0.73201 | 0.73784 | 0.73201 | 0 | 72.3262
| Zone | South Orange County | Monthly System Peak Day | September | CAISO 1-in-2 | 6 | 0.69191 | 0.69546 | 0.69191 | 0.69546 | 0 | 72.0819
| Zone | South Orange County | Monthly System Peak Day | September | CAISO 1-in-2 | 7 | 0.69564 | 0.73444 | 0.69564 | 0.73444 | 0 | 72.6222
| Zone | South Orange County | Monthly System Peak Day | September | CAISO 1-in-2 | 8 | 0.74675 | 0.78587 | 0.74675 | 0.78587 | 0 | 73.3239
| Zone | South Orange County | Monthly System Peak Day | September | CAISO 1-in-2 | 9 | 0.76188 | 0.72845 | 0.76188 | 0.72845 | 0 | 74.3364
| Zone | South Orange County | Monthly System Peak Day | September | CAISO 1-in-2 | 10 | 0.83186 | 0.77015 | 0.83186 | 0.77015 | 0 | 78.5368
| Zone | South Orange County | Monthly System Peak Day | September | CAISO 1-in-2 | 11 | 0.99402 | 0.93074 | 0.99402 | 0.93074 | 0 | 85.3261
| Zone | South Orange County | Monthly System Peak Day | September | CAISO 1-in-2 | 12 | 1.1849 | 1.1097 | 1.1849 | 1.1097 | 0 | 90.6858
| Zone | South Orange County | Monthly System Peak Day | September | CAISO 1-in-2 | 13 | 1.4699 | 1.3724 | 1.4699 | 1.3724 | 0 | 93.3099
| Zone | South Orange County | Monthly System Peak Day | September | CAISO 1-in-2 | 14 | 1.7535 | 1.656 | 1.7535 | 1.656 | 0 | 94.5179
| Zone | South Orange County | Monthly System Peak Day | September | CAISO 1-in-2 | 15 | 2.0077 | 1.9157 | 2.0077 | 1.9157 | 0 | 94.3644
| Zone | South Orange County | Monthly System Peak Day | September | CAISO 1-in-2 | 16 | 2.2578 | 2.1668 | 2.2578 | 2.1668 | 0 | 93.3565
| Zone | South Orange County | Monthly System Peak Day | September | CAISO 1-in-2 | 17 | 2.4384 | 2.3573 | 1.5663 | 1.3921 | 0.042034 | 93.2854
| Zone | South Orange County | Monthly System Peak Day | September | CAISO 1-in-2 | 18 | 2.5852 | 2.5095 | 2.0205 | 1.8954 | 0.028399 | 92.1075
| Zone | South Orange County | Monthly System Peak Day | September | CAISO 1-in-2 | 19 | 2.6138 | 2.5403 | 2.2144 | 2.1312 | 0.017192 | 90.9228
| Zone | South Orange County | Monthly System Peak Day | September | CAISO 1-in-2 | 20 | 2.4964 | 2.4275 | 2.2133 | 2.1124 | 0.025041 | 89.6997
| Zone | South Orange County | Monthly System Peak Day | September | CAISO 1-in-2 | 21 | 2.4029 | 2.3418 | 2.1411 | 2.0481 | 0.019438 | 87.2654
| Zone | South Orange County | Monthly System Peak Day | September | CAISO 1-in-2 | 22 | 2.2501 | 2.1898 | 2.6798 | 2.6579 | 0.044563 | 85.2257
| Zone | South Orange County | Monthly System Peak Day | September | CAISO 1-in-2 | 23 | 2.0737 | 2.0348 | 2.3147 | 2.2693 | 0.039486 | 82.7546
| Zone | South Orange County | Monthly System Peak Day | September | CAISO 1-in-2 | 24 | 1.7669 | 1.7363 | 1.9067 | 1.8616 | 0.03156 | 80.4541
| Zone | South Orange County | Monthly System Peak Day | September | SCE 1-in-10 | 1 | 1.3366 | 1.3241 | 1.3366 | 1.3241 | 0 | 74.9596
| Zone | South Orange County | Monthly System Peak Day | September | SCE 1-in-10 | 2 | 1.1072 | 1.1037 | 1.1072 | 1.1037 | 0 | 74.3663
| Zone | South Orange County | Monthly System Peak Day | September | SCE 1-in-10 | 3 | 0.93687 | 0.93168 | 0.93687 | 0.93168 | 0 | 73.4898
| Zone | South Orange County | Monthly System Peak Day | September | SCE 1-in-10 | 4 | 0.83542 | 0.82909 | 0.83542 | 0.82909 | 0 | 73.4516
| Zone | South Orange County | Monthly System Peak Day | September | SCE 1-in-10 | 5 | 0.75603 | 0.7502 | 0.75603 | 0.7502 | 0 | 73.1324
| Zone | South Orange County | Monthly System Peak Day | September | SCE 1-in-10 | 6 | 0.70752 | 0.71107 | 0.70752 | 0.71107 | 0 | 72.8479
| Zone | South Orange County | Monthly System Peak Day | September | SCE 1-in-10 | 7 | 0.69502 | 0.73381 | 0.69502 | 0.73381 | 0 | 72.5979
| Zone | South Orange County | Monthly System Peak Day | September | SCE 1-in-10 | 8 | 0.72856 | 0.76767 | 0.72856 | 0.76767 | 0 | 72.564
| Zone | South Orange County | Monthly System Peak Day | September | SCE 1-in-10 | 9 | 0.75876 | 0.72533 | 0.75876 | 0.72533 | 0 | 74.2295
| Zone | South Orange County | Monthly System Peak Day | September | SCE 1-in-10 | 10 | 0.81718 | 0.75547 | 0.81718 | 0.75547 | 0 | 77.9154
| Zone | South Orange County | Monthly System Peak Day | September | SCE 1-in-10 | 11 | 0.99576 | 0.93249 | 0.99576 | 0.93249 | 0 | 82.9353
| Zone | South Orange County | Monthly System Peak Day | September | SCE 1-in-10 | 12 | 1.208 | 1.1328 | 1.208 | 1.1328 | 0 | 87.114
| Zone | South Orange County | Monthly System Peak Day | September | SCE 1-in-10 | 13 | 1.4831 | 1.3856 | 1.4831 | 1.3856 | 0 | 90.5531
| Zone | South Orange County | Monthly System Peak Day | September | SCE 1-in-10 | 14 | 1.7519 | 1.6544 | 1.7519 | 1.6544 | 0 | 92.7994
| Zone | South Orange County | Monthly System Peak Day | September | SCE 1-in-10 | 15 | 1.9972 | 1.9053 | 1.9972 | 1.9053 | 0 | 93.7893
| Zone | South Orange County | Monthly System Peak Day | September | SCE 1-in-10 | 16 | 2.2441 | 2.1531 | 2.2441 | 2.1531 | 0 | 94.0531
| Zone | South Orange County | Monthly System Peak Day | September | SCE 1-in-10 | 17 | 2.426 | 2.345 | 1.5338 | 1.3595 | 0.044249 | 94.1663
| Zone | South Orange County | Monthly System Peak Day | September | SCE 1-in-10 | 18 | 2.5727 | 2.4971 | 1.9752 | 1.85 | 0.030079 | 94.0103
| Zone | South Orange County | Monthly System Peak Day | September | SCE 1-in-10 | 19 | 2.609 | 2.5355 | 2.1859 | 2.1027 | 0.01934 | 92.8331
| Zone | South Orange County | Monthly System Peak Day | September | SCE 1-in-10 | 20 | 2.4913 | 2.4224 | 2.2032 | 2.1024 | 0.026434 | 90.2575
| Zone | South Orange County | Monthly System Peak Day | September | SCE 1-in-10 | 21 | 2.3884 | 2.3273 | 2.1427 | 2.0497 | 0.016086 | 85.434
| Zone | South Orange County | Monthly System Peak Day | September | SCE 1-in-10 | 22 | 2.2424 | 2.1821 | 2.668 | 2.646 | 0.043574 | 84.967
| Zone | South Orange County | Monthly System Peak Day | September | SCE 1-in-10 | 23 | 2.0596 | 2.0207 | 2.3273 | 2.2819 | 0.045904 | 84.4994
| Zone | South Orange County | Monthly System Peak Day | September | SCE 1-in-10 | 24 | 1.7727 | 1.7421 | 1.9314 | 1.8863 | 0.038407 | 82.6605
| Zone | South Orange County | Monthly System Peak Day | September | SCE 1-in-2 | 1 | 1.2251 | 1.2126 | 1.2251 | 1.2126 | 0 | 72.4113
| Zone | South Orange County | Monthly System Peak Day | September | SCE 1-in-2 | 2 | 1.0037 | 1.0002 | 1.0037 | 1.0002 | 0 | 71.5128
| Zone | South Orange County | Monthly System Peak Day | September | SCE 1-in-2 | 3 | 0.85705 | 0.85186 | 0.85705 | 0.85186 | 0 | 71.0298
| Zone | South Orange County | Monthly System Peak Day | September | SCE 1-in-2 | 4 | 0.75278 | 0.74645 | 0.75278 | 0.74645 | 0 | 70.4849
| Zone | South Orange County | Monthly System Peak Day | September | SCE 1-in-2 | 5 | 0.67464 | 0.66881 | 0.67464 | 0.66881 | 0 | 69.8572
| Zone | South Orange County | Monthly System Peak Day | September | SCE 1-in-2 | 6 | 0.63536 | 0.63891 | 0.63536 | 0.63891 | 0 | 69.6365
| Zone | South Orange County | Monthly System Peak Day | September | SCE 1-in-2 | 7 | 0.63157 | 0.67036 | 0.63157 | 0.67036 | 0 | 69.5713
| Zone | South Orange County | Monthly System Peak Day | September | SCE 1-in-2 | 8 | 0.64699 | 0.6861 | 0.64699 | 0.6861 | 0 | 69.1932
| Zone | South Orange County | Monthly System Peak Day | September | SCE 1-in-2 | 9 | 0.66328 | 0.62985 | 0.66328 | 0.62985 | 0 | 70.9629
| Zone | South Orange County | Monthly System Peak Day | September | SCE 1-in-2 | 10 | 0.72577 | 0.66406 | 0.72577 | 0.66406 | 0 | 75.0941
| Zone | South Orange County | Monthly System Peak Day | September | SCE 1-in-2 | 11 | 0.87502 | 0.81175 | 0.87502 | 0.81175 | 0 | 79.6382
| Zone | South Orange County | Monthly System Peak Day | September | SCE 1-in-2 | 12 | 1.0405 | 0.96532 | 1.0405 | 0.96532 | 0 | 84.3908
| Zone | South Orange County | Monthly System Peak Day | September | SCE 1-in-2 | 13 | 1.2676 | 1.1701 | 1.2676 | 1.1701 | 0 | 88.2262
| Zone | South Orange County | Monthly System Peak Day | September | SCE 1-in-2 | 14 | 1.4986 | 1.4011 | 1.4986 | 1.4011 | 0 | 90.9895
| Zone | South Orange County | Monthly System Peak Day | September | SCE 1-in-2 | 15 | 1.7226 | 1.6306 | 1.7226 | 1.6306 | 0 | 92.165
| Zone | South Orange County | Monthly System Peak Day | September | SCE 1-in-2 | 16 | 1.9606 | 1.8696 | 1.9606 | 1.8696 | 0 | 91.2134
| Zone | South Orange County | Monthly System Peak Day | September | SCE 1-in-2 | 17 | 2.1436 | 2.0625 | 1.3125 | 1.1382 | 0.037909 | 91.4992
| Zone | South Orange County | Monthly System Peak Day | September | SCE 1-in-2 | 18 | 2.2994 | 2.2237 | 1.7501 | 1.6249 | 0.028068 | 91.2202
| Zone | South Orange County | Monthly System Peak Day | September | SCE 1-in-2 | 19 | 2.3557 | 2.2822 | 1.9598 | 1.8766 | 0.016985 | 90.6418
| Zone | South Orange County | Monthly System Peak Day | September | SCE 1-in-2 | 20 | 2.2761 | 2.2072 | 1.9979 | 1.8971 | 0.023658 | 89.1325
| Zone | South Orange County | Monthly System Peak Day | September | SCE 1-in-2 | 21 | 2.1887 | 2.1276 | 1.9358 | 1.8428 | 0.017453 | 86.2506
| Zone | South Orange County | Monthly System Peak Day | September | SCE 1-in-2 | 22 | 2.0373 | 1.977 | 2.449 | 2.4271 | 0.040312 | 84.0928
| Zone | South Orange County | Monthly System Peak Day | September | SCE 1-in-2 | 23 | 1.8931 | 1.8543 | 2.1232 | 2.0779 | 0.036964 | 82.0414
| Zone | South Orange County | Monthly System Peak Day | September | SCE 1-in-2 | 24 | 1.6291 | 1.5984 | 1.7572 | 1.7122 | 0.027707 | 79.1022
| Zone | South Orange County | Typical Event Day | Typical Event | CAISO 1-in-10 | 1 | 1.2082 | 1.1957 | 1.2082 | 1.1957 | 0 | 72.7947
| Zone | South Orange County | Typical Event Day | Typical Event | CAISO 1-in-10 | 2 | 1.0049 | 1.0014 | 1.0049 | 1.0014 | 0 | 72.0504
| Zone | South Orange County | Typical Event Day | Typical Event | CAISO 1-in-10 | 3 | 0.86214 | 0.85695 | 0.86214 | 0.85695 | 0 | 71.486
| Zone | South Orange County | Typical Event Day | Typical Event | CAISO 1-in-10 | 4 | 0.76398 | 0.75765 | 0.76398 | 0.75765 | 0 | 71.2241
| Zone | South Orange County | Typical Event Day | Typical Event | CAISO 1-in-10 | 5 | 0.69091 | 0.68508 | 0.69091 | 0.68508 | 0 | 70.8013
| Zone | South Orange County | Typical Event Day | Typical Event | CAISO 1-in-10 | 6 | 0.64842 | 0.65198 | 0.64842 | 0.65198 | 0 | 70.4974
| Zone | South Orange County | Typical Event Day | Typical Event | CAISO 1-in-10 | 7 | 0.64132 | 0.68011 | 0.64132 | 0.68011 | 0 | 70.1957
| Zone | South Orange County | Typical Event Day | Typical Event | CAISO 1-in-10 | 8 | 0.67704 | 0.71616 | 0.67704 | 0.71616 | 0 | 70.4899
| Zone | South Orange County | Typical Event Day | Typical Event | CAISO 1-in-10 | 9 | 0.69643 | 0.663 | 0.69643 | 0.663 | 0 | 72.0953
| Zone | South Orange County | Typical Event Day | Typical Event | CAISO 1-in-10 | 10 | 0.70911 | 0.6474 | 0.70911 | 0.6474 | 0 | 75.5393
| Zone | South Orange County | Typical Event Day | Typical Event | CAISO 1-in-10 | 11 | 0.7635 | 0.70023 | 0.7635 | 0.70023 | 0 | 79.9289
| Zone | South Orange County | Typical Event Day | Typical Event | CAISO 1-in-10 | 12 | 0.88802 | 0.81282 | 0.88802 | 0.81282 | 0 | 83.3819
| Zone | South Orange County | Typical Event Day | Typical Event | CAISO 1-in-10 | 13 | 1.0973 | 0.99979 | 1.0973 | 0.99979 | 0 | 84.9579
| Zone | South Orange County | Typical Event Day | Typical Event | CAISO 1-in-10 | 14 | 1.3035 | 1.206 | 1.3035 | 1.206 | 0 | 86.3796
| Zone | South Orange County | Typical Event Day | Typical Event | CAISO 1-in-10 | 15 | 1.5038 | 1.4119 | 1.5038 | 1.4119 | 0 | 87.3008
| Zone | South Orange County | Typical Event Day | Typical Event | CAISO 1-in-10 | 16 | 1.7231 | 1.632 | 1.7231 | 1.632 | 0 | 87.7134
| Zone | South Orange County | Typical Event Day | Typical Event | CAISO 1-in-10 | 17 | 1.905 | 1.824 | 1.166 | 0.99176 | 0.03126 | 87.4786
| Zone | South Orange County | Typical Event Day | Typical Event | CAISO 1-in-10 | 18 | 2.0692 | 1.9936 | 1.5863 | 1.4612 | 0.0301 | 87.3784
| Zone | South Orange County | Typical Event Day | Typical Event | CAISO 1-in-10 | 19 | 2.1339 | 2.0603 | 1.7932 | 1.71 | 0.018127 | 86.1994
| Zone | South Orange County | Typical Event Day | Typical Event | CAISO 1-in-10 | 20 | 2.0577 | 1.9888 | 1.8319 | 1.7311 | 0.013884 | 83.1646
| Zone | South Orange County | Typical Event Day | Typical Event | CAISO 1-in-10 | 21 | 1.9992 | 1.9381 | 1.8029 | 1.7099 | 0.016156 | 79.7986
| Zone | South Orange County | Typical Event Day | Typical Event | CAISO 1-in-10 | 22 | 1.9007 | 1.8404 | 2.2102 | 2.1883 | 0.024447 | 77.6689
| Zone | South Orange County | Typical Event Day | Typical Event | CAISO 1-in-10 | 23 | 1.765 | 1.7262 | 1.9112 | 1.8658 | 0.022147 | 76.5528
| Zone | South Orange County | Typical Event Day | Typical Event | CAISO 1-in-10 | 24 | 1.504 | 1.4734 | 1.5999 | 1.5549 | 0.019815 | 75.334
| Zone | South Orange County | Typical Event Day | Typical Event | CAISO 1-in-2 | 1 | 1.1016 | 1.089 | 1.1016 | 1.089 | 0 | 70.2752
| Zone | South Orange County | Typical Event Day | Typical Event | CAISO 1-in-2 | 2 | 0.91824 | 0.91469 | 0.91824 | 0.91469 | 0 | 69.6872
| Zone | South Orange County | Typical Event Day | Typical Event | CAISO 1-in-2 | 3 | 0.79379 | 0.7886 | 0.79379 | 0.7886 | 0 | 69.388
| Zone | South Orange County | Typical Event Day | Typical Event | CAISO 1-in-2 | 4 | 0.69492 | 0.68859 | 0.69492 | 0.68859 | 0 | 68.7609
| Zone | South Orange County | Typical Event Day | Typical Event | CAISO 1-in-2 | 5 | 0.62889 | 0.62306 | 0.62889 | 0.62306 | 0 | 68.339
| Zone | South Orange County | Typical Event Day | Typical Event | CAISO 1-in-2 | 6 | 0.59441 | 0.59797 | 0.59441 | 0.59797 | 0 | 68.1304
| Zone | South Orange County | Typical Event Day | Typical Event | CAISO 1-in-2 | 7 | 0.59676 | 0.63555 | 0.59676 | 0.63555 | 0 | 68.0991
| Zone | South Orange County | Typical Event Day | Typical Event | CAISO 1-in-2 | 8 | 0.62938 | 0.6685 | 0.62938 | 0.6685 | 0 | 68.5339
| Zone | South Orange County | Typical Event Day | Typical Event | CAISO 1-in-2 | 9 | 0.64266 | 0.60922 | 0.64266 | 0.60922 | 0 | 70.2549
| Zone | South Orange County | Typical Event Day | Typical Event | CAISO 1-in-2 | 10 | 0.64372 | 0.58201 | 0.64372 | 0.58201 | 0 | 73.7637
| Zone | South Orange County | Typical Event Day | Typical Event | CAISO 1-in-2 | 11 | 0.65389 | 0.59061 | 0.65389 | 0.59061 | 0 | 77.9853
| Zone | South Orange County | Typical Event Day | Typical Event | CAISO 1-in-2 | 12 | 0.73315 | 0.65794 | 0.73315 | 0.65794 | 0 | 81.7817
| Zone | South Orange County | Typical Event Day | Typical Event | CAISO 1-in-2 | 13 | 0.89989 | 0.8024 | 0.89989 | 0.8024 | 0 | 83.7458
| Zone | South Orange County | Typical Event Day | Typical Event | CAISO 1-in-2 | 14 | 1.0795 | 0.98195 | 1.0795 | 0.98195 | 0 | 84.8716
| Zone | South Orange County | Typical Event Day | Typical Event | CAISO 1-in-2 | 15 | 1.2635 | 1.1715 | 1.2635 | 1.1715 | 0 | 85.315
| Zone | South Orange County | Typical Event Day | Typical Event | CAISO 1-in-2 | 16 | 1.4732 | 1.3821 | 1.4732 | 1.3821 | 0 | 85.0057
| Zone | South Orange County | Typical Event Day | Typical Event | CAISO 1-in-2 | 17 | 1.6557 | 1.5746 | 0.98082 | 0.80654 | 0.029796 | 84.6781
| Zone | South Orange County | Typical Event Day | Typical Event | CAISO 1-in-2 | 18 | 1.8281 | 1.7525 | 1.4074 | 1.2823 | 0.03619 | 83.7825
| Zone | South Orange County | Typical Event Day | Typical Event | CAISO 1-in-2 | 19 | 1.9056 | 1.832 | 1.6072 | 1.524 | 0.023508 | 82.7973
| Zone | South Orange County | Typical Event Day | Typical Event | CAISO 1-in-2 | 20 | 1.8593 | 1.7904 | 1.6524 | 1.5516 | 0.014618 | 81.0061
| Zone | South Orange County | Typical Event Day | Typical Event | CAISO 1-in-2 | 21 | 1.8174 | 1.7563 | 1.6313 | 1.5382 | 0.018175 | 78.6412
| Zone | South Orange County | Typical Event Day | Typical Event | CAISO 1-in-2 | 22 | 1.724 | 1.6637 | 2.0105 | 1.9886 | 0.024603 | 76.2222
| Zone | South Orange County | Typical Event Day | Typical Event | CAISO 1-in-2 | 23 | 1.6187 | 1.5798 | 1.7291 | 1.6838 | 0.021068 | 74.2191
| Zone | South Orange County | Typical Event Day | Typical Event | CAISO 1-in-2 | 24 | 1.3805 | 1.3499 | 1.455 | 1.4099 | 0.018874 | 72.8277
| Zone | South Orange County | Typical Event Day | Typical Event | SCE 1-in-10 | 1 | 1.2285 | 1.216 | 1.2285 | 1.216 | 0 | 72.8882
| Zone | South Orange County | Typical Event Day | Typical Event | SCE 1-in-10 | 2 | 1.0068 | 1.0033 | 1.0068 | 1.0033 | 0 | 71.8095
| Zone | South Orange County | Typical Event Day | Typical Event | SCE 1-in-10 | 3 | 0.85258 | 0.84739 | 0.85258 | 0.84739 | 0 | 70.9818
| Zone | South Orange County | Typical Event Day | Typical Event | SCE 1-in-10 | 4 | 0.7552 | 0.74887 | 0.7552 | 0.74887 | 0 | 70.6947
| Zone | South Orange County | Typical Event Day | Typical Event | SCE 1-in-10 | 5 | 0.68117 | 0.67534 | 0.68117 | 0.67534 | 0 | 70.2334
| Zone | South Orange County | Typical Event Day | Typical Event | SCE 1-in-10 | 6 | 0.63801 | 0.64156 | 0.63801 | 0.64156 | 0 | 69.8541
| Zone | South Orange County | Typical Event Day | Typical Event | SCE 1-in-10 | 7 | 0.62725 | 0.66604 | 0.62725 | 0.66604 | 0 | 69.4069
| Zone | South Orange County | Typical Event Day | Typical Event | SCE 1-in-10 | 8 | 0.65613 | 0.69524 | 0.65613 | 0.69524 | 0 | 69.5908
| Zone | South Orange County | Typical Event Day | Typical Event | SCE 1-in-10 | 9 | 0.68489 | 0.65146 | 0.68489 | 0.65146 | 0 | 71.7014
| Zone | South Orange County | Typical Event Day | Typical Event | SCE 1-in-10 | 10 | 0.72879 | 0.66708 | 0.72879 | 0.66708 | 0 | 75.7118
| Zone | South Orange County | Typical Event Day | Typical Event | SCE 1-in-10 | 11 | 0.82818 | 0.76491 | 0.82818 | 0.76491 | 0 | 80.8293
| Zone | South Orange County | Typical Event Day | Typical Event | SCE 1-in-10 | 12 | 0.98138 | 0.90617 | 0.98138 | 0.90617 | 0 | 83.9739
| Zone | South Orange County | Typical Event Day | Typical Event | SCE 1-in-10 | 13 | 1.215 | 1.1175 | 1.215 | 1.1175 | 0 | 85.3675
| Zone | South Orange County | Typical Event Day | Typical Event | SCE 1-in-10 | 14 | 1.4342 | 1.3367 | 1.4342 | 1.3367 | 0 | 87.2563
| Zone | South Orange County | Typical Event Day | Typical Event | SCE 1-in-10 | 15 | 1.6398 | 1.5478 | 1.6398 | 1.5478 | 0 | 89.6283
| Zone | South Orange County | Typical Event Day | Typical Event | SCE 1-in-10 | 16 | 1.8658 | 1.7747 | 1.8658 | 1.7747 | 0 | 91.8579
| Zone | South Orange County | Typical Event Day | Typical Event | SCE 1-in-10 | 17 | 2.0516 | 1.9705 | 1.1874 | 1.0131 | 0.041201 | 92.9419
| Zone | South Orange County | Typical Event Day | Typical Event | SCE 1-in-10 | 18 | 2.2095 | 2.1338 | 1.6378 | 1.5126 | 0.02865 | 92.5141
| Zone | South Orange County | Typical Event Day | Typical Event | SCE 1-in-10 | 19 | 2.275 | 2.2014 | 1.8791 | 1.7959 | 0.016986 | 90.6423
| Zone | South Orange County | Typical Event Day | Typical Event | SCE 1-in-10 | 20 | 2.1909 | 2.122 | 1.9334 | 1.8325 | 0.018447 | 86.7764
| Zone | South Orange County | Typical Event Day | Typical Event | SCE 1-in-10 | 21 | 2.1129 | 2.0518 | 1.8881 | 1.795 | 0.013852 | 83.0579
| Zone | South Orange County | Typical Event Day | Typical Event | SCE 1-in-10 | 22 | 1.9946 | 1.9343 | 2.3403 | 2.3183 | 0.027621 | 79.9402
| Zone | South Orange County | Typical Event Day | Typical Event | SCE 1-in-10 | 23 | 1.8521 | 1.8133 | 2.0115 | 1.9661 | 0.023605 | 77.4184
| Zone | South Orange County | Typical Event Day | Typical Event | SCE 1-in-10 | 24 | 1.5711 | 1.5405 | 1.6714 | 1.6263 | 0.02051 | 75.8402
| Zone | South Orange County | Typical Event Day | Typical Event | SCE 1-in-2 | 1 | 1.0465 | 1.034 | 1.0465 | 1.034 | 0 | 68.969
| Zone | South Orange County | Typical Event Day | Typical Event | SCE 1-in-2 | 2 | 0.87028 | 0.86674 | 0.87028 | 0.86674 | 0 | 68.3577
| Zone | South Orange County | Typical Event Day | Typical Event | SCE 1-in-2 | 3 | 0.74652 | 0.74134 | 0.74652 | 0.74134 | 0 | 67.8847
| Zone | South Orange County | Typical Event Day | Typical Event | SCE 1-in-2 | 4 | 0.65712 | 0.65079 | 0.65712 | 0.65079 | 0 | 67.4019
| Zone | South Orange County | Typical Event Day | Typical Event | SCE 1-in-2 | 5 | 0.59836 | 0.59253 | 0.59836 | 0.59253 | 0 | 67.1315
| Zone | South Orange County | Typical Event Day | Typical Event | SCE 1-in-2 | 6 | 0.56611 | 0.56967 | 0.56611 | 0.56967 | 0 | 66.8872
| Zone | South Orange County | Typical Event Day | Typical Event | SCE 1-in-2 | 7 | 0.5658 | 0.60459 | 0.5658 | 0.60459 | 0 | 66.6165
| Zone | South Orange County | Typical Event Day | Typical Event | SCE 1-in-2 | 8 | 0.58983 | 0.62894 | 0.58983 | 0.62894 | 0 | 66.8979
| Zone | South Orange County | Typical Event Day | Typical Event | SCE 1-in-2 | 9 | 0.60059 | 0.56716 | 0.60059 | 0.56716 | 0 | 68.8157
| Zone | South Orange County | Typical Event Day | Typical Event | SCE 1-in-2 | 10 | 0.6011 | 0.53939 | 0.6011 | 0.53939 | 0 | 72.4263
| Zone | South Orange County | Typical Event Day | Typical Event | SCE 1-in-2 | 11 | 0.60107 | 0.53779 | 0.60107 | 0.53779 | 0 | 75.979
| Zone | South Orange County | Typical Event Day | Typical Event | SCE 1-in-2 | 12 | 0.66899 | 0.59379 | 0.66899 | 0.59379 | 0 | 79.2661
| Zone | South Orange County | Typical Event Day | Typical Event | SCE 1-in-2 | 13 | 0.81578 | 0.7183 | 0.81578 | 0.7183 | 0 | 81.1736
| Zone | South Orange County | Typical Event Day | Typical Event | SCE 1-in-2 | 14 | 0.97275 | 0.87523 | 0.97275 | 0.87523 | 0 | 82.7835
| Zone | South Orange County | Typical Event Day | Typical Event | SCE 1-in-2 | 15 | 1.1404 | 1.0484 | 1.1404 | 1.0484 | 0 | 84.3629
| Zone | South Orange County | Typical Event Day | Typical Event | SCE 1-in-2 | 16 | 1.3443 | 1.2533 | 1.3443 | 1.2533 | 0 | 84.5318
| Zone | South Orange County | Typical Event Day | Typical Event | SCE 1-in-2 | 17 | 1.5287 | 1.4476 | 0.84476 | 0.67048 | 0.029815 | 85.0742
| Zone | South Orange County | Typical Event Day | Typical Event | SCE 1-in-2 | 18 | 1.7046 | 1.629 | 1.274 | 1.1488 | 0.035021 | 84.3547
| Zone | South Orange County | Typical Event Day | Typical Event | SCE 1-in-2 | 19 | 1.7939 | 1.7203 | 1.4981 | 1.4149 | 0.023913 | 82.5885
| Zone | South Orange County | Typical Event Day | Typical Event | SCE 1-in-2 | 20 | 1.7639 | 1.695 | 1.5594 | 1.4586 | 0.014909 | 80.7299
| Zone | South Orange County | Typical Event Day | Typical Event | SCE 1-in-2 | 21 | 1.7245 | 1.6634 | 1.5434 | 1.4503 | 0.019312 | 78.0732
| Zone | South Orange County | Typical Event Day | Typical Event | SCE 1-in-2 | 22 | 1.634 | 1.5736 | 1.908 | 1.8861 | 0.025414 | 75.4423
| Zone | South Orange County | Typical Event Day | Typical Event | SCE 1-in-2 | 23 | 1.5417 | 1.5029 | 1.6433 | 1.5979 | 0.021501 | 73.6417
| Zone | South Orange County | Typical Event Day | Typical Event | SCE 1-in-2 | 24 | 1.3197 | 1.289 | 1.3869 | 1.3418 | 0.019552 | 71.9833
| Zone | South of Lugo | Average Weekday | April | CAISO 1-in-10 | 1 | 0.73772 | 0.70761 | 0.73772 | 0.70761 | 0 | 60.7038
| Zone | South of Lugo | Average Weekday | April | CAISO 1-in-10 | 2 | 0.65699 | 0.63633 | 0.65699 | 0.63633 | 0 | 59.6214
| Zone | South of Lugo | Average Weekday | April | CAISO 1-in-10 | 3 | 0.59828 | 0.57984 | 0.59828 | 0.57984 | 0 | 58.6223
| Zone | South of Lugo | Average Weekday | April | CAISO 1-in-10 | 4 | 0.56031 | 0.54522 | 0.56031 | 0.54522 | 0 | 57.7411
| Zone | South of Lugo | Average Weekday | April | CAISO 1-in-10 | 5 | 0.54467 | 0.5329 | 0.54467 | 0.5329 | 0 | 56.957
| Zone | South of Lugo | Average Weekday | April | CAISO 1-in-10 | 6 | 0.55243 | 0.55512 | 0.55243 | 0.55512 | 0 | 56.3819
| Zone | South of Lugo | Average Weekday | April | CAISO 1-in-10 | 7 | 0.58281 | 0.62 | 0.58281 | 0.62 | 0 | 55.9512
| Zone | South of Lugo | Average Weekday | April | CAISO 1-in-10 | 8 | 0.55655 | 0.5822 | 0.55655 | 0.5822 | 0 | 56.0014
| Zone | South of Lugo | Average Weekday | April | CAISO 1-in-10 | 9 | 0.44569 | 0.4272 | 0.44569 | 0.4272 | 0 | 58.2227
| Zone | South of Lugo | Average Weekday | April | CAISO 1-in-10 | 10 | 0.30778 | 0.28298 | 0.30778 | 0.28298 | 0 | 61.4436
| Zone | South of Lugo | Average Weekday | April | CAISO 1-in-10 | 11 | 0.19773 | 0.1783 | 0.19773 | 0.1783 | 0 | 65.1423
| Zone | South of Lugo | Average Weekday | April | CAISO 1-in-10 | 12 | 0.12474 | 0.09743 | 0.12474 | 0.09743 | 0 | 68.5821
| Zone | South of Lugo | Average Weekday | April | CAISO 1-in-10 | 13 | 0.1162 | 0.063748 | 0.1162 | 0.063748 | 0 | 71.0935
| Zone | South of Lugo | Average Weekday | April | CAISO 1-in-10 | 14 | 0.15108 | 0.082941 | 0.15108 | 0.082941 | 0 | 72.9265
| Zone | South of Lugo | Average Weekday | April | CAISO 1-in-10 | 15 | 0.22916 | 0.152 | 0.22916 | 0.152 | 0 | 74.3595
| Zone | South of Lugo | Average Weekday | April | CAISO 1-in-10 | 16 | 0.3739 | 0.29733 | 0.3739 | 0.29733 | 0 | 75.0647
| Zone | South of Lugo | Average Weekday | April | CAISO 1-in-10 | 17 | 0.55488 | 0.48864 | 0.49574 | 0.4295 | 0.03646 | 75.1688
| Zone | South of Lugo | Average Weekday | April | CAISO 1-in-10 | 18 | 0.78567 | 0.71061 | 0.76378 | 0.68873 | 0.010942 | 74.3791
| Zone | South of Lugo | Average Weekday | April | CAISO 1-in-10 | 19 | 0.97571 | 0.88403 | 0.97571 | 0.85876 | 0 | 72.8908
| Zone | South of Lugo | Average Weekday | April | CAISO 1-in-10 | 20 | 1.0676 | 0.99093 | 1.0676 | 0.95688 | 0 | 70.4769
| Zone | South of Lugo | Average Weekday | April | CAISO 1-in-10 | 21 | 1.0719 | 1.0165 | 1.0719 | 1.0165 | 0 | 67.4265
| Zone | South of Lugo | Average Weekday | April | CAISO 1-in-10 | 22 | 1.0088 | 0.96314 | 1.0758 | 1.0301 | 0.033498 | 65.1764
| Zone | South of Lugo | Average Weekday | April | CAISO 1-in-10 | 23 | 0.93345 | 0.90196 | 0.93345 | 0.90572 | 0 | 63.5579
| Zone | South of Lugo | Average Weekday | April | CAISO 1-in-10 | 24 | 0.81332 | 0.78889 | 0.81332 | 0.78889 | 0 | 62.1677
| Zone | South of Lugo | Average Weekday | April | CAISO 1-in-2 | 1 | 0.73926 | 0.70914 | 0.73926 | 0.70914 | 0 | 57.7732
| Zone | South of Lugo | Average Weekday | April | CAISO 1-in-2 | 2 | 0.65902 | 0.63835 | 0.65902 | 0.63835 | 0 | 56.8564
| Zone | South of Lugo | Average Weekday | April | CAISO 1-in-2 | 3 | 0.60293 | 0.58449 | 0.60293 | 0.58449 | 0 | 56.0858
| Zone | South of Lugo | Average Weekday | April | CAISO 1-in-2 | 4 | 0.56748 | 0.55239 | 0.56748 | 0.55239 | 0 | 55.3696
| Zone | South of Lugo | Average Weekday | April | CAISO 1-in-2 | 5 | 0.55487 | 0.5431 | 0.55487 | 0.5431 | 0 | 54.7705
| Zone | South of Lugo | Average Weekday | April | CAISO 1-in-2 | 6 | 0.56758 | 0.57027 | 0.56758 | 0.57027 | 0 | 54.3421
| Zone | South of Lugo | Average Weekday | April | CAISO 1-in-2 | 7 | 0.60849 | 0.64568 | 0.60849 | 0.64568 | 0 | 53.9922
| Zone | South of Lugo | Average Weekday | April | CAISO 1-in-2 | 8 | 0.59233 | 0.61798 | 0.59233 | 0.61798 | 0 | 53.9614
| Zone | South of Lugo | Average Weekday | April | CAISO 1-in-2 | 9 | 0.48077 | 0.46228 | 0.48077 | 0.46228 | 0 | 55.528
| Zone | South of Lugo | Average Weekday | April | CAISO 1-in-2 | 10 | 0.35121 | 0.3264 | 0.35121 | 0.3264 | 0 | 58.209
| Zone | South of Lugo | Average Weekday | April | CAISO 1-in-2 | 11 | 0.2433 | 0.22387 | 0.2433 | 0.22387 | 0 | 61.1175
| Zone | South of Lugo | Average Weekday | April | CAISO 1-in-2 | 12 | 0.19382 | 0.16651 | 0.19382 | 0.16651 | 0 | 64.1093
| Zone | South of Lugo | Average Weekday | April | CAISO 1-in-2 | 13 | 0.17971 | 0.12726 | 0.17971 | 0.12726 | 0 | 66.5821
| Zone | South of Lugo | Average Weekday | April | CAISO 1-in-2 | 14 | 0.20148 | 0.13334 | 0.20148 | 0.13334 | 0 | 68.569
| Zone | South of Lugo | Average Weekday | April | CAISO 1-in-2 | 15 | 0.26424 | 0.18708 | 0.26424 | 0.18708 | 0 | 70.0518
| Zone | South of Lugo | Average Weekday | April | CAISO 1-in-2 | 16 | 0.38959 | 0.31303 | 0.38959 | 0.31303 | 0 | 70.8473
| Zone | South of Lugo | Average Weekday | April | CAISO 1-in-2 | 17 | 0.5531 | 0.48686 | 0.5531 | 0.48686 | 0 | 71.1559
| Zone | South of Lugo | Average Weekday | April | CAISO 1-in-2 | 18 | 0.77027 | 0.69521 | 0.77027 | 0.69521 | 0 | 70.6735
| Zone | South of Lugo | Average Weekday | April | CAISO 1-in-2 | 19 | 0.95502 | 0.86333 | 0.95502 | 0.86333 | 0 | 69.2931
| Zone | South of Lugo | Average Weekday | April | CAISO 1-in-2 | 20 | 1.0414 | 0.96474 | 1.0414 | 0.96474 | 0 | 66.8153
| Zone | South of Lugo | Average Weekday | April | CAISO 1-in-2 | 21 | 1.0381 | 0.98266 | 1.0381 | 0.98266 | 0 | 63.579
| Zone | South of Lugo | Average Weekday | April | CAISO 1-in-2 | 22 | 0.98521 | 0.93951 | 0.98521 | 0.93951 | 0 | 61.1917
| Zone | South of Lugo | Average Weekday | April | CAISO 1-in-2 | 23 | 0.91957 | 0.88807 | 0.91957 | 0.88807 | 0 | 59.5963
| Zone | South of Lugo | Average Weekday | April | CAISO 1-in-2 | 24 | 0.80793 | 0.7835 | 0.80793 | 0.7835 | 0 | 58.4509
| Zone | South of Lugo | Average Weekday | April | SCE 1-in-10 | 1 | 0.73692 | 0.70681 | 0.73692 | 0.70681 | 0 | 60.25
| Zone | South of Lugo | Average Weekday | April | SCE 1-in-10 | 2 | 0.65624 | 0.63557 | 0.65624 | 0.63557 | 0 | 59.2273
| Zone | South of Lugo | Average Weekday | April | SCE 1-in-10 | 3 | 0.59763 | 0.57919 | 0.59763 | 0.57919 | 0 | 58.312
| Zone | South of Lugo | Average Weekday | April | SCE 1-in-10 | 4 | 0.5598 | 0.54471 | 0.5598 | 0.54471 | 0 | 57.4956
| Zone | South of Lugo | Average Weekday | April | SCE 1-in-10 | 5 | 0.54436 | 0.5326 | 0.54436 | 0.5326 | 0 | 56.804
| Zone | South of Lugo | Average Weekday | April | SCE 1-in-10 | 6 | 0.5524 | 0.5551 | 0.5524 | 0.5551 | 0 | 56.292
| Zone | South of Lugo | Average Weekday | April | SCE 1-in-10 | 7 | 0.58315 | 0.62034 | 0.58315 | 0.62034 | 0 | 55.9157
| Zone | South of Lugo | Average Weekday | April | SCE 1-in-10 | 8 | 0.55692 | 0.58257 | 0.55692 | 0.58257 | 0 | 55.9338
| Zone | South of Lugo | Average Weekday | April | SCE 1-in-10 | 9 | 0.44605 | 0.42757 | 0.44605 | 0.42757 | 0 | 57.9681
| Zone | South of Lugo | Average Weekday | April | SCE 1-in-10 | 10 | 0.30903 | 0.28423 | 0.30903 | 0.28423 | 0 | 61.3515
| Zone | South of Lugo | Average Weekday | April | SCE 1-in-10 | 11 | 0.20265 | 0.18322 | 0.20265 | 0.18322 | 0 | 64.7576
| Zone | South of Lugo | Average Weekday | April | SCE 1-in-10 | 12 | 0.13554 | 0.10823 | 0.13554 | 0.10823 | 0 | 67.9791
| Zone | South of Lugo | Average Weekday | April | SCE 1-in-10 | 13 | 0.11994 | 0.067493 | 0.11994 | 0.067493 | 0 | 70.8202
| Zone | South of Lugo | Average Weekday | April | SCE 1-in-10 | 14 | 0.15204 | 0.083901 | 0.15204 | 0.083901 | 0 | 72.7976
| Zone | South of Lugo | Average Weekday | April | SCE 1-in-10 | 15 | 0.22902 | 0.15186 | 0.22902 | 0.15186 | 0 | 74.1341
| Zone | South of Lugo | Average Weekday | April | SCE 1-in-10 | 16 | 0.37178 | 0.29522 | 0.37178 | 0.29522 | 0 | 75.0034
| Zone | South of Lugo | Average Weekday | April | SCE 1-in-10 | 17 | 0.55157 | 0.48533 | 0.50179 | 0.43555 | 0.036133 | 75.3714
| Zone | South of Lugo | Average Weekday | April | SCE 1-in-10 | 18 | 0.77989 | 0.70484 | 0.76763 | 0.69257 | 0.0061328 | 74.6562
| Zone | South of Lugo | Average Weekday | April | SCE 1-in-10 | 19 | 0.97151 | 0.87982 | 0.97151 | 0.86195 | 0 | 73.1411
| Zone | South of Lugo | Average Weekday | April | SCE 1-in-10 | 20 | 1.0683 | 0.99169 | 1.0683 | 0.95332 | 0 | 70.7678
| Zone | South of Lugo | Average Weekday | April | SCE 1-in-10 | 21 | 1.0723 | 1.0169 | 1.0723 | 1.0169 | 0 | 67.5889
| Zone | South of Lugo | Average Weekday | April | SCE 1-in-10 | 22 | 1.0069 | 0.96118 | 1.068 | 1.0223 | 0.030557 | 65.3244
| Zone | South of Lugo | Average Weekday | April | SCE 1-in-10 | 23 | 0.93154 | 0.90004 | 0.93154 | 0.90434 | 0 | 63.609
| Zone | South of Lugo | Average Weekday | April | SCE 1-in-10 | 24 | 0.81213 | 0.7877 | 0.81213 | 0.7877 | 0 | 62.1182
| Zone | South of Lugo | Average Weekday | April | SCE 1-in-2 | 1 | 0.73945 | 0.70933 | 0.73945 | 0.70933 | 0 | 57.9277
| Zone | South of Lugo | Average Weekday | April | SCE 1-in-2 | 2 | 0.65921 | 0.63854 | 0.65921 | 0.63854 | 0 | 56.9655
| Zone | South of Lugo | Average Weekday | April | SCE 1-in-2 | 3 | 0.60315 | 0.58471 | 0.60315 | 0.58471 | 0 | 56.1052
| Zone | South of Lugo | Average Weekday | April | SCE 1-in-2 | 4 | 0.56771 | 0.55262 | 0.56771 | 0.55262 | 0 | 55.3879
| Zone | South of Lugo | Average Weekday | April | SCE 1-in-2 | 5 | 0.55511 | 0.54335 | 0.55511 | 0.54335 | 0 | 54.7276
| Zone | South of Lugo | Average Weekday | April | SCE 1-in-2 | 6 | 0.56786 | 0.57055 | 0.56786 | 0.57055 | 0 | 54.2681
| Zone | South of Lugo | Average Weekday | April | SCE 1-in-2 | 7 | 0.6089 | 0.64609 | 0.6089 | 0.64609 | 0 | 53.9156
| Zone | South of Lugo | Average Weekday | April | SCE 1-in-2 | 8 | 0.59297 | 0.61862 | 0.59297 | 0.61862 | 0 | 53.9297
| Zone | South of Lugo | Average Weekday | April | SCE 1-in-2 | 9 | 0.48141 | 0.46292 | 0.48141 | 0.46292 | 0 | 55.5825
| Zone | South of Lugo | Average Weekday | April | SCE 1-in-2 | 10 | 0.35181 | 0.327 | 0.35181 | 0.327 | 0 | 58.3623
| Zone | South of Lugo | Average Weekday | April | SCE 1-in-2 | 11 | 0.24376 | 0.22432 | 0.24376 | 0.22432 | 0 | 61.2954
| Zone | South of Lugo | Average Weekday | April | SCE 1-in-2 | 12 | 0.19067 | 0.16337 | 0.19067 | 0.16337 | 0 | 64.241
| Zone | South of Lugo | Average Weekday | April | SCE 1-in-2 | 13 | 0.17899 | 0.12654 | 0.17899 | 0.12654 | 0 | 66.6354
| Zone | South of Lugo | Average Weekday | April | SCE 1-in-2 | 14 | 0.20218 | 0.13404 | 0.20218 | 0.13404 | 0 | 68.5133
| Zone | South of Lugo | Average Weekday | April | SCE 1-in-2 | 15 | 0.26524 | 0.18808 | 0.26524 | 0.18808 | 0 | 69.9411
| Zone | South of Lugo | Average Weekday | April | SCE 1-in-2 | 16 | 0.39041 | 0.31385 | 0.39041 | 0.31385 | 0 | 70.6655
| Zone | South of Lugo | Average Weekday | April | SCE 1-in-2 | 17 | 0.55378 | 0.48754 | 0.55378 | 0.48754 | 0 | 70.8414
| Zone | South of Lugo | Average Weekday | April | SCE 1-in-2 | 18 | 0.77235 | 0.6973 | 0.77235 | 0.6973 | 0 | 70.292
| Zone | South of Lugo | Average Weekday | April | SCE 1-in-2 | 19 | 0.95575 | 0.86406 | 0.95575 | 0.86406 | 0 | 69.0132
| Zone | South of Lugo | Average Weekday | April | SCE 1-in-2 | 20 | 1.0399 | 0.96324 | 1.0399 | 0.96324 | 0 | 66.6242
| Zone | South of Lugo | Average Weekday | April | SCE 1-in-2 | 21 | 1.0369 | 0.98153 | 1.0369 | 0.98153 | 0 | 63.4753
| Zone | South of Lugo | Average Weekday | April | SCE 1-in-2 | 22 | 0.98523 | 0.93953 | 0.98523 | 0.93953 | 0 | 61.1184
| Zone | South of Lugo | Average Weekday | April | SCE 1-in-2 | 23 | 0.91968 | 0.88818 | 0.91968 | 0.88818 | 0 | 59.6004
| Zone | South of Lugo | Average Weekday | April | SCE 1-in-2 | 24 | 0.80806 | 0.78363 | 0.80806 | 0.78363 | 0 | 58.4542
| Zone | South of Lugo | Average Weekday | August | CAISO 1-in-10 | 1 | 1.2479 | 1.2178 | 1.2479 | 1.2178 | 0 | 73.416
| Zone | South of Lugo | Average Weekday | August | CAISO 1-in-10 | 2 | 1.0572 | 1.0366 | 1.0572 | 1.0366 | 0 | 72.5573
| Zone | South of Lugo | Average Weekday | August | CAISO 1-in-10 | 3 | 0.92069 | 0.90224 | 0.92069 | 0.90224 | 0 | 71.8258
| Zone | South of Lugo | Average Weekday | August | CAISO 1-in-10 | 4 | 0.82152 | 0.80642 | 0.82152 | 0.80642 | 0 | 71.2495
| Zone | South of Lugo | Average Weekday | August | CAISO 1-in-10 | 5 | 0.75367 | 0.74191 | 0.75367 | 0.74191 | 0 | 70.6589
| Zone | South of Lugo | Average Weekday | August | CAISO 1-in-10 | 6 | 0.71901 | 0.7217 | 0.71901 | 0.7217 | 0 | 70.2722
| Zone | South of Lugo | Average Weekday | August | CAISO 1-in-10 | 7 | 0.70775 | 0.74494 | 0.70775 | 0.74494 | 0 | 69.9472
| Zone | South of Lugo | Average Weekday | August | CAISO 1-in-10 | 8 | 0.69471 | 0.72036 | 0.69471 | 0.72036 | 0 | 70.0808
| Zone | South of Lugo | Average Weekday | August | CAISO 1-in-10 | 9 | 0.63506 | 0.61657 | 0.63506 | 0.61657 | 0 | 71.9843
| Zone | South of Lugo | Average Weekday | August | CAISO 1-in-10 | 10 | 0.54546 | 0.52066 | 0.54546 | 0.52066 | 0 | 75.1247
| Zone | South of Lugo | Average Weekday | August | CAISO 1-in-10 | 11 | 0.55039 | 0.53095 | 0.55039 | 0.53095 | 0 | 78.6139
| Zone | South of Lugo | Average Weekday | August | CAISO 1-in-10 | 12 | 0.66281 | 0.6355 | 0.66281 | 0.6355 | 0 | 81.9266
| Zone | South of Lugo | Average Weekday | August | CAISO 1-in-10 | 13 | 0.86895 | 0.8165 | 0.86895 | 0.8165 | 0 | 84.8062
| Zone | South of Lugo | Average Weekday | August | CAISO 1-in-10 | 14 | 1.1318 | 1.0637 | 1.1318 | 1.0637 | 0 | 87.0728
| Zone | South of Lugo | Average Weekday | August | CAISO 1-in-10 | 15 | 1.4045 | 1.3274 | 1.4045 | 1.3274 | 0 | 88.7571
| Zone | South of Lugo | Average Weekday | August | CAISO 1-in-10 | 16 | 1.7185 | 1.6419 | 1.7185 | 1.6419 | 0 | 89.5522
| Zone | South of Lugo | Average Weekday | August | CAISO 1-in-10 | 17 | 1.9922 | 1.9259 | 1.0476 | 0.94518 | 0.01608 | 89.614
| Zone | South of Lugo | Average Weekday | August | CAISO 1-in-10 | 18 | 2.2362 | 2.1611 | 1.7569 | 1.6333 | 0.10353 | 88.5664
| Zone | South of Lugo | Average Weekday | August | CAISO 1-in-10 | 19 | 2.3275 | 2.2358 | 2.1047 | 1.886 | 0.069556 | 86.8102
| Zone | South of Lugo | Average Weekday | August | CAISO 1-in-10 | 20 | 2.2106 | 2.1339 | 2.0659 | 1.8961 | 0.035532 | 84.1986
| Zone | South of Lugo | Average Weekday | August | CAISO 1-in-10 | 21 | 2.0942 | 2.0388 | 2.0042 | 1.8556 | 0.047298 | 80.5155
| Zone | South of Lugo | Average Weekday | August | CAISO 1-in-10 | 22 | 1.9451 | 1.8994 | 2.389 | 2.3883 | 0.056748 | 77.6798
| Zone | South of Lugo | Average Weekday | August | CAISO 1-in-10 | 23 | 1.736 | 1.7045 | 1.8375 | 1.8372 | 0.034732 | 75.9413
| Zone | South of Lugo | Average Weekday | August | CAISO 1-in-10 | 24 | 1.4572 | 1.4327 | 1.5226 | 1.488 | 0.027796 | 74.7183
| Zone | South of Lugo | Average Weekday | August | CAISO 1-in-2 | 1 | 1.0928 | 1.0627 | 1.0928 | 1.0627 | 0 | 70.466
| Zone | South of Lugo | Average Weekday | August | CAISO 1-in-2 | 2 | 0.91083 | 0.89017 | 0.91083 | 0.89017 | 0 | 69.3578
| Zone | South of Lugo | Average Weekday | August | CAISO 1-in-2 | 3 | 0.78081 | 0.76237 | 0.78081 | 0.76237 | 0 | 68.3782
| Zone | South of Lugo | Average Weekday | August | CAISO 1-in-2 | 4 | 0.69493 | 0.67984 | 0.69493 | 0.67984 | 0 | 67.534
| Zone | South of Lugo | Average Weekday | August | CAISO 1-in-2 | 5 | 0.64363 | 0.63186 | 0.64363 | 0.63186 | 0 | 66.8373
| Zone | South of Lugo | Average Weekday | August | CAISO 1-in-2 | 6 | 0.61842 | 0.62111 | 0.61842 | 0.62111 | 0 | 66.2599
| Zone | South of Lugo | Average Weekday | August | CAISO 1-in-2 | 7 | 0.61461 | 0.6518 | 0.61461 | 0.6518 | 0 | 65.8872
| Zone | South of Lugo | Average Weekday | August | CAISO 1-in-2 | 8 | 0.58929 | 0.61494 | 0.58929 | 0.61494 | 0 | 65.924
| Zone | South of Lugo | Average Weekday | August | CAISO 1-in-2 | 9 | 0.51943 | 0.50094 | 0.51943 | 0.50094 | 0 | 68.1103
| Zone | South of Lugo | Average Weekday | August | CAISO 1-in-2 | 10 | 0.44442 | 0.41962 | 0.44442 | 0.41962 | 0 | 71.5228
| Zone | South of Lugo | Average Weekday | August | CAISO 1-in-2 | 11 | 0.4085 | 0.38907 | 0.4085 | 0.38907 | 0 | 75.4889
| Zone | South of Lugo | Average Weekday | August | CAISO 1-in-2 | 12 | 0.44659 | 0.41929 | 0.44659 | 0.41929 | 0 | 79.4513
| Zone | South of Lugo | Average Weekday | August | CAISO 1-in-2 | 13 | 0.58823 | 0.53578 | 0.58823 | 0.53578 | 0 | 82.6264
| Zone | South of Lugo | Average Weekday | August | CAISO 1-in-2 | 14 | 0.79731 | 0.72916 | 0.79731 | 0.72916 | 0 | 85.1615
| Zone | South of Lugo | Average Weekday | August | CAISO 1-in-2 | 15 | 1.043 | 0.96582 | 1.043 | 0.96582 | 0 | 86.8388
| Zone | South of Lugo | Average Weekday | August | CAISO 1-in-2 | 16 | 1.3413 | 1.2648 | 1.3413 | 1.2648 | 0 | 87.6701
| Zone | South of Lugo | Average Weekday | August | CAISO 1-in-2 | 17 | 1.6146 | 1.5484 | 0.70207 | 0.59963 | 0.017846 | 87.9241
| Zone | South of Lugo | Average Weekday | August | CAISO 1-in-2 | 18 | 1.8601 | 1.785 | 1.4128 | 1.2892 | 0.11376 | 87.0646
| Zone | South of Lugo | Average Weekday | August | CAISO 1-in-2 | 19 | 1.9782 | 1.8865 | 1.7816 | 1.5629 | 0.077376 | 85.2721
| Zone | South of Lugo | Average Weekday | August | CAISO 1-in-2 | 20 | 1.9121 | 1.8354 | 1.7933 | 1.6235 | 0.041015 | 82.455
| Zone | South of Lugo | Average Weekday | August | CAISO 1-in-2 | 21 | 1.8242 | 1.7688 | 1.7656 | 1.617 | 0.054283 | 78.4034
| Zone | South of Lugo | Average Weekday | August | CAISO 1-in-2 | 22 | 1.6948 | 1.6491 | 2.1391 | 2.1383 | 0.069409 | 75.1301
| Zone | South of Lugo | Average Weekday | August | CAISO 1-in-2 | 23 | 1.5207 | 1.4892 | 1.5924 | 1.592 | 0.044018 | 73.0715
| Zone | South of Lugo | Average Weekday | August | CAISO 1-in-2 | 24 | 1.2792 | 1.2547 | 1.3228 | 1.2882 | 0.036095 | 71.6685
| Zone | South of Lugo | Average Weekday | August | SCE 1-in-10 | 1 | 1.301 | 1.2709 | 1.301 | 1.2709 | 0 | 74.4265
| Zone | South of Lugo | Average Weekday | August | SCE 1-in-10 | 2 | 1.0948 | 1.0741 | 1.0948 | 1.0741 | 0 | 73.3894
| Zone | South of Lugo | Average Weekday | August | SCE 1-in-10 | 3 | 0.94808 | 0.92964 | 0.94808 | 0.92964 | 0 | 72.5286
| Zone | South of Lugo | Average Weekday | August | SCE 1-in-10 | 4 | 0.84026 | 0.82517 | 0.84026 | 0.82517 | 0 | 71.8077
| Zone | South of Lugo | Average Weekday | August | SCE 1-in-10 | 5 | 0.7697 | 0.75793 | 0.7697 | 0.75793 | 0 | 71.1865
| Zone | South of Lugo | Average Weekday | August | SCE 1-in-10 | 6 | 0.72947 | 0.73216 | 0.72947 | 0.73216 | 0 | 70.644
| Zone | South of Lugo | Average Weekday | August | SCE 1-in-10 | 7 | 0.71642 | 0.75362 | 0.71642 | 0.75362 | 0 | 70.2925
| Zone | South of Lugo | Average Weekday | August | SCE 1-in-10 | 8 | 0.70102 | 0.72667 | 0.70102 | 0.72667 | 0 | 70.3588
| Zone | South of Lugo | Average Weekday | August | SCE 1-in-10 | 9 | 0.65068 | 0.63219 | 0.65068 | 0.63219 | 0 | 72.5907
| Zone | South of Lugo | Average Weekday | August | SCE 1-in-10 | 10 | 0.57223 | 0.54743 | 0.57223 | 0.54743 | 0 | 75.9571
| Zone | South of Lugo | Average Weekday | August | SCE 1-in-10 | 11 | 0.58932 | 0.56989 | 0.58932 | 0.56989 | 0 | 79.6733
| Zone | South of Lugo | Average Weekday | August | SCE 1-in-10 | 12 | 0.71235 | 0.68505 | 0.71235 | 0.68505 | 0 | 83.4083
| Zone | South of Lugo | Average Weekday | August | SCE 1-in-10 | 13 | 0.93941 | 0.88696 | 0.93941 | 0.88696 | 0 | 86.3211
| Zone | South of Lugo | Average Weekday | August | SCE 1-in-10 | 14 | 1.2211 | 1.1529 | 1.2211 | 1.1529 | 0 | 88.5343
| Zone | South of Lugo | Average Weekday | August | SCE 1-in-10 | 15 | 1.5067 | 1.4296 | 1.5067 | 1.4296 | 0 | 90.0649
| Zone | South of Lugo | Average Weekday | August | SCE 1-in-10 | 16 | 1.8279 | 1.7514 | 1.8279 | 1.7514 | 0 | 90.5684
| Zone | South of Lugo | Average Weekday | August | SCE 1-in-10 | 17 | 2.1017 | 2.0354 | 1.1432 | 1.0408 | 0.015426 | 90.3459
| Zone | South of Lugo | Average Weekday | August | SCE 1-in-10 | 18 | 2.3433 | 2.2682 | 1.8461 | 1.7225 | 0.097939 | 89.4039
| Zone | South of Lugo | Average Weekday | August | SCE 1-in-10 | 19 | 2.4281 | 2.3364 | 2.1914 | 1.9727 | 0.065469 | 87.625
| Zone | South of Lugo | Average Weekday | August | SCE 1-in-10 | 20 | 2.2984 | 2.2217 | 2.1441 | 1.9743 | 0.033564 | 84.8421
| Zone | South of Lugo | Average Weekday | August | SCE 1-in-10 | 21 | 2.173 | 2.1176 | 2.0732 | 1.9247 | 0.045149 | 81.1736
| Zone | South of Lugo | Average Weekday | August | SCE 1-in-10 | 22 | 2.0169 | 1.9712 | 2.4607 | 2.46 | 0.05396 | 78.2654
| Zone | South of Lugo | Average Weekday | August | SCE 1-in-10 | 23 | 1.798 | 1.7665 | 1.9061 | 1.9058 | 0.032841 | 76.5667
| Zone | South of Lugo | Average Weekday | August | SCE 1-in-10 | 24 | 1.5069 | 1.4825 | 1.5771 | 1.5425 | 0.02616 | 75.3841
| Zone | South of Lugo | Average Weekday | August | SCE 1-in-2 | 1 | 1.0928 | 1.0627 | 1.0928 | 1.0627 | 0 | 70.466
| Zone | South of Lugo | Average Weekday | August | SCE 1-in-2 | 2 | 0.91083 | 0.89017 | 0.91083 | 0.89017 | 0 | 69.3578
| Zone | South of Lugo | Average Weekday | August | SCE 1-in-2 | 3 | 0.78081 | 0.76237 | 0.78081 | 0.76237 | 0 | 68.3782
| Zone | South of Lugo | Average Weekday | August | SCE 1-in-2 | 4 | 0.69493 | 0.67984 | 0.69493 | 0.67984 | 0 | 67.534
| Zone | South of Lugo | Average Weekday | August | SCE 1-in-2 | 5 | 0.64363 | 0.63186 | 0.64363 | 0.63186 | 0 | 66.8373
| Zone | South of Lugo | Average Weekday | August | SCE 1-in-2 | 6 | 0.61842 | 0.62111 | 0.61842 | 0.62111 | 0 | 66.2599
| Zone | South of Lugo | Average Weekday | August | SCE 1-in-2 | 7 | 0.61461 | 0.6518 | 0.61461 | 0.6518 | 0 | 65.8872
| Zone | South of Lugo | Average Weekday | August | SCE 1-in-2 | 8 | 0.58929 | 0.61494 | 0.58929 | 0.61494 | 0 | 65.924
| Zone | South of Lugo | Average Weekday | August | SCE 1-in-2 | 9 | 0.51943 | 0.50094 | 0.51943 | 0.50094 | 0 | 68.1103
| Zone | South of Lugo | Average Weekday | August | SCE 1-in-2 | 10 | 0.44442 | 0.41962 | 0.44442 | 0.41962 | 0 | 71.5228
| Zone | South of Lugo | Average Weekday | August | SCE 1-in-2 | 11 | 0.4085 | 0.38907 | 0.4085 | 0.38907 | 0 | 75.4889
| Zone | South of Lugo | Average Weekday | August | SCE 1-in-2 | 12 | 0.44659 | 0.41929 | 0.44659 | 0.41929 | 0 | 79.4513
| Zone | South of Lugo | Average Weekday | August | SCE 1-in-2 | 13 | 0.58823 | 0.53578 | 0.58823 | 0.53578 | 0 | 82.6264
| Zone | South of Lugo | Average Weekday | August | SCE 1-in-2 | 14 | 0.79731 | 0.72916 | 0.79731 | 0.72916 | 0 | 85.1615
| Zone | South of Lugo | Average Weekday | August | SCE 1-in-2 | 15 | 1.043 | 0.96582 | 1.043 | 0.96582 | 0 | 86.8388
| Zone | South of Lugo | Average Weekday | August | SCE 1-in-2 | 16 | 1.3413 | 1.2648 | 1.3413 | 1.2648 | 0 | 87.6701
| Zone | South of Lugo | Average Weekday | August | SCE 1-in-2 | 17 | 1.6146 | 1.5484 | 0.70207 | 0.59963 | 0.017846 | 87.9241
| Zone | South of Lugo | Average Weekday | August | SCE 1-in-2 | 18 | 1.8601 | 1.785 | 1.4128 | 1.2892 | 0.11376 | 87.0646
| Zone | South of Lugo | Average Weekday | August | SCE 1-in-2 | 19 | 1.9782 | 1.8865 | 1.7816 | 1.5629 | 0.077376 | 85.2721
| Zone | South of Lugo | Average Weekday | August | SCE 1-in-2 | 20 | 1.9121 | 1.8354 | 1.7933 | 1.6235 | 0.041015 | 82.455
| Zone | South of Lugo | Average Weekday | August | SCE 1-in-2 | 21 | 1.8242 | 1.7688 | 1.7656 | 1.617 | 0.054283 | 78.4034
| Zone | South of Lugo | Average Weekday | August | SCE 1-in-2 | 22 | 1.6948 | 1.6491 | 2.1391 | 2.1383 | 0.069409 | 75.1301
| Zone | South of Lugo | Average Weekday | August | SCE 1-in-2 | 23 | 1.5207 | 1.4892 | 1.5924 | 1.592 | 0.044018 | 73.0715
| Zone | South of Lugo | Average Weekday | August | SCE 1-in-2 | 24 | 1.2792 | 1.2547 | 1.3228 | 1.2882 | 0.036095 | 71.6685
| Zone | South of Lugo | Average Weekday | December | CAISO 1-in-10 | 1 | 0.77818 | 0.74807 | 0.77818 | 0.74807 | 0 | 53.4985
| Zone | South of Lugo | Average Weekday | December | CAISO 1-in-10 | 2 | 0.69909 | 0.67843 | 0.69909 | 0.67843 | 0 | 52.774
| Zone | South of Lugo | Average Weekday | December | CAISO 1-in-10 | 3 | 0.64501 | 0.62657 | 0.64501 | 0.62657 | 0 | 52.0828
| Zone | South of Lugo | Average Weekday | December | CAISO 1-in-10 | 4 | 0.61157 | 0.59648 | 0.61157 | 0.59648 | 0 | 51.643
| Zone | South of Lugo | Average Weekday | December | CAISO 1-in-10 | 5 | 0.60274 | 0.59098 | 0.60274 | 0.59098 | 0 | 51.169
| Zone | South of Lugo | Average Weekday | December | CAISO 1-in-10 | 6 | 0.61953 | 0.62222 | 0.61953 | 0.62222 | 0 | 50.7718
| Zone | South of Lugo | Average Weekday | December | CAISO 1-in-10 | 7 | 0.66798 | 0.70518 | 0.66798 | 0.70518 | 0 | 50.4375
| Zone | South of Lugo | Average Weekday | December | CAISO 1-in-10 | 8 | 0.65414 | 0.67979 | 0.65414 | 0.67979 | 0 | 50.417
| Zone | South of Lugo | Average Weekday | December | CAISO 1-in-10 | 9 | 0.53563 | 0.51714 | 0.53563 | 0.51714 | 0 | 51.4951
| Zone | South of Lugo | Average Weekday | December | CAISO 1-in-10 | 10 | 0.39908 | 0.37428 | 0.39908 | 0.37428 | 0 | 54.33
| Zone | South of Lugo | Average Weekday | December | CAISO 1-in-10 | 11 | 0.28928 | 0.26984 | 0.28928 | 0.26984 | 0 | 57.6532
| Zone | South of Lugo | Average Weekday | December | CAISO 1-in-10 | 12 | 0.22923 | 0.20192 | 0.22923 | 0.20192 | 0 | 60.5757
| Zone | South of Lugo | Average Weekday | December | CAISO 1-in-10 | 13 | 0.23516 | 0.18271 | 0.23516 | 0.18271 | 0 | 62.5494
| Zone | South of Lugo | Average Weekday | December | CAISO 1-in-10 | 14 | 0.27594 | 0.2078 | 0.27594 | 0.2078 | 0 | 63.8396
| Zone | South of Lugo | Average Weekday | December | CAISO 1-in-10 | 15 | 0.34455 | 0.26739 | 0.34455 | 0.26739 | 0 | 64.6494
| Zone | South of Lugo | Average Weekday | December | CAISO 1-in-10 | 16 | 0.46515 | 0.38859 | 0.46515 | 0.38859 | 0 | 64.7491
| Zone | South of Lugo | Average Weekday | December | CAISO 1-in-10 | 17 | 0.62909 | 0.56285 | 0.62909 | 0.56285 | 0 | 63.9491
| Zone | South of Lugo | Average Weekday | December | CAISO 1-in-10 | 18 | 0.86455 | 0.78949 | 0.86455 | 0.78949 | 0 | 61.9458
| Zone | South of Lugo | Average Weekday | December | CAISO 1-in-10 | 19 | 1.0299 | 0.9382 | 1.0299 | 0.9382 | 0 | 59.6821
| Zone | South of Lugo | Average Weekday | December | CAISO 1-in-10 | 20 | 1.0853 | 1.0087 | 1.0853 | 1.0087 | 0 | 58.1699
| Zone | South of Lugo | Average Weekday | December | CAISO 1-in-10 | 21 | 1.0808 | 1.0254 | 1.0808 | 1.0254 | 0 | 57.0002
| Zone | South of Lugo | Average Weekday | December | CAISO 1-in-10 | 22 | 1.0262 | 0.98047 | 1.0262 | 0.98047 | 0 | 55.8053
| Zone | South of Lugo | Average Weekday | December | CAISO 1-in-10 | 23 | 0.96266 | 0.93117 | 0.96266 | 0.93117 | 0 | 54.8903
| Zone | South of Lugo | Average Weekday | December | CAISO 1-in-10 | 24 | 0.85126 | 0.82683 | 0.85126 | 0.82683 | 0 | 54.1213
| Zone | South of Lugo | Average Weekday | December | CAISO 1-in-2 | 1 | 0.8078 | 0.77769 | 0.8078 | 0.77769 | 0 | 49.9753
| Zone | South of Lugo | Average Weekday | December | CAISO 1-in-2 | 2 | 0.72985 | 0.70918 | 0.72985 | 0.70918 | 0 | 49.254
| Zone | South of Lugo | Average Weekday | December | CAISO 1-in-2 | 3 | 0.67664 | 0.6582 | 0.67664 | 0.6582 | 0 | 48.7511
| Zone | South of Lugo | Average Weekday | December | CAISO 1-in-2 | 4 | 0.64451 | 0.62941 | 0.64451 | 0.62941 | 0 | 48.3026
| Zone | South of Lugo | Average Weekday | December | CAISO 1-in-2 | 5 | 0.63888 | 0.62712 | 0.63888 | 0.62712 | 0 | 47.8596
| Zone | South of Lugo | Average Weekday | December | CAISO 1-in-2 | 6 | 0.65834 | 0.66103 | 0.65834 | 0.66103 | 0 | 47.4337
| Zone | South of Lugo | Average Weekday | December | CAISO 1-in-2 | 7 | 0.70923 | 0.74643 | 0.70923 | 0.74643 | 0 | 47.1315
| Zone | South of Lugo | Average Weekday | December | CAISO 1-in-2 | 8 | 0.68978 | 0.71543 | 0.68978 | 0.71543 | 0 | 46.9927
| Zone | South of Lugo | Average Weekday | December | CAISO 1-in-2 | 9 | 0.56493 | 0.54644 | 0.56493 | 0.54644 | 0 | 47.927
| Zone | South of Lugo | Average Weekday | December | CAISO 1-in-2 | 10 | 0.42319 | 0.39838 | 0.42319 | 0.39838 | 0 | 50.7722
| Zone | South of Lugo | Average Weekday | December | CAISO 1-in-2 | 11 | 0.31659 | 0.29716 | 0.31659 | 0.29716 | 0 | 54.1241
| Zone | South of Lugo | Average Weekday | December | CAISO 1-in-2 | 12 | 0.25986 | 0.23256 | 0.25986 | 0.23256 | 0 | 57.114
| Zone | South of Lugo | Average Weekday | December | CAISO 1-in-2 | 13 | 0.26685 | 0.2144 | 0.26685 | 0.2144 | 0 | 59.3525
| Zone | South of Lugo | Average Weekday | December | CAISO 1-in-2 | 14 | 0.3066 | 0.23846 | 0.3066 | 0.23846 | 0 | 60.8821
| Zone | South of Lugo | Average Weekday | December | CAISO 1-in-2 | 15 | 0.38414 | 0.30698 | 0.38414 | 0.30698 | 0 | 61.8526
| Zone | South of Lugo | Average Weekday | December | CAISO 1-in-2 | 16 | 0.50725 | 0.43069 | 0.50725 | 0.43069 | 0 | 61.9996
| Zone | South of Lugo | Average Weekday | December | CAISO 1-in-2 | 17 | 0.67458 | 0.60834 | 0.67458 | 0.60834 | 0 | 61.2404
| Zone | South of Lugo | Average Weekday | December | CAISO 1-in-2 | 18 | 0.91469 | 0.83964 | 0.91469 | 0.83964 | 0 | 59.238
| Zone | South of Lugo | Average Weekday | December | CAISO 1-in-2 | 19 | 1.0818 | 0.99011 | 1.0818 | 0.99011 | 0 | 56.9726
| Zone | South of Lugo | Average Weekday | December | CAISO 1-in-2 | 20 | 1.1266 | 1.0499 | 1.1266 | 1.0499 | 0 | 55.3217
| Zone | South of Lugo | Average Weekday | December | CAISO 1-in-2 | 21 | 1.1178 | 1.0624 | 1.1178 | 1.0624 | 0 | 53.8796
| Zone | South of Lugo | Average Weekday | December | CAISO 1-in-2 | 22 | 1.0635 | 1.0178 | 1.0635 | 1.0178 | 0 | 52.7185
| Zone | South of Lugo | Average Weekday | December | CAISO 1-in-2 | 23 | 0.99894 | 0.96744 | 0.99894 | 0.96744 | 0 | 51.6027
| Zone | South of Lugo | Average Weekday | December | CAISO 1-in-2 | 24 | 0.88709 | 0.86266 | 0.88709 | 0.86266 | 0 | 50.6314
| Zone | South of Lugo | Average Weekday | December | SCE 1-in-10 | 1 | 0.79988 | 0.76977 | 0.79988 | 0.76977 | 0 | 50.5038
| Zone | South of Lugo | Average Weekday | December | SCE 1-in-10 | 2 | 0.72162 | 0.70096 | 0.72162 | 0.70096 | 0 | 49.7511
| Zone | South of Lugo | Average Weekday | December | SCE 1-in-10 | 3 | 0.66818 | 0.64974 | 0.66818 | 0.64974 | 0 | 49.1445
| Zone | South of Lugo | Average Weekday | December | SCE 1-in-10 | 4 | 0.6357 | 0.62061 | 0.6357 | 0.62061 | 0 | 48.4797
| Zone | South of Lugo | Average Weekday | December | SCE 1-in-10 | 5 | 0.62922 | 0.61745 | 0.62922 | 0.61745 | 0 | 48.0112
| Zone | South of Lugo | Average Weekday | December | SCE 1-in-10 | 6 | 0.64796 | 0.65065 | 0.64796 | 0.65065 | 0 | 47.5305
| Zone | South of Lugo | Average Weekday | December | SCE 1-in-10 | 7 | 0.6982 | 0.7354 | 0.6982 | 0.7354 | 0 | 47.281
| Zone | South of Lugo | Average Weekday | December | SCE 1-in-10 | 8 | 0.68025 | 0.7059 | 0.68025 | 0.7059 | 0 | 47.5261
| Zone | South of Lugo | Average Weekday | December | SCE 1-in-10 | 9 | 0.55709 | 0.5386 | 0.55709 | 0.5386 | 0 | 48.6585
| Zone | South of Lugo | Average Weekday | December | SCE 1-in-10 | 10 | 0.41674 | 0.39194 | 0.41674 | 0.39194 | 0 | 51.9542
| Zone | South of Lugo | Average Weekday | December | SCE 1-in-10 | 11 | 0.30929 | 0.28985 | 0.30929 | 0.28985 | 0 | 55.6018
| Zone | South of Lugo | Average Weekday | December | SCE 1-in-10 | 12 | 0.25167 | 0.22436 | 0.25167 | 0.22436 | 0 | 58.6571
| Zone | South of Lugo | Average Weekday | December | SCE 1-in-10 | 13 | 0.25838 | 0.20593 | 0.25838 | 0.20593 | 0 | 60.8136
| Zone | South of Lugo | Average Weekday | December | SCE 1-in-10 | 14 | 0.29843 | 0.23029 | 0.29843 | 0.23029 | 0 | 62.2543
| Zone | South of Lugo | Average Weekday | December | SCE 1-in-10 | 15 | 0.37402 | 0.29686 | 0.37402 | 0.29686 | 0 | 63.1409
| Zone | South of Lugo | Average Weekday | December | SCE 1-in-10 | 16 | 0.49598 | 0.41941 | 0.49598 | 0.41941 | 0 | 63.3641
| Zone | South of Lugo | Average Weekday | December | SCE 1-in-10 | 17 | 0.66241 | 0.59617 | 0.66241 | 0.59617 | 0 | 62.4693
| Zone | South of Lugo | Average Weekday | December | SCE 1-in-10 | 18 | 0.90128 | 0.82623 | 0.90128 | 0.82623 | 0 | 60.2221
| Zone | South of Lugo | Average Weekday | December | SCE 1-in-10 | 19 | 1.0679 | 0.97623 | 1.0679 | 0.97623 | 0 | 57.7364
| Zone | South of Lugo | Average Weekday | December | SCE 1-in-10 | 20 | 1.1155 | 1.0389 | 1.1155 | 1.0389 | 0 | 56.1739
| Zone | South of Lugo | Average Weekday | December | SCE 1-in-10 | 21 | 1.1079 | 1.0525 | 1.1079 | 1.0525 | 0 | 54.9086
| Zone | South of Lugo | Average Weekday | December | SCE 1-in-10 | 22 | 1.0535 | 1.0078 | 1.0535 | 1.0078 | 0 | 53.6093
| Zone | South of Lugo | Average Weekday | December | SCE 1-in-10 | 23 | 0.98924 | 0.95774 | 0.98924 | 0.95774 | 0 | 52.4911
| Zone | South of Lugo | Average Weekday | December | SCE 1-in-10 | 24 | 0.87751 | 0.85308 | 0.87751 | 0.85308 | 0 | 51.6041
| Zone | South of Lugo | Average Weekday | December | SCE 1-in-2 | 1 | 0.79303 | 0.76292 | 0.79303 | 0.76292 | 0 | 52.3158
| Zone | South of Lugo | Average Weekday | December | SCE 1-in-2 | 2 | 0.71451 | 0.69385 | 0.71451 | 0.69385 | 0 | 51.6433
| Zone | South of Lugo | Average Weekday | December | SCE 1-in-2 | 3 | 0.66087 | 0.64243 | 0.66087 | 0.64243 | 0 | 51.1795
| Zone | South of Lugo | Average Weekday | December | SCE 1-in-2 | 4 | 0.62808 | 0.61299 | 0.62808 | 0.61299 | 0 | 50.7992
| Zone | South of Lugo | Average Weekday | December | SCE 1-in-2 | 5 | 0.62086 | 0.6091 | 0.62086 | 0.6091 | 0 | 50.4101
| Zone | South of Lugo | Average Weekday | December | SCE 1-in-2 | 6 | 0.63899 | 0.64168 | 0.63899 | 0.64168 | 0 | 49.9246
| Zone | South of Lugo | Average Weekday | December | SCE 1-in-2 | 7 | 0.68867 | 0.72586 | 0.68867 | 0.72586 | 0 | 49.5227
| Zone | South of Lugo | Average Weekday | December | SCE 1-in-2 | 8 | 0.67201 | 0.69766 | 0.67201 | 0.69766 | 0 | 49.3214
| Zone | South of Lugo | Average Weekday | December | SCE 1-in-2 | 9 | 0.55032 | 0.53183 | 0.55032 | 0.53183 | 0 | 50.0755
| Zone | South of Lugo | Average Weekday | December | SCE 1-in-2 | 10 | 0.41117 | 0.38636 | 0.41117 | 0.38636 | 0 | 52.4595
| Zone | South of Lugo | Average Weekday | December | SCE 1-in-2 | 11 | 0.30297 | 0.28354 | 0.30297 | 0.28354 | 0 | 55.3755
| Zone | South of Lugo | Average Weekday | December | SCE 1-in-2 | 12 | 0.24459 | 0.21728 | 0.24459 | 0.21728 | 0 | 58.1131
| Zone | South of Lugo | Average Weekday | December | SCE 1-in-2 | 13 | 0.25105 | 0.1986 | 0.25105 | 0.1986 | 0 | 60.1727
| Zone | South of Lugo | Average Weekday | December | SCE 1-in-2 | 14 | 0.29136 | 0.22322 | 0.29136 | 0.22322 | 0 | 61.5824
| Zone | South of Lugo | Average Weekday | December | SCE 1-in-2 | 15 | 0.36528 | 0.28811 | 0.36528 | 0.28811 | 0 | 62.5039
| Zone | South of Lugo | Average Weekday | December | SCE 1-in-2 | 16 | 0.48623 | 0.40967 | 0.48623 | 0.40967 | 0 | 62.6413
| Zone | South of Lugo | Average Weekday | December | SCE 1-in-2 | 17 | 0.65189 | 0.58565 | 0.65189 | 0.58565 | 0 | 61.9262
| Zone | South of Lugo | Average Weekday | December | SCE 1-in-2 | 18 | 0.88969 | 0.81463 | 0.88969 | 0.81463 | 0 | 59.9987
| Zone | South of Lugo | Average Weekday | December | SCE 1-in-2 | 19 | 1.0559 | 0.96423 | 1.0559 | 0.96423 | 0 | 57.8881
| Zone | South of Lugo | Average Weekday | December | SCE 1-in-2 | 20 | 1.106 | 1.0294 | 1.106 | 1.0294 | 0 | 56.4619
| Zone | South of Lugo | Average Weekday | December | SCE 1-in-2 | 21 | 1.0994 | 1.044 | 1.0994 | 1.044 | 0 | 55.3185
| Zone | South of Lugo | Average Weekday | December | SCE 1-in-2 | 22 | 1.0449 | 0.99918 | 1.0449 | 0.99918 | 0 | 54.2478
| Zone | South of Lugo | Average Weekday | December | SCE 1-in-2 | 23 | 0.98085 | 0.94935 | 0.98085 | 0.94935 | 0 | 53.2962
| Zone | South of Lugo | Average Weekday | December | SCE 1-in-2 | 24 | 0.86922 | 0.8448 | 0.86922 | 0.8448 | 0 | 52.48
| Zone | South of Lugo | Average Weekday | February | CAISO 1-in-10 | 1 | 0.80943 | 0.77932 | 0.80943 | 0.77932 | 0 | 49.5181
| Zone | South of Lugo | Average Weekday | February | CAISO 1-in-10 | 2 | 0.73154 | 0.71088 | 0.73154 | 0.71088 | 0 | 48.5338
| Zone | South of Lugo | Average Weekday | February | CAISO 1-in-10 | 3 | 0.67838 | 0.65994 | 0.67838 | 0.65994 | 0 | 47.727
| Zone | South of Lugo | Average Weekday | February | CAISO 1-in-10 | 4 | 0.64632 | 0.63123 | 0.64632 | 0.63123 | 0 | 47.0495
| Zone | South of Lugo | Average Weekday | February | CAISO 1-in-10 | 5 | 0.64087 | 0.62911 | 0.64087 | 0.62911 | 0 | 46.5288
| Zone | South of Lugo | Average Weekday | February | CAISO 1-in-10 | 6 | 0.66048 | 0.66317 | 0.66048 | 0.66317 | 0 | 46.0207
| Zone | South of Lugo | Average Weekday | February | CAISO 1-in-10 | 7 | 0.71151 | 0.7487 | 0.71151 | 0.7487 | 0 | 45.7121
| Zone | South of Lugo | Average Weekday | February | CAISO 1-in-10 | 8 | 0.69174 | 0.71739 | 0.69174 | 0.71739 | 0 | 45.8339
| Zone | South of Lugo | Average Weekday | February | CAISO 1-in-10 | 9 | 0.56654 | 0.54805 | 0.56654 | 0.54805 | 0 | 47.5251
| Zone | South of Lugo | Average Weekday | February | CAISO 1-in-10 | 10 | 0.42451 | 0.39971 | 0.42451 | 0.39971 | 0 | 50.8065
| Zone | South of Lugo | Average Weekday | February | CAISO 1-in-10 | 11 | 0.3181 | 0.29866 | 0.3181 | 0.29866 | 0 | 54.1708
| Zone | South of Lugo | Average Weekday | February | CAISO 1-in-10 | 12 | 0.26155 | 0.23424 | 0.26155 | 0.23424 | 0 | 56.9715
| Zone | South of Lugo | Average Weekday | February | CAISO 1-in-10 | 13 | 0.2686 | 0.21615 | 0.2686 | 0.21615 | 0 | 58.9362
| Zone | South of Lugo | Average Weekday | February | CAISO 1-in-10 | 14 | 0.30828 | 0.24014 | 0.30828 | 0.24014 | 0 | 60.4518
| Zone | South of Lugo | Average Weekday | February | CAISO 1-in-10 | 15 | 0.38622 | 0.30906 | 0.38622 | 0.30906 | 0 | 61.5658
| Zone | South of Lugo | Average Weekday | February | CAISO 1-in-10 | 16 | 0.50957 | 0.43301 | 0.50957 | 0.43301 | 0 | 62.1205
| Zone | South of Lugo | Average Weekday | February | CAISO 1-in-10 | 17 | 0.67709 | 0.61084 | 0.67709 | 0.61084 | 0 | 61.813
| Zone | South of Lugo | Average Weekday | February | CAISO 1-in-10 | 18 | 0.91745 | 0.8424 | 0.91745 | 0.8424 | 0 | 60.5577
| Zone | South of Lugo | Average Weekday | February | CAISO 1-in-10 | 19 | 1.0847 | 0.99297 | 1.0847 | 0.99297 | 0 | 58.2244
| Zone | South of Lugo | Average Weekday | February | CAISO 1-in-10 | 20 | 1.1288 | 1.0522 | 1.1288 | 1.0522 | 0 | 56.1147
| Zone | South of Lugo | Average Weekday | February | CAISO 1-in-10 | 21 | 1.1199 | 1.0645 | 1.1199 | 1.0645 | 0 | 54.5484
| Zone | South of Lugo | Average Weekday | February | CAISO 1-in-10 | 22 | 1.0655 | 1.0198 | 1.0655 | 1.0198 | 0 | 53.3441
| Zone | South of Lugo | Average Weekday | February | CAISO 1-in-10 | 23 | 1.0009 | 0.96944 | 1.0009 | 0.96944 | 0 | 52.1346
| Zone | South of Lugo | Average Weekday | February | CAISO 1-in-10 | 24 | 0.88906 | 0.86463 | 0.88906 | 0.86463 | 0 | 50.8894
| Zone | South of Lugo | Average Weekday | February | CAISO 1-in-2 | 1 | 0.76253 | 0.73242 | 0.76253 | 0.73242 | 0 | 54.4862
| Zone | South of Lugo | Average Weekday | February | CAISO 1-in-2 | 2 | 0.68284 | 0.66218 | 0.68284 | 0.66218 | 0 | 53.5931
| Zone | South of Lugo | Average Weekday | February | CAISO 1-in-2 | 3 | 0.6283 | 0.60986 | 0.6283 | 0.60986 | 0 | 52.88
| Zone | South of Lugo | Average Weekday | February | CAISO 1-in-2 | 4 | 0.59417 | 0.57907 | 0.59417 | 0.57907 | 0 | 52.0052
| Zone | South of Lugo | Average Weekday | February | CAISO 1-in-2 | 5 | 0.58365 | 0.57189 | 0.58365 | 0.57189 | 0 | 51.3721
| Zone | South of Lugo | Average Weekday | February | CAISO 1-in-2 | 6 | 0.59902 | 0.60171 | 0.59902 | 0.60171 | 0 | 50.8004
| Zone | South of Lugo | Average Weekday | February | CAISO 1-in-2 | 7 | 0.64619 | 0.68338 | 0.64619 | 0.68338 | 0 | 50.4803
| Zone | South of Lugo | Average Weekday | February | CAISO 1-in-2 | 8 | 0.63531 | 0.66096 | 0.63531 | 0.66096 | 0 | 50.2956
| Zone | South of Lugo | Average Weekday | February | CAISO 1-in-2 | 9 | 0.52014 | 0.50165 | 0.52014 | 0.50165 | 0 | 51.9746
| Zone | South of Lugo | Average Weekday | February | CAISO 1-in-2 | 10 | 0.38635 | 0.36155 | 0.38635 | 0.36155 | 0 | 55.5864
| Zone | South of Lugo | Average Weekday | February | CAISO 1-in-2 | 11 | 0.27485 | 0.25541 | 0.27485 | 0.25541 | 0 | 59.3798
| Zone | South of Lugo | Average Weekday | February | CAISO 1-in-2 | 12 | 0.21304 | 0.18573 | 0.21304 | 0.18573 | 0 | 62.5357
| Zone | South of Lugo | Average Weekday | February | CAISO 1-in-2 | 13 | 0.2126 | 0.16015 | 0.2126 | 0.16015 | 0 | 64.9721
| Zone | South of Lugo | Average Weekday | February | CAISO 1-in-2 | 14 | 0.2439 | 0.17576 | 0.2439 | 0.17576 | 0 | 66.6489
| Zone | South of Lugo | Average Weekday | February | CAISO 1-in-2 | 15 | 0.31638 | 0.23922 | 0.31638 | 0.23922 | 0 | 67.5798
| Zone | South of Lugo | Average Weekday | February | CAISO 1-in-2 | 16 | 0.44316 | 0.3666 | 0.44316 | 0.3666 | 0 | 67.7928
| Zone | South of Lugo | Average Weekday | February | CAISO 1-in-2 | 17 | 0.60605 | 0.53981 | 0.60605 | 0.53981 | 0 | 67.2783
| Zone | South of Lugo | Average Weekday | February | CAISO 1-in-2 | 18 | 0.83317 | 0.75811 | 0.83317 | 0.75811 | 0 | 65.8606
| Zone | South of Lugo | Average Weekday | February | CAISO 1-in-2 | 19 | 1.0025 | 0.91077 | 1.0025 | 0.91077 | 0 | 63.2625
| Zone | South of Lugo | Average Weekday | February | CAISO 1-in-2 | 20 | 1.0635 | 0.98687 | 1.0635 | 0.98687 | 0 | 60.8339
| Zone | South of Lugo | Average Weekday | February | CAISO 1-in-2 | 21 | 1.0613 | 1.0059 | 1.0613 | 1.0059 | 0 | 59.191
| Zone | South of Lugo | Average Weekday | February | CAISO 1-in-2 | 22 | 1.0065 | 0.96076 | 1.0065 | 0.96076 | 0 | 57.8782
| Zone | South of Lugo | Average Weekday | February | CAISO 1-in-2 | 23 | 0.94349 | 0.912 | 0.94349 | 0.912 | 0 | 56.6338
| Zone | South of Lugo | Average Weekday | February | CAISO 1-in-2 | 24 | 0.83233 | 0.8079 | 0.83233 | 0.8079 | 0 | 55.4973
| Zone | South of Lugo | Average Weekday | February | SCE 1-in-10 | 1 | 0.74341 | 0.7133 | 0.74341 | 0.7133 | 0 | 56.9004
| Zone | South of Lugo | Average Weekday | February | SCE 1-in-10 | 2 | 0.66333 | 0.64267 | 0.66333 | 0.64267 | 0 | 55.7864
| Zone | South of Lugo | Average Weekday | February | SCE 1-in-10 | 3 | 0.60737 | 0.58893 | 0.60737 | 0.58893 | 0 | 54.8435
| Zone | South of Lugo | Average Weekday | February | SCE 1-in-10 | 4 | 0.5721 | 0.55701 | 0.5721 | 0.55701 | 0 | 53.7875
| Zone | South of Lugo | Average Weekday | February | SCE 1-in-10 | 5 | 0.55993 | 0.54817 | 0.55993 | 0.54817 | 0 | 53.0148
| Zone | South of Lugo | Average Weekday | February | SCE 1-in-10 | 6 | 0.57302 | 0.57572 | 0.57302 | 0.57572 | 0 | 52.4246
| Zone | South of Lugo | Average Weekday | February | SCE 1-in-10 | 7 | 0.61429 | 0.65148 | 0.61429 | 0.65148 | 0 | 52.1094
| Zone | South of Lugo | Average Weekday | February | SCE 1-in-10 | 8 | 0.59737 | 0.62302 | 0.59737 | 0.62302 | 0 | 51.92
| Zone | South of Lugo | Average Weekday | February | SCE 1-in-10 | 9 | 0.48492 | 0.46643 | 0.48492 | 0.46643 | 0 | 54.1561
| Zone | South of Lugo | Average Weekday | February | SCE 1-in-10 | 10 | 0.35463 | 0.32983 | 0.35463 | 0.32983 | 0 | 58.4299
| Zone | South of Lugo | Average Weekday | February | SCE 1-in-10 | 11 | 0.24229 | 0.22285 | 0.24229 | 0.22285 | 0 | 62.8766
| Zone | South of Lugo | Average Weekday | February | SCE 1-in-10 | 12 | 0.16681 | 0.1395 | 0.16681 | 0.1395 | 0 | 66.4201
| Zone | South of Lugo | Average Weekday | February | SCE 1-in-10 | 13 | 0.1527 | 0.10025 | 0.1527 | 0.10025 | 0 | 69.0478
| Zone | South of Lugo | Average Weekday | February | SCE 1-in-10 | 14 | 0.18528 | 0.11714 | 0.18528 | 0.11714 | 0 | 70.8833
| Zone | South of Lugo | Average Weekday | February | SCE 1-in-10 | 15 | 0.26312 | 0.18596 | 0.26312 | 0.18596 | 0 | 71.8069
| Zone | South of Lugo | Average Weekday | February | SCE 1-in-10 | 16 | 0.39572 | 0.31916 | 0.39572 | 0.31916 | 0 | 72.2006
| Zone | South of Lugo | Average Weekday | February | SCE 1-in-10 | 17 | 0.55972 | 0.49348 | 0.55972 | 0.49348 | 0 | 71.5704
| Zone | South of Lugo | Average Weekday | February | SCE 1-in-10 | 18 | 0.78046 | 0.70541 | 0.78046 | 0.70541 | 0 | 69.93
| Zone | South of Lugo | Average Weekday | February | SCE 1-in-10 | 19 | 0.96562 | 0.87394 | 0.96562 | 0.87394 | 0 | 66.7568
| Zone | South of Lugo | Average Weekday | February | SCE 1-in-10 | 20 | 1.0299 | 0.95324 | 1.0299 | 0.95324 | 0 | 63.8455
| Zone | South of Lugo | Average Weekday | February | SCE 1-in-10 | 21 | 1.0399 | 0.98446 | 1.0399 | 0.98446 | 0 | 61.9689
| Zone | South of Lugo | Average Weekday | February | SCE 1-in-10 | 22 | 0.99042 | 0.94472 | 1.0022 | 0.95651 | 0.0058972 | 60.551
| Zone | South of Lugo | Average Weekday | February | SCE 1-in-10 | 23 | 0.92464 | 0.89315 | 0.92464 | 0.89315 | 0 | 59.0478
| Zone | South of Lugo | Average Weekday | February | SCE 1-in-10 | 24 | 0.81294 | 0.78851 | 0.81294 | 0.78851 | 0 | 57.8088
| Zone | South of Lugo | Average Weekday | February | SCE 1-in-2 | 1 | 0.77302 | 0.74291 | 0.77302 | 0.74291 | 0 | 53.1385
| Zone | South of Lugo | Average Weekday | February | SCE 1-in-2 | 2 | 0.69374 | 0.67307 | 0.69374 | 0.67307 | 0 | 52.3058
| Zone | South of Lugo | Average Weekday | February | SCE 1-in-2 | 3 | 0.63951 | 0.62107 | 0.63951 | 0.62107 | 0 | 51.5697
| Zone | South of Lugo | Average Weekday | February | SCE 1-in-2 | 4 | 0.60584 | 0.59074 | 0.60584 | 0.59074 | 0 | 50.8638
| Zone | South of Lugo | Average Weekday | February | SCE 1-in-2 | 5 | 0.59645 | 0.58469 | 0.59645 | 0.58469 | 0 | 50.3222
| Zone | South of Lugo | Average Weekday | February | SCE 1-in-2 | 6 | 0.61277 | 0.61547 | 0.61277 | 0.61547 | 0 | 49.8526
| Zone | South of Lugo | Average Weekday | February | SCE 1-in-2 | 7 | 0.6608 | 0.698 | 0.6608 | 0.698 | 0 | 49.5212
| Zone | South of Lugo | Average Weekday | February | SCE 1-in-2 | 8 | 0.64794 | 0.67359 | 0.64794 | 0.67359 | 0 | 49.4342
| Zone | South of Lugo | Average Weekday | February | SCE 1-in-2 | 9 | 0.53052 | 0.51204 | 0.53052 | 0.51204 | 0 | 51.1091
| Zone | South of Lugo | Average Weekday | February | SCE 1-in-2 | 10 | 0.39489 | 0.37009 | 0.39489 | 0.37009 | 0 | 54.5489
| Zone | South of Lugo | Average Weekday | February | SCE 1-in-2 | 11 | 0.28452 | 0.26509 | 0.28452 | 0.26509 | 0 | 58.0467
| Zone | South of Lugo | Average Weekday | February | SCE 1-in-2 | 12 | 0.22389 | 0.19659 | 0.22389 | 0.19659 | 0 | 61.3645
| Zone | South of Lugo | Average Weekday | February | SCE 1-in-2 | 13 | 0.22965 | 0.1772 | 0.22965 | 0.1772 | 0 | 63.8625
| Zone | South of Lugo | Average Weekday | February | SCE 1-in-2 | 14 | 0.26318 | 0.19504 | 0.26318 | 0.19504 | 0 | 65.5478
| Zone | South of Lugo | Average Weekday | February | SCE 1-in-2 | 15 | 0.33374 | 0.25658 | 0.33374 | 0.25658 | 0 | 66.4805
| Zone | South of Lugo | Average Weekday | February | SCE 1-in-2 | 16 | 0.45797 | 0.38141 | 0.45797 | 0.38141 | 0 | 66.7148
| Zone | South of Lugo | Average Weekday | February | SCE 1-in-2 | 17 | 0.62172 | 0.55548 | 0.62172 | 0.55548 | 0 | 66.1515
| Zone | South of Lugo | Average Weekday | February | SCE 1-in-2 | 18 | 0.85382 | 0.77877 | 0.85382 | 0.77877 | 0 | 64.6719
| Zone | South of Lugo | Average Weekday | February | SCE 1-in-2 | 19 | 1.0208 | 0.92916 | 1.0208 | 0.92916 | 0 | 61.9188
| Zone | South of Lugo | Average Weekday | February | SCE 1-in-2 | 20 | 1.0781 | 1.0015 | 1.0781 | 1.0015 | 0 | 59.574
| Zone | South of Lugo | Average Weekday | February | SCE 1-in-2 | 21 | 1.0744 | 1.019 | 1.0744 | 1.019 | 0 | 57.9788
| Zone | South of Lugo | Average Weekday | February | SCE 1-in-2 | 22 | 1.0197 | 0.97398 | 1.0197 | 0.97398 | 0 | 56.7347
| Zone | South of Lugo | Average Weekday | February | SCE 1-in-2 | 23 | 0.95635 | 0.92485 | 0.95635 | 0.92485 | 0 | 55.5262
| Zone | South of Lugo | Average Weekday | February | SCE 1-in-2 | 24 | 0.84503 | 0.8206 | 0.84503 | 0.8206 | 0 | 54.3424
| Zone | South of Lugo | Average Weekday | January | CAISO 1-in-10 | 1 | 0.80526 | 0.77515 | 0.80526 | 0.77515 | 0 | 50.6521
| Zone | South of Lugo | Average Weekday | January | CAISO 1-in-10 | 2 | 0.72721 | 0.70654 | 0.72721 | 0.70654 | 0 | 49.8582
| Zone | South of Lugo | Average Weekday | January | CAISO 1-in-10 | 3 | 0.67393 | 0.65548 | 0.67393 | 0.65548 | 0 | 49.208
| Zone | South of Lugo | Average Weekday | January | CAISO 1-in-10 | 4 | 0.64168 | 0.62659 | 0.64168 | 0.62659 | 0 | 48.6399
| Zone | South of Lugo | Average Weekday | January | CAISO 1-in-10 | 5 | 0.63578 | 0.62402 | 0.63578 | 0.62402 | 0 | 48.1275
| Zone | South of Lugo | Average Weekday | January | CAISO 1-in-10 | 6 | 0.65501 | 0.6577 | 0.65501 | 0.6577 | 0 | 47.613
| Zone | South of Lugo | Average Weekday | January | CAISO 1-in-10 | 7 | 0.70569 | 0.74289 | 0.70569 | 0.74289 | 0 | 47.238
| Zone | South of Lugo | Average Weekday | January | CAISO 1-in-10 | 8 | 0.68672 | 0.71237 | 0.68672 | 0.71237 | 0 | 47.0511
| Zone | South of Lugo | Average Weekday | January | CAISO 1-in-10 | 9 | 0.56241 | 0.54392 | 0.56241 | 0.54392 | 0 | 47.7813
| Zone | South of Lugo | Average Weekday | January | CAISO 1-in-10 | 10 | 0.42112 | 0.39631 | 0.42112 | 0.39631 | 0 | 50.5779
| Zone | South of Lugo | Average Weekday | January | CAISO 1-in-10 | 11 | 0.31425 | 0.29481 | 0.31425 | 0.29481 | 0 | 53.8749
| Zone | South of Lugo | Average Weekday | January | CAISO 1-in-10 | 12 | 0.25723 | 0.22993 | 0.25723 | 0.22993 | 0 | 56.8891
| Zone | South of Lugo | Average Weekday | January | CAISO 1-in-10 | 13 | 0.26413 | 0.21168 | 0.26413 | 0.21168 | 0 | 58.9772
| Zone | South of Lugo | Average Weekday | January | CAISO 1-in-10 | 14 | 0.30397 | 0.23583 | 0.30397 | 0.23583 | 0 | 60.4572
| Zone | South of Lugo | Average Weekday | January | CAISO 1-in-10 | 15 | 0.38089 | 0.30373 | 0.38089 | 0.30373 | 0 | 61.3203
| Zone | South of Lugo | Average Weekday | January | CAISO 1-in-10 | 16 | 0.50363 | 0.42707 | 0.50363 | 0.42707 | 0 | 61.7009
| Zone | South of Lugo | Average Weekday | January | CAISO 1-in-10 | 17 | 0.67068 | 0.60443 | 0.67068 | 0.60443 | 0 | 61.375
| Zone | South of Lugo | Average Weekday | January | CAISO 1-in-10 | 18 | 0.91039 | 0.83533 | 0.91039 | 0.83533 | 0 | 59.9737
| Zone | South of Lugo | Average Weekday | January | CAISO 1-in-10 | 19 | 1.0773 | 0.98565 | 1.0773 | 0.98565 | 0 | 57.7495
| Zone | South of Lugo | Average Weekday | January | CAISO 1-in-10 | 20 | 1.123 | 1.0464 | 1.123 | 1.0464 | 0 | 56.1064
| Zone | South of Lugo | Average Weekday | January | CAISO 1-in-10 | 21 | 1.1147 | 1.0593 | 1.1147 | 1.0593 | 0 | 54.8518
| Zone | South of Lugo | Average Weekday | January | CAISO 1-in-10 | 22 | 1.0603 | 1.0146 | 1.0603 | 1.0146 | 0 | 53.7267
| Zone | South of Lugo | Average Weekday | January | CAISO 1-in-10 | 23 | 0.99582 | 0.96433 | 0.99582 | 0.96433 | 0 | 52.5369
| Zone | South of Lugo | Average Weekday | January | CAISO 1-in-10 | 24 | 0.88401 | 0.85958 | 0.88401 | 0.85958 | 0 | 51.6399
| Zone | South of Lugo | Average Weekday | January | CAISO 1-in-2 | 1 | 0.76446 | 0.73435 | 0.76446 | 0.73435 | 0 | 53.9998
| Zone | South of Lugo | Average Weekday | January | CAISO 1-in-2 | 2 | 0.68485 | 0.66418 | 0.68485 | 0.66418 | 0 | 53.1959
| Zone | South of Lugo | Average Weekday | January | CAISO 1-in-2 | 3 | 0.63037 | 0.61192 | 0.63037 | 0.61192 | 0 | 52.6018
| Zone | South of Lugo | Average Weekday | January | CAISO 1-in-2 | 4 | 0.59632 | 0.58122 | 0.59632 | 0.58122 | 0 | 52.2425
| Zone | South of Lugo | Average Weekday | January | CAISO 1-in-2 | 5 | 0.58601 | 0.57425 | 0.58601 | 0.57425 | 0 | 51.6691
| Zone | South of Lugo | Average Weekday | January | CAISO 1-in-2 | 6 | 0.60155 | 0.60425 | 0.60155 | 0.60425 | 0 | 51.2222
| Zone | South of Lugo | Average Weekday | January | CAISO 1-in-2 | 7 | 0.64888 | 0.68607 | 0.64888 | 0.68607 | 0 | 51.0678
| Zone | South of Lugo | Average Weekday | January | CAISO 1-in-2 | 8 | 0.63764 | 0.66329 | 0.63764 | 0.66329 | 0 | 50.9202
| Zone | South of Lugo | Average Weekday | January | CAISO 1-in-2 | 9 | 0.52206 | 0.50357 | 0.52206 | 0.50357 | 0 | 51.5988
| Zone | South of Lugo | Average Weekday | January | CAISO 1-in-2 | 10 | 0.38792 | 0.36312 | 0.38792 | 0.36312 | 0 | 54.6043
| Zone | South of Lugo | Average Weekday | January | CAISO 1-in-2 | 11 | 0.27663 | 0.2572 | 0.27663 | 0.2572 | 0 | 58.4499
| Zone | South of Lugo | Average Weekday | January | CAISO 1-in-2 | 12 | 0.21504 | 0.18773 | 0.21504 | 0.18773 | 0 | 61.7872
| Zone | South of Lugo | Average Weekday | January | CAISO 1-in-2 | 13 | 0.21785 | 0.1654 | 0.21785 | 0.1654 | 0 | 64.5263
| Zone | South of Lugo | Average Weekday | January | CAISO 1-in-2 | 14 | 0.24818 | 0.18004 | 0.24818 | 0.18004 | 0 | 66.3833
| Zone | South of Lugo | Average Weekday | January | CAISO 1-in-2 | 15 | 0.31947 | 0.24231 | 0.31947 | 0.24231 | 0 | 67.4274
| Zone | South of Lugo | Average Weekday | January | CAISO 1-in-2 | 16 | 0.44591 | 0.36935 | 0.44591 | 0.36935 | 0 | 67.8059
| Zone | South of Lugo | Average Weekday | January | CAISO 1-in-2 | 17 | 0.60898 | 0.54274 | 0.60898 | 0.54274 | 0 | 67.1934
| Zone | South of Lugo | Average Weekday | January | CAISO 1-in-2 | 18 | 0.8382 | 0.76315 | 0.8382 | 0.76315 | 0 | 65.4247
| Zone | South of Lugo | Average Weekday | January | CAISO 1-in-2 | 19 | 1.0058 | 0.91416 | 1.0058 | 0.91416 | 0 | 62.6563
| Zone | South of Lugo | Average Weekday | January | CAISO 1-in-2 | 20 | 1.0662 | 0.98957 | 1.0662 | 0.98957 | 0 | 60.6543
| Zone | South of Lugo | Average Weekday | January | CAISO 1-in-2 | 21 | 1.0637 | 1.0083 | 1.0637 | 1.0083 | 0 | 59.1207
| Zone | South of Lugo | Average Weekday | January | CAISO 1-in-2 | 22 | 1.0089 | 0.96319 | 1.0089 | 0.96319 | 0 | 57.7288
| Zone | South of Lugo | Average Weekday | January | CAISO 1-in-2 | 23 | 0.94586 | 0.91437 | 0.94586 | 0.91437 | 0 | 56.3534
| Zone | South of Lugo | Average Weekday | January | CAISO 1-in-2 | 24 | 0.83467 | 0.81024 | 0.83467 | 0.81024 | 0 | 55.1656
| Zone | South of Lugo | Average Weekday | January | SCE 1-in-10 | 1 | 0.80526 | 0.77515 | 0.80526 | 0.77515 | 0 | 50.6521
| Zone | South of Lugo | Average Weekday | January | SCE 1-in-10 | 2 | 0.72721 | 0.70654 | 0.72721 | 0.70654 | 0 | 49.8582
| Zone | South of Lugo | Average Weekday | January | SCE 1-in-10 | 3 | 0.67393 | 0.65548 | 0.67393 | 0.65548 | 0 | 49.208
| Zone | South of Lugo | Average Weekday | January | SCE 1-in-10 | 4 | 0.64168 | 0.62659 | 0.64168 | 0.62659 | 0 | 48.6399
| Zone | South of Lugo | Average Weekday | January | SCE 1-in-10 | 5 | 0.63578 | 0.62402 | 0.63578 | 0.62402 | 0 | 48.1275
| Zone | South of Lugo | Average Weekday | January | SCE 1-in-10 | 6 | 0.65501 | 0.6577 | 0.65501 | 0.6577 | 0 | 47.613
| Zone | South of Lugo | Average Weekday | January | SCE 1-in-10 | 7 | 0.70569 | 0.74289 | 0.70569 | 0.74289 | 0 | 47.238
| Zone | South of Lugo | Average Weekday | January | SCE 1-in-10 | 8 | 0.68672 | 0.71237 | 0.68672 | 0.71237 | 0 | 47.0511
| Zone | South of Lugo | Average Weekday | January | SCE 1-in-10 | 9 | 0.56241 | 0.54392 | 0.56241 | 0.54392 | 0 | 47.7813
| Zone | South of Lugo | Average Weekday | January | SCE 1-in-10 | 10 | 0.42112 | 0.39631 | 0.42112 | 0.39631 | 0 | 50.5779
| Zone | South of Lugo | Average Weekday | January | SCE 1-in-10 | 11 | 0.31425 | 0.29481 | 0.31425 | 0.29481 | 0 | 53.8749
| Zone | South of Lugo | Average Weekday | January | SCE 1-in-10 | 12 | 0.25723 | 0.22993 | 0.25723 | 0.22993 | 0 | 56.8891
| Zone | South of Lugo | Average Weekday | January | SCE 1-in-10 | 13 | 0.26413 | 0.21168 | 0.26413 | 0.21168 | 0 | 58.9772
| Zone | South of Lugo | Average Weekday | January | SCE 1-in-10 | 14 | 0.30397 | 0.23583 | 0.30397 | 0.23583 | 0 | 60.4572
| Zone | South of Lugo | Average Weekday | January | SCE 1-in-10 | 15 | 0.38089 | 0.30373 | 0.38089 | 0.30373 | 0 | 61.3203
| Zone | South of Lugo | Average Weekday | January | SCE 1-in-10 | 16 | 0.50363 | 0.42707 | 0.50363 | 0.42707 | 0 | 61.7009
| Zone | South of Lugo | Average Weekday | January | SCE 1-in-10 | 17 | 0.67068 | 0.60443 | 0.67068 | 0.60443 | 0 | 61.375
| Zone | South of Lugo | Average Weekday | January | SCE 1-in-10 | 18 | 0.91039 | 0.83533 | 0.91039 | 0.83533 | 0 | 59.9737
| Zone | South of Lugo | Average Weekday | January | SCE 1-in-10 | 19 | 1.0773 | 0.98565 | 1.0773 | 0.98565 | 0 | 57.7495
| Zone | South of Lugo | Average Weekday | January | SCE 1-in-10 | 20 | 1.123 | 1.0464 | 1.123 | 1.0464 | 0 | 56.1064
| Zone | South of Lugo | Average Weekday | January | SCE 1-in-10 | 21 | 1.1147 | 1.0593 | 1.1147 | 1.0593 | 0 | 54.8518
| Zone | South of Lugo | Average Weekday | January | SCE 1-in-10 | 22 | 1.0603 | 1.0146 | 1.0603 | 1.0146 | 0 | 53.7267
| Zone | South of Lugo | Average Weekday | January | SCE 1-in-10 | 23 | 0.99582 | 0.96433 | 0.99582 | 0.96433 | 0 | 52.5369
| Zone | South of Lugo | Average Weekday | January | SCE 1-in-10 | 24 | 0.88401 | 0.85958 | 0.88401 | 0.85958 | 0 | 51.6399
| Zone | South of Lugo | Average Weekday | January | SCE 1-in-2 | 1 | 0.76201 | 0.7319 | 0.76201 | 0.7319 | 0 | 54.0245
| Zone | South of Lugo | Average Weekday | January | SCE 1-in-2 | 2 | 0.68231 | 0.66164 | 0.68231 | 0.66164 | 0 | 53.0679
| Zone | South of Lugo | Average Weekday | January | SCE 1-in-2 | 3 | 0.62775 | 0.60931 | 0.62775 | 0.60931 | 0 | 52.378
| Zone | South of Lugo | Average Weekday | January | SCE 1-in-2 | 4 | 0.59359 | 0.5785 | 0.59359 | 0.5785 | 0 | 51.9261
| Zone | South of Lugo | Average Weekday | January | SCE 1-in-2 | 5 | 0.58302 | 0.57126 | 0.58302 | 0.57126 | 0 | 51.4024
| Zone | South of Lugo | Average Weekday | January | SCE 1-in-2 | 6 | 0.59834 | 0.60104 | 0.59834 | 0.60104 | 0 | 50.9619
| Zone | South of Lugo | Average Weekday | January | SCE 1-in-2 | 7 | 0.64547 | 0.68266 | 0.64547 | 0.68266 | 0 | 50.8585
| Zone | South of Lugo | Average Weekday | January | SCE 1-in-2 | 8 | 0.63469 | 0.66034 | 0.63469 | 0.66034 | 0 | 50.7407
| Zone | South of Lugo | Average Weekday | January | SCE 1-in-2 | 9 | 0.51963 | 0.50114 | 0.51963 | 0.50114 | 0 | 51.3852
| Zone | South of Lugo | Average Weekday | January | SCE 1-in-2 | 10 | 0.38593 | 0.36113 | 0.38593 | 0.36113 | 0 | 54.4855
| Zone | South of Lugo | Average Weekday | January | SCE 1-in-2 | 11 | 0.27437 | 0.25494 | 0.27437 | 0.25494 | 0 | 58.6151
| Zone | South of Lugo | Average Weekday | January | SCE 1-in-2 | 12 | 0.2125 | 0.1852 | 0.2125 | 0.1852 | 0 | 62.273
| Zone | South of Lugo | Average Weekday | January | SCE 1-in-2 | 13 | 0.21214 | 0.15968 | 0.21214 | 0.15968 | 0 | 65.0986
| Zone | South of Lugo | Average Weekday | January | SCE 1-in-2 | 14 | 0.24048 | 0.17234 | 0.24048 | 0.17234 | 0 | 67.0216
| Zone | South of Lugo | Average Weekday | January | SCE 1-in-2 | 15 | 0.31342 | 0.23626 | 0.31342 | 0.23626 | 0 | 68.2399
| Zone | South of Lugo | Average Weekday | January | SCE 1-in-2 | 16 | 0.44253 | 0.36596 | 0.44253 | 0.36596 | 0 | 68.6681
| Zone | South of Lugo | Average Weekday | January | SCE 1-in-2 | 17 | 0.60559 | 0.53935 | 0.60559 | 0.53935 | 0 | 68.1143
| Zone | South of Lugo | Average Weekday | January | SCE 1-in-2 | 18 | 0.8306 | 0.75554 | 0.8306 | 0.75554 | 0 | 66.2684
| Zone | South of Lugo | Average Weekday | January | SCE 1-in-2 | 19 | 1.0015 | 0.90986 | 1.0015 | 0.90986 | 0 | 63.3648
| Zone | South of Lugo | Average Weekday | January | SCE 1-in-2 | 20 | 1.0628 | 0.98616 | 1.0628 | 0.98616 | 0 | 61.1832
| Zone | South of Lugo | Average Weekday | January | SCE 1-in-2 | 21 | 1.0606 | 1.0052 | 1.0606 | 1.0052 | 0 | 59.6456
| Zone | South of Lugo | Average Weekday | January | SCE 1-in-2 | 22 | 1.0058 | 0.96011 | 1.0058 | 0.96011 | 0 | 58.1891
| Zone | South of Lugo | Average Weekday | January | SCE 1-in-2 | 23 | 0.94286 | 0.91137 | 0.94286 | 0.91137 | 0 | 56.7346
| Zone | South of Lugo | Average Weekday | January | SCE 1-in-2 | 24 | 0.83171 | 0.80728 | 0.83171 | 0.80728 | 0 | 55.5113
| Zone | South of Lugo | Average Weekday | July | CAISO 1-in-10 | 1 | 1.2863 | 1.2562 | 1.2863 | 1.2562 | 0 | 74.1532
| Zone | South of Lugo | Average Weekday | July | CAISO 1-in-10 | 2 | 1.0816 | 1.0609 | 1.0816 | 1.0609 | 0 | 73.1986
| Zone | South of Lugo | Average Weekday | July | CAISO 1-in-10 | 3 | 0.93564 | 0.91719 | 0.93564 | 0.91719 | 0 | 72.3144
| Zone | South of Lugo | Average Weekday | July | CAISO 1-in-10 | 4 | 0.8331 | 0.81801 | 0.8331 | 0.81801 | 0 | 71.6516
| Zone | South of Lugo | Average Weekday | July | CAISO 1-in-10 | 5 | 0.76568 | 0.75391 | 0.76568 | 0.75391 | 0 | 71.0769
| Zone | South of Lugo | Average Weekday | July | CAISO 1-in-10 | 6 | 0.72944 | 0.73214 | 0.72944 | 0.73214 | 0 | 70.6372
| Zone | South of Lugo | Average Weekday | July | CAISO 1-in-10 | 7 | 0.7188 | 0.75599 | 0.7188 | 0.75599 | 0 | 70.3983
| Zone | South of Lugo | Average Weekday | July | CAISO 1-in-10 | 8 | 0.72268 | 0.74833 | 0.72268 | 0.74833 | 0 | 71.1114
| Zone | South of Lugo | Average Weekday | July | CAISO 1-in-10 | 9 | 0.69008 | 0.67159 | 0.69008 | 0.67159 | 0 | 73.8107
| Zone | South of Lugo | Average Weekday | July | CAISO 1-in-10 | 10 | 0.60338 | 0.57857 | 0.60338 | 0.57857 | 0 | 77.3864
| Zone | South of Lugo | Average Weekday | July | CAISO 1-in-10 | 11 | 0.61252 | 0.59309 | 0.61252 | 0.59309 | 0 | 81.1138
| Zone | South of Lugo | Average Weekday | July | CAISO 1-in-10 | 12 | 0.75356 | 0.72626 | 0.75356 | 0.72626 | 0 | 84.5892
| Zone | South of Lugo | Average Weekday | July | CAISO 1-in-10 | 13 | 1.0009 | 0.94849 | 1.0009 | 0.94849 | 0 | 87.2643
| Zone | South of Lugo | Average Weekday | July | CAISO 1-in-10 | 14 | 1.2981 | 1.2299 | 1.2981 | 1.2299 | 0 | 89.2913
| Zone | South of Lugo | Average Weekday | July | CAISO 1-in-10 | 15 | 1.5922 | 1.5151 | 1.5922 | 1.5151 | 0 | 90.6619
| Zone | South of Lugo | Average Weekday | July | CAISO 1-in-10 | 16 | 1.9176 | 1.841 | 1.9176 | 1.841 | 0 | 91.3612
| Zone | South of Lugo | Average Weekday | July | CAISO 1-in-10 | 17 | 2.1916 | 2.1254 | 1.2138 | 1.1113 | 0.01465 | 91.369
| Zone | South of Lugo | Average Weekday | July | CAISO 1-in-10 | 18 | 2.4294 | 2.3544 | 1.9101 | 1.7865 | 0.091136 | 90.4453
| Zone | South of Lugo | Average Weekday | July | CAISO 1-in-10 | 19 | 2.5101 | 2.4184 | 2.255 | 2.0363 | 0.060142 | 88.702
| Zone | South of Lugo | Average Weekday | July | CAISO 1-in-10 | 20 | 2.3768 | 2.3002 | 2.2039 | 2.034 | 0.029833 | 86.1011
| Zone | South of Lugo | Average Weekday | July | CAISO 1-in-10 | 21 | 2.2482 | 2.1928 | 2.127 | 1.9785 | 0.04051 | 82.6133
| Zone | South of Lugo | Average Weekday | July | CAISO 1-in-10 | 22 | 2.078 | 2.0323 | 2.5216 | 2.5209 | 0.049659 | 79.1952
| Zone | South of Lugo | Average Weekday | July | CAISO 1-in-10 | 23 | 1.849 | 1.8175 | 1.9627 | 1.9624 | 0.031245 | 77.1131
| Zone | South of Lugo | Average Weekday | July | CAISO 1-in-10 | 24 | 1.5462 | 1.5218 | 1.6191 | 1.5846 | 0.025276 | 75.7599
| Zone | South of Lugo | Average Weekday | July | CAISO 1-in-2 | 1 | 1.0374 | 1.0073 | 1.0374 | 1.0073 | 0 | 69.4143
| Zone | South of Lugo | Average Weekday | July | CAISO 1-in-2 | 2 | 0.87421 | 0.85355 | 0.87421 | 0.85355 | 0 | 68.5242
| Zone | South of Lugo | Average Weekday | July | CAISO 1-in-2 | 3 | 0.75806 | 0.73962 | 0.75806 | 0.73962 | 0 | 67.7262
| Zone | South of Lugo | Average Weekday | July | CAISO 1-in-2 | 4 | 0.68101 | 0.66592 | 0.68101 | 0.66592 | 0 | 67.0287
| Zone | South of Lugo | Average Weekday | July | CAISO 1-in-2 | 5 | 0.63266 | 0.6209 | 0.63266 | 0.6209 | 0 | 66.4661
| Zone | South of Lugo | Average Weekday | July | CAISO 1-in-2 | 6 | 0.6102 | 0.6129 | 0.6102 | 0.6129 | 0 | 65.979
| Zone | South of Lugo | Average Weekday | July | CAISO 1-in-2 | 7 | 0.60844 | 0.64564 | 0.60844 | 0.64564 | 0 | 65.6196
| Zone | South of Lugo | Average Weekday | July | CAISO 1-in-2 | 8 | 0.59061 | 0.61626 | 0.59061 | 0.61626 | 0 | 66.1729
| Zone | South of Lugo | Average Weekday | July | CAISO 1-in-2 | 9 | 0.53233 | 0.51384 | 0.53233 | 0.51384 | 0 | 68.3367
| Zone | South of Lugo | Average Weekday | July | CAISO 1-in-2 | 10 | 0.42053 | 0.39573 | 0.42053 | 0.39573 | 0 | 71.2782
| Zone | South of Lugo | Average Weekday | July | CAISO 1-in-2 | 11 | 0.35177 | 0.33234 | 0.35177 | 0.33234 | 0 | 74.618
| Zone | South of Lugo | Average Weekday | July | CAISO 1-in-2 | 12 | 0.37605 | 0.34874 | 0.37605 | 0.34874 | 0 | 78.0013
| Zone | South of Lugo | Average Weekday | July | CAISO 1-in-2 | 13 | 0.49585 | 0.4434 | 0.49585 | 0.4434 | 0 | 80.921
| Zone | South of Lugo | Average Weekday | July | CAISO 1-in-2 | 14 | 0.68445 | 0.61631 | 0.68445 | 0.61631 | 0 | 83.2135
| Zone | South of Lugo | Average Weekday | July | CAISO 1-in-2 | 15 | 0.91382 | 0.83666 | 0.91382 | 0.83666 | 0 | 84.8532
| Zone | South of Lugo | Average Weekday | July | CAISO 1-in-2 | 16 | 1.2015 | 1.1249 | 1.2015 | 1.1249 | 0 | 85.6663
| Zone | South of Lugo | Average Weekday | July | CAISO 1-in-2 | 17 | 1.4741 | 1.4079 | 0.59965 | 0.49721 | 0.020307 | 85.9131
| Zone | South of Lugo | Average Weekday | July | CAISO 1-in-2 | 18 | 1.7267 | 1.6516 | 1.3198 | 1.1963 | 0.12697 | 85.1677
| Zone | South of Lugo | Average Weekday | July | CAISO 1-in-2 | 19 | 1.8504 | 1.7587 | 1.6844 | 1.4657 | 0.086629 | 83.4783
| Zone | South of Lugo | Average Weekday | July | CAISO 1-in-2 | 20 | 1.7944 | 1.7177 | 1.6971 | 1.5273 | 0.045695 | 81.0059
| Zone | South of Lugo | Average Weekday | July | CAISO 1-in-2 | 21 | 1.7241 | 1.6687 | 1.6773 | 1.5287 | 0.023408 | 77.608
| Zone | South of Lugo | Average Weekday | July | CAISO 1-in-2 | 22 | 1.6017 | 1.556 | 2.0462 | 2.0455 | 0.07454 | 74.1305
| Zone | South of Lugo | Average Weekday | July | CAISO 1-in-2 | 23 | 1.4407 | 1.4092 | 1.5 | 1.4997 | 0.048065 | 71.8833
| Zone | South of Lugo | Average Weekday | July | CAISO 1-in-2 | 24 | 1.2124 | 1.188 | 1.2473 | 1.2128 | 0.017452 | 70.4495
| Zone | South of Lugo | Average Weekday | July | SCE 1-in-10 | 1 | 1.2863 | 1.2562 | 1.2863 | 1.2562 | 0 | 74.1532
| Zone | South of Lugo | Average Weekday | July | SCE 1-in-10 | 2 | 1.0816 | 1.0609 | 1.0816 | 1.0609 | 0 | 73.1986
| Zone | South of Lugo | Average Weekday | July | SCE 1-in-10 | 3 | 0.93564 | 0.91719 | 0.93564 | 0.91719 | 0 | 72.3144
| Zone | South of Lugo | Average Weekday | July | SCE 1-in-10 | 4 | 0.8331 | 0.81801 | 0.8331 | 0.81801 | 0 | 71.6516
| Zone | South of Lugo | Average Weekday | July | SCE 1-in-10 | 5 | 0.76568 | 0.75391 | 0.76568 | 0.75391 | 0 | 71.0769
| Zone | South of Lugo | Average Weekday | July | SCE 1-in-10 | 6 | 0.72944 | 0.73214 | 0.72944 | 0.73214 | 0 | 70.6372
| Zone | South of Lugo | Average Weekday | July | SCE 1-in-10 | 7 | 0.7188 | 0.75599 | 0.7188 | 0.75599 | 0 | 70.3983
| Zone | South of Lugo | Average Weekday | July | SCE 1-in-10 | 8 | 0.72268 | 0.74833 | 0.72268 | 0.74833 | 0 | 71.1114
| Zone | South of Lugo | Average Weekday | July | SCE 1-in-10 | 9 | 0.69008 | 0.67159 | 0.69008 | 0.67159 | 0 | 73.8107
| Zone | South of Lugo | Average Weekday | July | SCE 1-in-10 | 10 | 0.60338 | 0.57857 | 0.60338 | 0.57857 | 0 | 77.3864
| Zone | South of Lugo | Average Weekday | July | SCE 1-in-10 | 11 | 0.61252 | 0.59309 | 0.61252 | 0.59309 | 0 | 81.1138
| Zone | South of Lugo | Average Weekday | July | SCE 1-in-10 | 12 | 0.75356 | 0.72626 | 0.75356 | 0.72626 | 0 | 84.5892
| Zone | South of Lugo | Average Weekday | July | SCE 1-in-10 | 13 | 1.0009 | 0.94849 | 1.0009 | 0.94849 | 0 | 87.2643
| Zone | South of Lugo | Average Weekday | July | SCE 1-in-10 | 14 | 1.2981 | 1.2299 | 1.2981 | 1.2299 | 0 | 89.2913
| Zone | South of Lugo | Average Weekday | July | SCE 1-in-10 | 15 | 1.5922 | 1.5151 | 1.5922 | 1.5151 | 0 | 90.6619
| Zone | South of Lugo | Average Weekday | July | SCE 1-in-10 | 16 | 1.9176 | 1.841 | 1.9176 | 1.841 | 0 | 91.3612
| Zone | South of Lugo | Average Weekday | July | SCE 1-in-10 | 17 | 2.1916 | 2.1254 | 1.2138 | 1.1113 | 0.01465 | 91.369
| Zone | South of Lugo | Average Weekday | July | SCE 1-in-10 | 18 | 2.4294 | 2.3544 | 1.9101 | 1.7865 | 0.091136 | 90.4453
| Zone | South of Lugo | Average Weekday | July | SCE 1-in-10 | 19 | 2.5101 | 2.4184 | 2.255 | 2.0363 | 0.060142 | 88.702
| Zone | South of Lugo | Average Weekday | July | SCE 1-in-10 | 20 | 2.3768 | 2.3002 | 2.2039 | 2.034 | 0.029833 | 86.1011
| Zone | South of Lugo | Average Weekday | July | SCE 1-in-10 | 21 | 2.2482 | 2.1928 | 2.127 | 1.9785 | 0.04051 | 82.6133
| Zone | South of Lugo | Average Weekday | July | SCE 1-in-10 | 22 | 2.078 | 2.0323 | 2.5216 | 2.5209 | 0.049659 | 79.1952
| Zone | South of Lugo | Average Weekday | July | SCE 1-in-10 | 23 | 1.849 | 1.8175 | 1.9627 | 1.9624 | 0.031245 | 77.1131
| Zone | South of Lugo | Average Weekday | July | SCE 1-in-10 | 24 | 1.5462 | 1.5218 | 1.6191 | 1.5846 | 0.025276 | 75.7599
| Zone | South of Lugo | Average Weekday | July | SCE 1-in-2 | 1 | 1.0374 | 1.0073 | 1.0374 | 1.0073 | 0 | 69.4143
| Zone | South of Lugo | Average Weekday | July | SCE 1-in-2 | 2 | 0.87421 | 0.85355 | 0.87421 | 0.85355 | 0 | 68.5242
| Zone | South of Lugo | Average Weekday | July | SCE 1-in-2 | 3 | 0.75806 | 0.73962 | 0.75806 | 0.73962 | 0 | 67.7262
| Zone | South of Lugo | Average Weekday | July | SCE 1-in-2 | 4 | 0.68101 | 0.66592 | 0.68101 | 0.66592 | 0 | 67.0287
| Zone | South of Lugo | Average Weekday | July | SCE 1-in-2 | 5 | 0.63266 | 0.6209 | 0.63266 | 0.6209 | 0 | 66.4661
| Zone | South of Lugo | Average Weekday | July | SCE 1-in-2 | 6 | 0.6102 | 0.6129 | 0.6102 | 0.6129 | 0 | 65.979
| Zone | South of Lugo | Average Weekday | July | SCE 1-in-2 | 7 | 0.60844 | 0.64564 | 0.60844 | 0.64564 | 0 | 65.6196
| Zone | South of Lugo | Average Weekday | July | SCE 1-in-2 | 8 | 0.59061 | 0.61626 | 0.59061 | 0.61626 | 0 | 66.1729
| Zone | South of Lugo | Average Weekday | July | SCE 1-in-2 | 9 | 0.53233 | 0.51384 | 0.53233 | 0.51384 | 0 | 68.3367
| Zone | South of Lugo | Average Weekday | July | SCE 1-in-2 | 10 | 0.42053 | 0.39573 | 0.42053 | 0.39573 | 0 | 71.2782
| Zone | South of Lugo | Average Weekday | July | SCE 1-in-2 | 11 | 0.35177 | 0.33234 | 0.35177 | 0.33234 | 0 | 74.618
| Zone | South of Lugo | Average Weekday | July | SCE 1-in-2 | 12 | 0.37605 | 0.34874 | 0.37605 | 0.34874 | 0 | 78.0013
| Zone | South of Lugo | Average Weekday | July | SCE 1-in-2 | 13 | 0.49585 | 0.4434 | 0.49585 | 0.4434 | 0 | 80.921
| Zone | South of Lugo | Average Weekday | July | SCE 1-in-2 | 14 | 0.68445 | 0.61631 | 0.68445 | 0.61631 | 0 | 83.2135
| Zone | South of Lugo | Average Weekday | July | SCE 1-in-2 | 15 | 0.91382 | 0.83666 | 0.91382 | 0.83666 | 0 | 84.8532
| Zone | South of Lugo | Average Weekday | July | SCE 1-in-2 | 16 | 1.2015 | 1.1249 | 1.2015 | 1.1249 | 0 | 85.6663
| Zone | South of Lugo | Average Weekday | July | SCE 1-in-2 | 17 | 1.4741 | 1.4079 | 0.59965 | 0.49721 | 0.020307 | 85.9131
| Zone | South of Lugo | Average Weekday | July | SCE 1-in-2 | 18 | 1.7267 | 1.6516 | 1.3198 | 1.1963 | 0.12697 | 85.1677
| Zone | South of Lugo | Average Weekday | July | SCE 1-in-2 | 19 | 1.8504 | 1.7587 | 1.6844 | 1.4657 | 0.086629 | 83.4783
| Zone | South of Lugo | Average Weekday | July | SCE 1-in-2 | 20 | 1.7944 | 1.7177 | 1.6971 | 1.5273 | 0.045695 | 81.0059
| Zone | South of Lugo | Average Weekday | July | SCE 1-in-2 | 21 | 1.7241 | 1.6687 | 1.6773 | 1.5287 | 0.023408 | 77.608
| Zone | South of Lugo | Average Weekday | July | SCE 1-in-2 | 22 | 1.6017 | 1.556 | 2.0462 | 2.0455 | 0.07454 | 74.1305
| Zone | South of Lugo | Average Weekday | July | SCE 1-in-2 | 23 | 1.4407 | 1.4092 | 1.5 | 1.4997 | 0.048065 | 71.8833
| Zone | South of Lugo | Average Weekday | July | SCE 1-in-2 | 24 | 1.2124 | 1.188 | 1.2473 | 1.2128 | 0.017452 | 70.4495
| Zone | South of Lugo | Average Weekday | June | CAISO 1-in-10 | 1 | 0.99138 | 0.96127 | 0.99138 | 0.96127 | 0 | 68.6136
| Zone | South of Lugo | Average Weekday | June | CAISO 1-in-10 | 2 | 0.83333 | 0.81266 | 0.83333 | 0.81266 | 0 | 67.7514
| Zone | South of Lugo | Average Weekday | June | CAISO 1-in-10 | 3 | 0.72423 | 0.70578 | 0.72423 | 0.70578 | 0 | 67.0081
| Zone | South of Lugo | Average Weekday | June | CAISO 1-in-10 | 4 | 0.65594 | 0.64085 | 0.65594 | 0.64085 | 0 | 66.3621
| Zone | South of Lugo | Average Weekday | June | CAISO 1-in-10 | 5 | 0.61531 | 0.60355 | 0.61531 | 0.60355 | 0 | 65.8534
| Zone | South of Lugo | Average Weekday | June | CAISO 1-in-10 | 6 | 0.59945 | 0.60215 | 0.59945 | 0.60215 | 0 | 65.4444
| Zone | South of Lugo | Average Weekday | June | CAISO 1-in-10 | 7 | 0.60269 | 0.63988 | 0.60269 | 0.63988 | 0 | 65.1969
| Zone | South of Lugo | Average Weekday | June | CAISO 1-in-10 | 8 | 0.59747 | 0.62312 | 0.59747 | 0.62312 | 0 | 66.0843
| Zone | South of Lugo | Average Weekday | June | CAISO 1-in-10 | 9 | 0.52932 | 0.51083 | 0.52932 | 0.51083 | 0 | 68.2375
| Zone | South of Lugo | Average Weekday | June | CAISO 1-in-10 | 10 | 0.42629 | 0.40148 | 0.42629 | 0.40148 | 0 | 71.5255
| Zone | South of Lugo | Average Weekday | June | CAISO 1-in-10 | 11 | 0.34288 | 0.32344 | 0.34288 | 0.32344 | 0 | 74.9445
| Zone | South of Lugo | Average Weekday | June | CAISO 1-in-10 | 12 | 0.36449 | 0.33719 | 0.36449 | 0.33719 | 0 | 78.2941
| Zone | South of Lugo | Average Weekday | June | CAISO 1-in-10 | 13 | 0.48623 | 0.43378 | 0.48623 | 0.43378 | 0 | 81.0009
| Zone | South of Lugo | Average Weekday | June | CAISO 1-in-10 | 14 | 0.67198 | 0.60383 | 0.67198 | 0.60383 | 0 | 82.9777
| Zone | South of Lugo | Average Weekday | June | CAISO 1-in-10 | 15 | 0.89406 | 0.81689 | 0.89406 | 0.81689 | 0 | 84.2811
| Zone | South of Lugo | Average Weekday | June | CAISO 1-in-10 | 16 | 1.1711 | 1.0945 | 1.1711 | 1.0945 | 0 | 85.0242
| Zone | South of Lugo | Average Weekday | June | CAISO 1-in-10 | 17 | 1.4355 | 1.3692 | 0.57951 | 0.47707 | 0.021605 | 84.9371
| Zone | South of Lugo | Average Weekday | June | CAISO 1-in-10 | 18 | 1.6878 | 1.6128 | 1.3037 | 1.1801 | 0.13451 | 84.103
| Zone | South of Lugo | Average Weekday | June | CAISO 1-in-10 | 19 | 1.8131 | 1.7215 | 1.6621 | 1.4434 | 0.091182 | 82.6032
| Zone | South of Lugo | Average Weekday | June | CAISO 1-in-10 | 20 | 1.7633 | 1.6867 | 1.6779 | 1.5081 | 0.048306 | 80.2081
| Zone | South of Lugo | Average Weekday | June | CAISO 1-in-10 | 21 | 1.6973 | 1.6419 | 1.6603 | 1.5117 | 0.01851 | 76.9485
| Zone | South of Lugo | Average Weekday | June | CAISO 1-in-10 | 22 | 1.5775 | 1.5318 | 2.0221 | 2.0213 | 0.077641 | 73.5326
| Zone | South of Lugo | Average Weekday | June | CAISO 1-in-10 | 23 | 1.4201 | 1.3886 | 1.4736 | 1.4733 | 0.050003 | 71.3224
| Zone | South of Lugo | Average Weekday | June | CAISO 1-in-10 | 24 | 1.194 | 1.1695 | 1.2248 | 1.1902 | 0.015423 | 69.8821
| Zone | South of Lugo | Average Weekday | June | CAISO 1-in-2 | 1 | 0.79948 | 0.76937 | 0.79948 | 0.76937 | 0 | 63.9945
| Zone | South of Lugo | Average Weekday | June | CAISO 1-in-2 | 2 | 0.69491 | 0.67424 | 0.69491 | 0.67424 | 0 | 63.004
| Zone | South of Lugo | Average Weekday | June | CAISO 1-in-2 | 3 | 0.63258 | 0.61414 | 0.63258 | 0.61414 | 0 | 62.1443
| Zone | South of Lugo | Average Weekday | June | CAISO 1-in-2 | 4 | 0.59012 | 0.57502 | 0.59012 | 0.57502 | 0 | 61.4136
| Zone | South of Lugo | Average Weekday | June | CAISO 1-in-2 | 5 | 0.56662 | 0.55486 | 0.56662 | 0.55486 | 0 | 60.8102
| Zone | South of Lugo | Average Weekday | June | CAISO 1-in-2 | 6 | 0.56318 | 0.56587 | 0.56318 | 0.56587 | 0 | 60.2995
| Zone | South of Lugo | Average Weekday | June | CAISO 1-in-2 | 7 | 0.579 | 0.61619 | 0.579 | 0.61619 | 0 | 59.9021
| Zone | South of Lugo | Average Weekday | June | CAISO 1-in-2 | 8 | 0.55399 | 0.57964 | 0.55399 | 0.57964 | 0 | 60.4679
| Zone | South of Lugo | Average Weekday | June | CAISO 1-in-2 | 9 | 0.43908 | 0.42059 | 0.43908 | 0.42059 | 0 | 62.3502
| Zone | South of Lugo | Average Weekday | June | CAISO 1-in-2 | 10 | 0.28325 | 0.25845 | 0.28325 | 0.25845 | 0 | 65.15
| Zone | South of Lugo | Average Weekday | June | CAISO 1-in-2 | 11 | 0.17902 | 0.15959 | 0.17902 | 0.15959 | 0 | 68.4133
| Zone | South of Lugo | Average Weekday | June | CAISO 1-in-2 | 12 | 0.11368 | 0.086375 | 0.11368 | 0.086375 | 0 | 71.8128
| Zone | South of Lugo | Average Weekday | June | CAISO 1-in-2 | 13 | 0.13094 | 0.078487 | 0.13094 | 0.078487 | 0 | 74.6803
| Zone | South of Lugo | Average Weekday | June | CAISO 1-in-2 | 14 | 0.21393 | 0.14579 | 0.21393 | 0.14579 | 0 | 77.14
| Zone | South of Lugo | Average Weekday | June | CAISO 1-in-2 | 15 | 0.36022 | 0.28306 | 0.36022 | 0.28306 | 0 | 79.0941
| Zone | South of Lugo | Average Weekday | June | CAISO 1-in-2 | 16 | 0.5825 | 0.50594 | 0.5825 | 0.50594 | 0 | 80.199
| Zone | South of Lugo | Average Weekday | June | CAISO 1-in-2 | 17 | 0.82355 | 0.75731 | 0.1789 | 0.11266 | 0.027816 | 80.6543
| Zone | South of Lugo | Average Weekday | June | CAISO 1-in-2 | 18 | 1.0728 | 0.99773 | 0.77715 | 0.65358 | 0.16439 | 79.9522
| Zone | South of Lugo | Average Weekday | June | CAISO 1-in-2 | 19 | 1.242 | 1.1503 | 1.1633 | 0.94456 | 0.039376 | 78.3656
| Zone | South of Lugo | Average Weekday | June | CAISO 1-in-2 | 20 | 1.281 | 1.2044 | 1.2586 | 1.0888 | 0.01123 | 75.9682
| Zone | South of Lugo | Average Weekday | June | CAISO 1-in-2 | 21 | 1.2659 | 1.2105 | 1.2659 | 1.1449 | 0 | 72.6019
| Zone | South of Lugo | Average Weekday | June | CAISO 1-in-2 | 22 | 1.1789 | 1.1332 | 1.6241 | 1.6234 | 0.10091 | 69.1452
| Zone | South of Lugo | Average Weekday | June | CAISO 1-in-2 | 23 | 1.0771 | 1.0456 | 1.0851 | 1.0847 | 0.0039853 | 66.9534
| Zone | South of Lugo | Average Weekday | June | CAISO 1-in-2 | 24 | 0.91971 | 0.89528 | 0.91971 | 0.89528 | 0 | 65.412
| Zone | South of Lugo | Average Weekday | June | SCE 1-in-10 | 1 | 0.99138 | 0.96127 | 0.99138 | 0.96127 | 0 | 68.6136
| Zone | South of Lugo | Average Weekday | June | SCE 1-in-10 | 2 | 0.83333 | 0.81266 | 0.83333 | 0.81266 | 0 | 67.7514
| Zone | South of Lugo | Average Weekday | June | SCE 1-in-10 | 3 | 0.72423 | 0.70578 | 0.72423 | 0.70578 | 0 | 67.0081
| Zone | South of Lugo | Average Weekday | June | SCE 1-in-10 | 4 | 0.65594 | 0.64085 | 0.65594 | 0.64085 | 0 | 66.3621
| Zone | South of Lugo | Average Weekday | June | SCE 1-in-10 | 5 | 0.61531 | 0.60355 | 0.61531 | 0.60355 | 0 | 65.8534
| Zone | South of Lugo | Average Weekday | June | SCE 1-in-10 | 6 | 0.59945 | 0.60215 | 0.59945 | 0.60215 | 0 | 65.4444
| Zone | South of Lugo | Average Weekday | June | SCE 1-in-10 | 7 | 0.60269 | 0.63988 | 0.60269 | 0.63988 | 0 | 65.1969
| Zone | South of Lugo | Average Weekday | June | SCE 1-in-10 | 8 | 0.59747 | 0.62312 | 0.59747 | 0.62312 | 0 | 66.0843
| Zone | South of Lugo | Average Weekday | June | SCE 1-in-10 | 9 | 0.52932 | 0.51083 | 0.52932 | 0.51083 | 0 | 68.2375
| Zone | South of Lugo | Average Weekday | June | SCE 1-in-10 | 10 | 0.42629 | 0.40148 | 0.42629 | 0.40148 | 0 | 71.5255
| Zone | South of Lugo | Average Weekday | June | SCE 1-in-10 | 11 | 0.34288 | 0.32344 | 0.34288 | 0.32344 | 0 | 74.9445
| Zone | South of Lugo | Average Weekday | June | SCE 1-in-10 | 12 | 0.36449 | 0.33719 | 0.36449 | 0.33719 | 0 | 78.2941
| Zone | South of Lugo | Average Weekday | June | SCE 1-in-10 | 13 | 0.48623 | 0.43378 | 0.48623 | 0.43378 | 0 | 81.0009
| Zone | South of Lugo | Average Weekday | June | SCE 1-in-10 | 14 | 0.67198 | 0.60383 | 0.67198 | 0.60383 | 0 | 82.9777
| Zone | South of Lugo | Average Weekday | June | SCE 1-in-10 | 15 | 0.89406 | 0.81689 | 0.89406 | 0.81689 | 0 | 84.2811
| Zone | South of Lugo | Average Weekday | June | SCE 1-in-10 | 16 | 1.1711 | 1.0945 | 1.1711 | 1.0945 | 0 | 85.0242
| Zone | South of Lugo | Average Weekday | June | SCE 1-in-10 | 17 | 1.4355 | 1.3692 | 0.57951 | 0.47707 | 0.021605 | 84.9371
| Zone | South of Lugo | Average Weekday | June | SCE 1-in-10 | 18 | 1.6878 | 1.6128 | 1.3037 | 1.1801 | 0.13451 | 84.103
| Zone | South of Lugo | Average Weekday | June | SCE 1-in-10 | 19 | 1.8131 | 1.7215 | 1.6621 | 1.4434 | 0.091182 | 82.6032
| Zone | South of Lugo | Average Weekday | June | SCE 1-in-10 | 20 | 1.7633 | 1.6867 | 1.6779 | 1.5081 | 0.048306 | 80.2081
| Zone | South of Lugo | Average Weekday | June | SCE 1-in-10 | 21 | 1.6973 | 1.6419 | 1.6603 | 1.5117 | 0.01851 | 76.9485
| Zone | South of Lugo | Average Weekday | June | SCE 1-in-10 | 22 | 1.5775 | 1.5318 | 2.0221 | 2.0213 | 0.077641 | 73.5326
| Zone | South of Lugo | Average Weekday | June | SCE 1-in-10 | 23 | 1.4201 | 1.3886 | 1.4736 | 1.4733 | 0.050003 | 71.3224
| Zone | South of Lugo | Average Weekday | June | SCE 1-in-10 | 24 | 1.194 | 1.1695 | 1.2248 | 1.1902 | 0.015423 | 69.8821
| Zone | South of Lugo | Average Weekday | June | SCE 1-in-2 | 1 | 0.79948 | 0.76937 | 0.79948 | 0.76937 | 0 | 63.9945
| Zone | South of Lugo | Average Weekday | June | SCE 1-in-2 | 2 | 0.69491 | 0.67424 | 0.69491 | 0.67424 | 0 | 63.004
| Zone | South of Lugo | Average Weekday | June | SCE 1-in-2 | 3 | 0.63258 | 0.61414 | 0.63258 | 0.61414 | 0 | 62.1443
| Zone | South of Lugo | Average Weekday | June | SCE 1-in-2 | 4 | 0.59012 | 0.57502 | 0.59012 | 0.57502 | 0 | 61.4136
| Zone | South of Lugo | Average Weekday | June | SCE 1-in-2 | 5 | 0.56662 | 0.55486 | 0.56662 | 0.55486 | 0 | 60.8102
| Zone | South of Lugo | Average Weekday | June | SCE 1-in-2 | 6 | 0.56318 | 0.56587 | 0.56318 | 0.56587 | 0 | 60.2995
| Zone | South of Lugo | Average Weekday | June | SCE 1-in-2 | 7 | 0.579 | 0.61619 | 0.579 | 0.61619 | 0 | 59.9021
| Zone | South of Lugo | Average Weekday | June | SCE 1-in-2 | 8 | 0.55399 | 0.57964 | 0.55399 | 0.57964 | 0 | 60.4679
| Zone | South of Lugo | Average Weekday | June | SCE 1-in-2 | 9 | 0.43908 | 0.42059 | 0.43908 | 0.42059 | 0 | 62.3502
| Zone | South of Lugo | Average Weekday | June | SCE 1-in-2 | 10 | 0.28325 | 0.25845 | 0.28325 | 0.25845 | 0 | 65.15
| Zone | South of Lugo | Average Weekday | June | SCE 1-in-2 | 11 | 0.17902 | 0.15959 | 0.17902 | 0.15959 | 0 | 68.4133
| Zone | South of Lugo | Average Weekday | June | SCE 1-in-2 | 12 | 0.11368 | 0.086375 | 0.11368 | 0.086375 | 0 | 71.8128
| Zone | South of Lugo | Average Weekday | June | SCE 1-in-2 | 13 | 0.13094 | 0.078487 | 0.13094 | 0.078487 | 0 | 74.6803
| Zone | South of Lugo | Average Weekday | June | SCE 1-in-2 | 14 | 0.21393 | 0.14579 | 0.21393 | 0.14579 | 0 | 77.14
| Zone | South of Lugo | Average Weekday | June | SCE 1-in-2 | 15 | 0.36022 | 0.28306 | 0.36022 | 0.28306 | 0 | 79.0941
| Zone | South of Lugo | Average Weekday | June | SCE 1-in-2 | 16 | 0.5825 | 0.50594 | 0.5825 | 0.50594 | 0 | 80.199
| Zone | South of Lugo | Average Weekday | June | SCE 1-in-2 | 17 | 0.82355 | 0.75731 | 0.1789 | 0.11266 | 0.027816 | 80.6543
| Zone | South of Lugo | Average Weekday | June | SCE 1-in-2 | 18 | 1.0728 | 0.99773 | 0.77715 | 0.65358 | 0.16439 | 79.9522
| Zone | South of Lugo | Average Weekday | June | SCE 1-in-2 | 19 | 1.242 | 1.1503 | 1.1633 | 0.94456 | 0.039376 | 78.3656
| Zone | South of Lugo | Average Weekday | June | SCE 1-in-2 | 20 | 1.281 | 1.2044 | 1.2586 | 1.0888 | 0.01123 | 75.9682
| Zone | South of Lugo | Average Weekday | June | SCE 1-in-2 | 21 | 1.2659 | 1.2105 | 1.2659 | 1.1449 | 0 | 72.6019
| Zone | South of Lugo | Average Weekday | June | SCE 1-in-2 | 22 | 1.1789 | 1.1332 | 1.6241 | 1.6234 | 0.10091 | 69.1452
| Zone | South of Lugo | Average Weekday | June | SCE 1-in-2 | 23 | 1.0771 | 1.0456 | 1.0851 | 1.0847 | 0.0039853 | 66.9534
| Zone | South of Lugo | Average Weekday | June | SCE 1-in-2 | 24 | 0.91971 | 0.89528 | 0.91971 | 0.89528 | 0 | 65.412
| Zone | South of Lugo | Average Weekday | March | CAISO 1-in-10 | 1 | 0.74892 | 0.71881 | 0.74892 | 0.71881 | 0 | 60.1609
| Zone | South of Lugo | Average Weekday | March | CAISO 1-in-10 | 2 | 0.66782 | 0.64716 | 0.66782 | 0.64716 | 0 | 59.1293
| Zone | South of Lugo | Average Weekday | March | CAISO 1-in-10 | 3 | 0.60852 | 0.59008 | 0.60852 | 0.59008 | 0 | 58.1197
| Zone | South of Lugo | Average Weekday | March | CAISO 1-in-10 | 4 | 0.56948 | 0.55439 | 0.56948 | 0.55439 | 0 | 57.2129
| Zone | South of Lugo | Average Weekday | March | CAISO 1-in-10 | 5 | 0.5522 | 0.54044 | 0.5522 | 0.54044 | 0 | 56.5459
| Zone | South of Lugo | Average Weekday | March | CAISO 1-in-10 | 6 | 0.55786 | 0.56056 | 0.55786 | 0.56056 | 0 | 55.91
| Zone | South of Lugo | Average Weekday | March | CAISO 1-in-10 | 7 | 0.5866 | 0.62379 | 0.5866 | 0.62379 | 0 | 55.677
| Zone | South of Lugo | Average Weekday | March | CAISO 1-in-10 | 8 | 0.56276 | 0.58841 | 0.56276 | 0.58841 | 0 | 55.746
| Zone | South of Lugo | Average Weekday | March | CAISO 1-in-10 | 9 | 0.45162 | 0.43313 | 0.45162 | 0.43313 | 0 | 57.4402
| Zone | South of Lugo | Average Weekday | March | CAISO 1-in-10 | 10 | 0.30498 | 0.28018 | 0.30498 | 0.28018 | 0 | 61.2403
| Zone | South of Lugo | Average Weekday | March | CAISO 1-in-10 | 11 | 0.1821 | 0.16267 | 0.1821 | 0.16267 | 0 | 65.6601
| Zone | South of Lugo | Average Weekday | March | CAISO 1-in-10 | 12 | 0.10477 | 0.077463 | 0.10477 | 0.077463 | 0 | 69.5161
| Zone | South of Lugo | Average Weekday | March | CAISO 1-in-10 | 13 | 0.09624 | 0.043789 | 0.09624 | 0.043789 | 0 | 72.4844
| Zone | South of Lugo | Average Weekday | March | CAISO 1-in-10 | 14 | 0.14365 | 0.075506 | 0.14365 | 0.075506 | 0 | 74.4623
| Zone | South of Lugo | Average Weekday | March | CAISO 1-in-10 | 15 | 0.24241 | 0.16525 | 0.24241 | 0.16525 | 0 | 75.7791
| Zone | South of Lugo | Average Weekday | March | CAISO 1-in-10 | 16 | 0.40636 | 0.3298 | 0.40636 | 0.3298 | 0 | 76.4379
| Zone | South of Lugo | Average Weekday | March | CAISO 1-in-10 | 17 | 0.59942 | 0.53318 | 0.45177 | 0.38552 | 0.034605 | 76.3212
| Zone | South of Lugo | Average Weekday | March | CAISO 1-in-10 | 18 | 0.83135 | 0.7563 | 0.71431 | 0.63926 | 0.058518 | 75.2318
| Zone | South of Lugo | Average Weekday | March | CAISO 1-in-10 | 19 | 1.0184 | 0.92667 | 1.0184 | 0.81642 | 0 | 73.1568
| Zone | South of Lugo | Average Weekday | March | CAISO 1-in-10 | 20 | 1.0912 | 1.0146 | 1.0912 | 0.98341 | 0 | 70.2839
| Zone | South of Lugo | Average Weekday | March | CAISO 1-in-10 | 21 | 1.0909 | 1.0355 | 1.0909 | 1.0355 | 0 | 67.5
| Zone | South of Lugo | Average Weekday | March | CAISO 1-in-10 | 22 | 1.0324 | 0.98666 | 1.1699 | 1.1242 | 0.11983 | 65.656
| Zone | South of Lugo | Average Weekday | March | CAISO 1-in-10 | 23 | 0.95454 | 0.92304 | 0.95454 | 0.93326 | 0 | 64.1774
| Zone | South of Lugo | Average Weekday | March | CAISO 1-in-10 | 24 | 0.82806 | 0.80364 | 0.82806 | 0.80364 | 0 | 62.6871
| Zone | South of Lugo | Average Weekday | March | CAISO 1-in-2 | 1 | 0.75968 | 0.72957 | 0.75968 | 0.72957 | 0 | 55.2533
| Zone | South of Lugo | Average Weekday | March | CAISO 1-in-2 | 2 | 0.67989 | 0.65922 | 0.67989 | 0.65922 | 0 | 54.2238
| Zone | South of Lugo | Average Weekday | March | CAISO 1-in-2 | 3 | 0.62526 | 0.60682 | 0.62526 | 0.60682 | 0 | 53.2571
| Zone | South of Lugo | Average Weekday | March | CAISO 1-in-2 | 4 | 0.591 | 0.57591 | 0.591 | 0.57591 | 0 | 52.5043
| Zone | South of Lugo | Average Weekday | March | CAISO 1-in-2 | 5 | 0.58018 | 0.56842 | 0.58018 | 0.56842 | 0 | 51.7728
| Zone | South of Lugo | Average Weekday | March | CAISO 1-in-2 | 6 | 0.59529 | 0.59798 | 0.59529 | 0.59798 | 0 | 51.1916
| Zone | South of Lugo | Average Weekday | March | CAISO 1-in-2 | 7 | 0.64222 | 0.67942 | 0.64222 | 0.67942 | 0 | 50.8883
| Zone | South of Lugo | Average Weekday | March | CAISO 1-in-2 | 8 | 0.63188 | 0.65753 | 0.63188 | 0.65753 | 0 | 50.7656
| Zone | South of Lugo | Average Weekday | March | CAISO 1-in-2 | 9 | 0.51733 | 0.49884 | 0.51733 | 0.49884 | 0 | 51.8197
| Zone | South of Lugo | Average Weekday | March | CAISO 1-in-2 | 10 | 0.38403 | 0.35923 | 0.38403 | 0.35923 | 0 | 54.6142
| Zone | South of Lugo | Average Weekday | March | CAISO 1-in-2 | 11 | 0.27222 | 0.25279 | 0.27222 | 0.25279 | 0 | 58.0332
| Zone | South of Lugo | Average Weekday | March | CAISO 1-in-2 | 12 | 0.21009 | 0.18279 | 0.21009 | 0.18279 | 0 | 61.1871
| Zone | South of Lugo | Average Weekday | March | CAISO 1-in-2 | 13 | 0.21538 | 0.16292 | 0.21538 | 0.16292 | 0 | 63.7645
| Zone | South of Lugo | Average Weekday | March | CAISO 1-in-2 | 14 | 0.25022 | 0.18208 | 0.25022 | 0.18208 | 0 | 65.608
| Zone | South of Lugo | Average Weekday | March | CAISO 1-in-2 | 15 | 0.3151 | 0.23794 | 0.3151 | 0.23794 | 0 | 66.9524
| Zone | South of Lugo | Average Weekday | March | CAISO 1-in-2 | 16 | 0.4391 | 0.36254 | 0.4391 | 0.36254 | 0 | 67.7727
| Zone | South of Lugo | Average Weekday | March | CAISO 1-in-2 | 17 | 0.60198 | 0.53574 | 0.60198 | 0.53574 | 0 | 68.042
| Zone | South of Lugo | Average Weekday | March | CAISO 1-in-2 | 18 | 0.82173 | 0.74668 | 0.82173 | 0.74668 | 0 | 67.3653
| Zone | South of Lugo | Average Weekday | March | CAISO 1-in-2 | 19 | 0.99584 | 0.90416 | 0.99584 | 0.90416 | 0 | 65.7029
| Zone | South of Lugo | Average Weekday | March | CAISO 1-in-2 | 20 | 1.0596 | 0.98291 | 1.0596 | 0.98291 | 0 | 63.0263
| Zone | South of Lugo | Average Weekday | March | CAISO 1-in-2 | 21 | 1.0577 | 1.0023 | 1.0577 | 1.0023 | 0 | 60.3588
| Zone | South of Lugo | Average Weekday | March | CAISO 1-in-2 | 22 | 1.0029 | 0.95717 | 1.0029 | 0.95717 | 0 | 58.6739
| Zone | South of Lugo | Average Weekday | March | CAISO 1-in-2 | 23 | 0.94001 | 0.90851 | 0.94001 | 0.90851 | 0 | 57.3304
| Zone | South of Lugo | Average Weekday | March | CAISO 1-in-2 | 24 | 0.82889 | 0.80446 | 0.82889 | 0.80446 | 0 | 56.0969
| Zone | South of Lugo | Average Weekday | March | SCE 1-in-10 | 1 | 0.74892 | 0.71881 | 0.74892 | 0.71881 | 0 | 60.1609
| Zone | South of Lugo | Average Weekday | March | SCE 1-in-10 | 2 | 0.66782 | 0.64716 | 0.66782 | 0.64716 | 0 | 59.1293
| Zone | South of Lugo | Average Weekday | March | SCE 1-in-10 | 3 | 0.60852 | 0.59008 | 0.60852 | 0.59008 | 0 | 58.1197
| Zone | South of Lugo | Average Weekday | March | SCE 1-in-10 | 4 | 0.56948 | 0.55439 | 0.56948 | 0.55439 | 0 | 57.2129
| Zone | South of Lugo | Average Weekday | March | SCE 1-in-10 | 5 | 0.5522 | 0.54044 | 0.5522 | 0.54044 | 0 | 56.5459
| Zone | South of Lugo | Average Weekday | March | SCE 1-in-10 | 6 | 0.55786 | 0.56056 | 0.55786 | 0.56056 | 0 | 55.91
| Zone | South of Lugo | Average Weekday | March | SCE 1-in-10 | 7 | 0.5866 | 0.62379 | 0.5866 | 0.62379 | 0 | 55.677
| Zone | South of Lugo | Average Weekday | March | SCE 1-in-10 | 8 | 0.56276 | 0.58841 | 0.56276 | 0.58841 | 0 | 55.746
| Zone | South of Lugo | Average Weekday | March | SCE 1-in-10 | 9 | 0.45162 | 0.43313 | 0.45162 | 0.43313 | 0 | 57.4402
| Zone | South of Lugo | Average Weekday | March | SCE 1-in-10 | 10 | 0.30498 | 0.28018 | 0.30498 | 0.28018 | 0 | 61.2403
| Zone | South of Lugo | Average Weekday | March | SCE 1-in-10 | 11 | 0.1821 | 0.16267 | 0.1821 | 0.16267 | 0 | 65.6601
| Zone | South of Lugo | Average Weekday | March | SCE 1-in-10 | 12 | 0.10477 | 0.077463 | 0.10477 | 0.077463 | 0 | 69.5161
| Zone | South of Lugo | Average Weekday | March | SCE 1-in-10 | 13 | 0.09624 | 0.043789 | 0.09624 | 0.043789 | 0 | 72.4844
| Zone | South of Lugo | Average Weekday | March | SCE 1-in-10 | 14 | 0.14365 | 0.075506 | 0.14365 | 0.075506 | 0 | 74.4623
| Zone | South of Lugo | Average Weekday | March | SCE 1-in-10 | 15 | 0.24241 | 0.16525 | 0.24241 | 0.16525 | 0 | 75.7791
| Zone | South of Lugo | Average Weekday | March | SCE 1-in-10 | 16 | 0.40636 | 0.3298 | 0.40636 | 0.3298 | 0 | 76.4379
| Zone | South of Lugo | Average Weekday | March | SCE 1-in-10 | 17 | 0.59942 | 0.53318 | 0.45177 | 0.38552 | 0.034605 | 76.3212
| Zone | South of Lugo | Average Weekday | March | SCE 1-in-10 | 18 | 0.83135 | 0.7563 | 0.71431 | 0.63926 | 0.058518 | 75.2318
| Zone | South of Lugo | Average Weekday | March | SCE 1-in-10 | 19 | 1.0184 | 0.92667 | 1.0184 | 0.81642 | 0 | 73.1568
| Zone | South of Lugo | Average Weekday | March | SCE 1-in-10 | 20 | 1.0912 | 1.0146 | 1.0912 | 0.98341 | 0 | 70.2839
| Zone | South of Lugo | Average Weekday | March | SCE 1-in-10 | 21 | 1.0909 | 1.0355 | 1.0909 | 1.0355 | 0 | 67.5
| Zone | South of Lugo | Average Weekday | March | SCE 1-in-10 | 22 | 1.0324 | 0.98666 | 1.1699 | 1.1242 | 0.11983 | 65.656
| Zone | South of Lugo | Average Weekday | March | SCE 1-in-10 | 23 | 0.95454 | 0.92304 | 0.95454 | 0.93326 | 0 | 64.1774
| Zone | South of Lugo | Average Weekday | March | SCE 1-in-10 | 24 | 0.82806 | 0.80364 | 0.82806 | 0.80364 | 0 | 62.6871
| Zone | South of Lugo | Average Weekday | March | SCE 1-in-2 | 1 | 0.75372 | 0.7236 | 0.75372 | 0.7236 | 0 | 55.5411
| Zone | South of Lugo | Average Weekday | March | SCE 1-in-2 | 2 | 0.67373 | 0.65306 | 0.67373 | 0.65306 | 0 | 54.65
| Zone | South of Lugo | Average Weekday | March | SCE 1-in-2 | 3 | 0.61884 | 0.6004 | 0.61884 | 0.6004 | 0 | 53.8372
| Zone | South of Lugo | Average Weekday | March | SCE 1-in-2 | 4 | 0.58428 | 0.56919 | 0.58428 | 0.56919 | 0 | 53.2105
| Zone | South of Lugo | Average Weekday | March | SCE 1-in-2 | 5 | 0.57286 | 0.5611 | 0.57286 | 0.5611 | 0 | 52.5782
| Zone | South of Lugo | Average Weekday | March | SCE 1-in-2 | 6 | 0.58738 | 0.59007 | 0.58738 | 0.59007 | 0 | 52.2085
| Zone | South of Lugo | Average Weekday | March | SCE 1-in-2 | 7 | 0.63338 | 0.67057 | 0.63338 | 0.67057 | 0 | 51.885
| Zone | South of Lugo | Average Weekday | March | SCE 1-in-2 | 8 | 0.62318 | 0.64883 | 0.62318 | 0.64883 | 0 | 51.7006
| Zone | South of Lugo | Average Weekday | March | SCE 1-in-2 | 9 | 0.50976 | 0.49127 | 0.50976 | 0.49127 | 0 | 52.9009
| Zone | South of Lugo | Average Weekday | March | SCE 1-in-2 | 10 | 0.37753 | 0.35272 | 0.37753 | 0.35272 | 0 | 55.7486
| Zone | South of Lugo | Average Weekday | March | SCE 1-in-2 | 11 | 0.26569 | 0.24626 | 0.26569 | 0.24626 | 0 | 59.0958
| Zone | South of Lugo | Average Weekday | March | SCE 1-in-2 | 12 | 0.2047 | 0.1774 | 0.2047 | 0.1774 | 0 | 62.3016
| Zone | South of Lugo | Average Weekday | March | SCE 1-in-2 | 13 | 0.20397 | 0.15152 | 0.20397 | 0.15152 | 0 | 64.8123
| Zone | South of Lugo | Average Weekday | March | SCE 1-in-2 | 14 | 0.23666 | 0.16851 | 0.23666 | 0.16851 | 0 | 66.4239
| Zone | South of Lugo | Average Weekday | March | SCE 1-in-2 | 15 | 0.30392 | 0.22676 | 0.30392 | 0.22676 | 0 | 67.5367
| Zone | South of Lugo | Average Weekday | March | SCE 1-in-2 | 16 | 0.42856 | 0.352 | 0.42856 | 0.352 | 0 | 68.3347
| Zone | South of Lugo | Average Weekday | March | SCE 1-in-2 | 17 | 0.5911 | 0.52485 | 0.5911 | 0.52485 | 0 | 68.4989
| Zone | South of Lugo | Average Weekday | March | SCE 1-in-2 | 18 | 0.81028 | 0.73523 | 0.81028 | 0.73523 | 0 | 67.6036
| Zone | South of Lugo | Average Weekday | March | SCE 1-in-2 | 19 | 0.98502 | 0.89334 | 0.98502 | 0.89334 | 0 | 65.9336
| Zone | South of Lugo | Average Weekday | March | SCE 1-in-2 | 20 | 1.0516 | 0.97492 | 1.0516 | 0.97492 | 0 | 63.4275
| Zone | South of Lugo | Average Weekday | March | SCE 1-in-2 | 21 | 1.0505 | 0.99509 | 1.0505 | 0.99509 | 0 | 61.0013
| Zone | South of Lugo | Average Weekday | March | SCE 1-in-2 | 22 | 0.99618 | 0.95048 | 0.99618 | 0.95048 | 0 | 59.363
| Zone | South of Lugo | Average Weekday | March | SCE 1-in-2 | 23 | 0.93317 | 0.90167 | 0.93317 | 0.90167 | 0 | 58.1085
| Zone | South of Lugo | Average Weekday | March | SCE 1-in-2 | 24 | 0.82205 | 0.79763 | 0.82205 | 0.79763 | 0 | 56.9959
| Zone | South of Lugo | Average Weekday | May | CAISO 1-in-10 | 1 | 0.77786 | 0.74775 | 0.77786 | 0.74775 | 0 | 63.4444
| Zone | South of Lugo | Average Weekday | May | CAISO 1-in-10 | 2 | 0.69545 | 0.67478 | 0.69545 | 0.67478 | 0 | 62.3982
| Zone | South of Lugo | Average Weekday | May | CAISO 1-in-10 | 3 | 0.63286 | 0.61442 | 0.63286 | 0.61442 | 0 | 61.5012
| Zone | South of Lugo | Average Weekday | May | CAISO 1-in-10 | 4 | 0.58932 | 0.57423 | 0.58932 | 0.57423 | 0 | 60.784
| Zone | South of Lugo | Average Weekday | May | CAISO 1-in-10 | 5 | 0.56569 | 0.55393 | 0.56569 | 0.55393 | 0 | 60.2203
| Zone | South of Lugo | Average Weekday | May | CAISO 1-in-10 | 6 | 0.56251 | 0.56521 | 0.56251 | 0.56521 | 0 | 59.8436
| Zone | South of Lugo | Average Weekday | May | CAISO 1-in-10 | 7 | 0.58006 | 0.61725 | 0.58006 | 0.61725 | 0 | 59.7178
| Zone | South of Lugo | Average Weekday | May | CAISO 1-in-10 | 8 | 0.55621 | 0.58186 | 0.55621 | 0.58186 | 0 | 60.4015
| Zone | South of Lugo | Average Weekday | May | CAISO 1-in-10 | 9 | 0.44479 | 0.4263 | 0.44479 | 0.4263 | 0 | 62.4811
| Zone | South of Lugo | Average Weekday | May | CAISO 1-in-10 | 10 | 0.27697 | 0.25217 | 0.27697 | 0.25217 | 0 | 65.3457
| Zone | South of Lugo | Average Weekday | May | CAISO 1-in-10 | 11 | 0.13488 | 0.11545 | 0.13488 | 0.11545 | 0 | 68.3959
| Zone | South of Lugo | Average Weekday | May | CAISO 1-in-10 | 12 | 0.062635 | 0.035328 | 0.062635 | 0.035328 | 0 | 71.214
| Zone | South of Lugo | Average Weekday | May | CAISO 1-in-10 | 13 | 0.071137 | 0.018686 | 0.071137 | 0.018686 | 0 | 73.6281
| Zone | South of Lugo | Average Weekday | May | CAISO 1-in-10 | 14 | 0.14121 | 0.073074 | 0.14121 | 0.073074 | 0 | 75.6608
| Zone | South of Lugo | Average Weekday | May | CAISO 1-in-10 | 15 | 0.27399 | 0.19683 | 0.27399 | 0.19683 | 0 | 77.1859
| Zone | South of Lugo | Average Weekday | May | CAISO 1-in-10 | 16 | 0.48261 | 0.40605 | 0.48261 | 0.40605 | 0 | 78.1368
| Zone | South of Lugo | Average Weekday | May | CAISO 1-in-10 | 17 | 0.7184 | 0.65216 | 0.27457 | 0.20833 | 0.031261 | 78.4278
| Zone | South of Lugo | Average Weekday | May | CAISO 1-in-10 | 18 | 0.97331 | 0.89826 | 0.72351 | 0.59994 | 0.18011 | 77.8023
| Zone | South of Lugo | Average Weekday | May | CAISO 1-in-10 | 19 | 1.1457 | 1.054 | 1.1007 | 0.88201 | 0.022486 | 76.3852
| Zone | South of Lugo | Average Weekday | May | CAISO 1-in-10 | 20 | 1.1901 | 1.1135 | 1.1901 | 1.0247 | 0 | 74.1584
| Zone | South of Lugo | Average Weekday | May | CAISO 1-in-10 | 21 | 1.1823 | 1.1269 | 1.1823 | 1.0864 | 0 | 70.9062
| Zone | South of Lugo | Average Weekday | May | CAISO 1-in-10 | 22 | 1.1089 | 1.0632 | 1.4761 | 1.4304 | 0.1074 | 67.9436
| Zone | South of Lugo | Average Weekday | May | CAISO 1-in-10 | 23 | 1.0184 | 0.98693 | 1.0184 | 1.016 | 0 | 65.9836
| Zone | South of Lugo | Average Weekday | May | CAISO 1-in-10 | 24 | 0.87309 | 0.84866 | 0.87309 | 0.84866 | 0 | 64.5683
| Zone | South of Lugo | Average Weekday | May | CAISO 1-in-2 | 1 | 0.7464 | 0.71629 | 0.7464 | 0.71629 | 0 | 61.0046
| Zone | South of Lugo | Average Weekday | May | CAISO 1-in-2 | 2 | 0.66538 | 0.64471 | 0.66538 | 0.64471 | 0 | 60.3349
| Zone | South of Lugo | Average Weekday | May | CAISO 1-in-2 | 3 | 0.60631 | 0.58786 | 0.60631 | 0.58786 | 0 | 59.7703
| Zone | South of Lugo | Average Weekday | May | CAISO 1-in-2 | 4 | 0.56758 | 0.55249 | 0.56758 | 0.55249 | 0 | 59.2147
| Zone | South of Lugo | Average Weekday | May | CAISO 1-in-2 | 5 | 0.55073 | 0.53896 | 0.55073 | 0.53896 | 0 | 58.7673
| Zone | South of Lugo | Average Weekday | May | CAISO 1-in-2 | 6 | 0.557 | 0.5597 | 0.557 | 0.5597 | 0 | 58.3499
| Zone | South of Lugo | Average Weekday | May | CAISO 1-in-2 | 7 | 0.58654 | 0.62373 | 0.58654 | 0.62373 | 0 | 57.9868
| Zone | South of Lugo | Average Weekday | May | CAISO 1-in-2 | 8 | 0.56278 | 0.58843 | 0.56278 | 0.58843 | 0 | 58.3747
| Zone | South of Lugo | Average Weekday | May | CAISO 1-in-2 | 9 | 0.45174 | 0.43326 | 0.45174 | 0.43326 | 0 | 60.0124
| Zone | South of Lugo | Average Weekday | May | CAISO 1-in-2 | 10 | 0.30704 | 0.28223 | 0.30704 | 0.28223 | 0 | 62.3215
| Zone | South of Lugo | Average Weekday | May | CAISO 1-in-2 | 11 | 0.19244 | 0.17301 | 0.19244 | 0.17301 | 0 | 65.086
| Zone | South of Lugo | Average Weekday | May | CAISO 1-in-2 | 12 | 0.1378 | 0.11049 | 0.1378 | 0.11049 | 0 | 67.6394
| Zone | South of Lugo | Average Weekday | May | CAISO 1-in-2 | 13 | 0.1292 | 0.076752 | 0.1292 | 0.076752 | 0 | 69.9392
| Zone | South of Lugo | Average Weekday | May | CAISO 1-in-2 | 14 | 0.16569 | 0.097553 | 0.16569 | 0.097553 | 0 | 71.8568
| Zone | South of Lugo | Average Weekday | May | CAISO 1-in-2 | 15 | 0.24838 | 0.17122 | 0.24838 | 0.17122 | 0 | 73.2781
| Zone | South of Lugo | Average Weekday | May | CAISO 1-in-2 | 16 | 0.39994 | 0.32338 | 0.39994 | 0.32338 | 0 | 74.066
| Zone | South of Lugo | Average Weekday | May | CAISO 1-in-2 | 17 | 0.58925 | 0.52301 | 0.46055 | 0.39431 | 0.038041 | 74.1942
| Zone | South of Lugo | Average Weekday | May | CAISO 1-in-2 | 18 | 0.82749 | 0.75243 | 0.73005 | 0.65499 | 0.048721 | 73.4727
| Zone | South of Lugo | Average Weekday | May | CAISO 1-in-2 | 19 | 1.0097 | 0.91798 | 1.0097 | 0.8289 | 0 | 71.9554
| Zone | South of Lugo | Average Weekday | May | CAISO 1-in-2 | 20 | 1.0802 | 1.0035 | 1.0802 | 0.98176 | 0 | 69.65
| Zone | South of Lugo | Average Weekday | May | CAISO 1-in-2 | 21 | 1.0809 | 1.0255 | 1.0809 | 1.0255 | 0 | 66.5892
| Zone | South of Lugo | Average Weekday | May | CAISO 1-in-2 | 22 | 1.024 | 0.9783 | 1.1365 | 1.0908 | 0.056239 | 64.1416
| Zone | South of Lugo | Average Weekday | May | CAISO 1-in-2 | 23 | 0.94848 | 0.91698 | 0.94848 | 0.91698 | 0 | 62.7162
| Zone | South of Lugo | Average Weekday | May | CAISO 1-in-2 | 24 | 0.82413 | 0.7997 | 0.82413 | 0.7997 | 0 | 61.6763
| Zone | South of Lugo | Average Weekday | May | SCE 1-in-10 | 1 | 0.77786 | 0.74775 | 0.77786 | 0.74775 | 0 | 63.4444
| Zone | South of Lugo | Average Weekday | May | SCE 1-in-10 | 2 | 0.69545 | 0.67478 | 0.69545 | 0.67478 | 0 | 62.3982
| Zone | South of Lugo | Average Weekday | May | SCE 1-in-10 | 3 | 0.63286 | 0.61442 | 0.63286 | 0.61442 | 0 | 61.5012
| Zone | South of Lugo | Average Weekday | May | SCE 1-in-10 | 4 | 0.58932 | 0.57423 | 0.58932 | 0.57423 | 0 | 60.784
| Zone | South of Lugo | Average Weekday | May | SCE 1-in-10 | 5 | 0.56569 | 0.55393 | 0.56569 | 0.55393 | 0 | 60.2203
| Zone | South of Lugo | Average Weekday | May | SCE 1-in-10 | 6 | 0.56251 | 0.56521 | 0.56251 | 0.56521 | 0 | 59.8436
| Zone | South of Lugo | Average Weekday | May | SCE 1-in-10 | 7 | 0.58006 | 0.61725 | 0.58006 | 0.61725 | 0 | 59.7178
| Zone | South of Lugo | Average Weekday | May | SCE 1-in-10 | 8 | 0.55621 | 0.58186 | 0.55621 | 0.58186 | 0 | 60.4015
| Zone | South of Lugo | Average Weekday | May | SCE 1-in-10 | 9 | 0.44479 | 0.4263 | 0.44479 | 0.4263 | 0 | 62.4811
| Zone | South of Lugo | Average Weekday | May | SCE 1-in-10 | 10 | 0.27697 | 0.25217 | 0.27697 | 0.25217 | 0 | 65.3457
| Zone | South of Lugo | Average Weekday | May | SCE 1-in-10 | 11 | 0.13488 | 0.11545 | 0.13488 | 0.11545 | 0 | 68.3959
| Zone | South of Lugo | Average Weekday | May | SCE 1-in-10 | 12 | 0.062635 | 0.035328 | 0.062635 | 0.035328 | 0 | 71.214
| Zone | South of Lugo | Average Weekday | May | SCE 1-in-10 | 13 | 0.071137 | 0.018686 | 0.071137 | 0.018686 | 0 | 73.6281
| Zone | South of Lugo | Average Weekday | May | SCE 1-in-10 | 14 | 0.14121 | 0.073074 | 0.14121 | 0.073074 | 0 | 75.6608
| Zone | South of Lugo | Average Weekday | May | SCE 1-in-10 | 15 | 0.27399 | 0.19683 | 0.27399 | 0.19683 | 0 | 77.1859
| Zone | South of Lugo | Average Weekday | May | SCE 1-in-10 | 16 | 0.48261 | 0.40605 | 0.48261 | 0.40605 | 0 | 78.1368
| Zone | South of Lugo | Average Weekday | May | SCE 1-in-10 | 17 | 0.7184 | 0.65216 | 0.27457 | 0.20833 | 0.031261 | 78.4278
| Zone | South of Lugo | Average Weekday | May | SCE 1-in-10 | 18 | 0.97331 | 0.89826 | 0.72351 | 0.59994 | 0.18011 | 77.8023
| Zone | South of Lugo | Average Weekday | May | SCE 1-in-10 | 19 | 1.1457 | 1.054 | 1.1007 | 0.88201 | 0.022486 | 76.3852
| Zone | South of Lugo | Average Weekday | May | SCE 1-in-10 | 20 | 1.1901 | 1.1135 | 1.1901 | 1.0247 | 0 | 74.1584
| Zone | South of Lugo | Average Weekday | May | SCE 1-in-10 | 21 | 1.1823 | 1.1269 | 1.1823 | 1.0864 | 0 | 70.9062
| Zone | South of Lugo | Average Weekday | May | SCE 1-in-10 | 22 | 1.1089 | 1.0632 | 1.4761 | 1.4304 | 0.1074 | 67.9436
| Zone | South of Lugo | Average Weekday | May | SCE 1-in-10 | 23 | 1.0184 | 0.98693 | 1.0184 | 1.016 | 0 | 65.9836
| Zone | South of Lugo | Average Weekday | May | SCE 1-in-10 | 24 | 0.87309 | 0.84866 | 0.87309 | 0.84866 | 0 | 64.5683
| Zone | South of Lugo | Average Weekday | May | SCE 1-in-2 | 1 | 0.7464 | 0.71629 | 0.7464 | 0.71629 | 0 | 61.0046
| Zone | South of Lugo | Average Weekday | May | SCE 1-in-2 | 2 | 0.66538 | 0.64471 | 0.66538 | 0.64471 | 0 | 60.3349
| Zone | South of Lugo | Average Weekday | May | SCE 1-in-2 | 3 | 0.60631 | 0.58786 | 0.60631 | 0.58786 | 0 | 59.7703
| Zone | South of Lugo | Average Weekday | May | SCE 1-in-2 | 4 | 0.56758 | 0.55249 | 0.56758 | 0.55249 | 0 | 59.2147
| Zone | South of Lugo | Average Weekday | May | SCE 1-in-2 | 5 | 0.55073 | 0.53896 | 0.55073 | 0.53896 | 0 | 58.7673
| Zone | South of Lugo | Average Weekday | May | SCE 1-in-2 | 6 | 0.557 | 0.5597 | 0.557 | 0.5597 | 0 | 58.3499
| Zone | South of Lugo | Average Weekday | May | SCE 1-in-2 | 7 | 0.58654 | 0.62373 | 0.58654 | 0.62373 | 0 | 57.9868
| Zone | South of Lugo | Average Weekday | May | SCE 1-in-2 | 8 | 0.56278 | 0.58843 | 0.56278 | 0.58843 | 0 | 58.3747
| Zone | South of Lugo | Average Weekday | May | SCE 1-in-2 | 9 | 0.45174 | 0.43326 | 0.45174 | 0.43326 | 0 | 60.0124
| Zone | South of Lugo | Average Weekday | May | SCE 1-in-2 | 10 | 0.30704 | 0.28223 | 0.30704 | 0.28223 | 0 | 62.3215
| Zone | South of Lugo | Average Weekday | May | SCE 1-in-2 | 11 | 0.19244 | 0.17301 | 0.19244 | 0.17301 | 0 | 65.086
| Zone | South of Lugo | Average Weekday | May | SCE 1-in-2 | 12 | 0.1378 | 0.11049 | 0.1378 | 0.11049 | 0 | 67.6394
| Zone | South of Lugo | Average Weekday | May | SCE 1-in-2 | 13 | 0.1292 | 0.076752 | 0.1292 | 0.076752 | 0 | 69.9392
| Zone | South of Lugo | Average Weekday | May | SCE 1-in-2 | 14 | 0.16569 | 0.097553 | 0.16569 | 0.097553 | 0 | 71.8568
| Zone | South of Lugo | Average Weekday | May | SCE 1-in-2 | 15 | 0.24838 | 0.17122 | 0.24838 | 0.17122 | 0 | 73.2781
| Zone | South of Lugo | Average Weekday | May | SCE 1-in-2 | 16 | 0.39994 | 0.32338 | 0.39994 | 0.32338 | 0 | 74.066
| Zone | South of Lugo | Average Weekday | May | SCE 1-in-2 | 17 | 0.58925 | 0.52301 | 0.46055 | 0.39431 | 0.038041 | 74.1942
| Zone | South of Lugo | Average Weekday | May | SCE 1-in-2 | 18 | 0.82749 | 0.75243 | 0.73005 | 0.65499 | 0.048721 | 73.4727
| Zone | South of Lugo | Average Weekday | May | SCE 1-in-2 | 19 | 1.0097 | 0.91798 | 1.0097 | 0.8289 | 0 | 71.9554
| Zone | South of Lugo | Average Weekday | May | SCE 1-in-2 | 20 | 1.0802 | 1.0035 | 1.0802 | 0.98176 | 0 | 69.65
| Zone | South of Lugo | Average Weekday | May | SCE 1-in-2 | 21 | 1.0809 | 1.0255 | 1.0809 | 1.0255 | 0 | 66.5892
| Zone | South of Lugo | Average Weekday | May | SCE 1-in-2 | 22 | 1.024 | 0.9783 | 1.1365 | 1.0908 | 0.056239 | 64.1416
| Zone | South of Lugo | Average Weekday | May | SCE 1-in-2 | 23 | 0.94848 | 0.91698 | 0.94848 | 0.91698 | 0 | 62.7162
| Zone | South of Lugo | Average Weekday | May | SCE 1-in-2 | 24 | 0.82413 | 0.7997 | 0.82413 | 0.7997 | 0 | 61.6763
| Zone | South of Lugo | Average Weekday | November | CAISO 1-in-10 | 1 | 0.7354 | 0.70529 | 0.7354 | 0.70529 | 0 | 58.0848
| Zone | South of Lugo | Average Weekday | November | CAISO 1-in-10 | 2 | 0.65521 | 0.63454 | 0.65521 | 0.63454 | 0 | 57.0274
| Zone | South of Lugo | Average Weekday | November | CAISO 1-in-10 | 3 | 0.59853 | 0.58008 | 0.59853 | 0.58008 | 0 | 56.2109
| Zone | South of Lugo | Average Weekday | November | CAISO 1-in-10 | 4 | 0.56273 | 0.54764 | 0.56273 | 0.54764 | 0 | 55.4579
| Zone | South of Lugo | Average Weekday | November | CAISO 1-in-10 | 5 | 0.54994 | 0.53818 | 0.54994 | 0.53818 | 0 | 54.8244
| Zone | South of Lugo | Average Weekday | November | CAISO 1-in-10 | 6 | 0.56199 | 0.56469 | 0.56199 | 0.56469 | 0 | 54.2525
| Zone | South of Lugo | Average Weekday | November | CAISO 1-in-10 | 7 | 0.60014 | 0.63733 | 0.60014 | 0.63733 | 0 | 53.9591
| Zone | South of Lugo | Average Weekday | November | CAISO 1-in-10 | 8 | 0.57926 | 0.60491 | 0.57926 | 0.60491 | 0 | 53.9557
| Zone | South of Lugo | Average Weekday | November | CAISO 1-in-10 | 9 | 0.46776 | 0.44927 | 0.46776 | 0.44927 | 0 | 55.8617
| Zone | South of Lugo | Average Weekday | November | CAISO 1-in-10 | 10 | 0.33895 | 0.31415 | 0.33895 | 0.31415 | 0 | 59.8537
| Zone | South of Lugo | Average Weekday | November | CAISO 1-in-10 | 11 | 0.2295 | 0.21006 | 0.2295 | 0.21006 | 0 | 64.1697
| Zone | South of Lugo | Average Weekday | November | CAISO 1-in-10 | 12 | 0.14586 | 0.11855 | 0.14586 | 0.11855 | 0 | 67.7244
| Zone | South of Lugo | Average Weekday | November | CAISO 1-in-10 | 13 | 0.13327 | 0.080819 | 0.13327 | 0.080819 | 0 | 70.2901
| Zone | South of Lugo | Average Weekday | November | CAISO 1-in-10 | 14 | 0.16685 | 0.098713 | 0.16685 | 0.098713 | 0 | 71.9283
| Zone | South of Lugo | Average Weekday | November | CAISO 1-in-10 | 15 | 0.24187 | 0.16471 | 0.24187 | 0.16471 | 0 | 72.7395
| Zone | South of Lugo | Average Weekday | November | CAISO 1-in-10 | 16 | 0.37266 | 0.2961 | 0.37266 | 0.2961 | 0 | 72.9969
| Zone | South of Lugo | Average Weekday | November | CAISO 1-in-10 | 17 | 0.5371 | 0.47086 | 0.5371 | 0.47086 | 0 | 72.3124
| Zone | South of Lugo | Average Weekday | November | CAISO 1-in-10 | 18 | 0.7641 | 0.68905 | 0.7641 | 0.68905 | 0 | 70.2994
| Zone | South of Lugo | Average Weekday | November | CAISO 1-in-10 | 19 | 0.95022 | 0.85854 | 0.95022 | 0.85854 | 0 | 67.5767
| Zone | South of Lugo | Average Weekday | November | CAISO 1-in-10 | 20 | 1.019 | 0.94237 | 1.019 | 0.94237 | 0 | 65.3564
| Zone | South of Lugo | Average Weekday | November | CAISO 1-in-10 | 21 | 1.0313 | 0.97586 | 1.0313 | 0.97586 | 0 | 63.5755
| Zone | South of Lugo | Average Weekday | November | CAISO 1-in-10 | 22 | 0.98489 | 0.93919 | 0.98489 | 0.93919 | 0 | 61.8821
| Zone | South of Lugo | Average Weekday | November | CAISO 1-in-10 | 23 | 0.91742 | 0.88593 | 0.91742 | 0.88593 | 0 | 60.4643
| Zone | South of Lugo | Average Weekday | November | CAISO 1-in-10 | 24 | 0.80537 | 0.78094 | 0.80537 | 0.78094 | 0 | 59.2061
| Zone | South of Lugo | Average Weekday | November | CAISO 1-in-2 | 1 | 0.74567 | 0.71556 | 0.74567 | 0.71556 | 0 | 56.9278
| Zone | South of Lugo | Average Weekday | November | CAISO 1-in-2 | 2 | 0.66558 | 0.64492 | 0.66558 | 0.64492 | 0 | 56.1513
| Zone | South of Lugo | Average Weekday | November | CAISO 1-in-2 | 3 | 0.60993 | 0.59148 | 0.60993 | 0.59148 | 0 | 55.3776
| Zone | South of Lugo | Average Weekday | November | CAISO 1-in-2 | 4 | 0.57484 | 0.55974 | 0.57484 | 0.55974 | 0 | 54.6912
| Zone | South of Lugo | Average Weekday | November | CAISO 1-in-2 | 5 | 0.5628 | 0.55104 | 0.5628 | 0.55104 | 0 | 54.1991
| Zone | South of Lugo | Average Weekday | November | CAISO 1-in-2 | 6 | 0.57625 | 0.57894 | 0.57625 | 0.57894 | 0 | 53.7042
| Zone | South of Lugo | Average Weekday | November | CAISO 1-in-2 | 7 | 0.61891 | 0.6561 | 0.61891 | 0.6561 | 0 | 53.5138
| Zone | South of Lugo | Average Weekday | November | CAISO 1-in-2 | 8 | 0.60427 | 0.62992 | 0.60427 | 0.62992 | 0 | 53.3983
| Zone | South of Lugo | Average Weekday | November | CAISO 1-in-2 | 9 | 0.49173 | 0.47324 | 0.49173 | 0.47324 | 0 | 55.0518
| Zone | South of Lugo | Average Weekday | November | CAISO 1-in-2 | 10 | 0.361 | 0.33619 | 0.361 | 0.33619 | 0 | 58.1821
| Zone | South of Lugo | Average Weekday | November | CAISO 1-in-2 | 11 | 0.25206 | 0.23263 | 0.25206 | 0.23263 | 0 | 61.8641
| Zone | South of Lugo | Average Weekday | November | CAISO 1-in-2 | 12 | 0.19004 | 0.16273 | 0.19004 | 0.16273 | 0 | 65.1408
| Zone | South of Lugo | Average Weekday | November | CAISO 1-in-2 | 13 | 0.17103 | 0.11858 | 0.17103 | 0.11858 | 0 | 67.6515
| Zone | South of Lugo | Average Weekday | November | CAISO 1-in-2 | 14 | 0.20243 | 0.13429 | 0.20243 | 0.13429 | 0 | 69.2905
| Zone | South of Lugo | Average Weekday | November | CAISO 1-in-2 | 15 | 0.27577 | 0.19861 | 0.27577 | 0.19861 | 0 | 70.1912
| Zone | South of Lugo | Average Weekday | November | CAISO 1-in-2 | 16 | 0.40452 | 0.32796 | 0.40452 | 0.32796 | 0 | 70.2893
| Zone | South of Lugo | Average Weekday | November | CAISO 1-in-2 | 17 | 0.56753 | 0.50129 | 0.56753 | 0.50129 | 0 | 69.3958
| Zone | South of Lugo | Average Weekday | November | CAISO 1-in-2 | 18 | 0.79726 | 0.72221 | 0.79726 | 0.72221 | 0 | 67.2142
| Zone | South of Lugo | Average Weekday | November | CAISO 1-in-2 | 19 | 0.97202 | 0.88033 | 0.97202 | 0.88033 | 0 | 64.651
| Zone | South of Lugo | Average Weekday | November | CAISO 1-in-2 | 20 | 1.0337 | 0.95708 | 1.0337 | 0.95708 | 0 | 62.6269
| Zone | South of Lugo | Average Weekday | November | CAISO 1-in-2 | 21 | 1.042 | 0.98658 | 1.042 | 0.98658 | 0 | 61.0921
| Zone | South of Lugo | Average Weekday | November | CAISO 1-in-2 | 22 | 0.99101 | 0.94531 | 1.0046 | 0.95889 | 0.0067907 | 59.7509
| Zone | South of Lugo | Average Weekday | November | CAISO 1-in-2 | 23 | 0.92613 | 0.89464 | 0.92613 | 0.89464 | 0 | 58.64
| Zone | South of Lugo | Average Weekday | November | CAISO 1-in-2 | 24 | 0.81463 | 0.7902 | 0.81463 | 0.7902 | 0 | 57.7229
| Zone | South of Lugo | Average Weekday | November | SCE 1-in-10 | 1 | 0.7354 | 0.70529 | 0.7354 | 0.70529 | 0 | 58.0848
| Zone | South of Lugo | Average Weekday | November | SCE 1-in-10 | 2 | 0.65521 | 0.63454 | 0.65521 | 0.63454 | 0 | 57.0274
| Zone | South of Lugo | Average Weekday | November | SCE 1-in-10 | 3 | 0.59853 | 0.58008 | 0.59853 | 0.58008 | 0 | 56.2109
| Zone | South of Lugo | Average Weekday | November | SCE 1-in-10 | 4 | 0.56273 | 0.54764 | 0.56273 | 0.54764 | 0 | 55.4579
| Zone | South of Lugo | Average Weekday | November | SCE 1-in-10 | 5 | 0.54994 | 0.53818 | 0.54994 | 0.53818 | 0 | 54.8244
| Zone | South of Lugo | Average Weekday | November | SCE 1-in-10 | 6 | 0.56199 | 0.56469 | 0.56199 | 0.56469 | 0 | 54.2525
| Zone | South of Lugo | Average Weekday | November | SCE 1-in-10 | 7 | 0.60014 | 0.63733 | 0.60014 | 0.63733 | 0 | 53.9591
| Zone | South of Lugo | Average Weekday | November | SCE 1-in-10 | 8 | 0.57926 | 0.60491 | 0.57926 | 0.60491 | 0 | 53.9557
| Zone | South of Lugo | Average Weekday | November | SCE 1-in-10 | 9 | 0.46776 | 0.44927 | 0.46776 | 0.44927 | 0 | 55.8617
| Zone | South of Lugo | Average Weekday | November | SCE 1-in-10 | 10 | 0.33895 | 0.31415 | 0.33895 | 0.31415 | 0 | 59.8537
| Zone | South of Lugo | Average Weekday | November | SCE 1-in-10 | 11 | 0.2295 | 0.21006 | 0.2295 | 0.21006 | 0 | 64.1697
| Zone | South of Lugo | Average Weekday | November | SCE 1-in-10 | 12 | 0.14586 | 0.11855 | 0.14586 | 0.11855 | 0 | 67.7244
| Zone | South of Lugo | Average Weekday | November | SCE 1-in-10 | 13 | 0.13327 | 0.080819 | 0.13327 | 0.080819 | 0 | 70.2901
| Zone | South of Lugo | Average Weekday | November | SCE 1-in-10 | 14 | 0.16685 | 0.098713 | 0.16685 | 0.098713 | 0 | 71.9283
| Zone | South of Lugo | Average Weekday | November | SCE 1-in-10 | 15 | 0.24187 | 0.16471 | 0.24187 | 0.16471 | 0 | 72.7395
| Zone | South of Lugo | Average Weekday | November | SCE 1-in-10 | 16 | 0.37266 | 0.2961 | 0.37266 | 0.2961 | 0 | 72.9969
| Zone | South of Lugo | Average Weekday | November | SCE 1-in-10 | 17 | 0.5371 | 0.47086 | 0.5371 | 0.47086 | 0 | 72.3124
| Zone | South of Lugo | Average Weekday | November | SCE 1-in-10 | 18 | 0.7641 | 0.68905 | 0.7641 | 0.68905 | 0 | 70.2994
| Zone | South of Lugo | Average Weekday | November | SCE 1-in-10 | 19 | 0.95022 | 0.85854 | 0.95022 | 0.85854 | 0 | 67.5767
| Zone | South of Lugo | Average Weekday | November | SCE 1-in-10 | 20 | 1.019 | 0.94237 | 1.019 | 0.94237 | 0 | 65.3564
| Zone | South of Lugo | Average Weekday | November | SCE 1-in-10 | 21 | 1.0313 | 0.97586 | 1.0313 | 0.97586 | 0 | 63.5755
| Zone | South of Lugo | Average Weekday | November | SCE 1-in-10 | 22 | 0.98489 | 0.93919 | 0.98489 | 0.93919 | 0 | 61.8821
| Zone | South of Lugo | Average Weekday | November | SCE 1-in-10 | 23 | 0.91742 | 0.88593 | 0.91742 | 0.88593 | 0 | 60.4643
| Zone | South of Lugo | Average Weekday | November | SCE 1-in-10 | 24 | 0.80537 | 0.78094 | 0.80537 | 0.78094 | 0 | 59.2061
| Zone | South of Lugo | Average Weekday | November | SCE 1-in-2 | 1 | 0.7384 | 0.70829 | 0.7384 | 0.70829 | 0 | 58.056
| Zone | South of Lugo | Average Weekday | November | SCE 1-in-2 | 2 | 0.65826 | 0.6376 | 0.65826 | 0.6376 | 0 | 57.3059
| Zone | South of Lugo | Average Weekday | November | SCE 1-in-2 | 3 | 0.60182 | 0.58337 | 0.60182 | 0.58337 | 0 | 56.5658
| Zone | South of Lugo | Average Weekday | November | SCE 1-in-2 | 4 | 0.56621 | 0.55112 | 0.56621 | 0.55112 | 0 | 56.0379
| Zone | South of Lugo | Average Weekday | November | SCE 1-in-2 | 5 | 0.55367 | 0.5419 | 0.55367 | 0.5419 | 0 | 55.5966
| Zone | South of Lugo | Average Weekday | November | SCE 1-in-2 | 6 | 0.56609 | 0.56878 | 0.56609 | 0.56878 | 0 | 55.1403
| Zone | South of Lugo | Average Weekday | November | SCE 1-in-2 | 7 | 0.60522 | 0.64241 | 0.60522 | 0.64241 | 0 | 55.002
| Zone | South of Lugo | Average Weekday | November | SCE 1-in-2 | 8 | 0.58542 | 0.61107 | 0.58542 | 0.61107 | 0 | 54.9381
| Zone | South of Lugo | Average Weekday | November | SCE 1-in-2 | 9 | 0.47351 | 0.45502 | 0.47351 | 0.45502 | 0 | 56.6719
| Zone | South of Lugo | Average Weekday | November | SCE 1-in-2 | 10 | 0.34415 | 0.31935 | 0.34415 | 0.31935 | 0 | 59.9872
| Zone | South of Lugo | Average Weekday | November | SCE 1-in-2 | 11 | 0.23856 | 0.21913 | 0.23856 | 0.21913 | 0 | 63.5517
| Zone | South of Lugo | Average Weekday | November | SCE 1-in-2 | 12 | 0.16696 | 0.13966 | 0.16696 | 0.13966 | 0 | 66.5313
| Zone | South of Lugo | Average Weekday | November | SCE 1-in-2 | 13 | 0.15405 | 0.1016 | 0.15405 | 0.1016 | 0 | 68.7955
| Zone | South of Lugo | Average Weekday | November | SCE 1-in-2 | 14 | 0.18435 | 0.11621 | 0.18435 | 0.11621 | 0 | 70.3222
| Zone | South of Lugo | Average Weekday | November | SCE 1-in-2 | 15 | 0.25332 | 0.17616 | 0.25332 | 0.17616 | 0 | 71.2805
| Zone | South of Lugo | Average Weekday | November | SCE 1-in-2 | 16 | 0.38029 | 0.30373 | 0.38029 | 0.30373 | 0 | 71.4653
| Zone | South of Lugo | Average Weekday | November | SCE 1-in-2 | 17 | 0.5442 | 0.47796 | 0.5442 | 0.47796 | 0 | 70.6218
| Zone | South of Lugo | Average Weekday | November | SCE 1-in-2 | 18 | 0.7779 | 0.70285 | 0.7779 | 0.70285 | 0 | 68.4572
| Zone | South of Lugo | Average Weekday | November | SCE 1-in-2 | 19 | 0.95761 | 0.86593 | 0.95761 | 0.86593 | 0 | 65.955
| Zone | South of Lugo | Average Weekday | November | SCE 1-in-2 | 20 | 1.018 | 0.94137 | 1.018 | 0.94137 | 0 | 64.1065
| Zone | South of Lugo | Average Weekday | November | SCE 1-in-2 | 21 | 1.0346 | 0.97918 | 1.0346 | 0.97918 | 0 | 62.5783
| Zone | South of Lugo | Average Weekday | November | SCE 1-in-2 | 22 | 0.98729 | 0.94159 | 0.9897 | 0.944 | 0.0012011 | 61.1513
| Zone | South of Lugo | Average Weekday | November | SCE 1-in-2 | 23 | 0.92032 | 0.88882 | 0.92032 | 0.88882 | 0 | 59.8559
| Zone | South of Lugo | Average Weekday | November | SCE 1-in-2 | 24 | 0.80836 | 0.78393 | 0.80836 | 0.78393 | 0 | 58.8963
| Zone | South of Lugo | Average Weekday | October | CAISO 1-in-10 | 1 | 1.0471 | 1.017 | 1.0471 | 1.017 | 0 | 69.5028
| Zone | South of Lugo | Average Weekday | October | CAISO 1-in-10 | 2 | 0.89366 | 0.87299 | 0.89366 | 0.87299 | 0 | 68.5507
| Zone | South of Lugo | Average Weekday | October | CAISO 1-in-10 | 3 | 0.78111 | 0.76266 | 0.78111 | 0.76266 | 0 | 67.8205
| Zone | South of Lugo | Average Weekday | October | CAISO 1-in-10 | 4 | 0.69823 | 0.68314 | 0.69823 | 0.68314 | 0 | 67.1287
| Zone | South of Lugo | Average Weekday | October | CAISO 1-in-10 | 5 | 0.64497 | 0.6332 | 0.64497 | 0.6332 | 0 | 66.541
| Zone | South of Lugo | Average Weekday | October | CAISO 1-in-10 | 6 | 0.62125 | 0.62394 | 0.62125 | 0.62394 | 0 | 66.1291
| Zone | South of Lugo | Average Weekday | October | CAISO 1-in-10 | 7 | 0.61756 | 0.65475 | 0.61756 | 0.65475 | 0 | 65.7024
| Zone | South of Lugo | Average Weekday | October | CAISO 1-in-10 | 8 | 0.58977 | 0.61542 | 0.58977 | 0.61542 | 0 | 65.4523
| Zone | South of Lugo | Average Weekday | October | CAISO 1-in-10 | 9 | 0.49036 | 0.47187 | 0.49036 | 0.47187 | 0 | 66.1484
| Zone | South of Lugo | Average Weekday | October | CAISO 1-in-10 | 10 | 0.37923 | 0.35443 | 0.37923 | 0.35443 | 0 | 69.3603
| Zone | South of Lugo | Average Weekday | October | CAISO 1-in-10 | 11 | 0.29734 | 0.27791 | 0.29734 | 0.27791 | 0 | 72.9971
| Zone | South of Lugo | Average Weekday | October | CAISO 1-in-10 | 12 | 0.29167 | 0.26436 | 0.29167 | 0.26436 | 0 | 76.6106
| Zone | South of Lugo | Average Weekday | October | CAISO 1-in-10 | 13 | 0.38543 | 0.33298 | 0.38543 | 0.33298 | 0 | 79.468
| Zone | South of Lugo | Average Weekday | October | CAISO 1-in-10 | 14 | 0.5519 | 0.48376 | 0.5519 | 0.48376 | 0 | 81.5828
| Zone | South of Lugo | Average Weekday | October | CAISO 1-in-10 | 15 | 0.76701 | 0.68985 | 0.76701 | 0.68985 | 0 | 82.8106
| Zone | South of Lugo | Average Weekday | October | CAISO 1-in-10 | 16 | 1.0429 | 0.96637 | 1.0429 | 0.96637 | 0 | 83.4208
| Zone | South of Lugo | Average Weekday | October | CAISO 1-in-10 | 17 | 1.3139 | 1.2477 | 0.48884 | 0.3864 | 0.023887 | 83.3057
| Zone | South of Lugo | Average Weekday | October | CAISO 1-in-10 | 18 | 1.5758 | 1.5008 | 1.2246 | 1.101 | 0.14554 | 82.5591
| Zone | South of Lugo | Average Weekday | October | CAISO 1-in-10 | 19 | 1.7055 | 1.6138 | 1.5912 | 1.3725 | 0.10248 | 80.4483
| Zone | South of Lugo | Average Weekday | October | CAISO 1-in-10 | 20 | 1.641 | 1.5643 | 1.6021 | 1.4323 | 0.019434 | 77.0729
| Zone | South of Lugo | Average Weekday | October | CAISO 1-in-10 | 21 | 1.5871 | 1.5317 | 1.5843 | 1.4357 | 0.0014154 | 74.6468
| Zone | South of Lugo | Average Weekday | October | CAISO 1-in-10 | 22 | 1.4963 | 1.4506 | 1.9409 | 1.9402 | 0.080225 | 73.0374
| Zone | South of Lugo | Average Weekday | October | CAISO 1-in-10 | 23 | 1.3516 | 1.3201 | 1.4097 | 1.4093 | 0.048472 | 71.7649
| Zone | South of Lugo | Average Weekday | October | CAISO 1-in-10 | 24 | 1.1508 | 1.1264 | 1.1871 | 1.1525 | 0.018163 | 70.6482
| Zone | South of Lugo | Average Weekday | October | CAISO 1-in-2 | 1 | 0.79233 | 0.76222 | 0.79233 | 0.76222 | 0 | 64.4237
| Zone | South of Lugo | Average Weekday | October | CAISO 1-in-2 | 2 | 0.69132 | 0.67066 | 0.69132 | 0.67066 | 0 | 63.5459
| Zone | South of Lugo | Average Weekday | October | CAISO 1-in-2 | 3 | 0.62913 | 0.61068 | 0.62913 | 0.61068 | 0 | 62.6378
| Zone | South of Lugo | Average Weekday | October | CAISO 1-in-2 | 4 | 0.58628 | 0.57119 | 0.58628 | 0.57119 | 0 | 61.9775
| Zone | South of Lugo | Average Weekday | October | CAISO 1-in-2 | 5 | 0.56345 | 0.55169 | 0.56345 | 0.55169 | 0 | 61.3751
| Zone | South of Lugo | Average Weekday | October | CAISO 1-in-2 | 6 | 0.56129 | 0.56398 | 0.56129 | 0.56398 | 0 | 60.9501
| Zone | South of Lugo | Average Weekday | October | CAISO 1-in-2 | 7 | 0.57971 | 0.6169 | 0.57971 | 0.6169 | 0 | 60.608
| Zone | South of Lugo | Average Weekday | October | CAISO 1-in-2 | 8 | 0.55521 | 0.58086 | 0.55521 | 0.58086 | 0 | 60.435
| Zone | South of Lugo | Average Weekday | October | CAISO 1-in-2 | 9 | 0.44334 | 0.42485 | 0.44334 | 0.42485 | 0 | 61.0959
| Zone | South of Lugo | Average Weekday | October | CAISO 1-in-2 | 10 | 0.27815 | 0.25335 | 0.27815 | 0.25335 | 0 | 63.8064
| Zone | South of Lugo | Average Weekday | October | CAISO 1-in-2 | 11 | 0.15706 | 0.13763 | 0.15706 | 0.13763 | 0 | 67.2349
| Zone | South of Lugo | Average Weekday | October | CAISO 1-in-2 | 12 | 0.084337 | 0.057031 | 0.084337 | 0.057031 | 0 | 70.5696
| Zone | South of Lugo | Average Weekday | October | CAISO 1-in-2 | 13 | 0.086153 | 0.033702 | 0.086153 | 0.033702 | 0 | 73.3826
| Zone | South of Lugo | Average Weekday | October | CAISO 1-in-2 | 14 | 0.15341 | 0.08527 | 0.15341 | 0.08527 | 0 | 75.501
| Zone | South of Lugo | Average Weekday | October | CAISO 1-in-2 | 15 | 0.28198 | 0.20482 | 0.28198 | 0.20482 | 0 | 77.035
| Zone | South of Lugo | Average Weekday | October | CAISO 1-in-2 | 16 | 0.48546 | 0.40889 | 0.48546 | 0.40889 | 0 | 77.9797
| Zone | South of Lugo | Average Weekday | October | CAISO 1-in-2 | 17 | 0.71643 | 0.65018 | 0.28105 | 0.21481 | 0.031973 | 77.9754
| Zone | South of Lugo | Average Weekday | October | CAISO 1-in-2 | 18 | 0.97202 | 0.89697 | 0.73835 | 0.61477 | 0.18566 | 77.0461
| Zone | South of Lugo | Average Weekday | October | CAISO 1-in-2 | 19 | 1.1442 | 1.0526 | 1.1228 | 0.90405 | 0.010745 | 75.0085
| Zone | South of Lugo | Average Weekday | October | CAISO 1-in-2 | 20 | 1.1708 | 1.0942 | 1.1708 | 1.0404 | 0 | 71.8068
| Zone | South of Lugo | Average Weekday | October | CAISO 1-in-2 | 21 | 1.1684 | 1.1129 | 1.1684 | 1.0931 | 0 | 69.5201
| Zone | South of Lugo | Average Weekday | October | CAISO 1-in-2 | 22 | 1.109 | 1.0633 | 1.4764 | 1.4307 | 0.10789 | 67.8529
| Zone | South of Lugo | Average Weekday | October | CAISO 1-in-2 | 23 | 1.0191 | 0.98756 | 1.0219 | 1.0216 | 0.0014331 | 66.4632
| Zone | South of Lugo | Average Weekday | October | CAISO 1-in-2 | 24 | 0.87805 | 0.85362 | 0.87805 | 0.85362 | 0 | 65.2831
| Zone | South of Lugo | Average Weekday | October | SCE 1-in-10 | 1 | 1.0471 | 1.017 | 1.0471 | 1.017 | 0 | 69.5028
| Zone | South of Lugo | Average Weekday | October | SCE 1-in-10 | 2 | 0.89366 | 0.87299 | 0.89366 | 0.87299 | 0 | 68.5507
| Zone | South of Lugo | Average Weekday | October | SCE 1-in-10 | 3 | 0.78111 | 0.76266 | 0.78111 | 0.76266 | 0 | 67.8205
| Zone | South of Lugo | Average Weekday | October | SCE 1-in-10 | 4 | 0.69823 | 0.68314 | 0.69823 | 0.68314 | 0 | 67.1287
| Zone | South of Lugo | Average Weekday | October | SCE 1-in-10 | 5 | 0.64497 | 0.6332 | 0.64497 | 0.6332 | 0 | 66.541
| Zone | South of Lugo | Average Weekday | October | SCE 1-in-10 | 6 | 0.62125 | 0.62394 | 0.62125 | 0.62394 | 0 | 66.1291
| Zone | South of Lugo | Average Weekday | October | SCE 1-in-10 | 7 | 0.61756 | 0.65475 | 0.61756 | 0.65475 | 0 | 65.7024
| Zone | South of Lugo | Average Weekday | October | SCE 1-in-10 | 8 | 0.58977 | 0.61542 | 0.58977 | 0.61542 | 0 | 65.4523
| Zone | South of Lugo | Average Weekday | October | SCE 1-in-10 | 9 | 0.49036 | 0.47187 | 0.49036 | 0.47187 | 0 | 66.1484
| Zone | South of Lugo | Average Weekday | October | SCE 1-in-10 | 10 | 0.37923 | 0.35443 | 0.37923 | 0.35443 | 0 | 69.3603
| Zone | South of Lugo | Average Weekday | October | SCE 1-in-10 | 11 | 0.29734 | 0.27791 | 0.29734 | 0.27791 | 0 | 72.9971
| Zone | South of Lugo | Average Weekday | October | SCE 1-in-10 | 12 | 0.29167 | 0.26436 | 0.29167 | 0.26436 | 0 | 76.6106
| Zone | South of Lugo | Average Weekday | October | SCE 1-in-10 | 13 | 0.38543 | 0.33298 | 0.38543 | 0.33298 | 0 | 79.468
| Zone | South of Lugo | Average Weekday | October | SCE 1-in-10 | 14 | 0.5519 | 0.48376 | 0.5519 | 0.48376 | 0 | 81.5828
| Zone | South of Lugo | Average Weekday | October | SCE 1-in-10 | 15 | 0.76701 | 0.68985 | 0.76701 | 0.68985 | 0 | 82.8106
| Zone | South of Lugo | Average Weekday | October | SCE 1-in-10 | 16 | 1.0429 | 0.96637 | 1.0429 | 0.96637 | 0 | 83.4208
| Zone | South of Lugo | Average Weekday | October | SCE 1-in-10 | 17 | 1.3139 | 1.2477 | 0.48884 | 0.3864 | 0.023887 | 83.3057
| Zone | South of Lugo | Average Weekday | October | SCE 1-in-10 | 18 | 1.5758 | 1.5008 | 1.2246 | 1.101 | 0.14554 | 82.5591
| Zone | South of Lugo | Average Weekday | October | SCE 1-in-10 | 19 | 1.7055 | 1.6138 | 1.5912 | 1.3725 | 0.10248 | 80.4483
| Zone | South of Lugo | Average Weekday | October | SCE 1-in-10 | 20 | 1.641 | 1.5643 | 1.6021 | 1.4323 | 0.019434 | 77.0729
| Zone | South of Lugo | Average Weekday | October | SCE 1-in-10 | 21 | 1.5871 | 1.5317 | 1.5843 | 1.4357 | 0.0014154 | 74.6468
| Zone | South of Lugo | Average Weekday | October | SCE 1-in-10 | 22 | 1.4963 | 1.4506 | 1.9409 | 1.9402 | 0.080225 | 73.0374
| Zone | South of Lugo | Average Weekday | October | SCE 1-in-10 | 23 | 1.3516 | 1.3201 | 1.4097 | 1.4093 | 0.048472 | 71.7649
| Zone | South of Lugo | Average Weekday | October | SCE 1-in-10 | 24 | 1.1508 | 1.1264 | 1.1871 | 1.1525 | 0.018163 | 70.6482
| Zone | South of Lugo | Average Weekday | October | SCE 1-in-2 | 1 | 0.79233 | 0.76222 | 0.79233 | 0.76222 | 0 | 64.4237
| Zone | South of Lugo | Average Weekday | October | SCE 1-in-2 | 2 | 0.69132 | 0.67066 | 0.69132 | 0.67066 | 0 | 63.5459
| Zone | South of Lugo | Average Weekday | October | SCE 1-in-2 | 3 | 0.62913 | 0.61068 | 0.62913 | 0.61068 | 0 | 62.6378
| Zone | South of Lugo | Average Weekday | October | SCE 1-in-2 | 4 | 0.58628 | 0.57119 | 0.58628 | 0.57119 | 0 | 61.9775
| Zone | South of Lugo | Average Weekday | October | SCE 1-in-2 | 5 | 0.56345 | 0.55169 | 0.56345 | 0.55169 | 0 | 61.3751
| Zone | South of Lugo | Average Weekday | October | SCE 1-in-2 | 6 | 0.56129 | 0.56398 | 0.56129 | 0.56398 | 0 | 60.9501
| Zone | South of Lugo | Average Weekday | October | SCE 1-in-2 | 7 | 0.57971 | 0.6169 | 0.57971 | 0.6169 | 0 | 60.608
| Zone | South of Lugo | Average Weekday | October | SCE 1-in-2 | 8 | 0.55521 | 0.58086 | 0.55521 | 0.58086 | 0 | 60.435
| Zone | South of Lugo | Average Weekday | October | SCE 1-in-2 | 9 | 0.44334 | 0.42485 | 0.44334 | 0.42485 | 0 | 61.0959
| Zone | South of Lugo | Average Weekday | October | SCE 1-in-2 | 10 | 0.27815 | 0.25335 | 0.27815 | 0.25335 | 0 | 63.8064
| Zone | South of Lugo | Average Weekday | October | SCE 1-in-2 | 11 | 0.15706 | 0.13763 | 0.15706 | 0.13763 | 0 | 67.2349
| Zone | South of Lugo | Average Weekday | October | SCE 1-in-2 | 12 | 0.084337 | 0.057031 | 0.084337 | 0.057031 | 0 | 70.5696
| Zone | South of Lugo | Average Weekday | October | SCE 1-in-2 | 13 | 0.086153 | 0.033702 | 0.086153 | 0.033702 | 0 | 73.3826
| Zone | South of Lugo | Average Weekday | October | SCE 1-in-2 | 14 | 0.15341 | 0.08527 | 0.15341 | 0.08527 | 0 | 75.501
| Zone | South of Lugo | Average Weekday | October | SCE 1-in-2 | 15 | 0.28198 | 0.20482 | 0.28198 | 0.20482 | 0 | 77.035
| Zone | South of Lugo | Average Weekday | October | SCE 1-in-2 | 16 | 0.48546 | 0.40889 | 0.48546 | 0.40889 | 0 | 77.9797
| Zone | South of Lugo | Average Weekday | October | SCE 1-in-2 | 17 | 0.71643 | 0.65018 | 0.28105 | 0.21481 | 0.031973 | 77.9754
| Zone | South of Lugo | Average Weekday | October | SCE 1-in-2 | 18 | 0.97202 | 0.89697 | 0.73835 | 0.61477 | 0.18566 | 77.0461
| Zone | South of Lugo | Average Weekday | October | SCE 1-in-2 | 19 | 1.1442 | 1.0526 | 1.1228 | 0.90405 | 0.010745 | 75.0085
| Zone | South of Lugo | Average Weekday | October | SCE 1-in-2 | 20 | 1.1708 | 1.0942 | 1.1708 | 1.0404 | 0 | 71.8068
| Zone | South of Lugo | Average Weekday | October | SCE 1-in-2 | 21 | 1.1684 | 1.1129 | 1.1684 | 1.0931 | 0 | 69.5201
| Zone | South of Lugo | Average Weekday | October | SCE 1-in-2 | 22 | 1.109 | 1.0633 | 1.4764 | 1.4307 | 0.10789 | 67.8529
| Zone | South of Lugo | Average Weekday | October | SCE 1-in-2 | 23 | 1.0191 | 0.98756 | 1.0219 | 1.0216 | 0.0014331 | 66.4632
| Zone | South of Lugo | Average Weekday | October | SCE 1-in-2 | 24 | 0.87805 | 0.85362 | 0.87805 | 0.85362 | 0 | 65.2831
| Zone | South of Lugo | Average Weekday | September | CAISO 1-in-10 | 1 | 1.2455 | 1.2154 | 1.2455 | 1.2154 | 0 | 73.3526
| Zone | South of Lugo | Average Weekday | September | CAISO 1-in-10 | 2 | 1.055 | 1.0343 | 1.055 | 1.0343 | 0 | 72.394
| Zone | South of Lugo | Average Weekday | September | CAISO 1-in-10 | 3 | 0.91523 | 0.89678 | 0.91523 | 0.89678 | 0 | 71.5868
| Zone | South of Lugo | Average Weekday | September | CAISO 1-in-10 | 4 | 0.81052 | 0.79543 | 0.81052 | 0.79543 | 0 | 70.8769
| Zone | South of Lugo | Average Weekday | September | CAISO 1-in-10 | 5 | 0.74249 | 0.73073 | 0.74249 | 0.73073 | 0 | 70.2624
| Zone | South of Lugo | Average Weekday | September | CAISO 1-in-10 | 6 | 0.70413 | 0.70682 | 0.70413 | 0.70682 | 0 | 69.7208
| Zone | South of Lugo | Average Weekday | September | CAISO 1-in-10 | 7 | 0.69327 | 0.73047 | 0.69327 | 0.73047 | 0 | 69.3218
| Zone | South of Lugo | Average Weekday | September | CAISO 1-in-10 | 8 | 0.67026 | 0.69591 | 0.67026 | 0.69591 | 0 | 69.071
| Zone | South of Lugo | Average Weekday | September | CAISO 1-in-10 | 9 | 0.59168 | 0.57319 | 0.59168 | 0.57319 | 0 | 70.559
| Zone | South of Lugo | Average Weekday | September | CAISO 1-in-10 | 10 | 0.50733 | 0.48252 | 0.50733 | 0.48252 | 0 | 73.6818
| Zone | South of Lugo | Average Weekday | September | CAISO 1-in-10 | 11 | 0.50021 | 0.48077 | 0.50021 | 0.48077 | 0 | 77.3541
| Zone | South of Lugo | Average Weekday | September | CAISO 1-in-10 | 12 | 0.58713 | 0.55982 | 0.58713 | 0.55982 | 0 | 80.8147
| Zone | South of Lugo | Average Weekday | September | CAISO 1-in-10 | 13 | 0.76969 | 0.71724 | 0.76969 | 0.71724 | 0 | 83.712
| Zone | South of Lugo | Average Weekday | September | CAISO 1-in-10 | 14 | 1.0137 | 0.94556 | 1.0137 | 0.94556 | 0 | 85.7912
| Zone | South of Lugo | Average Weekday | September | CAISO 1-in-10 | 15 | 1.2735 | 1.1963 | 1.2735 | 1.1963 | 0 | 87.3059
| Zone | South of Lugo | Average Weekday | September | CAISO 1-in-10 | 16 | 1.5781 | 1.5015 | 1.5781 | 1.5015 | 0 | 87.9891
| Zone | South of Lugo | Average Weekday | September | CAISO 1-in-10 | 17 | 1.8505 | 1.7843 | 0.93698 | 0.83454 | 0.017788 | 87.9756
| Zone | South of Lugo | Average Weekday | September | CAISO 1-in-10 | 18 | 2.0994 | 2.0243 | 1.6526 | 1.529 | 0.11392 | 87.0403
| Zone | South of Lugo | Average Weekday | September | CAISO 1-in-10 | 19 | 2.198 | 2.1063 | 2.0038 | 1.7851 | 0.078075 | 85.1359
| Zone | South of Lugo | Average Weekday | September | CAISO 1-in-10 | 20 | 2.0854 | 2.0087 | 1.9737 | 1.8039 | 0.042562 | 81.9729
| Zone | South of Lugo | Average Weekday | September | CAISO 1-in-10 | 21 | 1.9815 | 1.9261 | 1.9191 | 1.7705 | 0.053433 | 78.6585
| Zone | South of Lugo | Average Weekday | September | CAISO 1-in-10 | 22 | 1.8513 | 1.8056 | 2.2954 | 2.2946 | 0.061894 | 76.6256
| Zone | South of Lugo | Average Weekday | September | CAISO 1-in-10 | 23 | 1.656 | 1.6245 | 1.7491 | 1.7487 | 0.037292 | 75.1221
| Zone | South of Lugo | Average Weekday | September | CAISO 1-in-10 | 24 | 1.3937 | 1.3693 | 1.4534 | 1.4188 | 0.029895 | 73.9058
| Zone | South of Lugo | Average Weekday | September | CAISO 1-in-2 | 1 | 1.0601 | 1.0299 | 1.0601 | 1.0299 | 0 | 69.8204
| Zone | South of Lugo | Average Weekday | September | CAISO 1-in-2 | 2 | 0.89595 | 0.87529 | 0.89595 | 0.87529 | 0 | 68.9035
| Zone | South of Lugo | Average Weekday | September | CAISO 1-in-2 | 3 | 0.77566 | 0.75721 | 0.77566 | 0.75721 | 0 | 68.1114
| Zone | South of Lugo | Average Weekday | September | CAISO 1-in-2 | 4 | 0.69178 | 0.67669 | 0.69178 | 0.67669 | 0 | 67.4599
| Zone | South of Lugo | Average Weekday | September | CAISO 1-in-2 | 5 | 0.64216 | 0.63039 | 0.64216 | 0.63039 | 0 | 66.912
| Zone | South of Lugo | Average Weekday | September | CAISO 1-in-2 | 6 | 0.61652 | 0.61922 | 0.61652 | 0.61922 | 0 | 66.3576
| Zone | South of Lugo | Average Weekday | September | CAISO 1-in-2 | 7 | 0.61544 | 0.65264 | 0.61544 | 0.65264 | 0 | 66.0563
| Zone | South of Lugo | Average Weekday | September | CAISO 1-in-2 | 8 | 0.58887 | 0.61452 | 0.58887 | 0.61452 | 0 | 65.9281
| Zone | South of Lugo | Average Weekday | September | CAISO 1-in-2 | 9 | 0.50094 | 0.48246 | 0.50094 | 0.48246 | 0 | 67.2389
| Zone | South of Lugo | Average Weekday | September | CAISO 1-in-2 | 10 | 0.4027 | 0.3779 | 0.4027 | 0.3779 | 0 | 70.271
| Zone | South of Lugo | Average Weekday | September | CAISO 1-in-2 | 11 | 0.34204 | 0.32261 | 0.34204 | 0.32261 | 0 | 74.0259
| Zone | South of Lugo | Average Weekday | September | CAISO 1-in-2 | 12 | 0.35373 | 0.32643 | 0.35373 | 0.32643 | 0 | 77.8059
| Zone | South of Lugo | Average Weekday | September | CAISO 1-in-2 | 13 | 0.46322 | 0.41077 | 0.46322 | 0.41077 | 0 | 81.0816
| Zone | South of Lugo | Average Weekday | September | CAISO 1-in-2 | 14 | 0.64696 | 0.57882 | 0.64696 | 0.57882 | 0 | 83.4886
| Zone | South of Lugo | Average Weekday | September | CAISO 1-in-2 | 15 | 0.87657 | 0.79941 | 0.87657 | 0.79941 | 0 | 84.8861
| Zone | South of Lugo | Average Weekday | September | CAISO 1-in-2 | 16 | 1.1631 | 1.0866 | 1.1631 | 1.0866 | 0 | 85.5392
| Zone | South of Lugo | Average Weekday | September | CAISO 1-in-2 | 17 | 1.4352 | 1.3689 | 0.57112 | 0.46867 | 0.021031 | 85.3635
| Zone | South of Lugo | Average Weekday | September | CAISO 1-in-2 | 18 | 1.6913 | 1.6162 | 1.3039 | 1.1803 | 0.13344 | 84.2532
| Zone | South of Lugo | Average Weekday | September | CAISO 1-in-2 | 19 | 1.8159 | 1.7242 | 1.6715 | 1.4527 | 0.093208 | 82.215
| Zone | South of Lugo | Average Weekday | September | CAISO 1-in-2 | 20 | 1.7476 | 1.6709 | 1.6802 | 1.5104 | 0.052336 | 78.9886
| Zone | South of Lugo | Average Weekday | September | CAISO 1-in-2 | 21 | 1.6759 | 1.6205 | 1.6588 | 1.5102 | 0.0085626 | 75.6091
| Zone | South of Lugo | Average Weekday | September | CAISO 1-in-2 | 22 | 1.5741 | 1.5284 | 2.0187 | 2.018 | 0.078136 | 73.4376
| Zone | South of Lugo | Average Weekday | September | CAISO 1-in-2 | 23 | 1.4192 | 1.3877 | 1.4788 | 1.4785 | 0.047968 | 71.9114
| Zone | South of Lugo | Average Weekday | September | CAISO 1-in-2 | 24 | 1.1989 | 1.1744 | 1.2353 | 1.2007 | 0.018203 | 70.6595
| Zone | South of Lugo | Average Weekday | September | SCE 1-in-10 | 1 | 1.2455 | 1.2154 | 1.2455 | 1.2154 | 0 | 73.3526
| Zone | South of Lugo | Average Weekday | September | SCE 1-in-10 | 2 | 1.055 | 1.0343 | 1.055 | 1.0343 | 0 | 72.394
| Zone | South of Lugo | Average Weekday | September | SCE 1-in-10 | 3 | 0.91523 | 0.89678 | 0.91523 | 0.89678 | 0 | 71.5868
| Zone | South of Lugo | Average Weekday | September | SCE 1-in-10 | 4 | 0.81052 | 0.79543 | 0.81052 | 0.79543 | 0 | 70.8769
| Zone | South of Lugo | Average Weekday | September | SCE 1-in-10 | 5 | 0.74249 | 0.73073 | 0.74249 | 0.73073 | 0 | 70.2624
| Zone | South of Lugo | Average Weekday | September | SCE 1-in-10 | 6 | 0.70413 | 0.70682 | 0.70413 | 0.70682 | 0 | 69.7208
| Zone | South of Lugo | Average Weekday | September | SCE 1-in-10 | 7 | 0.69327 | 0.73047 | 0.69327 | 0.73047 | 0 | 69.3218
| Zone | South of Lugo | Average Weekday | September | SCE 1-in-10 | 8 | 0.67026 | 0.69591 | 0.67026 | 0.69591 | 0 | 69.071
| Zone | South of Lugo | Average Weekday | September | SCE 1-in-10 | 9 | 0.59168 | 0.57319 | 0.59168 | 0.57319 | 0 | 70.559
| Zone | South of Lugo | Average Weekday | September | SCE 1-in-10 | 10 | 0.50733 | 0.48252 | 0.50733 | 0.48252 | 0 | 73.6818
| Zone | South of Lugo | Average Weekday | September | SCE 1-in-10 | 11 | 0.50021 | 0.48077 | 0.50021 | 0.48077 | 0 | 77.3541
| Zone | South of Lugo | Average Weekday | September | SCE 1-in-10 | 12 | 0.58713 | 0.55982 | 0.58713 | 0.55982 | 0 | 80.8147
| Zone | South of Lugo | Average Weekday | September | SCE 1-in-10 | 13 | 0.76969 | 0.71724 | 0.76969 | 0.71724 | 0 | 83.712
| Zone | South of Lugo | Average Weekday | September | SCE 1-in-10 | 14 | 1.0137 | 0.94556 | 1.0137 | 0.94556 | 0 | 85.7912
| Zone | South of Lugo | Average Weekday | September | SCE 1-in-10 | 15 | 1.2735 | 1.1963 | 1.2735 | 1.1963 | 0 | 87.3059
| Zone | South of Lugo | Average Weekday | September | SCE 1-in-10 | 16 | 1.5781 | 1.5015 | 1.5781 | 1.5015 | 0 | 87.9891
| Zone | South of Lugo | Average Weekday | September | SCE 1-in-10 | 17 | 1.8505 | 1.7843 | 0.93698 | 0.83454 | 0.017788 | 87.9756
| Zone | South of Lugo | Average Weekday | September | SCE 1-in-10 | 18 | 2.0994 | 2.0243 | 1.6526 | 1.529 | 0.11392 | 87.0403
| Zone | South of Lugo | Average Weekday | September | SCE 1-in-10 | 19 | 2.198 | 2.1063 | 2.0038 | 1.7851 | 0.078075 | 85.1359
| Zone | South of Lugo | Average Weekday | September | SCE 1-in-10 | 20 | 2.0854 | 2.0087 | 1.9737 | 1.8039 | 0.042562 | 81.9729
| Zone | South of Lugo | Average Weekday | September | SCE 1-in-10 | 21 | 1.9815 | 1.9261 | 1.9191 | 1.7705 | 0.053433 | 78.6585
| Zone | South of Lugo | Average Weekday | September | SCE 1-in-10 | 22 | 1.8513 | 1.8056 | 2.2954 | 2.2946 | 0.061894 | 76.6256
| Zone | South of Lugo | Average Weekday | September | SCE 1-in-10 | 23 | 1.656 | 1.6245 | 1.7491 | 1.7487 | 0.037292 | 75.1221
| Zone | South of Lugo | Average Weekday | September | SCE 1-in-10 | 24 | 1.3937 | 1.3693 | 1.4534 | 1.4188 | 0.029895 | 73.9058
| Zone | South of Lugo | Average Weekday | September | SCE 1-in-2 | 1 | 1.0526 | 1.0225 | 1.0526 | 1.0225 | 0 | 69.6576
| Zone | South of Lugo | Average Weekday | September | SCE 1-in-2 | 2 | 0.88904 | 0.86837 | 0.88904 | 0.86837 | 0 | 68.7303
| Zone | South of Lugo | Average Weekday | September | SCE 1-in-2 | 3 | 0.77287 | 0.75442 | 0.77287 | 0.75442 | 0 | 67.9714
| Zone | South of Lugo | Average Weekday | September | SCE 1-in-2 | 4 | 0.6929 | 0.6778 | 0.6929 | 0.6778 | 0 | 67.3033
| Zone | South of Lugo | Average Weekday | September | SCE 1-in-2 | 5 | 0.6429 | 0.63114 | 0.6429 | 0.63114 | 0 | 66.7551
| Zone | South of Lugo | Average Weekday | September | SCE 1-in-2 | 6 | 0.61794 | 0.62063 | 0.61794 | 0.62063 | 0 | 66.2427
| Zone | South of Lugo | Average Weekday | September | SCE 1-in-2 | 7 | 0.61552 | 0.65271 | 0.61552 | 0.65271 | 0 | 65.886
| Zone | South of Lugo | Average Weekday | September | SCE 1-in-2 | 8 | 0.59049 | 0.61614 | 0.59049 | 0.61614 | 0 | 65.7736
| Zone | South of Lugo | Average Weekday | September | SCE 1-in-2 | 9 | 0.51939 | 0.5009 | 0.51939 | 0.5009 | 0 | 67.5095
| Zone | South of Lugo | Average Weekday | September | SCE 1-in-2 | 10 | 0.4059 | 0.3811 | 0.4059 | 0.3811 | 0 | 70.7396
| Zone | South of Lugo | Average Weekday | September | SCE 1-in-2 | 11 | 0.32627 | 0.30684 | 0.32627 | 0.30684 | 0 | 74.4261
| Zone | South of Lugo | Average Weekday | September | SCE 1-in-2 | 12 | 0.33706 | 0.30975 | 0.33706 | 0.30975 | 0 | 77.9901
| Zone | South of Lugo | Average Weekday | September | SCE 1-in-2 | 13 | 0.44821 | 0.39576 | 0.44821 | 0.39576 | 0 | 81.0033
| Zone | South of Lugo | Average Weekday | September | SCE 1-in-2 | 14 | 0.63143 | 0.56329 | 0.63143 | 0.56329 | 0 | 83.1924
| Zone | South of Lugo | Average Weekday | September | SCE 1-in-2 | 15 | 0.85898 | 0.78182 | 0.85898 | 0.78182 | 0 | 84.542
| Zone | South of Lugo | Average Weekday | September | SCE 1-in-2 | 16 | 1.1439 | 1.0674 | 1.1439 | 1.0674 | 0 | 85.1352
| Zone | South of Lugo | Average Weekday | September | SCE 1-in-2 | 17 | 1.4159 | 1.3496 | 0.55909 | 0.45665 | 0.021546 | 84.9807
| Zone | South of Lugo | Average Weekday | September | SCE 1-in-2 | 18 | 1.6732 | 1.5982 | 1.2932 | 1.1696 | 0.13587 | 83.9107
| Zone | South of Lugo | Average Weekday | September | SCE 1-in-2 | 19 | 1.7983 | 1.7066 | 1.6589 | 1.4402 | 0.094749 | 81.9203
| Zone | South of Lugo | Average Weekday | September | SCE 1-in-2 | 20 | 1.7297 | 1.653 | 1.6684 | 1.4986 | 0.053683 | 78.5835
| Zone | South of Lugo | Average Weekday | September | SCE 1-in-2 | 21 | 1.6583 | 1.6029 | 1.6479 | 1.4993 | 0.0052077 | 75.1574
| Zone | South of Lugo | Average Weekday | September | SCE 1-in-2 | 22 | 1.56 | 1.5143 | 2.0047 | 2.0039 | 0.080158 | 73.0503
| Zone | South of Lugo | Average Weekday | September | SCE 1-in-2 | 23 | 1.4079 | 1.3764 | 1.4641 | 1.4638 | 0.049083 | 71.5879
| Zone | South of Lugo | Average Weekday | September | SCE 1-in-2 | 24 | 1.1889 | 1.1645 | 1.2234 | 1.1888 | 0.017218 | 70.384
| Zone | South of Lugo | Monthly System Peak Day | April | CAISO 1-in-10 | 1 | 1.2408 | 1.2107 | 1.2408 | 1.2107 | 0 | 73.2271
| Zone | South of Lugo | Monthly System Peak Day | April | CAISO 1-in-10 | 2 | 0.98152 | 0.96085 | 0.98152 | 0.96085 | 0 | 70.9806
| Zone | South of Lugo | Monthly System Peak Day | April | CAISO 1-in-10 | 3 | 0.82833 | 0.80988 | 0.82833 | 0.80988 | 0 | 69.4298
| Zone | South of Lugo | Monthly System Peak Day | April | CAISO 1-in-10 | 4 | 0.71844 | 0.70335 | 0.71844 | 0.70335 | 0 | 67.9307
| Zone | South of Lugo | Monthly System Peak Day | April | CAISO 1-in-10 | 5 | 0.6676 | 0.65584 | 0.6676 | 0.65584 | 0 | 67.8678
| Zone | South of Lugo | Monthly System Peak Day | April | CAISO 1-in-10 | 6 | 0.66103 | 0.66373 | 0.66103 | 0.66373 | 0 | 67.9274
| Zone | South of Lugo | Monthly System Peak Day | April | CAISO 1-in-10 | 7 | 0.67313 | 0.71033 | 0.67313 | 0.71033 | 0 | 68.2067
| Zone | South of Lugo | Monthly System Peak Day | April | CAISO 1-in-10 | 8 | 0.65974 | 0.68539 | 0.65974 | 0.68539 | 0 | 68.5566
| Zone | South of Lugo | Monthly System Peak Day | April | CAISO 1-in-10 | 9 | 0.60062 | 0.58213 | 0.60062 | 0.58213 | 0 | 71.1041
| Zone | South of Lugo | Monthly System Peak Day | April | CAISO 1-in-10 | 10 | 0.56212 | 0.53732 | 0.56212 | 0.53732 | 0 | 75.0218
| Zone | South of Lugo | Monthly System Peak Day | April | CAISO 1-in-10 | 11 | 0.60043 | 0.581 | 0.60043 | 0.581 | 0 | 78.7833
| Zone | South of Lugo | Monthly System Peak Day | April | CAISO 1-in-10 | 12 | 0.72437 | 0.69707 | 0.72437 | 0.69707 | 0 | 82.5119
| Zone | South of Lugo | Monthly System Peak Day | April | CAISO 1-in-10 | 13 | 0.94523 | 0.89278 | 0.94523 | 0.89278 | 0 | 85.5504
| Zone | South of Lugo | Monthly System Peak Day | April | CAISO 1-in-10 | 14 | 1.2254 | 1.1572 | 1.2254 | 1.1572 | 0 | 87.5281
| Zone | South of Lugo | Monthly System Peak Day | April | CAISO 1-in-10 | 15 | 1.5061 | 1.429 | 1.5061 | 1.429 | 0 | 88.84
| Zone | South of Lugo | Monthly System Peak Day | April | CAISO 1-in-10 | 16 | 1.822 | 1.7454 | 1.822 | 1.7454 | 0 | 90.2972
| Zone | South of Lugo | Monthly System Peak Day | April | CAISO 1-in-10 | 17 | 2.0951 | 2.0289 | 1.123 | 1.0206 | 0.01486 | 91.0683
| Zone | South of Lugo | Monthly System Peak Day | April | CAISO 1-in-10 | 18 | 2.3271 | 2.2521 | 1.7913 | 1.6677 | 0.086221 | 91.2168
| Zone | South of Lugo | Monthly System Peak Day | April | CAISO 1-in-10 | 19 | 2.417 | 2.3253 | 2.1299 | 1.9112 | 0.05113 | 90.5817
| Zone | South of Lugo | Monthly System Peak Day | April | CAISO 1-in-10 | 20 | 2.3295 | 2.2528 | 2.1156 | 1.9457 | 0.022546 | 88.8588
| Zone | South of Lugo | Monthly System Peak Day | April | CAISO 1-in-10 | 21 | 2.2226 | 2.1672 | 2.0553 | 1.9067 | 0.030938 | 85.7219
| Zone | South of Lugo | Monthly System Peak Day | April | CAISO 1-in-10 | 22 | 2.0369 | 1.9912 | 2.4799 | 2.4792 | 0.034511 | 83.1069
| Zone | South of Lugo | Monthly System Peak Day | April | CAISO 1-in-10 | 23 | 1.8002 | 1.7687 | 1.9479 | 1.9476 | 0.023354 | 80.3759
| Zone | South of Lugo | Monthly System Peak Day | April | CAISO 1-in-10 | 24 | 1.5235 | 1.4991 | 1.6096 | 1.5751 | 0.021461 | 77.6127
| Zone | South of Lugo | Monthly System Peak Day | April | CAISO 1-in-2 | 1 | 0.81918 | 0.78907 | 0.81918 | 0.78907 | 0 | 64.1945
| Zone | South of Lugo | Monthly System Peak Day | April | CAISO 1-in-2 | 2 | 0.69421 | 0.67354 | 0.69421 | 0.67354 | 0 | 62.7308
| Zone | South of Lugo | Monthly System Peak Day | April | CAISO 1-in-2 | 3 | 0.63252 | 0.61407 | 0.63252 | 0.61407 | 0 | 61.8517
| Zone | South of Lugo | Monthly System Peak Day | April | CAISO 1-in-2 | 4 | 0.59224 | 0.57715 | 0.59224 | 0.57715 | 0 | 61.0521
| Zone | South of Lugo | Monthly System Peak Day | April | CAISO 1-in-2 | 5 | 0.56929 | 0.55752 | 0.56929 | 0.55752 | 0 | 60.0932
| Zone | South of Lugo | Monthly System Peak Day | April | CAISO 1-in-2 | 6 | 0.56569 | 0.56838 | 0.56569 | 0.56838 | 0 | 59.5082
| Zone | South of Lugo | Monthly System Peak Day | April | CAISO 1-in-2 | 7 | 0.57878 | 0.61598 | 0.57878 | 0.61598 | 0 | 59.1065
| Zone | South of Lugo | Monthly System Peak Day | April | CAISO 1-in-2 | 8 | 0.55164 | 0.57729 | 0.55164 | 0.57729 | 0 | 59.4815
| Zone | South of Lugo | Monthly System Peak Day | April | CAISO 1-in-2 | 9 | 0.42998 | 0.41149 | 0.42998 | 0.41149 | 0 | 61.0135
| Zone | South of Lugo | Monthly System Peak Day | April | CAISO 1-in-2 | 10 | 0.32226 | 0.29746 | 0.32226 | 0.29746 | 0 | 65.3718
| Zone | South of Lugo | Monthly System Peak Day | April | CAISO 1-in-2 | 11 | 0.23362 | 0.21419 | 0.23362 | 0.21419 | 0 | 70.2809
| Zone | South of Lugo | Monthly System Peak Day | April | CAISO 1-in-2 | 12 | 0.17162 | 0.14431 | 0.17162 | 0.14431 | 0 | 75.0632
| Zone | South of Lugo | Monthly System Peak Day | April | CAISO 1-in-2 | 13 | 0.21321 | 0.16076 | 0.21321 | 0.16076 | 0 | 79.0283
| Zone | South of Lugo | Monthly System Peak Day | April | CAISO 1-in-2 | 14 | 0.33426 | 0.26612 | 0.33426 | 0.26612 | 0 | 81.7859
| Zone | South of Lugo | Monthly System Peak Day | April | CAISO 1-in-2 | 15 | 0.51792 | 0.44076 | 0.51792 | 0.44076 | 0 | 83.9337
| Zone | South of Lugo | Monthly System Peak Day | April | CAISO 1-in-2 | 16 | 0.77011 | 0.69355 | 0.77011 | 0.69355 | 0 | 85.0405
| Zone | South of Lugo | Monthly System Peak Day | April | CAISO 1-in-2 | 17 | 1.0198 | 0.95359 | 0.1679 | 0.065455 | 0.021895 | 84.7243
| Zone | South of Lugo | Monthly System Peak Day | April | CAISO 1-in-2 | 18 | 1.2569 | 1.1819 | 0.87581 | 0.75224 | 0.13552 | 83.9605
| Zone | South of Lugo | Monthly System Peak Day | April | CAISO 1-in-2 | 19 | 1.4205 | 1.3288 | 1.2725 | 1.0538 | 0.092121 | 82.4231
| Zone | South of Lugo | Monthly System Peak Day | April | CAISO 1-in-2 | 20 | 1.4557 | 1.3791 | 1.3779 | 1.2081 | 0.049998 | 79.6947
| Zone | South of Lugo | Monthly System Peak Day | April | CAISO 1-in-2 | 21 | 1.4157 | 1.3603 | 1.4068 | 1.2582 | 0.0044708 | 75.0582
| Zone | South of Lugo | Monthly System Peak Day | April | CAISO 1-in-2 | 22 | 1.3065 | 1.2608 | 1.7515 | 1.7508 | 0.092774 | 70.6643
| Zone | South of Lugo | Monthly System Peak Day | April | CAISO 1-in-2 | 23 | 1.1858 | 1.1543 | 1.1988 | 1.1985 | 0.0065385 | 67.4438
| Zone | South of Lugo | Monthly System Peak Day | April | CAISO 1-in-2 | 24 | 1.0011 | 0.97664 | 1.0011 | 0.97664 | 0 | 65.2319
| Zone | South of Lugo | Monthly System Peak Day | April | SCE 1-in-10 | 1 | 1.2373 | 1.2072 | 1.2373 | 1.2072 | 0 | 73.2022
| Zone | South of Lugo | Monthly System Peak Day | April | SCE 1-in-10 | 2 | 1.0066 | 0.98598 | 1.0066 | 0.98598 | 0 | 71.5071
| Zone | South of Lugo | Monthly System Peak Day | April | SCE 1-in-10 | 3 | 0.86953 | 0.85109 | 0.86953 | 0.85109 | 0 | 70.6206
| Zone | South of Lugo | Monthly System Peak Day | April | SCE 1-in-10 | 4 | 0.72166 | 0.70657 | 0.72166 | 0.70657 | 0 | 68.3766
| Zone | South of Lugo | Monthly System Peak Day | April | SCE 1-in-10 | 5 | 0.6544 | 0.64264 | 0.6544 | 0.64264 | 0 | 67.1914
| Zone | South of Lugo | Monthly System Peak Day | April | SCE 1-in-10 | 6 | 0.63938 | 0.64208 | 0.63938 | 0.64208 | 0 | 66.7945
| Zone | South of Lugo | Monthly System Peak Day | April | SCE 1-in-10 | 7 | 0.63155 | 0.66874 | 0.63155 | 0.66874 | 0 | 66.2356
| Zone | South of Lugo | Monthly System Peak Day | April | SCE 1-in-10 | 8 | 0.60606 | 0.63171 | 0.60606 | 0.63171 | 0 | 66.3567
| Zone | South of Lugo | Monthly System Peak Day | April | SCE 1-in-10 | 9 | 0.57154 | 0.55305 | 0.57154 | 0.55305 | 0 | 69.9417
| Zone | South of Lugo | Monthly System Peak Day | April | SCE 1-in-10 | 10 | 0.54548 | 0.52067 | 0.54548 | 0.52067 | 0 | 75.5956
| Zone | South of Lugo | Monthly System Peak Day | April | SCE 1-in-10 | 11 | 0.49664 | 0.47721 | 0.49664 | 0.47721 | 0 | 80.7736
| Zone | South of Lugo | Monthly System Peak Day | April | SCE 1-in-10 | 12 | 0.56939 | 0.54208 | 0.56939 | 0.54208 | 0 | 85.646
| Zone | South of Lugo | Monthly System Peak Day | April | SCE 1-in-10 | 13 | 0.78642 | 0.73397 | 0.78642 | 0.73397 | 0 | 88.6488
| Zone | South of Lugo | Monthly System Peak Day | April | SCE 1-in-10 | 14 | 1.0652 | 0.99709 | 1.0652 | 0.99709 | 0 | 90.192
| Zone | South of Lugo | Monthly System Peak Day | April | SCE 1-in-10 | 15 | 1.3545 | 1.2774 | 1.3545 | 1.2774 | 0 | 90.9468
| Zone | South of Lugo | Monthly System Peak Day | April | SCE 1-in-10 | 16 | 1.6747 | 1.5982 | 1.6747 | 1.5982 | 0 | 91.4753
| Zone | South of Lugo | Monthly System Peak Day | April | SCE 1-in-10 | 17 | 1.948 | 1.8818 | 0.97146 | 0.86902 | 0.014695 | 91.3025
| Zone | South of Lugo | Monthly System Peak Day | April | SCE 1-in-10 | 18 | 2.18 | 2.1049 | 1.6535 | 1.53 | 0.088999 | 90.7785
| Zone | South of Lugo | Monthly System Peak Day | April | SCE 1-in-10 | 19 | 2.2826 | 2.1909 | 2.0257 | 1.807 | 0.05961 | 88.8107
| Zone | South of Lugo | Monthly System Peak Day | April | SCE 1-in-10 | 20 | 2.1799 | 2.1033 | 2.0311 | 1.8613 | 0.034678 | 84.4763
| Zone | South of Lugo | Monthly System Peak Day | April | SCE 1-in-10 | 21 | 2.043 | 1.9876 | 1.982 | 1.8334 | 0.053734 | 78.5682
| Zone | South of Lugo | Monthly System Peak Day | April | SCE 1-in-10 | 22 | 1.9055 | 1.8598 | 2.3497 | 2.349 | 0.068536 | 75.3018
| Zone | South of Lugo | Monthly System Peak Day | April | SCE 1-in-10 | 23 | 1.7067 | 1.6752 | 1.7785 | 1.7782 | 0.043962 | 73.0882
| Zone | South of Lugo | Monthly System Peak Day | April | SCE 1-in-10 | 24 | 1.4125 | 1.3881 | 1.4551 | 1.4205 | 0.036531 | 71.5174
| Zone | South of Lugo | Monthly System Peak Day | April | SCE 1-in-2 | 1 | 0.94921 | 0.9191 | 0.94921 | 0.9191 | 0 | 67.4321
| Zone | South of Lugo | Monthly System Peak Day | April | SCE 1-in-2 | 2 | 0.8012 | 0.78054 | 0.8012 | 0.78054 | 0 | 66.3043
| Zone | South of Lugo | Monthly System Peak Day | April | SCE 1-in-2 | 3 | 0.69872 | 0.68027 | 0.69872 | 0.68027 | 0 | 65.155
| Zone | South of Lugo | Monthly System Peak Day | April | SCE 1-in-2 | 4 | 0.63199 | 0.6169 | 0.63199 | 0.6169 | 0 | 63.8939
| Zone | South of Lugo | Monthly System Peak Day | April | SCE 1-in-2 | 5 | 0.58759 | 0.57583 | 0.58759 | 0.57583 | 0 | 62.8178
| Zone | South of Lugo | Monthly System Peak Day | April | SCE 1-in-2 | 6 | 0.57382 | 0.57652 | 0.57382 | 0.57652 | 0 | 62.0981
| Zone | South of Lugo | Monthly System Peak Day | April | SCE 1-in-2 | 7 | 0.57877 | 0.61596 | 0.57877 | 0.61596 | 0 | 61.4207
| Zone | South of Lugo | Monthly System Peak Day | April | SCE 1-in-2 | 8 | 0.54833 | 0.57399 | 0.54833 | 0.57399 | 0 | 61.7065
| Zone | South of Lugo | Monthly System Peak Day | April | SCE 1-in-2 | 9 | 0.4633 | 0.44481 | 0.4633 | 0.44481 | 0 | 64.1655
| Zone | South of Lugo | Monthly System Peak Day | April | SCE 1-in-2 | 10 | 0.38835 | 0.36355 | 0.38835 | 0.36355 | 0 | 69.0555
| Zone | South of Lugo | Monthly System Peak Day | April | SCE 1-in-2 | 11 | 0.3196 | 0.30017 | 0.3196 | 0.30017 | 0 | 74.4587
| Zone | South of Lugo | Monthly System Peak Day | April | SCE 1-in-2 | 12 | 0.30601 | 0.2787 | 0.30601 | 0.2787 | 0 | 79.2845
| Zone | South of Lugo | Monthly System Peak Day | April | SCE 1-in-2 | 13 | 0.41041 | 0.35796 | 0.41041 | 0.35796 | 0 | 83.2001
| Zone | South of Lugo | Monthly System Peak Day | April | SCE 1-in-2 | 14 | 0.59573 | 0.52759 | 0.59573 | 0.52759 | 0 | 85.9109
| Zone | South of Lugo | Monthly System Peak Day | April | SCE 1-in-2 | 15 | 0.83565 | 0.75848 | 0.83565 | 0.75848 | 0 | 87.3245
| Zone | South of Lugo | Monthly System Peak Day | April | SCE 1-in-2 | 16 | 1.1298 | 1.0532 | 1.1298 | 1.0532 | 0 | 88.0519
| Zone | South of Lugo | Monthly System Peak Day | April | SCE 1-in-2 | 17 | 1.4013 | 1.3351 | 0.50317 | 0.40072 | 0.018739 | 87.1629
| Zone | South of Lugo | Monthly System Peak Day | April | SCE 1-in-2 | 18 | 1.6442 | 1.5692 | 1.2055 | 1.0819 | 0.11652 | 86.6643
| Zone | South of Lugo | Monthly System Peak Day | April | SCE 1-in-2 | 19 | 1.779 | 1.6873 | 1.5854 | 1.3666 | 0.078244 | 85.1029
| Zone | South of Lugo | Monthly System Peak Day | April | SCE 1-in-2 | 20 | 1.7513 | 1.6747 | 1.6354 | 1.4656 | 0.041637 | 82.2606
| Zone | South of Lugo | Monthly System Peak Day | April | SCE 1-in-2 | 21 | 1.6827 | 1.6273 | 1.6294 | 1.4809 | 0.026624 | 78.041
| Zone | South of Lugo | Monthly System Peak Day | April | SCE 1-in-2 | 22 | 1.5596 | 1.5139 | 2.0039 | 2.0032 | 0.070753 | 74.8668
| Zone | South of Lugo | Monthly System Peak Day | April | SCE 1-in-2 | 23 | 1.4009 | 1.3694 | 1.4672 | 1.4669 | 0.045755 | 72.5582
| Zone | South of Lugo | Monthly System Peak Day | April | SCE 1-in-2 | 24 | 1.1768 | 1.1524 | 1.2058 | 1.1713 | 0.014516 | 69.6285
| Zone | South of Lugo | Monthly System Peak Day | August | CAISO 1-in-10 | 1 | 1.491 | 1.4609 | 1.491 | 1.4609 | 0 | 78.0655
| Zone | South of Lugo | Monthly System Peak Day | August | CAISO 1-in-10 | 2 | 1.2389 | 1.2182 | 1.2389 | 1.2182 | 0 | 76.9259
| Zone | South of Lugo | Monthly System Peak Day | August | CAISO 1-in-10 | 3 | 1.0766 | 1.0582 | 1.0766 | 1.0582 | 0 | 76.082
| Zone | South of Lugo | Monthly System Peak Day | August | CAISO 1-in-10 | 4 | 0.95872 | 0.94363 | 0.95872 | 0.94363 | 0 | 75.4058
| Zone | South of Lugo | Monthly System Peak Day | August | CAISO 1-in-10 | 5 | 0.87308 | 0.86132 | 0.87308 | 0.86132 | 0 | 74.6191
| Zone | South of Lugo | Monthly System Peak Day | August | CAISO 1-in-10 | 6 | 0.82129 | 0.82398 | 0.82129 | 0.82398 | 0 | 73.9159
| Zone | South of Lugo | Monthly System Peak Day | August | CAISO 1-in-10 | 7 | 0.8005 | 0.8377 | 0.8005 | 0.8377 | 0 | 73.5993
| Zone | South of Lugo | Monthly System Peak Day | August | CAISO 1-in-10 | 8 | 0.78245 | 0.8081 | 0.78245 | 0.8081 | 0 | 73.5513
| Zone | South of Lugo | Monthly System Peak Day | August | CAISO 1-in-10 | 9 | 0.73805 | 0.71956 | 0.73805 | 0.71956 | 0 | 76.3822
| Zone | South of Lugo | Monthly System Peak Day | August | CAISO 1-in-10 | 10 | 0.76743 | 0.74262 | 0.76743 | 0.74262 | 0 | 81.3514
| Zone | South of Lugo | Monthly System Peak Day | August | CAISO 1-in-10 | 11 | 0.9115 | 0.89206 | 0.9115 | 0.89206 | 0 | 86.7015
| Zone | South of Lugo | Monthly System Peak Day | August | CAISO 1-in-10 | 12 | 1.1572 | 1.1299 | 1.1572 | 1.1299 | 0 | 91.5872
| Zone | South of Lugo | Monthly System Peak Day | August | CAISO 1-in-10 | 13 | 1.5243 | 1.4719 | 1.5243 | 1.4719 | 0 | 95.2886
| Zone | South of Lugo | Monthly System Peak Day | August | CAISO 1-in-10 | 14 | 1.9308 | 1.8626 | 1.9308 | 1.8626 | 0 | 98.3012
| Zone | South of Lugo | Monthly System Peak Day | August | CAISO 1-in-10 | 15 | 2.3059 | 2.2287 | 2.3059 | 2.2287 | 0 | 99.5455
| Zone | South of Lugo | Monthly System Peak Day | August | CAISO 1-in-10 | 16 | 2.6808 | 2.6042 | 2.6808 | 2.6042 | 0 | 99.5356
| Zone | South of Lugo | Monthly System Peak Day | August | CAISO 1-in-10 | 17 | 2.9561 | 2.8898 | 1.8376 | 1.7352 | 0.015339 | 98.7931
| Zone | South of Lugo | Monthly System Peak Day | August | CAISO 1-in-10 | 18 | 3.1696 | 3.0946 | 2.4951 | 2.3715 | 0.053223 | 97.7243
| Zone | South of Lugo | Monthly System Peak Day | August | CAISO 1-in-10 | 19 | 3.2096 | 3.1179 | 2.828 | 2.6093 | 0.029624 | 96.1219
| Zone | South of Lugo | Monthly System Peak Day | August | CAISO 1-in-10 | 20 | 3.0142 | 2.9376 | 2.7323 | 2.5625 | 0.016977 | 93.4344
| Zone | South of Lugo | Monthly System Peak Day | August | CAISO 1-in-10 | 21 | 2.8173 | 2.7619 | 2.6033 | 2.4548 | 0.022538 | 88.8622
| Zone | South of Lugo | Monthly System Peak Day | August | CAISO 1-in-10 | 22 | 2.5886 | 2.5429 | 3.0314 | 3.0306 | 0.030009 | 85.291
| Zone | South of Lugo | Monthly System Peak Day | August | CAISO 1-in-10 | 23 | 2.2852 | 2.2537 | 2.4668 | 2.4664 | 0.020562 | 83.6227
| Zone | South of Lugo | Monthly System Peak Day | August | CAISO 1-in-10 | 24 | 1.91 | 1.8855 | 2.0303 | 1.9957 | 0.018781 | 82.3882
| Zone | South of Lugo | Monthly System Peak Day | August | CAISO 1-in-2 | 1 | 1.5823 | 1.5521 | 1.5823 | 1.5521 | 0 | 79.7826
| Zone | South of Lugo | Monthly System Peak Day | August | CAISO 1-in-2 | 2 | 1.3265 | 1.3058 | 1.3265 | 1.3058 | 0 | 78.5292
| Zone | South of Lugo | Monthly System Peak Day | August | CAISO 1-in-2 | 3 | 1.1555 | 1.1371 | 1.1555 | 1.1371 | 0 | 77.7383
| Zone | South of Lugo | Monthly System Peak Day | August | CAISO 1-in-2 | 4 | 1.022 | 1.0069 | 1.022 | 1.0069 | 0 | 77.0546
| Zone | South of Lugo | Monthly System Peak Day | August | CAISO 1-in-2 | 5 | 0.93462 | 0.92285 | 0.93462 | 0.92285 | 0 | 76.5303
| Zone | South of Lugo | Monthly System Peak Day | August | CAISO 1-in-2 | 6 | 0.87798 | 0.88067 | 0.87798 | 0.88067 | 0 | 75.9815
| Zone | South of Lugo | Monthly System Peak Day | August | CAISO 1-in-2 | 7 | 0.85365 | 0.89084 | 0.85365 | 0.89084 | 0 | 75.557
| Zone | South of Lugo | Monthly System Peak Day | August | CAISO 1-in-2 | 8 | 0.85271 | 0.87836 | 0.85271 | 0.87836 | 0 | 75.6682
| Zone | South of Lugo | Monthly System Peak Day | August | CAISO 1-in-2 | 9 | 0.80331 | 0.78482 | 0.80331 | 0.78482 | 0 | 77.8711
| Zone | South of Lugo | Monthly System Peak Day | August | CAISO 1-in-2 | 10 | 0.74954 | 0.72473 | 0.74954 | 0.72473 | 0 | 82.004
| Zone | South of Lugo | Monthly System Peak Day | August | CAISO 1-in-2 | 11 | 0.83178 | 0.81235 | 0.83178 | 0.81235 | 0 | 86.2621
| Zone | South of Lugo | Monthly System Peak Day | August | CAISO 1-in-2 | 12 | 1.0608 | 1.0335 | 1.0608 | 1.0335 | 0 | 90.3331
| Zone | South of Lugo | Monthly System Peak Day | August | CAISO 1-in-2 | 13 | 1.4106 | 1.3582 | 1.4106 | 1.3582 | 0 | 93.163
| Zone | South of Lugo | Monthly System Peak Day | August | CAISO 1-in-2 | 14 | 1.8015 | 1.7334 | 1.8015 | 1.7334 | 0 | 94.778
| Zone | South of Lugo | Monthly System Peak Day | August | CAISO 1-in-2 | 15 | 2.1531 | 2.0759 | 2.1531 | 2.0759 | 0 | 95.4151
| Zone | South of Lugo | Monthly System Peak Day | August | CAISO 1-in-2 | 16 | 2.5088 | 2.4323 | 2.5088 | 2.4323 | 0 | 95.4579
| Zone | South of Lugo | Monthly System Peak Day | August | CAISO 1-in-2 | 17 | 2.783 | 2.7167 | 1.749 | 1.6466 | 0.013521 | 94.3321
| Zone | South of Lugo | Monthly System Peak Day | August | CAISO 1-in-2 | 18 | 3.021 | 2.946 | 2.4655 | 2.3419 | 0.080495 | 92.1426
| Zone | South of Lugo | Monthly System Peak Day | August | CAISO 1-in-2 | 19 | 3.0583 | 2.9666 | 2.78 | 2.5612 | 0.053566 | 90.0645
| Zone | South of Lugo | Monthly System Peak Day | August | CAISO 1-in-2 | 20 | 2.8383 | 2.7616 | 2.6352 | 2.4654 | 0.024322 | 88.1252
| Zone | South of Lugo | Monthly System Peak Day | August | CAISO 1-in-2 | 21 | 2.6651 | 2.6097 | 2.5027 | 2.3541 | 0.031911 | 85.3926
| Zone | South of Lugo | Monthly System Peak Day | August | CAISO 1-in-2 | 22 | 2.4687 | 2.423 | 2.9118 | 2.911 | 0.035137 | 82.8982
| Zone | South of Lugo | Monthly System Peak Day | August | CAISO 1-in-2 | 23 | 2.1859 | 2.1544 | 2.3441 | 2.3437 | 0.021787 | 81.3831
| Zone | South of Lugo | Monthly System Peak Day | August | CAISO 1-in-2 | 24 | 1.8213 | 1.7969 | 1.9252 | 1.8906 | 0.018476 | 80.0897
| Zone | South of Lugo | Monthly System Peak Day | August | SCE 1-in-10 | 1 | 1.6794 | 1.6493 | 1.6794 | 1.6493 | 0 | 81.644
| Zone | South of Lugo | Monthly System Peak Day | August | SCE 1-in-10 | 2 | 1.3985 | 1.3778 | 1.3985 | 1.3778 | 0 | 80.3003
| Zone | South of Lugo | Monthly System Peak Day | August | SCE 1-in-10 | 3 | 1.2043 | 1.1858 | 1.2043 | 1.1858 | 0 | 79.1677
| Zone | South of Lugo | Monthly System Peak Day | August | SCE 1-in-10 | 4 | 1.0554 | 1.0403 | 1.0554 | 1.0403 | 0 | 78.1544
| Zone | South of Lugo | Monthly System Peak Day | August | SCE 1-in-10 | 5 | 0.94585 | 0.93408 | 0.94585 | 0.93408 | 0 | 76.969
| Zone | South of Lugo | Monthly System Peak Day | August | SCE 1-in-10 | 6 | 0.87951 | 0.8822 | 0.87951 | 0.8822 | 0 | 76.0089
| Zone | South of Lugo | Monthly System Peak Day | August | SCE 1-in-10 | 7 | 0.8433 | 0.88049 | 0.8433 | 0.88049 | 0 | 75.2499
| Zone | South of Lugo | Monthly System Peak Day | August | SCE 1-in-10 | 8 | 0.84112 | 0.86677 | 0.84112 | 0.86677 | 0 | 75.6025
| Zone | South of Lugo | Monthly System Peak Day | August | SCE 1-in-10 | 9 | 0.81408 | 0.79559 | 0.81408 | 0.79559 | 0 | 78.8808
| Zone | South of Lugo | Monthly System Peak Day | August | SCE 1-in-10 | 10 | 0.8419 | 0.8171 | 0.8419 | 0.8171 | 0 | 84.2133
| Zone | South of Lugo | Monthly System Peak Day | August | SCE 1-in-10 | 11 | 0.98182 | 0.96239 | 0.98182 | 0.96239 | 0 | 90.6698
| Zone | South of Lugo | Monthly System Peak Day | August | SCE 1-in-10 | 12 | 1.2814 | 1.2541 | 1.2814 | 1.2541 | 0 | 94.7295
| Zone | South of Lugo | Monthly System Peak Day | August | SCE 1-in-10 | 13 | 1.7211 | 1.6686 | 1.7211 | 1.6686 | 0 | 96.5523
| Zone | South of Lugo | Monthly System Peak Day | August | SCE 1-in-10 | 14 | 2.1787 | 2.1106 | 2.1787 | 2.1106 | 0 | 97.642
| Zone | South of Lugo | Monthly System Peak Day | August | SCE 1-in-10 | 15 | 2.5622 | 2.485 | 2.5622 | 2.485 | 0 | 98.8885
| Zone | South of Lugo | Monthly System Peak Day | August | SCE 1-in-10 | 16 | 2.9404 | 2.8638 | 2.9404 | 2.8638 | 0 | 100.0704
| Zone | South of Lugo | Monthly System Peak Day | August | SCE 1-in-10 | 17 | 3.2159 | 3.1496 | 2.0748 | 1.9724 | 0.016425 | 99.9869
| Zone | South of Lugo | Monthly System Peak Day | August | SCE 1-in-10 | 18 | 3.4264 | 3.3513 | 2.7209 | 2.5973 | 0.049774 | 99.1748
| Zone | South of Lugo | Monthly System Peak Day | August | SCE 1-in-10 | 19 | 3.4492 | 3.3575 | 3.0409 | 2.8222 | 0.026776 | 97.6842
| Zone | South of Lugo | Monthly System Peak Day | August | SCE 1-in-10 | 20 | 3.2195 | 3.1429 | 2.9202 | 2.7504 | 0.017744 | 94.6073
| Zone | South of Lugo | Monthly System Peak Day | August | SCE 1-in-10 | 21 | 3.0094 | 2.954 | 2.766 | 2.6174 | 0.018694 | 90.8444
| Zone | South of Lugo | Monthly System Peak Day | August | SCE 1-in-10 | 22 | 2.7626 | 2.7169 | 3.205 | 3.2043 | 0.030089 | 87.3806
| Zone | South of Lugo | Monthly System Peak Day | August | SCE 1-in-10 | 23 | 2.4326 | 2.4011 | 2.6294 | 2.6291 | 0.021624 | 85.0911
| Zone | South of Lugo | Monthly System Peak Day | August | SCE 1-in-10 | 24 | 2.0269 | 2.0024 | 2.1574 | 2.1228 | 0.020474 | 83.8209
| Zone | South of Lugo | Monthly System Peak Day | August | SCE 1-in-2 | 1 | 1.5704 | 1.5403 | 1.5704 | 1.5403 | 0 | 79.5576
| Zone | South of Lugo | Monthly System Peak Day | August | SCE 1-in-2 | 2 | 1.3143 | 1.2936 | 1.3143 | 1.2936 | 0 | 78.2848
| Zone | South of Lugo | Monthly System Peak Day | August | SCE 1-in-2 | 3 | 1.1516 | 1.1331 | 1.1516 | 1.1331 | 0 | 77.6477
| Zone | South of Lugo | Monthly System Peak Day | August | SCE 1-in-2 | 4 | 1.0162 | 1.0011 | 1.0162 | 1.0011 | 0 | 76.8977
| Zone | South of Lugo | Monthly System Peak Day | August | SCE 1-in-2 | 5 | 0.92681 | 0.91505 | 0.92681 | 0.91505 | 0 | 76.283
| Zone | South of Lugo | Monthly System Peak Day | August | SCE 1-in-2 | 6 | 0.87232 | 0.87502 | 0.87232 | 0.87502 | 0 | 75.7769
| Zone | South of Lugo | Monthly System Peak Day | August | SCE 1-in-2 | 7 | 0.84847 | 0.88566 | 0.84847 | 0.88566 | 0 | 75.3626
| Zone | South of Lugo | Monthly System Peak Day | August | SCE 1-in-2 | 8 | 0.84788 | 0.87353 | 0.84788 | 0.87353 | 0 | 75.5123
| Zone | South of Lugo | Monthly System Peak Day | August | SCE 1-in-2 | 9 | 0.79774 | 0.77925 | 0.79774 | 0.77925 | 0 | 77.7152
| Zone | South of Lugo | Monthly System Peak Day | August | SCE 1-in-2 | 10 | 0.74887 | 0.72407 | 0.74887 | 0.72407 | 0 | 81.9839
| Zone | South of Lugo | Monthly System Peak Day | August | SCE 1-in-2 | 11 | 0.83593 | 0.81649 | 0.83593 | 0.81649 | 0 | 85.8992
| Zone | South of Lugo | Monthly System Peak Day | August | SCE 1-in-2 | 12 | 1.0756 | 1.0483 | 1.0756 | 1.0483 | 0 | 89.3764
| Zone | South of Lugo | Monthly System Peak Day | August | SCE 1-in-2 | 13 | 1.425 | 1.3725 | 1.425 | 1.3725 | 0 | 91.8454
| Zone | South of Lugo | Monthly System Peak Day | August | SCE 1-in-2 | 14 | 1.8062 | 1.738 | 1.8062 | 1.738 | 0 | 93.9483
| Zone | South of Lugo | Monthly System Peak Day | August | SCE 1-in-2 | 15 | 2.1498 | 2.0726 | 2.1498 | 2.0726 | 0 | 95.5684
| Zone | South of Lugo | Monthly System Peak Day | August | SCE 1-in-2 | 16 | 2.5061 | 2.4296 | 2.5061 | 2.4296 | 0 | 95.7935
| Zone | South of Lugo | Monthly System Peak Day | August | SCE 1-in-2 | 17 | 2.7805 | 2.7143 | 1.7319 | 1.6294 | 0.013538 | 95.1092
| Zone | South of Lugo | Monthly System Peak Day | August | SCE 1-in-2 | 18 | 3.0117 | 2.9366 | 2.4253 | 2.3017 | 0.072013 | 93.5905
| Zone | South of Lugo | Monthly System Peak Day | August | SCE 1-in-2 | 19 | 3.0533 | 2.9617 | 2.7457 | 2.527 | 0.045632 | 91.785
| Zone | South of Lugo | Monthly System Peak Day | August | SCE 1-in-2 | 20 | 2.8499 | 2.7732 | 2.624 | 2.4542 | 0.020801 | 89.6583
| Zone | South of Lugo | Monthly System Peak Day | August | SCE 1-in-2 | 21 | 2.6735 | 2.6181 | 2.4982 | 2.3496 | 0.02938 | 86.2584
| Zone | South of Lugo | Monthly System Peak Day | August | SCE 1-in-2 | 22 | 2.4664 | 2.4207 | 2.9095 | 2.9088 | 0.035475 | 82.7891
| Zone | South of Lugo | Monthly System Peak Day | August | SCE 1-in-2 | 23 | 2.183 | 2.1515 | 2.3324 | 2.3321 | 0.023069 | 80.536
| Zone | South of Lugo | Monthly System Peak Day | August | SCE 1-in-2 | 24 | 1.81 | 1.7855 | 1.9052 | 1.8706 | 0.019554 | 78.8844
| Zone | South of Lugo | Monthly System Peak Day | December | CAISO 1-in-10 | 1 | 0.87755 | 0.84743 | 0.87755 | 0.84743 | 0 | 42.5543
| Zone | South of Lugo | Monthly System Peak Day | December | CAISO 1-in-10 | 2 | 0.80227 | 0.7816 | 0.80227 | 0.7816 | 0 | 41.6709
| Zone | South of Lugo | Monthly System Peak Day | December | CAISO 1-in-10 | 3 | 0.75112 | 0.73267 | 0.75112 | 0.73267 | 0 | 40.676
| Zone | South of Lugo | Monthly System Peak Day | December | CAISO 1-in-10 | 4 | 0.72206 | 0.70697 | 0.72206 | 0.70697 | 0 | 40.1114
| Zone | South of Lugo | Monthly System Peak Day | December | CAISO 1-in-10 | 5 | 0.72397 | 0.71221 | 0.72397 | 0.71221 | 0 | 39.3887
| Zone | South of Lugo | Monthly System Peak Day | December | CAISO 1-in-10 | 6 | 0.74973 | 0.75243 | 0.74973 | 0.75243 | 0 | 38.6214
| Zone | South of Lugo | Monthly System Peak Day | December | CAISO 1-in-10 | 7 | 0.80637 | 0.84356 | 0.80637 | 0.84356 | 0 | 38.3271
| Zone | South of Lugo | Monthly System Peak Day | December | CAISO 1-in-10 | 8 | 0.7737 | 0.79935 | 0.7737 | 0.79935 | 0 | 38.7254
| Zone | South of Lugo | Monthly System Peak Day | December | CAISO 1-in-10 | 9 | 0.63392 | 0.61544 | 0.63392 | 0.61544 | 0 | 40.1926
| Zone | South of Lugo | Monthly System Peak Day | December | CAISO 1-in-10 | 10 | 0.47994 | 0.45513 | 0.47994 | 0.45513 | 0 | 44.1823
| Zone | South of Lugo | Monthly System Peak Day | December | CAISO 1-in-10 | 11 | 0.38091 | 0.36148 | 0.38091 | 0.36148 | 0 | 48.4603
| Zone | South of Lugo | Monthly System Peak Day | December | CAISO 1-in-10 | 12 | 0.332 | 0.3047 | 0.332 | 0.3047 | 0 | 50.9075
| Zone | South of Lugo | Monthly System Peak Day | December | CAISO 1-in-10 | 13 | 0.34147 | 0.28902 | 0.34147 | 0.28902 | 0 | 51.5029
| Zone | South of Lugo | Monthly System Peak Day | December | CAISO 1-in-10 | 14 | 0.37853 | 0.31039 | 0.37853 | 0.31039 | 0 | 52.7477
| Zone | South of Lugo | Monthly System Peak Day | December | CAISO 1-in-10 | 15 | 0.47324 | 0.39608 | 0.47324 | 0.39608 | 0 | 53.8074
| Zone | South of Lugo | Monthly System Peak Day | December | CAISO 1-in-10 | 16 | 0.60653 | 0.52997 | 0.60653 | 0.52997 | 0 | 54.1667
| Zone | South of Lugo | Monthly System Peak Day | December | CAISO 1-in-10 | 17 | 0.78174 | 0.7155 | 0.78174 | 0.7155 | 0 | 53.8113
| Zone | South of Lugo | Monthly System Peak Day | December | CAISO 1-in-10 | 18 | 1.0328 | 0.95772 | 1.0328 | 0.95772 | 0 | 51.8249
| Zone | South of Lugo | Monthly System Peak Day | December | CAISO 1-in-10 | 19 | 1.204 | 1.1123 | 1.204 | 1.1123 | 0 | 49.1915
| Zone | South of Lugo | Monthly System Peak Day | December | CAISO 1-in-10 | 20 | 1.2237 | 1.1471 | 1.2237 | 1.1471 | 0 | 48.2139
| Zone | South of Lugo | Monthly System Peak Day | December | CAISO 1-in-10 | 21 | 1.205 | 1.1496 | 1.205 | 1.1496 | 0 | 46.9399
| Zone | South of Lugo | Monthly System Peak Day | December | CAISO 1-in-10 | 22 | 1.1513 | 1.1056 | 1.1513 | 1.1056 | 0 | 45.3268
| Zone | South of Lugo | Monthly System Peak Day | December | CAISO 1-in-10 | 23 | 1.0844 | 1.0529 | 1.0844 | 1.0529 | 0 | 44.6029
| Zone | South of Lugo | Monthly System Peak Day | December | CAISO 1-in-10 | 24 | 0.97145 | 0.94702 | 0.97145 | 0.94702 | 0 | 44.3638
| Zone | South of Lugo | Monthly System Peak Day | December | CAISO 1-in-2 | 1 | 0.78935 | 0.75924 | 0.78935 | 0.75924 | 0 | 51.3579
| Zone | South of Lugo | Monthly System Peak Day | December | CAISO 1-in-2 | 2 | 0.71069 | 0.69003 | 0.71069 | 0.69003 | 0 | 50.2308
| Zone | South of Lugo | Monthly System Peak Day | December | CAISO 1-in-2 | 3 | 0.65694 | 0.6385 | 0.65694 | 0.6385 | 0 | 49.8762
| Zone | South of Lugo | Monthly System Peak Day | December | CAISO 1-in-2 | 4 | 0.62399 | 0.6089 | 0.62399 | 0.6089 | 0 | 49.3504
| Zone | South of Lugo | Monthly System Peak Day | December | CAISO 1-in-2 | 5 | 0.61637 | 0.60461 | 0.61637 | 0.60461 | 0 | 49.0176
| Zone | South of Lugo | Monthly System Peak Day | December | CAISO 1-in-2 | 6 | 0.63416 | 0.63686 | 0.63416 | 0.63686 | 0 | 48.9104
| Zone | South of Lugo | Monthly System Peak Day | December | CAISO 1-in-2 | 7 | 0.68354 | 0.72073 | 0.68354 | 0.72073 | 0 | 48.602
| Zone | South of Lugo | Monthly System Peak Day | December | CAISO 1-in-2 | 8 | 0.66758 | 0.69323 | 0.66758 | 0.69323 | 0 | 48.2801
| Zone | South of Lugo | Monthly System Peak Day | December | CAISO 1-in-2 | 9 | 0.54667 | 0.52819 | 0.54667 | 0.52819 | 0 | 49.1887
| Zone | South of Lugo | Monthly System Peak Day | December | CAISO 1-in-2 | 10 | 0.40817 | 0.38337 | 0.40817 | 0.38337 | 0 | 52.6898
| Zone | South of Lugo | Monthly System Peak Day | December | CAISO 1-in-2 | 11 | 0.29958 | 0.28014 | 0.29958 | 0.28014 | 0 | 56.7724
| Zone | South of Lugo | Monthly System Peak Day | December | CAISO 1-in-2 | 12 | 0.24078 | 0.21347 | 0.24078 | 0.21347 | 0 | 60.142
| Zone | South of Lugo | Monthly System Peak Day | December | CAISO 1-in-2 | 13 | 0.24711 | 0.19466 | 0.24711 | 0.19466 | 0 | 63.0573
| Zone | South of Lugo | Monthly System Peak Day | December | CAISO 1-in-2 | 14 | 0.28136 | 0.21322 | 0.28136 | 0.21322 | 0 | 64.5916
| Zone | South of Lugo | Monthly System Peak Day | December | CAISO 1-in-2 | 15 | 0.35811 | 0.28095 | 0.35811 | 0.28095 | 0 | 65.1208
| Zone | South of Lugo | Monthly System Peak Day | December | CAISO 1-in-2 | 16 | 0.48104 | 0.40448 | 0.48104 | 0.40448 | 0 | 64.8987
| Zone | South of Lugo | Monthly System Peak Day | December | CAISO 1-in-2 | 17 | 0.64633 | 0.58008 | 0.64633 | 0.58008 | 0 | 63.884
| Zone | South of Lugo | Monthly System Peak Day | December | CAISO 1-in-2 | 18 | 0.88345 | 0.8084 | 0.88345 | 0.8084 | 0 | 61.3507
| Zone | South of Lugo | Monthly System Peak Day | December | CAISO 1-in-2 | 19 | 1.0495 | 0.95777 | 1.0495 | 0.95777 | 0 | 59.3348
| Zone | South of Lugo | Monthly System Peak Day | December | CAISO 1-in-2 | 20 | 1.1009 | 1.0242 | 1.1009 | 1.0242 | 0 | 57.6004
| Zone | South of Lugo | Monthly System Peak Day | December | CAISO 1-in-2 | 21 | 1.0948 | 1.0394 | 1.0948 | 1.0394 | 0 | 56.1679
| Zone | South of Lugo | Monthly System Peak Day | December | CAISO 1-in-2 | 22 | 1.0402 | 0.99454 | 1.0402 | 0.99454 | 0 | 54.1798
| Zone | South of Lugo | Monthly System Peak Day | December | CAISO 1-in-2 | 23 | 0.97634 | 0.94485 | 0.97634 | 0.94485 | 0 | 52.9433
| Zone | South of Lugo | Monthly System Peak Day | December | CAISO 1-in-2 | 24 | 0.86477 | 0.84034 | 0.86477 | 0.84034 | 0 | 51.6647
| Zone | South of Lugo | Monthly System Peak Day | December | SCE 1-in-10 | 1 | 0.87755 | 0.84743 | 0.87755 | 0.84743 | 0 | 42.5543
| Zone | South of Lugo | Monthly System Peak Day | December | SCE 1-in-10 | 2 | 0.80227 | 0.7816 | 0.80227 | 0.7816 | 0 | 41.6709
| Zone | South of Lugo | Monthly System Peak Day | December | SCE 1-in-10 | 3 | 0.75112 | 0.73267 | 0.75112 | 0.73267 | 0 | 40.676
| Zone | South of Lugo | Monthly System Peak Day | December | SCE 1-in-10 | 4 | 0.72206 | 0.70697 | 0.72206 | 0.70697 | 0 | 40.1114
| Zone | South of Lugo | Monthly System Peak Day | December | SCE 1-in-10 | 5 | 0.72397 | 0.71221 | 0.72397 | 0.71221 | 0 | 39.3887
| Zone | South of Lugo | Monthly System Peak Day | December | SCE 1-in-10 | 6 | 0.74973 | 0.75243 | 0.74973 | 0.75243 | 0 | 38.6214
| Zone | South of Lugo | Monthly System Peak Day | December | SCE 1-in-10 | 7 | 0.80637 | 0.84356 | 0.80637 | 0.84356 | 0 | 38.3271
| Zone | South of Lugo | Monthly System Peak Day | December | SCE 1-in-10 | 8 | 0.7737 | 0.79935 | 0.7737 | 0.79935 | 0 | 38.7254
| Zone | South of Lugo | Monthly System Peak Day | December | SCE 1-in-10 | 9 | 0.63392 | 0.61544 | 0.63392 | 0.61544 | 0 | 40.1926
| Zone | South of Lugo | Monthly System Peak Day | December | SCE 1-in-10 | 10 | 0.47994 | 0.45513 | 0.47994 | 0.45513 | 0 | 44.1823
| Zone | South of Lugo | Monthly System Peak Day | December | SCE 1-in-10 | 11 | 0.38091 | 0.36148 | 0.38091 | 0.36148 | 0 | 48.4603
| Zone | South of Lugo | Monthly System Peak Day | December | SCE 1-in-10 | 12 | 0.332 | 0.3047 | 0.332 | 0.3047 | 0 | 50.9075
| Zone | South of Lugo | Monthly System Peak Day | December | SCE 1-in-10 | 13 | 0.34147 | 0.28902 | 0.34147 | 0.28902 | 0 | 51.5029
| Zone | South of Lugo | Monthly System Peak Day | December | SCE 1-in-10 | 14 | 0.37853 | 0.31039 | 0.37853 | 0.31039 | 0 | 52.7477
| Zone | South of Lugo | Monthly System Peak Day | December | SCE 1-in-10 | 15 | 0.47324 | 0.39608 | 0.47324 | 0.39608 | 0 | 53.8074
| Zone | South of Lugo | Monthly System Peak Day | December | SCE 1-in-10 | 16 | 0.60653 | 0.52997 | 0.60653 | 0.52997 | 0 | 54.1667
| Zone | South of Lugo | Monthly System Peak Day | December | SCE 1-in-10 | 17 | 0.78174 | 0.7155 | 0.78174 | 0.7155 | 0 | 53.8113
| Zone | South of Lugo | Monthly System Peak Day | December | SCE 1-in-10 | 18 | 1.0328 | 0.95772 | 1.0328 | 0.95772 | 0 | 51.8249
| Zone | South of Lugo | Monthly System Peak Day | December | SCE 1-in-10 | 19 | 1.204 | 1.1123 | 1.204 | 1.1123 | 0 | 49.1915
| Zone | South of Lugo | Monthly System Peak Day | December | SCE 1-in-10 | 20 | 1.2237 | 1.1471 | 1.2237 | 1.1471 | 0 | 48.2139
| Zone | South of Lugo | Monthly System Peak Day | December | SCE 1-in-10 | 21 | 1.205 | 1.1496 | 1.205 | 1.1496 | 0 | 46.9399
| Zone | South of Lugo | Monthly System Peak Day | December | SCE 1-in-10 | 22 | 1.1513 | 1.1056 | 1.1513 | 1.1056 | 0 | 45.3268
| Zone | South of Lugo | Monthly System Peak Day | December | SCE 1-in-10 | 23 | 1.0844 | 1.0529 | 1.0844 | 1.0529 | 0 | 44.6029
| Zone | South of Lugo | Monthly System Peak Day | December | SCE 1-in-10 | 24 | 0.97145 | 0.94702 | 0.97145 | 0.94702 | 0 | 44.3638
| Zone | South of Lugo | Monthly System Peak Day | December | SCE 1-in-2 | 1 | 0.8386 | 0.80849 | 0.8386 | 0.80849 | 0 | 44.9819
| Zone | South of Lugo | Monthly System Peak Day | December | SCE 1-in-2 | 2 | 0.76183 | 0.74117 | 0.76183 | 0.74117 | 0 | 44.5426
| Zone | South of Lugo | Monthly System Peak Day | December | SCE 1-in-2 | 3 | 0.70954 | 0.69109 | 0.70954 | 0.69109 | 0 | 44.7083
| Zone | South of Lugo | Monthly System Peak Day | December | SCE 1-in-2 | 4 | 0.67876 | 0.66367 | 0.67876 | 0.66367 | 0 | 44.8138
| Zone | South of Lugo | Monthly System Peak Day | December | SCE 1-in-2 | 5 | 0.67646 | 0.6647 | 0.67646 | 0.6647 | 0 | 44.6871
| Zone | South of Lugo | Monthly System Peak Day | December | SCE 1-in-2 | 6 | 0.6987 | 0.7014 | 0.6987 | 0.7014 | 0 | 44.5209
| Zone | South of Lugo | Monthly System Peak Day | December | SCE 1-in-2 | 7 | 0.75214 | 0.78933 | 0.75214 | 0.78933 | 0 | 44.4364
| Zone | South of Lugo | Monthly System Peak Day | December | SCE 1-in-2 | 8 | 0.72684 | 0.75249 | 0.72684 | 0.75249 | 0 | 44.4272
| Zone | South of Lugo | Monthly System Peak Day | December | SCE 1-in-2 | 9 | 0.5954 | 0.57691 | 0.5954 | 0.57691 | 0 | 45.3622
| Zone | South of Lugo | Monthly System Peak Day | December | SCE 1-in-2 | 10 | 0.44825 | 0.42345 | 0.44825 | 0.42345 | 0 | 48.3292
| Zone | South of Lugo | Monthly System Peak Day | December | SCE 1-in-2 | 11 | 0.345 | 0.32556 | 0.345 | 0.32556 | 0 | 51.3287
| Zone | South of Lugo | Monthly System Peak Day | December | SCE 1-in-2 | 12 | 0.29173 | 0.26442 | 0.29173 | 0.26442 | 0 | 54.6208
| Zone | South of Lugo | Monthly System Peak Day | December | SCE 1-in-2 | 13 | 0.29981 | 0.24736 | 0.29981 | 0.24736 | 0 | 56.3877
| Zone | South of Lugo | Monthly System Peak Day | December | SCE 1-in-2 | 14 | 0.33837 | 0.27023 | 0.33837 | 0.27023 | 0 | 57.4979
| Zone | South of Lugo | Monthly System Peak Day | December | SCE 1-in-2 | 15 | 0.42349 | 0.34633 | 0.42349 | 0.34633 | 0 | 58.2946
| Zone | South of Lugo | Monthly System Peak Day | December | SCE 1-in-2 | 16 | 0.5511 | 0.47454 | 0.5511 | 0.47454 | 0 | 58.6566
| Zone | South of Lugo | Monthly System Peak Day | December | SCE 1-in-2 | 17 | 0.72191 | 0.65567 | 0.72191 | 0.65567 | 0 | 58.1605
| Zone | South of Lugo | Monthly System Peak Day | December | SCE 1-in-2 | 18 | 0.96684 | 0.89179 | 0.96684 | 0.89179 | 0 | 56.2664
| Zone | South of Lugo | Monthly System Peak Day | December | SCE 1-in-2 | 19 | 1.1358 | 1.0441 | 1.1358 | 1.0441 | 0 | 53.7098
| Zone | South of Lugo | Monthly System Peak Day | December | SCE 1-in-2 | 20 | 1.1695 | 1.0928 | 1.1695 | 1.0928 | 0 | 52.2916
| Zone | South of Lugo | Monthly System Peak Day | December | SCE 1-in-2 | 21 | 1.1563 | 1.1009 | 1.1563 | 1.1009 | 0 | 50.8321
| Zone | South of Lugo | Monthly System Peak Day | December | SCE 1-in-2 | 22 | 1.1023 | 1.0566 | 1.1023 | 1.0566 | 0 | 49.1358
| Zone | South of Lugo | Monthly System Peak Day | December | SCE 1-in-2 | 23 | 1.0367 | 1.0052 | 1.0367 | 1.0052 | 0 | 47.3841
| Zone | South of Lugo | Monthly System Peak Day | December | SCE 1-in-2 | 24 | 0.92435 | 0.89992 | 0.92435 | 0.89992 | 0 | 46.0081
| Zone | South of Lugo | Monthly System Peak Day | February | CAISO 1-in-10 | 1 | 0.82256 | 0.79245 | 0.82256 | 0.79245 | 0 | 49.7922
| Zone | South of Lugo | Monthly System Peak Day | February | CAISO 1-in-10 | 2 | 0.74517 | 0.72451 | 0.74517 | 0.72451 | 0 | 49.5817
| Zone | South of Lugo | Monthly System Peak Day | February | CAISO 1-in-10 | 3 | 0.6924 | 0.67396 | 0.6924 | 0.67396 | 0 | 49.7159
| Zone | South of Lugo | Monthly System Peak Day | February | CAISO 1-in-10 | 4 | 0.66092 | 0.64583 | 0.66092 | 0.64583 | 0 | 49.4153
| Zone | South of Lugo | Monthly System Peak Day | February | CAISO 1-in-10 | 5 | 0.65689 | 0.64512 | 0.65689 | 0.64512 | 0 | 48.6392
| Zone | South of Lugo | Monthly System Peak Day | February | CAISO 1-in-10 | 6 | 0.67768 | 0.68037 | 0.67768 | 0.68037 | 0 | 47.689
| Zone | South of Lugo | Monthly System Peak Day | February | CAISO 1-in-10 | 7 | 0.72979 | 0.76698 | 0.72979 | 0.76698 | 0 | 47.4352
| Zone | South of Lugo | Monthly System Peak Day | February | CAISO 1-in-10 | 8 | 0.70754 | 0.73319 | 0.70754 | 0.73319 | 0 | 47.1847
| Zone | South of Lugo | Monthly System Peak Day | February | CAISO 1-in-10 | 9 | 0.57953 | 0.56104 | 0.57953 | 0.56104 | 0 | 47.8623
| Zone | South of Lugo | Monthly System Peak Day | February | CAISO 1-in-10 | 10 | 0.43519 | 0.41039 | 0.43519 | 0.41039 | 0 | 49.8666
| Zone | South of Lugo | Monthly System Peak Day | February | CAISO 1-in-10 | 11 | 0.3302 | 0.31077 | 0.3302 | 0.31077 | 0 | 51.0302
| Zone | South of Lugo | Monthly System Peak Day | February | CAISO 1-in-10 | 12 | 0.27513 | 0.24782 | 0.27513 | 0.24782 | 0 | 52.1889
| Zone | South of Lugo | Monthly System Peak Day | February | CAISO 1-in-10 | 13 | 0.28264 | 0.23019 | 0.28264 | 0.23019 | 0 | 53.163
| Zone | South of Lugo | Monthly System Peak Day | February | CAISO 1-in-10 | 14 | 0.32182 | 0.25368 | 0.32182 | 0.25368 | 0 | 54.6038
| Zone | South of Lugo | Monthly System Peak Day | February | CAISO 1-in-10 | 15 | 0.40299 | 0.32583 | 0.40299 | 0.32583 | 0 | 55.3417
| Zone | South of Lugo | Monthly System Peak Day | February | CAISO 1-in-10 | 16 | 0.52826 | 0.4517 | 0.52826 | 0.4517 | 0 | 55.4243
| Zone | South of Lugo | Monthly System Peak Day | February | CAISO 1-in-10 | 17 | 0.69726 | 0.63101 | 0.69726 | 0.63101 | 0 | 56.5807
| Zone | South of Lugo | Monthly System Peak Day | February | CAISO 1-in-10 | 18 | 0.93968 | 0.86462 | 0.93968 | 0.86462 | 0 | 56.3731
| Zone | South of Lugo | Monthly System Peak Day | February | CAISO 1-in-10 | 19 | 1.1077 | 1.016 | 1.1077 | 1.016 | 0 | 55.412
| Zone | South of Lugo | Monthly System Peak Day | February | CAISO 1-in-10 | 20 | 1.1471 | 1.0705 | 1.1471 | 1.0705 | 0 | 54.0983
| Zone | South of Lugo | Monthly System Peak Day | February | CAISO 1-in-10 | 21 | 1.1363 | 1.0809 | 1.1363 | 1.0809 | 0 | 53.7891
| Zone | South of Lugo | Monthly System Peak Day | February | CAISO 1-in-10 | 22 | 1.0821 | 1.0364 | 1.0821 | 1.0364 | 0 | 53.1672
| Zone | South of Lugo | Monthly System Peak Day | February | CAISO 1-in-10 | 23 | 1.017 | 0.98552 | 1.017 | 0.98552 | 0 | 52.5956
| Zone | South of Lugo | Monthly System Peak Day | February | CAISO 1-in-10 | 24 | 0.90494 | 0.88051 | 0.90494 | 0.88051 | 0 | 52.0758
| Zone | South of Lugo | Monthly System Peak Day | February | CAISO 1-in-2 | 1 | 0.86046 | 0.83035 | 0.86046 | 0.83035 | 0 | 43.2106
| Zone | South of Lugo | Monthly System Peak Day | February | CAISO 1-in-2 | 2 | 0.78453 | 0.76386 | 0.78453 | 0.76386 | 0 | 42.5162
| Zone | South of Lugo | Monthly System Peak Day | February | CAISO 1-in-2 | 3 | 0.73287 | 0.71443 | 0.73287 | 0.71443 | 0 | 41.641
| Zone | South of Lugo | Monthly System Peak Day | February | CAISO 1-in-2 | 4 | 0.70306 | 0.68797 | 0.70306 | 0.68797 | 0 | 41.2266
| Zone | South of Lugo | Monthly System Peak Day | February | CAISO 1-in-2 | 5 | 0.70312 | 0.69136 | 0.70312 | 0.69136 | 0 | 40.4459
| Zone | South of Lugo | Monthly System Peak Day | February | CAISO 1-in-2 | 6 | 0.72734 | 0.73004 | 0.72734 | 0.73004 | 0 | 39.6536
| Zone | South of Lugo | Monthly System Peak Day | February | CAISO 1-in-2 | 7 | 0.78257 | 0.81977 | 0.78257 | 0.81977 | 0 | 38.9484
| Zone | South of Lugo | Monthly System Peak Day | February | CAISO 1-in-2 | 8 | 0.75314 | 0.77879 | 0.75314 | 0.77879 | 0 | 38.6204
| Zone | South of Lugo | Monthly System Peak Day | February | CAISO 1-in-2 | 9 | 0.61702 | 0.59853 | 0.61702 | 0.59853 | 0 | 40.7205
| Zone | South of Lugo | Monthly System Peak Day | February | CAISO 1-in-2 | 10 | 0.46603 | 0.44123 | 0.46603 | 0.44123 | 0 | 44.4487
| Zone | South of Lugo | Monthly System Peak Day | February | CAISO 1-in-2 | 11 | 0.36515 | 0.34572 | 0.36515 | 0.34572 | 0 | 47.6774
| Zone | South of Lugo | Monthly System Peak Day | February | CAISO 1-in-2 | 12 | 0.31433 | 0.28702 | 0.31433 | 0.28702 | 0 | 50.921
| Zone | South of Lugo | Monthly System Peak Day | February | CAISO 1-in-2 | 13 | 0.32319 | 0.27074 | 0.32319 | 0.27074 | 0 | 53.233
| Zone | South of Lugo | Monthly System Peak Day | February | CAISO 1-in-2 | 14 | 0.36091 | 0.29277 | 0.36091 | 0.29277 | 0 | 55.1034
| Zone | South of Lugo | Monthly System Peak Day | February | CAISO 1-in-2 | 15 | 0.45141 | 0.37425 | 0.45141 | 0.37425 | 0 | 56.4137
| Zone | South of Lugo | Monthly System Peak Day | February | CAISO 1-in-2 | 16 | 0.58221 | 0.50564 | 0.58221 | 0.50564 | 0 | 57.2916
| Zone | South of Lugo | Monthly System Peak Day | February | CAISO 1-in-2 | 17 | 0.75549 | 0.68924 | 0.75549 | 0.68924 | 0 | 57.464
| Zone | South of Lugo | Monthly System Peak Day | February | CAISO 1-in-2 | 18 | 1.0038 | 0.92879 | 1.0038 | 0.92879 | 0 | 56.5251
| Zone | South of Lugo | Monthly System Peak Day | February | CAISO 1-in-2 | 19 | 1.1741 | 1.0824 | 1.1741 | 1.0824 | 0 | 54.2942
| Zone | South of Lugo | Monthly System Peak Day | February | CAISO 1-in-2 | 20 | 1.1999 | 1.1233 | 1.1999 | 1.1233 | 0 | 51.893
| Zone | South of Lugo | Monthly System Peak Day | February | CAISO 1-in-2 | 21 | 1.1837 | 1.1283 | 1.1837 | 1.1283 | 0 | 50.301
| Zone | South of Lugo | Monthly System Peak Day | February | CAISO 1-in-2 | 22 | 1.1298 | 1.0841 | 1.1298 | 1.0841 | 0 | 48.8599
| Zone | South of Lugo | Monthly System Peak Day | February | CAISO 1-in-2 | 23 | 1.0634 | 1.0319 | 1.0634 | 1.0319 | 0 | 47.3563
| Zone | South of Lugo | Monthly System Peak Day | February | CAISO 1-in-2 | 24 | 0.95078 | 0.92635 | 0.95078 | 0.92635 | 0 | 45.8982
| Zone | South of Lugo | Monthly System Peak Day | February | SCE 1-in-10 | 1 | 1.0445 | 1.0144 | 1.0445 | 1.0144 | 0 | 68.6326
| Zone | South of Lugo | Monthly System Peak Day | February | SCE 1-in-10 | 2 | 0.90661 | 0.88594 | 0.90661 | 0.88594 | 0 | 67.6932
| Zone | South of Lugo | Monthly System Peak Day | February | SCE 1-in-10 | 3 | 0.75581 | 0.73737 | 0.75581 | 0.73737 | 0 | 65.9676
| Zone | South of Lugo | Monthly System Peak Day | February | SCE 1-in-10 | 4 | 0.64289 | 0.62779 | 0.64289 | 0.62779 | 0 | 64.3806
| Zone | South of Lugo | Monthly System Peak Day | February | SCE 1-in-10 | 5 | 0.60594 | 0.59418 | 0.60594 | 0.59418 | 0 | 63.777
| Zone | South of Lugo | Monthly System Peak Day | February | SCE 1-in-10 | 6 | 0.57867 | 0.58136 | 0.57867 | 0.58136 | 0 | 61.7628
| Zone | South of Lugo | Monthly System Peak Day | February | SCE 1-in-10 | 7 | 0.58983 | 0.62702 | 0.58983 | 0.62702 | 0 | 62.5934
| Zone | South of Lugo | Monthly System Peak Day | February | SCE 1-in-10 | 8 | 0.567 | 0.59265 | 0.567 | 0.59265 | 0 | 61.0066
| Zone | South of Lugo | Monthly System Peak Day | February | SCE 1-in-10 | 9 | 0.45058 | 0.43209 | 0.45058 | 0.43209 | 0 | 63.2296
| Zone | South of Lugo | Monthly System Peak Day | February | SCE 1-in-10 | 10 | 0.38847 | 0.36366 | 0.38847 | 0.36366 | 0 | 69.6989
| Zone | South of Lugo | Monthly System Peak Day | February | SCE 1-in-10 | 11 | 0.24622 | 0.22678 | 0.24622 | 0.22678 | 0 | 75.2794
| Zone | South of Lugo | Monthly System Peak Day | February | SCE 1-in-10 | 12 | 0.21491 | 0.18761 | 0.21491 | 0.18761 | 0 | 79.6099
| Zone | South of Lugo | Monthly System Peak Day | February | SCE 1-in-10 | 13 | 0.31556 | 0.26311 | 0.31556 | 0.26311 | 0 | 82.6124
| Zone | South of Lugo | Monthly System Peak Day | February | SCE 1-in-10 | 14 | 0.48213 | 0.41399 | 0.48213 | 0.41399 | 0 | 84.9374
| Zone | South of Lugo | Monthly System Peak Day | February | SCE 1-in-10 | 15 | 0.70333 | 0.62617 | 0.70333 | 0.62617 | 0 | 86.3029
| Zone | South of Lugo | Monthly System Peak Day | February | SCE 1-in-10 | 16 | 0.98027 | 0.90371 | 0.98027 | 0.90371 | 0 | 86.4479
| Zone | South of Lugo | Monthly System Peak Day | February | SCE 1-in-10 | 17 | 1.241 | 1.1748 | 0.3743 | 0.27186 | 0.020843 | 85.5046
| Zone | South of Lugo | Monthly System Peak Day | February | SCE 1-in-10 | 18 | 1.4892 | 1.4142 | 1.1173 | 0.99377 | 0.13859 | 83.5294
| Zone | South of Lugo | Monthly System Peak Day | February | SCE 1-in-10 | 19 | 1.6344 | 1.5427 | 1.544 | 1.3253 | 0.045206 | 79.0492
| Zone | South of Lugo | Monthly System Peak Day | February | SCE 1-in-10 | 20 | 1.5718 | 1.4952 | 1.5672 | 1.3974 | 0.0022967 | 74.7655
| Zone | South of Lugo | Monthly System Peak Day | February | SCE 1-in-10 | 21 | 1.513 | 1.4576 | 1.513 | 1.4048 | 0 | 71.7386
| Zone | South of Lugo | Monthly System Peak Day | February | SCE 1-in-10 | 22 | 1.4385 | 1.3928 | 1.8836 | 1.8829 | 0.095915 | 70.0766
| Zone | South of Lugo | Monthly System Peak Day | February | SCE 1-in-10 | 23 | 1.306 | 1.2745 | 1.3195 | 1.3191 | 0.0067564 | 67.4856
| Zone | South of Lugo | Monthly System Peak Day | February | SCE 1-in-10 | 24 | 1.0807 | 1.0563 | 1.0807 | 1.0563 | 0 | 65.0828
| Zone | South of Lugo | Monthly System Peak Day | February | SCE 1-in-2 | 1 | 0.86007 | 0.82996 | 0.86007 | 0.82996 | 0 | 43.3452
| Zone | South of Lugo | Monthly System Peak Day | February | SCE 1-in-2 | 2 | 0.78413 | 0.76346 | 0.78413 | 0.76346 | 0 | 42.9947
| Zone | South of Lugo | Monthly System Peak Day | February | SCE 1-in-2 | 3 | 0.73246 | 0.71402 | 0.73246 | 0.71402 | 0 | 42.5714
| Zone | South of Lugo | Monthly System Peak Day | February | SCE 1-in-2 | 4 | 0.70263 | 0.68754 | 0.70263 | 0.68754 | 0 | 42.3385
| Zone | South of Lugo | Monthly System Peak Day | February | SCE 1-in-2 | 5 | 0.70265 | 0.69089 | 0.70265 | 0.69089 | 0 | 41.7741
| Zone | South of Lugo | Monthly System Peak Day | February | SCE 1-in-2 | 6 | 0.72684 | 0.72953 | 0.72684 | 0.72953 | 0 | 41.1013
| Zone | South of Lugo | Monthly System Peak Day | February | SCE 1-in-2 | 7 | 0.78204 | 0.81923 | 0.78204 | 0.81923 | 0 | 40.9613
| Zone | South of Lugo | Monthly System Peak Day | February | SCE 1-in-2 | 8 | 0.75268 | 0.77833 | 0.75268 | 0.77833 | 0 | 40.9052
| Zone | South of Lugo | Monthly System Peak Day | February | SCE 1-in-2 | 9 | 0.61664 | 0.59815 | 0.61664 | 0.59815 | 0 | 42.209
| Zone | South of Lugo | Monthly System Peak Day | February | SCE 1-in-2 | 10 | 0.46572 | 0.44092 | 0.46572 | 0.44092 | 0 | 44.7823
| Zone | South of Lugo | Monthly System Peak Day | February | SCE 1-in-2 | 11 | 0.3648 | 0.34536 | 0.3648 | 0.34536 | 0 | 47.6176
| Zone | South of Lugo | Monthly System Peak Day | February | SCE 1-in-2 | 12 | 0.31393 | 0.28662 | 0.31393 | 0.28662 | 0 | 49.806
| Zone | South of Lugo | Monthly System Peak Day | February | SCE 1-in-2 | 13 | 0.32278 | 0.27033 | 0.32278 | 0.27033 | 0 | 51.6874
| Zone | South of Lugo | Monthly System Peak Day | February | SCE 1-in-2 | 14 | 0.36051 | 0.29237 | 0.36051 | 0.29237 | 0 | 53.2284
| Zone | South of Lugo | Monthly System Peak Day | February | SCE 1-in-2 | 15 | 0.45092 | 0.37376 | 0.45092 | 0.37376 | 0 | 54.7463
| Zone | South of Lugo | Monthly System Peak Day | February | SCE 1-in-2 | 16 | 0.58166 | 0.50509 | 0.58166 | 0.50509 | 0 | 55.7432
| Zone | South of Lugo | Monthly System Peak Day | February | SCE 1-in-2 | 17 | 0.75489 | 0.68865 | 0.75489 | 0.68865 | 0 | 56.0704
| Zone | South of Lugo | Monthly System Peak Day | February | SCE 1-in-2 | 18 | 1.0032 | 0.92813 | 1.0032 | 0.92813 | 0 | 55.3339
| Zone | South of Lugo | Monthly System Peak Day | February | SCE 1-in-2 | 19 | 1.1734 | 1.0817 | 1.1734 | 1.0817 | 0 | 53.5597
| Zone | South of Lugo | Monthly System Peak Day | February | SCE 1-in-2 | 20 | 1.1994 | 1.1227 | 1.1994 | 1.1227 | 0 | 51.7684
| Zone | South of Lugo | Monthly System Peak Day | February | SCE 1-in-2 | 21 | 1.1832 | 1.1278 | 1.1832 | 1.1278 | 0 | 50.2816
| Zone | South of Lugo | Monthly System Peak Day | February | SCE 1-in-2 | 22 | 1.1293 | 1.0836 | 1.1293 | 1.0836 | 0 | 48.9074
| Zone | South of Lugo | Monthly System Peak Day | February | SCE 1-in-2 | 23 | 1.063 | 1.0315 | 1.063 | 1.0315 | 0 | 47.603
| Zone | South of Lugo | Monthly System Peak Day | February | SCE 1-in-2 | 24 | 0.95032 | 0.92589 | 0.95032 | 0.92589 | 0 | 46.3308
| Zone | South of Lugo | Monthly System Peak Day | January | CAISO 1-in-10 | 1 | 0.8741 | 0.84399 | 0.8741 | 0.84399 | 0 | 47.1608
| Zone | South of Lugo | Monthly System Peak Day | January | CAISO 1-in-10 | 2 | 0.79869 | 0.77802 | 0.79869 | 0.77802 | 0 | 46.1974
| Zone | South of Lugo | Monthly System Peak Day | January | CAISO 1-in-10 | 3 | 0.74744 | 0.72899 | 0.74744 | 0.72899 | 0 | 45.8669
| Zone | South of Lugo | Monthly System Peak Day | January | CAISO 1-in-10 | 4 | 0.71823 | 0.70314 | 0.71823 | 0.70314 | 0 | 45.388
| Zone | South of Lugo | Monthly System Peak Day | January | CAISO 1-in-10 | 5 | 0.71976 | 0.708 | 0.71976 | 0.708 | 0 | 44.7684
| Zone | South of Lugo | Monthly System Peak Day | January | CAISO 1-in-10 | 6 | 0.74521 | 0.74791 | 0.74521 | 0.74791 | 0 | 44.0716
| Zone | South of Lugo | Monthly System Peak Day | January | CAISO 1-in-10 | 7 | 0.80157 | 0.83876 | 0.80157 | 0.83876 | 0 | 43.7132
| Zone | South of Lugo | Monthly System Peak Day | January | CAISO 1-in-10 | 8 | 0.76955 | 0.7952 | 0.76955 | 0.7952 | 0 | 42.9762
| Zone | South of Lugo | Monthly System Peak Day | January | CAISO 1-in-10 | 9 | 0.63051 | 0.61203 | 0.63051 | 0.61203 | 0 | 42.7221
| Zone | South of Lugo | Monthly System Peak Day | January | CAISO 1-in-10 | 10 | 0.47713 | 0.45233 | 0.47713 | 0.45233 | 0 | 44.6755
| Zone | South of Lugo | Monthly System Peak Day | January | CAISO 1-in-10 | 11 | 0.37773 | 0.3583 | 0.37773 | 0.3583 | 0 | 45.1813
| Zone | South of Lugo | Monthly System Peak Day | January | CAISO 1-in-10 | 12 | 0.32844 | 0.30113 | 0.32844 | 0.30113 | 0 | 46.9129
| Zone | South of Lugo | Monthly System Peak Day | January | CAISO 1-in-10 | 13 | 0.33778 | 0.28533 | 0.33778 | 0.28533 | 0 | 48.1075
| Zone | South of Lugo | Monthly System Peak Day | January | CAISO 1-in-10 | 14 | 0.37497 | 0.30683 | 0.37497 | 0.30683 | 0 | 48.1356
| Zone | South of Lugo | Monthly System Peak Day | January | CAISO 1-in-10 | 15 | 0.46883 | 0.39167 | 0.46883 | 0.39167 | 0 | 48.6148
| Zone | South of Lugo | Monthly System Peak Day | January | CAISO 1-in-10 | 16 | 0.60162 | 0.52506 | 0.60162 | 0.52506 | 0 | 49.7928
| Zone | South of Lugo | Monthly System Peak Day | January | CAISO 1-in-10 | 17 | 0.77644 | 0.7102 | 0.77644 | 0.7102 | 0 | 50.2231
| Zone | South of Lugo | Monthly System Peak Day | January | CAISO 1-in-10 | 18 | 1.0269 | 0.95188 | 1.0269 | 0.95188 | 0 | 49.0953
| Zone | South of Lugo | Monthly System Peak Day | January | CAISO 1-in-10 | 19 | 1.198 | 1.1063 | 1.198 | 1.1063 | 0 | 47.546
| Zone | South of Lugo | Monthly System Peak Day | January | CAISO 1-in-10 | 20 | 1.2189 | 1.1423 | 1.2189 | 1.1423 | 0 | 46.8374
| Zone | South of Lugo | Monthly System Peak Day | January | CAISO 1-in-10 | 21 | 1.2007 | 1.1453 | 1.2007 | 1.1453 | 0 | 46.1243
| Zone | South of Lugo | Monthly System Peak Day | January | CAISO 1-in-10 | 22 | 1.147 | 1.1013 | 1.147 | 1.1013 | 0 | 45.7855
| Zone | South of Lugo | Monthly System Peak Day | January | CAISO 1-in-10 | 23 | 1.0801 | 1.0486 | 1.0801 | 1.0486 | 0 | 45.1468
| Zone | South of Lugo | Monthly System Peak Day | January | CAISO 1-in-10 | 24 | 0.96728 | 0.94285 | 0.96728 | 0.94285 | 0 | 44.2245
| Zone | South of Lugo | Monthly System Peak Day | January | CAISO 1-in-2 | 1 | 0.82565 | 0.79554 | 0.82565 | 0.79554 | 0 | 49.3802
| Zone | South of Lugo | Monthly System Peak Day | January | CAISO 1-in-2 | 2 | 0.74839 | 0.72772 | 0.74839 | 0.72772 | 0 | 48.6138
| Zone | South of Lugo | Monthly System Peak Day | January | CAISO 1-in-2 | 3 | 0.69571 | 0.67726 | 0.69571 | 0.67726 | 0 | 47.8526
| Zone | South of Lugo | Monthly System Peak Day | January | CAISO 1-in-2 | 4 | 0.66436 | 0.64927 | 0.66436 | 0.64927 | 0 | 46.9828
| Zone | South of Lugo | Monthly System Peak Day | January | CAISO 1-in-2 | 5 | 0.66066 | 0.6489 | 0.66066 | 0.6489 | 0 | 46.5127
| Zone | South of Lugo | Monthly System Peak Day | January | CAISO 1-in-2 | 6 | 0.68173 | 0.68443 | 0.68173 | 0.68443 | 0 | 46.1283
| Zone | South of Lugo | Monthly System Peak Day | January | CAISO 1-in-2 | 7 | 0.7341 | 0.77129 | 0.7341 | 0.77129 | 0 | 45.6457
| Zone | South of Lugo | Monthly System Peak Day | January | CAISO 1-in-2 | 8 | 0.71126 | 0.73691 | 0.71126 | 0.73691 | 0 | 45.3155
| Zone | South of Lugo | Monthly System Peak Day | January | CAISO 1-in-2 | 9 | 0.58259 | 0.5641 | 0.58259 | 0.5641 | 0 | 46.2229
| Zone | South of Lugo | Monthly System Peak Day | January | CAISO 1-in-2 | 10 | 0.43771 | 0.41291 | 0.43771 | 0.41291 | 0 | 49.0116
| Zone | South of Lugo | Monthly System Peak Day | January | CAISO 1-in-2 | 11 | 0.33306 | 0.31362 | 0.33306 | 0.31362 | 0 | 52.3699
| Zone | South of Lugo | Monthly System Peak Day | January | CAISO 1-in-2 | 12 | 0.27833 | 0.25102 | 0.27833 | 0.25102 | 0 | 54.811
| Zone | South of Lugo | Monthly System Peak Day | January | CAISO 1-in-2 | 13 | 0.28595 | 0.2335 | 0.28595 | 0.2335 | 0 | 56.6499
| Zone | South of Lugo | Monthly System Peak Day | January | CAISO 1-in-2 | 14 | 0.32501 | 0.25687 | 0.32501 | 0.25687 | 0 | 57.4778
| Zone | South of Lugo | Monthly System Peak Day | January | CAISO 1-in-2 | 15 | 0.40695 | 0.32979 | 0.40695 | 0.32979 | 0 | 58.5121
| Zone | South of Lugo | Monthly System Peak Day | January | CAISO 1-in-2 | 16 | 0.53266 | 0.4561 | 0.53266 | 0.4561 | 0 | 58.5492
| Zone | South of Lugo | Monthly System Peak Day | January | CAISO 1-in-2 | 17 | 0.70201 | 0.63577 | 0.70201 | 0.63577 | 0 | 57.6439
| Zone | South of Lugo | Monthly System Peak Day | January | CAISO 1-in-2 | 18 | 0.94492 | 0.86986 | 0.94492 | 0.86986 | 0 | 55.9802
| Zone | South of Lugo | Monthly System Peak Day | January | CAISO 1-in-2 | 19 | 1.1131 | 1.0214 | 1.1131 | 1.0214 | 0 | 54.6478
| Zone | South of Lugo | Monthly System Peak Day | January | CAISO 1-in-2 | 20 | 1.1514 | 1.0748 | 1.1514 | 1.0748 | 0 | 53.4757
| Zone | South of Lugo | Monthly System Peak Day | January | CAISO 1-in-2 | 21 | 1.1402 | 1.0848 | 1.1402 | 1.0848 | 0 | 52.1995
| Zone | South of Lugo | Monthly System Peak Day | January | CAISO 1-in-2 | 22 | 1.086 | 1.0403 | 1.086 | 1.0403 | 0 | 51.3532
| Zone | South of Lugo | Monthly System Peak Day | January | CAISO 1-in-2 | 23 | 1.0208 | 0.98931 | 1.0208 | 0.98931 | 0 | 50.2498
| Zone | South of Lugo | Monthly System Peak Day | January | CAISO 1-in-2 | 24 | 0.90868 | 0.88425 | 0.90868 | 0.88425 | 0 | 49.4079
| Zone | South of Lugo | Monthly System Peak Day | January | SCE 1-in-10 | 1 | 0.86404 | 0.83393 | 0.86404 | 0.83393 | 0 | 46.9222
| Zone | South of Lugo | Monthly System Peak Day | January | SCE 1-in-10 | 2 | 0.78825 | 0.76758 | 0.78825 | 0.76758 | 0 | 46.5693
| Zone | South of Lugo | Monthly System Peak Day | January | SCE 1-in-10 | 3 | 0.7367 | 0.71826 | 0.7367 | 0.71826 | 0 | 45.7604
| Zone | South of Lugo | Monthly System Peak Day | January | SCE 1-in-10 | 4 | 0.70705 | 0.69195 | 0.70705 | 0.69195 | 0 | 45.0775
| Zone | South of Lugo | Monthly System Peak Day | January | SCE 1-in-10 | 5 | 0.7075 | 0.69573 | 0.7075 | 0.69573 | 0 | 44.7239
| Zone | South of Lugo | Monthly System Peak Day | January | SCE 1-in-10 | 6 | 0.73204 | 0.73473 | 0.73204 | 0.73473 | 0 | 44.2426
| Zone | South of Lugo | Monthly System Peak Day | January | SCE 1-in-10 | 7 | 0.78756 | 0.82476 | 0.78756 | 0.82476 | 0 | 43.6829
| Zone | South of Lugo | Monthly System Peak Day | January | SCE 1-in-10 | 8 | 0.75745 | 0.7831 | 0.75745 | 0.7831 | 0 | 43.2007
| Zone | South of Lugo | Monthly System Peak Day | January | SCE 1-in-10 | 9 | 0.62057 | 0.60208 | 0.62057 | 0.60208 | 0 | 43.8188
| Zone | South of Lugo | Monthly System Peak Day | January | SCE 1-in-10 | 10 | 0.46895 | 0.44415 | 0.46895 | 0.44415 | 0 | 45.8068
| Zone | South of Lugo | Monthly System Peak Day | January | SCE 1-in-10 | 11 | 0.36846 | 0.34902 | 0.36846 | 0.34902 | 0 | 47.8575
| Zone | South of Lugo | Monthly System Peak Day | January | SCE 1-in-10 | 12 | 0.31804 | 0.29073 | 0.31804 | 0.29073 | 0 | 48.9567
| Zone | South of Lugo | Monthly System Peak Day | January | SCE 1-in-10 | 13 | 0.32702 | 0.27457 | 0.32702 | 0.27457 | 0 | 49.9435
| Zone | South of Lugo | Monthly System Peak Day | January | SCE 1-in-10 | 14 | 0.3646 | 0.29646 | 0.3646 | 0.29646 | 0 | 50.3759
| Zone | South of Lugo | Monthly System Peak Day | January | SCE 1-in-10 | 15 | 0.45599 | 0.37883 | 0.45599 | 0.37883 | 0 | 50.7997
| Zone | South of Lugo | Monthly System Peak Day | January | SCE 1-in-10 | 16 | 0.58731 | 0.51075 | 0.58731 | 0.51075 | 0 | 51.2716
| Zone | South of Lugo | Monthly System Peak Day | January | SCE 1-in-10 | 17 | 0.76099 | 0.69475 | 0.76099 | 0.69475 | 0 | 51.1436
| Zone | South of Lugo | Monthly System Peak Day | January | SCE 1-in-10 | 18 | 1.0099 | 0.93486 | 1.0099 | 0.93486 | 0 | 49.7908
| Zone | South of Lugo | Monthly System Peak Day | January | SCE 1-in-10 | 19 | 1.1804 | 1.0887 | 1.1804 | 1.0887 | 0 | 48.5624
| Zone | South of Lugo | Monthly System Peak Day | January | SCE 1-in-10 | 20 | 1.2049 | 1.1283 | 1.2049 | 1.1283 | 0 | 48.1922
| Zone | South of Lugo | Monthly System Peak Day | January | SCE 1-in-10 | 21 | 1.1881 | 1.1327 | 1.1881 | 1.1327 | 0 | 47.6724
| Zone | South of Lugo | Monthly System Peak Day | January | SCE 1-in-10 | 22 | 1.1343 | 1.0886 | 1.1343 | 1.0886 | 0 | 47.4678
| Zone | South of Lugo | Monthly System Peak Day | January | SCE 1-in-10 | 23 | 1.0678 | 1.0363 | 1.0678 | 1.0363 | 0 | 47.0586
| Zone | South of Lugo | Monthly System Peak Day | January | SCE 1-in-10 | 24 | 0.95512 | 0.93069 | 0.95512 | 0.93069 | 0 | 46.467
| Zone | South of Lugo | Monthly System Peak Day | January | SCE 1-in-2 | 1 | 0.85708 | 0.82697 | 0.85708 | 0.82697 | 0 | 47.2761
| Zone | South of Lugo | Monthly System Peak Day | January | SCE 1-in-2 | 2 | 0.78102 | 0.76036 | 0.78102 | 0.76036 | 0 | 46.053
| Zone | South of Lugo | Monthly System Peak Day | January | SCE 1-in-2 | 3 | 0.72927 | 0.71083 | 0.72927 | 0.71083 | 0 | 44.0313
| Zone | South of Lugo | Monthly System Peak Day | January | SCE 1-in-2 | 4 | 0.69931 | 0.68422 | 0.69931 | 0.68422 | 0 | 43.0683
| Zone | South of Lugo | Monthly System Peak Day | January | SCE 1-in-2 | 5 | 0.69901 | 0.68725 | 0.69901 | 0.68725 | 0 | 42.2943
| Zone | South of Lugo | Monthly System Peak Day | January | SCE 1-in-2 | 6 | 0.72292 | 0.72562 | 0.72292 | 0.72562 | 0 | 41.982
| Zone | South of Lugo | Monthly System Peak Day | January | SCE 1-in-2 | 7 | 0.77788 | 0.81507 | 0.77788 | 0.81507 | 0 | 41.6498
| Zone | South of Lugo | Monthly System Peak Day | January | SCE 1-in-2 | 8 | 0.74908 | 0.77473 | 0.74908 | 0.77473 | 0 | 42.0633
| Zone | South of Lugo | Monthly System Peak Day | January | SCE 1-in-2 | 9 | 0.61368 | 0.5952 | 0.61368 | 0.5952 | 0 | 42.7462
| Zone | South of Lugo | Monthly System Peak Day | January | SCE 1-in-2 | 10 | 0.46329 | 0.43848 | 0.46329 | 0.43848 | 0 | 45.2386
| Zone | South of Lugo | Monthly System Peak Day | January | SCE 1-in-2 | 11 | 0.36204 | 0.34261 | 0.36204 | 0.34261 | 0 | 48.7508
| Zone | South of Lugo | Monthly System Peak Day | January | SCE 1-in-2 | 12 | 0.31084 | 0.28353 | 0.31084 | 0.28353 | 0 | 51.5169
| Zone | South of Lugo | Monthly System Peak Day | January | SCE 1-in-2 | 13 | 0.31958 | 0.26713 | 0.31958 | 0.26713 | 0 | 53.2051
| Zone | South of Lugo | Monthly System Peak Day | January | SCE 1-in-2 | 14 | 0.35743 | 0.28929 | 0.35743 | 0.28929 | 0 | 53.2998
| Zone | South of Lugo | Monthly System Peak Day | January | SCE 1-in-2 | 15 | 0.4471 | 0.36994 | 0.4471 | 0.36994 | 0 | 53.064
| Zone | South of Lugo | Monthly System Peak Day | January | SCE 1-in-2 | 16 | 0.5774 | 0.50084 | 0.5774 | 0.50084 | 0 | 54.0565
| Zone | South of Lugo | Monthly System Peak Day | January | SCE 1-in-2 | 17 | 0.7503 | 0.68406 | 0.7503 | 0.68406 | 0 | 54.746
| Zone | South of Lugo | Monthly System Peak Day | January | SCE 1-in-2 | 18 | 0.99813 | 0.92308 | 0.99813 | 0.92308 | 0 | 53.8615
| Zone | South of Lugo | Monthly System Peak Day | January | SCE 1-in-2 | 19 | 1.1682 | 1.0765 | 1.1682 | 1.0765 | 0 | 51.9641
| Zone | South of Lugo | Monthly System Peak Day | January | SCE 1-in-2 | 20 | 1.1952 | 1.1186 | 1.1952 | 1.1186 | 0 | 50.598
| Zone | South of Lugo | Monthly System Peak Day | January | SCE 1-in-2 | 21 | 1.1794 | 1.124 | 1.1794 | 1.124 | 0 | 49.6063
| Zone | South of Lugo | Monthly System Peak Day | January | SCE 1-in-2 | 22 | 1.1256 | 1.0799 | 1.1256 | 1.0799 | 0 | 48.5578
| Zone | South of Lugo | Monthly System Peak Day | January | SCE 1-in-2 | 23 | 1.0593 | 1.0278 | 1.0593 | 1.0278 | 0 | 47.3485
| Zone | South of Lugo | Monthly System Peak Day | January | SCE 1-in-2 | 24 | 0.9467 | 0.92227 | 0.9467 | 0.92227 | 0 | 46.441
| Zone | South of Lugo | Monthly System Peak Day | July | CAISO 1-in-10 | 1 | 1.552 | 1.5219 | 1.552 | 1.5219 | 0 | 79.2106
| Zone | South of Lugo | Monthly System Peak Day | July | CAISO 1-in-10 | 2 | 1.3149 | 1.2942 | 1.3149 | 1.2942 | 0 | 78.3047
| Zone | South of Lugo | Monthly System Peak Day | July | CAISO 1-in-10 | 3 | 1.1263 | 1.1079 | 1.1263 | 1.1079 | 0 | 77.0829
| Zone | South of Lugo | Monthly System Peak Day | July | CAISO 1-in-10 | 4 | 0.99173 | 0.97664 | 0.99173 | 0.97664 | 0 | 76.2344
| Zone | South of Lugo | Monthly System Peak Day | July | CAISO 1-in-10 | 5 | 0.90429 | 0.89253 | 0.90429 | 0.89253 | 0 | 75.5734
| Zone | South of Lugo | Monthly System Peak Day | July | CAISO 1-in-10 | 6 | 0.85547 | 0.85816 | 0.85547 | 0.85816 | 0 | 75.1653
| Zone | South of Lugo | Monthly System Peak Day | July | CAISO 1-in-10 | 7 | 0.82989 | 0.86708 | 0.82989 | 0.86708 | 0 | 74.6689
| Zone | South of Lugo | Monthly System Peak Day | July | CAISO 1-in-10 | 8 | 0.83876 | 0.86441 | 0.83876 | 0.86441 | 0 | 75.2293
| Zone | South of Lugo | Monthly System Peak Day | July | CAISO 1-in-10 | 9 | 0.80801 | 0.78952 | 0.80801 | 0.78952 | 0 | 78.0114
| Zone | South of Lugo | Monthly System Peak Day | July | CAISO 1-in-10 | 10 | 0.74915 | 0.72434 | 0.74915 | 0.72434 | 0 | 81.8802
| Zone | South of Lugo | Monthly System Peak Day | July | CAISO 1-in-10 | 11 | 0.83955 | 0.82012 | 0.83955 | 0.82012 | 0 | 86.0002
| Zone | South of Lugo | Monthly System Peak Day | July | CAISO 1-in-10 | 12 | 1.079 | 1.0517 | 1.079 | 1.0517 | 0 | 89.5877
| Zone | South of Lugo | Monthly System Peak Day | July | CAISO 1-in-10 | 13 | 1.4311 | 1.3787 | 1.4311 | 1.3787 | 0 | 92.0238
| Zone | South of Lugo | Monthly System Peak Day | July | CAISO 1-in-10 | 14 | 1.8129 | 1.7447 | 1.8129 | 1.7447 | 0 | 94.2745
| Zone | South of Lugo | Monthly System Peak Day | July | CAISO 1-in-10 | 15 | 2.1598 | 2.0826 | 2.1598 | 2.0826 | 0 | 95.5911
| Zone | South of Lugo | Monthly System Peak Day | July | CAISO 1-in-10 | 16 | 2.5164 | 2.4399 | 2.5164 | 2.4399 | 0 | 96.2927
| Zone | South of Lugo | Monthly System Peak Day | July | CAISO 1-in-10 | 17 | 2.791 | 2.7248 | 1.7312 | 1.6288 | 0.013641 | 95.6973
| Zone | South of Lugo | Monthly System Peak Day | July | CAISO 1-in-10 | 18 | 3.0166 | 2.9415 | 2.4045 | 2.2809 | 0.065528 | 94.797
| Zone | South of Lugo | Monthly System Peak Day | July | CAISO 1-in-10 | 19 | 3.0615 | 2.9699 | 2.7371 | 2.5184 | 0.041354 | 92.7717
| Zone | South of Lugo | Monthly System Peak Day | July | CAISO 1-in-10 | 20 | 2.861 | 2.7844 | 2.6294 | 2.4596 | 0.020039 | 90.0473
| Zone | South of Lugo | Monthly System Peak Day | July | CAISO 1-in-10 | 21 | 2.6818 | 2.6264 | 2.5044 | 2.3558 | 0.028984 | 86.3972
| Zone | South of Lugo | Monthly System Peak Day | July | CAISO 1-in-10 | 22 | 2.4725 | 2.4268 | 2.9156 | 2.9149 | 0.035686 | 82.7221
| Zone | South of Lugo | Monthly System Peak Day | July | CAISO 1-in-10 | 23 | 2.1891 | 2.1576 | 2.3411 | 2.3408 | 0.022654 | 80.7843
| Zone | South of Lugo | Monthly System Peak Day | July | CAISO 1-in-10 | 24 | 1.8197 | 1.7953 | 1.9196 | 1.8851 | 0.018868 | 79.542
| Zone | South of Lugo | Monthly System Peak Day | July | CAISO 1-in-2 | 1 | 1.323 | 1.2929 | 1.323 | 1.2929 | 0 | 74.8581
| Zone | South of Lugo | Monthly System Peak Day | July | CAISO 1-in-2 | 2 | 1.1119 | 1.0912 | 1.1119 | 1.0912 | 0 | 73.9636
| Zone | South of Lugo | Monthly System Peak Day | July | CAISO 1-in-2 | 3 | 0.96307 | 0.94462 | 0.96307 | 0.94462 | 0 | 73.0914
| Zone | South of Lugo | Monthly System Peak Day | July | CAISO 1-in-2 | 4 | 0.85804 | 0.84295 | 0.85804 | 0.84295 | 0 | 72.4209
| Zone | South of Lugo | Monthly System Peak Day | July | CAISO 1-in-2 | 5 | 0.78143 | 0.76967 | 0.78143 | 0.76967 | 0 | 71.6149
| Zone | South of Lugo | Monthly System Peak Day | July | CAISO 1-in-2 | 6 | 0.73637 | 0.73907 | 0.73637 | 0.73907 | 0 | 70.8749
| Zone | South of Lugo | Monthly System Peak Day | July | CAISO 1-in-2 | 7 | 0.72236 | 0.75955 | 0.72236 | 0.75955 | 0 | 70.5701
| Zone | South of Lugo | Monthly System Peak Day | July | CAISO 1-in-2 | 8 | 0.70799 | 0.73364 | 0.70799 | 0.73364 | 0 | 70.7891
| Zone | South of Lugo | Monthly System Peak Day | July | CAISO 1-in-2 | 9 | 0.66623 | 0.64774 | 0.66623 | 0.64774 | 0 | 73.5057
| Zone | South of Lugo | Monthly System Peak Day | July | CAISO 1-in-2 | 10 | 0.63663 | 0.61183 | 0.63663 | 0.61183 | 0 | 77.5524
| Zone | South of Lugo | Monthly System Peak Day | July | CAISO 1-in-2 | 11 | 0.69688 | 0.67745 | 0.69688 | 0.67745 | 0 | 82.4057
| Zone | South of Lugo | Monthly System Peak Day | July | CAISO 1-in-2 | 12 | 0.86406 | 0.83676 | 0.86406 | 0.83676 | 0 | 86.4178
| Zone | South of Lugo | Monthly System Peak Day | July | CAISO 1-in-2 | 13 | 1.1412 | 1.0888 | 1.1412 | 1.0888 | 0 | 89.5552
| Zone | South of Lugo | Monthly System Peak Day | July | CAISO 1-in-2 | 14 | 1.469 | 1.4009 | 1.469 | 1.4009 | 0 | 91.7849
| Zone | South of Lugo | Monthly System Peak Day | July | CAISO 1-in-2 | 15 | 1.7848 | 1.7076 | 1.7848 | 1.7076 | 0 | 93.2766
| Zone | South of Lugo | Monthly System Peak Day | July | CAISO 1-in-2 | 16 | 2.1243 | 2.0478 | 2.1243 | 2.0478 | 0 | 93.7487
| Zone | South of Lugo | Monthly System Peak Day | July | CAISO 1-in-2 | 17 | 2.3989 | 2.3326 | 1.3732 | 1.2708 | 0.01357 | 93.8967
| Zone | South of Lugo | Monthly System Peak Day | July | CAISO 1-in-2 | 18 | 2.6281 | 2.553 | 2.0579 | 1.9343 | 0.076392 | 92.8291
| Zone | South of Lugo | Monthly System Peak Day | July | CAISO 1-in-2 | 19 | 2.6996 | 2.6079 | 2.4101 | 2.1914 | 0.050486 | 90.7197
| Zone | South of Lugo | Monthly System Peak Day | July | CAISO 1-in-2 | 20 | 2.5501 | 2.4735 | 2.3466 | 2.1768 | 0.024232 | 88.161
| Zone | South of Lugo | Monthly System Peak Day | July | CAISO 1-in-2 | 21 | 2.414 | 2.3586 | 2.2529 | 2.1043 | 0.032188 | 85.2997
| Zone | South of Lugo | Monthly System Peak Day | July | CAISO 1-in-2 | 22 | 2.2242 | 2.1785 | 2.6674 | 2.6666 | 0.036623 | 82.4346
| Zone | South of Lugo | Monthly System Peak Day | July | CAISO 1-in-2 | 23 | 1.969 | 1.9375 | 2.1138 | 2.1134 | 0.023901 | 80.0854
| Zone | South of Lugo | Monthly System Peak Day | July | CAISO 1-in-2 | 24 | 1.6506 | 1.6262 | 1.7412 | 1.7067 | 0.020431 | 78.2413
| Zone | South of Lugo | Monthly System Peak Day | July | SCE 1-in-10 | 1 | 1.5385 | 1.5084 | 1.5385 | 1.5084 | 0 | 78.9987
| Zone | South of Lugo | Monthly System Peak Day | July | SCE 1-in-10 | 2 | 1.2227 | 1.202 | 1.2227 | 1.202 | 0 | 77.1057
| Zone | South of Lugo | Monthly System Peak Day | July | SCE 1-in-10 | 3 | 1.0285 | 1.0101 | 1.0285 | 1.0101 | 0 | 75.4693
| Zone | South of Lugo | Monthly System Peak Day | July | SCE 1-in-10 | 4 | 0.92552 | 0.91043 | 0.92552 | 0.91043 | 0 | 74.7749
| Zone | South of Lugo | Monthly System Peak Day | July | SCE 1-in-10 | 5 | 0.84775 | 0.83599 | 0.84775 | 0.83599 | 0 | 73.9416
| Zone | South of Lugo | Monthly System Peak Day | July | SCE 1-in-10 | 6 | 0.81352 | 0.81622 | 0.81352 | 0.81622 | 0 | 73.5935
| Zone | South of Lugo | Monthly System Peak Day | July | SCE 1-in-10 | 7 | 0.80347 | 0.84067 | 0.80347 | 0.84067 | 0 | 73.8282
| Zone | South of Lugo | Monthly System Peak Day | July | SCE 1-in-10 | 8 | 0.81255 | 0.8382 | 0.81255 | 0.8382 | 0 | 74.9536
| Zone | South of Lugo | Monthly System Peak Day | July | SCE 1-in-10 | 9 | 0.81768 | 0.79919 | 0.81768 | 0.79919 | 0 | 79.5957
| Zone | South of Lugo | Monthly System Peak Day | July | SCE 1-in-10 | 10 | 0.91384 | 0.88903 | 0.91384 | 0.88903 | 0 | 85.4999
| Zone | South of Lugo | Monthly System Peak Day | July | SCE 1-in-10 | 11 | 1.1568 | 1.1374 | 1.1568 | 1.1374 | 0 | 91.4561
| Zone | South of Lugo | Monthly System Peak Day | July | SCE 1-in-10 | 12 | 1.4966 | 1.4693 | 1.4966 | 1.4693 | 0 | 97.0631
| Zone | South of Lugo | Monthly System Peak Day | July | SCE 1-in-10 | 13 | 1.9726 | 1.9202 | 1.9726 | 1.9202 | 0 | 100.7137
| Zone | South of Lugo | Monthly System Peak Day | July | SCE 1-in-10 | 14 | 2.4727 | 2.4045 | 2.4727 | 2.4045 | 0 | 103.637
| Zone | South of Lugo | Monthly System Peak Day | July | SCE 1-in-10 | 15 | 2.8982 | 2.8211 | 2.8982 | 2.8211 | 0 | 106.3553
| Zone | South of Lugo | Monthly System Peak Day | July | SCE 1-in-10 | 16 | 3.3123 | 3.2358 | 3.3123 | 3.2358 | 0 | 107.8349
| Zone | South of Lugo | Monthly System Peak Day | July | SCE 1-in-10 | 17 | 3.5898 | 3.5235 | 2.2982 | 2.1958 | 0.026823 | 107.932
| Zone | South of Lugo | Monthly System Peak Day | July | SCE 1-in-10 | 18 | 3.7663 | 3.6912 | 2.8892 | 2.7656 | 0.070331 | 107.224
| Zone | South of Lugo | Monthly System Peak Day | July | SCE 1-in-10 | 19 | 3.7842 | 3.6926 | 3.2465 | 3.0278 | 0.044676 | 105.2721
| Zone | South of Lugo | Monthly System Peak Day | July | SCE 1-in-10 | 20 | 3.5671 | 3.4905 | 3.1524 | 2.9826 | 0.036696 | 102.3754
| Zone | South of Lugo | Monthly System Peak Day | July | SCE 1-in-10 | 21 | 3.3479 | 3.2925 | 2.9813 | 2.8328 | 0.027113 | 99.1324
| Zone | South of Lugo | Monthly System Peak Day | July | SCE 1-in-10 | 22 | 3.0326 | 2.9869 | 3.4738 | 3.4731 | 0.055368 | 94.6307
| Zone | South of Lugo | Monthly System Peak Day | July | SCE 1-in-10 | 23 | 2.648 | 2.6165 | 2.898 | 2.8976 | 0.033313 | 90.1973
| Zone | South of Lugo | Monthly System Peak Day | July | SCE 1-in-10 | 24 | 2.2106 | 2.1862 | 2.3699 | 2.3354 | 0.029141 | 87.8406
| Zone | South of Lugo | Monthly System Peak Day | July | SCE 1-in-2 | 1 | 1.2654 | 1.2353 | 1.2654 | 1.2353 | 0 | 73.7643
| Zone | South of Lugo | Monthly System Peak Day | July | SCE 1-in-2 | 2 | 1.0573 | 1.0366 | 1.0573 | 1.0366 | 0 | 72.8213
| Zone | South of Lugo | Monthly System Peak Day | July | SCE 1-in-2 | 3 | 0.90089 | 0.88245 | 0.90089 | 0.88245 | 0 | 71.6268
| Zone | South of Lugo | Monthly System Peak Day | July | SCE 1-in-2 | 4 | 0.80421 | 0.78912 | 0.80421 | 0.78912 | 0 | 70.9212
| Zone | South of Lugo | Monthly System Peak Day | July | SCE 1-in-2 | 5 | 0.74695 | 0.73518 | 0.74695 | 0.73518 | 0 | 70.5105
| Zone | South of Lugo | Monthly System Peak Day | July | SCE 1-in-2 | 6 | 0.71234 | 0.71503 | 0.71234 | 0.71503 | 0 | 70.0089
| Zone | South of Lugo | Monthly System Peak Day | July | SCE 1-in-2 | 7 | 0.7017 | 0.73889 | 0.7017 | 0.73889 | 0 | 69.6276
| Zone | South of Lugo | Monthly System Peak Day | July | SCE 1-in-2 | 8 | 0.68197 | 0.70762 | 0.68197 | 0.70762 | 0 | 69.9074
| Zone | South of Lugo | Monthly System Peak Day | July | SCE 1-in-2 | 9 | 0.64655 | 0.62807 | 0.64655 | 0.62807 | 0 | 72.8454
| Zone | South of Lugo | Monthly System Peak Day | July | SCE 1-in-2 | 10 | 0.61816 | 0.59336 | 0.61816 | 0.59336 | 0 | 76.9779
| Zone | South of Lugo | Monthly System Peak Day | July | SCE 1-in-2 | 11 | 0.67031 | 0.65088 | 0.67031 | 0.65088 | 0 | 81.6564
| Zone | South of Lugo | Monthly System Peak Day | July | SCE 1-in-2 | 12 | 0.82658 | 0.79927 | 0.82658 | 0.79927 | 0 | 85.5858
| Zone | South of Lugo | Monthly System Peak Day | July | SCE 1-in-2 | 13 | 1.0863 | 1.0338 | 1.0863 | 1.0338 | 0 | 89.0139
| Zone | South of Lugo | Monthly System Peak Day | July | SCE 1-in-2 | 14 | 1.4043 | 1.3362 | 1.4043 | 1.3362 | 0 | 91.1311
| Zone | South of Lugo | Monthly System Peak Day | July | SCE 1-in-2 | 15 | 1.7124 | 1.6352 | 1.7124 | 1.6352 | 0 | 92.9056
| Zone | South of Lugo | Monthly System Peak Day | July | SCE 1-in-2 | 16 | 2.0489 | 1.9724 | 2.0489 | 1.9724 | 0 | 93.4617
| Zone | South of Lugo | Monthly System Peak Day | July | SCE 1-in-2 | 17 | 2.3238 | 2.2575 | 1.2891 | 1.1867 | 0.013519 | 94.3683
| Zone | South of Lugo | Monthly System Peak Day | July | SCE 1-in-2 | 18 | 2.5469 | 2.4719 | 1.9549 | 1.8313 | 0.070546 | 93.8538
| Zone | South of Lugo | Monthly System Peak Day | July | SCE 1-in-2 | 19 | 2.6279 | 2.5363 | 2.3208 | 2.1021 | 0.045764 | 91.7552
| Zone | South of Lugo | Monthly System Peak Day | July | SCE 1-in-2 | 20 | 2.503 | 2.4263 | 2.2837 | 2.1139 | 0.021727 | 89.2213
| Zone | South of Lugo | Monthly System Peak Day | July | SCE 1-in-2 | 21 | 2.3666 | 2.3112 | 2.2034 | 2.0548 | 0.031764 | 85.4421
| Zone | South of Lugo | Monthly System Peak Day | July | SCE 1-in-2 | 22 | 2.1721 | 2.1264 | 2.6154 | 2.6147 | 0.039949 | 81.5054
| Zone | South of Lugo | Monthly System Peak Day | July | SCE 1-in-2 | 23 | 1.9248 | 1.8933 | 2.0558 | 2.0555 | 0.02682 | 78.7673
| Zone | South of Lugo | Monthly System Peak Day | July | SCE 1-in-2 | 24 | 1.6095 | 1.5851 | 1.6912 | 1.6566 | 0.022631 | 76.9882
| Zone | South of Lugo | Monthly System Peak Day | June | CAISO 1-in-10 | 1 | 1.4636 | 1.4335 | 1.4636 | 1.4335 | 0 | 77.5495
| Zone | South of Lugo | Monthly System Peak Day | June | CAISO 1-in-10 | 2 | 1.1906 | 1.1699 | 1.1906 | 1.1699 | 0 | 76.0056
| Zone | South of Lugo | Monthly System Peak Day | June | CAISO 1-in-10 | 3 | 1.017 | 0.99856 | 1.017 | 0.99856 | 0 | 74.7678
| Zone | South of Lugo | Monthly System Peak Day | June | CAISO 1-in-10 | 4 | 0.91183 | 0.89674 | 0.91183 | 0.89674 | 0 | 74.1484
| Zone | South of Lugo | Monthly System Peak Day | June | CAISO 1-in-10 | 5 | 0.8275 | 0.81573 | 0.8275 | 0.81573 | 0 | 73.1879
| Zone | South of Lugo | Monthly System Peak Day | June | CAISO 1-in-10 | 6 | 0.78651 | 0.78921 | 0.78651 | 0.78921 | 0 | 72.6507
| Zone | South of Lugo | Monthly System Peak Day | June | CAISO 1-in-10 | 7 | 0.75948 | 0.79667 | 0.75948 | 0.79667 | 0 | 72.0644
| Zone | South of Lugo | Monthly System Peak Day | June | CAISO 1-in-10 | 8 | 0.78844 | 0.81409 | 0.78844 | 0.81409 | 0 | 73.7751
| Zone | South of Lugo | Monthly System Peak Day | June | CAISO 1-in-10 | 9 | 0.82567 | 0.80718 | 0.82567 | 0.80718 | 0 | 78.8421
| Zone | South of Lugo | Monthly System Peak Day | June | CAISO 1-in-10 | 10 | 0.82295 | 0.79815 | 0.82295 | 0.79815 | 0 | 85.2858
| Zone | South of Lugo | Monthly System Peak Day | June | CAISO 1-in-10 | 11 | 0.88285 | 0.86342 | 0.88285 | 0.86342 | 0 | 90.1309
| Zone | South of Lugo | Monthly System Peak Day | June | CAISO 1-in-10 | 12 | 1.1448 | 1.1175 | 1.1448 | 1.1175 | 0 | 94.1536
| Zone | South of Lugo | Monthly System Peak Day | June | CAISO 1-in-10 | 13 | 1.5536 | 1.5011 | 1.5536 | 1.5011 | 0 | 96.0145
| Zone | South of Lugo | Monthly System Peak Day | June | CAISO 1-in-10 | 14 | 1.979 | 1.9108 | 1.979 | 1.9108 | 0 | 97.7946
| Zone | South of Lugo | Monthly System Peak Day | June | CAISO 1-in-10 | 15 | 2.3521 | 2.2749 | 2.3521 | 2.2749 | 0 | 99.4571
| Zone | South of Lugo | Monthly System Peak Day | June | CAISO 1-in-10 | 16 | 2.7278 | 2.6512 | 2.7278 | 2.6512 | 0 | 100.4999
| Zone | South of Lugo | Monthly System Peak Day | June | CAISO 1-in-10 | 17 | 3.0036 | 2.9374 | 1.854 | 1.7515 | 0.016886 | 100.44
| Zone | South of Lugo | Monthly System Peak Day | June | CAISO 1-in-10 | 18 | 3.2087 | 3.1336 | 2.494 | 2.3704 | 0.049181 | 99.6075
| Zone | South of Lugo | Monthly System Peak Day | June | CAISO 1-in-10 | 19 | 3.251 | 3.1593 | 2.8407 | 2.622 | 0.026658 | 97.8024
| Zone | South of Lugo | Monthly System Peak Day | June | CAISO 1-in-10 | 20 | 3.051 | 2.9744 | 2.7665 | 2.5967 | 0.017032 | 93.6132
| Zone | South of Lugo | Monthly System Peak Day | June | CAISO 1-in-10 | 21 | 2.8602 | 2.8048 | 2.6305 | 2.482 | 0.020283 | 89.919
| Zone | South of Lugo | Monthly System Peak Day | June | CAISO 1-in-10 | 22 | 2.6226 | 2.5769 | 3.0652 | 3.0644 | 0.029477 | 86.1722
| Zone | South of Lugo | Monthly System Peak Day | June | CAISO 1-in-10 | 23 | 2.3092 | 2.2777 | 2.4763 | 2.4759 | 0.020929 | 82.2282
| Zone | South of Lugo | Monthly System Peak Day | June | CAISO 1-in-10 | 24 | 1.903 | 1.8786 | 2.0015 | 1.967 | 0.019054 | 79.3403
| Zone | South of Lugo | Monthly System Peak Day | June | CAISO 1-in-2 | 1 | 0.92006 | 0.88995 | 0.92006 | 0.88995 | 0 | 66.0879
| Zone | South of Lugo | Monthly System Peak Day | June | CAISO 1-in-2 | 2 | 0.77504 | 0.75437 | 0.77504 | 0.75437 | 0 | 65.1659
| Zone | South of Lugo | Monthly System Peak Day | June | CAISO 1-in-2 | 3 | 0.67154 | 0.65309 | 0.67154 | 0.65309 | 0 | 64.3133
| Zone | South of Lugo | Monthly System Peak Day | June | CAISO 1-in-2 | 4 | 0.61162 | 0.59653 | 0.61162 | 0.59653 | 0 | 63.2788
| Zone | South of Lugo | Monthly System Peak Day | June | CAISO 1-in-2 | 5 | 0.57067 | 0.55891 | 0.57067 | 0.55891 | 0 | 62.2499
| Zone | South of Lugo | Monthly System Peak Day | June | CAISO 1-in-2 | 6 | 0.56705 | 0.56974 | 0.56705 | 0.56974 | 0 | 61.6088
| Zone | South of Lugo | Monthly System Peak Day | June | CAISO 1-in-2 | 7 | 0.57826 | 0.61545 | 0.57826 | 0.61545 | 0 | 61.1498
| Zone | South of Lugo | Monthly System Peak Day | June | CAISO 1-in-2 | 8 | 0.54675 | 0.5724 | 0.54675 | 0.5724 | 0 | 61.8169
| Zone | South of Lugo | Monthly System Peak Day | June | CAISO 1-in-2 | 9 | 0.44187 | 0.42338 | 0.44187 | 0.42338 | 0 | 64.5298
| Zone | South of Lugo | Monthly System Peak Day | June | CAISO 1-in-2 | 10 | 0.37654 | 0.35174 | 0.37654 | 0.35174 | 0 | 67.9397
| Zone | South of Lugo | Monthly System Peak Day | June | CAISO 1-in-2 | 11 | 0.352 | 0.33257 | 0.352 | 0.33257 | 0 | 71.495
| Zone | South of Lugo | Monthly System Peak Day | June | CAISO 1-in-2 | 12 | 0.35161 | 0.3243 | 0.35161 | 0.3243 | 0 | 75.503
| Zone | South of Lugo | Monthly System Peak Day | June | CAISO 1-in-2 | 13 | 0.43581 | 0.38336 | 0.43581 | 0.38336 | 0 | 79.0606
| Zone | South of Lugo | Monthly System Peak Day | June | CAISO 1-in-2 | 14 | 0.58297 | 0.51483 | 0.58297 | 0.51483 | 0 | 82.3889
| Zone | South of Lugo | Monthly System Peak Day | June | CAISO 1-in-2 | 15 | 0.77901 | 0.70185 | 0.77901 | 0.70185 | 0 | 85.3728
| Zone | South of Lugo | Monthly System Peak Day | June | CAISO 1-in-2 | 16 | 1.0426 | 0.96605 | 1.0426 | 0.96605 | 0 | 86.9103
| Zone | South of Lugo | Monthly System Peak Day | June | CAISO 1-in-2 | 17 | 1.2931 | 1.2268 | 0.39457 | 0.29213 | 0.018715 | 87.1831
| Zone | South of Lugo | Monthly System Peak Day | June | CAISO 1-in-2 | 18 | 1.5213 | 1.4462 | 1.0816 | 0.95803 | 0.11622 | 86.7081
| Zone | South of Lugo | Monthly System Peak Day | June | CAISO 1-in-2 | 19 | 1.6708 | 1.5792 | 1.4769 | 1.2582 | 0.078149 | 85.1214
| Zone | South of Lugo | Monthly System Peak Day | June | CAISO 1-in-2 | 20 | 1.6809 | 1.6043 | 1.5683 | 1.3985 | 0.042343 | 82.041
| Zone | South of Lugo | Monthly System Peak Day | June | CAISO 1-in-2 | 21 | 1.621 | 1.5656 | 1.5761 | 1.4275 | 0.022453 | 77.4794
| Zone | South of Lugo | Monthly System Peak Day | June | CAISO 1-in-2 | 22 | 1.4887 | 1.443 | 1.9334 | 1.9327 | 0.081372 | 72.8185
| Zone | South of Lugo | Monthly System Peak Day | June | CAISO 1-in-2 | 23 | 1.342 | 1.3105 | 1.3801 | 1.3798 | 0.019078 | 69.852
| Zone | South of Lugo | Monthly System Peak Day | June | CAISO 1-in-2 | 24 | 1.1344 | 1.11 | 1.1521 | 1.1175 | 0.0088493 | 68.0441
| Zone | South of Lugo | Monthly System Peak Day | June | SCE 1-in-10 | 1 | 1.5291 | 1.499 | 1.5291 | 1.499 | 0 | 78.7846
| Zone | South of Lugo | Monthly System Peak Day | June | SCE 1-in-10 | 2 | 1.2526 | 1.232 | 1.2526 | 1.232 | 0 | 77.1752
| Zone | South of Lugo | Monthly System Peak Day | June | SCE 1-in-10 | 3 | 1.0561 | 1.0377 | 1.0561 | 1.0377 | 0 | 75.595
| Zone | South of Lugo | Monthly System Peak Day | June | SCE 1-in-10 | 4 | 0.93531 | 0.92022 | 0.93531 | 0.92022 | 0 | 74.7547
| Zone | South of Lugo | Monthly System Peak Day | June | SCE 1-in-10 | 5 | 0.84115 | 0.82938 | 0.84115 | 0.82938 | 0 | 73.6042
| Zone | South of Lugo | Monthly System Peak Day | June | SCE 1-in-10 | 6 | 0.79036 | 0.79306 | 0.79036 | 0.79306 | 0 | 72.7936
| Zone | South of Lugo | Monthly System Peak Day | June | SCE 1-in-10 | 7 | 0.75945 | 0.79664 | 0.75945 | 0.79664 | 0 | 72.043
| Zone | South of Lugo | Monthly System Peak Day | June | SCE 1-in-10 | 8 | 0.7926 | 0.81825 | 0.7926 | 0.81825 | 0 | 73.8534
| Zone | South of Lugo | Monthly System Peak Day | June | SCE 1-in-10 | 9 | 0.8197 | 0.80121 | 0.8197 | 0.80121 | 0 | 78.5516
| Zone | South of Lugo | Monthly System Peak Day | June | SCE 1-in-10 | 10 | 0.80826 | 0.78346 | 0.80826 | 0.78346 | 0 | 85.0386
| Zone | South of Lugo | Monthly System Peak Day | June | SCE 1-in-10 | 11 | 0.8445 | 0.82507 | 0.8445 | 0.82507 | 0 | 90.0991
| Zone | South of Lugo | Monthly System Peak Day | June | SCE 1-in-10 | 12 | 1.0938 | 1.0665 | 1.0938 | 1.0665 | 0 | 94.0348
| Zone | South of Lugo | Monthly System Peak Day | June | SCE 1-in-10 | 13 | 1.4915 | 1.439 | 1.4915 | 1.439 | 0 | 95.9354
| Zone | South of Lugo | Monthly System Peak Day | June | SCE 1-in-10 | 14 | 1.9104 | 1.8423 | 1.9104 | 1.8423 | 0 | 97.4096
| Zone | South of Lugo | Monthly System Peak Day | June | SCE 1-in-10 | 15 | 2.2803 | 2.2031 | 2.2803 | 2.2031 | 0 | 98.4684
| Zone | South of Lugo | Monthly System Peak Day | June | SCE 1-in-10 | 16 | 2.6506 | 2.574 | 2.6506 | 2.574 | 0 | 99.3699
| Zone | South of Lugo | Monthly System Peak Day | June | SCE 1-in-10 | 17 | 2.9262 | 2.86 | 1.795 | 1.6926 | 0.015929 | 99.4674
| Zone | South of Lugo | Monthly System Peak Day | June | SCE 1-in-10 | 18 | 3.1354 | 3.0604 | 2.4439 | 2.3204 | 0.051063 | 98.5206
| Zone | South of Lugo | Monthly System Peak Day | June | SCE 1-in-10 | 19 | 3.1812 | 3.0895 | 2.7956 | 2.5769 | 0.029051 | 96.3582
| Zone | South of Lugo | Monthly System Peak Day | June | SCE 1-in-10 | 20 | 2.9773 | 2.9007 | 2.7192 | 2.5494 | 0.017511 | 91.8314
| Zone | South of Lugo | Monthly System Peak Day | June | SCE 1-in-10 | 21 | 2.7841 | 2.7287 | 2.5874 | 2.4388 | 0.025413 | 87.7004
| Zone | South of Lugo | Monthly System Peak Day | June | SCE 1-in-10 | 22 | 2.5615 | 2.5158 | 3.0045 | 3.0037 | 0.033012 | 83.6548
| Zone | South of Lugo | Monthly System Peak Day | June | SCE 1-in-10 | 23 | 2.2622 | 2.2307 | 2.4032 | 2.4029 | 0.024623 | 79.7292
| Zone | South of Lugo | Monthly System Peak Day | June | SCE 1-in-10 | 24 | 1.8517 | 1.8273 | 1.9331 | 1.8985 | 0.022704 | 76.9514
| Zone | South of Lugo | Monthly System Peak Day | June | SCE 1-in-2 | 1 | 1.0103 | 0.98014 | 1.0103 | 0.98014 | 0 | 68.0201
| Zone | South of Lugo | Monthly System Peak Day | June | SCE 1-in-2 | 2 | 0.82871 | 0.80804 | 0.82871 | 0.80804 | 0 | 66.6543
| Zone | South of Lugo | Monthly System Peak Day | June | SCE 1-in-2 | 3 | 0.72436 | 0.70591 | 0.72436 | 0.70591 | 0 | 65.8013
| Zone | South of Lugo | Monthly System Peak Day | June | SCE 1-in-2 | 4 | 0.64818 | 0.63309 | 0.64818 | 0.63309 | 0 | 64.8729
| Zone | South of Lugo | Monthly System Peak Day | June | SCE 1-in-2 | 5 | 0.60019 | 0.58842 | 0.60019 | 0.58842 | 0 | 64.0368
| Zone | South of Lugo | Monthly System Peak Day | June | SCE 1-in-2 | 6 | 0.58136 | 0.58406 | 0.58136 | 0.58406 | 0 | 62.9921
| Zone | South of Lugo | Monthly System Peak Day | June | SCE 1-in-2 | 7 | 0.58529 | 0.62248 | 0.58529 | 0.62248 | 0 | 62.4388
| Zone | South of Lugo | Monthly System Peak Day | June | SCE 1-in-2 | 8 | 0.5781 | 0.60375 | 0.5781 | 0.60375 | 0 | 63.7782
| Zone | South of Lugo | Monthly System Peak Day | June | SCE 1-in-2 | 9 | 0.51151 | 0.49302 | 0.51151 | 0.49302 | 0 | 66.9557
| Zone | South of Lugo | Monthly System Peak Day | June | SCE 1-in-2 | 10 | 0.44195 | 0.41715 | 0.44195 | 0.41715 | 0 | 71.776
| Zone | South of Lugo | Monthly System Peak Day | June | SCE 1-in-2 | 11 | 0.35885 | 0.33941 | 0.35885 | 0.33941 | 0 | 75.9486
| Zone | South of Lugo | Monthly System Peak Day | June | SCE 1-in-2 | 12 | 0.37605 | 0.34874 | 0.37605 | 0.34874 | 0 | 80.0351
| Zone | South of Lugo | Monthly System Peak Day | June | SCE 1-in-2 | 13 | 0.52209 | 0.46964 | 0.52209 | 0.46964 | 0 | 82.0429
| Zone | South of Lugo | Monthly System Peak Day | June | SCE 1-in-2 | 14 | 0.71784 | 0.6497 | 0.71784 | 0.6497 | 0 | 83.671
| Zone | South of Lugo | Monthly System Peak Day | June | SCE 1-in-2 | 15 | 0.93789 | 0.86073 | 0.93789 | 0.86073 | 0 | 85.7109
| Zone | South of Lugo | Monthly System Peak Day | June | SCE 1-in-2 | 16 | 1.2147 | 1.1382 | 1.2147 | 1.1382 | 0 | 86.8551
| Zone | South of Lugo | Monthly System Peak Day | June | SCE 1-in-2 | 17 | 1.4735 | 1.4072 | 0.56895 | 0.46651 | 0.018337 | 87.5003
| Zone | South of Lugo | Monthly System Peak Day | June | SCE 1-in-2 | 18 | 1.7109 | 1.6358 | 1.2777 | 1.1541 | 0.11833 | 86.4043
| Zone | South of Lugo | Monthly System Peak Day | June | SCE 1-in-2 | 19 | 1.8433 | 1.7516 | 1.6678 | 1.4491 | 0.083729 | 84.038
| Zone | South of Lugo | Monthly System Peak Day | June | SCE 1-in-2 | 20 | 1.8039 | 1.7272 | 1.7037 | 1.5339 | 0.045064 | 81.1997
| Zone | South of Lugo | Monthly System Peak Day | June | SCE 1-in-2 | 21 | 1.7321 | 1.6767 | 1.6874 | 1.5389 | 0.022342 | 77.4644
| Zone | South of Lugo | Monthly System Peak Day | June | SCE 1-in-2 | 22 | 1.6048 | 1.5591 | 2.0493 | 2.0486 | 0.075823 | 73.8824
| Zone | South of Lugo | Monthly System Peak Day | June | SCE 1-in-2 | 23 | 1.4435 | 1.412 | 1.5059 | 1.5056 | 0.047058 | 72.1766
| Zone | South of Lugo | Monthly System Peak Day | June | SCE 1-in-2 | 24 | 1.2176 | 1.1931 | 1.2547 | 1.2201 | 0.018565 | 70.7606
| Zone | South of Lugo | Monthly System Peak Day | March | CAISO 1-in-10 | 1 | 1.0169 | 0.98678 | 1.0169 | 0.98678 | 0 | 68.703
| Zone | South of Lugo | Monthly System Peak Day | March | CAISO 1-in-10 | 2 | 0.82837 | 0.8077 | 0.82837 | 0.8077 | 0 | 66.6829
| Zone | South of Lugo | Monthly System Peak Day | March | CAISO 1-in-10 | 3 | 0.66183 | 0.64339 | 0.66183 | 0.64339 | 0 | 64.1665
| Zone | South of Lugo | Monthly System Peak Day | March | CAISO 1-in-10 | 4 | 0.61014 | 0.59505 | 0.61014 | 0.59505 | 0 | 63.2656
| Zone | South of Lugo | Monthly System Peak Day | March | CAISO 1-in-10 | 5 | 0.59824 | 0.58647 | 0.59824 | 0.58647 | 0 | 62.9938
| Zone | South of Lugo | Monthly System Peak Day | March | CAISO 1-in-10 | 6 | 0.58895 | 0.59164 | 0.58895 | 0.59164 | 0 | 62.3752
| Zone | South of Lugo | Monthly System Peak Day | March | CAISO 1-in-10 | 7 | 0.62464 | 0.66183 | 0.62464 | 0.66183 | 0 | 63.1228
| Zone | South of Lugo | Monthly System Peak Day | March | CAISO 1-in-10 | 8 | 0.6068 | 0.63245 | 0.6068 | 0.63245 | 0 | 62.9128
| Zone | South of Lugo | Monthly System Peak Day | March | CAISO 1-in-10 | 9 | 0.50361 | 0.48512 | 0.50361 | 0.48512 | 0 | 64.3283
| Zone | South of Lugo | Monthly System Peak Day | March | CAISO 1-in-10 | 10 | 0.41987 | 0.39506 | 0.41987 | 0.39506 | 0 | 69.4007
| Zone | South of Lugo | Monthly System Peak Day | March | CAISO 1-in-10 | 11 | 0.38416 | 0.36473 | 0.38416 | 0.36473 | 0 | 74.4469
| Zone | South of Lugo | Monthly System Peak Day | March | CAISO 1-in-10 | 12 | 0.39501 | 0.3677 | 0.39501 | 0.3677 | 0 | 79.2475
| Zone | South of Lugo | Monthly System Peak Day | March | CAISO 1-in-10 | 13 | 0.50435 | 0.4519 | 0.50435 | 0.4519 | 0 | 84.1033
| Zone | South of Lugo | Monthly System Peak Day | March | CAISO 1-in-10 | 14 | 0.71027 | 0.64213 | 0.71027 | 0.64213 | 0 | 86.6004
| Zone | South of Lugo | Monthly System Peak Day | March | CAISO 1-in-10 | 15 | 0.96391 | 0.88675 | 0.96391 | 0.88675 | 0 | 87.0302
| Zone | South of Lugo | Monthly System Peak Day | March | CAISO 1-in-10 | 16 | 1.2607 | 1.1842 | 1.2607 | 1.1842 | 0 | 87.9113
| Zone | South of Lugo | Monthly System Peak Day | March | CAISO 1-in-10 | 17 | 1.5337 | 1.4675 | 0.60571 | 0.50327 | 0.016954 | 88.7389
| Zone | South of Lugo | Monthly System Peak Day | March | CAISO 1-in-10 | 18 | 1.7684 | 1.6933 | 1.2818 | 1.1582 | 0.10125 | 88.9064
| Zone | South of Lugo | Monthly System Peak Day | March | CAISO 1-in-10 | 19 | 1.8986 | 1.8069 | 1.6617 | 1.443 | 0.065399 | 87.6389
| Zone | South of Lugo | Monthly System Peak Day | March | CAISO 1-in-10 | 20 | 1.8721 | 1.7954 | 1.7188 | 1.549 | 0.033763 | 84.7766
| Zone | South of Lugo | Monthly System Peak Day | March | CAISO 1-in-10 | 21 | 1.7973 | 1.7419 | 1.7065 | 1.558 | 0.047122 | 80.569
| Zone | South of Lugo | Monthly System Peak Day | March | CAISO 1-in-10 | 22 | 1.656 | 1.6103 | 2.0999 | 2.0992 | 0.057025 | 77.6223
| Zone | South of Lugo | Monthly System Peak Day | March | CAISO 1-in-10 | 23 | 1.4783 | 1.4468 | 1.5708 | 1.5704 | 0.037457 | 75.0702
| Zone | South of Lugo | Monthly System Peak Day | March | CAISO 1-in-10 | 24 | 1.2474 | 1.223 | 1.2915 | 1.2569 | 0.035908 | 71.7337
| Zone | South of Lugo | Monthly System Peak Day | March | CAISO 1-in-2 | 1 | 0.74307 | 0.71296 | 0.74307 | 0.71296 | 0 | 57.893
| Zone | South of Lugo | Monthly System Peak Day | March | CAISO 1-in-2 | 2 | 0.66293 | 0.64227 | 0.66293 | 0.64227 | 0 | 56.6997
| Zone | South of Lugo | Monthly System Peak Day | March | CAISO 1-in-2 | 3 | 0.60709 | 0.58865 | 0.60709 | 0.58865 | 0 | 55.5472
| Zone | South of Lugo | Monthly System Peak Day | March | CAISO 1-in-2 | 4 | 0.57185 | 0.55675 | 0.57185 | 0.55675 | 0 | 54.0884
| Zone | South of Lugo | Monthly System Peak Day | March | CAISO 1-in-2 | 5 | 0.55958 | 0.54782 | 0.55958 | 0.54782 | 0 | 53.8064
| Zone | South of Lugo | Monthly System Peak Day | March | CAISO 1-in-2 | 6 | 0.57273 | 0.57542 | 0.57273 | 0.57542 | 0 | 52.636
| Zone | South of Lugo | Monthly System Peak Day | March | CAISO 1-in-2 | 7 | 0.61461 | 0.65181 | 0.61461 | 0.65181 | 0 | 52.1817
| Zone | South of Lugo | Monthly System Peak Day | March | CAISO 1-in-2 | 8 | 0.59922 | 0.62487 | 0.59922 | 0.62487 | 0 | 51.7149
| Zone | South of Lugo | Monthly System Peak Day | March | CAISO 1-in-2 | 9 | 0.48705 | 0.46857 | 0.48705 | 0.46857 | 0 | 51.8968
| Zone | South of Lugo | Monthly System Peak Day | March | CAISO 1-in-2 | 10 | 0.3568 | 0.33199 | 0.3568 | 0.33199 | 0 | 55.0074
| Zone | South of Lugo | Monthly System Peak Day | March | CAISO 1-in-2 | 11 | 0.24837 | 0.22894 | 0.24837 | 0.22894 | 0 | 59.6456
| Zone | South of Lugo | Monthly System Peak Day | March | CAISO 1-in-2 | 12 | 0.18761 | 0.16031 | 0.18761 | 0.16031 | 0 | 64.2365
| Zone | South of Lugo | Monthly System Peak Day | March | CAISO 1-in-2 | 13 | 0.17148 | 0.11903 | 0.17148 | 0.11903 | 0 | 67.3773
| Zone | South of Lugo | Monthly System Peak Day | March | CAISO 1-in-2 | 14 | 0.20134 | 0.1332 | 0.20134 | 0.1332 | 0 | 69.0275
| Zone | South of Lugo | Monthly System Peak Day | March | CAISO 1-in-2 | 15 | 0.27081 | 0.19365 | 0.27081 | 0.19365 | 0 | 70.1234
| Zone | South of Lugo | Monthly System Peak Day | March | CAISO 1-in-2 | 16 | 0.39826 | 0.3217 | 0.39826 | 0.3217 | 0 | 71.2319
| Zone | South of Lugo | Monthly System Peak Day | March | CAISO 1-in-2 | 17 | 0.56211 | 0.49587 | 0.56211 | 0.49587 | 0 | 71.7552
| Zone | South of Lugo | Monthly System Peak Day | March | CAISO 1-in-2 | 18 | 0.77367 | 0.69862 | 0.77367 | 0.69862 | 0 | 71.397
| Zone | South of Lugo | Monthly System Peak Day | March | CAISO 1-in-2 | 19 | 0.96109 | 0.8694 | 0.96109 | 0.8694 | 0 | 69.8041
| Zone | South of Lugo | Monthly System Peak Day | March | CAISO 1-in-2 | 20 | 1.0459 | 0.96929 | 1.0459 | 0.96929 | 0 | 66.6956
| Zone | South of Lugo | Monthly System Peak Day | March | CAISO 1-in-2 | 21 | 1.0396 | 0.98421 | 1.0396 | 0.98421 | 0 | 63.5558
| Zone | South of Lugo | Monthly System Peak Day | March | CAISO 1-in-2 | 22 | 0.98878 | 0.94308 | 0.99567 | 0.94997 | 0.0034449 | 61.5634
| Zone | South of Lugo | Monthly System Peak Day | March | CAISO 1-in-2 | 23 | 0.92354 | 0.89205 | 0.92354 | 0.89205 | 0 | 59.8882
| Zone | South of Lugo | Monthly System Peak Day | March | CAISO 1-in-2 | 24 | 0.81197 | 0.78754 | 0.81197 | 0.78754 | 0 | 58.2178
| Zone | South of Lugo | Monthly System Peak Day | March | SCE 1-in-10 | 1 | 1.0565 | 1.0264 | 1.0565 | 1.0264 | 0 | 69.6619
| Zone | South of Lugo | Monthly System Peak Day | March | SCE 1-in-10 | 2 | 0.87656 | 0.8559 | 0.87656 | 0.8559 | 0 | 68.2052
| Zone | South of Lugo | Monthly System Peak Day | March | SCE 1-in-10 | 3 | 0.70417 | 0.68572 | 0.70417 | 0.68572 | 0 | 65.9693
| Zone | South of Lugo | Monthly System Peak Day | March | SCE 1-in-10 | 4 | 0.64048 | 0.62539 | 0.64048 | 0.62539 | 0 | 64.8328
| Zone | South of Lugo | Monthly System Peak Day | March | SCE 1-in-10 | 5 | 0.61776 | 0.60599 | 0.61776 | 0.60599 | 0 | 64.3384
| Zone | South of Lugo | Monthly System Peak Day | March | SCE 1-in-10 | 6 | 0.61024 | 0.61294 | 0.61024 | 0.61294 | 0 | 63.9802
| Zone | South of Lugo | Monthly System Peak Day | March | SCE 1-in-10 | 7 | 0.64517 | 0.68236 | 0.64517 | 0.68236 | 0 | 64.7837
| Zone | South of Lugo | Monthly System Peak Day | March | SCE 1-in-10 | 8 | 0.62815 | 0.6538 | 0.62815 | 0.6538 | 0 | 64.6458
| Zone | South of Lugo | Monthly System Peak Day | March | SCE 1-in-10 | 9 | 0.53171 | 0.51323 | 0.53171 | 0.51323 | 0 | 66.0004
| Zone | South of Lugo | Monthly System Peak Day | March | SCE 1-in-10 | 10 | 0.43213 | 0.40732 | 0.43213 | 0.40732 | 0 | 70.6945
| Zone | South of Lugo | Monthly System Peak Day | March | SCE 1-in-10 | 11 | 0.37541 | 0.35597 | 0.37541 | 0.35597 | 0 | 75.8764
| Zone | South of Lugo | Monthly System Peak Day | March | SCE 1-in-10 | 12 | 0.39681 | 0.36951 | 0.39681 | 0.36951 | 0 | 80.1599
| Zone | South of Lugo | Monthly System Peak Day | March | SCE 1-in-10 | 13 | 0.52802 | 0.47557 | 0.52802 | 0.47557 | 0 | 83.8628
| Zone | South of Lugo | Monthly System Peak Day | March | SCE 1-in-10 | 14 | 0.73726 | 0.66912 | 0.73726 | 0.66912 | 0 | 86.1546
| Zone | South of Lugo | Monthly System Peak Day | March | SCE 1-in-10 | 15 | 0.98492 | 0.90776 | 0.98492 | 0.90776 | 0 | 87.7767
| Zone | South of Lugo | Monthly System Peak Day | March | SCE 1-in-10 | 16 | 1.2844 | 1.2079 | 1.2844 | 1.2079 | 0 | 88.4289
| Zone | South of Lugo | Monthly System Peak Day | March | SCE 1-in-10 | 17 | 1.5566 | 1.4903 | 0.63761 | 0.53517 | 0.017467 | 88.2627
| Zone | South of Lugo | Monthly System Peak Day | March | SCE 1-in-10 | 18 | 1.7991 | 1.7241 | 1.3482 | 1.2246 | 0.11258 | 87.2359
| Zone | South of Lugo | Monthly System Peak Day | March | SCE 1-in-10 | 19 | 1.9224 | 1.8308 | 1.7155 | 1.4968 | 0.074265 | 85.8813
| Zone | South of Lugo | Monthly System Peak Day | March | SCE 1-in-10 | 20 | 1.8738 | 1.7971 | 1.7472 | 1.5774 | 0.039344 | 82.9802
| Zone | South of Lugo | Monthly System Peak Day | March | SCE 1-in-10 | 21 | 1.7913 | 1.7359 | 1.7278 | 1.5793 | 0.053191 | 78.7313
| Zone | South of Lugo | Monthly System Peak Day | March | SCE 1-in-10 | 22 | 1.6588 | 1.6131 | 2.1031 | 2.1024 | 0.06898 | 75.2144
| Zone | South of Lugo | Monthly System Peak Day | March | SCE 1-in-10 | 23 | 1.488 | 1.4565 | 1.5577 | 1.5574 | 0.044631 | 72.8897
| Zone | South of Lugo | Monthly System Peak Day | March | SCE 1-in-10 | 24 | 1.2418 | 1.2174 | 1.2731 | 1.2386 | 0.015665 | 69.9497
| Zone | South of Lugo | Monthly System Peak Day | March | SCE 1-in-2 | 1 | 0.74406 | 0.71395 | 0.74406 | 0.71395 | 0 | 57.5972
| Zone | South of Lugo | Monthly System Peak Day | March | SCE 1-in-2 | 2 | 0.66393 | 0.64326 | 0.66393 | 0.64326 | 0 | 56.3324
| Zone | South of Lugo | Monthly System Peak Day | March | SCE 1-in-2 | 3 | 0.60819 | 0.58974 | 0.60819 | 0.58974 | 0 | 54.8071
| Zone | South of Lugo | Monthly System Peak Day | March | SCE 1-in-2 | 4 | 0.57301 | 0.55792 | 0.57301 | 0.55792 | 0 | 54.1255
| Zone | South of Lugo | Monthly System Peak Day | March | SCE 1-in-2 | 5 | 0.56082 | 0.54906 | 0.56082 | 0.54906 | 0 | 53.0367
| Zone | South of Lugo | Monthly System Peak Day | March | SCE 1-in-2 | 6 | 0.5741 | 0.57679 | 0.5741 | 0.57679 | 0 | 52.1573
| Zone | South of Lugo | Monthly System Peak Day | March | SCE 1-in-2 | 7 | 0.61644 | 0.65364 | 0.61644 | 0.65364 | 0 | 51.7579
| Zone | South of Lugo | Monthly System Peak Day | March | SCE 1-in-2 | 8 | 0.6017 | 0.62735 | 0.6017 | 0.62735 | 0 | 51.3866
| Zone | South of Lugo | Monthly System Peak Day | March | SCE 1-in-2 | 9 | 0.48944 | 0.47095 | 0.48944 | 0.47095 | 0 | 51.9037
| Zone | South of Lugo | Monthly System Peak Day | March | SCE 1-in-2 | 10 | 0.359 | 0.33419 | 0.359 | 0.33419 | 0 | 54.9799
| Zone | South of Lugo | Monthly System Peak Day | March | SCE 1-in-2 | 11 | 0.25015 | 0.23072 | 0.25015 | 0.23072 | 0 | 60.0868
| Zone | South of Lugo | Monthly System Peak Day | March | SCE 1-in-2 | 12 | 0.18406 | 0.15675 | 0.18406 | 0.15675 | 0 | 64.4966
| Zone | South of Lugo | Monthly System Peak Day | March | SCE 1-in-2 | 13 | 0.17427 | 0.12182 | 0.17427 | 0.12182 | 0 | 67.1966
| Zone | South of Lugo | Monthly System Peak Day | March | SCE 1-in-2 | 14 | 0.20411 | 0.13596 | 0.20411 | 0.13596 | 0 | 68.845
| Zone | South of Lugo | Monthly System Peak Day | March | SCE 1-in-2 | 15 | 0.27368 | 0.19652 | 0.27368 | 0.19652 | 0 | 70.0011
| Zone | South of Lugo | Monthly System Peak Day | March | SCE 1-in-2 | 16 | 0.40144 | 0.32487 | 0.40144 | 0.32487 | 0 | 71.0292
| Zone | South of Lugo | Monthly System Peak Day | March | SCE 1-in-2 | 17 | 0.56509 | 0.49885 | 0.56509 | 0.49885 | 0 | 71.3836
| Zone | South of Lugo | Monthly System Peak Day | March | SCE 1-in-2 | 18 | 0.77727 | 0.70222 | 0.77727 | 0.70222 | 0 | 71.0108
| Zone | South of Lugo | Monthly System Peak Day | March | SCE 1-in-2 | 19 | 0.96322 | 0.87154 | 0.96322 | 0.87154 | 0 | 69.5397
| Zone | South of Lugo | Monthly System Peak Day | March | SCE 1-in-2 | 20 | 1.0477 | 0.97101 | 1.0477 | 0.97101 | 0 | 66.6644
| Zone | South of Lugo | Monthly System Peak Day | March | SCE 1-in-2 | 21 | 1.0401 | 0.98467 | 1.0401 | 0.98467 | 0 | 63.4941
| Zone | South of Lugo | Monthly System Peak Day | March | SCE 1-in-2 | 22 | 0.98933 | 0.94363 | 0.99786 | 0.95216 | 0.0042664 | 61.5226
| Zone | South of Lugo | Monthly System Peak Day | March | SCE 1-in-2 | 23 | 0.92436 | 0.89286 | 0.92436 | 0.89286 | 0 | 59.9107
| Zone | South of Lugo | Monthly System Peak Day | March | SCE 1-in-2 | 24 | 0.81284 | 0.78841 | 0.81284 | 0.78841 | 0 | 58.4673
| Zone | South of Lugo | Monthly System Peak Day | May | CAISO 1-in-10 | 1 | 1.3869 | 1.3568 | 1.3869 | 1.3568 | 0 | 76.0755
| Zone | South of Lugo | Monthly System Peak Day | May | CAISO 1-in-10 | 2 | 1.1356 | 1.1149 | 1.1356 | 1.1149 | 0 | 74.6219
| Zone | South of Lugo | Monthly System Peak Day | May | CAISO 1-in-10 | 3 | 0.9294 | 0.91095 | 0.9294 | 0.91095 | 0 | 72.5028
| Zone | South of Lugo | Monthly System Peak Day | May | CAISO 1-in-10 | 4 | 0.81563 | 0.80053 | 0.81563 | 0.80053 | 0 | 71.3548
| Zone | South of Lugo | Monthly System Peak Day | May | CAISO 1-in-10 | 5 | 0.74893 | 0.73717 | 0.74893 | 0.73717 | 0 | 70.5843
| Zone | South of Lugo | Monthly System Peak Day | May | CAISO 1-in-10 | 6 | 0.69575 | 0.69844 | 0.69575 | 0.69844 | 0 | 69.2256
| Zone | South of Lugo | Monthly System Peak Day | May | CAISO 1-in-10 | 7 | 0.6879 | 0.72509 | 0.6879 | 0.72509 | 0 | 69.0946
| Zone | South of Lugo | Monthly System Peak Day | May | CAISO 1-in-10 | 8 | 0.67486 | 0.70051 | 0.67486 | 0.70051 | 0 | 69.6763
| Zone | South of Lugo | Monthly System Peak Day | May | CAISO 1-in-10 | 9 | 0.67447 | 0.65598 | 0.67447 | 0.65598 | 0 | 74.1225
| Zone | South of Lugo | Monthly System Peak Day | May | CAISO 1-in-10 | 10 | 0.7108 | 0.686 | 0.7108 | 0.686 | 0 | 80.6729
| Zone | South of Lugo | Monthly System Peak Day | May | CAISO 1-in-10 | 11 | 0.74639 | 0.72695 | 0.74639 | 0.72695 | 0 | 86.9569
| Zone | South of Lugo | Monthly System Peak Day | May | CAISO 1-in-10 | 12 | 0.94923 | 0.92193 | 0.94923 | 0.92193 | 0 | 90.8633
| Zone | South of Lugo | Monthly System Peak Day | May | CAISO 1-in-10 | 13 | 1.2842 | 1.2317 | 1.2842 | 1.2317 | 0 | 93.5428
| Zone | South of Lugo | Monthly System Peak Day | May | CAISO 1-in-10 | 14 | 1.6595 | 1.5914 | 1.6595 | 1.5914 | 0 | 95.1616
| Zone | South of Lugo | Monthly System Peak Day | May | CAISO 1-in-10 | 15 | 2.0032 | 1.926 | 2.0032 | 1.926 | 0 | 96.6135
| Zone | South of Lugo | Monthly System Peak Day | May | CAISO 1-in-10 | 16 | 2.3601 | 2.2835 | 2.3601 | 2.2835 | 0 | 97.1151
| Zone | South of Lugo | Monthly System Peak Day | May | CAISO 1-in-10 | 17 | 2.6351 | 2.5689 | 1.5503 | 1.4479 | 0.01414 | 97.0158
| Zone | South of Lugo | Monthly System Peak Day | May | CAISO 1-in-10 | 18 | 2.8521 | 2.777 | 2.2139 | 2.0903 | 0.059697 | 96.0175
| Zone | South of Lugo | Monthly System Peak Day | May | CAISO 1-in-10 | 19 | 2.9127 | 2.821 | 2.5519 | 2.3332 | 0.033212 | 94.9046
| Zone | South of Lugo | Monthly System Peak Day | May | CAISO 1-in-10 | 20 | 2.7618 | 2.6852 | 2.4997 | 2.3299 | 0.017295 | 92.1019
| Zone | South of Lugo | Monthly System Peak Day | May | CAISO 1-in-10 | 21 | 2.5966 | 2.5412 | 2.3981 | 2.2496 | 0.025114 | 87.8154
| Zone | South of Lugo | Monthly System Peak Day | May | CAISO 1-in-10 | 22 | 2.3788 | 2.3331 | 2.8218 | 2.821 | 0.032884 | 83.7055
| Zone | South of Lugo | Monthly System Peak Day | May | CAISO 1-in-10 | 23 | 2.1024 | 2.0709 | 2.2596 | 2.2592 | 0.02192 | 81.2818
| Zone | South of Lugo | Monthly System Peak Day | May | CAISO 1-in-10 | 24 | 1.7507 | 1.7263 | 1.8458 | 1.8112 | 0.019588 | 78.8562
| Zone | South of Lugo | Monthly System Peak Day | May | CAISO 1-in-2 | 1 | 0.98946 | 0.95935 | 0.98946 | 0.95935 | 0 | 67.8945
| Zone | South of Lugo | Monthly System Peak Day | May | CAISO 1-in-2 | 2 | 0.82708 | 0.80642 | 0.82708 | 0.80642 | 0 | 66.4157
| Zone | South of Lugo | Monthly System Peak Day | May | CAISO 1-in-2 | 3 | 0.69826 | 0.67982 | 0.69826 | 0.67982 | 0 | 64.9114
| Zone | South of Lugo | Monthly System Peak Day | May | CAISO 1-in-2 | 4 | 0.6209 | 0.60581 | 0.6209 | 0.60581 | 0 | 63.3739
| Zone | South of Lugo | Monthly System Peak Day | May | CAISO 1-in-2 | 5 | 0.57403 | 0.56227 | 0.57403 | 0.56227 | 0 | 61.8805
| Zone | South of Lugo | Monthly System Peak Day | May | CAISO 1-in-2 | 6 | 0.56905 | 0.57175 | 0.56905 | 0.57175 | 0 | 61.2398
| Zone | South of Lugo | Monthly System Peak Day | May | CAISO 1-in-2 | 7 | 0.57774 | 0.61493 | 0.57774 | 0.61493 | 0 | 61.0892
| Zone | South of Lugo | Monthly System Peak Day | May | CAISO 1-in-2 | 8 | 0.54618 | 0.57183 | 0.54618 | 0.57183 | 0 | 61.673
| Zone | South of Lugo | Monthly System Peak Day | May | CAISO 1-in-2 | 9 | 0.47244 | 0.45395 | 0.47244 | 0.45395 | 0 | 64.7686
| Zone | South of Lugo | Monthly System Peak Day | May | CAISO 1-in-2 | 10 | 0.40601 | 0.38121 | 0.40601 | 0.38121 | 0 | 70.2006
| Zone | South of Lugo | Monthly System Peak Day | May | CAISO 1-in-2 | 11 | 0.30542 | 0.28598 | 0.30542 | 0.28598 | 0 | 75.5953
| Zone | South of Lugo | Monthly System Peak Day | May | CAISO 1-in-2 | 12 | 0.29468 | 0.26737 | 0.29468 | 0.26737 | 0 | 80.1012
| Zone | South of Lugo | Monthly System Peak Day | May | CAISO 1-in-2 | 13 | 0.41051 | 0.35806 | 0.41051 | 0.35806 | 0 | 83.3553
| Zone | South of Lugo | Monthly System Peak Day | May | CAISO 1-in-2 | 14 | 0.59416 | 0.52602 | 0.59416 | 0.52602 | 0 | 85.6038
| Zone | South of Lugo | Monthly System Peak Day | May | CAISO 1-in-2 | 15 | 0.82273 | 0.74557 | 0.82273 | 0.74557 | 0 | 87.1157
| Zone | South of Lugo | Monthly System Peak Day | May | CAISO 1-in-2 | 16 | 1.1047 | 1.0282 | 1.1047 | 1.0282 | 0 | 88.1172
| Zone | South of Lugo | Monthly System Peak Day | May | CAISO 1-in-2 | 17 | 1.3657 | 1.2995 | 0.4595 | 0.35706 | 0.01823 | 87.5911
| Zone | South of Lugo | Monthly System Peak Day | May | CAISO 1-in-2 | 18 | 1.6047 | 1.5296 | 1.1804 | 1.0568 | 0.12123 | 85.987
| Zone | South of Lugo | Monthly System Peak Day | May | CAISO 1-in-2 | 19 | 1.7447 | 1.653 | 1.5821 | 1.3633 | 0.087652 | 83.2812
| Zone | South of Lugo | Monthly System Peak Day | May | CAISO 1-in-2 | 20 | 1.7155 | 1.6389 | 1.6253 | 1.4555 | 0.047239 | 80.5333
| Zone | South of Lugo | Monthly System Peak Day | May | CAISO 1-in-2 | 21 | 1.6429 | 1.5875 | 1.6206 | 1.472 | 0.011153 | 75.958
| Zone | South of Lugo | Monthly System Peak Day | May | CAISO 1-in-2 | 22 | 1.5267 | 1.481 | 1.9715 | 1.9708 | 0.085721 | 71.9924
| Zone | South of Lugo | Monthly System Peak Day | May | CAISO 1-in-2 | 23 | 1.3797 | 1.3483 | 1.4221 | 1.4217 | 0.021165 | 70.2528
| Zone | South of Lugo | Monthly System Peak Day | May | CAISO 1-in-2 | 24 | 1.157 | 1.1326 | 1.1746 | 1.1401 | 0.0088149 | 68.0344
| Zone | South of Lugo | Monthly System Peak Day | May | SCE 1-in-10 | 1 | 1.3869 | 1.3568 | 1.3869 | 1.3568 | 0 | 76.0755
| Zone | South of Lugo | Monthly System Peak Day | May | SCE 1-in-10 | 2 | 1.1356 | 1.1149 | 1.1356 | 1.1149 | 0 | 74.6219
| Zone | South of Lugo | Monthly System Peak Day | May | SCE 1-in-10 | 3 | 0.9294 | 0.91095 | 0.9294 | 0.91095 | 0 | 72.5028
| Zone | South of Lugo | Monthly System Peak Day | May | SCE 1-in-10 | 4 | 0.81563 | 0.80053 | 0.81563 | 0.80053 | 0 | 71.3548
| Zone | South of Lugo | Monthly System Peak Day | May | SCE 1-in-10 | 5 | 0.74893 | 0.73717 | 0.74893 | 0.73717 | 0 | 70.5843
| Zone | South of Lugo | Monthly System Peak Day | May | SCE 1-in-10 | 6 | 0.69575 | 0.69844 | 0.69575 | 0.69844 | 0 | 69.2256
| Zone | South of Lugo | Monthly System Peak Day | May | SCE 1-in-10 | 7 | 0.6879 | 0.72509 | 0.6879 | 0.72509 | 0 | 69.0946
| Zone | South of Lugo | Monthly System Peak Day | May | SCE 1-in-10 | 8 | 0.67486 | 0.70051 | 0.67486 | 0.70051 | 0 | 69.6763
| Zone | South of Lugo | Monthly System Peak Day | May | SCE 1-in-10 | 9 | 0.67447 | 0.65598 | 0.67447 | 0.65598 | 0 | 74.1225
| Zone | South of Lugo | Monthly System Peak Day | May | SCE 1-in-10 | 10 | 0.7108 | 0.686 | 0.7108 | 0.686 | 0 | 80.6729
| Zone | South of Lugo | Monthly System Peak Day | May | SCE 1-in-10 | 11 | 0.74639 | 0.72695 | 0.74639 | 0.72695 | 0 | 86.9569
| Zone | South of Lugo | Monthly System Peak Day | May | SCE 1-in-10 | 12 | 0.94923 | 0.92193 | 0.94923 | 0.92193 | 0 | 90.8633
| Zone | South of Lugo | Monthly System Peak Day | May | SCE 1-in-10 | 13 | 1.2842 | 1.2317 | 1.2842 | 1.2317 | 0 | 93.5428
| Zone | South of Lugo | Monthly System Peak Day | May | SCE 1-in-10 | 14 | 1.6595 | 1.5914 | 1.6595 | 1.5914 | 0 | 95.1616
| Zone | South of Lugo | Monthly System Peak Day | May | SCE 1-in-10 | 15 | 2.0032 | 1.926 | 2.0032 | 1.926 | 0 | 96.6135
| Zone | South of Lugo | Monthly System Peak Day | May | SCE 1-in-10 | 16 | 2.3601 | 2.2835 | 2.3601 | 2.2835 | 0 | 97.1151
| Zone | South of Lugo | Monthly System Peak Day | May | SCE 1-in-10 | 17 | 2.6351 | 2.5689 | 1.5503 | 1.4479 | 0.01414 | 97.0158
| Zone | South of Lugo | Monthly System Peak Day | May | SCE 1-in-10 | 18 | 2.8521 | 2.777 | 2.2139 | 2.0903 | 0.059697 | 96.0175
| Zone | South of Lugo | Monthly System Peak Day | May | SCE 1-in-10 | 19 | 2.9127 | 2.821 | 2.5519 | 2.3332 | 0.033212 | 94.9046
| Zone | South of Lugo | Monthly System Peak Day | May | SCE 1-in-10 | 20 | 2.7618 | 2.6852 | 2.4997 | 2.3299 | 0.017295 | 92.1019
| Zone | South of Lugo | Monthly System Peak Day | May | SCE 1-in-10 | 21 | 2.5966 | 2.5412 | 2.3981 | 2.2496 | 0.025114 | 87.8154
| Zone | South of Lugo | Monthly System Peak Day | May | SCE 1-in-10 | 22 | 2.3788 | 2.3331 | 2.8218 | 2.821 | 0.032884 | 83.7055
| Zone | South of Lugo | Monthly System Peak Day | May | SCE 1-in-10 | 23 | 2.1024 | 2.0709 | 2.2596 | 2.2592 | 0.02192 | 81.2818
| Zone | South of Lugo | Monthly System Peak Day | May | SCE 1-in-10 | 24 | 1.7507 | 1.7263 | 1.8458 | 1.8112 | 0.019588 | 78.8562
| Zone | South of Lugo | Monthly System Peak Day | May | SCE 1-in-2 | 1 | 0.8872 | 0.85709 | 0.8872 | 0.85709 | 0 | 66.3272
| Zone | South of Lugo | Monthly System Peak Day | May | SCE 1-in-2 | 2 | 0.74457 | 0.72391 | 0.74457 | 0.72391 | 0 | 64.8268
| Zone | South of Lugo | Monthly System Peak Day | May | SCE 1-in-2 | 3 | 0.64929 | 0.63085 | 0.64929 | 0.63085 | 0 | 63.51
| Zone | South of Lugo | Monthly System Peak Day | May | SCE 1-in-2 | 4 | 0.60182 | 0.58673 | 0.60182 | 0.58673 | 0 | 62.442
| Zone | South of Lugo | Monthly System Peak Day | May | SCE 1-in-2 | 5 | 0.57794 | 0.56617 | 0.57794 | 0.56617 | 0 | 61.4165
| Zone | South of Lugo | Monthly System Peak Day | May | SCE 1-in-2 | 6 | 0.57189 | 0.57459 | 0.57189 | 0.57459 | 0 | 60.4591
| Zone | South of Lugo | Monthly System Peak Day | May | SCE 1-in-2 | 7 | 0.57888 | 0.61607 | 0.57888 | 0.61607 | 0 | 59.8729
| Zone | South of Lugo | Monthly System Peak Day | May | SCE 1-in-2 | 8 | 0.54976 | 0.57541 | 0.54976 | 0.57541 | 0 | 60.6749
| Zone | South of Lugo | Monthly System Peak Day | May | SCE 1-in-2 | 9 | 0.42864 | 0.41015 | 0.42864 | 0.41015 | 0 | 64.2819
| Zone | South of Lugo | Monthly System Peak Day | May | SCE 1-in-2 | 10 | 0.37473 | 0.34992 | 0.37473 | 0.34992 | 0 | 69.3598
| Zone | South of Lugo | Monthly System Peak Day | May | SCE 1-in-2 | 11 | 0.26998 | 0.25054 | 0.26998 | 0.25054 | 0 | 74.9463
| Zone | South of Lugo | Monthly System Peak Day | May | SCE 1-in-2 | 12 | 0.2432 | 0.2159 | 0.2432 | 0.2159 | 0 | 79.582
| Zone | South of Lugo | Monthly System Peak Day | May | SCE 1-in-2 | 13 | 0.34694 | 0.29449 | 0.34694 | 0.29449 | 0 | 82.7973
| Zone | South of Lugo | Monthly System Peak Day | May | SCE 1-in-2 | 14 | 0.52086 | 0.45272 | 0.52086 | 0.45272 | 0 | 85.5392
| Zone | South of Lugo | Monthly System Peak Day | May | SCE 1-in-2 | 15 | 0.75664 | 0.67948 | 0.75664 | 0.67948 | 0 | 86.5014
| Zone | South of Lugo | Monthly System Peak Day | May | SCE 1-in-2 | 16 | 1.046 | 0.96939 | 1.046 | 0.96939 | 0 | 87.2695
| Zone | South of Lugo | Monthly System Peak Day | May | SCE 1-in-2 | 17 | 1.3182 | 1.2519 | 0.40638 | 0.30394 | 0.017892 | 87.884
| Zone | South of Lugo | Monthly System Peak Day | May | SCE 1-in-2 | 18 | 1.5576 | 1.4826 | 1.1082 | 0.98466 | 0.11307 | 87.1642
| Zone | South of Lugo | Monthly System Peak Day | May | SCE 1-in-2 | 19 | 1.7016 | 1.6099 | 1.5085 | 1.2898 | 0.078408 | 85.0709
| Zone | South of Lugo | Monthly System Peak Day | May | SCE 1-in-2 | 20 | 1.6853 | 1.6087 | 1.5746 | 1.4048 | 0.042758 | 81.912
| Zone | South of Lugo | Monthly System Peak Day | May | SCE 1-in-2 | 21 | 1.6235 | 1.5681 | 1.5759 | 1.4273 | 0.023801 | 77.6608
| Zone | South of Lugo | Monthly System Peak Day | May | SCE 1-in-2 | 22 | 1.5021 | 1.4564 | 1.9466 | 1.9459 | 0.075749 | 73.8968
| Zone | South of Lugo | Monthly System Peak Day | May | SCE 1-in-2 | 23 | 1.3527 | 1.3212 | 1.4082 | 1.4079 | 0.049309 | 71.5226
| Zone | South of Lugo | Monthly System Peak Day | May | SCE 1-in-2 | 24 | 1.1438 | 1.1194 | 1.1737 | 1.1391 | 0.014921 | 69.7417
| Zone | South of Lugo | Monthly System Peak Day | November | CAISO 1-in-10 | 1 | 1.198 | 1.1679 | 1.198 | 1.1679 | 0 | 72.4453
| Zone | South of Lugo | Monthly System Peak Day | November | CAISO 1-in-10 | 2 | 0.9583 | 0.93763 | 0.9583 | 0.93763 | 0 | 70.4776
| Zone | South of Lugo | Monthly System Peak Day | November | CAISO 1-in-10 | 3 | 0.84735 | 0.82891 | 0.84735 | 0.82891 | 0 | 69.9181
| Zone | South of Lugo | Monthly System Peak Day | November | CAISO 1-in-10 | 4 | 0.73626 | 0.72117 | 0.73626 | 0.72117 | 0 | 68.4601
| Zone | South of Lugo | Monthly System Peak Day | November | CAISO 1-in-10 | 5 | 0.67133 | 0.65956 | 0.67133 | 0.65956 | 0 | 67.3814
| Zone | South of Lugo | Monthly System Peak Day | November | CAISO 1-in-10 | 6 | 0.64618 | 0.64887 | 0.64618 | 0.64887 | 0 | 66.8133
| Zone | South of Lugo | Monthly System Peak Day | November | CAISO 1-in-10 | 7 | 0.65276 | 0.68995 | 0.65276 | 0.68995 | 0 | 67.0362
| Zone | South of Lugo | Monthly System Peak Day | November | CAISO 1-in-10 | 8 | 0.65853 | 0.68418 | 0.65853 | 0.68418 | 0 | 68.0998
| Zone | South of Lugo | Monthly System Peak Day | November | CAISO 1-in-10 | 9 | 0.57057 | 0.55208 | 0.57057 | 0.55208 | 0 | 69.5613
| Zone | South of Lugo | Monthly System Peak Day | November | CAISO 1-in-10 | 10 | 0.52326 | 0.49846 | 0.52326 | 0.49846 | 0 | 73.5775
| Zone | South of Lugo | Monthly System Peak Day | November | CAISO 1-in-10 | 11 | 0.50839 | 0.48896 | 0.50839 | 0.48896 | 0 | 80.5453
| Zone | South of Lugo | Monthly System Peak Day | November | CAISO 1-in-10 | 12 | 0.56347 | 0.53616 | 0.56347 | 0.53616 | 0 | 86.6232
| Zone | South of Lugo | Monthly System Peak Day | November | CAISO 1-in-10 | 13 | 0.78511 | 0.73266 | 0.78511 | 0.73266 | 0 | 89.7999
| Zone | South of Lugo | Monthly System Peak Day | November | CAISO 1-in-10 | 14 | 1.0698 | 1.0016 | 1.0698 | 1.0016 | 0 | 91.4041
| Zone | South of Lugo | Monthly System Peak Day | November | CAISO 1-in-10 | 15 | 1.3668 | 1.2896 | 1.3668 | 1.2896 | 0 | 91.964
| Zone | South of Lugo | Monthly System Peak Day | November | CAISO 1-in-10 | 16 | 1.6912 | 1.6146 | 1.6912 | 1.6146 | 0 | 92.1669
| Zone | South of Lugo | Monthly System Peak Day | November | CAISO 1-in-10 | 17 | 1.9644 | 1.8981 | 0.98718 | 0.88474 | 0.014672 | 91.3364
| Zone | South of Lugo | Monthly System Peak Day | November | CAISO 1-in-10 | 18 | 2.2023 | 2.1273 | 1.7034 | 1.5798 | 0.097389 | 89.4871
| Zone | South of Lugo | Monthly System Peak Day | November | CAISO 1-in-10 | 19 | 2.301 | 2.2093 | 2.0856 | 1.8669 | 0.071751 | 86.3759
| Zone | South of Lugo | Monthly System Peak Day | November | CAISO 1-in-10 | 20 | 2.1798 | 2.1032 | 2.0522 | 1.8824 | 0.03914 | 83.0445
| Zone | South of Lugo | Monthly System Peak Day | November | CAISO 1-in-10 | 21 | 2.0677 | 2.0123 | 1.9892 | 1.8407 | 0.049848 | 79.7402
| Zone | South of Lugo | Monthly System Peak Day | November | CAISO 1-in-10 | 22 | 1.9225 | 1.8768 | 2.3666 | 2.3659 | 0.061643 | 76.6762
| Zone | South of Lugo | Monthly System Peak Day | November | CAISO 1-in-10 | 23 | 1.718 | 1.6865 | 1.8053 | 1.805 | 0.039072 | 74.5675
| Zone | South of Lugo | Monthly System Peak Day | November | CAISO 1-in-10 | 24 | 1.4262 | 1.4018 | 1.4747 | 1.4401 | 0.034153 | 72.3501
| Zone | South of Lugo | Monthly System Peak Day | November | CAISO 1-in-2 | 1 | 0.7524 | 0.72229 | 0.7524 | 0.72229 | 0 | 58.9717
| Zone | South of Lugo | Monthly System Peak Day | November | CAISO 1-in-2 | 2 | 0.67107 | 0.6504 | 0.67107 | 0.6504 | 0 | 57.7456
| Zone | South of Lugo | Monthly System Peak Day | November | CAISO 1-in-2 | 3 | 0.61103 | 0.59259 | 0.61103 | 0.59259 | 0 | 56.4598
| Zone | South of Lugo | Monthly System Peak Day | November | CAISO 1-in-2 | 4 | 0.57112 | 0.55602 | 0.57112 | 0.55602 | 0 | 55.7889
| Zone | South of Lugo | Monthly System Peak Day | November | CAISO 1-in-2 | 5 | 0.55265 | 0.54088 | 0.55265 | 0.54088 | 0 | 55.0075
| Zone | South of Lugo | Monthly System Peak Day | November | CAISO 1-in-2 | 6 | 0.55658 | 0.55927 | 0.55658 | 0.55927 | 0 | 54.6852
| Zone | South of Lugo | Monthly System Peak Day | November | CAISO 1-in-2 | 7 | 0.58266 | 0.61985 | 0.58266 | 0.61985 | 0 | 53.9418
| Zone | South of Lugo | Monthly System Peak Day | November | CAISO 1-in-2 | 8 | 0.55772 | 0.58337 | 0.55772 | 0.58337 | 0 | 54.0193
| Zone | South of Lugo | Monthly System Peak Day | November | CAISO 1-in-2 | 9 | 0.44666 | 0.42817 | 0.44666 | 0.42817 | 0 | 57.5784
| Zone | South of Lugo | Monthly System Peak Day | November | CAISO 1-in-2 | 10 | 0.30014 | 0.27533 | 0.30014 | 0.27533 | 0 | 63.6346
| Zone | South of Lugo | Monthly System Peak Day | November | CAISO 1-in-2 | 11 | 0.12998 | 0.11055 | 0.12998 | 0.11055 | 0 | 69.6799
| Zone | South of Lugo | Monthly System Peak Day | November | CAISO 1-in-2 | 12 | 0.019255 | -0.0080517 | 0.019255 | -0.0080517 | 0 | 74.3334
| Zone | South of Lugo | Monthly System Peak Day | November | CAISO 1-in-2 | 13 | 0.030461 | -0.02199 | 0.030461 | -0.02199 | 0 | 77.5501
| Zone | South of Lugo | Monthly System Peak Day | November | CAISO 1-in-2 | 14 | 0.10142 | 0.03328 | 0.10142 | 0.03328 | 0 | 79.2788
| Zone | South of Lugo | Monthly System Peak Day | November | CAISO 1-in-2 | 15 | 0.22851 | 0.15135 | 0.22851 | 0.15135 | 0 | 80.3228
| Zone | South of Lugo | Monthly System Peak Day | November | CAISO 1-in-2 | 16 | 0.41477 | 0.3382 | 0.41477 | 0.3382 | 0 | 80.1422
| Zone | South of Lugo | Monthly System Peak Day | November | CAISO 1-in-2 | 17 | 0.61582 | 0.54958 | 0.42372 | 0.35748 | 0.030441 | 78.952
| Zone | South of Lugo | Monthly System Peak Day | November | CAISO 1-in-2 | 18 | 0.85284 | 0.77778 | 0.68954 | 0.61449 | 0.081645 | 75.6598
| Zone | South of Lugo | Monthly System Peak Day | November | CAISO 1-in-2 | 19 | 1.0399 | 0.94823 | 1.0399 | 0.85244 | 0 | 71.9177
| Zone | South of Lugo | Monthly System Peak Day | November | CAISO 1-in-2 | 20 | 1.0956 | 1.019 | 1.0956 | 0.99333 | 0 | 69.9109
| Zone | South of Lugo | Monthly System Peak Day | November | CAISO 1-in-2 | 21 | 1.1035 | 1.0481 | 1.1035 | 1.0481 | 0 | 67.6154
| Zone | South of Lugo | Monthly System Peak Day | November | CAISO 1-in-2 | 22 | 1.0458 | 1.0001 | 1.2235 | 1.1778 | 0.11745 | 66.0925
| Zone | South of Lugo | Monthly System Peak Day | November | CAISO 1-in-2 | 23 | 0.96333 | 0.93183 | 0.96333 | 0.93756 | 0 | 63.7464
| Zone | South of Lugo | Monthly System Peak Day | November | CAISO 1-in-2 | 24 | 0.83362 | 0.80919 | 0.83362 | 0.80919 | 0 | 62.158
| Zone | South of Lugo | Monthly System Peak Day | November | SCE 1-in-10 | 1 | 1.198 | 1.1679 | 1.198 | 1.1679 | 0 | 72.4453
| Zone | South of Lugo | Monthly System Peak Day | November | SCE 1-in-10 | 2 | 0.9583 | 0.93763 | 0.9583 | 0.93763 | 0 | 70.4776
| Zone | South of Lugo | Monthly System Peak Day | November | SCE 1-in-10 | 3 | 0.84735 | 0.82891 | 0.84735 | 0.82891 | 0 | 69.9181
| Zone | South of Lugo | Monthly System Peak Day | November | SCE 1-in-10 | 4 | 0.73626 | 0.72117 | 0.73626 | 0.72117 | 0 | 68.4601
| Zone | South of Lugo | Monthly System Peak Day | November | SCE 1-in-10 | 5 | 0.67133 | 0.65956 | 0.67133 | 0.65956 | 0 | 67.3814
| Zone | South of Lugo | Monthly System Peak Day | November | SCE 1-in-10 | 6 | 0.64618 | 0.64887 | 0.64618 | 0.64887 | 0 | 66.8133
| Zone | South of Lugo | Monthly System Peak Day | November | SCE 1-in-10 | 7 | 0.65276 | 0.68995 | 0.65276 | 0.68995 | 0 | 67.0362
| Zone | South of Lugo | Monthly System Peak Day | November | SCE 1-in-10 | 8 | 0.65853 | 0.68418 | 0.65853 | 0.68418 | 0 | 68.0998
| Zone | South of Lugo | Monthly System Peak Day | November | SCE 1-in-10 | 9 | 0.57057 | 0.55208 | 0.57057 | 0.55208 | 0 | 69.5613
| Zone | South of Lugo | Monthly System Peak Day | November | SCE 1-in-10 | 10 | 0.52326 | 0.49846 | 0.52326 | 0.49846 | 0 | 73.5775
| Zone | South of Lugo | Monthly System Peak Day | November | SCE 1-in-10 | 11 | 0.50839 | 0.48896 | 0.50839 | 0.48896 | 0 | 80.5453
| Zone | South of Lugo | Monthly System Peak Day | November | SCE 1-in-10 | 12 | 0.56347 | 0.53616 | 0.56347 | 0.53616 | 0 | 86.6232
| Zone | South of Lugo | Monthly System Peak Day | November | SCE 1-in-10 | 13 | 0.78511 | 0.73266 | 0.78511 | 0.73266 | 0 | 89.7999
| Zone | South of Lugo | Monthly System Peak Day | November | SCE 1-in-10 | 14 | 1.0698 | 1.0016 | 1.0698 | 1.0016 | 0 | 91.4041
| Zone | South of Lugo | Monthly System Peak Day | November | SCE 1-in-10 | 15 | 1.3668 | 1.2896 | 1.3668 | 1.2896 | 0 | 91.964
| Zone | South of Lugo | Monthly System Peak Day | November | SCE 1-in-10 | 16 | 1.6912 | 1.6146 | 1.6912 | 1.6146 | 0 | 92.1669
| Zone | South of Lugo | Monthly System Peak Day | November | SCE 1-in-10 | 17 | 1.9644 | 1.8981 | 0.98718 | 0.88474 | 0.014672 | 91.3364
| Zone | South of Lugo | Monthly System Peak Day | November | SCE 1-in-10 | 18 | 2.2023 | 2.1273 | 1.7034 | 1.5798 | 0.097389 | 89.4871
| Zone | South of Lugo | Monthly System Peak Day | November | SCE 1-in-10 | 19 | 2.301 | 2.2093 | 2.0856 | 1.8669 | 0.071751 | 86.3759
| Zone | South of Lugo | Monthly System Peak Day | November | SCE 1-in-10 | 20 | 2.1798 | 2.1032 | 2.0522 | 1.8824 | 0.03914 | 83.0445
| Zone | South of Lugo | Monthly System Peak Day | November | SCE 1-in-10 | 21 | 2.0677 | 2.0123 | 1.9892 | 1.8407 | 0.049848 | 79.7402
| Zone | South of Lugo | Monthly System Peak Day | November | SCE 1-in-10 | 22 | 1.9225 | 1.8768 | 2.3666 | 2.3659 | 0.061643 | 76.6762
| Zone | South of Lugo | Monthly System Peak Day | November | SCE 1-in-10 | 23 | 1.718 | 1.6865 | 1.8053 | 1.805 | 0.039072 | 74.5675
| Zone | South of Lugo | Monthly System Peak Day | November | SCE 1-in-10 | 24 | 1.4262 | 1.4018 | 1.4747 | 1.4401 | 0.034153 | 72.3501
| Zone | South of Lugo | Monthly System Peak Day | November | SCE 1-in-2 | 1 | 0.88297 | 0.85286 | 0.88297 | 0.85286 | 0 | 65.9346
| Zone | South of Lugo | Monthly System Peak Day | November | SCE 1-in-2 | 2 | 0.74423 | 0.72357 | 0.74423 | 0.72357 | 0 | 64.443
| Zone | South of Lugo | Monthly System Peak Day | November | SCE 1-in-2 | 3 | 0.65455 | 0.63611 | 0.65455 | 0.63611 | 0 | 63.3047
| Zone | South of Lugo | Monthly System Peak Day | November | SCE 1-in-2 | 4 | 0.60558 | 0.59049 | 0.60558 | 0.59049 | 0 | 62.4155
| Zone | South of Lugo | Monthly System Peak Day | November | SCE 1-in-2 | 5 | 0.58067 | 0.56891 | 0.58067 | 0.56891 | 0 | 61.6967
| Zone | South of Lugo | Monthly System Peak Day | November | SCE 1-in-2 | 6 | 0.57326 | 0.57595 | 0.57326 | 0.57595 | 0 | 60.9079
| Zone | South of Lugo | Monthly System Peak Day | November | SCE 1-in-2 | 7 | 0.5806 | 0.61779 | 0.5806 | 0.61779 | 0 | 60.6001
| Zone | South of Lugo | Monthly System Peak Day | November | SCE 1-in-2 | 8 | 0.55296 | 0.57861 | 0.55296 | 0.57861 | 0 | 60.6056
| Zone | South of Lugo | Monthly System Peak Day | November | SCE 1-in-2 | 9 | 0.43859 | 0.4201 | 0.43859 | 0.4201 | 0 | 62.9747
| Zone | South of Lugo | Monthly System Peak Day | November | SCE 1-in-2 | 10 | 0.35754 | 0.33274 | 0.35754 | 0.33274 | 0 | 68.1348
| Zone | South of Lugo | Monthly System Peak Day | November | SCE 1-in-2 | 11 | 0.24123 | 0.22179 | 0.24123 | 0.22179 | 0 | 74.4407
| Zone | South of Lugo | Monthly System Peak Day | November | SCE 1-in-2 | 12 | 0.18549 | 0.15818 | 0.18549 | 0.15818 | 0 | 79.986
| Zone | South of Lugo | Monthly System Peak Day | November | SCE 1-in-2 | 13 | 0.27306 | 0.22061 | 0.27306 | 0.22061 | 0 | 83.8543
| Zone | South of Lugo | Monthly System Peak Day | November | SCE 1-in-2 | 14 | 0.44363 | 0.37549 | 0.44363 | 0.37549 | 0 | 86.2328
| Zone | South of Lugo | Monthly System Peak Day | November | SCE 1-in-2 | 15 | 0.67543 | 0.59827 | 0.67543 | 0.59827 | 0 | 87.4631
| Zone | South of Lugo | Monthly System Peak Day | November | SCE 1-in-2 | 16 | 0.96254 | 0.88598 | 0.96254 | 0.88598 | 0 | 87.4445
| Zone | South of Lugo | Monthly System Peak Day | November | SCE 1-in-2 | 17 | 1.2301 | 1.1639 | 0.34661 | 0.24417 | 0.019693 | 86.3914
| Zone | South of Lugo | Monthly System Peak Day | November | SCE 1-in-2 | 18 | 1.4822 | 1.4072 | 1.1097 | 0.98617 | 0.13839 | 83.5574
| Zone | South of Lugo | Monthly System Peak Day | November | SCE 1-in-2 | 19 | 1.6254 | 1.5337 | 1.5204 | 1.3017 | 0.052483 | 79.9025
| Zone | South of Lugo | Monthly System Peak Day | November | SCE 1-in-2 | 20 | 1.5824 | 1.5057 | 1.5388 | 1.369 | 0.021792 | 77.3903
| Zone | South of Lugo | Monthly System Peak Day | November | SCE 1-in-2 | 21 | 1.5374 | 1.482 | 1.5312 | 1.3827 | 0.0030745 | 74.8702
| Zone | South of Lugo | Monthly System Peak Day | November | SCE 1-in-2 | 22 | 1.4451 | 1.3994 | 1.8897 | 1.889 | 0.079151 | 73.2429
| Zone | South of Lugo | Monthly System Peak Day | November | SCE 1-in-2 | 23 | 1.3033 | 1.2718 | 1.351 | 1.3507 | 0.023864 | 70.7713
| Zone | South of Lugo | Monthly System Peak Day | November | SCE 1-in-2 | 24 | 1.103 | 1.0786 | 1.1272 | 1.0926 | 0.012108 | 68.9551
| Zone | South of Lugo | Monthly System Peak Day | October | CAISO 1-in-10 | 1 | 1.5671 | 1.537 | 1.5671 | 1.537 | 0 | 79.4812
| Zone | South of Lugo | Monthly System Peak Day | October | CAISO 1-in-10 | 2 | 1.3562 | 1.3355 | 1.3562 | 1.3355 | 0 | 78.8755
| Zone | South of Lugo | Monthly System Peak Day | October | CAISO 1-in-10 | 3 | 1.1841 | 1.1657 | 1.1841 | 1.1657 | 0 | 78.1563
| Zone | South of Lugo | Monthly System Peak Day | October | CAISO 1-in-10 | 4 | 1.0212 | 1.0061 | 1.0212 | 1.0061 | 0 | 76.9037
| Zone | South of Lugo | Monthly System Peak Day | October | CAISO 1-in-10 | 5 | 0.94265 | 0.93089 | 0.94265 | 0.93089 | 0 | 76.7263
| Zone | South of Lugo | Monthly System Peak Day | October | CAISO 1-in-10 | 6 | 0.88301 | 0.8857 | 0.88301 | 0.8857 | 0 | 76.1853
| Zone | South of Lugo | Monthly System Peak Day | October | CAISO 1-in-10 | 7 | 0.84701 | 0.88421 | 0.84701 | 0.88421 | 0 | 75.2514
| Zone | South of Lugo | Monthly System Peak Day | October | CAISO 1-in-10 | 8 | 0.83508 | 0.86073 | 0.83508 | 0.86073 | 0 | 74.8911
| Zone | South of Lugo | Monthly System Peak Day | October | CAISO 1-in-10 | 9 | 0.7534 | 0.73491 | 0.7534 | 0.73491 | 0 | 76.0035
| Zone | South of Lugo | Monthly System Peak Day | October | CAISO 1-in-10 | 10 | 0.67335 | 0.64854 | 0.67335 | 0.64854 | 0 | 79.5851
| Zone | South of Lugo | Monthly System Peak Day | October | CAISO 1-in-10 | 11 | 0.71892 | 0.69949 | 0.71892 | 0.69949 | 0 | 83.5016
| Zone | South of Lugo | Monthly System Peak Day | October | CAISO 1-in-10 | 12 | 0.90782 | 0.88052 | 0.90782 | 0.88052 | 0 | 86.9474
| Zone | South of Lugo | Monthly System Peak Day | October | CAISO 1-in-10 | 13 | 1.2053 | 1.1529 | 1.2053 | 1.1529 | 0 | 89.4627
| Zone | South of Lugo | Monthly System Peak Day | October | CAISO 1-in-10 | 14 | 1.5466 | 1.4785 | 1.5466 | 1.4785 | 0 | 91.0911
| Zone | South of Lugo | Monthly System Peak Day | October | CAISO 1-in-10 | 15 | 1.8646 | 1.7874 | 1.8646 | 1.7874 | 0 | 91.9487
| Zone | South of Lugo | Monthly System Peak Day | October | CAISO 1-in-10 | 16 | 2.2007 | 2.1242 | 2.2007 | 2.1242 | 0 | 92.9801
| Zone | South of Lugo | Monthly System Peak Day | October | CAISO 1-in-10 | 17 | 2.4745 | 2.4083 | 1.4774 | 1.375 | 0.014059 | 92.3886
| Zone | South of Lugo | Monthly System Peak Day | October | CAISO 1-in-10 | 18 | 2.7145 | 2.6394 | 2.1868 | 2.0632 | 0.088625 | 90.8372
| Zone | South of Lugo | Monthly System Peak Day | October | CAISO 1-in-10 | 19 | 2.7756 | 2.6839 | 2.549 | 2.3303 | 0.068423 | 87.0352
| Zone | South of Lugo | Monthly System Peak Day | October | CAISO 1-in-10 | 20 | 2.5619 | 2.4852 | 2.4345 | 2.2647 | 0.03919 | 83.0288
| Zone | South of Lugo | Monthly System Peak Day | October | CAISO 1-in-10 | 21 | 2.3993 | 2.3439 | 2.32 | 2.1714 | 0.049655 | 79.7986
| Zone | South of Lugo | Monthly System Peak Day | October | CAISO 1-in-10 | 22 | 2.2497 | 2.204 | 2.6936 | 2.6929 | 0.055737 | 77.8909
| Zone | South of Lugo | Monthly System Peak Day | October | CAISO 1-in-10 | 23 | 2.0067 | 1.9752 | 2.1178 | 2.1174 | 0.03199 | 76.8558
| Zone | South of Lugo | Monthly System Peak Day | October | CAISO 1-in-10 | 24 | 1.6607 | 1.6363 | 1.7339 | 1.6993 | 0.025192 | 75.7965
| Zone | South of Lugo | Monthly System Peak Day | October | CAISO 1-in-2 | 1 | 1.3565 | 1.3264 | 1.3565 | 1.3264 | 0 | 75.441
| Zone | South of Lugo | Monthly System Peak Day | October | CAISO 1-in-2 | 2 | 1.1492 | 1.1286 | 1.1492 | 1.1286 | 0 | 74.3648
| Zone | South of Lugo | Monthly System Peak Day | October | CAISO 1-in-2 | 3 | 0.97638 | 0.95793 | 0.97638 | 0.95793 | 0 | 73.0795
| Zone | South of Lugo | Monthly System Peak Day | October | CAISO 1-in-2 | 4 | 0.82741 | 0.81232 | 0.82741 | 0.81232 | 0 | 71.3945
| Zone | South of Lugo | Monthly System Peak Day | October | CAISO 1-in-2 | 5 | 0.74499 | 0.73323 | 0.74499 | 0.73323 | 0 | 70.3672
| Zone | South of Lugo | Monthly System Peak Day | October | CAISO 1-in-2 | 6 | 0.70625 | 0.70895 | 0.70625 | 0.70895 | 0 | 69.7901
| Zone | South of Lugo | Monthly System Peak Day | October | CAISO 1-in-2 | 7 | 0.69646 | 0.73365 | 0.69646 | 0.73365 | 0 | 69.3715
| Zone | South of Lugo | Monthly System Peak Day | October | CAISO 1-in-2 | 8 | 0.65591 | 0.68156 | 0.65591 | 0.68156 | 0 | 68.6256
| Zone | South of Lugo | Monthly System Peak Day | October | CAISO 1-in-2 | 9 | 0.55138 | 0.53289 | 0.55138 | 0.53289 | 0 | 69.6487
| Zone | South of Lugo | Monthly System Peak Day | October | CAISO 1-in-2 | 10 | 0.52592 | 0.50111 | 0.52592 | 0.50111 | 0 | 73.3508
| Zone | South of Lugo | Monthly System Peak Day | October | CAISO 1-in-2 | 11 | 0.56363 | 0.54419 | 0.56363 | 0.54419 | 0 | 78.1642
| Zone | South of Lugo | Monthly System Peak Day | October | CAISO 1-in-2 | 12 | 0.65562 | 0.62831 | 0.65562 | 0.62831 | 0 | 82.8341
| Zone | South of Lugo | Monthly System Peak Day | October | CAISO 1-in-2 | 13 | 0.85839 | 0.80594 | 0.85839 | 0.80594 | 0 | 86.4507
| Zone | South of Lugo | Monthly System Peak Day | October | CAISO 1-in-2 | 14 | 1.1275 | 1.0594 | 1.1275 | 1.0594 | 0 | 88.8403
| Zone | South of Lugo | Monthly System Peak Day | October | CAISO 1-in-2 | 15 | 1.4126 | 1.3354 | 1.4126 | 1.3354 | 0 | 89.5833
| Zone | South of Lugo | Monthly System Peak Day | October | CAISO 1-in-2 | 16 | 1.729 | 1.6524 | 1.729 | 1.6524 | 0 | 89.7668
| Zone | South of Lugo | Monthly System Peak Day | October | CAISO 1-in-2 | 17 | 2.0016 | 1.9354 | 1.0692 | 0.96671 | 0.016709 | 88.9751
| Zone | South of Lugo | Monthly System Peak Day | October | CAISO 1-in-2 | 18 | 2.2477 | 2.1726 | 1.7784 | 1.6548 | 0.10669 | 88.0985
| Zone | South of Lugo | Monthly System Peak Day | October | CAISO 1-in-2 | 19 | 2.3369 | 2.2452 | 2.122 | 1.9033 | 0.071896 | 86.3473
| Zone | South of Lugo | Monthly System Peak Day | October | CAISO 1-in-2 | 20 | 2.2093 | 2.1327 | 2.0797 | 1.9099 | 0.038692 | 83.1863
| Zone | South of Lugo | Monthly System Peak Day | October | CAISO 1-in-2 | 21 | 2.0975 | 2.0421 | 2.0121 | 1.8636 | 0.048329 | 80.2012
| Zone | South of Lugo | Monthly System Peak Day | October | CAISO 1-in-2 | 22 | 1.9535 | 1.9078 | 2.3974 | 2.3966 | 0.054822 | 78.0831
| Zone | South of Lugo | Monthly System Peak Day | October | CAISO 1-in-2 | 23 | 1.7423 | 1.7108 | 1.8487 | 1.8484 | 0.033326 | 76.4045
| Zone | South of Lugo | Monthly System Peak Day | October | CAISO 1-in-2 | 24 | 1.4622 | 1.4378 | 1.5283 | 1.4937 | 0.027564 | 74.8108
| Zone | South of Lugo | Monthly System Peak Day | October | SCE 1-in-10 | 1 | 1.6976 | 1.6674 | 1.6976 | 1.6674 | 0 | 82.0037
| Zone | South of Lugo | Monthly System Peak Day | October | SCE 1-in-10 | 2 | 1.462 | 1.4413 | 1.462 | 1.4413 | 0 | 81.6961
| Zone | South of Lugo | Monthly System Peak Day | October | SCE 1-in-10 | 3 | 1.28 | 1.2616 | 1.28 | 1.2616 | 0 | 81.0128
| Zone | South of Lugo | Monthly System Peak Day | October | SCE 1-in-10 | 4 | 1.1717 | 1.1566 | 1.1717 | 1.1566 | 0 | 81.3952
| Zone | South of Lugo | Monthly System Peak Day | October | SCE 1-in-10 | 5 | 1.0919 | 1.0801 | 1.0919 | 1.0801 | 0 | 81.6056
| Zone | South of Lugo | Monthly System Peak Day | October | SCE 1-in-10 | 6 | 1.0393 | 1.042 | 1.0393 | 1.042 | 0 | 81.7707
| Zone | South of Lugo | Monthly System Peak Day | October | SCE 1-in-10 | 7 | 1.0081 | 1.0453 | 1.0081 | 1.0453 | 0 | 81.4292
| Zone | South of Lugo | Monthly System Peak Day | October | SCE 1-in-10 | 8 | 1.0179 | 1.0436 | 1.0179 | 1.0436 | 0 | 81.3237
| Zone | South of Lugo | Monthly System Peak Day | October | SCE 1-in-10 | 9 | 0.90921 | 0.89072 | 0.90921 | 0.89072 | 0 | 81.7095
| Zone | South of Lugo | Monthly System Peak Day | October | SCE 1-in-10 | 10 | 0.87069 | 0.84589 | 0.87069 | 0.84589 | 0 | 84.564
| Zone | South of Lugo | Monthly System Peak Day | October | SCE 1-in-10 | 11 | 1.1052 | 1.0858 | 1.1052 | 1.0858 | 0 | 87.8592
| Zone | South of Lugo | Monthly System Peak Day | October | SCE 1-in-10 | 12 | 1.4389 | 1.4115 | 1.4389 | 1.4115 | 0 | 92.0156
| Zone | South of Lugo | Monthly System Peak Day | October | SCE 1-in-10 | 13 | 1.8599 | 1.8074 | 1.8599 | 1.8074 | 0 | 95.9158
| Zone | South of Lugo | Monthly System Peak Day | October | SCE 1-in-10 | 14 | 2.3249 | 2.2567 | 2.3249 | 2.2567 | 0 | 97.9246
| Zone | South of Lugo | Monthly System Peak Day | October | SCE 1-in-10 | 15 | 2.7159 | 2.6387 | 2.7159 | 2.6387 | 0 | 99.3549
| Zone | South of Lugo | Monthly System Peak Day | October | SCE 1-in-10 | 16 | 3.0987 | 3.0221 | 3.0987 | 3.0221 | 0 | 100.1502
| Zone | South of Lugo | Monthly System Peak Day | October | SCE 1-in-10 | 17 | 3.3734 | 3.3071 | 2.2341 | 2.1317 | 0.016331 | 99.8912
| Zone | South of Lugo | Monthly System Peak Day | October | SCE 1-in-10 | 18 | 3.5851 | 3.51 | 2.8752 | 2.7517 | 0.049466 | 99.3804
| Zone | South of Lugo | Monthly System Peak Day | October | SCE 1-in-10 | 19 | 3.5959 | 3.5043 | 3.1895 | 2.9708 | 0.026893 | 97.5783
| Zone | South of Lugo | Monthly System Peak Day | October | SCE 1-in-10 | 20 | 3.3305 | 3.2539 | 3.0441 | 2.8742 | 0.017086 | 93.7411
| Zone | South of Lugo | Monthly System Peak Day | October | SCE 1-in-10 | 21 | 3.1027 | 3.0473 | 2.8716 | 2.7231 | 0.020102 | 90.014
| Zone | South of Lugo | Monthly System Peak Day | October | SCE 1-in-10 | 22 | 2.8644 | 2.8188 | 3.3068 | 3.306 | 0.030711 | 87.8364
| Zone | South of Lugo | Monthly System Peak Day | October | SCE 1-in-10 | 23 | 2.5222 | 2.4907 | 2.7277 | 2.7274 | 0.022832 | 85.9303
| Zone | South of Lugo | Monthly System Peak Day | October | SCE 1-in-10 | 24 | 2.1008 | 2.0763 | 2.2398 | 2.2053 | 0.022564 | 85.0114
| Zone | South of Lugo | Monthly System Peak Day | October | SCE 1-in-2 | 1 | 1.306 | 1.2759 | 1.306 | 1.2759 | 0 | 74.4547
| Zone | South of Lugo | Monthly System Peak Day | October | SCE 1-in-2 | 2 | 1.0743 | 1.0536 | 1.0743 | 1.0536 | 0 | 72.9769
| Zone | South of Lugo | Monthly System Peak Day | October | SCE 1-in-2 | 3 | 0.86893 | 0.85049 | 0.86893 | 0.85049 | 0 | 70.5936
| Zone | South of Lugo | Monthly System Peak Day | October | SCE 1-in-2 | 4 | 0.76908 | 0.75398 | 0.76908 | 0.75398 | 0 | 69.5666
| Zone | South of Lugo | Monthly System Peak Day | October | SCE 1-in-2 | 5 | 0.70829 | 0.69652 | 0.70829 | 0.69652 | 0 | 68.8289
| Zone | South of Lugo | Monthly System Peak Day | October | SCE 1-in-2 | 6 | 0.68296 | 0.68566 | 0.68296 | 0.68566 | 0 | 68.3888
| Zone | South of Lugo | Monthly System Peak Day | October | SCE 1-in-2 | 7 | 0.6748 | 0.71199 | 0.6748 | 0.71199 | 0 | 67.954
| Zone | South of Lugo | Monthly System Peak Day | October | SCE 1-in-2 | 8 | 0.63991 | 0.66556 | 0.63991 | 0.66556 | 0 | 67.7209
| Zone | South of Lugo | Monthly System Peak Day | October | SCE 1-in-2 | 9 | 0.52998 | 0.51149 | 0.52998 | 0.51149 | 0 | 68.8123
| Zone | South of Lugo | Monthly System Peak Day | October | SCE 1-in-2 | 10 | 0.54946 | 0.52466 | 0.54946 | 0.52466 | 0 | 73.0426
| Zone | South of Lugo | Monthly System Peak Day | October | SCE 1-in-2 | 11 | 0.6321 | 0.61266 | 0.6321 | 0.61266 | 0 | 79.3949
| Zone | South of Lugo | Monthly System Peak Day | October | SCE 1-in-2 | 12 | 0.7401 | 0.71279 | 0.7401 | 0.71279 | 0 | 84.8364
| Zone | South of Lugo | Monthly System Peak Day | October | SCE 1-in-2 | 13 | 0.97374 | 0.92129 | 0.97374 | 0.92129 | 0 | 88.5616
| Zone | South of Lugo | Monthly System Peak Day | October | SCE 1-in-2 | 14 | 1.2698 | 1.2016 | 1.2698 | 1.2016 | 0 | 91.075
| Zone | South of Lugo | Monthly System Peak Day | October | SCE 1-in-2 | 15 | 1.572 | 1.4948 | 1.572 | 1.4948 | 0 | 92.4221
| Zone | South of Lugo | Monthly System Peak Day | October | SCE 1-in-2 | 16 | 1.9027 | 1.8262 | 1.9027 | 1.8262 | 0 | 92.9628
| Zone | South of Lugo | Monthly System Peak Day | October | SCE 1-in-2 | 17 | 2.1761 | 2.1099 | 1.1739 | 1.0715 | 0.013937 | 92.6587
| Zone | South of Lugo | Monthly System Peak Day | October | SCE 1-in-2 | 18 | 2.4058 | 2.3308 | 1.856 | 1.7324 | 0.082115 | 91.8773
| Zone | South of Lugo | Monthly System Peak Day | October | SCE 1-in-2 | 19 | 2.4919 | 2.4002 | 2.2026 | 1.9839 | 0.050546 | 90.7068
| Zone | South of Lugo | Monthly System Peak Day | October | SCE 1-in-2 | 20 | 2.3731 | 2.2965 | 2.1872 | 2.0174 | 0.027375 | 86.971
| Zone | South of Lugo | Monthly System Peak Day | October | SCE 1-in-2 | 21 | 2.2544 | 2.199 | 2.113 | 1.9645 | 0.036228 | 83.9738
| Zone | South of Lugo | Monthly System Peak Day | October | SCE 1-in-2 | 22 | 2.0826 | 2.0369 | 2.5259 | 2.5251 | 0.03767 | 82.1287
| Zone | South of Lugo | Monthly System Peak Day | October | SCE 1-in-2 | 23 | 1.8437 | 1.8122 | 1.9814 | 1.9811 | 0.025304 | 79.4146
| Zone | South of Lugo | Monthly System Peak Day | October | SCE 1-in-2 | 24 | 1.5571 | 1.5327 | 1.6443 | 1.6097 | 0.021206 | 77.7598
| Zone | South of Lugo | Monthly System Peak Day | September | CAISO 1-in-10 | 1 | 1.6834 | 1.6533 | 1.6834 | 1.6533 | 0 | 81.7254
| Zone | South of Lugo | Monthly System Peak Day | September | CAISO 1-in-10 | 2 | 1.4087 | 1.3881 | 1.4087 | 1.3881 | 0 | 80.6021
| Zone | South of Lugo | Monthly System Peak Day | September | CAISO 1-in-10 | 3 | 1.21 | 1.1916 | 1.21 | 1.1916 | 0 | 79.3924
| Zone | South of Lugo | Monthly System Peak Day | September | CAISO 1-in-10 | 4 | 1.1024 | 1.0873 | 1.1024 | 1.0873 | 0 | 79.4868
| Zone | South of Lugo | Monthly System Peak Day | September | CAISO 1-in-10 | 5 | 1.0032 | 0.99141 | 1.0032 | 0.99141 | 0 | 78.8022
| Zone | South of Lugo | Monthly System Peak Day | September | CAISO 1-in-10 | 6 | 0.95854 | 0.96124 | 0.95854 | 0.96124 | 0 | 78.8607
| Zone | South of Lugo | Monthly System Peak Day | September | CAISO 1-in-10 | 7 | 0.93948 | 0.97667 | 0.93948 | 0.97667 | 0 | 78.8739
| Zone | South of Lugo | Monthly System Peak Day | September | CAISO 1-in-10 | 8 | 0.96273 | 0.98838 | 0.96273 | 0.98838 | 0 | 79.5625
| Zone | South of Lugo | Monthly System Peak Day | September | CAISO 1-in-10 | 9 | 0.88422 | 0.86573 | 0.88422 | 0.86573 | 0 | 80.9934
| Zone | South of Lugo | Monthly System Peak Day | September | CAISO 1-in-10 | 10 | 0.8638 | 0.83899 | 0.8638 | 0.83899 | 0 | 84.4702
| Zone | South of Lugo | Monthly System Peak Day | September | CAISO 1-in-10 | 11 | 1.0569 | 1.0375 | 1.0569 | 1.0375 | 0 | 89.8398
| Zone | South of Lugo | Monthly System Peak Day | September | CAISO 1-in-10 | 12 | 1.3871 | 1.3598 | 1.3871 | 1.3598 | 0 | 93.5703
| Zone | South of Lugo | Monthly System Peak Day | September | CAISO 1-in-10 | 13 | 1.8186 | 1.7662 | 1.8186 | 1.7662 | 0 | 96.8681
| Zone | South of Lugo | Monthly System Peak Day | September | CAISO 1-in-10 | 14 | 2.2824 | 2.2142 | 2.2824 | 2.2142 | 0 | 99.018
| Zone | South of Lugo | Monthly System Peak Day | September | CAISO 1-in-10 | 15 | 2.6788 | 2.6017 | 2.6788 | 2.6017 | 0 | 100.1679
| Zone | South of Lugo | Monthly System Peak Day | September | CAISO 1-in-10 | 16 | 3.0642 | 2.9877 | 3.0642 | 2.9877 | 0 | 99.6358
| Zone | South of Lugo | Monthly System Peak Day | September | CAISO 1-in-10 | 17 | 3.3398 | 3.2735 | 2.1919 | 2.0894 | 0.016791 | 100.3484
| Zone | South of Lugo | Monthly System Peak Day | September | CAISO 1-in-10 | 18 | 3.5533 | 3.4782 | 2.8532 | 2.7297 | 0.050223 | 98.9188
| Zone | South of Lugo | Monthly System Peak Day | September | CAISO 1-in-10 | 19 | 3.5658 | 3.4741 | 3.1738 | 2.9551 | 0.028239 | 96.7334
| Zone | South of Lugo | Monthly System Peak Day | September | CAISO 1-in-10 | 20 | 3.3085 | 3.2318 | 3.0159 | 2.8461 | 0.017335 | 94.1523
| Zone | South of Lugo | Monthly System Peak Day | September | CAISO 1-in-10 | 21 | 3.0885 | 3.0331 | 2.847 | 2.6985 | 0.018891 | 90.715
| Zone | South of Lugo | Monthly System Peak Day | September | CAISO 1-in-10 | 22 | 2.8488 | 2.8031 | 3.2909 | 3.2902 | 0.033169 | 89.0058
| Zone | South of Lugo | Monthly System Peak Day | September | CAISO 1-in-10 | 23 | 2.5061 | 2.4747 | 2.7316 | 2.7313 | 0.026819 | 87.8385
| Zone | South of Lugo | Monthly System Peak Day | September | CAISO 1-in-10 | 24 | 2.0938 | 2.0694 | 2.2387 | 2.2042 | 0.024263 | 85.825
| Zone | South of Lugo | Monthly System Peak Day | September | CAISO 1-in-2 | 1 | 1.653 | 1.6229 | 1.653 | 1.6229 | 0 | 81.1353
| Zone | South of Lugo | Monthly System Peak Day | September | CAISO 1-in-2 | 2 | 1.3686 | 1.348 | 1.3686 | 1.348 | 0 | 79.5685
| Zone | South of Lugo | Monthly System Peak Day | September | CAISO 1-in-2 | 3 | 1.1783 | 1.1599 | 1.1783 | 1.1599 | 0 | 78.4486
| Zone | South of Lugo | Monthly System Peak Day | September | CAISO 1-in-2 | 4 | 1.0172 | 1.0021 | 1.0172 | 1.0021 | 0 | 77.0369
| Zone | South of Lugo | Monthly System Peak Day | September | CAISO 1-in-2 | 5 | 0.92479 | 0.91303 | 0.92479 | 0.91303 | 0 | 76.2697
| Zone | South of Lugo | Monthly System Peak Day | September | CAISO 1-in-2 | 6 | 0.86169 | 0.86439 | 0.86169 | 0.86439 | 0 | 75.3748
| Zone | South of Lugo | Monthly System Peak Day | September | CAISO 1-in-2 | 7 | 0.85127 | 0.88846 | 0.85127 | 0.88846 | 0 | 75.5157
| Zone | South of Lugo | Monthly System Peak Day | September | CAISO 1-in-2 | 8 | 0.84661 | 0.87226 | 0.84661 | 0.87226 | 0 | 75.654
| Zone | South of Lugo | Monthly System Peak Day | September | CAISO 1-in-2 | 9 | 0.77835 | 0.75986 | 0.77835 | 0.75986 | 0 | 77.6182
| Zone | South of Lugo | Monthly System Peak Day | September | CAISO 1-in-2 | 10 | 0.79431 | 0.7695 | 0.79431 | 0.7695 | 0 | 82.4984
| Zone | South of Lugo | Monthly System Peak Day | September | CAISO 1-in-2 | 11 | 0.9235 | 0.90406 | 0.9235 | 0.90406 | 0 | 88.7046
| Zone | South of Lugo | Monthly System Peak Day | September | CAISO 1-in-2 | 12 | 1.1836 | 1.1563 | 1.1836 | 1.1563 | 0 | 93.4118
| Zone | South of Lugo | Monthly System Peak Day | September | CAISO 1-in-2 | 13 | 1.5796 | 1.5272 | 1.5796 | 1.5272 | 0 | 96.3871
| Zone | South of Lugo | Monthly System Peak Day | September | CAISO 1-in-2 | 14 | 2.009 | 1.9409 | 2.009 | 1.9409 | 0 | 98.3577
| Zone | South of Lugo | Monthly System Peak Day | September | CAISO 1-in-2 | 15 | 2.3904 | 2.3132 | 2.3904 | 2.3132 | 0 | 99.019
| Zone | South of Lugo | Monthly System Peak Day | September | CAISO 1-in-2 | 16 | 2.765 | 2.6884 | 2.765 | 2.6884 | 0 | 97.9052
| Zone | South of Lugo | Monthly System Peak Day | September | CAISO 1-in-2 | 17 | 3.0394 | 2.9731 | 1.9677 | 1.8653 | 0.013832 | 96.3214
| Zone | South of Lugo | Monthly System Peak Day | September | CAISO 1-in-2 | 18 | 3.2708 | 3.1958 | 2.6695 | 2.5459 | 0.068165 | 94.2924
| Zone | South of Lugo | Monthly System Peak Day | September | CAISO 1-in-2 | 19 | 3.2916 | 3.1999 | 2.9524 | 2.7336 | 0.037833 | 93.637
| Zone | South of Lugo | Monthly System Peak Day | September | CAISO 1-in-2 | 20 | 3.0626 | 2.986 | 2.8057 | 2.6359 | 0.017583 | 91.7531
| Zone | South of Lugo | Monthly System Peak Day | September | CAISO 1-in-2 | 21 | 2.8719 | 2.8165 | 2.6583 | 2.5098 | 0.022599 | 88.836
| Zone | South of Lugo | Monthly System Peak Day | September | CAISO 1-in-2 | 22 | 2.6498 | 2.6041 | 3.0923 | 3.0915 | 0.029655 | 86.8912
| Zone | South of Lugo | Monthly System Peak Day | September | CAISO 1-in-2 | 23 | 2.3342 | 2.3027 | 2.5279 | 2.5276 | 0.021294 | 84.7923
| Zone | South of Lugo | Monthly System Peak Day | September | CAISO 1-in-2 | 24 | 1.9467 | 1.9223 | 2.0692 | 2.0347 | 0.019062 | 82.7017
| Zone | South of Lugo | Monthly System Peak Day | September | SCE 1-in-10 | 1 | 1.6093 | 1.5792 | 1.6093 | 1.5792 | 0 | 80.3264
| Zone | South of Lugo | Monthly System Peak Day | September | SCE 1-in-10 | 2 | 1.3406 | 1.3199 | 1.3406 | 1.3199 | 0 | 79.2825
| Zone | South of Lugo | Monthly System Peak Day | September | SCE 1-in-10 | 3 | 1.1507 | 1.1322 | 1.1507 | 1.1322 | 0 | 78.0791
| Zone | South of Lugo | Monthly System Peak Day | September | SCE 1-in-10 | 4 | 1.0489 | 1.0338 | 1.0489 | 1.0338 | 0 | 78.0486
| Zone | South of Lugo | Monthly System Peak Day | September | SCE 1-in-10 | 5 | 0.96208 | 0.95031 | 0.96208 | 0.95031 | 0 | 77.5103
| Zone | South of Lugo | Monthly System Peak Day | September | SCE 1-in-10 | 6 | 0.92712 | 0.92982 | 0.92712 | 0.92982 | 0 | 77.7238
| Zone | South of Lugo | Monthly System Peak Day | September | SCE 1-in-10 | 7 | 0.90936 | 0.94655 | 0.90936 | 0.94655 | 0 | 77.7538
| Zone | South of Lugo | Monthly System Peak Day | September | SCE 1-in-10 | 8 | 0.91444 | 0.9401 | 0.91444 | 0.9401 | 0 | 78.0535
| Zone | South of Lugo | Monthly System Peak Day | September | SCE 1-in-10 | 9 | 0.86132 | 0.84284 | 0.86132 | 0.84284 | 0 | 80.4391
| Zone | South of Lugo | Monthly System Peak Day | September | SCE 1-in-10 | 10 | 0.87047 | 0.84567 | 0.87047 | 0.84567 | 0 | 84.5103
| Zone | South of Lugo | Monthly System Peak Day | September | SCE 1-in-10 | 11 | 1.0773 | 1.0579 | 1.0773 | 1.0579 | 0 | 89.855
| Zone | South of Lugo | Monthly System Peak Day | September | SCE 1-in-10 | 12 | 1.4105 | 1.3832 | 1.4105 | 1.3832 | 0 | 93.8462
| Zone | South of Lugo | Monthly System Peak Day | September | SCE 1-in-10 | 13 | 1.8416 | 1.7891 | 1.8416 | 1.7891 | 0 | 97.7043
| Zone | South of Lugo | Monthly System Peak Day | September | SCE 1-in-10 | 14 | 2.3083 | 2.2402 | 2.3083 | 2.2402 | 0 | 100.4183
| Zone | South of Lugo | Monthly System Peak Day | September | SCE 1-in-10 | 15 | 2.7123 | 2.6352 | 2.7123 | 2.6352 | 0 | 101.9659
| Zone | South of Lugo | Monthly System Peak Day | September | SCE 1-in-10 | 16 | 3.1054 | 3.0289 | 3.1054 | 3.0289 | 0 | 102.2485
| Zone | South of Lugo | Monthly System Peak Day | September | SCE 1-in-10 | 17 | 3.3816 | 3.3154 | 2.1878 | 2.0853 | 0.019594 | 102.7735
| Zone | South of Lugo | Monthly System Peak Day | September | SCE 1-in-10 | 18 | 3.5846 | 3.5095 | 2.837 | 2.7134 | 0.048854 | 101.1516
| Zone | South of Lugo | Monthly System Peak Day | September | SCE 1-in-10 | 19 | 3.6014 | 3.5097 | 3.1782 | 2.9595 | 0.026272 | 98.5601
| Zone | South of Lugo | Monthly System Peak Day | September | SCE 1-in-10 | 20 | 3.3478 | 3.2712 | 3.0408 | 2.871 | 0.018369 | 95.1254
| Zone | South of Lugo | Monthly System Peak Day | September | SCE 1-in-10 | 21 | 3.1265 | 3.0711 | 2.8706 | 2.722 | 0.017648 | 91.6862
| Zone | South of Lugo | Monthly System Peak Day | September | SCE 1-in-10 | 22 | 2.8796 | 2.8339 | 3.3216 | 3.3208 | 0.036126 | 90.0137
| Zone | South of Lugo | Monthly System Peak Day | September | SCE 1-in-10 | 23 | 2.5304 | 2.4989 | 2.7652 | 2.7649 | 0.029133 | 88.7351
| Zone | South of Lugo | Monthly System Peak Day | September | SCE 1-in-10 | 24 | 2.1193 | 2.0949 | 2.2717 | 2.2371 | 0.026714 | 86.879
| Zone | South of Lugo | Monthly System Peak Day | September | SCE 1-in-2 | 1 | 1.4713 | 1.4412 | 1.4713 | 1.4412 | 0 | 77.6888
| Zone | South of Lugo | Monthly System Peak Day | September | SCE 1-in-2 | 2 | 1.2224 | 1.2018 | 1.2224 | 1.2018 | 0 | 76.5333
| Zone | South of Lugo | Monthly System Peak Day | September | SCE 1-in-2 | 3 | 1.0661 | 1.0476 | 1.0661 | 1.0476 | 0 | 75.7795
| Zone | South of Lugo | Monthly System Peak Day | September | SCE 1-in-2 | 4 | 0.95761 | 0.94252 | 0.95761 | 0.94252 | 0 | 75.3392
| Zone | South of Lugo | Monthly System Peak Day | September | SCE 1-in-2 | 5 | 0.86695 | 0.85519 | 0.86695 | 0.85519 | 0 | 74.4091
| Zone | South of Lugo | Monthly System Peak Day | September | SCE 1-in-2 | 6 | 0.81099 | 0.81369 | 0.81099 | 0.81369 | 0 | 73.5485
| Zone | South of Lugo | Monthly System Peak Day | September | SCE 1-in-2 | 7 | 0.8041 | 0.8413 | 0.8041 | 0.8413 | 0 | 73.7184
| Zone | South of Lugo | Monthly System Peak Day | September | SCE 1-in-2 | 8 | 0.78852 | 0.81417 | 0.78852 | 0.81417 | 0 | 73.6856
| Zone | South of Lugo | Monthly System Peak Day | September | SCE 1-in-2 | 9 | 0.70547 | 0.68698 | 0.70547 | 0.68698 | 0 | 75.3571
| Zone | South of Lugo | Monthly System Peak Day | September | SCE 1-in-2 | 10 | 0.73769 | 0.71289 | 0.73769 | 0.71289 | 0 | 79.9667
| Zone | South of Lugo | Monthly System Peak Day | September | SCE 1-in-2 | 11 | 0.88864 | 0.8692 | 0.88864 | 0.8692 | 0 | 85.4268
| Zone | South of Lugo | Monthly System Peak Day | September | SCE 1-in-2 | 12 | 1.1269 | 1.0996 | 1.1269 | 1.0996 | 0 | 90.005
| Zone | South of Lugo | Monthly System Peak Day | September | SCE 1-in-2 | 13 | 1.4722 | 1.4198 | 1.4722 | 1.4198 | 0 | 93.965
| Zone | South of Lugo | Monthly System Peak Day | September | SCE 1-in-2 | 14 | 1.868 | 1.7999 | 1.868 | 1.7999 | 0 | 96.5201
| Zone | South of Lugo | Monthly System Peak Day | September | SCE 1-in-2 | 15 | 2.2305 | 2.1533 | 2.2305 | 2.1533 | 0 | 97.6916
| Zone | South of Lugo | Monthly System Peak Day | September | SCE 1-in-2 | 16 | 2.5966 | 2.5201 | 2.5966 | 2.5201 | 0 | 97.4827
| Zone | South of Lugo | Monthly System Peak Day | September | SCE 1-in-2 | 17 | 2.8716 | 2.8054 | 1.7821 | 1.6797 | 0.014274 | 97.2653
| Zone | South of Lugo | Monthly System Peak Day | September | SCE 1-in-2 | 18 | 3.0892 | 3.0142 | 2.4368 | 2.3132 | 0.05689 | 96.6873
| Zone | South of Lugo | Monthly System Peak Day | September | SCE 1-in-2 | 19 | 3.1323 | 3.0406 | 2.7611 | 2.5423 | 0.031289 | 95.515
| Zone | South of Lugo | Monthly System Peak Day | September | SCE 1-in-2 | 20 | 2.9459 | 2.8693 | 2.6729 | 2.5031 | 0.016962 | 92.8358
| Zone | South of Lugo | Monthly System Peak Day | September | SCE 1-in-2 | 21 | 2.7656 | 2.7102 | 2.5479 | 2.3994 | 0.021976 | 89.1091
| Zone | South of Lugo | Monthly System Peak Day | September | SCE 1-in-2 | 22 | 2.5429 | 2.4972 | 2.9854 | 2.9847 | 0.029566 | 86.726
| Zone | South of Lugo | Monthly System Peak Day | September | SCE 1-in-2 | 23 | 2.2398 | 2.2083 | 2.4314 | 2.431 | 0.021095 | 84.5826
| Zone | South of Lugo | Monthly System Peak Day | September | SCE 1-in-2 | 24 | 1.8755 | 1.851 | 1.9952 | 1.9606 | 0.018719 | 82.3096
| Zone | South of Lugo | Typical Event Day | Typical Event | CAISO 1-in-10 | 1 | 1.5475 | 1.5174 | 1.5475 | 1.5174 | 0 | 79.1378
| Zone | South of Lugo | Typical Event Day | Typical Event | CAISO 1-in-10 | 2 | 1.2883 | 1.2676 | 1.2883 | 1.2676 | 0 | 77.9595
| Zone | South of Lugo | Typical Event Day | Typical Event | CAISO 1-in-10 | 3 | 1.1075 | 1.0891 | 1.1075 | 1.0891 | 0 | 76.8313
| Zone | South of Lugo | Typical Event Day | Typical Event | CAISO 1-in-10 | 4 | 0.99116 | 0.97607 | 0.99116 | 0.97607 | 0 | 76.3188
| Zone | South of Lugo | Typical Event Day | Typical Event | CAISO 1-in-10 | 5 | 0.90199 | 0.89023 | 0.90199 | 0.89023 | 0 | 75.5456
| Zone | South of Lugo | Typical Event Day | Typical Event | CAISO 1-in-10 | 6 | 0.85541 | 0.8581 | 0.85541 | 0.8581 | 0 | 75.1482
| Zone | South of Lugo | Typical Event Day | Typical Event | CAISO 1-in-10 | 7 | 0.83229 | 0.86948 | 0.83229 | 0.86948 | 0 | 74.8016
| Zone | South of Lugo | Typical Event Day | Typical Event | CAISO 1-in-10 | 8 | 0.8431 | 0.86875 | 0.8431 | 0.86875 | 0 | 75.5296
| Zone | South of Lugo | Typical Event Day | Typical Event | CAISO 1-in-10 | 9 | 0.81399 | 0.7955 | 0.81399 | 0.7955 | 0 | 78.5573
| Zone | South of Lugo | Typical Event Day | Typical Event | CAISO 1-in-10 | 10 | 0.80083 | 0.77603 | 0.80083 | 0.77603 | 0 | 83.2469
| Zone | South of Lugo | Typical Event Day | Typical Event | CAISO 1-in-10 | 11 | 0.92271 | 0.90327 | 0.92271 | 0.90327 | 0 | 88.1681
| Zone | South of Lugo | Typical Event Day | Typical Event | CAISO 1-in-10 | 12 | 1.192 | 1.1647 | 1.192 | 1.1647 | 0 | 92.2247
| Zone | South of Lugo | Typical Event Day | Typical Event | CAISO 1-in-10 | 13 | 1.5819 | 1.5295 | 1.5819 | 1.5295 | 0 | 95.0487
| Zone | South of Lugo | Typical Event Day | Typical Event | CAISO 1-in-10 | 14 | 2.0012 | 1.9331 | 2.0012 | 1.9331 | 0 | 97.3471
| Zone | South of Lugo | Typical Event Day | Typical Event | CAISO 1-in-10 | 15 | 2.3741 | 2.297 | 2.3741 | 2.297 | 0 | 98.6904
| Zone | South of Lugo | Typical Event Day | Typical Event | CAISO 1-in-10 | 16 | 2.7473 | 2.6707 | 2.7473 | 2.6707 | 0 | 98.991
| Zone | South of Lugo | Typical Event Day | Typical Event | CAISO 1-in-10 | 17 | 3.0226 | 2.9564 | 1.9037 | 1.8012 | 0.015361 | 98.8197
| Zone | South of Lugo | Typical Event Day | Typical Event | CAISO 1-in-10 | 18 | 3.237 | 3.162 | 2.5617 | 2.4381 | 0.053108 | 97.7619
| Zone | South of Lugo | Typical Event Day | Typical Event | CAISO 1-in-10 | 19 | 3.272 | 3.1803 | 2.8949 | 2.6762 | 0.030317 | 95.8574
| Zone | South of Lugo | Typical Event Day | Typical Event | CAISO 1-in-10 | 20 | 3.0587 | 2.982 | 2.786 | 2.6162 | 0.016967 | 92.8118
| Zone | South of Lugo | Typical Event Day | Typical Event | CAISO 1-in-10 | 21 | 2.8619 | 2.8065 | 2.6463 | 2.4978 | 0.022282 | 88.9733
| Zone | South of Lugo | Typical Event Day | Typical Event | CAISO 1-in-10 | 22 | 2.6331 | 2.5874 | 3.0758 | 3.075 | 0.029603 | 85.7978
| Zone | South of Lugo | Typical Event Day | Typical Event | CAISO 1-in-10 | 23 | 2.3224 | 2.2909 | 2.5039 | 2.5036 | 0.020561 | 83.6184
| Zone | South of Lugo | Typical Event Day | Typical Event | CAISO 1-in-10 | 24 | 1.9316 | 1.9072 | 2.0475 | 2.013 | 0.01839 | 81.7739
| Zone | South of Lugo | Typical Event Day | Typical Event | CAISO 1-in-2 | 1 | 1.3553 | 1.3251 | 1.3553 | 1.3251 | 0 | 75.466
| Zone | South of Lugo | Typical Event Day | Typical Event | CAISO 1-in-2 | 2 | 1.1307 | 1.11 | 1.1307 | 1.11 | 0 | 74.3068
| Zone | South of Lugo | Typical Event Day | Typical Event | CAISO 1-in-2 | 3 | 0.97789 | 0.95945 | 0.97789 | 0.95945 | 0 | 73.3979
| Zone | South of Lugo | Typical Event Day | Typical Event | CAISO 1-in-2 | 4 | 0.85964 | 0.84455 | 0.85964 | 0.84455 | 0 | 72.4478
| Zone | South of Lugo | Typical Event Day | Typical Event | CAISO 1-in-2 | 5 | 0.78329 | 0.77153 | 0.78329 | 0.77153 | 0 | 71.6662
| Zone | South of Lugo | Typical Event Day | Typical Event | CAISO 1-in-2 | 6 | 0.73865 | 0.74134 | 0.73865 | 0.74134 | 0 | 70.96
| Zone | South of Lugo | Typical Event Day | Typical Event | CAISO 1-in-2 | 7 | 0.72597 | 0.76317 | 0.72597 | 0.76317 | 0 | 70.6982
| Zone | South of Lugo | Typical Event Day | Typical Event | CAISO 1-in-2 | 8 | 0.7149 | 0.74055 | 0.7149 | 0.74055 | 0 | 70.982
| Zone | South of Lugo | Typical Event Day | Typical Event | CAISO 1-in-2 | 9 | 0.66401 | 0.64552 | 0.66401 | 0.64552 | 0 | 73.3812
| Zone | South of Lugo | Typical Event Day | Typical Event | CAISO 1-in-2 | 10 | 0.63014 | 0.60534 | 0.63014 | 0.60534 | 0 | 77.4986
| Zone | South of Lugo | Typical Event Day | Typical Event | CAISO 1-in-2 | 11 | 0.68032 | 0.66089 | 0.68032 | 0.66089 | 0 | 82.2168
| Zone | South of Lugo | Typical Event Day | Typical Event | CAISO 1-in-2 | 12 | 0.83749 | 0.81018 | 0.83749 | 0.81018 | 0 | 86.4164
| Zone | South of Lugo | Typical Event Day | Typical Event | CAISO 1-in-2 | 13 | 1.1098 | 1.0573 | 1.1098 | 1.0573 | 0 | 89.5415
| Zone | South of Lugo | Typical Event Day | Typical Event | CAISO 1-in-2 | 14 | 1.4326 | 1.3645 | 1.4326 | 1.3645 | 0 | 91.8274
| Zone | South of Lugo | Typical Event Day | Typical Event | CAISO 1-in-2 | 15 | 1.7471 | 1.6699 | 1.7471 | 1.6699 | 0 | 93.2709
| Zone | South of Lugo | Typical Event Day | Typical Event | CAISO 1-in-2 | 16 | 2.0857 | 2.0092 | 2.0857 | 2.0092 | 0 | 93.5055
| Zone | South of Lugo | Typical Event Day | Typical Event | CAISO 1-in-2 | 17 | 2.36 | 2.2937 | 1.3525 | 1.2501 | 0.013827 | 92.9333
| Zone | South of Lugo | Typical Event Day | Typical Event | CAISO 1-in-2 | 18 | 2.595 | 2.5199 | 2.0533 | 1.9297 | 0.084492 | 91.493
| Zone | South of Lugo | Typical Event Day | Typical Event | CAISO 1-in-2 | 19 | 2.6648 | 2.5731 | 2.3895 | 2.1708 | 0.054416 | 89.8856
| Zone | South of Lugo | Typical Event Day | Typical Event | CAISO 1-in-2 | 20 | 2.5155 | 2.4388 | 2.3214 | 2.1516 | 0.025888 | 87.5201
| Zone | South of Lugo | Typical Event Day | Typical Event | CAISO 1-in-2 | 21 | 2.3766 | 2.3212 | 2.2311 | 2.0825 | 0.035368 | 84.2519
| Zone | South of Lugo | Typical Event Day | Typical Event | CAISO 1-in-2 | 22 | 2.194 | 2.1483 | 2.6374 | 2.6367 | 0.040891 | 81.2606
| Zone | South of Lugo | Typical Event Day | Typical Event | CAISO 1-in-2 | 23 | 1.9458 | 1.9143 | 2.0795 | 2.0792 | 0.026191 | 79.0282
| Zone | South of Lugo | Typical Event Day | Typical Event | CAISO 1-in-2 | 24 | 1.6268 | 1.6023 | 1.7105 | 1.6759 | 0.022088 | 77.2692
| Zone | South of Lugo | Typical Event Day | Typical Event | SCE 1-in-10 | 1 | 1.5891 | 1.559 | 1.5891 | 1.559 | 0 | 79.9384
| Zone | South of Lugo | Typical Event Day | Typical Event | SCE 1-in-10 | 2 | 1.3036 | 1.2829 | 1.3036 | 1.2829 | 0 | 78.4659
| Zone | South of Lugo | Typical Event Day | Typical Event | SCE 1-in-10 | 3 | 1.1099 | 1.0914 | 1.1099 | 1.0914 | 0 | 77.0777
| Zone | South of Lugo | Typical Event Day | Typical Event | SCE 1-in-10 | 4 | 0.9913 | 0.97621 | 0.9913 | 0.97621 | 0 | 76.4332
| Zone | South of Lugo | Typical Event Day | Typical Event | SCE 1-in-10 | 5 | 0.89918 | 0.88741 | 0.89918 | 0.88741 | 0 | 75.5063
| Zone | South of Lugo | Typical Event Day | Typical Event | SCE 1-in-10 | 6 | 0.8526 | 0.8553 | 0.8526 | 0.8553 | 0 | 75.03
| Zone | South of Lugo | Typical Event Day | Typical Event | SCE 1-in-10 | 7 | 0.8288 | 0.866 | 0.8288 | 0.866 | 0 | 74.7187
| Zone | South of Lugo | Typical Event Day | Typical Event | SCE 1-in-10 | 8 | 0.84018 | 0.86583 | 0.84018 | 0.86583 | 0 | 75.6157
| Zone | South of Lugo | Typical Event Day | Typical Event | SCE 1-in-10 | 9 | 0.8282 | 0.80971 | 0.8282 | 0.80971 | 0 | 79.3668
| Zone | South of Lugo | Typical Event Day | Typical Event | SCE 1-in-10 | 10 | 0.85862 | 0.83381 | 0.85862 | 0.83381 | 0 | 84.8155
| Zone | South of Lugo | Typical Event Day | Typical Event | SCE 1-in-10 | 11 | 1.0151 | 0.99568 | 1.0151 | 0.99568 | 0 | 90.52
| Zone | South of Lugo | Typical Event Day | Typical Event | SCE 1-in-10 | 12 | 1.3206 | 1.2933 | 1.3206 | 1.2933 | 0 | 94.9184
| Zone | South of Lugo | Typical Event Day | Typical Event | SCE 1-in-10 | 13 | 1.7567 | 1.7042 | 1.7567 | 1.7042 | 0 | 97.7264
| Zone | South of Lugo | Typical Event Day | Typical Event | SCE 1-in-10 | 14 | 2.2175 | 2.1494 | 2.2175 | 2.1494 | 0 | 99.7767
| Zone | South of Lugo | Typical Event Day | Typical Event | SCE 1-in-10 | 15 | 2.6133 | 2.5361 | 2.6133 | 2.5361 | 0 | 101.4195
| Zone | South of Lugo | Typical Event Day | Typical Event | SCE 1-in-10 | 16 | 3.0022 | 2.9256 | 3.0022 | 2.9256 | 0 | 102.3809
| Zone | South of Lugo | Typical Event Day | Typical Event | SCE 1-in-10 | 17 | 3.2784 | 3.2121 | 2.0889 | 1.9865 | 0.019302 | 102.5399
| Zone | South of Lugo | Typical Event Day | Typical Event | SCE 1-in-10 | 18 | 3.4782 | 3.4031 | 2.7228 | 2.5992 | 0.049191 | 101.5178
| Zone | South of Lugo | Typical Event Day | Typical Event | SCE 1-in-10 | 19 | 3.504 | 3.4123 | 3.0653 | 2.8466 | 0.026657 | 99.4686
| Zone | South of Lugo | Typical Event Day | Typical Event | SCE 1-in-10 | 20 | 3.278 | 3.2013 | 2.9582 | 2.7884 | 0.019733 | 95.9849
| Zone | South of Lugo | Typical Event Day | Typical Event | SCE 1-in-10 | 21 | 3.067 | 3.0116 | 2.8013 | 2.6528 | 0.017145 | 92.3408
| Zone | South of Lugo | Typical Event Day | Typical Event | SCE 1-in-10 | 22 | 2.8091 | 2.7634 | 3.2512 | 3.2505 | 0.032951 | 88.92
| Zone | South of Lugo | Typical Event Day | Typical Event | SCE 1-in-10 | 23 | 2.4683 | 2.4368 | 2.674 | 2.6736 | 0.022845 | 85.9382
| Zone | South of Lugo | Typical Event Day | Typical Event | SCE 1-in-10 | 24 | 2.0521 | 2.0277 | 2.183 | 2.1485 | 0.020554 | 83.873
| Zone | South of Lugo | Typical Event Day | Typical Event | SCE 1-in-2 | 1 | 1.3178 | 1.2877 | 1.3178 | 1.2877 | 0 | 74.7577
| Zone | South of Lugo | Typical Event Day | Typical Event | SCE 1-in-2 | 2 | 1.0941 | 1.0735 | 1.0941 | 1.0735 | 0 | 73.5734
| Zone | South of Lugo | Typical Event Day | Typical Event | SCE 1-in-2 | 3 | 0.94801 | 0.92956 | 0.94801 | 0.92956 | 0 | 72.7138
| Zone | South of Lugo | Typical Event Day | Typical Event | SCE 1-in-2 | 4 | 0.84365 | 0.82856 | 0.84365 | 0.82856 | 0 | 72.0078
| Zone | South of Lugo | Typical Event Day | Typical Event | SCE 1-in-2 | 5 | 0.77208 | 0.76031 | 0.77208 | 0.76031 | 0 | 71.3099
| Zone | South of Lugo | Typical Event Day | Typical Event | SCE 1-in-2 | 6 | 0.72819 | 0.73088 | 0.72819 | 0.73088 | 0 | 70.5816
| Zone | South of Lugo | Typical Event Day | Typical Event | SCE 1-in-2 | 7 | 0.71504 | 0.75223 | 0.71504 | 0.75223 | 0 | 70.2868
| Zone | South of Lugo | Typical Event Day | Typical Event | SCE 1-in-2 | 8 | 0.70692 | 0.73257 | 0.70692 | 0.73257 | 0 | 70.7209
| Zone | South of Lugo | Typical Event Day | Typical Event | SCE 1-in-2 | 9 | 0.65862 | 0.64013 | 0.65862 | 0.64013 | 0 | 73.2183
| Zone | South of Lugo | Typical Event Day | Typical Event | SCE 1-in-2 | 10 | 0.63084 | 0.60603 | 0.63084 | 0.60603 | 0 | 77.6761
| Zone | South of Lugo | Typical Event Day | Typical Event | SCE 1-in-2 | 11 | 0.67512 | 0.65569 | 0.67512 | 0.65569 | 0 | 82.2327
| Zone | South of Lugo | Typical Event Day | Typical Event | SCE 1-in-2 | 12 | 0.8336 | 0.80629 | 0.8336 | 0.80629 | 0 | 86.2506
| Zone | South of Lugo | Typical Event Day | Typical Event | SCE 1-in-2 | 13 | 1.1058 | 1.0534 | 1.1058 | 1.0534 | 0 | 89.2168
| Zone | South of Lugo | Typical Event Day | Typical Event | SCE 1-in-2 | 14 | 1.4279 | 1.3598 | 1.4279 | 1.3598 | 0 | 91.3176
| Zone | South of Lugo | Typical Event Day | Typical Event | SCE 1-in-2 | 15 | 1.7385 | 1.6614 | 1.7385 | 1.6614 | 0 | 92.9692
| Zone | South of Lugo | Typical Event Day | Typical Event | SCE 1-in-2 | 16 | 2.0759 | 1.9993 | 2.0759 | 1.9993 | 0 | 93.3983
| Zone | South of Lugo | Typical Event Day | Typical Event | SCE 1-in-2 | 17 | 2.3504 | 2.2842 | 1.3311 | 1.2286 | 0.013637 | 93.5608
| Zone | South of Lugo | Typical Event Day | Typical Event | SCE 1-in-2 | 18 | 2.5798 | 2.5048 | 2.0138 | 1.8903 | 0.077544 | 92.6339
| Zone | South of Lugo | Typical Event Day | Typical Event | SCE 1-in-2 | 19 | 2.6544 | 2.5627 | 2.364 | 2.1453 | 0.050237 | 90.7733
| Zone | South of Lugo | Typical Event Day | Typical Event | SCE 1-in-2 | 20 | 2.5144 | 2.4377 | 2.3098 | 2.14 | 0.024062 | 88.2288
| Zone | South of Lugo | Typical Event Day | Typical Event | SCE 1-in-2 | 21 | 2.3739 | 2.3185 | 2.2237 | 2.0751 | 0.034396 | 84.5685
| Zone | South of Lugo | Typical Event Day | Typical Event | SCE 1-in-2 | 22 | 2.1877 | 2.142 | 2.631 | 2.6303 | 0.041028 | 81.2257
| Zone | South of Lugo | Typical Event Day | Typical Event | SCE 1-in-2 | 23 | 1.9403 | 1.9088 | 2.0739 | 2.0735 | 0.026221 | 79.0156
| Zone | South of Lugo | Typical Event Day | Typical Event | SCE 1-in-2 | 24 | 1.6225 | 1.5981 | 1.706 | 1.6714 | 0.022151 | 77.2357

## Helpers (hidden)
(Selections highlighted in green)
Portfolio Level | Reporting Level | Day Types | Segment |  |  | Weather Years | Forecast Years | Month | Category_list | Subcategory_list
| Average Customer | Average Weekday | All: All Customers | All | All Customers | CAISO 1-in-10 | 2021 | Typical Event | All | All Customers
| Aggregate | Monthly System Peak Day | LCA: Big Creek/Ventura | LCA | Big Creek/Ventura | CAISO 1-in-2 | 2022 | January | LCA
|  | Typical Event Day | LCA: LA Basin | LCA | LA Basin | SCE 1-in-10 | 2023 | February | Low Income
|  |  | LCA: Outside | LCA | Outside | SCE 1-in-2 | 2024 | March | NEM
|  |  | Low Income: CARE | Low Income | CARE |  | 2025 | April | Sublap
|  |  | Low Income: Non-CARE | Low Income | Non-CARE |  | 2026 | May | Tariff
|  |  | NEM: NEM Customer | NEM | NEM Customer |  | 2027 | June | Zone
|  |  | NEM: Non-NEM Customer | NEM | Non-NEM Customer |  | 2028 | July
|  |  | Sublap: SCEC | Sublap | SCEC |  | 2029 | August
|  |  | Sublap: SCEN | Sublap | SCEN |  | 2030 | September
|  |  | Sublap: SCEW | Sublap | SCEW |  | 2031 | October
|  |  | Sublap: SCHD | Sublap | SCHD |  |  | November
|  |  | Sublap: SCLD | Sublap | SCLD |  |  | December
|  |  | Sublap: SCNW | Sublap | SCNW
|  |  | Tariff: Dynamic | Tariff | Dynamic
|  |  | Tariff: Flat | Tariff | Flat
|  |  | Zone: Remainder of System | Zone | Remainder of System
|  |  | Zone: South Orange County | Zone | South Orange County
|  |  | Zone: South of Lugo | Zone | South of Lugo