## Confidentiality Declaration
Confidential Information is Redacted.

## Summary
Southern California Edison
2020 Ex Ante Load Impacts - RTP
| Table 1: Menu options |  | Table 2: Event day information |  | Hour Ending | Reference Load | Estimated Load w/ DR | Load Reduction | % Load Reduction | Avg Temp, site weighted | Uncertainty Adjusted Impact - Percentiles | [6 empty] | Std Err | T-statistic | Hidden Columns
| Program | RTP | On Peak Hours | 4pm-9pm |  | MW | MW | MW |  | F | 5th | 10th | 30th | 50th | 70th | 90th | 95th |  |  | CDH | Event HR | Variance
| Type of Result | Aggregate | # Enrolled | 74 | 1 | 27.8523 | 27.3698 | 0.48253 | 1.732% | 76.729 | -4.5372 | -3.4285 | -1.1178 | 0.48253 | 2.0829 | 4.3935 | 5.5022 | 3.0518 | 0.15812 | 1.729 | 0 | 1700.7415
| Category | All | Daily Max Temp | 91.872 | 2 | 26.9401 | 24.8504 | 2.0897 | 7.757% | 75.7112 | -2.9286 | -1.8202 | 0.48983 | 2.0897 | 3.6896 | 5.9996 | 7.108 | 3.0509 | 0.68495 | 0.71123 | 0 | 1699.7811
| Subcategory | All Customers | MW Impact On Peak | -0.016755 | 3 | 32.6843 | 29.3078 | 3.3765 | 10.33% | 75.0151 | -1.6416 | -0.53325 | 1.7767 | 3.3765 | 4.9764 | 7.2863 | 8.3947 | 3.0508 | 1.1068 | 0.015106 | 0 | 1699.6996
| Weather Data | SCE | % Impact On Peak | -0.09533% | 4 | 39.9513 | 34.5458 | 5.4055 | 13.53% | 74.1331 | 0.38765 | 1.496 | 3.8057 | 5.4055 | 7.0053 | 9.3151 | 10.4234 | 3.0506 | 1.7719 | 0 | 0 | 1699.486
| Weather Year | 1-in-2 | RTP Daytype | Hot Summer Weekday | 5 | 38.882 | 34.7197 | 4.1623 | 10.71% | 73.4784 | -0.85616 | 0.25229 | 2.5624 | 4.1623 | 5.7623 | 8.0724 | 9.1808 | 3.051 | 1.3642 | 0 | 0 | 1699.9258
| Day Type | Monthly System Peak Day |  |  | 6 | 39.4623 | 36.4666 | 2.9957 | 7.591% | 73.0231 | -2.024 | -0.91526 | 1.3954 | 2.9957 | 4.5961 | 6.9067 | 8.0154 | 3.0518 | 0.98164 | 0 | 0 | 1700.7456
| Month | 8 |  |  | 7 | 40.4484 | 36.8276 | 3.6208 | 8.952% | 72.4765 | -1.4029 | -0.29326 | 2.0192 | 3.6208 | 5.2225 | 7.535 | 8.6446 | 3.0542 | 1.1855 | 0 | 0 | 1703.4516
| Forecast Year | 2021 |  |  | 8 | 41.3126 | 38.1945 | 3.1181 | 7.548% | 72.4993 | -1.9032 | -0.7941 | 1.5173 | 3.1181 | 4.719 | 7.0304 | 8.1394 | 3.0527 | 1.0214 | 0 | 0 | 1701.8168
[5 empty] | 9 | 37.3743 | 35.5521 | 1.8222 | 4.875% | 74.4048 | -3.2001 | -2.0908 | 0.22101 | 1.8222 | 3.4233 | 5.7351 | 6.8444 | 3.0533 | 0.59679 | 0 | 0 | 1702.4429
[5 empty] | 10 | 36.7829 | 34.1648 | 2.6181 | 7.118% | 78.181 | -2.403 | -1.294 | 1.0173 | 2.6181 | 4.2189 | 6.5302 | 7.6392 | 3.0526 | 0.85766 | 3.181 | 0 | 1701.6648
[5 empty] | 11 | 35.5376 | 32.9416 | 2.5961 | 7.305% | 82.3488 | -2.4267 | -1.3173 | 0.99473 | 2.5961 | 4.1974 | 6.5095 | 7.6189 | 3.0537 | 0.85015 | 7.3488 | 0 | 1702.855
[5 empty] | 12 | 34.6953 | 32.1693 | 2.5259 | 7.28% | 85.8708 | -2.4991 | -1.3892 | 0.9239 | 2.5259 | 4.128 | 6.441 | 7.5509 | 3.055 | 0.82683 | 10.8708 | 0 | 1704.3211
[5 empty] | 13 | 29.2662 | 28.2502 | 1.016 | 3.472% | 88.3284 | -4.0105 | -2.9003 | -0.58648 | 1.016 | 2.6185 | 4.9323 | 6.0425 | 3.0559 | 0.33248 | 13.3284 | 0 | 1705.3474
[5 empty] | 14 | 27.0117 | 26.0105 | 1.0011 | 3.706% | 90.4758 | -4.0244 | -2.9144 | -0.60106 | 1.0011 | 2.6034 | 4.9167 | 6.0267 | 3.0553 | 0.32767 | 15.4758 | 0 | 1704.6991
[5 empty] | 15 | 24.0384 | 23.3899 | 0.64858 | 2.698% | 91.872 | -4.3774 | -3.2673 | -0.95378 | 0.64858 | 2.2509 | 4.5645 | 5.6746 | 3.0556 | 0.21226 | 16.872 | 0 | 1705.0264
[5 empty] | 16 | 20.556 | 19.0918 | 1.4642 | 7.123% | 91.7197 | -3.5601 | -2.4504 | -0.13759 | 1.4642 | 3.0661 | 5.3788 | 6.4886 | 3.0546 | 0.47936 | 16.7197 | 0 | 1703.8708
[5 empty] | 17 | 19.1066 | 19.8129 | -0.70631 | -3.697% | 91.0049 | -5.7186 | -4.6115 | -2.3043 | -0.70631 | 0.89167 | 3.1989 | 4.306 | 3.0473 | -0.23179 | 16.0049 | 1 | 1695.7239
[5 empty] | 18 | 17.2897 | 19.111 | -1.8214 | -10.53% | 89.5054 | -6.8418 | -5.7329 | -3.4219 | -1.8214 | -0.22077 | 2.0902 | 3.1991 | 3.0522 | -0.59673 | 14.5054 | 1 | 1701.2365
[5 empty] | 19 | 16.4066 | 16.1784 | 0.22817 | 1.391% | 88.0806 | -4.7646 | -3.6618 | -1.3636 | 0.22817 | 1.8199 | 4.1182 | 5.221 | 3.0354 | 0.075171 | 13.0806 | 1 | 1682.5528
[5 empty] | 20 | 16.6051 | 15.8797 | 0.72547 | 4.369% | 86.4 | -4.2546 | -3.1546 | -0.86223 | 0.72547 | 2.3132 | 4.6055 | 5.7055 | 3.0276 | 0.23961 | 11.4 | 1 | 1673.9624
[5 empty] | 21 | 18.4689 | 16.9787 | 1.4902 | 8.069% | 82.8954 | -3.6015 | -2.4769 | -0.13307 | 1.4902 | 3.1136 | 5.4574 | 6.582 | 3.0956 | 0.48141 | 7.8954 | 1 | 1749.9109
[5 empty] | 22 | 30.0219 | 28.1881 | 1.8338 | 6.108% | 79.7942 | -3.1982 | -2.0867 | 0.22956 | 1.8338 | 3.4381 | 5.7544 | 6.8658 | 3.0592 | 0.59944 | 4.7942 | 0 | 1709.0751
[5 empty] | 23 | 31.046 | 29.1911 | 1.8549 | 5.975% | 77.8258 | -3.1669 | -2.0578 | 0.25384 | 1.8549 | 3.4559 | 5.7675 | 6.8767 | 3.053 | 0.60755 | 2.8258 | 0 | 1702.1608
[5 empty] | 24 | 32.2449 | 30.8071 | 1.4377 | 4.459% | 76.3618 | -3.5829 | -2.474 | -0.16293 | 1.4377 | 3.0384 | 5.3495 | 6.4584 | 3.0524 | 0.47102 | 1.3618 | 0 | 1701.3979
[6 empty] | Refload | Obsload |  |  | Temp | 0.05 | 0.1 | 0.3 | 0.5 | 0.7 | 0.9 | 0.95 | SE |  | multiplier |  | 0.074
[5 empty] | Daily | Reference Load | Estimated Load w/ DR | Load Reduction | % Change | Avg Temp, site weighted | Uncertainty Adjusted Impact - Percentiles | [6 empty] | Std Err | T-statistic
[6 empty] | MWh | MWh | MWh Δ |  | F | 5th | 10th | 30th | 50th | 70th | 90th | 95th
[5 empty] | Overall | 713.9856 | 669.9994 | 43.9862 | 6.161% | 81.1723 | -23.8759 | -8.8871 | 22.3509 | 43.9862 | 65.6216 | 96.8595 | 111.8484 | 41.2573 | 1.0661
[5 empty] | Peak Hours | 87.8769 | 87.9607 | -0.083777 | -0.09533% | 87.5773 | -67.9163 | -52.934 | -21.7097 | -0.083777 | 21.5421 | 52.7665 | 67.7488 | 41.2393 | -0.0020315

## Event_Char (hidden)
Report | WeatherType | WeatherYear | ForecastYear | Month | Category | Segment | Daytype | RTPDaytype | Enrolled
| CAISO | 1-in-10 | 2021 | 1 | All | All Customers | Average Weekday | Low Cost Winter Weekday | 49
| CAISO | 1-in-10 | 2021 | 1 | All | All Customers | Monthly System Peak Day | Low Cost Winter Weekday | 49
| CAISO | 1-in-10 | 2021 | 1 | LCA | Big Creek/Ventura | Average Weekday | Low Cost Winter Weekday | 7
| CAISO | 1-in-10 | 2021 | 1 | LCA | Big Creek/Ventura | Monthly System Peak Day | Low Cost Winter Weekday | 7
| CAISO | 1-in-10 | 2021 | 1 | LCA | LA Basin | Average Weekday | Low Cost Winter Weekday | 40
| CAISO | 1-in-10 | 2021 | 1 | LCA | LA Basin | Monthly System Peak Day | Low Cost Winter Weekday | 40
| CAISO | 1-in-10 | 2021 | 1 | LCA | Outside LA Basin | Average Weekday | Low Cost Winter Weekday | 2
| CAISO | 1-in-10 | 2021 | 1 | LCA | Outside LA Basin | Monthly System Peak Day | Low Cost Winter Weekday | 2
| CAISO | 1-in-10 | 2021 | 1 | Zone | Remainder of System | Average Weekday | Low Cost Winter Weekday | 33
| CAISO | 1-in-10 | 2021 | 1 | Zone | Remainder of System | Monthly System Peak Day | Low Cost Winter Weekday | 33
| CAISO | 1-in-10 | 2021 | 1 | Zone | South Orange County | Average Weekday | Low Cost Winter Weekday | 3
| CAISO | 1-in-10 | 2021 | 1 | Zone | South Orange County | Monthly System Peak Day | Low Cost Winter Weekday | 3
| CAISO | 1-in-10 | 2021 | 1 | Zone | South of Lugo | Average Weekday | Low Cost Winter Weekday | 13
| CAISO | 1-in-10 | 2021 | 1 | Zone | South of Lugo | Monthly System Peak Day | Low Cost Winter Weekday | 13
| CAISO | 1-in-10 | 2021 | 2 | All | All Customers | Average Weekday | Low Cost Winter Weekday | 53
| CAISO | 1-in-10 | 2021 | 2 | All | All Customers | Monthly System Peak Day | Low Cost Winter Weekday | 53
| CAISO | 1-in-10 | 2021 | 2 | LCA | Big Creek/Ventura | Average Weekday | Low Cost Winter Weekday | 8
| CAISO | 1-in-10 | 2021 | 2 | LCA | Big Creek/Ventura | Monthly System Peak Day | Low Cost Winter Weekday | 8
| CAISO | 1-in-10 | 2021 | 2 | LCA | LA Basin | Average Weekday | Low Cost Winter Weekday | 43
| CAISO | 1-in-10 | 2021 | 2 | LCA | LA Basin | Monthly System Peak Day | Low Cost Winter Weekday | 43
| CAISO | 1-in-10 | 2021 | 2 | LCA | Outside LA Basin | Average Weekday | Low Cost Winter Weekday | 2
| CAISO | 1-in-10 | 2021 | 2 | LCA | Outside LA Basin | Monthly System Peak Day | Low Cost Winter Weekday | 2
| CAISO | 1-in-10 | 2021 | 2 | Zone | Remainder of System | Average Weekday | Low Cost Winter Weekday | 35
| CAISO | 1-in-10 | 2021 | 2 | Zone | Remainder of System | Monthly System Peak Day | Low Cost Winter Weekday | 35
| CAISO | 1-in-10 | 2021 | 2 | Zone | South Orange County | Average Weekday | Low Cost Winter Weekday | 3
| CAISO | 1-in-10 | 2021 | 2 | Zone | South Orange County | Monthly System Peak Day | Low Cost Winter Weekday | 3
| CAISO | 1-in-10 | 2021 | 2 | Zone | South of Lugo | Average Weekday | Low Cost Winter Weekday | 14
| CAISO | 1-in-10 | 2021 | 2 | Zone | South of Lugo | Monthly System Peak Day | Low Cost Winter Weekday | 14
| CAISO | 1-in-10 | 2021 | 3 | All | All Customers | Average Weekday | Low Cost Winter Weekday | 56
| CAISO | 1-in-10 | 2021 | 3 | All | All Customers | Monthly System Peak Day | High Cost Winter Weekday | 56
| CAISO | 1-in-10 | 2021 | 3 | LCA | Big Creek/Ventura | Average Weekday | Low Cost Winter Weekday | 8
| CAISO | 1-in-10 | 2021 | 3 | LCA | Big Creek/Ventura | Monthly System Peak Day | High Cost Winter Weekday | 8
| CAISO | 1-in-10 | 2021 | 3 | LCA | LA Basin | Average Weekday | Low Cost Winter Weekday | 46
| CAISO | 1-in-10 | 2021 | 3 | LCA | LA Basin | Monthly System Peak Day | High Cost Winter Weekday | 46
| CAISO | 1-in-10 | 2021 | 3 | LCA | Outside LA Basin | Average Weekday | Low Cost Winter Weekday | 2
| CAISO | 1-in-10 | 2021 | 3 | LCA | Outside LA Basin | Monthly System Peak Day | High Cost Winter Weekday | 2
| CAISO | 1-in-10 | 2021 | 3 | Zone | Remainder of System | Average Weekday | Low Cost Winter Weekday | 38
| CAISO | 1-in-10 | 2021 | 3 | Zone | Remainder of System | Monthly System Peak Day | High Cost Winter Weekday | 38
| CAISO | 1-in-10 | 2021 | 3 | Zone | South Orange County | Average Weekday | Low Cost Winter Weekday | 3
| CAISO | 1-in-10 | 2021 | 3 | Zone | South Orange County | Monthly System Peak Day | High Cost Winter Weekday | 3
| CAISO | 1-in-10 | 2021 | 3 | Zone | South of Lugo | Average Weekday | Low Cost Winter Weekday | 15
| CAISO | 1-in-10 | 2021 | 3 | Zone | South of Lugo | Monthly System Peak Day | High Cost Winter Weekday | 15
| CAISO | 1-in-10 | 2021 | 4 | All | All Customers | Average Weekday | Low Cost Winter Weekday | 60
| CAISO | 1-in-10 | 2021 | 4 | All | All Customers | Monthly System Peak Day | High Cost Winter Weekday | 60
| CAISO | 1-in-10 | 2021 | 4 | LCA | Big Creek/Ventura | Average Weekday | Low Cost Winter Weekday | 9
| CAISO | 1-in-10 | 2021 | 4 | LCA | Big Creek/Ventura | Monthly System Peak Day | High Cost Winter Weekday | 9
| CAISO | 1-in-10 | 2021 | 4 | LCA | LA Basin | Average Weekday | Low Cost Winter Weekday | 49
| CAISO | 1-in-10 | 2021 | 4 | LCA | LA Basin | Monthly System Peak Day | High Cost Winter Weekday | 49
| CAISO | 1-in-10 | 2021 | 4 | LCA | Outside LA Basin | Average Weekday | Low Cost Winter Weekday | 2
| CAISO | 1-in-10 | 2021 | 4 | LCA | Outside LA Basin | Monthly System Peak Day | High Cost Winter Weekday | 2
| CAISO | 1-in-10 | 2021 | 4 | Zone | Remainder of System | Average Weekday | Low Cost Winter Weekday | 40
| CAISO | 1-in-10 | 2021 | 4 | Zone | Remainder of System | Monthly System Peak Day | High Cost Winter Weekday | 40
| CAISO | 1-in-10 | 2021 | 4 | Zone | South Orange County | Average Weekday | Low Cost Winter Weekday | 4
| CAISO | 1-in-10 | 2021 | 4 | Zone | South Orange County | Monthly System Peak Day | High Cost Winter Weekday | 4
| CAISO | 1-in-10 | 2021 | 4 | Zone | South of Lugo | Average Weekday | Low Cost Winter Weekday | 16
| CAISO | 1-in-10 | 2021 | 4 | Zone | South of Lugo | Monthly System Peak Day | High Cost Winter Weekday | 16
| CAISO | 1-in-10 | 2021 | 5 | All | All Customers | Average Weekday | Low Cost Winter Weekday | 63
| CAISO | 1-in-10 | 2021 | 5 | All | All Customers | Monthly System Peak Day | High Cost Winter Weekday | 63
| CAISO | 1-in-10 | 2021 | 5 | LCA | Big Creek/Ventura | Average Weekday | Low Cost Winter Weekday | 9
| CAISO | 1-in-10 | 2021 | 5 | LCA | Big Creek/Ventura | Monthly System Peak Day | High Cost Winter Weekday | 9
| CAISO | 1-in-10 | 2021 | 5 | LCA | LA Basin | Average Weekday | Low Cost Winter Weekday | 51
| CAISO | 1-in-10 | 2021 | 5 | LCA | LA Basin | Monthly System Peak Day | High Cost Winter Weekday | 51
| CAISO | 1-in-10 | 2021 | 5 | LCA | Outside LA Basin | Average Weekday | Low Cost Winter Weekday | 3
| CAISO | 1-in-10 | 2021 | 5 | LCA | Outside LA Basin | Monthly System Peak Day | High Cost Winter Weekday | 3
| CAISO | 1-in-10 | 2021 | 5 | Zone | Remainder of System | Average Weekday | Low Cost Winter Weekday | 42
| CAISO | 1-in-10 | 2021 | 5 | Zone | Remainder of System | Monthly System Peak Day | High Cost Winter Weekday | 42
| CAISO | 1-in-10 | 2021 | 5 | Zone | South Orange County | Average Weekday | Low Cost Winter Weekday | 4
| CAISO | 1-in-10 | 2021 | 5 | Zone | South Orange County | Monthly System Peak Day | High Cost Winter Weekday | 4
| CAISO | 1-in-10 | 2021 | 5 | Zone | South of Lugo | Average Weekday | Low Cost Winter Weekday | 17
| CAISO | 1-in-10 | 2021 | 5 | Zone | South of Lugo | Monthly System Peak Day | High Cost Winter Weekday | 17
| CAISO | 1-in-10 | 2021 | 6 | All | All Customers | Average Weekday | Moderate Summer Weekday | 67
| CAISO | 1-in-10 | 2021 | 6 | All | All Customers | Monthly System Peak Day | Hot Summer Weekday | 67
| CAISO | 1-in-10 | 2021 | 6 | LCA | Big Creek/Ventura | Average Weekday | Moderate Summer Weekday | 10
| CAISO | 1-in-10 | 2021 | 6 | LCA | Big Creek/Ventura | Monthly System Peak Day | Hot Summer Weekday | 10
| CAISO | 1-in-10 | 2021 | 6 | LCA | LA Basin | Average Weekday | Moderate Summer Weekday | 54
| CAISO | 1-in-10 | 2021 | 6 | LCA | LA Basin | Monthly System Peak Day | Hot Summer Weekday | 54
| CAISO | 1-in-10 | 2021 | 6 | LCA | Outside LA Basin | Average Weekday | Moderate Summer Weekday | 3
| CAISO | 1-in-10 | 2021 | 6 | LCA | Outside LA Basin | Monthly System Peak Day | Hot Summer Weekday | 3
| CAISO | 1-in-10 | 2021 | 6 | Zone | Remainder of System | Average Weekday | Moderate Summer Weekday | 45
| CAISO | 1-in-10 | 2021 | 6 | Zone | Remainder of System | Monthly System Peak Day | Hot Summer Weekday | 45
| CAISO | 1-in-10 | 2021 | 6 | Zone | South Orange County | Average Weekday | Moderate Summer Weekday | 4
| CAISO | 1-in-10 | 2021 | 6 | Zone | South Orange County | Monthly System Peak Day | Hot Summer Weekday | 4
| CAISO | 1-in-10 | 2021 | 6 | Zone | South of Lugo | Average Weekday | Moderate Summer Weekday | 18
| CAISO | 1-in-10 | 2021 | 6 | Zone | South of Lugo | Monthly System Peak Day | Hot Summer Weekday | 18
| CAISO | 1-in-10 | 2021 | 7 | All | All Customers | Average Weekday | Moderate Summer Weekday | 70
| CAISO | 1-in-10 | 2021 | 7 | All | All Customers | Monthly System Peak Day | Hot Summer Weekday | 70
| CAISO | 1-in-10 | 2021 | 7 | LCA | Big Creek/Ventura | Average Weekday | Moderate Summer Weekday | 10
| CAISO | 1-in-10 | 2021 | 7 | LCA | Big Creek/Ventura | Monthly System Peak Day | Hot Summer Weekday | 10
| CAISO | 1-in-10 | 2021 | 7 | LCA | LA Basin | Average Weekday | Moderate Summer Weekday | 57
| CAISO | 1-in-10 | 2021 | 7 | LCA | LA Basin | Monthly System Peak Day | Hot Summer Weekday | 57
| CAISO | 1-in-10 | 2021 | 7 | LCA | Outside LA Basin | Average Weekday | Moderate Summer Weekday | 3
| CAISO | 1-in-10 | 2021 | 7 | LCA | Outside LA Basin | Monthly System Peak Day | Hot Summer Weekday | 3
| CAISO | 1-in-10 | 2021 | 7 | Zone | Remainder of System | Average Weekday | Moderate Summer Weekday | 47
| CAISO | 1-in-10 | 2021 | 7 | Zone | Remainder of System | Monthly System Peak Day | Hot Summer Weekday | 47
| CAISO | 1-in-10 | 2021 | 7 | Zone | South Orange County | Average Weekday | Moderate Summer Weekday | 4
| CAISO | 1-in-10 | 2021 | 7 | Zone | South Orange County | Monthly System Peak Day | Hot Summer Weekday | 4
| CAISO | 1-in-10 | 2021 | 7 | Zone | South of Lugo | Average Weekday | Moderate Summer Weekday | 19
| CAISO | 1-in-10 | 2021 | 7 | Zone | South of Lugo | Monthly System Peak Day | Hot Summer Weekday | 19
| CAISO | 1-in-10 | 2021 | 8 | All | All Customers | Average Weekday | Moderate Summer Weekday | 74
| CAISO | 1-in-10 | 2021 | 8 | All | All Customers | Monthly System Peak Day | Hot Summer Weekday | 74
| CAISO | 1-in-10 | 2021 | 8 | All | All Customers | Typical Event Day | Hot Summer Weekday | 74
| CAISO | 1-in-10 | 2021 | 8 | LCA | Big Creek/Ventura | Average Weekday | Moderate Summer Weekday | 11
| CAISO | 1-in-10 | 2021 | 8 | LCA | Big Creek/Ventura | Monthly System Peak Day | Hot Summer Weekday | 11
| CAISO | 1-in-10 | 2021 | 8 | LCA | Big Creek/Ventura | Typical Event Day | Hot Summer Weekday | 11
| CAISO | 1-in-10 | 2021 | 8 | LCA | LA Basin | Average Weekday | Moderate Summer Weekday | 60
| CAISO | 1-in-10 | 2021 | 8 | LCA | LA Basin | Monthly System Peak Day | Hot Summer Weekday | 60
| CAISO | 1-in-10 | 2021 | 8 | LCA | LA Basin | Typical Event Day | Hot Summer Weekday | 60
| CAISO | 1-in-10 | 2021 | 8 | LCA | Outside LA Basin | Average Weekday | Moderate Summer Weekday | 3
| CAISO | 1-in-10 | 2021 | 8 | LCA | Outside LA Basin | Monthly System Peak Day | Hot Summer Weekday | 3
| CAISO | 1-in-10 | 2021 | 8 | LCA | Outside LA Basin | Typical Event Day | Hot Summer Weekday | 3
| CAISO | 1-in-10 | 2021 | 8 | Zone | Remainder of System | Average Weekday | Moderate Summer Weekday | 49
| CAISO | 1-in-10 | 2021 | 8 | Zone | Remainder of System | Monthly System Peak Day | Hot Summer Weekday | 49
| CAISO | 1-in-10 | 2021 | 8 | Zone | Remainder of System | Typical Event Day | Hot Summer Weekday | 49
| CAISO | 1-in-10 | 2021 | 8 | Zone | South Orange County | Average Weekday | Moderate Summer Weekday | 5
| CAISO | 1-in-10 | 2021 | 8 | Zone | South Orange County | Monthly System Peak Day | Hot Summer Weekday | 5
| CAISO | 1-in-10 | 2021 | 8 | Zone | South Orange County | Typical Event Day | Hot Summer Weekday | 5
| CAISO | 1-in-10 | 2021 | 8 | Zone | South of Lugo | Average Weekday | Moderate Summer Weekday | 19
| CAISO | 1-in-10 | 2021 | 8 | Zone | South of Lugo | Monthly System Peak Day | Hot Summer Weekday | 19
| CAISO | 1-in-10 | 2021 | 8 | Zone | South of Lugo | Typical Event Day | Hot Summer Weekday | 19
| CAISO | 1-in-10 | 2021 | 9 | All | All Customers | Average Weekday | Moderate Summer Weekday | 73
| CAISO | 1-in-10 | 2021 | 9 | All | All Customers | Monthly System Peak Day | Hot Summer Weekday | 73
| CAISO | 1-in-10 | 2021 | 9 | LCA | Big Creek/Ventura | Average Weekday | Moderate Summer Weekday | 10
| CAISO | 1-in-10 | 2021 | 9 | LCA | Big Creek/Ventura | Monthly System Peak Day | Hot Summer Weekday | 10
| CAISO | 1-in-10 | 2021 | 9 | LCA | LA Basin | Average Weekday | Moderate Summer Weekday | 60
| CAISO | 1-in-10 | 2021 | 9 | LCA | LA Basin | Monthly System Peak Day | Hot Summer Weekday | 60
| CAISO | 1-in-10 | 2021 | 9 | LCA | Outside LA Basin | Average Weekday | Moderate Summer Weekday | 3
| CAISO | 1-in-10 | 2021 | 9 | LCA | Outside LA Basin | Monthly System Peak Day | Hot Summer Weekday | 3
| CAISO | 1-in-10 | 2021 | 9 | Zone | Remainder of System | Average Weekday | Moderate Summer Weekday | 49
| CAISO | 1-in-10 | 2021 | 9 | Zone | Remainder of System | Monthly System Peak Day | Hot Summer Weekday | 49
| CAISO | 1-in-10 | 2021 | 9 | Zone | South Orange County | Average Weekday | Moderate Summer Weekday | 4
| CAISO | 1-in-10 | 2021 | 9 | Zone | South Orange County | Monthly System Peak Day | Hot Summer Weekday | 4
| CAISO | 1-in-10 | 2021 | 9 | Zone | South of Lugo | Average Weekday | Moderate Summer Weekday | 19
| CAISO | 1-in-10 | 2021 | 9 | Zone | South of Lugo | Monthly System Peak Day | Hot Summer Weekday | 19
| CAISO | 1-in-10 | 2021 | 10 | All | All Customers | Average Weekday | Low Cost Winter Weekday | 73
| CAISO | 1-in-10 | 2021 | 10 | All | All Customers | Monthly System Peak Day | High Cost Winter Weekday | 73
| CAISO | 1-in-10 | 2021 | 10 | LCA | Big Creek/Ventura | Average Weekday | Low Cost Winter Weekday | 10
| CAISO | 1-in-10 | 2021 | 10 | LCA | Big Creek/Ventura | Monthly System Peak Day | High Cost Winter Weekday | 10
| CAISO | 1-in-10 | 2021 | 10 | LCA | LA Basin | Average Weekday | Low Cost Winter Weekday | 60
| CAISO | 1-in-10 | 2021 | 10 | LCA | LA Basin | Monthly System Peak Day | High Cost Winter Weekday | 60
| CAISO | 1-in-10 | 2021 | 10 | LCA | Outside LA Basin | Average Weekday | Low Cost Winter Weekday | 3
| CAISO | 1-in-10 | 2021 | 10 | LCA | Outside LA Basin | Monthly System Peak Day | High Cost Winter Weekday | 3
| CAISO | 1-in-10 | 2021 | 10 | Zone | Remainder of System | Average Weekday | Low Cost Winter Weekday | 49
| CAISO | 1-in-10 | 2021 | 10 | Zone | Remainder of System | Monthly System Peak Day | High Cost Winter Weekday | 49
| CAISO | 1-in-10 | 2021 | 10 | Zone | South Orange County | Average Weekday | Low Cost Winter Weekday | 4
| CAISO | 1-in-10 | 2021 | 10 | Zone | South Orange County | Monthly System Peak Day | High Cost Winter Weekday | 4
| CAISO | 1-in-10 | 2021 | 10 | Zone | South of Lugo | Average Weekday | Low Cost Winter Weekday | 19
| CAISO | 1-in-10 | 2021 | 10 | Zone | South of Lugo | Monthly System Peak Day | High Cost Winter Weekday | 19
| CAISO | 1-in-10 | 2021 | 11 | All | All Customers | Average Weekday | Low Cost Winter Weekday | 73
| CAISO | 1-in-10 | 2021 | 11 | All | All Customers | Monthly System Peak Day | High Cost Winter Weekday | 73
| CAISO | 1-in-10 | 2021 | 11 | LCA | Big Creek/Ventura | Average Weekday | Low Cost Winter Weekday | 10
| CAISO | 1-in-10 | 2021 | 11 | LCA | Big Creek/Ventura | Monthly System Peak Day | High Cost Winter Weekday | 10
| CAISO | 1-in-10 | 2021 | 11 | LCA | LA Basin | Average Weekday | Low Cost Winter Weekday | 59
| CAISO | 1-in-10 | 2021 | 11 | LCA | LA Basin | Monthly System Peak Day | High Cost Winter Weekday | 59
| CAISO | 1-in-10 | 2021 | 11 | LCA | Outside LA Basin | Average Weekday | Low Cost Winter Weekday | 3
| CAISO | 1-in-10 | 2021 | 11 | LCA | Outside LA Basin | Monthly System Peak Day | High Cost Winter Weekday | 3
| CAISO | 1-in-10 | 2021 | 11 | Zone | Remainder of System | Average Weekday | Low Cost Winter Weekday | 49
| CAISO | 1-in-10 | 2021 | 11 | Zone | Remainder of System | Monthly System Peak Day | High Cost Winter Weekday | 49
| CAISO | 1-in-10 | 2021 | 11 | Zone | South Orange County | Average Weekday | Low Cost Winter Weekday | 4
| CAISO | 1-in-10 | 2021 | 11 | Zone | South Orange County | Monthly System Peak Day | High Cost Winter Weekday | 4
| CAISO | 1-in-10 | 2021 | 11 | Zone | South of Lugo | Average Weekday | Low Cost Winter Weekday | 19
| CAISO | 1-in-10 | 2021 | 11 | Zone | South of Lugo | Monthly System Peak Day | High Cost Winter Weekday | 19
| CAISO | 1-in-10 | 2021 | 12 | All | All Customers | Average Weekday | Low Cost Winter Weekday | 73
| CAISO | 1-in-10 | 2021 | 12 | All | All Customers | Monthly System Peak Day | Low Cost Winter Weekday | 73
| CAISO | 1-in-10 | 2021 | 12 | LCA | Big Creek/Ventura | Average Weekday | Low Cost Winter Weekday | 10
| CAISO | 1-in-10 | 2021 | 12 | LCA | Big Creek/Ventura | Monthly System Peak Day | Low Cost Winter Weekday | 10
| CAISO | 1-in-10 | 2021 | 12 | LCA | LA Basin | Average Weekday | Low Cost Winter Weekday | 59
| CAISO | 1-in-10 | 2021 | 12 | LCA | LA Basin | Monthly System Peak Day | Low Cost Winter Weekday | 59
| CAISO | 1-in-10 | 2021 | 12 | LCA | Outside LA Basin | Average Weekday | Low Cost Winter Weekday | 3
| CAISO | 1-in-10 | 2021 | 12 | LCA | Outside LA Basin | Monthly System Peak Day | Low Cost Winter Weekday | 3
| CAISO | 1-in-10 | 2021 | 12 | Zone | Remainder of System | Average Weekday | Low Cost Winter Weekday | 49
| CAISO | 1-in-10 | 2021 | 12 | Zone | Remainder of System | Monthly System Peak Day | Low Cost Winter Weekday | 49
| CAISO | 1-in-10 | 2021 | 12 | Zone | South Orange County | Average Weekday | Low Cost Winter Weekday | 4
| CAISO | 1-in-10 | 2021 | 12 | Zone | South Orange County | Monthly System Peak Day | Low Cost Winter Weekday | 4
| CAISO | 1-in-10 | 2021 | 12 | Zone | South of Lugo | Average Weekday | Low Cost Winter Weekday | 19
| CAISO | 1-in-10 | 2021 | 12 | Zone | South of Lugo | Monthly System Peak Day | Low Cost Winter Weekday | 19
| CAISO | 1-in-10 | 2022 | 1 | All | All Customers | Average Weekday | Low Cost Winter Weekday | 72
| CAISO | 1-in-10 | 2022 | 1 | All | All Customers | Monthly System Peak Day | Low Cost Winter Weekday | 72
| CAISO | 1-in-10 | 2022 | 1 | LCA | Big Creek/Ventura | Average Weekday | Low Cost Winter Weekday | 10
| CAISO | 1-in-10 | 2022 | 1 | LCA | Big Creek/Ventura | Monthly System Peak Day | Low Cost Winter Weekday | 10
| CAISO | 1-in-10 | 2022 | 1 | LCA | LA Basin | Average Weekday | Low Cost Winter Weekday | 59
| CAISO | 1-in-10 | 2022 | 1 | LCA | LA Basin | Monthly System Peak Day | Low Cost Winter Weekday | 59
| CAISO | 1-in-10 | 2022 | 1 | LCA | Outside LA Basin | Average Weekday | Low Cost Winter Weekday | 3
| CAISO | 1-in-10 | 2022 | 1 | LCA | Outside LA Basin | Monthly System Peak Day | Low Cost Winter Weekday | 3
| CAISO | 1-in-10 | 2022 | 1 | Zone | Remainder of System | Average Weekday | Low Cost Winter Weekday | 49
| CAISO | 1-in-10 | 2022 | 1 | Zone | Remainder of System | Monthly System Peak Day | Low Cost Winter Weekday | 49
| CAISO | 1-in-10 | 2022 | 1 | Zone | South Orange County | Average Weekday | Low Cost Winter Weekday | 4
| CAISO | 1-in-10 | 2022 | 1 | Zone | South Orange County | Monthly System Peak Day | Low Cost Winter Weekday | 4
| CAISO | 1-in-10 | 2022 | 1 | Zone | South of Lugo | Average Weekday | Low Cost Winter Weekday | 19
| CAISO | 1-in-10 | 2022 | 1 | Zone | South of Lugo | Monthly System Peak Day | Low Cost Winter Weekday | 19
| CAISO | 1-in-10 | 2022 | 2 | All | All Customers | Average Weekday | Low Cost Winter Weekday | 72
| CAISO | 1-in-10 | 2022 | 2 | All | All Customers | Monthly System Peak Day | Low Cost Winter Weekday | 72
| CAISO | 1-in-10 | 2022 | 2 | LCA | Big Creek/Ventura | Average Weekday | Low Cost Winter Weekday | 10
| CAISO | 1-in-10 | 2022 | 2 | LCA | Big Creek/Ventura | Monthly System Peak Day | Low Cost Winter Weekday | 10
| CAISO | 1-in-10 | 2022 | 2 | LCA | LA Basin | Average Weekday | Low Cost Winter Weekday | 59
| CAISO | 1-in-10 | 2022 | 2 | LCA | LA Basin | Monthly System Peak Day | Low Cost Winter Weekday | 59
| CAISO | 1-in-10 | 2022 | 2 | LCA | Outside LA Basin | Average Weekday | Low Cost Winter Weekday | 3
| CAISO | 1-in-10 | 2022 | 2 | LCA | Outside LA Basin | Monthly System Peak Day | Low Cost Winter Weekday | 3
| CAISO | 1-in-10 | 2022 | 2 | Zone | Remainder of System | Average Weekday | Low Cost Winter Weekday | 49
| CAISO | 1-in-10 | 2022 | 2 | Zone | Remainder of System | Monthly System Peak Day | Low Cost Winter Weekday | 49
| CAISO | 1-in-10 | 2022 | 2 | Zone | South Orange County | Average Weekday | Low Cost Winter Weekday | 4
| CAISO | 1-in-10 | 2022 | 2 | Zone | South Orange County | Monthly System Peak Day | Low Cost Winter Weekday | 4
| CAISO | 1-in-10 | 2022 | 2 | Zone | South of Lugo | Average Weekday | Low Cost Winter Weekday | 19
| CAISO | 1-in-10 | 2022 | 2 | Zone | South of Lugo | Monthly System Peak Day | Low Cost Winter Weekday | 19
| CAISO | 1-in-10 | 2022 | 3 | All | All Customers | Average Weekday | Low Cost Winter Weekday | 72
| CAISO | 1-in-10 | 2022 | 3 | All | All Customers | Monthly System Peak Day | High Cost Winter Weekday | 72
| CAISO | 1-in-10 | 2022 | 3 | LCA | Big Creek/Ventura | Average Weekday | Low Cost Winter Weekday | 10
| CAISO | 1-in-10 | 2022 | 3 | LCA | Big Creek/Ventura | Monthly System Peak Day | High Cost Winter Weekday | 10
| CAISO | 1-in-10 | 2022 | 3 | LCA | LA Basin | Average Weekday | Low Cost Winter Weekday | 59
| CAISO | 1-in-10 | 2022 | 3 | LCA | LA Basin | Monthly System Peak Day | High Cost Winter Weekday | 59
| CAISO | 1-in-10 | 2022 | 3 | LCA | Outside LA Basin | Average Weekday | Low Cost Winter Weekday | 3
| CAISO | 1-in-10 | 2022 | 3 | LCA | Outside LA Basin | Monthly System Peak Day | High Cost Winter Weekday | 3
| CAISO | 1-in-10 | 2022 | 3 | Zone | Remainder of System | Average Weekday | Low Cost Winter Weekday | 48
| CAISO | 1-in-10 | 2022 | 3 | Zone | Remainder of System | Monthly System Peak Day | High Cost Winter Weekday | 48
| CAISO | 1-in-10 | 2022 | 3 | Zone | South Orange County | Average Weekday | Low Cost Winter Weekday | 4
| CAISO | 1-in-10 | 2022 | 3 | Zone | South Orange County | Monthly System Peak Day | High Cost Winter Weekday | 4
| CAISO | 1-in-10 | 2022 | 3 | Zone | South of Lugo | Average Weekday | Low Cost Winter Weekday | 19
| CAISO | 1-in-10 | 2022 | 3 | Zone | South of Lugo | Monthly System Peak Day | High Cost Winter Weekday | 19
| CAISO | 1-in-10 | 2022 | 4 | All | All Customers | Average Weekday | Low Cost Winter Weekday | 72
| CAISO | 1-in-10 | 2022 | 4 | All | All Customers | Monthly System Peak Day | High Cost Winter Weekday | 72
| CAISO | 1-in-10 | 2022 | 4 | LCA | Big Creek/Ventura | Average Weekday | Low Cost Winter Weekday | 10
| CAISO | 1-in-10 | 2022 | 4 | LCA | Big Creek/Ventura | Monthly System Peak Day | High Cost Winter Weekday | 10
| CAISO | 1-in-10 | 2022 | 4 | LCA | LA Basin | Average Weekday | Low Cost Winter Weekday | 58
| CAISO | 1-in-10 | 2022 | 4 | LCA | LA Basin | Monthly System Peak Day | High Cost Winter Weekday | 58
| CAISO | 1-in-10 | 2022 | 4 | LCA | Outside LA Basin | Average Weekday | Low Cost Winter Weekday | 3
| CAISO | 1-in-10 | 2022 | 4 | LCA | Outside LA Basin | Monthly System Peak Day | High Cost Winter Weekday | 3
| CAISO | 1-in-10 | 2022 | 4 | Zone | Remainder of System | Average Weekday | Low Cost Winter Weekday | 48
| CAISO | 1-in-10 | 2022 | 4 | Zone | Remainder of System | Monthly System Peak Day | High Cost Winter Weekday | 48
| CAISO | 1-in-10 | 2022 | 4 | Zone | South Orange County | Average Weekday | Low Cost Winter Weekday | 4
| CAISO | 1-in-10 | 2022 | 4 | Zone | South Orange County | Monthly System Peak Day | High Cost Winter Weekday | 4
| CAISO | 1-in-10 | 2022 | 4 | Zone | South of Lugo | Average Weekday | Low Cost Winter Weekday | 19
| CAISO | 1-in-10 | 2022 | 4 | Zone | South of Lugo | Monthly System Peak Day | High Cost Winter Weekday | 19
| CAISO | 1-in-10 | 2022 | 5 | All | All Customers | Average Weekday | Low Cost Winter Weekday | 71
| CAISO | 1-in-10 | 2022 | 5 | All | All Customers | Monthly System Peak Day | High Cost Winter Weekday | 71
| CAISO | 1-in-10 | 2022 | 5 | LCA | Big Creek/Ventura | Average Weekday | Low Cost Winter Weekday | 10
| CAISO | 1-in-10 | 2022 | 5 | LCA | Big Creek/Ventura | Monthly System Peak Day | High Cost Winter Weekday | 10
| CAISO | 1-in-10 | 2022 | 5 | LCA | LA Basin | Average Weekday | Low Cost Winter Weekday | 58
| CAISO | 1-in-10 | 2022 | 5 | LCA | LA Basin | Monthly System Peak Day | High Cost Winter Weekday | 58
| CAISO | 1-in-10 | 2022 | 5 | LCA | Outside LA Basin | Average Weekday | Low Cost Winter Weekday | 3
| CAISO | 1-in-10 | 2022 | 5 | LCA | Outside LA Basin | Monthly System Peak Day | High Cost Winter Weekday | 3
| CAISO | 1-in-10 | 2022 | 5 | Zone | Remainder of System | Average Weekday | Low Cost Winter Weekday | 48
| CAISO | 1-in-10 | 2022 | 5 | Zone | Remainder of System | Monthly System Peak Day | High Cost Winter Weekday | 48
| CAISO | 1-in-10 | 2022 | 5 | Zone | South Orange County | Average Weekday | Low Cost Winter Weekday | 4
| CAISO | 1-in-10 | 2022 | 5 | Zone | South Orange County | Monthly System Peak Day | High Cost Winter Weekday | 4
| CAISO | 1-in-10 | 2022 | 5 | Zone | South of Lugo | Average Weekday | Low Cost Winter Weekday | 19
| CAISO | 1-in-10 | 2022 | 5 | Zone | South of Lugo | Monthly System Peak Day | High Cost Winter Weekday | 19
| CAISO | 1-in-10 | 2022 | 6 | All | All Customers | Average Weekday | Moderate Summer Weekday | 71
| CAISO | 1-in-10 | 2022 | 6 | All | All Customers | Monthly System Peak Day | Hot Summer Weekday | 71
| CAISO | 1-in-10 | 2022 | 6 | LCA | Big Creek/Ventura | Average Weekday | Moderate Summer Weekday | 10
| CAISO | 1-in-10 | 2022 | 6 | LCA | Big Creek/Ventura | Monthly System Peak Day | Hot Summer Weekday | 10
| CAISO | 1-in-10 | 2022 | 6 | LCA | LA Basin | Average Weekday | Moderate Summer Weekday | 58
| CAISO | 1-in-10 | 2022 | 6 | LCA | LA Basin | Monthly System Peak Day | Hot Summer Weekday | 58
| CAISO | 1-in-10 | 2022 | 6 | LCA | Outside LA Basin | Average Weekday | Moderate Summer Weekday | 3
| CAISO | 1-in-10 | 2022 | 6 | LCA | Outside LA Basin | Monthly System Peak Day | Hot Summer Weekday | 3
| CAISO | 1-in-10 | 2022 | 6 | Zone | Remainder of System | Average Weekday | Moderate Summer Weekday | 48
| CAISO | 1-in-10 | 2022 | 6 | Zone | Remainder of System | Monthly System Peak Day | Hot Summer Weekday | 48
| CAISO | 1-in-10 | 2022 | 6 | Zone | South Orange County | Average Weekday | Moderate Summer Weekday | 4
| CAISO | 1-in-10 | 2022 | 6 | Zone | South Orange County | Monthly System Peak Day | Hot Summer Weekday | 4
| CAISO | 1-in-10 | 2022 | 6 | Zone | South of Lugo | Average Weekday | Moderate Summer Weekday | 19
| CAISO | 1-in-10 | 2022 | 6 | Zone | South of Lugo | Monthly System Peak Day | Hot Summer Weekday | 19
| CAISO | 1-in-10 | 2022 | 7 | All | All Customers | Average Weekday | Moderate Summer Weekday | 71
| CAISO | 1-in-10 | 2022 | 7 | All | All Customers | Monthly System Peak Day | Hot Summer Weekday | 71
| CAISO | 1-in-10 | 2022 | 7 | LCA | Big Creek/Ventura | Average Weekday | Moderate Summer Weekday | 10
| CAISO | 1-in-10 | 2022 | 7 | LCA | Big Creek/Ventura | Monthly System Peak Day | Hot Summer Weekday | 10
| CAISO | 1-in-10 | 2022 | 7 | LCA | LA Basin | Average Weekday | Moderate Summer Weekday | 58
| CAISO | 1-in-10 | 2022 | 7 | LCA | LA Basin | Monthly System Peak Day | Hot Summer Weekday | 58
| CAISO | 1-in-10 | 2022 | 7 | LCA | Outside LA Basin | Average Weekday | Moderate Summer Weekday | 3
| CAISO | 1-in-10 | 2022 | 7 | LCA | Outside LA Basin | Monthly System Peak Day | Hot Summer Weekday | 3
| CAISO | 1-in-10 | 2022 | 7 | Zone | Remainder of System | Average Weekday | Moderate Summer Weekday | 48
| CAISO | 1-in-10 | 2022 | 7 | Zone | Remainder of System | Monthly System Peak Day | Hot Summer Weekday | 48
| CAISO | 1-in-10 | 2022 | 7 | Zone | South Orange County | Average Weekday | Moderate Summer Weekday | 4
| CAISO | 1-in-10 | 2022 | 7 | Zone | South Orange County | Monthly System Peak Day | Hot Summer Weekday | 4
| CAISO | 1-in-10 | 2022 | 7 | Zone | South of Lugo | Average Weekday | Moderate Summer Weekday | 19
| CAISO | 1-in-10 | 2022 | 7 | Zone | South of Lugo | Monthly System Peak Day | Hot Summer Weekday | 19
| CAISO | 1-in-10 | 2022 | 8 | All | All Customers | Average Weekday | Moderate Summer Weekday | 71
| CAISO | 1-in-10 | 2022 | 8 | All | All Customers | Monthly System Peak Day | Hot Summer Weekday | 71
| CAISO | 1-in-10 | 2022 | 8 | All | All Customers | Typical Event Day | Hot Summer Weekday | 71
| CAISO | 1-in-10 | 2022 | 8 | LCA | Big Creek/Ventura | Average Weekday | Moderate Summer Weekday | 10
| CAISO | 1-in-10 | 2022 | 8 | LCA | Big Creek/Ventura | Monthly System Peak Day | Hot Summer Weekday | 10
| CAISO | 1-in-10 | 2022 | 8 | LCA | Big Creek/Ventura | Typical Event Day | Hot Summer Weekday | 10
| CAISO | 1-in-10 | 2022 | 8 | LCA | LA Basin | Average Weekday | Moderate Summer Weekday | 58
| CAISO | 1-in-10 | 2022 | 8 | LCA | LA Basin | Monthly System Peak Day | Hot Summer Weekday | 58
| CAISO | 1-in-10 | 2022 | 8 | LCA | LA Basin | Typical Event Day | Hot Summer Weekday | 58
| CAISO | 1-in-10 | 2022 | 8 | LCA | Outside LA Basin | Average Weekday | Moderate Summer Weekday | 3
| CAISO | 1-in-10 | 2022 | 8 | LCA | Outside LA Basin | Monthly System Peak Day | Hot Summer Weekday | 3
| CAISO | 1-in-10 | 2022 | 8 | LCA | Outside LA Basin | Typical Event Day | Hot Summer Weekday | 3
| CAISO | 1-in-10 | 2022 | 8 | Zone | Remainder of System | Average Weekday | Moderate Summer Weekday | 48
| CAISO | 1-in-10 | 2022 | 8 | Zone | Remainder of System | Monthly System Peak Day | Hot Summer Weekday | 48
| CAISO | 1-in-10 | 2022 | 8 | Zone | Remainder of System | Typical Event Day | Hot Summer Weekday | 48
| CAISO | 1-in-10 | 2022 | 8 | Zone | South Orange County | Average Weekday | Moderate Summer Weekday | 4
| CAISO | 1-in-10 | 2022 | 8 | Zone | South Orange County | Monthly System Peak Day | Hot Summer Weekday | 4
| CAISO | 1-in-10 | 2022 | 8 | Zone | South Orange County | Typical Event Day | Hot Summer Weekday | 4
| CAISO | 1-in-10 | 2022 | 8 | Zone | South of Lugo | Average Weekday | Moderate Summer Weekday | 19
| CAISO | 1-in-10 | 2022 | 8 | Zone | South of Lugo | Monthly System Peak Day | Hot Summer Weekday | 19
| CAISO | 1-in-10 | 2022 | 8 | Zone | South of Lugo | Typical Event Day | Hot Summer Weekday | 19
| CAISO | 1-in-10 | 2022 | 9 | All | All Customers | Average Weekday | Moderate Summer Weekday | 70
| CAISO | 1-in-10 | 2022 | 9 | All | All Customers | Monthly System Peak Day | Hot Summer Weekday | 70
| CAISO | 1-in-10 | 2022 | 9 | LCA | Big Creek/Ventura | Average Weekday | Moderate Summer Weekday | 10
| CAISO | 1-in-10 | 2022 | 9 | LCA | Big Creek/Ventura | Monthly System Peak Day | Hot Summer Weekday | 10
| CAISO | 1-in-10 | 2022 | 9 | LCA | LA Basin | Average Weekday | Moderate Summer Weekday | 58
| CAISO | 1-in-10 | 2022 | 9 | LCA | LA Basin | Monthly System Peak Day | Hot Summer Weekday | 58
| CAISO | 1-in-10 | 2022 | 9 | LCA | Outside LA Basin | Average Weekday | Moderate Summer Weekday | 3
| CAISO | 1-in-10 | 2022 | 9 | LCA | Outside LA Basin | Monthly System Peak Day | Hot Summer Weekday | 3
| CAISO | 1-in-10 | 2022 | 9 | Zone | Remainder of System | Average Weekday | Moderate Summer Weekday | 47
| CAISO | 1-in-10 | 2022 | 9 | Zone | Remainder of System | Monthly System Peak Day | Hot Summer Weekday | 47
| CAISO | 1-in-10 | 2022 | 9 | Zone | South Orange County | Average Weekday | Moderate Summer Weekday | 4
| CAISO | 1-in-10 | 2022 | 9 | Zone | South Orange County | Monthly System Peak Day | Hot Summer Weekday | 4
| CAISO | 1-in-10 | 2022 | 9 | Zone | South of Lugo | Average Weekday | Moderate Summer Weekday | 19
| CAISO | 1-in-10 | 2022 | 9 | Zone | South of Lugo | Monthly System Peak Day | Hot Summer Weekday | 19
| CAISO | 1-in-10 | 2022 | 10 | All | All Customers | Average Weekday | Low Cost Winter Weekday | 70
| CAISO | 1-in-10 | 2022 | 10 | All | All Customers | Monthly System Peak Day | High Cost Winter Weekday | 70
| CAISO | 1-in-10 | 2022 | 10 | LCA | Big Creek/Ventura | Average Weekday | Low Cost Winter Weekday | 10
| CAISO | 1-in-10 | 2022 | 10 | LCA | Big Creek/Ventura | Monthly System Peak Day | High Cost Winter Weekday | 10
| CAISO | 1-in-10 | 2022 | 10 | LCA | LA Basin | Average Weekday | Low Cost Winter Weekday | 57
| CAISO | 1-in-10 | 2022 | 10 | LCA | LA Basin | Monthly System Peak Day | High Cost Winter Weekday | 57
| CAISO | 1-in-10 | 2022 | 10 | LCA | Outside LA Basin | Average Weekday | Low Cost Winter Weekday | 3
| CAISO | 1-in-10 | 2022 | 10 | LCA | Outside LA Basin | Monthly System Peak Day | High Cost Winter Weekday | 3
| CAISO | 1-in-10 | 2022 | 10 | Zone | Remainder of System | Average Weekday | Low Cost Winter Weekday | 47
| CAISO | 1-in-10 | 2022 | 10 | Zone | Remainder of System | Monthly System Peak Day | High Cost Winter Weekday | 47
| CAISO | 1-in-10 | 2022 | 10 | Zone | South Orange County | Average Weekday | Low Cost Winter Weekday | 4
| CAISO | 1-in-10 | 2022 | 10 | Zone | South Orange County | Monthly System Peak Day | High Cost Winter Weekday | 4
| CAISO | 1-in-10 | 2022 | 10 | Zone | South of Lugo | Average Weekday | Low Cost Winter Weekday | 19
| CAISO | 1-in-10 | 2022 | 10 | Zone | South of Lugo | Monthly System Peak Day | High Cost Winter Weekday | 19
| CAISO | 1-in-10 | 2022 | 11 | All | All Customers | Average Weekday | Low Cost Winter Weekday | 70
| CAISO | 1-in-10 | 2022 | 11 | All | All Customers | Monthly System Peak Day | High Cost Winter Weekday | 70
| CAISO | 1-in-10 | 2022 | 11 | LCA | Big Creek/Ventura | Average Weekday | Low Cost Winter Weekday | 10
| CAISO | 1-in-10 | 2022 | 11 | LCA | Big Creek/Ventura | Monthly System Peak Day | High Cost Winter Weekday | 10
| CAISO | 1-in-10 | 2022 | 11 | LCA | LA Basin | Average Weekday | Low Cost Winter Weekday | 57
| CAISO | 1-in-10 | 2022 | 11 | LCA | LA Basin | Monthly System Peak Day | High Cost Winter Weekday | 57
| CAISO | 1-in-10 | 2022 | 11 | LCA | Outside LA Basin | Average Weekday | Low Cost Winter Weekday | 3
| CAISO | 1-in-10 | 2022 | 11 | LCA | Outside LA Basin | Monthly System Peak Day | High Cost Winter Weekday | 3
| CAISO | 1-in-10 | 2022 | 11 | Zone | Remainder of System | Average Weekday | Low Cost Winter Weekday | 47
| CAISO | 1-in-10 | 2022 | 11 | Zone | Remainder of System | Monthly System Peak Day | High Cost Winter Weekday | 47
| CAISO | 1-in-10 | 2022 | 11 | Zone | South Orange County | Average Weekday | Low Cost Winter Weekday | 4
| CAISO | 1-in-10 | 2022 | 11 | Zone | South Orange County | Monthly System Peak Day | High Cost Winter Weekday | 4
| CAISO | 1-in-10 | 2022 | 11 | Zone | South of Lugo | Average Weekday | Low Cost Winter Weekday | 19
| CAISO | 1-in-10 | 2022 | 11 | Zone | South of Lugo | Monthly System Peak Day | High Cost Winter Weekday | 19
| CAISO | 1-in-10 | 2022 | 12 | All | All Customers | Average Weekday | Low Cost Winter Weekday | 70
| CAISO | 1-in-10 | 2022 | 12 | All | All Customers | Monthly System Peak Day | Low Cost Winter Weekday | 70
| CAISO | 1-in-10 | 2022 | 12 | LCA | Big Creek/Ventura | Average Weekday | Low Cost Winter Weekday | 10
| CAISO | 1-in-10 | 2022 | 12 | LCA | Big Creek/Ventura | Monthly System Peak Day | Low Cost Winter Weekday | 10
| CAISO | 1-in-10 | 2022 | 12 | LCA | LA Basin | Average Weekday | Low Cost Winter Weekday | 57
| CAISO | 1-in-10 | 2022 | 12 | LCA | LA Basin | Monthly System Peak Day | Low Cost Winter Weekday | 57
| CAISO | 1-in-10 | 2022 | 12 | LCA | Outside LA Basin | Average Weekday | Low Cost Winter Weekday | 3
| CAISO | 1-in-10 | 2022 | 12 | LCA | Outside LA Basin | Monthly System Peak Day | Low Cost Winter Weekday | 3
| CAISO | 1-in-10 | 2022 | 12 | Zone | Remainder of System | Average Weekday | Low Cost Winter Weekday | 47
| CAISO | 1-in-10 | 2022 | 12 | Zone | Remainder of System | Monthly System Peak Day | Low Cost Winter Weekday | 47
| CAISO | 1-in-10 | 2022 | 12 | Zone | South Orange County | Average Weekday | Low Cost Winter Weekday | 4
| CAISO | 1-in-10 | 2022 | 12 | Zone | South Orange County | Monthly System Peak Day | Low Cost Winter Weekday | 4
| CAISO | 1-in-10 | 2022 | 12 | Zone | South of Lugo | Average Weekday | Low Cost Winter Weekday | 19
| CAISO | 1-in-10 | 2022 | 12 | Zone | South of Lugo | Monthly System Peak Day | Low Cost Winter Weekday | 19
| CAISO | 1-in-10 | 2023 | 1 | All | All Customers | Average Weekday | Low Cost Winter Weekday | 70
| CAISO | 1-in-10 | 2023 | 1 | All | All Customers | Monthly System Peak Day | Low Cost Winter Weekday | 70
| CAISO | 1-in-10 | 2023 | 1 | LCA | Big Creek/Ventura | Average Weekday | Low Cost Winter Weekday | 10
| CAISO | 1-in-10 | 2023 | 1 | LCA | Big Creek/Ventura | Monthly System Peak Day | Low Cost Winter Weekday | 10
| CAISO | 1-in-10 | 2023 | 1 | LCA | LA Basin | Average Weekday | Low Cost Winter Weekday | 57
| CAISO | 1-in-10 | 2023 | 1 | LCA | LA Basin | Monthly System Peak Day | Low Cost Winter Weekday | 57
| CAISO | 1-in-10 | 2023 | 1 | LCA | Outside LA Basin | Average Weekday | Low Cost Winter Weekday | 3
| CAISO | 1-in-10 | 2023 | 1 | LCA | Outside LA Basin | Monthly System Peak Day | Low Cost Winter Weekday | 3
| CAISO | 1-in-10 | 2023 | 1 | Zone | Remainder of System | Average Weekday | Low Cost Winter Weekday | 47
| CAISO | 1-in-10 | 2023 | 1 | Zone | Remainder of System | Monthly System Peak Day | Low Cost Winter Weekday | 47
| CAISO | 1-in-10 | 2023 | 1 | Zone | South Orange County | Average Weekday | Low Cost Winter Weekday | 4
| CAISO | 1-in-10 | 2023 | 1 | Zone | South Orange County | Monthly System Peak Day | Low Cost Winter Weekday | 4
| CAISO | 1-in-10 | 2023 | 1 | Zone | South of Lugo | Average Weekday | Low Cost Winter Weekday | 18
| CAISO | 1-in-10 | 2023 | 1 | Zone | South of Lugo | Monthly System Peak Day | Low Cost Winter Weekday | 18
| CAISO | 1-in-10 | 2023 | 2 | All | All Customers | Average Weekday | Low Cost Winter Weekday | 69
| CAISO | 1-in-10 | 2023 | 2 | All | All Customers | Monthly System Peak Day | Low Cost Winter Weekday | 69
| CAISO | 1-in-10 | 2023 | 2 | LCA | Big Creek/Ventura | Average Weekday | Low Cost Winter Weekday | 10
| CAISO | 1-in-10 | 2023 | 2 | LCA | Big Creek/Ventura | Monthly System Peak Day | Low Cost Winter Weekday | 10
| CAISO | 1-in-10 | 2023 | 2 | LCA | LA Basin | Average Weekday | Low Cost Winter Weekday | 57
| CAISO | 1-in-10 | 2023 | 2 | LCA | LA Basin | Monthly System Peak Day | Low Cost Winter Weekday | 57
| CAISO | 1-in-10 | 2023 | 2 | LCA | Outside LA Basin | Average Weekday | Low Cost Winter Weekday | 3
| CAISO | 1-in-10 | 2023 | 2 | LCA | Outside LA Basin | Monthly System Peak Day | Low Cost Winter Weekday | 3
| CAISO | 1-in-10 | 2023 | 2 | Zone | Remainder of System | Average Weekday | Low Cost Winter Weekday | 47
| CAISO | 1-in-10 | 2023 | 2 | Zone | Remainder of System | Monthly System Peak Day | Low Cost Winter Weekday | 47
| CAISO | 1-in-10 | 2023 | 2 | Zone | South Orange County | Average Weekday | Low Cost Winter Weekday | 4
| CAISO | 1-in-10 | 2023 | 2 | Zone | South Orange County | Monthly System Peak Day | Low Cost Winter Weekday | 4
| CAISO | 1-in-10 | 2023 | 2 | Zone | South of Lugo | Average Weekday | Low Cost Winter Weekday | 18
| CAISO | 1-in-10 | 2023 | 2 | Zone | South of Lugo | Monthly System Peak Day | Low Cost Winter Weekday | 18
| CAISO | 1-in-10 | 2023 | 3 | All | All Customers | Average Weekday | Low Cost Winter Weekday | 69
| CAISO | 1-in-10 | 2023 | 3 | All | All Customers | Monthly System Peak Day | High Cost Winter Weekday | 69
| CAISO | 1-in-10 | 2023 | 3 | LCA | Big Creek/Ventura | Average Weekday | Low Cost Winter Weekday | 10
| CAISO | 1-in-10 | 2023 | 3 | LCA | Big Creek/Ventura | Monthly System Peak Day | High Cost Winter Weekday | 10
| CAISO | 1-in-10 | 2023 | 3 | LCA | LA Basin | Average Weekday | Low Cost Winter Weekday | 56
| CAISO | 1-in-10 | 2023 | 3 | LCA | LA Basin | Monthly System Peak Day | High Cost Winter Weekday | 56
| CAISO | 1-in-10 | 2023 | 3 | LCA | Outside LA Basin | Average Weekday | Low Cost Winter Weekday | 3
| CAISO | 1-in-10 | 2023 | 3 | LCA | Outside LA Basin | Monthly System Peak Day | High Cost Winter Weekday | 3
| CAISO | 1-in-10 | 2023 | 3 | Zone | Remainder of System | Average Weekday | Low Cost Winter Weekday | 47
| CAISO | 1-in-10 | 2023 | 3 | Zone | Remainder of System | Monthly System Peak Day | High Cost Winter Weekday | 47
| CAISO | 1-in-10 | 2023 | 3 | Zone | South Orange County | Average Weekday | Low Cost Winter Weekday | 4
| CAISO | 1-in-10 | 2023 | 3 | Zone | South Orange County | Monthly System Peak Day | High Cost Winter Weekday | 4
| CAISO | 1-in-10 | 2023 | 3 | Zone | South of Lugo | Average Weekday | Low Cost Winter Weekday | 18
| CAISO | 1-in-10 | 2023 | 3 | Zone | South of Lugo | Monthly System Peak Day | High Cost Winter Weekday | 18
| CAISO | 1-in-10 | 2023 | 4 | All | All Customers | Average Weekday | Low Cost Winter Weekday | 69
| CAISO | 1-in-10 | 2023 | 4 | All | All Customers | Monthly System Peak Day | High Cost Winter Weekday | 69
| CAISO | 1-in-10 | 2023 | 4 | LCA | Big Creek/Ventura | Average Weekday | Low Cost Winter Weekday | 10
| CAISO | 1-in-10 | 2023 | 4 | LCA | Big Creek/Ventura | Monthly System Peak Day | High Cost Winter Weekday | 10
| CAISO | 1-in-10 | 2023 | 4 | LCA | LA Basin | Average Weekday | Low Cost Winter Weekday | 56
| CAISO | 1-in-10 | 2023 | 4 | LCA | LA Basin | Monthly System Peak Day | High Cost Winter Weekday | 56
| CAISO | 1-in-10 | 2023 | 4 | LCA | Outside LA Basin | Average Weekday | Low Cost Winter Weekday | 3
| CAISO | 1-in-10 | 2023 | 4 | LCA | Outside LA Basin | Monthly System Peak Day | High Cost Winter Weekday | 3
| CAISO | 1-in-10 | 2023 | 4 | Zone | Remainder of System | Average Weekday | Low Cost Winter Weekday | 46
| CAISO | 1-in-10 | 2023 | 4 | Zone | Remainder of System | Monthly System Peak Day | High Cost Winter Weekday | 46
| CAISO | 1-in-10 | 2023 | 4 | Zone | South Orange County | Average Weekday | Low Cost Winter Weekday | 4
| CAISO | 1-in-10 | 2023 | 4 | Zone | South Orange County | Monthly System Peak Day | High Cost Winter Weekday | 4
| CAISO | 1-in-10 | 2023 | 4 | Zone | South of Lugo | Average Weekday | Low Cost Winter Weekday | 18
| CAISO | 1-in-10 | 2023 | 4 | Zone | South of Lugo | Monthly System Peak Day | High Cost Winter Weekday | 18
| CAISO | 1-in-10 | 2023 | 5 | All | All Customers | Average Weekday | Low Cost Winter Weekday | 69
| CAISO | 1-in-10 | 2023 | 5 | All | All Customers | Monthly System Peak Day | High Cost Winter Weekday | 69
| CAISO | 1-in-10 | 2023 | 5 | LCA | Big Creek/Ventura | Average Weekday | Low Cost Winter Weekday | 10
| CAISO | 1-in-10 | 2023 | 5 | LCA | Big Creek/Ventura | Monthly System Peak Day | High Cost Winter Weekday | 10
| CAISO | 1-in-10 | 2023 | 5 | LCA | LA Basin | Average Weekday | Low Cost Winter Weekday | 56
| CAISO | 1-in-10 | 2023 | 5 | LCA | LA Basin | Monthly System Peak Day | High Cost Winter Weekday | 56
| CAISO | 1-in-10 | 2023 | 5 | LCA | Outside LA Basin | Average Weekday | Low Cost Winter Weekday | 3
| CAISO | 1-in-10 | 2023 | 5 | LCA | Outside LA Basin | Monthly System Peak Day | High Cost Winter Weekday | 3
| CAISO | 1-in-10 | 2023 | 5 | Zone | Remainder of System | Average Weekday | Low Cost Winter Weekday | 46
| CAISO | 1-in-10 | 2023 | 5 | Zone | Remainder of System | Monthly System Peak Day | High Cost Winter Weekday | 46
| CAISO | 1-in-10 | 2023 | 5 | Zone | South Orange County | Average Weekday | Low Cost Winter Weekday | 4
| CAISO | 1-in-10 | 2023 | 5 | Zone | South Orange County | Monthly System Peak Day | High Cost Winter Weekday | 4
| CAISO | 1-in-10 | 2023 | 5 | Zone | South of Lugo | Average Weekday | Low Cost Winter Weekday | 18
| CAISO | 1-in-10 | 2023 | 5 | Zone | South of Lugo | Monthly System Peak Day | High Cost Winter Weekday | 18
| CAISO | 1-in-10 | 2023 | 6 | All | All Customers | Average Weekday | Moderate Summer Weekday | 68
| CAISO | 1-in-10 | 2023 | 6 | All | All Customers | Monthly System Peak Day | Hot Summer Weekday | 68
| CAISO | 1-in-10 | 2023 | 6 | LCA | Big Creek/Ventura | Average Weekday | Moderate Summer Weekday | 10
| CAISO | 1-in-10 | 2023 | 6 | LCA | Big Creek/Ventura | Monthly System Peak Day | Hot Summer Weekday | 10
| CAISO | 1-in-10 | 2023 | 6 | LCA | LA Basin | Average Weekday | Moderate Summer Weekday | 56
| CAISO | 1-in-10 | 2023 | 6 | LCA | LA Basin | Monthly System Peak Day | Hot Summer Weekday | 56
| CAISO | 1-in-10 | 2023 | 6 | LCA | Outside LA Basin | Average Weekday | Moderate Summer Weekday | 3
| CAISO | 1-in-10 | 2023 | 6 | LCA | Outside LA Basin | Monthly System Peak Day | Hot Summer Weekday | 3
| CAISO | 1-in-10 | 2023 | 6 | Zone | Remainder of System | Average Weekday | Moderate Summer Weekday | 46
| CAISO | 1-in-10 | 2023 | 6 | Zone | Remainder of System | Monthly System Peak Day | Hot Summer Weekday | 46
| CAISO | 1-in-10 | 2023 | 6 | Zone | South Orange County | Average Weekday | Moderate Summer Weekday | 4
| CAISO | 1-in-10 | 2023 | 6 | Zone | South Orange County | Monthly System Peak Day | Hot Summer Weekday | 4
| CAISO | 1-in-10 | 2023 | 6 | Zone | South of Lugo | Average Weekday | Moderate Summer Weekday | 18
| CAISO | 1-in-10 | 2023 | 6 | Zone | South of Lugo | Monthly System Peak Day | Hot Summer Weekday | 18
| CAISO | 1-in-10 | 2023 | 7 | All | All Customers | Average Weekday | Moderate Summer Weekday | 68
| CAISO | 1-in-10 | 2023 | 7 | All | All Customers | Monthly System Peak Day | Hot Summer Weekday | 68
| CAISO | 1-in-10 | 2023 | 7 | LCA | Big Creek/Ventura | Average Weekday | Moderate Summer Weekday | 10
| CAISO | 1-in-10 | 2023 | 7 | LCA | Big Creek/Ventura | Monthly System Peak Day | Hot Summer Weekday | 10
| CAISO | 1-in-10 | 2023 | 7 | LCA | LA Basin | Average Weekday | Moderate Summer Weekday | 56
| CAISO | 1-in-10 | 2023 | 7 | LCA | LA Basin | Monthly System Peak Day | Hot Summer Weekday | 56
| CAISO | 1-in-10 | 2023 | 7 | LCA | Outside LA Basin | Average Weekday | Moderate Summer Weekday | 3
| CAISO | 1-in-10 | 2023 | 7 | LCA | Outside LA Basin | Monthly System Peak Day | Hot Summer Weekday | 3
| CAISO | 1-in-10 | 2023 | 7 | Zone | Remainder of System | Average Weekday | Moderate Summer Weekday | 46
| CAISO | 1-in-10 | 2023 | 7 | Zone | Remainder of System | Monthly System Peak Day | Hot Summer Weekday | 46
| CAISO | 1-in-10 | 2023 | 7 | Zone | South Orange County | Average Weekday | Moderate Summer Weekday | 4
| CAISO | 1-in-10 | 2023 | 7 | Zone | South Orange County | Monthly System Peak Day | Hot Summer Weekday | 4
| CAISO | 1-in-10 | 2023 | 7 | Zone | South of Lugo | Average Weekday | Moderate Summer Weekday | 18
| CAISO | 1-in-10 | 2023 | 7 | Zone | South of Lugo | Monthly System Peak Day | Hot Summer Weekday | 18
| CAISO | 1-in-10 | 2023 | 8 | All | All Customers | Average Weekday | Moderate Summer Weekday | 68
| CAISO | 1-in-10 | 2023 | 8 | All | All Customers | Monthly System Peak Day | Hot Summer Weekday | 68
| CAISO | 1-in-10 | 2023 | 8 | All | All Customers | Typical Event Day | Hot Summer Weekday | 68
| CAISO | 1-in-10 | 2023 | 8 | LCA | Big Creek/Ventura | Average Weekday | Moderate Summer Weekday | 10
| CAISO | 1-in-10 | 2023 | 8 | LCA | Big Creek/Ventura | Monthly System Peak Day | Hot Summer Weekday | 10
| CAISO | 1-in-10 | 2023 | 8 | LCA | Big Creek/Ventura | Typical Event Day | Hot Summer Weekday | 10
| CAISO | 1-in-10 | 2023 | 8 | LCA | LA Basin | Average Weekday | Moderate Summer Weekday | 55
| CAISO | 1-in-10 | 2023 | 8 | LCA | LA Basin | Monthly System Peak Day | Hot Summer Weekday | 55
| CAISO | 1-in-10 | 2023 | 8 | LCA | LA Basin | Typical Event Day | Hot Summer Weekday | 55
| CAISO | 1-in-10 | 2023 | 8 | LCA | Outside LA Basin | Average Weekday | Moderate Summer Weekday | 3
| CAISO | 1-in-10 | 2023 | 8 | LCA | Outside LA Basin | Monthly System Peak Day | Hot Summer Weekday | 3
| CAISO | 1-in-10 | 2023 | 8 | LCA | Outside LA Basin | Typical Event Day | Hot Summer Weekday | 3
| CAISO | 1-in-10 | 2023 | 8 | Zone | Remainder of System | Average Weekday | Moderate Summer Weekday | 46
| CAISO | 1-in-10 | 2023 | 8 | Zone | Remainder of System | Monthly System Peak Day | Hot Summer Weekday | 46
| CAISO | 1-in-10 | 2023 | 8 | Zone | Remainder of System | Typical Event Day | Hot Summer Weekday | 46
| CAISO | 1-in-10 | 2023 | 8 | Zone | South Orange County | Average Weekday | Moderate Summer Weekday | 4
| CAISO | 1-in-10 | 2023 | 8 | Zone | South Orange County | Monthly System Peak Day | Hot Summer Weekday | 4
| CAISO | 1-in-10 | 2023 | 8 | Zone | South Orange County | Typical Event Day | Hot Summer Weekday | 4
| CAISO | 1-in-10 | 2023 | 8 | Zone | South of Lugo | Average Weekday | Moderate Summer Weekday | 18
| CAISO | 1-in-10 | 2023 | 8 | Zone | South of Lugo | Monthly System Peak Day | Hot Summer Weekday | 18
| CAISO | 1-in-10 | 2023 | 8 | Zone | South of Lugo | Typical Event Day | Hot Summer Weekday | 18
| CAISO | 1-in-10 | 2023 | 9 | All | All Customers | Average Weekday | Moderate Summer Weekday | 68
| CAISO | 1-in-10 | 2023 | 9 | All | All Customers | Monthly System Peak Day | Hot Summer Weekday | 68
| CAISO | 1-in-10 | 2023 | 9 | LCA | Big Creek/Ventura | Average Weekday | Moderate Summer Weekday | 10
| CAISO | 1-in-10 | 2023 | 9 | LCA | Big Creek/Ventura | Monthly System Peak Day | Hot Summer Weekday | 10
| CAISO | 1-in-10 | 2023 | 9 | LCA | LA Basin | Average Weekday | Moderate Summer Weekday | 55
| CAISO | 1-in-10 | 2023 | 9 | LCA | LA Basin | Monthly System Peak Day | Hot Summer Weekday | 55
| CAISO | 1-in-10 | 2023 | 9 | LCA | Outside LA Basin | Average Weekday | Moderate Summer Weekday | 3
| CAISO | 1-in-10 | 2023 | 9 | LCA | Outside LA Basin | Monthly System Peak Day | Hot Summer Weekday | 3
| CAISO | 1-in-10 | 2023 | 9 | Zone | Remainder of System | Average Weekday | Moderate Summer Weekday | 46
| CAISO | 1-in-10 | 2023 | 9 | Zone | Remainder of System | Monthly System Peak Day | Hot Summer Weekday | 46
| CAISO | 1-in-10 | 2023 | 9 | Zone | South Orange County | Average Weekday | Moderate Summer Weekday | 4
| CAISO | 1-in-10 | 2023 | 9 | Zone | South Orange County | Monthly System Peak Day | Hot Summer Weekday | 4
| CAISO | 1-in-10 | 2023 | 9 | Zone | South of Lugo | Average Weekday | Moderate Summer Weekday | 18
| CAISO | 1-in-10 | 2023 | 9 | Zone | South of Lugo | Monthly System Peak Day | Hot Summer Weekday | 18
| CAISO | 1-in-10 | 2023 | 10 | All | All Customers | Average Weekday | Low Cost Winter Weekday | 67
| CAISO | 1-in-10 | 2023 | 10 | All | All Customers | Monthly System Peak Day | High Cost Winter Weekday | 67
| CAISO | 1-in-10 | 2023 | 10 | LCA | Big Creek/Ventura | Average Weekday | Low Cost Winter Weekday | 10
| CAISO | 1-in-10 | 2023 | 10 | LCA | Big Creek/Ventura | Monthly System Peak Day | High Cost Winter Weekday | 10
| CAISO | 1-in-10 | 2023 | 10 | LCA | LA Basin | Average Weekday | Low Cost Winter Weekday | 55
| CAISO | 1-in-10 | 2023 | 10 | LCA | LA Basin | Monthly System Peak Day | High Cost Winter Weekday | 55
| CAISO | 1-in-10 | 2023 | 10 | LCA | Outside LA Basin | Average Weekday | Low Cost Winter Weekday | 3
| CAISO | 1-in-10 | 2023 | 10 | LCA | Outside LA Basin | Monthly System Peak Day | High Cost Winter Weekday | 3
| CAISO | 1-in-10 | 2023 | 10 | Zone | Remainder of System | Average Weekday | Low Cost Winter Weekday | 45
| CAISO | 1-in-10 | 2023 | 10 | Zone | Remainder of System | Monthly System Peak Day | High Cost Winter Weekday | 45
| CAISO | 1-in-10 | 2023 | 10 | Zone | South Orange County | Average Weekday | Low Cost Winter Weekday | 4
| CAISO | 1-in-10 | 2023 | 10 | Zone | South Orange County | Monthly System Peak Day | High Cost Winter Weekday | 4
| CAISO | 1-in-10 | 2023 | 10 | Zone | South of Lugo | Average Weekday | Low Cost Winter Weekday | 18
| CAISO | 1-in-10 | 2023 | 10 | Zone | South of Lugo | Monthly System Peak Day | High Cost Winter Weekday | 18
| CAISO | 1-in-10 | 2023 | 11 | All | All Customers | Average Weekday | Low Cost Winter Weekday | 67
| CAISO | 1-in-10 | 2023 | 11 | All | All Customers | Monthly System Peak Day | High Cost Winter Weekday | 67
| CAISO | 1-in-10 | 2023 | 11 | LCA | Big Creek/Ventura | Average Weekday | Low Cost Winter Weekday | 10
| CAISO | 1-in-10 | 2023 | 11 | LCA | Big Creek/Ventura | Monthly System Peak Day | High Cost Winter Weekday | 10
| CAISO | 1-in-10 | 2023 | 11 | LCA | LA Basin | Average Weekday | Low Cost Winter Weekday | 55
| CAISO | 1-in-10 | 2023 | 11 | LCA | LA Basin | Monthly System Peak Day | High Cost Winter Weekday | 55
| CAISO | 1-in-10 | 2023 | 11 | LCA | Outside LA Basin | Average Weekday | Low Cost Winter Weekday | 3
| CAISO | 1-in-10 | 2023 | 11 | LCA | Outside LA Basin | Monthly System Peak Day | High Cost Winter Weekday | 3
| CAISO | 1-in-10 | 2023 | 11 | Zone | Remainder of System | Average Weekday | Low Cost Winter Weekday | 45
| CAISO | 1-in-10 | 2023 | 11 | Zone | Remainder of System | Monthly System Peak Day | High Cost Winter Weekday | 45
| CAISO | 1-in-10 | 2023 | 11 | Zone | South Orange County | Average Weekday | Low Cost Winter Weekday | 4
| CAISO | 1-in-10 | 2023 | 11 | Zone | South Orange County | Monthly System Peak Day | High Cost Winter Weekday | 4
| CAISO | 1-in-10 | 2023 | 11 | Zone | South of Lugo | Average Weekday | Low Cost Winter Weekday | 18
| CAISO | 1-in-10 | 2023 | 11 | Zone | South of Lugo | Monthly System Peak Day | High Cost Winter Weekday | 18
| CAISO | 1-in-10 | 2023 | 12 | All | All Customers | Average Weekday | Low Cost Winter Weekday | 67
| CAISO | 1-in-10 | 2023 | 12 | All | All Customers | Monthly System Peak Day | Low Cost Winter Weekday | 67
| CAISO | 1-in-10 | 2023 | 12 | LCA | Big Creek/Ventura | Average Weekday | Low Cost Winter Weekday | 10
| CAISO | 1-in-10 | 2023 | 12 | LCA | Big Creek/Ventura | Monthly System Peak Day | Low Cost Winter Weekday | 10
| CAISO | 1-in-10 | 2023 | 12 | LCA | LA Basin | Average Weekday | Low Cost Winter Weekday | 55
| CAISO | 1-in-10 | 2023 | 12 | LCA | LA Basin | Monthly System Peak Day | Low Cost Winter Weekday | 55
| CAISO | 1-in-10 | 2023 | 12 | LCA | Outside LA Basin | Average Weekday | Low Cost Winter Weekday | 3
| CAISO | 1-in-10 | 2023 | 12 | LCA | Outside LA Basin | Monthly System Peak Day | Low Cost Winter Weekday | 3
| CAISO | 1-in-10 | 2023 | 12 | Zone | Remainder of System | Average Weekday | Low Cost Winter Weekday | 45
| CAISO | 1-in-10 | 2023 | 12 | Zone | Remainder of System | Monthly System Peak Day | Low Cost Winter Weekday | 45
| CAISO | 1-in-10 | 2023 | 12 | Zone | South Orange County | Average Weekday | Low Cost Winter Weekday | 4
| CAISO | 1-in-10 | 2023 | 12 | Zone | South Orange County | Monthly System Peak Day | Low Cost Winter Weekday | 4
| CAISO | 1-in-10 | 2023 | 12 | Zone | South of Lugo | Average Weekday | Low Cost Winter Weekday | 18
| CAISO | 1-in-10 | 2023 | 12 | Zone | South of Lugo | Monthly System Peak Day | Low Cost Winter Weekday | 18
| CAISO | 1-in-10 | 2024 | 1 | All | All Customers | Average Weekday | Low Cost Winter Weekday | 67
| CAISO | 1-in-10 | 2024 | 1 | All | All Customers | Monthly System Peak Day | Low Cost Winter Weekday | 67
| CAISO | 1-in-10 | 2024 | 1 | LCA | Big Creek/Ventura | Average Weekday | Low Cost Winter Weekday | 10
| CAISO | 1-in-10 | 2024 | 1 | LCA | Big Creek/Ventura | Monthly System Peak Day | Low Cost Winter Weekday | 10
| CAISO | 1-in-10 | 2024 | 1 | LCA | LA Basin | Average Weekday | Low Cost Winter Weekday | 54
| CAISO | 1-in-10 | 2024 | 1 | LCA | LA Basin | Monthly System Peak Day | Low Cost Winter Weekday | 54
| CAISO | 1-in-10 | 2024 | 1 | LCA | Outside LA Basin | Average Weekday | Low Cost Winter Weekday | 3
| CAISO | 1-in-10 | 2024 | 1 | LCA | Outside LA Basin | Monthly System Peak Day | Low Cost Winter Weekday | 3
| CAISO | 1-in-10 | 2024 | 1 | Zone | Remainder of System | Average Weekday | Low Cost Winter Weekday | 45
| CAISO | 1-in-10 | 2024 | 1 | Zone | Remainder of System | Monthly System Peak Day | Low Cost Winter Weekday | 45
| CAISO | 1-in-10 | 2024 | 1 | Zone | South Orange County | Average Weekday | Low Cost Winter Weekday | 4
| CAISO | 1-in-10 | 2024 | 1 | Zone | South Orange County | Monthly System Peak Day | Low Cost Winter Weekday | 4
| CAISO | 1-in-10 | 2024 | 1 | Zone | South of Lugo | Average Weekday | Low Cost Winter Weekday | 18
| CAISO | 1-in-10 | 2024 | 1 | Zone | South of Lugo | Monthly System Peak Day | Low Cost Winter Weekday | 18
| CAISO | 1-in-10 | 2024 | 2 | All | All Customers | Average Weekday | Low Cost Winter Weekday | 66
| CAISO | 1-in-10 | 2024 | 2 | All | All Customers | Monthly System Peak Day | Low Cost Winter Weekday | 66
| CAISO | 1-in-10 | 2024 | 2 | LCA | Big Creek/Ventura | Average Weekday | Low Cost Winter Weekday | 10
| CAISO | 1-in-10 | 2024 | 2 | LCA | Big Creek/Ventura | Monthly System Peak Day | Low Cost Winter Weekday | 10
| CAISO | 1-in-10 | 2024 | 2 | LCA | LA Basin | Average Weekday | Low Cost Winter Weekday | 54
| CAISO | 1-in-10 | 2024 | 2 | LCA | LA Basin | Monthly System Peak Day | Low Cost Winter Weekday | 54
| CAISO | 1-in-10 | 2024 | 2 | LCA | Outside LA Basin | Average Weekday | Low Cost Winter Weekday | 3
| CAISO | 1-in-10 | 2024 | 2 | LCA | Outside LA Basin | Monthly System Peak Day | Low Cost Winter Weekday | 3
| CAISO | 1-in-10 | 2024 | 2 | Zone | Remainder of System | Average Weekday | Low Cost Winter Weekday | 45
| CAISO | 1-in-10 | 2024 | 2 | Zone | Remainder of System | Monthly System Peak Day | Low Cost Winter Weekday | 45
| CAISO | 1-in-10 | 2024 | 2 | Zone | South Orange County | Average Weekday | Low Cost Winter Weekday | 4
| CAISO | 1-in-10 | 2024 | 2 | Zone | South Orange County | Monthly System Peak Day | Low Cost Winter Weekday | 4
| CAISO | 1-in-10 | 2024 | 2 | Zone | South of Lugo | Average Weekday | Low Cost Winter Weekday | 18
| CAISO | 1-in-10 | 2024 | 2 | Zone | South of Lugo | Monthly System Peak Day | Low Cost Winter Weekday | 18
| CAISO | 1-in-10 | 2024 | 3 | All | All Customers | Average Weekday | Low Cost Winter Weekday | 66
| CAISO | 1-in-10 | 2024 | 3 | All | All Customers | Monthly System Peak Day | High Cost Winter Weekday | 66
| CAISO | 1-in-10 | 2024 | 3 | LCA | Big Creek/Ventura | Average Weekday | Low Cost Winter Weekday | 9
| CAISO | 1-in-10 | 2024 | 3 | LCA | Big Creek/Ventura | Monthly System Peak Day | High Cost Winter Weekday | 9
| CAISO | 1-in-10 | 2024 | 3 | LCA | LA Basin | Average Weekday | Low Cost Winter Weekday | 54
| CAISO | 1-in-10 | 2024 | 3 | LCA | LA Basin | Monthly System Peak Day | High Cost Winter Weekday | 54
| CAISO | 1-in-10 | 2024 | 3 | LCA | Outside LA Basin | Average Weekday | Low Cost Winter Weekday | 3
| CAISO | 1-in-10 | 2024 | 3 | LCA | Outside LA Basin | Monthly System Peak Day | High Cost Winter Weekday | 3
| CAISO | 1-in-10 | 2024 | 3 | Zone | Remainder of System | Average Weekday | Low Cost Winter Weekday | 45
| CAISO | 1-in-10 | 2024 | 3 | Zone | Remainder of System | Monthly System Peak Day | High Cost Winter Weekday | 45
| CAISO | 1-in-10 | 2024 | 3 | Zone | South Orange County | Average Weekday | Low Cost Winter Weekday | 4
| CAISO | 1-in-10 | 2024 | 3 | Zone | South Orange County | Monthly System Peak Day | High Cost Winter Weekday | 4
| CAISO | 1-in-10 | 2024 | 3 | Zone | South of Lugo | Average Weekday | Low Cost Winter Weekday | 18
| CAISO | 1-in-10 | 2024 | 3 | Zone | South of Lugo | Monthly System Peak Day | High Cost Winter Weekday | 18
| CAISO | 1-in-10 | 2024 | 4 | All | All Customers | Average Weekday | Low Cost Winter Weekday | 66
| CAISO | 1-in-10 | 2024 | 4 | All | All Customers | Monthly System Peak Day | High Cost Winter Weekday | 66
| CAISO | 1-in-10 | 2024 | 4 | LCA | Big Creek/Ventura | Average Weekday | Low Cost Winter Weekday | 9
| CAISO | 1-in-10 | 2024 | 4 | LCA | Big Creek/Ventura | Monthly System Peak Day | High Cost Winter Weekday | 9
| CAISO | 1-in-10 | 2024 | 4 | LCA | LA Basin | Average Weekday | Low Cost Winter Weekday | 54
| CAISO | 1-in-10 | 2024 | 4 | LCA | LA Basin | Monthly System Peak Day | High Cost Winter Weekday | 54
| CAISO | 1-in-10 | 2024 | 4 | LCA | Outside LA Basin | Average Weekday | Low Cost Winter Weekday | 3
| CAISO | 1-in-10 | 2024 | 4 | LCA | Outside LA Basin | Monthly System Peak Day | High Cost Winter Weekday | 3
| CAISO | 1-in-10 | 2024 | 4 | Zone | Remainder of System | Average Weekday | Low Cost Winter Weekday | 44
| CAISO | 1-in-10 | 2024 | 4 | Zone | Remainder of System | Monthly System Peak Day | High Cost Winter Weekday | 44
| CAISO | 1-in-10 | 2024 | 4 | Zone | South Orange County | Average Weekday | Low Cost Winter Weekday | 4
| CAISO | 1-in-10 | 2024 | 4 | Zone | South Orange County | Monthly System Peak Day | High Cost Winter Weekday | 4
| CAISO | 1-in-10 | 2024 | 4 | Zone | South of Lugo | Average Weekday | Low Cost Winter Weekday | 18
| CAISO | 1-in-10 | 2024 | 4 | Zone | South of Lugo | Monthly System Peak Day | High Cost Winter Weekday | 18
| CAISO | 1-in-10 | 2024 | 5 | All | All Customers | Average Weekday | Low Cost Winter Weekday | 66
| CAISO | 1-in-10 | 2024 | 5 | All | All Customers | Monthly System Peak Day | High Cost Winter Weekday | 66
| CAISO | 1-in-10 | 2024 | 5 | LCA | Big Creek/Ventura | Average Weekday | Low Cost Winter Weekday | 9
| CAISO | 1-in-10 | 2024 | 5 | LCA | Big Creek/Ventura | Monthly System Peak Day | High Cost Winter Weekday | 9
| CAISO | 1-in-10 | 2024 | 5 | LCA | LA Basin | Average Weekday | Low Cost Winter Weekday | 54
| CAISO | 1-in-10 | 2024 | 5 | LCA | LA Basin | Monthly System Peak Day | High Cost Winter Weekday | 54
| CAISO | 1-in-10 | 2024 | 5 | LCA | Outside LA Basin | Average Weekday | Low Cost Winter Weekday | 3
| CAISO | 1-in-10 | 2024 | 5 | LCA | Outside LA Basin | Monthly System Peak Day | High Cost Winter Weekday | 3
| CAISO | 1-in-10 | 2024 | 5 | Zone | Remainder of System | Average Weekday | Low Cost Winter Weekday | 44
| CAISO | 1-in-10 | 2024 | 5 | Zone | Remainder of System | Monthly System Peak Day | High Cost Winter Weekday | 44
| CAISO | 1-in-10 | 2024 | 5 | Zone | South Orange County | Average Weekday | Low Cost Winter Weekday | 4
| CAISO | 1-in-10 | 2024 | 5 | Zone | South Orange County | Monthly System Peak Day | High Cost Winter Weekday | 4
| CAISO | 1-in-10 | 2024 | 5 | Zone | South of Lugo | Average Weekday | Low Cost Winter Weekday | 17
| CAISO | 1-in-10 | 2024 | 5 | Zone | South of Lugo | Monthly System Peak Day | High Cost Winter Weekday | 17
| CAISO | 1-in-10 | 2024 | 6 | All | All Customers | Average Weekday | Moderate Summer Weekday | 66
| CAISO | 1-in-10 | 2024 | 6 | All | All Customers | Monthly System Peak Day | Hot Summer Weekday | 66
| CAISO | 1-in-10 | 2024 | 6 | LCA | Big Creek/Ventura | Average Weekday | Moderate Summer Weekday | 9
| CAISO | 1-in-10 | 2024 | 6 | LCA | Big Creek/Ventura | Monthly System Peak Day | Hot Summer Weekday | 9
| CAISO | 1-in-10 | 2024 | 6 | LCA | LA Basin | Average Weekday | Moderate Summer Weekday | 54
| CAISO | 1-in-10 | 2024 | 6 | LCA | LA Basin | Monthly System Peak Day | Hot Summer Weekday | 54
| CAISO | 1-in-10 | 2024 | 6 | LCA | Outside LA Basin | Average Weekday | Moderate Summer Weekday | 3
| CAISO | 1-in-10 | 2024 | 6 | LCA | Outside LA Basin | Monthly System Peak Day | Hot Summer Weekday | 3
| CAISO | 1-in-10 | 2024 | 6 | Zone | Remainder of System | Average Weekday | Moderate Summer Weekday | 44
| CAISO | 1-in-10 | 2024 | 6 | Zone | Remainder of System | Monthly System Peak Day | Hot Summer Weekday | 44
| CAISO | 1-in-10 | 2024 | 6 | Zone | South Orange County | Average Weekday | Moderate Summer Weekday | 4
| CAISO | 1-in-10 | 2024 | 6 | Zone | South Orange County | Monthly System Peak Day | Hot Summer Weekday | 4
| CAISO | 1-in-10 | 2024 | 6 | Zone | South of Lugo | Average Weekday | Moderate Summer Weekday | 17
| CAISO | 1-in-10 | 2024 | 6 | Zone | South of Lugo | Monthly System Peak Day | Hot Summer Weekday | 17
| CAISO | 1-in-10 | 2024 | 7 | All | All Customers | Average Weekday | Moderate Summer Weekday | 65
| CAISO | 1-in-10 | 2024 | 7 | All | All Customers | Monthly System Peak Day | Hot Summer Weekday | 65
| CAISO | 1-in-10 | 2024 | 7 | LCA | Big Creek/Ventura | Average Weekday | Moderate Summer Weekday | 9
| CAISO | 1-in-10 | 2024 | 7 | LCA | Big Creek/Ventura | Monthly System Peak Day | Hot Summer Weekday | 9
| CAISO | 1-in-10 | 2024 | 7 | LCA | LA Basin | Average Weekday | Moderate Summer Weekday | 53
| CAISO | 1-in-10 | 2024 | 7 | LCA | LA Basin | Monthly System Peak Day | Hot Summer Weekday | 53
| CAISO | 1-in-10 | 2024 | 7 | LCA | Outside LA Basin | Average Weekday | Moderate Summer Weekday | 3
| CAISO | 1-in-10 | 2024 | 7 | LCA | Outside LA Basin | Monthly System Peak Day | Hot Summer Weekday | 3
| CAISO | 1-in-10 | 2024 | 7 | Zone | Remainder of System | Average Weekday | Moderate Summer Weekday | 44
| CAISO | 1-in-10 | 2024 | 7 | Zone | Remainder of System | Monthly System Peak Day | Hot Summer Weekday | 44
| CAISO | 1-in-10 | 2024 | 7 | Zone | South Orange County | Average Weekday | Moderate Summer Weekday | 4
| CAISO | 1-in-10 | 2024 | 7 | Zone | South Orange County | Monthly System Peak Day | Hot Summer Weekday | 4
| CAISO | 1-in-10 | 2024 | 7 | Zone | South of Lugo | Average Weekday | Moderate Summer Weekday | 17
| CAISO | 1-in-10 | 2024 | 7 | Zone | South of Lugo | Monthly System Peak Day | Hot Summer Weekday | 17
| CAISO | 1-in-10 | 2024 | 8 | All | All Customers | Average Weekday | Moderate Summer Weekday | 65
| CAISO | 1-in-10 | 2024 | 8 | All | All Customers | Monthly System Peak Day | Hot Summer Weekday | 65
| CAISO | 1-in-10 | 2024 | 8 | All | All Customers | Typical Event Day | Hot Summer Weekday | 65
| CAISO | 1-in-10 | 2024 | 8 | LCA | Big Creek/Ventura | Average Weekday | Moderate Summer Weekday | 9
| CAISO | 1-in-10 | 2024 | 8 | LCA | Big Creek/Ventura | Monthly System Peak Day | Hot Summer Weekday | 9
| CAISO | 1-in-10 | 2024 | 8 | LCA | Big Creek/Ventura | Typical Event Day | Hot Summer Weekday | 9
| CAISO | 1-in-10 | 2024 | 8 | LCA | LA Basin | Average Weekday | Moderate Summer Weekday | 53
| CAISO | 1-in-10 | 2024 | 8 | LCA | LA Basin | Monthly System Peak Day | Hot Summer Weekday | 53
| CAISO | 1-in-10 | 2024 | 8 | LCA | LA Basin | Typical Event Day | Hot Summer Weekday | 53
| CAISO | 1-in-10 | 2024 | 8 | LCA | Outside LA Basin | Average Weekday | Moderate Summer Weekday | 3
| CAISO | 1-in-10 | 2024 | 8 | LCA | Outside LA Basin | Monthly System Peak Day | Hot Summer Weekday | 3
| CAISO | 1-in-10 | 2024 | 8 | LCA | Outside LA Basin | Typical Event Day | Hot Summer Weekday | 3
| CAISO | 1-in-10 | 2024 | 8 | Zone | Remainder of System | Average Weekday | Moderate Summer Weekday | 44
| CAISO | 1-in-10 | 2024 | 8 | Zone | Remainder of System | Monthly System Peak Day | Hot Summer Weekday | 44
| CAISO | 1-in-10 | 2024 | 8 | Zone | Remainder of System | Typical Event Day | Hot Summer Weekday | 44
| CAISO | 1-in-10 | 2024 | 8 | Zone | South Orange County | Average Weekday | Moderate Summer Weekday | 4
| CAISO | 1-in-10 | 2024 | 8 | Zone | South Orange County | Monthly System Peak Day | Hot Summer Weekday | 4
| CAISO | 1-in-10 | 2024 | 8 | Zone | South Orange County | Typical Event Day | Hot Summer Weekday | 4
| CAISO | 1-in-10 | 2024 | 8 | Zone | South of Lugo | Average Weekday | Moderate Summer Weekday | 17
| CAISO | 1-in-10 | 2024 | 8 | Zone | South of Lugo | Monthly System Peak Day | Hot Summer Weekday | 17
| CAISO | 1-in-10 | 2024 | 8 | Zone | South of Lugo | Typical Event Day | Hot Summer Weekday | 17
| CAISO | 1-in-10 | 2024 | 9 | All | All Customers | Average Weekday | Moderate Summer Weekday | 65
| CAISO | 1-in-10 | 2024 | 9 | All | All Customers | Monthly System Peak Day | Hot Summer Weekday | 65
| CAISO | 1-in-10 | 2024 | 9 | LCA | Big Creek/Ventura | Average Weekday | Moderate Summer Weekday | 9
| CAISO | 1-in-10 | 2024 | 9 | LCA | Big Creek/Ventura | Monthly System Peak Day | Hot Summer Weekday | 9
| CAISO | 1-in-10 | 2024 | 9 | LCA | LA Basin | Average Weekday | Moderate Summer Weekday | 53
| CAISO | 1-in-10 | 2024 | 9 | LCA | LA Basin | Monthly System Peak Day | Hot Summer Weekday | 53
| CAISO | 1-in-10 | 2024 | 9 | LCA | Outside LA Basin | Average Weekday | Moderate Summer Weekday | 3
| CAISO | 1-in-10 | 2024 | 9 | LCA | Outside LA Basin | Monthly System Peak Day | Hot Summer Weekday | 3
| CAISO | 1-in-10 | 2024 | 9 | Zone | Remainder of System | Average Weekday | Moderate Summer Weekday | 44
| CAISO | 1-in-10 | 2024 | 9 | Zone | Remainder of System | Monthly System Peak Day | Hot Summer Weekday | 44
| CAISO | 1-in-10 | 2024 | 9 | Zone | South Orange County | Average Weekday | Moderate Summer Weekday | 4
| CAISO | 1-in-10 | 2024 | 9 | Zone | South Orange County | Monthly System Peak Day | Hot Summer Weekday | 4
| CAISO | 1-in-10 | 2024 | 9 | Zone | South of Lugo | Average Weekday | Moderate Summer Weekday | 17
| CAISO | 1-in-10 | 2024 | 9 | Zone | South of Lugo | Monthly System Peak Day | Hot Summer Weekday | 17
| CAISO | 1-in-10 | 2024 | 10 | All | All Customers | Average Weekday | Low Cost Winter Weekday | 65
| CAISO | 1-in-10 | 2024 | 10 | All | All Customers | Monthly System Peak Day | High Cost Winter Weekday | 65
| CAISO | 1-in-10 | 2024 | 10 | LCA | Big Creek/Ventura | Average Weekday | Low Cost Winter Weekday | 9
| CAISO | 1-in-10 | 2024 | 10 | LCA | Big Creek/Ventura | Monthly System Peak Day | High Cost Winter Weekday | 9
| CAISO | 1-in-10 | 2024 | 10 | LCA | LA Basin | Average Weekday | Low Cost Winter Weekday | 53
| CAISO | 1-in-10 | 2024 | 10 | LCA | LA Basin | Monthly System Peak Day | High Cost Winter Weekday | 53
| CAISO | 1-in-10 | 2024 | 10 | LCA | Outside LA Basin | Average Weekday | Low Cost Winter Weekday | 3
| CAISO | 1-in-10 | 2024 | 10 | LCA | Outside LA Basin | Monthly System Peak Day | High Cost Winter Weekday | 3
| CAISO | 1-in-10 | 2024 | 10 | Zone | Remainder of System | Average Weekday | Low Cost Winter Weekday | 44
| CAISO | 1-in-10 | 2024 | 10 | Zone | Remainder of System | Monthly System Peak Day | High Cost Winter Weekday | 44
| CAISO | 1-in-10 | 2024 | 10 | Zone | South Orange County | Average Weekday | Low Cost Winter Weekday | 4
| CAISO | 1-in-10 | 2024 | 10 | Zone | South Orange County | Monthly System Peak Day | High Cost Winter Weekday | 4
| CAISO | 1-in-10 | 2024 | 10 | Zone | South of Lugo | Average Weekday | Low Cost Winter Weekday | 17
| CAISO | 1-in-10 | 2024 | 10 | Zone | South of Lugo | Monthly System Peak Day | High Cost Winter Weekday | 17
| CAISO | 1-in-10 | 2024 | 11 | All | All Customers | Average Weekday | Low Cost Winter Weekday | 65
| CAISO | 1-in-10 | 2024 | 11 | All | All Customers | Monthly System Peak Day | High Cost Winter Weekday | 65
| CAISO | 1-in-10 | 2024 | 11 | LCA | Big Creek/Ventura | Average Weekday | Low Cost Winter Weekday | 9
| CAISO | 1-in-10 | 2024 | 11 | LCA | Big Creek/Ventura | Monthly System Peak Day | High Cost Winter Weekday | 9
| CAISO | 1-in-10 | 2024 | 11 | LCA | LA Basin | Average Weekday | Low Cost Winter Weekday | 53
| CAISO | 1-in-10 | 2024 | 11 | LCA | LA Basin | Monthly System Peak Day | High Cost Winter Weekday | 53
| CAISO | 1-in-10 | 2024 | 11 | LCA | Outside LA Basin | Average Weekday | Low Cost Winter Weekday | 3
| CAISO | 1-in-10 | 2024 | 11 | LCA | Outside LA Basin | Monthly System Peak Day | High Cost Winter Weekday | 3
| CAISO | 1-in-10 | 2024 | 11 | Zone | Remainder of System | Average Weekday | Low Cost Winter Weekday | 44
| CAISO | 1-in-10 | 2024 | 11 | Zone | Remainder of System | Monthly System Peak Day | High Cost Winter Weekday | 44
| CAISO | 1-in-10 | 2024 | 11 | Zone | South Orange County | Average Weekday | Low Cost Winter Weekday | 4
| CAISO | 1-in-10 | 2024 | 11 | Zone | South Orange County | Monthly System Peak Day | High Cost Winter Weekday | 4
| CAISO | 1-in-10 | 2024 | 11 | Zone | South of Lugo | Average Weekday | Low Cost Winter Weekday | 17
| CAISO | 1-in-10 | 2024 | 11 | Zone | South of Lugo | Monthly System Peak Day | High Cost Winter Weekday | 17
| CAISO | 1-in-10 | 2024 | 12 | All | All Customers | Average Weekday | Low Cost Winter Weekday | 65
| CAISO | 1-in-10 | 2024 | 12 | All | All Customers | Monthly System Peak Day | Low Cost Winter Weekday | 65
| CAISO | 1-in-10 | 2024 | 12 | LCA | Big Creek/Ventura | Average Weekday | Low Cost Winter Weekday | 9
| CAISO | 1-in-10 | 2024 | 12 | LCA | Big Creek/Ventura | Monthly System Peak Day | Low Cost Winter Weekday | 9
| CAISO | 1-in-10 | 2024 | 12 | LCA | LA Basin | Average Weekday | Low Cost Winter Weekday | 53
| CAISO | 1-in-10 | 2024 | 12 | LCA | LA Basin | Monthly System Peak Day | Low Cost Winter Weekday | 53
| CAISO | 1-in-10 | 2024 | 12 | LCA | Outside LA Basin | Average Weekday | Low Cost Winter Weekday | 3
| CAISO | 1-in-10 | 2024 | 12 | LCA | Outside LA Basin | Monthly System Peak Day | Low Cost Winter Weekday | 3
| CAISO | 1-in-10 | 2024 | 12 | Zone | Remainder of System | Average Weekday | Low Cost Winter Weekday | 44
| CAISO | 1-in-10 | 2024 | 12 | Zone | Remainder of System | Monthly System Peak Day | Low Cost Winter Weekday | 44
| CAISO | 1-in-10 | 2024 | 12 | Zone | South Orange County | Average Weekday | Low Cost Winter Weekday | 4
| CAISO | 1-in-10 | 2024 | 12 | Zone | South Orange County | Monthly System Peak Day | Low Cost Winter Weekday | 4
| CAISO | 1-in-10 | 2024 | 12 | Zone | South of Lugo | Average Weekday | Low Cost Winter Weekday | 17
| CAISO | 1-in-10 | 2024 | 12 | Zone | South of Lugo | Monthly System Peak Day | Low Cost Winter Weekday | 17
| CAISO | 1-in-10 | 2025 | 1 | All | All Customers | Average Weekday | Low Cost Winter Weekday | 65
| CAISO | 1-in-10 | 2025 | 1 | All | All Customers | Monthly System Peak Day | Low Cost Winter Weekday | 65
| CAISO | 1-in-10 | 2025 | 1 | LCA | Big Creek/Ventura | Average Weekday | Low Cost Winter Weekday | 9
| CAISO | 1-in-10 | 2025 | 1 | LCA | Big Creek/Ventura | Monthly System Peak Day | Low Cost Winter Weekday | 9
| CAISO | 1-in-10 | 2025 | 1 | LCA | LA Basin | Average Weekday | Low Cost Winter Weekday | 53
| CAISO | 1-in-10 | 2025 | 1 | LCA | LA Basin | Monthly System Peak Day | Low Cost Winter Weekday | 53
| CAISO | 1-in-10 | 2025 | 1 | LCA | Outside LA Basin | Average Weekday | Low Cost Winter Weekday | 3
| CAISO | 1-in-10 | 2025 | 1 | LCA | Outside LA Basin | Monthly System Peak Day | Low Cost Winter Weekday | 3
| CAISO | 1-in-10 | 2025 | 1 | Zone | Remainder of System | Average Weekday | Low Cost Winter Weekday | 44
| CAISO | 1-in-10 | 2025 | 1 | Zone | Remainder of System | Monthly System Peak Day | Low Cost Winter Weekday | 44
| CAISO | 1-in-10 | 2025 | 1 | Zone | South Orange County | Average Weekday | Low Cost Winter Weekday | 4
| CAISO | 1-in-10 | 2025 | 1 | Zone | South Orange County | Monthly System Peak Day | Low Cost Winter Weekday | 4
| CAISO | 1-in-10 | 2025 | 1 | Zone | South of Lugo | Average Weekday | Low Cost Winter Weekday | 17
| CAISO | 1-in-10 | 2025 | 1 | Zone | South of Lugo | Monthly System Peak Day | Low Cost Winter Weekday | 17
| CAISO | 1-in-10 | 2025 | 2 | All | All Customers | Average Weekday | Low Cost Winter Weekday | 65
| CAISO | 1-in-10 | 2025 | 2 | All | All Customers | Monthly System Peak Day | Low Cost Winter Weekday | 65
| CAISO | 1-in-10 | 2025 | 2 | LCA | Big Creek/Ventura | Average Weekday | Low Cost Winter Weekday | 9
| CAISO | 1-in-10 | 2025 | 2 | LCA | Big Creek/Ventura | Monthly System Peak Day | Low Cost Winter Weekday | 9
| CAISO | 1-in-10 | 2025 | 2 | LCA | LA Basin | Average Weekday | Low Cost Winter Weekday | 53
| CAISO | 1-in-10 | 2025 | 2 | LCA | LA Basin | Monthly System Peak Day | Low Cost Winter Weekday | 53
| CAISO | 1-in-10 | 2025 | 2 | LCA | Outside LA Basin | Average Weekday | Low Cost Winter Weekday | 3
| CAISO | 1-in-10 | 2025 | 2 | LCA | Outside LA Basin | Monthly System Peak Day | Low Cost Winter Weekday | 3
| CAISO | 1-in-10 | 2025 | 2 | Zone | Remainder of System | Average Weekday | Low Cost Winter Weekday | 44
| CAISO | 1-in-10 | 2025 | 2 | Zone | Remainder of System | Monthly System Peak Day | Low Cost Winter Weekday | 44
| CAISO | 1-in-10 | 2025 | 2 | Zone | South Orange County | Average Weekday | Low Cost Winter Weekday | 4
| CAISO | 1-in-10 | 2025 | 2 | Zone | South Orange County | Monthly System Peak Day | Low Cost Winter Weekday | 4
| CAISO | 1-in-10 | 2025 | 2 | Zone | South of Lugo | Average Weekday | Low Cost Winter Weekday | 17
| CAISO | 1-in-10 | 2025 | 2 | Zone | South of Lugo | Monthly System Peak Day | Low Cost Winter Weekday | 17
| CAISO | 1-in-10 | 2025 | 3 | All | All Customers | Average Weekday | Low Cost Winter Weekday | 65
| CAISO | 1-in-10 | 2025 | 3 | All | All Customers | Monthly System Peak Day | High Cost Winter Weekday | 65
| CAISO | 1-in-10 | 2025 | 3 | LCA | Big Creek/Ventura | Average Weekday | Low Cost Winter Weekday | 9
| CAISO | 1-in-10 | 2025 | 3 | LCA | Big Creek/Ventura | Monthly System Peak Day | High Cost Winter Weekday | 9
| CAISO | 1-in-10 | 2025 | 3 | LCA | LA Basin | Average Weekday | Low Cost Winter Weekday | 53
| CAISO | 1-in-10 | 2025 | 3 | LCA | LA Basin | Monthly System Peak Day | High Cost Winter Weekday | 53
| CAISO | 1-in-10 | 2025 | 3 | LCA | Outside LA Basin | Average Weekday | Low Cost Winter Weekday | 3
| CAISO | 1-in-10 | 2025 | 3 | LCA | Outside LA Basin | Monthly System Peak Day | High Cost Winter Weekday | 3
| CAISO | 1-in-10 | 2025 | 3 | Zone | Remainder of System | Average Weekday | Low Cost Winter Weekday | 44
| CAISO | 1-in-10 | 2025 | 3 | Zone | Remainder of System | Monthly System Peak Day | High Cost Winter Weekday | 44
| CAISO | 1-in-10 | 2025 | 3 | Zone | South Orange County | Average Weekday | Low Cost Winter Weekday | 4
| CAISO | 1-in-10 | 2025 | 3 | Zone | South Orange County | Monthly System Peak Day | High Cost Winter Weekday | 4
| CAISO | 1-in-10 | 2025 | 3 | Zone | South of Lugo | Average Weekday | Low Cost Winter Weekday | 17
| CAISO | 1-in-10 | 2025 | 3 | Zone | South of Lugo | Monthly System Peak Day | High Cost Winter Weekday | 17
| CAISO | 1-in-10 | 2025 | 4 | All | All Customers | Average Weekday | Low Cost Winter Weekday | 65
| CAISO | 1-in-10 | 2025 | 4 | All | All Customers | Monthly System Peak Day | High Cost Winter Weekday | 65
| CAISO | 1-in-10 | 2025 | 4 | LCA | Big Creek/Ventura | Average Weekday | Low Cost Winter Weekday | 9
| CAISO | 1-in-10 | 2025 | 4 | LCA | Big Creek/Ventura | Monthly System Peak Day | High Cost Winter Weekday | 9
| CAISO | 1-in-10 | 2025 | 4 | LCA | LA Basin | Average Weekday | Low Cost Winter Weekday | 53
| CAISO | 1-in-10 | 2025 | 4 | LCA | LA Basin | Monthly System Peak Day | High Cost Winter Weekday | 53
| CAISO | 1-in-10 | 2025 | 4 | LCA | Outside LA Basin | Average Weekday | Low Cost Winter Weekday | 3
| CAISO | 1-in-10 | 2025 | 4 | LCA | Outside LA Basin | Monthly System Peak Day | High Cost Winter Weekday | 3
| CAISO | 1-in-10 | 2025 | 4 | Zone | Remainder of System | Average Weekday | Low Cost Winter Weekday | 44
| CAISO | 1-in-10 | 2025 | 4 | Zone | Remainder of System | Monthly System Peak Day | High Cost Winter Weekday | 44
| CAISO | 1-in-10 | 2025 | 4 | Zone | South Orange County | Average Weekday | Low Cost Winter Weekday | 4
| CAISO | 1-in-10 | 2025 | 4 | Zone | South Orange County | Monthly System Peak Day | High Cost Winter Weekday | 4
| CAISO | 1-in-10 | 2025 | 4 | Zone | South of Lugo | Average Weekday | Low Cost Winter Weekday | 17
| CAISO | 1-in-10 | 2025 | 4 | Zone | South of Lugo | Monthly System Peak Day | High Cost Winter Weekday | 17
| CAISO | 1-in-10 | 2025 | 5 | All | All Customers | Average Weekday | Low Cost Winter Weekday | 65
| CAISO | 1-in-10 | 2025 | 5 | All | All Customers | Monthly System Peak Day | High Cost Winter Weekday | 65
| CAISO | 1-in-10 | 2025 | 5 | LCA | Big Creek/Ventura | Average Weekday | Low Cost Winter Weekday | 9
| CAISO | 1-in-10 | 2025 | 5 | LCA | Big Creek/Ventura | Monthly System Peak Day | High Cost Winter Weekday | 9
| CAISO | 1-in-10 | 2025 | 5 | LCA | LA Basin | Average Weekday | Low Cost Winter Weekday | 53
| CAISO | 1-in-10 | 2025 | 5 | LCA | LA Basin | Monthly System Peak Day | High Cost Winter Weekday | 53
| CAISO | 1-in-10 | 2025 | 5 | LCA | Outside LA Basin | Average Weekday | Low Cost Winter Weekday | 3
| CAISO | 1-in-10 | 2025 | 5 | LCA | Outside LA Basin | Monthly System Peak Day | High Cost Winter Weekday | 3
| CAISO | 1-in-10 | 2025 | 5 | Zone | Remainder of System | Average Weekday | Low Cost Winter Weekday | 44
| CAISO | 1-in-10 | 2025 | 5 | Zone | Remainder of System | Monthly System Peak Day | High Cost Winter Weekday | 44
| CAISO | 1-in-10 | 2025 | 5 | Zone | South Orange County | Average Weekday | Low Cost Winter Weekday | 4
| CAISO | 1-in-10 | 2025 | 5 | Zone | South Orange County | Monthly System Peak Day | High Cost Winter Weekday | 4
| CAISO | 1-in-10 | 2025 | 5 | Zone | South of Lugo | Average Weekday | Low Cost Winter Weekday | 17
| CAISO | 1-in-10 | 2025 | 5 | Zone | South of Lugo | Monthly System Peak Day | High Cost Winter Weekday | 17
| CAISO | 1-in-10 | 2025 | 6 | All | All Customers | Average Weekday | Moderate Summer Weekday | 65
| CAISO | 1-in-10 | 2025 | 6 | All | All Customers | Monthly System Peak Day | Hot Summer Weekday | 65
| CAISO | 1-in-10 | 2025 | 6 | LCA | Big Creek/Ventura | Average Weekday | Moderate Summer Weekday | 9
| CAISO | 1-in-10 | 2025 | 6 | LCA | Big Creek/Ventura | Monthly System Peak Day | Hot Summer Weekday | 9
| CAISO | 1-in-10 | 2025 | 6 | LCA | LA Basin | Average Weekday | Moderate Summer Weekday | 53
| CAISO | 1-in-10 | 2025 | 6 | LCA | LA Basin | Monthly System Peak Day | Hot Summer Weekday | 53
| CAISO | 1-in-10 | 2025 | 6 | LCA | Outside LA Basin | Average Weekday | Moderate Summer Weekday | 3
| CAISO | 1-in-10 | 2025 | 6 | LCA | Outside LA Basin | Monthly System Peak Day | Hot Summer Weekday | 3
| CAISO | 1-in-10 | 2025 | 6 | Zone | Remainder of System | Average Weekday | Moderate Summer Weekday | 44
| CAISO | 1-in-10 | 2025 | 6 | Zone | Remainder of System | Monthly System Peak Day | Hot Summer Weekday | 44
| CAISO | 1-in-10 | 2025 | 6 | Zone | South Orange County | Average Weekday | Moderate Summer Weekday | 4
| CAISO | 1-in-10 | 2025 | 6 | Zone | South Orange County | Monthly System Peak Day | Hot Summer Weekday | 4
| CAISO | 1-in-10 | 2025 | 6 | Zone | South of Lugo | Average Weekday | Moderate Summer Weekday | 17
| CAISO | 1-in-10 | 2025 | 6 | Zone | South of Lugo | Monthly System Peak Day | Hot Summer Weekday | 17
| CAISO | 1-in-10 | 2025 | 7 | All | All Customers | Average Weekday | Moderate Summer Weekday | 65
| CAISO | 1-in-10 | 2025 | 7 | All | All Customers | Monthly System Peak Day | Hot Summer Weekday | 65
| CAISO | 1-in-10 | 2025 | 7 | LCA | Big Creek/Ventura | Average Weekday | Moderate Summer Weekday | 9
| CAISO | 1-in-10 | 2025 | 7 | LCA | Big Creek/Ventura | Monthly System Peak Day | Hot Summer Weekday | 9
| CAISO | 1-in-10 | 2025 | 7 | LCA | LA Basin | Average Weekday | Moderate Summer Weekday | 53
| CAISO | 1-in-10 | 2025 | 7 | LCA | LA Basin | Monthly System Peak Day | Hot Summer Weekday | 53
| CAISO | 1-in-10 | 2025 | 7 | LCA | Outside LA Basin | Average Weekday | Moderate Summer Weekday | 3
| CAISO | 1-in-10 | 2025 | 7 | LCA | Outside LA Basin | Monthly System Peak Day | Hot Summer Weekday | 3
| CAISO | 1-in-10 | 2025 | 7 | Zone | Remainder of System | Average Weekday | Moderate Summer Weekday | 44
| CAISO | 1-in-10 | 2025 | 7 | Zone | Remainder of System | Monthly System Peak Day | Hot Summer Weekday | 44
| CAISO | 1-in-10 | 2025 | 7 | Zone | South Orange County | Average Weekday | Moderate Summer Weekday | 4
| CAISO | 1-in-10 | 2025 | 7 | Zone | South Orange County | Monthly System Peak Day | Hot Summer Weekday | 4
| CAISO | 1-in-10 | 2025 | 7 | Zone | South of Lugo | Average Weekday | Moderate Summer Weekday | 17
| CAISO | 1-in-10 | 2025 | 7 | Zone | South of Lugo | Monthly System Peak Day | Hot Summer Weekday | 17
| CAISO | 1-in-10 | 2025 | 8 | All | All Customers | Average Weekday | Moderate Summer Weekday | 65
| CAISO | 1-in-10 | 2025 | 8 | All | All Customers | Monthly System Peak Day | Hot Summer Weekday | 65
| CAISO | 1-in-10 | 2025 | 8 | All | All Customers | Typical Event Day | Hot Summer Weekday | 65
| CAISO | 1-in-10 | 2025 | 8 | LCA | Big Creek/Ventura | Average Weekday | Moderate Summer Weekday | 9
| CAISO | 1-in-10 | 2025 | 8 | LCA | Big Creek/Ventura | Monthly System Peak Day | Hot Summer Weekday | 9
| CAISO | 1-in-10 | 2025 | 8 | LCA | Big Creek/Ventura | Typical Event Day | Hot Summer Weekday | 9
| CAISO | 1-in-10 | 2025 | 8 | LCA | LA Basin | Average Weekday | Moderate Summer Weekday | 53
| CAISO | 1-in-10 | 2025 | 8 | LCA | LA Basin | Monthly System Peak Day | Hot Summer Weekday | 53
| CAISO | 1-in-10 | 2025 | 8 | LCA | LA Basin | Typical Event Day | Hot Summer Weekday | 53
| CAISO | 1-in-10 | 2025 | 8 | LCA | Outside LA Basin | Average Weekday | Moderate Summer Weekday | 3
| CAISO | 1-in-10 | 2025 | 8 | LCA | Outside LA Basin | Monthly System Peak Day | Hot Summer Weekday | 3
| CAISO | 1-in-10 | 2025 | 8 | LCA | Outside LA Basin | Typical Event Day | Hot Summer Weekday | 3
| CAISO | 1-in-10 | 2025 | 8 | Zone | Remainder of System | Average Weekday | Moderate Summer Weekday | 44
| CAISO | 1-in-10 | 2025 | 8 | Zone | Remainder of System | Monthly System Peak Day | Hot Summer Weekday | 44
| CAISO | 1-in-10 | 2025 | 8 | Zone | Remainder of System | Typical Event Day | Hot Summer Weekday | 44
| CAISO | 1-in-10 | 2025 | 8 | Zone | South Orange County | Average Weekday | Moderate Summer Weekday | 4
| CAISO | 1-in-10 | 2025 | 8 | Zone | South Orange County | Monthly System Peak Day | Hot Summer Weekday | 4
| CAISO | 1-in-10 | 2025 | 8 | Zone | South Orange County | Typical Event Day | Hot Summer Weekday | 4
| CAISO | 1-in-10 | 2025 | 8 | Zone | South of Lugo | Average Weekday | Moderate Summer Weekday | 17
| CAISO | 1-in-10 | 2025 | 8 | Zone | South of Lugo | Monthly System Peak Day | Hot Summer Weekday | 17
| CAISO | 1-in-10 | 2025 | 8 | Zone | South of Lugo | Typical Event Day | Hot Summer Weekday | 17
| CAISO | 1-in-10 | 2025 | 9 | All | All Customers | Average Weekday | Moderate Summer Weekday | 65
| CAISO | 1-in-10 | 2025 | 9 | All | All Customers | Monthly System Peak Day | Hot Summer Weekday | 65
| CAISO | 1-in-10 | 2025 | 9 | LCA | Big Creek/Ventura | Average Weekday | Moderate Summer Weekday | 9
| CAISO | 1-in-10 | 2025 | 9 | LCA | Big Creek/Ventura | Monthly System Peak Day | Hot Summer Weekday | 9
| CAISO | 1-in-10 | 2025 | 9 | LCA | LA Basin | Average Weekday | Moderate Summer Weekday | 53
| CAISO | 1-in-10 | 2025 | 9 | LCA | LA Basin | Monthly System Peak Day | Hot Summer Weekday | 53
| CAISO | 1-in-10 | 2025 | 9 | LCA | Outside LA Basin | Average Weekday | Moderate Summer Weekday | 3
| CAISO | 1-in-10 | 2025 | 9 | LCA | Outside LA Basin | Monthly System Peak Day | Hot Summer Weekday | 3
| CAISO | 1-in-10 | 2025 | 9 | Zone | Remainder of System | Average Weekday | Moderate Summer Weekday | 44
| CAISO | 1-in-10 | 2025 | 9 | Zone | Remainder of System | Monthly System Peak Day | Hot Summer Weekday | 44
| CAISO | 1-in-10 | 2025 | 9 | Zone | South Orange County | Average Weekday | Moderate Summer Weekday | 4
| CAISO | 1-in-10 | 2025 | 9 | Zone | South Orange County | Monthly System Peak Day | Hot Summer Weekday | 4
| CAISO | 1-in-10 | 2025 | 9 | Zone | South of Lugo | Average Weekday | Moderate Summer Weekday | 17
| CAISO | 1-in-10 | 2025 | 9 | Zone | South of Lugo | Monthly System Peak Day | Hot Summer Weekday | 17
| CAISO | 1-in-10 | 2025 | 10 | All | All Customers | Average Weekday | Low Cost Winter Weekday | 65
| CAISO | 1-in-10 | 2025 | 10 | All | All Customers | Monthly System Peak Day | High Cost Winter Weekday | 65
| CAISO | 1-in-10 | 2025 | 10 | LCA | Big Creek/Ventura | Average Weekday | Low Cost Winter Weekday | 9
| CAISO | 1-in-10 | 2025 | 10 | LCA | Big Creek/Ventura | Monthly System Peak Day | High Cost Winter Weekday | 9
| CAISO | 1-in-10 | 2025 | 10 | LCA | LA Basin | Average Weekday | Low Cost Winter Weekday | 53
| CAISO | 1-in-10 | 2025 | 10 | LCA | LA Basin | Monthly System Peak Day | High Cost Winter Weekday | 53
| CAISO | 1-in-10 | 2025 | 10 | LCA | Outside LA Basin | Average Weekday | Low Cost Winter Weekday | 3
| CAISO | 1-in-10 | 2025 | 10 | LCA | Outside LA Basin | Monthly System Peak Day | High Cost Winter Weekday | 3
| CAISO | 1-in-10 | 2025 | 10 | Zone | Remainder of System | Average Weekday | Low Cost Winter Weekday | 44
| CAISO | 1-in-10 | 2025 | 10 | Zone | Remainder of System | Monthly System Peak Day | High Cost Winter Weekday | 44
| CAISO | 1-in-10 | 2025 | 10 | Zone | South Orange County | Average Weekday | Low Cost Winter Weekday | 4
| CAISO | 1-in-10 | 2025 | 10 | Zone | South Orange County | Monthly System Peak Day | High Cost Winter Weekday | 4
| CAISO | 1-in-10 | 2025 | 10 | Zone | South of Lugo | Average Weekday | Low Cost Winter Weekday | 17
| CAISO | 1-in-10 | 2025 | 10 | Zone | South of Lugo | Monthly System Peak Day | High Cost Winter Weekday | 17
| CAISO | 1-in-10 | 2025 | 11 | All | All Customers | Average Weekday | Low Cost Winter Weekday | 65
| CAISO | 1-in-10 | 2025 | 11 | All | All Customers | Monthly System Peak Day | High Cost Winter Weekday | 65
| CAISO | 1-in-10 | 2025 | 11 | LCA | Big Creek/Ventura | Average Weekday | Low Cost Winter Weekday | 9
| CAISO | 1-in-10 | 2025 | 11 | LCA | Big Creek/Ventura | Monthly System Peak Day | High Cost Winter Weekday | 9
| CAISO | 1-in-10 | 2025 | 11 | LCA | LA Basin | Average Weekday | Low Cost Winter Weekday | 53
| CAISO | 1-in-10 | 2025 | 11 | LCA | LA Basin | Monthly System Peak Day | High Cost Winter Weekday | 53
| CAISO | 1-in-10 | 2025 | 11 | LCA | Outside LA Basin | Average Weekday | Low Cost Winter Weekday | 3
| CAISO | 1-in-10 | 2025 | 11 | LCA | Outside LA Basin | Monthly System Peak Day | High Cost Winter Weekday | 3
| CAISO | 1-in-10 | 2025 | 11 | Zone | Remainder of System | Average Weekday | Low Cost Winter Weekday | 44
| CAISO | 1-in-10 | 2025 | 11 | Zone | Remainder of System | Monthly System Peak Day | High Cost Winter Weekday | 44
| CAISO | 1-in-10 | 2025 | 11 | Zone | South Orange County | Average Weekday | Low Cost Winter Weekday | 4
| CAISO | 1-in-10 | 2025 | 11 | Zone | South Orange County | Monthly System Peak Day | High Cost Winter Weekday | 4
| CAISO | 1-in-10 | 2025 | 11 | Zone | South of Lugo | Average Weekday | Low Cost Winter Weekday | 17
| CAISO | 1-in-10 | 2025 | 11 | Zone | South of Lugo | Monthly System Peak Day | High Cost Winter Weekday | 17
| CAISO | 1-in-10 | 2025 | 12 | All | All Customers | Average Weekday | Low Cost Winter Weekday | 65
| CAISO | 1-in-10 | 2025 | 12 | All | All Customers | Monthly System Peak Day | Low Cost Winter Weekday | 65
| CAISO | 1-in-10 | 2025 | 12 | LCA | Big Creek/Ventura | Average Weekday | Low Cost Winter Weekday | 9
| CAISO | 1-in-10 | 2025 | 12 | LCA | Big Creek/Ventura | Monthly System Peak Day | Low Cost Winter Weekday | 9
| CAISO | 1-in-10 | 2025 | 12 | LCA | LA Basin | Average Weekday | Low Cost Winter Weekday | 53
| CAISO | 1-in-10 | 2025 | 12 | LCA | LA Basin | Monthly System Peak Day | Low Cost Winter Weekday | 53
| CAISO | 1-in-10 | 2025 | 12 | LCA | Outside LA Basin | Average Weekday | Low Cost Winter Weekday | 3
| CAISO | 1-in-10 | 2025 | 12 | LCA | Outside LA Basin | Monthly System Peak Day | Low Cost Winter Weekday | 3
| CAISO | 1-in-10 | 2025 | 12 | Zone | Remainder of System | Average Weekday | Low Cost Winter Weekday | 44
| CAISO | 1-in-10 | 2025 | 12 | Zone | Remainder of System | Monthly System Peak Day | Low Cost Winter Weekday | 44
| CAISO | 1-in-10 | 2025 | 12 | Zone | South Orange County | Average Weekday | Low Cost Winter Weekday | 4
| CAISO | 1-in-10 | 2025 | 12 | Zone | South Orange County | Monthly System Peak Day | Low Cost Winter Weekday | 4
| CAISO | 1-in-10 | 2025 | 12 | Zone | South of Lugo | Average Weekday | Low Cost Winter Weekday | 17
| CAISO | 1-in-10 | 2025 | 12 | Zone | South of Lugo | Monthly System Peak Day | Low Cost Winter Weekday | 17
| CAISO | 1-in-10 | 2026 | 1 | All | All Customers | Average Weekday | Low Cost Winter Weekday | 65
| CAISO | 1-in-10 | 2026 | 1 | All | All Customers | Monthly System Peak Day | Low Cost Winter Weekday | 65
| CAISO | 1-in-10 | 2026 | 1 | LCA | Big Creek/Ventura | Average Weekday | Low Cost Winter Weekday | 9
| CAISO | 1-in-10 | 2026 | 1 | LCA | Big Creek/Ventura | Monthly System Peak Day | Low Cost Winter Weekday | 9
| CAISO | 1-in-10 | 2026 | 1 | LCA | LA Basin | Average Weekday | Low Cost Winter Weekday | 53
| CAISO | 1-in-10 | 2026 | 1 | LCA | LA Basin | Monthly System Peak Day | Low Cost Winter Weekday | 53
| CAISO | 1-in-10 | 2026 | 1 | LCA | Outside LA Basin | Average Weekday | Low Cost Winter Weekday | 3
| CAISO | 1-in-10 | 2026 | 1 | LCA | Outside LA Basin | Monthly System Peak Day | Low Cost Winter Weekday | 3
| CAISO | 1-in-10 | 2026 | 1 | Zone | Remainder of System | Average Weekday | Low Cost Winter Weekday | 44
| CAISO | 1-in-10 | 2026 | 1 | Zone | Remainder of System | Monthly System Peak Day | Low Cost Winter Weekday | 44
| CAISO | 1-in-10 | 2026 | 1 | Zone | South Orange County | Average Weekday | Low Cost Winter Weekday | 4
| CAISO | 1-in-10 | 2026 | 1 | Zone | South Orange County | Monthly System Peak Day | Low Cost Winter Weekday | 4
| CAISO | 1-in-10 | 2026 | 1 | Zone | South of Lugo | Average Weekday | Low Cost Winter Weekday | 17
| CAISO | 1-in-10 | 2026 | 1 | Zone | South of Lugo | Monthly System Peak Day | Low Cost Winter Weekday | 17
| CAISO | 1-in-10 | 2026 | 2 | All | All Customers | Average Weekday | Low Cost Winter Weekday | 65
| CAISO | 1-in-10 | 2026 | 2 | All | All Customers | Monthly System Peak Day | Low Cost Winter Weekday | 65
| CAISO | 1-in-10 | 2026 | 2 | LCA | Big Creek/Ventura | Average Weekday | Low Cost Winter Weekday | 9
| CAISO | 1-in-10 | 2026 | 2 | LCA | Big Creek/Ventura | Monthly System Peak Day | Low Cost Winter Weekday | 9
| CAISO | 1-in-10 | 2026 | 2 | LCA | LA Basin | Average Weekday | Low Cost Winter Weekday | 53
| CAISO | 1-in-10 | 2026 | 2 | LCA | LA Basin | Monthly System Peak Day | Low Cost Winter Weekday | 53
| CAISO | 1-in-10 | 2026 | 2 | LCA | Outside LA Basin | Average Weekday | Low Cost Winter Weekday | 3
| CAISO | 1-in-10 | 2026 | 2 | LCA | Outside LA Basin | Monthly System Peak Day | Low Cost Winter Weekday | 3
| CAISO | 1-in-10 | 2026 | 2 | Zone | Remainder of System | Average Weekday | Low Cost Winter Weekday | 44
| CAISO | 1-in-10 | 2026 | 2 | Zone | Remainder of System | Monthly System Peak Day | Low Cost Winter Weekday | 44
| CAISO | 1-in-10 | 2026 | 2 | Zone | South Orange County | Average Weekday | Low Cost Winter Weekday | 4
| CAISO | 1-in-10 | 2026 | 2 | Zone | South Orange County | Monthly System Peak Day | Low Cost Winter Weekday | 4
| CAISO | 1-in-10 | 2026 | 2 | Zone | South of Lugo | Average Weekday | Low Cost Winter Weekday | 17
| CAISO | 1-in-10 | 2026 | 2 | Zone | South of Lugo | Monthly System Peak Day | Low Cost Winter Weekday | 17
| CAISO | 1-in-10 | 2026 | 3 | All | All Customers | Average Weekday | Low Cost Winter Weekday | 65
| CAISO | 1-in-10 | 2026 | 3 | All | All Customers | Monthly System Peak Day | High Cost Winter Weekday | 65
| CAISO | 1-in-10 | 2026 | 3 | LCA | Big Creek/Ventura | Average Weekday | Low Cost Winter Weekday | 9
| CAISO | 1-in-10 | 2026 | 3 | LCA | Big Creek/Ventura | Monthly System Peak Day | High Cost Winter Weekday | 9
| CAISO | 1-in-10 | 2026 | 3 | LCA | LA Basin | Average Weekday | Low Cost Winter Weekday | 53
| CAISO | 1-in-10 | 2026 | 3 | LCA | LA Basin | Monthly System Peak Day | High Cost Winter Weekday | 53
| CAISO | 1-in-10 | 2026 | 3 | LCA | Outside LA Basin | Average Weekday | Low Cost Winter Weekday | 3
| CAISO | 1-in-10 | 2026 | 3 | LCA | Outside LA Basin | Monthly System Peak Day | High Cost Winter Weekday | 3
| CAISO | 1-in-10 | 2026 | 3 | Zone | Remainder of System | Average Weekday | Low Cost Winter Weekday | 44
| CAISO | 1-in-10 | 2026 | 3 | Zone | Remainder of System | Monthly System Peak Day | High Cost Winter Weekday | 44
| CAISO | 1-in-10 | 2026 | 3 | Zone | South Orange County | Average Weekday | Low Cost Winter Weekday | 4
| CAISO | 1-in-10 | 2026 | 3 | Zone | South Orange County | Monthly System Peak Day | High Cost Winter Weekday | 4
| CAISO | 1-in-10 | 2026 | 3 | Zone | South of Lugo | Average Weekday | Low Cost Winter Weekday | 17
| CAISO | 1-in-10 | 2026 | 3 | Zone | South of Lugo | Monthly System Peak Day | High Cost Winter Weekday | 17
| CAISO | 1-in-10 | 2026 | 4 | All | All Customers | Average Weekday | Low Cost Winter Weekday | 65
| CAISO | 1-in-10 | 2026 | 4 | All | All Customers | Monthly System Peak Day | High Cost Winter Weekday | 65
| CAISO | 1-in-10 | 2026 | 4 | LCA | Big Creek/Ventura | Average Weekday | Low Cost Winter Weekday | 9
| CAISO | 1-in-10 | 2026 | 4 | LCA | Big Creek/Ventura | Monthly System Peak Day | High Cost Winter Weekday | 9
| CAISO | 1-in-10 | 2026 | 4 | LCA | LA Basin | Average Weekday | Low Cost Winter Weekday | 53
| CAISO | 1-in-10 | 2026 | 4 | LCA | LA Basin | Monthly System Peak Day | High Cost Winter Weekday | 53
| CAISO | 1-in-10 | 2026 | 4 | LCA | Outside LA Basin | Average Weekday | Low Cost Winter Weekday | 3
| CAISO | 1-in-10 | 2026 | 4 | LCA | Outside LA Basin | Monthly System Peak Day | High Cost Winter Weekday | 3
| CAISO | 1-in-10 | 2026 | 4 | Zone | Remainder of System | Average Weekday | Low Cost Winter Weekday | 44
| CAISO | 1-in-10 | 2026 | 4 | Zone | Remainder of System | Monthly System Peak Day | High Cost Winter Weekday | 44
| CAISO | 1-in-10 | 2026 | 4 | Zone | South Orange County | Average Weekday | Low Cost Winter Weekday | 4
| CAISO | 1-in-10 | 2026 | 4 | Zone | South Orange County | Monthly System Peak Day | High Cost Winter Weekday | 4
| CAISO | 1-in-10 | 2026 | 4 | Zone | South of Lugo | Average Weekday | Low Cost Winter Weekday | 17
| CAISO | 1-in-10 | 2026 | 4 | Zone | South of Lugo | Monthly System Peak Day | High Cost Winter Weekday | 17
| CAISO | 1-in-10 | 2026 | 5 | All | All Customers | Average Weekday | Low Cost Winter Weekday | 65
| CAISO | 1-in-10 | 2026 | 5 | All | All Customers | Monthly System Peak Day | High Cost Winter Weekday | 65
| CAISO | 1-in-10 | 2026 | 5 | LCA | Big Creek/Ventura | Average Weekday | Low Cost Winter Weekday | 9
| CAISO | 1-in-10 | 2026 | 5 | LCA | Big Creek/Ventura | Monthly System Peak Day | High Cost Winter Weekday | 9
| CAISO | 1-in-10 | 2026 | 5 | LCA | LA Basin | Average Weekday | Low Cost Winter Weekday | 53
| CAISO | 1-in-10 | 2026 | 5 | LCA | LA Basin | Monthly System Peak Day | High Cost Winter Weekday | 53
| CAISO | 1-in-10 | 2026 | 5 | LCA | Outside LA Basin | Average Weekday | Low Cost Winter Weekday | 3
| CAISO | 1-in-10 | 2026 | 5 | LCA | Outside LA Basin | Monthly System Peak Day | High Cost Winter Weekday | 3
| CAISO | 1-in-10 | 2026 | 5 | Zone | Remainder of System | Average Weekday | Low Cost Winter Weekday | 44
| CAISO | 1-in-10 | 2026 | 5 | Zone | Remainder of System | Monthly System Peak Day | High Cost Winter Weekday | 44
| CAISO | 1-in-10 | 2026 | 5 | Zone | South Orange County | Average Weekday | Low Cost Winter Weekday | 4
| CAISO | 1-in-10 | 2026 | 5 | Zone | South Orange County | Monthly System Peak Day | High Cost Winter Weekday | 4
| CAISO | 1-in-10 | 2026 | 5 | Zone | South of Lugo | Average Weekday | Low Cost Winter Weekday | 17
| CAISO | 1-in-10 | 2026 | 5 | Zone | South of Lugo | Monthly System Peak Day | High Cost Winter Weekday | 17
| CAISO | 1-in-10 | 2026 | 6 | All | All Customers | Average Weekday | Moderate Summer Weekday | 65
| CAISO | 1-in-10 | 2026 | 6 | All | All Customers | Monthly System Peak Day | Hot Summer Weekday | 65
| CAISO | 1-in-10 | 2026 | 6 | LCA | Big Creek/Ventura | Average Weekday | Moderate Summer Weekday | 9
| CAISO | 1-in-10 | 2026 | 6 | LCA | Big Creek/Ventura | Monthly System Peak Day | Hot Summer Weekday | 9
| CAISO | 1-in-10 | 2026 | 6 | LCA | LA Basin | Average Weekday | Moderate Summer Weekday | 53
| CAISO | 1-in-10 | 2026 | 6 | LCA | LA Basin | Monthly System Peak Day | Hot Summer Weekday | 53
| CAISO | 1-in-10 | 2026 | 6 | LCA | Outside LA Basin | Average Weekday | Moderate Summer Weekday | 3
| CAISO | 1-in-10 | 2026 | 6 | LCA | Outside LA Basin | Monthly System Peak Day | Hot Summer Weekday | 3
| CAISO | 1-in-10 | 2026 | 6 | Zone | Remainder of System | Average Weekday | Moderate Summer Weekday | 44
| CAISO | 1-in-10 | 2026 | 6 | Zone | Remainder of System | Monthly System Peak Day | Hot Summer Weekday | 44
| CAISO | 1-in-10 | 2026 | 6 | Zone | South Orange County | Average Weekday | Moderate Summer Weekday | 4
| CAISO | 1-in-10 | 2026 | 6 | Zone | South Orange County | Monthly System Peak Day | Hot Summer Weekday | 4
| CAISO | 1-in-10 | 2026 | 6 | Zone | South of Lugo | Average Weekday | Moderate Summer Weekday | 17
| CAISO | 1-in-10 | 2026 | 6 | Zone | South of Lugo | Monthly System Peak Day | Hot Summer Weekday | 17
| CAISO | 1-in-10 | 2026 | 7 | All | All Customers | Average Weekday | Moderate Summer Weekday | 65
| CAISO | 1-in-10 | 2026 | 7 | All | All Customers | Monthly System Peak Day | Hot Summer Weekday | 65
| CAISO | 1-in-10 | 2026 | 7 | LCA | Big Creek/Ventura | Average Weekday | Moderate Summer Weekday | 9
| CAISO | 1-in-10 | 2026 | 7 | LCA | Big Creek/Ventura | Monthly System Peak Day | Hot Summer Weekday | 9
| CAISO | 1-in-10 | 2026 | 7 | LCA | LA Basin | Average Weekday | Moderate Summer Weekday | 53
| CAISO | 1-in-10 | 2026 | 7 | LCA | LA Basin | Monthly System Peak Day | Hot Summer Weekday | 53
| CAISO | 1-in-10 | 2026 | 7 | LCA | Outside LA Basin | Average Weekday | Moderate Summer Weekday | 3
| CAISO | 1-in-10 | 2026 | 7 | LCA | Outside LA Basin | Monthly System Peak Day | Hot Summer Weekday | 3
| CAISO | 1-in-10 | 2026 | 7 | Zone | Remainder of System | Average Weekday | Moderate Summer Weekday | 44
| CAISO | 1-in-10 | 2026 | 7 | Zone | Remainder of System | Monthly System Peak Day | Hot Summer Weekday | 44
| CAISO | 1-in-10 | 2026 | 7 | Zone | South Orange County | Average Weekday | Moderate Summer Weekday | 4
| CAISO | 1-in-10 | 2026 | 7 | Zone | South Orange County | Monthly System Peak Day | Hot Summer Weekday | 4
| CAISO | 1-in-10 | 2026 | 7 | Zone | South of Lugo | Average Weekday | Moderate Summer Weekday | 17
| CAISO | 1-in-10 | 2026 | 7 | Zone | South of Lugo | Monthly System Peak Day | Hot Summer Weekday | 17
| CAISO | 1-in-10 | 2026 | 8 | All | All Customers | Average Weekday | Moderate Summer Weekday | 65
| CAISO | 1-in-10 | 2026 | 8 | All | All Customers | Monthly System Peak Day | Hot Summer Weekday | 65
| CAISO | 1-in-10 | 2026 | 8 | All | All Customers | Typical Event Day | Hot Summer Weekday | 65
| CAISO | 1-in-10 | 2026 | 8 | LCA | Big Creek/Ventura | Average Weekday | Moderate Summer Weekday | 9
| CAISO | 1-in-10 | 2026 | 8 | LCA | Big Creek/Ventura | Monthly System Peak Day | Hot Summer Weekday | 9
| CAISO | 1-in-10 | 2026 | 8 | LCA | Big Creek/Ventura | Typical Event Day | Hot Summer Weekday | 9
| CAISO | 1-in-10 | 2026 | 8 | LCA | LA Basin | Average Weekday | Moderate Summer Weekday | 53
| CAISO | 1-in-10 | 2026 | 8 | LCA | LA Basin | Monthly System Peak Day | Hot Summer Weekday | 53
| CAISO | 1-in-10 | 2026 | 8 | LCA | LA Basin | Typical Event Day | Hot Summer Weekday | 53
| CAISO | 1-in-10 | 2026 | 8 | LCA | Outside LA Basin | Average Weekday | Moderate Summer Weekday | 3
| CAISO | 1-in-10 | 2026 | 8 | LCA | Outside LA Basin | Monthly System Peak Day | Hot Summer Weekday | 3
| CAISO | 1-in-10 | 2026 | 8 | LCA | Outside LA Basin | Typical Event Day | Hot Summer Weekday | 3
| CAISO | 1-in-10 | 2026 | 8 | Zone | Remainder of System | Average Weekday | Moderate Summer Weekday | 44
| CAISO | 1-in-10 | 2026 | 8 | Zone | Remainder of System | Monthly System Peak Day | Hot Summer Weekday | 44
| CAISO | 1-in-10 | 2026 | 8 | Zone | Remainder of System | Typical Event Day | Hot Summer Weekday | 44
| CAISO | 1-in-10 | 2026 | 8 | Zone | South Orange County | Average Weekday | Moderate Summer Weekday | 4
| CAISO | 1-in-10 | 2026 | 8 | Zone | South Orange County | Monthly System Peak Day | Hot Summer Weekday | 4
| CAISO | 1-in-10 | 2026 | 8 | Zone | South Orange County | Typical Event Day | Hot Summer Weekday | 4
| CAISO | 1-in-10 | 2026 | 8 | Zone | South of Lugo | Average Weekday | Moderate Summer Weekday | 17
| CAISO | 1-in-10 | 2026 | 8 | Zone | South of Lugo | Monthly System Peak Day | Hot Summer Weekday | 17
| CAISO | 1-in-10 | 2026 | 8 | Zone | South of Lugo | Typical Event Day | Hot Summer Weekday | 17
| CAISO | 1-in-10 | 2026 | 9 | All | All Customers | Average Weekday | Moderate Summer Weekday | 65
| CAISO | 1-in-10 | 2026 | 9 | All | All Customers | Monthly System Peak Day | Hot Summer Weekday | 65
| CAISO | 1-in-10 | 2026 | 9 | LCA | Big Creek/Ventura | Average Weekday | Moderate Summer Weekday | 9
| CAISO | 1-in-10 | 2026 | 9 | LCA | Big Creek/Ventura | Monthly System Peak Day | Hot Summer Weekday | 9
| CAISO | 1-in-10 | 2026 | 9 | LCA | LA Basin | Average Weekday | Moderate Summer Weekday | 53
| CAISO | 1-in-10 | 2026 | 9 | LCA | LA Basin | Monthly System Peak Day | Hot Summer Weekday | 53
| CAISO | 1-in-10 | 2026 | 9 | LCA | Outside LA Basin | Average Weekday | Moderate Summer Weekday | 3
| CAISO | 1-in-10 | 2026 | 9 | LCA | Outside LA Basin | Monthly System Peak Day | Hot Summer Weekday | 3
| CAISO | 1-in-10 | 2026 | 9 | Zone | Remainder of System | Average Weekday | Moderate Summer Weekday | 44
| CAISO | 1-in-10 | 2026 | 9 | Zone | Remainder of System | Monthly System Peak Day | Hot Summer Weekday | 44
| CAISO | 1-in-10 | 2026 | 9 | Zone | South Orange County | Average Weekday | Moderate Summer Weekday | 4
| CAISO | 1-in-10 | 2026 | 9 | Zone | South Orange County | Monthly System Peak Day | Hot Summer Weekday | 4
| CAISO | 1-in-10 | 2026 | 9 | Zone | South of Lugo | Average Weekday | Moderate Summer Weekday | 17
| CAISO | 1-in-10 | 2026 | 9 | Zone | South of Lugo | Monthly System Peak Day | Hot Summer Weekday | 17
| CAISO | 1-in-10 | 2026 | 10 | All | All Customers | Average Weekday | Low Cost Winter Weekday | 65
| CAISO | 1-in-10 | 2026 | 10 | All | All Customers | Monthly System Peak Day | High Cost Winter Weekday | 65
| CAISO | 1-in-10 | 2026 | 10 | LCA | Big Creek/Ventura | Average Weekday | Low Cost Winter Weekday | 9
| CAISO | 1-in-10 | 2026 | 10 | LCA | Big Creek/Ventura | Monthly System Peak Day | High Cost Winter Weekday | 9
| CAISO | 1-in-10 | 2026 | 10 | LCA | LA Basin | Average Weekday | Low Cost Winter Weekday | 53
| CAISO | 1-in-10 | 2026 | 10 | LCA | LA Basin | Monthly System Peak Day | High Cost Winter Weekday | 53
| CAISO | 1-in-10 | 2026 | 10 | LCA | Outside LA Basin | Average Weekday | Low Cost Winter Weekday | 3
| CAISO | 1-in-10 | 2026 | 10 | LCA | Outside LA Basin | Monthly System Peak Day | High Cost Winter Weekday | 3
| CAISO | 1-in-10 | 2026 | 10 | Zone | Remainder of System | Average Weekday | Low Cost Winter Weekday | 44
| CAISO | 1-in-10 | 2026 | 10 | Zone | Remainder of System | Monthly System Peak Day | High Cost Winter Weekday | 44
| CAISO | 1-in-10 | 2026 | 10 | Zone | South Orange County | Average Weekday | Low Cost Winter Weekday | 4
| CAISO | 1-in-10 | 2026 | 10 | Zone | South Orange County | Monthly System Peak Day | High Cost Winter Weekday | 4
| CAISO | 1-in-10 | 2026 | 10 | Zone | South of Lugo | Average Weekday | Low Cost Winter Weekday | 17
| CAISO | 1-in-10 | 2026 | 10 | Zone | South of Lugo | Monthly System Peak Day | High Cost Winter Weekday | 17
| CAISO | 1-in-10 | 2026 | 11 | All | All Customers | Average Weekday | Low Cost Winter Weekday | 65
| CAISO | 1-in-10 | 2026 | 11 | All | All Customers | Monthly System Peak Day | High Cost Winter Weekday | 65
| CAISO | 1-in-10 | 2026 | 11 | LCA | Big Creek/Ventura | Average Weekday | Low Cost Winter Weekday | 9
| CAISO | 1-in-10 | 2026 | 11 | LCA | Big Creek/Ventura | Monthly System Peak Day | High Cost Winter Weekday | 9
| CAISO | 1-in-10 | 2026 | 11 | LCA | LA Basin | Average Weekday | Low Cost Winter Weekday | 53
| CAISO | 1-in-10 | 2026 | 11 | LCA | LA Basin | Monthly System Peak Day | High Cost Winter Weekday | 53
| CAISO | 1-in-10 | 2026 | 11 | LCA | Outside LA Basin | Average Weekday | Low Cost Winter Weekday | 3
| CAISO | 1-in-10 | 2026 | 11 | LCA | Outside LA Basin | Monthly System Peak Day | High Cost Winter Weekday | 3
| CAISO | 1-in-10 | 2026 | 11 | Zone | Remainder of System | Average Weekday | Low Cost Winter Weekday | 44
| CAISO | 1-in-10 | 2026 | 11 | Zone | Remainder of System | Monthly System Peak Day | High Cost Winter Weekday | 44
| CAISO | 1-in-10 | 2026 | 11 | Zone | South Orange County | Average Weekday | Low Cost Winter Weekday | 4
| CAISO | 1-in-10 | 2026 | 11 | Zone | South Orange County | Monthly System Peak Day | High Cost Winter Weekday | 4
| CAISO | 1-in-10 | 2026 | 11 | Zone | South of Lugo | Average Weekday | Low Cost Winter Weekday | 17
| CAISO | 1-in-10 | 2026 | 11 | Zone | South of Lugo | Monthly System Peak Day | High Cost Winter Weekday | 17
| CAISO | 1-in-10 | 2026 | 12 | All | All Customers | Average Weekday | Low Cost Winter Weekday | 65
| CAISO | 1-in-10 | 2026 | 12 | All | All Customers | Monthly System Peak Day | Low Cost Winter Weekday | 65
| CAISO | 1-in-10 | 2026 | 12 | LCA | Big Creek/Ventura | Average Weekday | Low Cost Winter Weekday | 9
| CAISO | 1-in-10 | 2026 | 12 | LCA | Big Creek/Ventura | Monthly System Peak Day | Low Cost Winter Weekday | 9
| CAISO | 1-in-10 | 2026 | 12 | LCA | LA Basin | Average Weekday | Low Cost Winter Weekday | 53
| CAISO | 1-in-10 | 2026 | 12 | LCA | LA Basin | Monthly System Peak Day | Low Cost Winter Weekday | 53
| CAISO | 1-in-10 | 2026 | 12 | LCA | Outside LA Basin | Average Weekday | Low Cost Winter Weekday | 3
| CAISO | 1-in-10 | 2026 | 12 | LCA | Outside LA Basin | Monthly System Peak Day | Low Cost Winter Weekday | 3
| CAISO | 1-in-10 | 2026 | 12 | Zone | Remainder of System | Average Weekday | Low Cost Winter Weekday | 44
| CAISO | 1-in-10 | 2026 | 12 | Zone | Remainder of System | Monthly System Peak Day | Low Cost Winter Weekday | 44
| CAISO | 1-in-10 | 2026 | 12 | Zone | South Orange County | Average Weekday | Low Cost Winter Weekday | 4
| CAISO | 1-in-10 | 2026 | 12 | Zone | South Orange County | Monthly System Peak Day | Low Cost Winter Weekday | 4
| CAISO | 1-in-10 | 2026 | 12 | Zone | South of Lugo | Average Weekday | Low Cost Winter Weekday | 17
| CAISO | 1-in-10 | 2026 | 12 | Zone | South of Lugo | Monthly System Peak Day | Low Cost Winter Weekday | 17
| CAISO | 1-in-10 | 2027 | 1 | All | All Customers | Average Weekday | Low Cost Winter Weekday | 65
| CAISO | 1-in-10 | 2027 | 1 | All | All Customers | Monthly System Peak Day | Low Cost Winter Weekday | 65
| CAISO | 1-in-10 | 2027 | 1 | LCA | Big Creek/Ventura | Average Weekday | Low Cost Winter Weekday | 9
| CAISO | 1-in-10 | 2027 | 1 | LCA | Big Creek/Ventura | Monthly System Peak Day | Low Cost Winter Weekday | 9
| CAISO | 1-in-10 | 2027 | 1 | LCA | LA Basin | Average Weekday | Low Cost Winter Weekday | 53
| CAISO | 1-in-10 | 2027 | 1 | LCA | LA Basin | Monthly System Peak Day | Low Cost Winter Weekday | 53
| CAISO | 1-in-10 | 2027 | 1 | LCA | Outside LA Basin | Average Weekday | Low Cost Winter Weekday | 3
| CAISO | 1-in-10 | 2027 | 1 | LCA | Outside LA Basin | Monthly System Peak Day | Low Cost Winter Weekday | 3
| CAISO | 1-in-10 | 2027 | 1 | Zone | Remainder of System | Average Weekday | Low Cost Winter Weekday | 44
| CAISO | 1-in-10 | 2027 | 1 | Zone | Remainder of System | Monthly System Peak Day | Low Cost Winter Weekday | 44
| CAISO | 1-in-10 | 2027 | 1 | Zone | South Orange County | Average Weekday | Low Cost Winter Weekday | 4
| CAISO | 1-in-10 | 2027 | 1 | Zone | South Orange County | Monthly System Peak Day | Low Cost Winter Weekday | 4
| CAISO | 1-in-10 | 2027 | 1 | Zone | South of Lugo | Average Weekday | Low Cost Winter Weekday | 17
| CAISO | 1-in-10 | 2027 | 1 | Zone | South of Lugo | Monthly System Peak Day | Low Cost Winter Weekday | 17
| CAISO | 1-in-10 | 2027 | 2 | All | All Customers | Average Weekday | Low Cost Winter Weekday | 65
| CAISO | 1-in-10 | 2027 | 2 | All | All Customers | Monthly System Peak Day | Low Cost Winter Weekday | 65
| CAISO | 1-in-10 | 2027 | 2 | LCA | Big Creek/Ventura | Average Weekday | Low Cost Winter Weekday | 9
| CAISO | 1-in-10 | 2027 | 2 | LCA | Big Creek/Ventura | Monthly System Peak Day | Low Cost Winter Weekday | 9
| CAISO | 1-in-10 | 2027 | 2 | LCA | LA Basin | Average Weekday | Low Cost Winter Weekday | 53
| CAISO | 1-in-10 | 2027 | 2 | LCA | LA Basin | Monthly System Peak Day | Low Cost Winter Weekday | 53
| CAISO | 1-in-10 | 2027 | 2 | LCA | Outside LA Basin | Average Weekday | Low Cost Winter Weekday | 3
| CAISO | 1-in-10 | 2027 | 2 | LCA | Outside LA Basin | Monthly System Peak Day | Low Cost Winter Weekday | 3
| CAISO | 1-in-10 | 2027 | 2 | Zone | Remainder of System | Average Weekday | Low Cost Winter Weekday | 44
| CAISO | 1-in-10 | 2027 | 2 | Zone | Remainder of System | Monthly System Peak Day | Low Cost Winter Weekday | 44
| CAISO | 1-in-10 | 2027 | 2 | Zone | South Orange County | Average Weekday | Low Cost Winter Weekday | 4
| CAISO | 1-in-10 | 2027 | 2 | Zone | South Orange County | Monthly System Peak Day | Low Cost Winter Weekday | 4
| CAISO | 1-in-10 | 2027 | 2 | Zone | South of Lugo | Average Weekday | Low Cost Winter Weekday | 17
| CAISO | 1-in-10 | 2027 | 2 | Zone | South of Lugo | Monthly System Peak Day | Low Cost Winter Weekday | 17
| CAISO | 1-in-10 | 2027 | 3 | All | All Customers | Average Weekday | Low Cost Winter Weekday | 65
| CAISO | 1-in-10 | 2027 | 3 | All | All Customers | Monthly System Peak Day | High Cost Winter Weekday | 65
| CAISO | 1-in-10 | 2027 | 3 | LCA | Big Creek/Ventura | Average Weekday | Low Cost Winter Weekday | 9
| CAISO | 1-in-10 | 2027 | 3 | LCA | Big Creek/Ventura | Monthly System Peak Day | High Cost Winter Weekday | 9
| CAISO | 1-in-10 | 2027 | 3 | LCA | LA Basin | Average Weekday | Low Cost Winter Weekday | 53
| CAISO | 1-in-10 | 2027 | 3 | LCA | LA Basin | Monthly System Peak Day | High Cost Winter Weekday | 53
| CAISO | 1-in-10 | 2027 | 3 | LCA | Outside LA Basin | Average Weekday | Low Cost Winter Weekday | 3
| CAISO | 1-in-10 | 2027 | 3 | LCA | Outside LA Basin | Monthly System Peak Day | High Cost Winter Weekday | 3
| CAISO | 1-in-10 | 2027 | 3 | Zone | Remainder of System | Average Weekday | Low Cost Winter Weekday | 44
| CAISO | 1-in-10 | 2027 | 3 | Zone | Remainder of System | Monthly System Peak Day | High Cost Winter Weekday | 44
| CAISO | 1-in-10 | 2027 | 3 | Zone | South Orange County | Average Weekday | Low Cost Winter Weekday | 4
| CAISO | 1-in-10 | 2027 | 3 | Zone | South Orange County | Monthly System Peak Day | High Cost Winter Weekday | 4
| CAISO | 1-in-10 | 2027 | 3 | Zone | South of Lugo | Average Weekday | Low Cost Winter Weekday | 17
| CAISO | 1-in-10 | 2027 | 3 | Zone | South of Lugo | Monthly System Peak Day | High Cost Winter Weekday | 17
| CAISO | 1-in-10 | 2027 | 4 | All | All Customers | Average Weekday | Low Cost Winter Weekday | 65
| CAISO | 1-in-10 | 2027 | 4 | All | All Customers | Monthly System Peak Day | High Cost Winter Weekday | 65
| CAISO | 1-in-10 | 2027 | 4 | LCA | Big Creek/Ventura | Average Weekday | Low Cost Winter Weekday | 9
| CAISO | 1-in-10 | 2027 | 4 | LCA | Big Creek/Ventura | Monthly System Peak Day | High Cost Winter Weekday | 9
| CAISO | 1-in-10 | 2027 | 4 | LCA | LA Basin | Average Weekday | Low Cost Winter Weekday | 53
| CAISO | 1-in-10 | 2027 | 4 | LCA | LA Basin | Monthly System Peak Day | High Cost Winter Weekday | 53
| CAISO | 1-in-10 | 2027 | 4 | LCA | Outside LA Basin | Average Weekday | Low Cost Winter Weekday | 3
| CAISO | 1-in-10 | 2027 | 4 | LCA | Outside LA Basin | Monthly System Peak Day | High Cost Winter Weekday | 3
| CAISO | 1-in-10 | 2027 | 4 | Zone | Remainder of System | Average Weekday | Low Cost Winter Weekday | 44
| CAISO | 1-in-10 | 2027 | 4 | Zone | Remainder of System | Monthly System Peak Day | High Cost Winter Weekday | 44
| CAISO | 1-in-10 | 2027 | 4 | Zone | South Orange County | Average Weekday | Low Cost Winter Weekday | 4
| CAISO | 1-in-10 | 2027 | 4 | Zone | South Orange County | Monthly System Peak Day | High Cost Winter Weekday | 4
| CAISO | 1-in-10 | 2027 | 4 | Zone | South of Lugo | Average Weekday | Low Cost Winter Weekday | 17
| CAISO | 1-in-10 | 2027 | 4 | Zone | South of Lugo | Monthly System Peak Day | High Cost Winter Weekday | 17
| CAISO | 1-in-10 | 2027 | 5 | All | All Customers | Average Weekday | Low Cost Winter Weekday | 65
| CAISO | 1-in-10 | 2027 | 5 | All | All Customers | Monthly System Peak Day | High Cost Winter Weekday | 65
| CAISO | 1-in-10 | 2027 | 5 | LCA | Big Creek/Ventura | Average Weekday | Low Cost Winter Weekday | 9
| CAISO | 1-in-10 | 2027 | 5 | LCA | Big Creek/Ventura | Monthly System Peak Day | High Cost Winter Weekday | 9
| CAISO | 1-in-10 | 2027 | 5 | LCA | LA Basin | Average Weekday | Low Cost Winter Weekday | 53
| CAISO | 1-in-10 | 2027 | 5 | LCA | LA Basin | Monthly System Peak Day | High Cost Winter Weekday | 53
| CAISO | 1-in-10 | 2027 | 5 | LCA | Outside LA Basin | Average Weekday | Low Cost Winter Weekday | 3
| CAISO | 1-in-10 | 2027 | 5 | LCA | Outside LA Basin | Monthly System Peak Day | High Cost Winter Weekday | 3
| CAISO | 1-in-10 | 2027 | 5 | Zone | Remainder of System | Average Weekday | Low Cost Winter Weekday | 44
| CAISO | 1-in-10 | 2027 | 5 | Zone | Remainder of System | Monthly System Peak Day | High Cost Winter Weekday | 44
| CAISO | 1-in-10 | 2027 | 5 | Zone | South Orange County | Average Weekday | Low Cost Winter Weekday | 4
| CAISO | 1-in-10 | 2027 | 5 | Zone | South Orange County | Monthly System Peak Day | High Cost Winter Weekday | 4
| CAISO | 1-in-10 | 2027 | 5 | Zone | South of Lugo | Average Weekday | Low Cost Winter Weekday | 17
| CAISO | 1-in-10 | 2027 | 5 | Zone | South of Lugo | Monthly System Peak Day | High Cost Winter Weekday | 17
| CAISO | 1-in-10 | 2027 | 6 | All | All Customers | Average Weekday | Moderate Summer Weekday | 65
| CAISO | 1-in-10 | 2027 | 6 | All | All Customers | Monthly System Peak Day | Hot Summer Weekday | 65
| CAISO | 1-in-10 | 2027 | 6 | LCA | Big Creek/Ventura | Average Weekday | Moderate Summer Weekday | 9
| CAISO | 1-in-10 | 2027 | 6 | LCA | Big Creek/Ventura | Monthly System Peak Day | Hot Summer Weekday | 9
| CAISO | 1-in-10 | 2027 | 6 | LCA | LA Basin | Average Weekday | Moderate Summer Weekday | 53
| CAISO | 1-in-10 | 2027 | 6 | LCA | LA Basin | Monthly System Peak Day | Hot Summer Weekday | 53
| CAISO | 1-in-10 | 2027 | 6 | LCA | Outside LA Basin | Average Weekday | Moderate Summer Weekday | 3
| CAISO | 1-in-10 | 2027 | 6 | LCA | Outside LA Basin | Monthly System Peak Day | Hot Summer Weekday | 3
| CAISO | 1-in-10 | 2027 | 6 | Zone | Remainder of System | Average Weekday | Moderate Summer Weekday | 44
| CAISO | 1-in-10 | 2027 | 6 | Zone | Remainder of System | Monthly System Peak Day | Hot Summer Weekday | 44
| CAISO | 1-in-10 | 2027 | 6 | Zone | South Orange County | Average Weekday | Moderate Summer Weekday | 4
| CAISO | 1-in-10 | 2027 | 6 | Zone | South Orange County | Monthly System Peak Day | Hot Summer Weekday | 4
| CAISO | 1-in-10 | 2027 | 6 | Zone | South of Lugo | Average Weekday | Moderate Summer Weekday | 17
| CAISO | 1-in-10 | 2027 | 6 | Zone | South of Lugo | Monthly System Peak Day | Hot Summer Weekday | 17
| CAISO | 1-in-10 | 2027 | 7 | All | All Customers | Average Weekday | Moderate Summer Weekday | 65
| CAISO | 1-in-10 | 2027 | 7 | All | All Customers | Monthly System Peak Day | Hot Summer Weekday | 65
| CAISO | 1-in-10 | 2027 | 7 | LCA | Big Creek/Ventura | Average Weekday | Moderate Summer Weekday | 9
| CAISO | 1-in-10 | 2027 | 7 | LCA | Big Creek/Ventura | Monthly System Peak Day | Hot Summer Weekday | 9
| CAISO | 1-in-10 | 2027 | 7 | LCA | LA Basin | Average Weekday | Moderate Summer Weekday | 53
| CAISO | 1-in-10 | 2027 | 7 | LCA | LA Basin | Monthly System Peak Day | Hot Summer Weekday | 53
| CAISO | 1-in-10 | 2027 | 7 | LCA | Outside LA Basin | Average Weekday | Moderate Summer Weekday | 3
| CAISO | 1-in-10 | 2027 | 7 | LCA | Outside LA Basin | Monthly System Peak Day | Hot Summer Weekday | 3
| CAISO | 1-in-10 | 2027 | 7 | Zone | Remainder of System | Average Weekday | Moderate Summer Weekday | 44
| CAISO | 1-in-10 | 2027 | 7 | Zone | Remainder of System | Monthly System Peak Day | Hot Summer Weekday | 44
| CAISO | 1-in-10 | 2027 | 7 | Zone | South Orange County | Average Weekday | Moderate Summer Weekday | 4
| CAISO | 1-in-10 | 2027 | 7 | Zone | South Orange County | Monthly System Peak Day | Hot Summer Weekday | 4
| CAISO | 1-in-10 | 2027 | 7 | Zone | South of Lugo | Average Weekday | Moderate Summer Weekday | 17
| CAISO | 1-in-10 | 2027 | 7 | Zone | South of Lugo | Monthly System Peak Day | Hot Summer Weekday | 17
| CAISO | 1-in-10 | 2027 | 8 | All | All Customers | Average Weekday | Moderate Summer Weekday | 65
| CAISO | 1-in-10 | 2027 | 8 | All | All Customers | Monthly System Peak Day | Hot Summer Weekday | 65
| CAISO | 1-in-10 | 2027 | 8 | All | All Customers | Typical Event Day | Hot Summer Weekday | 65
| CAISO | 1-in-10 | 2027 | 8 | LCA | Big Creek/Ventura | Average Weekday | Moderate Summer Weekday | 9
| CAISO | 1-in-10 | 2027 | 8 | LCA | Big Creek/Ventura | Monthly System Peak Day | Hot Summer Weekday | 9
| CAISO | 1-in-10 | 2027 | 8 | LCA | Big Creek/Ventura | Typical Event Day | Hot Summer Weekday | 9
| CAISO | 1-in-10 | 2027 | 8 | LCA | LA Basin | Average Weekday | Moderate Summer Weekday | 53
| CAISO | 1-in-10 | 2027 | 8 | LCA | LA Basin | Monthly System Peak Day | Hot Summer Weekday | 53
| CAISO | 1-in-10 | 2027 | 8 | LCA | LA Basin | Typical Event Day | Hot Summer Weekday | 53
| CAISO | 1-in-10 | 2027 | 8 | LCA | Outside LA Basin | Average Weekday | Moderate Summer Weekday | 3
| CAISO | 1-in-10 | 2027 | 8 | LCA | Outside LA Basin | Monthly System Peak Day | Hot Summer Weekday | 3
| CAISO | 1-in-10 | 2027 | 8 | LCA | Outside LA Basin | Typical Event Day | Hot Summer Weekday | 3
| CAISO | 1-in-10 | 2027 | 8 | Zone | Remainder of System | Average Weekday | Moderate Summer Weekday | 44
| CAISO | 1-in-10 | 2027 | 8 | Zone | Remainder of System | Monthly System Peak Day | Hot Summer Weekday | 44
| CAISO | 1-in-10 | 2027 | 8 | Zone | Remainder of System | Typical Event Day | Hot Summer Weekday | 44
| CAISO | 1-in-10 | 2027 | 8 | Zone | South Orange County | Average Weekday | Moderate Summer Weekday | 4
| CAISO | 1-in-10 | 2027 | 8 | Zone | South Orange County | Monthly System Peak Day | Hot Summer Weekday | 4
| CAISO | 1-in-10 | 2027 | 8 | Zone | South Orange County | Typical Event Day | Hot Summer Weekday | 4
| CAISO | 1-in-10 | 2027 | 8 | Zone | South of Lugo | Average Weekday | Moderate Summer Weekday | 17
| CAISO | 1-in-10 | 2027 | 8 | Zone | South of Lugo | Monthly System Peak Day | Hot Summer Weekday | 17
| CAISO | 1-in-10 | 2027 | 8 | Zone | South of Lugo | Typical Event Day | Hot Summer Weekday | 17
| CAISO | 1-in-10 | 2027 | 9 | All | All Customers | Average Weekday | Moderate Summer Weekday | 65
| CAISO | 1-in-10 | 2027 | 9 | All | All Customers | Monthly System Peak Day | Hot Summer Weekday | 65
| CAISO | 1-in-10 | 2027 | 9 | LCA | Big Creek/Ventura | Average Weekday | Moderate Summer Weekday | 9
| CAISO | 1-in-10 | 2027 | 9 | LCA | Big Creek/Ventura | Monthly System Peak Day | Hot Summer Weekday | 9
| CAISO | 1-in-10 | 2027 | 9 | LCA | LA Basin | Average Weekday | Moderate Summer Weekday | 53
| CAISO | 1-in-10 | 2027 | 9 | LCA | LA Basin | Monthly System Peak Day | Hot Summer Weekday | 53
| CAISO | 1-in-10 | 2027 | 9 | LCA | Outside LA Basin | Average Weekday | Moderate Summer Weekday | 3
| CAISO | 1-in-10 | 2027 | 9 | LCA | Outside LA Basin | Monthly System Peak Day | Hot Summer Weekday | 3
| CAISO | 1-in-10 | 2027 | 9 | Zone | Remainder of System | Average Weekday | Moderate Summer Weekday | 44
| CAISO | 1-in-10 | 2027 | 9 | Zone | Remainder of System | Monthly System Peak Day | Hot Summer Weekday | 44
| CAISO | 1-in-10 | 2027 | 9 | Zone | South Orange County | Average Weekday | Moderate Summer Weekday | 4
| CAISO | 1-in-10 | 2027 | 9 | Zone | South Orange County | Monthly System Peak Day | Hot Summer Weekday | 4
| CAISO | 1-in-10 | 2027 | 9 | Zone | South of Lugo | Average Weekday | Moderate Summer Weekday | 17
| CAISO | 1-in-10 | 2027 | 9 | Zone | South of Lugo | Monthly System Peak Day | Hot Summer Weekday | 17
| CAISO | 1-in-10 | 2027 | 10 | All | All Customers | Average Weekday | Low Cost Winter Weekday | 65
| CAISO | 1-in-10 | 2027 | 10 | All | All Customers | Monthly System Peak Day | High Cost Winter Weekday | 65
| CAISO | 1-in-10 | 2027 | 10 | LCA | Big Creek/Ventura | Average Weekday | Low Cost Winter Weekday | 9
| CAISO | 1-in-10 | 2027 | 10 | LCA | Big Creek/Ventura | Monthly System Peak Day | High Cost Winter Weekday | 9
| CAISO | 1-in-10 | 2027 | 10 | LCA | LA Basin | Average Weekday | Low Cost Winter Weekday | 53
| CAISO | 1-in-10 | 2027 | 10 | LCA | LA Basin | Monthly System Peak Day | High Cost Winter Weekday | 53
| CAISO | 1-in-10 | 2027 | 10 | LCA | Outside LA Basin | Average Weekday | Low Cost Winter Weekday | 3
| CAISO | 1-in-10 | 2027 | 10 | LCA | Outside LA Basin | Monthly System Peak Day | High Cost Winter Weekday | 3
| CAISO | 1-in-10 | 2027 | 10 | Zone | Remainder of System | Average Weekday | Low Cost Winter Weekday | 44
| CAISO | 1-in-10 | 2027 | 10 | Zone | Remainder of System | Monthly System Peak Day | High Cost Winter Weekday | 44
| CAISO | 1-in-10 | 2027 | 10 | Zone | South Orange County | Average Weekday | Low Cost Winter Weekday | 4
| CAISO | 1-in-10 | 2027 | 10 | Zone | South Orange County | Monthly System Peak Day | High Cost Winter Weekday | 4
| CAISO | 1-in-10 | 2027 | 10 | Zone | South of Lugo | Average Weekday | Low Cost Winter Weekday | 17
| CAISO | 1-in-10 | 2027 | 10 | Zone | South of Lugo | Monthly System Peak Day | High Cost Winter Weekday | 17
| CAISO | 1-in-10 | 2027 | 11 | All | All Customers | Average Weekday | Low Cost Winter Weekday | 65
| CAISO | 1-in-10 | 2027 | 11 | All | All Customers | Monthly System Peak Day | High Cost Winter Weekday | 65
| CAISO | 1-in-10 | 2027 | 11 | LCA | Big Creek/Ventura | Average Weekday | Low Cost Winter Weekday | 9
| CAISO | 1-in-10 | 2027 | 11 | LCA | Big Creek/Ventura | Monthly System Peak Day | High Cost Winter Weekday | 9
| CAISO | 1-in-10 | 2027 | 11 | LCA | LA Basin | Average Weekday | Low Cost Winter Weekday | 53
| CAISO | 1-in-10 | 2027 | 11 | LCA | LA Basin | Monthly System Peak Day | High Cost Winter Weekday | 53
| CAISO | 1-in-10 | 2027 | 11 | LCA | Outside LA Basin | Average Weekday | Low Cost Winter Weekday | 3
| CAISO | 1-in-10 | 2027 | 11 | LCA | Outside LA Basin | Monthly System Peak Day | High Cost Winter Weekday | 3
| CAISO | 1-in-10 | 2027 | 11 | Zone | Remainder of System | Average Weekday | Low Cost Winter Weekday | 44
| CAISO | 1-in-10 | 2027 | 11 | Zone | Remainder of System | Monthly System Peak Day | High Cost Winter Weekday | 44
| CAISO | 1-in-10 | 2027 | 11 | Zone | South Orange County | Average Weekday | Low Cost Winter Weekday | 4
| CAISO | 1-in-10 | 2027 | 11 | Zone | South Orange County | Monthly System Peak Day | High Cost Winter Weekday | 4
| CAISO | 1-in-10 | 2027 | 11 | Zone | South of Lugo | Average Weekday | Low Cost Winter Weekday | 17
| CAISO | 1-in-10 | 2027 | 11 | Zone | South of Lugo | Monthly System Peak Day | High Cost Winter Weekday | 17
| CAISO | 1-in-10 | 2027 | 12 | All | All Customers | Average Weekday | Low Cost Winter Weekday | 65
| CAISO | 1-in-10 | 2027 | 12 | All | All Customers | Monthly System Peak Day | Low Cost Winter Weekday | 65
| CAISO | 1-in-10 | 2027 | 12 | LCA | Big Creek/Ventura | Average Weekday | Low Cost Winter Weekday | 9
| CAISO | 1-in-10 | 2027 | 12 | LCA | Big Creek/Ventura | Monthly System Peak Day | Low Cost Winter Weekday | 9
| CAISO | 1-in-10 | 2027 | 12 | LCA | LA Basin | Average Weekday | Low Cost Winter Weekday | 53
| CAISO | 1-in-10 | 2027 | 12 | LCA | LA Basin | Monthly System Peak Day | Low Cost Winter Weekday | 53
| CAISO | 1-in-10 | 2027 | 12 | LCA | Outside LA Basin | Average Weekday | Low Cost Winter Weekday | 3
| CAISO | 1-in-10 | 2027 | 12 | LCA | Outside LA Basin | Monthly System Peak Day | Low Cost Winter Weekday | 3
| CAISO | 1-in-10 | 2027 | 12 | Zone | Remainder of System | Average Weekday | Low Cost Winter Weekday | 44
| CAISO | 1-in-10 | 2027 | 12 | Zone | Remainder of System | Monthly System Peak Day | Low Cost Winter Weekday | 44
| CAISO | 1-in-10 | 2027 | 12 | Zone | South Orange County | Average Weekday | Low Cost Winter Weekday | 4
| CAISO | 1-in-10 | 2027 | 12 | Zone | South Orange County | Monthly System Peak Day | Low Cost Winter Weekday | 4
| CAISO | 1-in-10 | 2027 | 12 | Zone | South of Lugo | Average Weekday | Low Cost Winter Weekday | 17
| CAISO | 1-in-10 | 2027 | 12 | Zone | South of Lugo | Monthly System Peak Day | Low Cost Winter Weekday | 17
| CAISO | 1-in-10 | 2028 | 1 | All | All Customers | Average Weekday | Low Cost Winter Weekday | 65
| CAISO | 1-in-10 | 2028 | 1 | All | All Customers | Monthly System Peak Day | Low Cost Winter Weekday | 65
| CAISO | 1-in-10 | 2028 | 1 | LCA | Big Creek/Ventura | Average Weekday | Low Cost Winter Weekday | 9
| CAISO | 1-in-10 | 2028 | 1 | LCA | Big Creek/Ventura | Monthly System Peak Day | Low Cost Winter Weekday | 9
| CAISO | 1-in-10 | 2028 | 1 | LCA | LA Basin | Average Weekday | Low Cost Winter Weekday | 53
| CAISO | 1-in-10 | 2028 | 1 | LCA | LA Basin | Monthly System Peak Day | Low Cost Winter Weekday | 53
| CAISO | 1-in-10 | 2028 | 1 | LCA | Outside LA Basin | Average Weekday | Low Cost Winter Weekday | 3
| CAISO | 1-in-10 | 2028 | 1 | LCA | Outside LA Basin | Monthly System Peak Day | Low Cost Winter Weekday | 3
| CAISO | 1-in-10 | 2028 | 1 | Zone | Remainder of System | Average Weekday | Low Cost Winter Weekday | 44
| CAISO | 1-in-10 | 2028 | 1 | Zone | Remainder of System | Monthly System Peak Day | Low Cost Winter Weekday | 44
| CAISO | 1-in-10 | 2028 | 1 | Zone | South Orange County | Average Weekday | Low Cost Winter Weekday | 4
| CAISO | 1-in-10 | 2028 | 1 | Zone | South Orange County | Monthly System Peak Day | Low Cost Winter Weekday | 4
| CAISO | 1-in-10 | 2028 | 1 | Zone | South of Lugo | Average Weekday | Low Cost Winter Weekday | 17
| CAISO | 1-in-10 | 2028 | 1 | Zone | South of Lugo | Monthly System Peak Day | Low Cost Winter Weekday | 17
| CAISO | 1-in-10 | 2028 | 2 | All | All Customers | Average Weekday | Low Cost Winter Weekday | 65
| CAISO | 1-in-10 | 2028 | 2 | All | All Customers | Monthly System Peak Day | Low Cost Winter Weekday | 65
| CAISO | 1-in-10 | 2028 | 2 | LCA | Big Creek/Ventura | Average Weekday | Low Cost Winter Weekday | 9
| CAISO | 1-in-10 | 2028 | 2 | LCA | Big Creek/Ventura | Monthly System Peak Day | Low Cost Winter Weekday | 9
| CAISO | 1-in-10 | 2028 | 2 | LCA | LA Basin | Average Weekday | Low Cost Winter Weekday | 53
| CAISO | 1-in-10 | 2028 | 2 | LCA | LA Basin | Monthly System Peak Day | Low Cost Winter Weekday | 53
| CAISO | 1-in-10 | 2028 | 2 | LCA | Outside LA Basin | Average Weekday | Low Cost Winter Weekday | 3
| CAISO | 1-in-10 | 2028 | 2 | LCA | Outside LA Basin | Monthly System Peak Day | Low Cost Winter Weekday | 3
| CAISO | 1-in-10 | 2028 | 2 | Zone | Remainder of System | Average Weekday | Low Cost Winter Weekday | 44
| CAISO | 1-in-10 | 2028 | 2 | Zone | Remainder of System | Monthly System Peak Day | Low Cost Winter Weekday | 44
| CAISO | 1-in-10 | 2028 | 2 | Zone | South Orange County | Average Weekday | Low Cost Winter Weekday | 4
| CAISO | 1-in-10 | 2028 | 2 | Zone | South Orange County | Monthly System Peak Day | Low Cost Winter Weekday | 4
| CAISO | 1-in-10 | 2028 | 2 | Zone | South of Lugo | Average Weekday | Low Cost Winter Weekday | 17
| CAISO | 1-in-10 | 2028 | 2 | Zone | South of Lugo | Monthly System Peak Day | Low Cost Winter Weekday | 17
| CAISO | 1-in-10 | 2028 | 3 | All | All Customers | Average Weekday | Low Cost Winter Weekday | 65
| CAISO | 1-in-10 | 2028 | 3 | All | All Customers | Monthly System Peak Day | High Cost Winter Weekday | 65
| CAISO | 1-in-10 | 2028 | 3 | LCA | Big Creek/Ventura | Average Weekday | Low Cost Winter Weekday | 9
| CAISO | 1-in-10 | 2028 | 3 | LCA | Big Creek/Ventura | Monthly System Peak Day | High Cost Winter Weekday | 9
| CAISO | 1-in-10 | 2028 | 3 | LCA | LA Basin | Average Weekday | Low Cost Winter Weekday | 53
| CAISO | 1-in-10 | 2028 | 3 | LCA | LA Basin | Monthly System Peak Day | High Cost Winter Weekday | 53
| CAISO | 1-in-10 | 2028 | 3 | LCA | Outside LA Basin | Average Weekday | Low Cost Winter Weekday | 3
| CAISO | 1-in-10 | 2028 | 3 | LCA | Outside LA Basin | Monthly System Peak Day | High Cost Winter Weekday | 3
| CAISO | 1-in-10 | 2028 | 3 | Zone | Remainder of System | Average Weekday | Low Cost Winter Weekday | 44
| CAISO | 1-in-10 | 2028 | 3 | Zone | Remainder of System | Monthly System Peak Day | High Cost Winter Weekday | 44
| CAISO | 1-in-10 | 2028 | 3 | Zone | South Orange County | Average Weekday | Low Cost Winter Weekday | 4
| CAISO | 1-in-10 | 2028 | 3 | Zone | South Orange County | Monthly System Peak Day | High Cost Winter Weekday | 4
| CAISO | 1-in-10 | 2028 | 3 | Zone | South of Lugo | Average Weekday | Low Cost Winter Weekday | 17
| CAISO | 1-in-10 | 2028 | 3 | Zone | South of Lugo | Monthly System Peak Day | High Cost Winter Weekday | 17
| CAISO | 1-in-10 | 2028 | 4 | All | All Customers | Average Weekday | Low Cost Winter Weekday | 65
| CAISO | 1-in-10 | 2028 | 4 | All | All Customers | Monthly System Peak Day | High Cost Winter Weekday | 65
| CAISO | 1-in-10 | 2028 | 4 | LCA | Big Creek/Ventura | Average Weekday | Low Cost Winter Weekday | 9
| CAISO | 1-in-10 | 2028 | 4 | LCA | Big Creek/Ventura | Monthly System Peak Day | High Cost Winter Weekday | 9
| CAISO | 1-in-10 | 2028 | 4 | LCA | LA Basin | Average Weekday | Low Cost Winter Weekday | 53
| CAISO | 1-in-10 | 2028 | 4 | LCA | LA Basin | Monthly System Peak Day | High Cost Winter Weekday | 53
| CAISO | 1-in-10 | 2028 | 4 | LCA | Outside LA Basin | Average Weekday | Low Cost Winter Weekday | 3
| CAISO | 1-in-10 | 2028 | 4 | LCA | Outside LA Basin | Monthly System Peak Day | High Cost Winter Weekday | 3
| CAISO | 1-in-10 | 2028 | 4 | Zone | Remainder of System | Average Weekday | Low Cost Winter Weekday | 44
| CAISO | 1-in-10 | 2028 | 4 | Zone | Remainder of System | Monthly System Peak Day | High Cost Winter Weekday | 44
| CAISO | 1-in-10 | 2028 | 4 | Zone | South Orange County | Average Weekday | Low Cost Winter Weekday | 4
| CAISO | 1-in-10 | 2028 | 4 | Zone | South Orange County | Monthly System Peak Day | High Cost Winter Weekday | 4
| CAISO | 1-in-10 | 2028 | 4 | Zone | South of Lugo | Average Weekday | Low Cost Winter Weekday | 17
| CAISO | 1-in-10 | 2028 | 4 | Zone | South of Lugo | Monthly System Peak Day | High Cost Winter Weekday | 17
| CAISO | 1-in-10 | 2028 | 5 | All | All Customers | Average Weekday | Low Cost Winter Weekday | 65
| CAISO | 1-in-10 | 2028 | 5 | All | All Customers | Monthly System Peak Day | High Cost Winter Weekday | 65
| CAISO | 1-in-10 | 2028 | 5 | LCA | Big Creek/Ventura | Average Weekday | Low Cost Winter Weekday | 9
| CAISO | 1-in-10 | 2028 | 5 | LCA | Big Creek/Ventura | Monthly System Peak Day | High Cost Winter Weekday | 9
| CAISO | 1-in-10 | 2028 | 5 | LCA | LA Basin | Average Weekday | Low Cost Winter Weekday | 53
| CAISO | 1-in-10 | 2028 | 5 | LCA | LA Basin | Monthly System Peak Day | High Cost Winter Weekday | 53
| CAISO | 1-in-10 | 2028 | 5 | LCA | Outside LA Basin | Average Weekday | Low Cost Winter Weekday | 3
| CAISO | 1-in-10 | 2028 | 5 | LCA | Outside LA Basin | Monthly System Peak Day | High Cost Winter Weekday | 3
| CAISO | 1-in-10 | 2028 | 5 | Zone | Remainder of System | Average Weekday | Low Cost Winter Weekday | 44
| CAISO | 1-in-10 | 2028 | 5 | Zone | Remainder of System | Monthly System Peak Day | High Cost Winter Weekday | 44
| CAISO | 1-in-10 | 2028 | 5 | Zone | South Orange County | Average Weekday | Low Cost Winter Weekday | 4
| CAISO | 1-in-10 | 2028 | 5 | Zone | South Orange County | Monthly System Peak Day | High Cost Winter Weekday | 4
| CAISO | 1-in-10 | 2028 | 5 | Zone | South of Lugo | Average Weekday | Low Cost Winter Weekday | 17
| CAISO | 1-in-10 | 2028 | 5 | Zone | South of Lugo | Monthly System Peak Day | High Cost Winter Weekday | 17
| CAISO | 1-in-10 | 2028 | 6 | All | All Customers | Average Weekday | Moderate Summer Weekday | 65
| CAISO | 1-in-10 | 2028 | 6 | All | All Customers | Monthly System Peak Day | Hot Summer Weekday | 65
| CAISO | 1-in-10 | 2028 | 6 | LCA | Big Creek/Ventura | Average Weekday | Moderate Summer Weekday | 9
| CAISO | 1-in-10 | 2028 | 6 | LCA | Big Creek/Ventura | Monthly System Peak Day | Hot Summer Weekday | 9
| CAISO | 1-in-10 | 2028 | 6 | LCA | LA Basin | Average Weekday | Moderate Summer Weekday | 53
| CAISO | 1-in-10 | 2028 | 6 | LCA | LA Basin | Monthly System Peak Day | Hot Summer Weekday | 53
| CAISO | 1-in-10 | 2028 | 6 | LCA | Outside LA Basin | Average Weekday | Moderate Summer Weekday | 3
| CAISO | 1-in-10 | 2028 | 6 | LCA | Outside LA Basin | Monthly System Peak Day | Hot Summer Weekday | 3
| CAISO | 1-in-10 | 2028 | 6 | Zone | Remainder of System | Average Weekday | Moderate Summer Weekday | 44
| CAISO | 1-in-10 | 2028 | 6 | Zone | Remainder of System | Monthly System Peak Day | Hot Summer Weekday | 44
| CAISO | 1-in-10 | 2028 | 6 | Zone | South Orange County | Average Weekday | Moderate Summer Weekday | 4
| CAISO | 1-in-10 | 2028 | 6 | Zone | South Orange County | Monthly System Peak Day | Hot Summer Weekday | 4
| CAISO | 1-in-10 | 2028 | 6 | Zone | South of Lugo | Average Weekday | Moderate Summer Weekday | 17
| CAISO | 1-in-10 | 2028 | 6 | Zone | South of Lugo | Monthly System Peak Day | Hot Summer Weekday | 17
| CAISO | 1-in-10 | 2028 | 7 | All | All Customers | Average Weekday | Moderate Summer Weekday | 65
| CAISO | 1-in-10 | 2028 | 7 | All | All Customers | Monthly System Peak Day | Hot Summer Weekday | 65
| CAISO | 1-in-10 | 2028 | 7 | LCA | Big Creek/Ventura | Average Weekday | Moderate Summer Weekday | 9
| CAISO | 1-in-10 | 2028 | 7 | LCA | Big Creek/Ventura | Monthly System Peak Day | Hot Summer Weekday | 9
| CAISO | 1-in-10 | 2028 | 7 | LCA | LA Basin | Average Weekday | Moderate Summer Weekday | 53
| CAISO | 1-in-10 | 2028 | 7 | LCA | LA Basin | Monthly System Peak Day | Hot Summer Weekday | 53
| CAISO | 1-in-10 | 2028 | 7 | LCA | Outside LA Basin | Average Weekday | Moderate Summer Weekday | 3
| CAISO | 1-in-10 | 2028 | 7 | LCA | Outside LA Basin | Monthly System Peak Day | Hot Summer Weekday | 3
| CAISO | 1-in-10 | 2028 | 7 | Zone | Remainder of System | Average Weekday | Moderate Summer Weekday | 44
| CAISO | 1-in-10 | 2028 | 7 | Zone | Remainder of System | Monthly System Peak Day | Hot Summer Weekday | 44
| CAISO | 1-in-10 | 2028 | 7 | Zone | South Orange County | Average Weekday | Moderate Summer Weekday | 4
| CAISO | 1-in-10 | 2028 | 7 | Zone | South Orange County | Monthly System Peak Day | Hot Summer Weekday | 4
| CAISO | 1-in-10 | 2028 | 7 | Zone | South of Lugo | Average Weekday | Moderate Summer Weekday | 17
| CAISO | 1-in-10 | 2028 | 7 | Zone | South of Lugo | Monthly System Peak Day | Hot Summer Weekday | 17
| CAISO | 1-in-10 | 2028 | 8 | All | All Customers | Average Weekday | Moderate Summer Weekday | 65
| CAISO | 1-in-10 | 2028 | 8 | All | All Customers | Monthly System Peak Day | Hot Summer Weekday | 65
| CAISO | 1-in-10 | 2028 | 8 | All | All Customers | Typical Event Day | Hot Summer Weekday | 65
| CAISO | 1-in-10 | 2028 | 8 | LCA | Big Creek/Ventura | Average Weekday | Moderate Summer Weekday | 9
| CAISO | 1-in-10 | 2028 | 8 | LCA | Big Creek/Ventura | Monthly System Peak Day | Hot Summer Weekday | 9
| CAISO | 1-in-10 | 2028 | 8 | LCA | Big Creek/Ventura | Typical Event Day | Hot Summer Weekday | 9
| CAISO | 1-in-10 | 2028 | 8 | LCA | LA Basin | Average Weekday | Moderate Summer Weekday | 53
| CAISO | 1-in-10 | 2028 | 8 | LCA | LA Basin | Monthly System Peak Day | Hot Summer Weekday | 53
| CAISO | 1-in-10 | 2028 | 8 | LCA | LA Basin | Typical Event Day | Hot Summer Weekday | 53
| CAISO | 1-in-10 | 2028 | 8 | LCA | Outside LA Basin | Average Weekday | Moderate Summer Weekday | 3
| CAISO | 1-in-10 | 2028 | 8 | LCA | Outside LA Basin | Monthly System Peak Day | Hot Summer Weekday | 3
| CAISO | 1-in-10 | 2028 | 8 | LCA | Outside LA Basin | Typical Event Day | Hot Summer Weekday | 3
| CAISO | 1-in-10 | 2028 | 8 | Zone | Remainder of System | Average Weekday | Moderate Summer Weekday | 44
| CAISO | 1-in-10 | 2028 | 8 | Zone | Remainder of System | Monthly System Peak Day | Hot Summer Weekday | 44
| CAISO | 1-in-10 | 2028 | 8 | Zone | Remainder of System | Typical Event Day | Hot Summer Weekday | 44
| CAISO | 1-in-10 | 2028 | 8 | Zone | South Orange County | Average Weekday | Moderate Summer Weekday | 4
| CAISO | 1-in-10 | 2028 | 8 | Zone | South Orange County | Monthly System Peak Day | Hot Summer Weekday | 4
| CAISO | 1-in-10 | 2028 | 8 | Zone | South Orange County | Typical Event Day | Hot Summer Weekday | 4
| CAISO | 1-in-10 | 2028 | 8 | Zone | South of Lugo | Average Weekday | Moderate Summer Weekday | 17
| CAISO | 1-in-10 | 2028 | 8 | Zone | South of Lugo | Monthly System Peak Day | Hot Summer Weekday | 17
| CAISO | 1-in-10 | 2028 | 8 | Zone | South of Lugo | Typical Event Day | Hot Summer Weekday | 17
| CAISO | 1-in-10 | 2028 | 9 | All | All Customers | Average Weekday | Moderate Summer Weekday | 65
| CAISO | 1-in-10 | 2028 | 9 | All | All Customers | Monthly System Peak Day | Hot Summer Weekday | 65
| CAISO | 1-in-10 | 2028 | 9 | LCA | Big Creek/Ventura | Average Weekday | Moderate Summer Weekday | 9
| CAISO | 1-in-10 | 2028 | 9 | LCA | Big Creek/Ventura | Monthly System Peak Day | Hot Summer Weekday | 9
| CAISO | 1-in-10 | 2028 | 9 | LCA | LA Basin | Average Weekday | Moderate Summer Weekday | 53
| CAISO | 1-in-10 | 2028 | 9 | LCA | LA Basin | Monthly System Peak Day | Hot Summer Weekday | 53
| CAISO | 1-in-10 | 2028 | 9 | LCA | Outside LA Basin | Average Weekday | Moderate Summer Weekday | 3
| CAISO | 1-in-10 | 2028 | 9 | LCA | Outside LA Basin | Monthly System Peak Day | Hot Summer Weekday | 3
| CAISO | 1-in-10 | 2028 | 9 | Zone | Remainder of System | Average Weekday | Moderate Summer Weekday | 44
| CAISO | 1-in-10 | 2028 | 9 | Zone | Remainder of System | Monthly System Peak Day | Hot Summer Weekday | 44
| CAISO | 1-in-10 | 2028 | 9 | Zone | South Orange County | Average Weekday | Moderate Summer Weekday | 4
| CAISO | 1-in-10 | 2028 | 9 | Zone | South Orange County | Monthly System Peak Day | Hot Summer Weekday | 4
| CAISO | 1-in-10 | 2028 | 9 | Zone | South of Lugo | Average Weekday | Moderate Summer Weekday | 17
| CAISO | 1-in-10 | 2028 | 9 | Zone | South of Lugo | Monthly System Peak Day | Hot Summer Weekday | 17
| CAISO | 1-in-10 | 2028 | 10 | All | All Customers | Average Weekday | Low Cost Winter Weekday | 65
| CAISO | 1-in-10 | 2028 | 10 | All | All Customers | Monthly System Peak Day | High Cost Winter Weekday | 65
| CAISO | 1-in-10 | 2028 | 10 | LCA | Big Creek/Ventura | Average Weekday | Low Cost Winter Weekday | 9
| CAISO | 1-in-10 | 2028 | 10 | LCA | Big Creek/Ventura | Monthly System Peak Day | High Cost Winter Weekday | 9
| CAISO | 1-in-10 | 2028 | 10 | LCA | LA Basin | Average Weekday | Low Cost Winter Weekday | 53
| CAISO | 1-in-10 | 2028 | 10 | LCA | LA Basin | Monthly System Peak Day | High Cost Winter Weekday | 53
| CAISO | 1-in-10 | 2028 | 10 | LCA | Outside LA Basin | Average Weekday | Low Cost Winter Weekday | 3
| CAISO | 1-in-10 | 2028 | 10 | LCA | Outside LA Basin | Monthly System Peak Day | High Cost Winter Weekday | 3
| CAISO | 1-in-10 | 2028 | 10 | Zone | Remainder of System | Average Weekday | Low Cost Winter Weekday | 44
| CAISO | 1-in-10 | 2028 | 10 | Zone | Remainder of System | Monthly System Peak Day | High Cost Winter Weekday | 44
| CAISO | 1-in-10 | 2028 | 10 | Zone | South Orange County | Average Weekday | Low Cost Winter Weekday | 4
| CAISO | 1-in-10 | 2028 | 10 | Zone | South Orange County | Monthly System Peak Day | High Cost Winter Weekday | 4
| CAISO | 1-in-10 | 2028 | 10 | Zone | South of Lugo | Average Weekday | Low Cost Winter Weekday | 17
| CAISO | 1-in-10 | 2028 | 10 | Zone | South of Lugo | Monthly System Peak Day | High Cost Winter Weekday | 17
| CAISO | 1-in-10 | 2028 | 11 | All | All Customers | Average Weekday | Low Cost Winter Weekday | 65
| CAISO | 1-in-10 | 2028 | 11 | All | All Customers | Monthly System Peak Day | High Cost Winter Weekday | 65
| CAISO | 1-in-10 | 2028 | 11 | LCA | Big Creek/Ventura | Average Weekday | Low Cost Winter Weekday | 9
| CAISO | 1-in-10 | 2028 | 11 | LCA | Big Creek/Ventura | Monthly System Peak Day | High Cost Winter Weekday | 9
| CAISO | 1-in-10 | 2028 | 11 | LCA | LA Basin | Average Weekday | Low Cost Winter Weekday | 53
| CAISO | 1-in-10 | 2028 | 11 | LCA | LA Basin | Monthly System Peak Day | High Cost Winter Weekday | 53
| CAISO | 1-in-10 | 2028 | 11 | LCA | Outside LA Basin | Average Weekday | Low Cost Winter Weekday | 3
| CAISO | 1-in-10 | 2028 | 11 | LCA | Outside LA Basin | Monthly System Peak Day | High Cost Winter Weekday | 3
| CAISO | 1-in-10 | 2028 | 11 | Zone | Remainder of System | Average Weekday | Low Cost Winter Weekday | 44
| CAISO | 1-in-10 | 2028 | 11 | Zone | Remainder of System | Monthly System Peak Day | High Cost Winter Weekday | 44
| CAISO | 1-in-10 | 2028 | 11 | Zone | South Orange County | Average Weekday | Low Cost Winter Weekday | 4
| CAISO | 1-in-10 | 2028 | 11 | Zone | South Orange County | Monthly System Peak Day | High Cost Winter Weekday | 4
| CAISO | 1-in-10 | 2028 | 11 | Zone | South of Lugo | Average Weekday | Low Cost Winter Weekday | 17
| CAISO | 1-in-10 | 2028 | 11 | Zone | South of Lugo | Monthly System Peak Day | High Cost Winter Weekday | 17
| CAISO | 1-in-10 | 2028 | 12 | All | All Customers | Average Weekday | Low Cost Winter Weekday | 65
| CAISO | 1-in-10 | 2028 | 12 | All | All Customers | Monthly System Peak Day | Low Cost Winter Weekday | 65
| CAISO | 1-in-10 | 2028 | 12 | LCA | Big Creek/Ventura | Average Weekday | Low Cost Winter Weekday | 9
| CAISO | 1-in-10 | 2028 | 12 | LCA | Big Creek/Ventura | Monthly System Peak Day | Low Cost Winter Weekday | 9
| CAISO | 1-in-10 | 2028 | 12 | LCA | LA Basin | Average Weekday | Low Cost Winter Weekday | 53
| CAISO | 1-in-10 | 2028 | 12 | LCA | LA Basin | Monthly System Peak Day | Low Cost Winter Weekday | 53
| CAISO | 1-in-10 | 2028 | 12 | LCA | Outside LA Basin | Average Weekday | Low Cost Winter Weekday | 3
| CAISO | 1-in-10 | 2028 | 12 | LCA | Outside LA Basin | Monthly System Peak Day | Low Cost Winter Weekday | 3
| CAISO | 1-in-10 | 2028 | 12 | Zone | Remainder of System | Average Weekday | Low Cost Winter Weekday | 44
| CAISO | 1-in-10 | 2028 | 12 | Zone | Remainder of System | Monthly System Peak Day | Low Cost Winter Weekday | 44
| CAISO | 1-in-10 | 2028 | 12 | Zone | South Orange County | Average Weekday | Low Cost Winter Weekday | 4
| CAISO | 1-in-10 | 2028 | 12 | Zone | South Orange County | Monthly System Peak Day | Low Cost Winter Weekday | 4
| CAISO | 1-in-10 | 2028 | 12 | Zone | South of Lugo | Average Weekday | Low Cost Winter Weekday | 17
| CAISO | 1-in-10 | 2028 | 12 | Zone | South of Lugo | Monthly System Peak Day | Low Cost Winter Weekday | 17
| CAISO | 1-in-10 | 2029 | 1 | All | All Customers | Average Weekday | Low Cost Winter Weekday | 65
| CAISO | 1-in-10 | 2029 | 1 | All | All Customers | Monthly System Peak Day | Low Cost Winter Weekday | 65
| CAISO | 1-in-10 | 2029 | 1 | LCA | Big Creek/Ventura | Average Weekday | Low Cost Winter Weekday | 9
| CAISO | 1-in-10 | 2029 | 1 | LCA | Big Creek/Ventura | Monthly System Peak Day | Low Cost Winter Weekday | 9
| CAISO | 1-in-10 | 2029 | 1 | LCA | LA Basin | Average Weekday | Low Cost Winter Weekday | 53
| CAISO | 1-in-10 | 2029 | 1 | LCA | LA Basin | Monthly System Peak Day | Low Cost Winter Weekday | 53
| CAISO | 1-in-10 | 2029 | 1 | LCA | Outside LA Basin | Average Weekday | Low Cost Winter Weekday | 3
| CAISO | 1-in-10 | 2029 | 1 | LCA | Outside LA Basin | Monthly System Peak Day | Low Cost Winter Weekday | 3
| CAISO | 1-in-10 | 2029 | 1 | Zone | Remainder of System | Average Weekday | Low Cost Winter Weekday | 44
| CAISO | 1-in-10 | 2029 | 1 | Zone | Remainder of System | Monthly System Peak Day | Low Cost Winter Weekday | 44
| CAISO | 1-in-10 | 2029 | 1 | Zone | South Orange County | Average Weekday | Low Cost Winter Weekday | 4
| CAISO | 1-in-10 | 2029 | 1 | Zone | South Orange County | Monthly System Peak Day | Low Cost Winter Weekday | 4
| CAISO | 1-in-10 | 2029 | 1 | Zone | South of Lugo | Average Weekday | Low Cost Winter Weekday | 17
| CAISO | 1-in-10 | 2029 | 1 | Zone | South of Lugo | Monthly System Peak Day | Low Cost Winter Weekday | 17
| CAISO | 1-in-10 | 2029 | 2 | All | All Customers | Average Weekday | Low Cost Winter Weekday | 65
| CAISO | 1-in-10 | 2029 | 2 | All | All Customers | Monthly System Peak Day | Low Cost Winter Weekday | 65
| CAISO | 1-in-10 | 2029 | 2 | LCA | Big Creek/Ventura | Average Weekday | Low Cost Winter Weekday | 9
| CAISO | 1-in-10 | 2029 | 2 | LCA | Big Creek/Ventura | Monthly System Peak Day | Low Cost Winter Weekday | 9
| CAISO | 1-in-10 | 2029 | 2 | LCA | LA Basin | Average Weekday | Low Cost Winter Weekday | 53
| CAISO | 1-in-10 | 2029 | 2 | LCA | LA Basin | Monthly System Peak Day | Low Cost Winter Weekday | 53
| CAISO | 1-in-10 | 2029 | 2 | LCA | Outside LA Basin | Average Weekday | Low Cost Winter Weekday | 3
| CAISO | 1-in-10 | 2029 | 2 | LCA | Outside LA Basin | Monthly System Peak Day | Low Cost Winter Weekday | 3
| CAISO | 1-in-10 | 2029 | 2 | Zone | Remainder of System | Average Weekday | Low Cost Winter Weekday | 44
| CAISO | 1-in-10 | 2029 | 2 | Zone | Remainder of System | Monthly System Peak Day | Low Cost Winter Weekday | 44
| CAISO | 1-in-10 | 2029 | 2 | Zone | South Orange County | Average Weekday | Low Cost Winter Weekday | 4
| CAISO | 1-in-10 | 2029 | 2 | Zone | South Orange County | Monthly System Peak Day | Low Cost Winter Weekday | 4
| CAISO | 1-in-10 | 2029 | 2 | Zone | South of Lugo | Average Weekday | Low Cost Winter Weekday | 17
| CAISO | 1-in-10 | 2029 | 2 | Zone | South of Lugo | Monthly System Peak Day | Low Cost Winter Weekday | 17
| CAISO | 1-in-10 | 2029 | 3 | All | All Customers | Average Weekday | Low Cost Winter Weekday | 65
| CAISO | 1-in-10 | 2029 | 3 | All | All Customers | Monthly System Peak Day | High Cost Winter Weekday | 65
| CAISO | 1-in-10 | 2029 | 3 | LCA | Big Creek/Ventura | Average Weekday | Low Cost Winter Weekday | 9
| CAISO | 1-in-10 | 2029 | 3 | LCA | Big Creek/Ventura | Monthly System Peak Day | High Cost Winter Weekday | 9
| CAISO | 1-in-10 | 2029 | 3 | LCA | LA Basin | Average Weekday | Low Cost Winter Weekday | 53
| CAISO | 1-in-10 | 2029 | 3 | LCA | LA Basin | Monthly System Peak Day | High Cost Winter Weekday | 53
| CAISO | 1-in-10 | 2029 | 3 | LCA | Outside LA Basin | Average Weekday | Low Cost Winter Weekday | 3
| CAISO | 1-in-10 | 2029 | 3 | LCA | Outside LA Basin | Monthly System Peak Day | High Cost Winter Weekday | 3
| CAISO | 1-in-10 | 2029 | 3 | Zone | Remainder of System | Average Weekday | Low Cost Winter Weekday | 44
| CAISO | 1-in-10 | 2029 | 3 | Zone | Remainder of System | Monthly System Peak Day | High Cost Winter Weekday | 44
| CAISO | 1-in-10 | 2029 | 3 | Zone | South Orange County | Average Weekday | Low Cost Winter Weekday | 4
| CAISO | 1-in-10 | 2029 | 3 | Zone | South Orange County | Monthly System Peak Day | High Cost Winter Weekday | 4
| CAISO | 1-in-10 | 2029 | 3 | Zone | South of Lugo | Average Weekday | Low Cost Winter Weekday | 17
| CAISO | 1-in-10 | 2029 | 3 | Zone | South of Lugo | Monthly System Peak Day | High Cost Winter Weekday | 17
| CAISO | 1-in-10 | 2029 | 4 | All | All Customers | Average Weekday | Low Cost Winter Weekday | 65
| CAISO | 1-in-10 | 2029 | 4 | All | All Customers | Monthly System Peak Day | High Cost Winter Weekday | 65
| CAISO | 1-in-10 | 2029 | 4 | LCA | Big Creek/Ventura | Average Weekday | Low Cost Winter Weekday | 9
| CAISO | 1-in-10 | 2029 | 4 | LCA | Big Creek/Ventura | Monthly System Peak Day | High Cost Winter Weekday | 9
| CAISO | 1-in-10 | 2029 | 4 | LCA | LA Basin | Average Weekday | Low Cost Winter Weekday | 53
| CAISO | 1-in-10 | 2029 | 4 | LCA | LA Basin | Monthly System Peak Day | High Cost Winter Weekday | 53
| CAISO | 1-in-10 | 2029 | 4 | LCA | Outside LA Basin | Average Weekday | Low Cost Winter Weekday | 3
| CAISO | 1-in-10 | 2029 | 4 | LCA | Outside LA Basin | Monthly System Peak Day | High Cost Winter Weekday | 3
| CAISO | 1-in-10 | 2029 | 4 | Zone | Remainder of System | Average Weekday | Low Cost Winter Weekday | 44
| CAISO | 1-in-10 | 2029 | 4 | Zone | Remainder of System | Monthly System Peak Day | High Cost Winter Weekday | 44
| CAISO | 1-in-10 | 2029 | 4 | Zone | South Orange County | Average Weekday | Low Cost Winter Weekday | 4
| CAISO | 1-in-10 | 2029 | 4 | Zone | South Orange County | Monthly System Peak Day | High Cost Winter Weekday | 4
| CAISO | 1-in-10 | 2029 | 4 | Zone | South of Lugo | Average Weekday | Low Cost Winter Weekday | 17
| CAISO | 1-in-10 | 2029 | 4 | Zone | South of Lugo | Monthly System Peak Day | High Cost Winter Weekday | 17
| CAISO | 1-in-10 | 2029 | 5 | All | All Customers | Average Weekday | Low Cost Winter Weekday | 65
| CAISO | 1-in-10 | 2029 | 5 | All | All Customers | Monthly System Peak Day | High Cost Winter Weekday | 65
| CAISO | 1-in-10 | 2029 | 5 | LCA | Big Creek/Ventura | Average Weekday | Low Cost Winter Weekday | 9
| CAISO | 1-in-10 | 2029 | 5 | LCA | Big Creek/Ventura | Monthly System Peak Day | High Cost Winter Weekday | 9
| CAISO | 1-in-10 | 2029 | 5 | LCA | LA Basin | Average Weekday | Low Cost Winter Weekday | 53
| CAISO | 1-in-10 | 2029 | 5 | LCA | LA Basin | Monthly System Peak Day | High Cost Winter Weekday | 53
| CAISO | 1-in-10 | 2029 | 5 | LCA | Outside LA Basin | Average Weekday | Low Cost Winter Weekday | 3
| CAISO | 1-in-10 | 2029 | 5 | LCA | Outside LA Basin | Monthly System Peak Day | High Cost Winter Weekday | 3
| CAISO | 1-in-10 | 2029 | 5 | Zone | Remainder of System | Average Weekday | Low Cost Winter Weekday | 44
| CAISO | 1-in-10 | 2029 | 5 | Zone | Remainder of System | Monthly System Peak Day | High Cost Winter Weekday | 44
| CAISO | 1-in-10 | 2029 | 5 | Zone | South Orange County | Average Weekday | Low Cost Winter Weekday | 4
| CAISO | 1-in-10 | 2029 | 5 | Zone | South Orange County | Monthly System Peak Day | High Cost Winter Weekday | 4
| CAISO | 1-in-10 | 2029 | 5 | Zone | South of Lugo | Average Weekday | Low Cost Winter Weekday | 17
| CAISO | 1-in-10 | 2029 | 5 | Zone | South of Lugo | Monthly System Peak Day | High Cost Winter Weekday | 17
| CAISO | 1-in-10 | 2029 | 6 | All | All Customers | Average Weekday | Moderate Summer Weekday | 65
| CAISO | 1-in-10 | 2029 | 6 | All | All Customers | Monthly System Peak Day | Hot Summer Weekday | 65
| CAISO | 1-in-10 | 2029 | 6 | LCA | Big Creek/Ventura | Average Weekday | Moderate Summer Weekday | 9
| CAISO | 1-in-10 | 2029 | 6 | LCA | Big Creek/Ventura | Monthly System Peak Day | Hot Summer Weekday | 9
| CAISO | 1-in-10 | 2029 | 6 | LCA | LA Basin | Average Weekday | Moderate Summer Weekday | 53
| CAISO | 1-in-10 | 2029 | 6 | LCA | LA Basin | Monthly System Peak Day | Hot Summer Weekday | 53
| CAISO | 1-in-10 | 2029 | 6 | LCA | Outside LA Basin | Average Weekday | Moderate Summer Weekday | 3
| CAISO | 1-in-10 | 2029 | 6 | LCA | Outside LA Basin | Monthly System Peak Day | Hot Summer Weekday | 3
| CAISO | 1-in-10 | 2029 | 6 | Zone | Remainder of System | Average Weekday | Moderate Summer Weekday | 44
| CAISO | 1-in-10 | 2029 | 6 | Zone | Remainder of System | Monthly System Peak Day | Hot Summer Weekday | 44
| CAISO | 1-in-10 | 2029 | 6 | Zone | South Orange County | Average Weekday | Moderate Summer Weekday | 4
| CAISO | 1-in-10 | 2029 | 6 | Zone | South Orange County | Monthly System Peak Day | Hot Summer Weekday | 4
| CAISO | 1-in-10 | 2029 | 6 | Zone | South of Lugo | Average Weekday | Moderate Summer Weekday | 17
| CAISO | 1-in-10 | 2029 | 6 | Zone | South of Lugo | Monthly System Peak Day | Hot Summer Weekday | 17
| CAISO | 1-in-10 | 2029 | 7 | All | All Customers | Average Weekday | Moderate Summer Weekday | 65
| CAISO | 1-in-10 | 2029 | 7 | All | All Customers | Monthly System Peak Day | Hot Summer Weekday | 65
| CAISO | 1-in-10 | 2029 | 7 | LCA | Big Creek/Ventura | Average Weekday | Moderate Summer Weekday | 9
| CAISO | 1-in-10 | 2029 | 7 | LCA | Big Creek/Ventura | Monthly System Peak Day | Hot Summer Weekday | 9
| CAISO | 1-in-10 | 2029 | 7 | LCA | LA Basin | Average Weekday | Moderate Summer Weekday | 53
| CAISO | 1-in-10 | 2029 | 7 | LCA | LA Basin | Monthly System Peak Day | Hot Summer Weekday | 53
| CAISO | 1-in-10 | 2029 | 7 | LCA | Outside LA Basin | Average Weekday | Moderate Summer Weekday | 3
| CAISO | 1-in-10 | 2029 | 7 | LCA | Outside LA Basin | Monthly System Peak Day | Hot Summer Weekday | 3
| CAISO | 1-in-10 | 2029 | 7 | Zone | Remainder of System | Average Weekday | Moderate Summer Weekday | 44
| CAISO | 1-in-10 | 2029 | 7 | Zone | Remainder of System | Monthly System Peak Day | Hot Summer Weekday | 44
| CAISO | 1-in-10 | 2029 | 7 | Zone | South Orange County | Average Weekday | Moderate Summer Weekday | 4
| CAISO | 1-in-10 | 2029 | 7 | Zone | South Orange County | Monthly System Peak Day | Hot Summer Weekday | 4
| CAISO | 1-in-10 | 2029 | 7 | Zone | South of Lugo | Average Weekday | Moderate Summer Weekday | 17
| CAISO | 1-in-10 | 2029 | 7 | Zone | South of Lugo | Monthly System Peak Day | Hot Summer Weekday | 17
| CAISO | 1-in-10 | 2029 | 8 | All | All Customers | Average Weekday | Moderate Summer Weekday | 65
| CAISO | 1-in-10 | 2029 | 8 | All | All Customers | Monthly System Peak Day | Hot Summer Weekday | 65
| CAISO | 1-in-10 | 2029 | 8 | All | All Customers | Typical Event Day | Hot Summer Weekday | 65
| CAISO | 1-in-10 | 2029 | 8 | LCA | Big Creek/Ventura | Average Weekday | Moderate Summer Weekday | 9
| CAISO | 1-in-10 | 2029 | 8 | LCA | Big Creek/Ventura | Monthly System Peak Day | Hot Summer Weekday | 9
| CAISO | 1-in-10 | 2029 | 8 | LCA | Big Creek/Ventura | Typical Event Day | Hot Summer Weekday | 9
| CAISO | 1-in-10 | 2029 | 8 | LCA | LA Basin | Average Weekday | Moderate Summer Weekday | 53
| CAISO | 1-in-10 | 2029 | 8 | LCA | LA Basin | Monthly System Peak Day | Hot Summer Weekday | 53
| CAISO | 1-in-10 | 2029 | 8 | LCA | LA Basin | Typical Event Day | Hot Summer Weekday | 53
| CAISO | 1-in-10 | 2029 | 8 | LCA | Outside LA Basin | Average Weekday | Moderate Summer Weekday | 3
| CAISO | 1-in-10 | 2029 | 8 | LCA | Outside LA Basin | Monthly System Peak Day | Hot Summer Weekday | 3
| CAISO | 1-in-10 | 2029 | 8 | LCA | Outside LA Basin | Typical Event Day | Hot Summer Weekday | 3
| CAISO | 1-in-10 | 2029 | 8 | Zone | Remainder of System | Average Weekday | Moderate Summer Weekday | 44
| CAISO | 1-in-10 | 2029 | 8 | Zone | Remainder of System | Monthly System Peak Day | Hot Summer Weekday | 44
| CAISO | 1-in-10 | 2029 | 8 | Zone | Remainder of System | Typical Event Day | Hot Summer Weekday | 44
| CAISO | 1-in-10 | 2029 | 8 | Zone | South Orange County | Average Weekday | Moderate Summer Weekday | 4
| CAISO | 1-in-10 | 2029 | 8 | Zone | South Orange County | Monthly System Peak Day | Hot Summer Weekday | 4
| CAISO | 1-in-10 | 2029 | 8 | Zone | South Orange County | Typical Event Day | Hot Summer Weekday | 4
| CAISO | 1-in-10 | 2029 | 8 | Zone | South of Lugo | Average Weekday | Moderate Summer Weekday | 17
| CAISO | 1-in-10 | 2029 | 8 | Zone | South of Lugo | Monthly System Peak Day | Hot Summer Weekday | 17
| CAISO | 1-in-10 | 2029 | 8 | Zone | South of Lugo | Typical Event Day | Hot Summer Weekday | 17
| CAISO | 1-in-10 | 2029 | 9 | All | All Customers | Average Weekday | Moderate Summer Weekday | 65
| CAISO | 1-in-10 | 2029 | 9 | All | All Customers | Monthly System Peak Day | Hot Summer Weekday | 65
| CAISO | 1-in-10 | 2029 | 9 | LCA | Big Creek/Ventura | Average Weekday | Moderate Summer Weekday | 9
| CAISO | 1-in-10 | 2029 | 9 | LCA | Big Creek/Ventura | Monthly System Peak Day | Hot Summer Weekday | 9
| CAISO | 1-in-10 | 2029 | 9 | LCA | LA Basin | Average Weekday | Moderate Summer Weekday | 53
| CAISO | 1-in-10 | 2029 | 9 | LCA | LA Basin | Monthly System Peak Day | Hot Summer Weekday | 53
| CAISO | 1-in-10 | 2029 | 9 | LCA | Outside LA Basin | Average Weekday | Moderate Summer Weekday | 3
| CAISO | 1-in-10 | 2029 | 9 | LCA | Outside LA Basin | Monthly System Peak Day | Hot Summer Weekday | 3
| CAISO | 1-in-10 | 2029 | 9 | Zone | Remainder of System | Average Weekday | Moderate Summer Weekday | 44
| CAISO | 1-in-10 | 2029 | 9 | Zone | Remainder of System | Monthly System Peak Day | Hot Summer Weekday | 44
| CAISO | 1-in-10 | 2029 | 9 | Zone | South Orange County | Average Weekday | Moderate Summer Weekday | 4
| CAISO | 1-in-10 | 2029 | 9 | Zone | South Orange County | Monthly System Peak Day | Hot Summer Weekday | 4
| CAISO | 1-in-10 | 2029 | 9 | Zone | South of Lugo | Average Weekday | Moderate Summer Weekday | 17
| CAISO | 1-in-10 | 2029 | 9 | Zone | South of Lugo | Monthly System Peak Day | Hot Summer Weekday | 17
| CAISO | 1-in-10 | 2029 | 10 | All | All Customers | Average Weekday | Low Cost Winter Weekday | 65
| CAISO | 1-in-10 | 2029 | 10 | All | All Customers | Monthly System Peak Day | High Cost Winter Weekday | 65
| CAISO | 1-in-10 | 2029 | 10 | LCA | Big Creek/Ventura | Average Weekday | Low Cost Winter Weekday | 9
| CAISO | 1-in-10 | 2029 | 10 | LCA | Big Creek/Ventura | Monthly System Peak Day | High Cost Winter Weekday | 9
| CAISO | 1-in-10 | 2029 | 10 | LCA | LA Basin | Average Weekday | Low Cost Winter Weekday | 53
| CAISO | 1-in-10 | 2029 | 10 | LCA | LA Basin | Monthly System Peak Day | High Cost Winter Weekday | 53
| CAISO | 1-in-10 | 2029 | 10 | LCA | Outside LA Basin | Average Weekday | Low Cost Winter Weekday | 3
| CAISO | 1-in-10 | 2029 | 10 | LCA | Outside LA Basin | Monthly System Peak Day | High Cost Winter Weekday | 3
| CAISO | 1-in-10 | 2029 | 10 | Zone | Remainder of System | Average Weekday | Low Cost Winter Weekday | 44
| CAISO | 1-in-10 | 2029 | 10 | Zone | Remainder of System | Monthly System Peak Day | High Cost Winter Weekday | 44
| CAISO | 1-in-10 | 2029 | 10 | Zone | South Orange County | Average Weekday | Low Cost Winter Weekday | 4
| CAISO | 1-in-10 | 2029 | 10 | Zone | South Orange County | Monthly System Peak Day | High Cost Winter Weekday | 4
| CAISO | 1-in-10 | 2029 | 10 | Zone | South of Lugo | Average Weekday | Low Cost Winter Weekday | 17
| CAISO | 1-in-10 | 2029 | 10 | Zone | South of Lugo | Monthly System Peak Day | High Cost Winter Weekday | 17
| CAISO | 1-in-10 | 2029 | 11 | All | All Customers | Average Weekday | Low Cost Winter Weekday | 65
| CAISO | 1-in-10 | 2029 | 11 | All | All Customers | Monthly System Peak Day | High Cost Winter Weekday | 65
| CAISO | 1-in-10 | 2029 | 11 | LCA | Big Creek/Ventura | Average Weekday | Low Cost Winter Weekday | 9
| CAISO | 1-in-10 | 2029 | 11 | LCA | Big Creek/Ventura | Monthly System Peak Day | High Cost Winter Weekday | 9
| CAISO | 1-in-10 | 2029 | 11 | LCA | LA Basin | Average Weekday | Low Cost Winter Weekday | 53
| CAISO | 1-in-10 | 2029 | 11 | LCA | LA Basin | Monthly System Peak Day | High Cost Winter Weekday | 53
| CAISO | 1-in-10 | 2029 | 11 | LCA | Outside LA Basin | Average Weekday | Low Cost Winter Weekday | 3
| CAISO | 1-in-10 | 2029 | 11 | LCA | Outside LA Basin | Monthly System Peak Day | High Cost Winter Weekday | 3
| CAISO | 1-in-10 | 2029 | 11 | Zone | Remainder of System | Average Weekday | Low Cost Winter Weekday | 44
| CAISO | 1-in-10 | 2029 | 11 | Zone | Remainder of System | Monthly System Peak Day | High Cost Winter Weekday | 44
| CAISO | 1-in-10 | 2029 | 11 | Zone | South Orange County | Average Weekday | Low Cost Winter Weekday | 4
| CAISO | 1-in-10 | 2029 | 11 | Zone | South Orange County | Monthly System Peak Day | High Cost Winter Weekday | 4
| CAISO | 1-in-10 | 2029 | 11 | Zone | South of Lugo | Average Weekday | Low Cost Winter Weekday | 17
| CAISO | 1-in-10 | 2029 | 11 | Zone | South of Lugo | Monthly System Peak Day | High Cost Winter Weekday | 17
| CAISO | 1-in-10 | 2029 | 12 | All | All Customers | Average Weekday | Low Cost Winter Weekday | 65
| CAISO | 1-in-10 | 2029 | 12 | All | All Customers | Monthly System Peak Day | Low Cost Winter Weekday | 65
| CAISO | 1-in-10 | 2029 | 12 | LCA | Big Creek/Ventura | Average Weekday | Low Cost Winter Weekday | 9
| CAISO | 1-in-10 | 2029 | 12 | LCA | Big Creek/Ventura | Monthly System Peak Day | Low Cost Winter Weekday | 9
| CAISO | 1-in-10 | 2029 | 12 | LCA | LA Basin | Average Weekday | Low Cost Winter Weekday | 53
| CAISO | 1-in-10 | 2029 | 12 | LCA | LA Basin | Monthly System Peak Day | Low Cost Winter Weekday | 53
| CAISO | 1-in-10 | 2029 | 12 | LCA | Outside LA Basin | Average Weekday | Low Cost Winter Weekday | 3
| CAISO | 1-in-10 | 2029 | 12 | LCA | Outside LA Basin | Monthly System Peak Day | Low Cost Winter Weekday | 3
| CAISO | 1-in-10 | 2029 | 12 | Zone | Remainder of System | Average Weekday | Low Cost Winter Weekday | 44
| CAISO | 1-in-10 | 2029 | 12 | Zone | Remainder of System | Monthly System Peak Day | Low Cost Winter Weekday | 44
| CAISO | 1-in-10 | 2029 | 12 | Zone | South Orange County | Average Weekday | Low Cost Winter Weekday | 4
| CAISO | 1-in-10 | 2029 | 12 | Zone | South Orange County | Monthly System Peak Day | Low Cost Winter Weekday | 4
| CAISO | 1-in-10 | 2029 | 12 | Zone | South of Lugo | Average Weekday | Low Cost Winter Weekday | 17
| CAISO | 1-in-10 | 2029 | 12 | Zone | South of Lugo | Monthly System Peak Day | Low Cost Winter Weekday | 17
| CAISO | 1-in-10 | 2030 | 1 | All | All Customers | Average Weekday | Low Cost Winter Weekday | 65
| CAISO | 1-in-10 | 2030 | 1 | All | All Customers | Monthly System Peak Day | Low Cost Winter Weekday | 65
| CAISO | 1-in-10 | 2030 | 1 | LCA | Big Creek/Ventura | Average Weekday | Low Cost Winter Weekday | 9
| CAISO | 1-in-10 | 2030 | 1 | LCA | Big Creek/Ventura | Monthly System Peak Day | Low Cost Winter Weekday | 9
| CAISO | 1-in-10 | 2030 | 1 | LCA | LA Basin | Average Weekday | Low Cost Winter Weekday | 53
| CAISO | 1-in-10 | 2030 | 1 | LCA | LA Basin | Monthly System Peak Day | Low Cost Winter Weekday | 53
| CAISO | 1-in-10 | 2030 | 1 | LCA | Outside LA Basin | Average Weekday | Low Cost Winter Weekday | 3
| CAISO | 1-in-10 | 2030 | 1 | LCA | Outside LA Basin | Monthly System Peak Day | Low Cost Winter Weekday | 3
| CAISO | 1-in-10 | 2030 | 1 | Zone | Remainder of System | Average Weekday | Low Cost Winter Weekday | 44
| CAISO | 1-in-10 | 2030 | 1 | Zone | Remainder of System | Monthly System Peak Day | Low Cost Winter Weekday | 44
| CAISO | 1-in-10 | 2030 | 1 | Zone | South Orange County | Average Weekday | Low Cost Winter Weekday | 4
| CAISO | 1-in-10 | 2030 | 1 | Zone | South Orange County | Monthly System Peak Day | Low Cost Winter Weekday | 4
| CAISO | 1-in-10 | 2030 | 1 | Zone | South of Lugo | Average Weekday | Low Cost Winter Weekday | 17
| CAISO | 1-in-10 | 2030 | 1 | Zone | South of Lugo | Monthly System Peak Day | Low Cost Winter Weekday | 17
| CAISO | 1-in-10 | 2030 | 2 | All | All Customers | Average Weekday | Low Cost Winter Weekday | 65
| CAISO | 1-in-10 | 2030 | 2 | All | All Customers | Monthly System Peak Day | Low Cost Winter Weekday | 65
| CAISO | 1-in-10 | 2030 | 2 | LCA | Big Creek/Ventura | Average Weekday | Low Cost Winter Weekday | 9
| CAISO | 1-in-10 | 2030 | 2 | LCA | Big Creek/Ventura | Monthly System Peak Day | Low Cost Winter Weekday | 9
| CAISO | 1-in-10 | 2030 | 2 | LCA | LA Basin | Average Weekday | Low Cost Winter Weekday | 53
| CAISO | 1-in-10 | 2030 | 2 | LCA | LA Basin | Monthly System Peak Day | Low Cost Winter Weekday | 53
| CAISO | 1-in-10 | 2030 | 2 | LCA | Outside LA Basin | Average Weekday | Low Cost Winter Weekday | 3
| CAISO | 1-in-10 | 2030 | 2 | LCA | Outside LA Basin | Monthly System Peak Day | Low Cost Winter Weekday | 3
| CAISO | 1-in-10 | 2030 | 2 | Zone | Remainder of System | Average Weekday | Low Cost Winter Weekday | 44
| CAISO | 1-in-10 | 2030 | 2 | Zone | Remainder of System | Monthly System Peak Day | Low Cost Winter Weekday | 44
| CAISO | 1-in-10 | 2030 | 2 | Zone | South Orange County | Average Weekday | Low Cost Winter Weekday | 4
| CAISO | 1-in-10 | 2030 | 2 | Zone | South Orange County | Monthly System Peak Day | Low Cost Winter Weekday | 4
| CAISO | 1-in-10 | 2030 | 2 | Zone | South of Lugo | Average Weekday | Low Cost Winter Weekday | 17
| CAISO | 1-in-10 | 2030 | 2 | Zone | South of Lugo | Monthly System Peak Day | Low Cost Winter Weekday | 17
| CAISO | 1-in-10 | 2030 | 3 | All | All Customers | Average Weekday | Low Cost Winter Weekday | 65
| CAISO | 1-in-10 | 2030 | 3 | All | All Customers | Monthly System Peak Day | High Cost Winter Weekday | 65
| CAISO | 1-in-10 | 2030 | 3 | LCA | Big Creek/Ventura | Average Weekday | Low Cost Winter Weekday | 9
| CAISO | 1-in-10 | 2030 | 3 | LCA | Big Creek/Ventura | Monthly System Peak Day | High Cost Winter Weekday | 9
| CAISO | 1-in-10 | 2030 | 3 | LCA | LA Basin | Average Weekday | Low Cost Winter Weekday | 53
| CAISO | 1-in-10 | 2030 | 3 | LCA | LA Basin | Monthly System Peak Day | High Cost Winter Weekday | 53
| CAISO | 1-in-10 | 2030 | 3 | LCA | Outside LA Basin | Average Weekday | Low Cost Winter Weekday | 3
| CAISO | 1-in-10 | 2030 | 3 | LCA | Outside LA Basin | Monthly System Peak Day | High Cost Winter Weekday | 3
| CAISO | 1-in-10 | 2030 | 3 | Zone | Remainder of System | Average Weekday | Low Cost Winter Weekday | 44
| CAISO | 1-in-10 | 2030 | 3 | Zone | Remainder of System | Monthly System Peak Day | High Cost Winter Weekday | 44
| CAISO | 1-in-10 | 2030 | 3 | Zone | South Orange County | Average Weekday | Low Cost Winter Weekday | 4
| CAISO | 1-in-10 | 2030 | 3 | Zone | South Orange County | Monthly System Peak Day | High Cost Winter Weekday | 4
| CAISO | 1-in-10 | 2030 | 3 | Zone | South of Lugo | Average Weekday | Low Cost Winter Weekday | 17
| CAISO | 1-in-10 | 2030 | 3 | Zone | South of Lugo | Monthly System Peak Day | High Cost Winter Weekday | 17
| CAISO | 1-in-10 | 2030 | 4 | All | All Customers | Average Weekday | Low Cost Winter Weekday | 65
| CAISO | 1-in-10 | 2030 | 4 | All | All Customers | Monthly System Peak Day | High Cost Winter Weekday | 65
| CAISO | 1-in-10 | 2030 | 4 | LCA | Big Creek/Ventura | Average Weekday | Low Cost Winter Weekday | 9
| CAISO | 1-in-10 | 2030 | 4 | LCA | Big Creek/Ventura | Monthly System Peak Day | High Cost Winter Weekday | 9
| CAISO | 1-in-10 | 2030 | 4 | LCA | LA Basin | Average Weekday | Low Cost Winter Weekday | 53
| CAISO | 1-in-10 | 2030 | 4 | LCA | LA Basin | Monthly System Peak Day | High Cost Winter Weekday | 53
| CAISO | 1-in-10 | 2030 | 4 | LCA | Outside LA Basin | Average Weekday | Low Cost Winter Weekday | 3
| CAISO | 1-in-10 | 2030 | 4 | LCA | Outside LA Basin | Monthly System Peak Day | High Cost Winter Weekday | 3
| CAISO | 1-in-10 | 2030 | 4 | Zone | Remainder of System | Average Weekday | Low Cost Winter Weekday | 44
| CAISO | 1-in-10 | 2030 | 4 | Zone | Remainder of System | Monthly System Peak Day | High Cost Winter Weekday | 44
| CAISO | 1-in-10 | 2030 | 4 | Zone | South Orange County | Average Weekday | Low Cost Winter Weekday | 4
| CAISO | 1-in-10 | 2030 | 4 | Zone | South Orange County | Monthly System Peak Day | High Cost Winter Weekday | 4
| CAISO | 1-in-10 | 2030 | 4 | Zone | South of Lugo | Average Weekday | Low Cost Winter Weekday | 17
| CAISO | 1-in-10 | 2030 | 4 | Zone | South of Lugo | Monthly System Peak Day | High Cost Winter Weekday | 17
| CAISO | 1-in-10 | 2030 | 5 | All | All Customers | Average Weekday | Low Cost Winter Weekday | 65
| CAISO | 1-in-10 | 2030 | 5 | All | All Customers | Monthly System Peak Day | High Cost Winter Weekday | 65
| CAISO | 1-in-10 | 2030 | 5 | LCA | Big Creek/Ventura | Average Weekday | Low Cost Winter Weekday | 9
| CAISO | 1-in-10 | 2030 | 5 | LCA | Big Creek/Ventura | Monthly System Peak Day | High Cost Winter Weekday | 9
| CAISO | 1-in-10 | 2030 | 5 | LCA | LA Basin | Average Weekday | Low Cost Winter Weekday | 53
| CAISO | 1-in-10 | 2030 | 5 | LCA | LA Basin | Monthly System Peak Day | High Cost Winter Weekday | 53
| CAISO | 1-in-10 | 2030 | 5 | LCA | Outside LA Basin | Average Weekday | Low Cost Winter Weekday | 3
| CAISO | 1-in-10 | 2030 | 5 | LCA | Outside LA Basin | Monthly System Peak Day | High Cost Winter Weekday | 3
| CAISO | 1-in-10 | 2030 | 5 | Zone | Remainder of System | Average Weekday | Low Cost Winter Weekday | 44
| CAISO | 1-in-10 | 2030 | 5 | Zone | Remainder of System | Monthly System Peak Day | High Cost Winter Weekday | 44
| CAISO | 1-in-10 | 2030 | 5 | Zone | South Orange County | Average Weekday | Low Cost Winter Weekday | 4
| CAISO | 1-in-10 | 2030 | 5 | Zone | South Orange County | Monthly System Peak Day | High Cost Winter Weekday | 4
| CAISO | 1-in-10 | 2030 | 5 | Zone | South of Lugo | Average Weekday | Low Cost Winter Weekday | 17
| CAISO | 1-in-10 | 2030 | 5 | Zone | South of Lugo | Monthly System Peak Day | High Cost Winter Weekday | 17
| CAISO | 1-in-10 | 2030 | 6 | All | All Customers | Average Weekday | Moderate Summer Weekday | 65
| CAISO | 1-in-10 | 2030 | 6 | All | All Customers | Monthly System Peak Day | Hot Summer Weekday | 65
| CAISO | 1-in-10 | 2030 | 6 | LCA | Big Creek/Ventura | Average Weekday | Moderate Summer Weekday | 9
| CAISO | 1-in-10 | 2030 | 6 | LCA | Big Creek/Ventura | Monthly System Peak Day | Hot Summer Weekday | 9
| CAISO | 1-in-10 | 2030 | 6 | LCA | LA Basin | Average Weekday | Moderate Summer Weekday | 53
| CAISO | 1-in-10 | 2030 | 6 | LCA | LA Basin | Monthly System Peak Day | Hot Summer Weekday | 53
| CAISO | 1-in-10 | 2030 | 6 | LCA | Outside LA Basin | Average Weekday | Moderate Summer Weekday | 3
| CAISO | 1-in-10 | 2030 | 6 | LCA | Outside LA Basin | Monthly System Peak Day | Hot Summer Weekday | 3
| CAISO | 1-in-10 | 2030 | 6 | Zone | Remainder of System | Average Weekday | Moderate Summer Weekday | 44
| CAISO | 1-in-10 | 2030 | 6 | Zone | Remainder of System | Monthly System Peak Day | Hot Summer Weekday | 44
| CAISO | 1-in-10 | 2030 | 6 | Zone | South Orange County | Average Weekday | Moderate Summer Weekday | 4
| CAISO | 1-in-10 | 2030 | 6 | Zone | South Orange County | Monthly System Peak Day | Hot Summer Weekday | 4
| CAISO | 1-in-10 | 2030 | 6 | Zone | South of Lugo | Average Weekday | Moderate Summer Weekday | 17
| CAISO | 1-in-10 | 2030 | 6 | Zone | South of Lugo | Monthly System Peak Day | Hot Summer Weekday | 17
| CAISO | 1-in-10 | 2030 | 7 | All | All Customers | Average Weekday | Moderate Summer Weekday | 65
| CAISO | 1-in-10 | 2030 | 7 | All | All Customers | Monthly System Peak Day | Hot Summer Weekday | 65
| CAISO | 1-in-10 | 2030 | 7 | LCA | Big Creek/Ventura | Average Weekday | Moderate Summer Weekday | 9
| CAISO | 1-in-10 | 2030 | 7 | LCA | Big Creek/Ventura | Monthly System Peak Day | Hot Summer Weekday | 9
| CAISO | 1-in-10 | 2030 | 7 | LCA | LA Basin | Average Weekday | Moderate Summer Weekday | 53
| CAISO | 1-in-10 | 2030 | 7 | LCA | LA Basin | Monthly System Peak Day | Hot Summer Weekday | 53
| CAISO | 1-in-10 | 2030 | 7 | LCA | Outside LA Basin | Average Weekday | Moderate Summer Weekday | 3
| CAISO | 1-in-10 | 2030 | 7 | LCA | Outside LA Basin | Monthly System Peak Day | Hot Summer Weekday | 3
| CAISO | 1-in-10 | 2030 | 7 | Zone | Remainder of System | Average Weekday | Moderate Summer Weekday | 44
| CAISO | 1-in-10 | 2030 | 7 | Zone | Remainder of System | Monthly System Peak Day | Hot Summer Weekday | 44
| CAISO | 1-in-10 | 2030 | 7 | Zone | South Orange County | Average Weekday | Moderate Summer Weekday | 4
| CAISO | 1-in-10 | 2030 | 7 | Zone | South Orange County | Monthly System Peak Day | Hot Summer Weekday | 4
| CAISO | 1-in-10 | 2030 | 7 | Zone | South of Lugo | Average Weekday | Moderate Summer Weekday | 17
| CAISO | 1-in-10 | 2030 | 7 | Zone | South of Lugo | Monthly System Peak Day | Hot Summer Weekday | 17
| CAISO | 1-in-10 | 2030 | 8 | All | All Customers | Average Weekday | Moderate Summer Weekday | 65
| CAISO | 1-in-10 | 2030 | 8 | All | All Customers | Monthly System Peak Day | Hot Summer Weekday | 65
| CAISO | 1-in-10 | 2030 | 8 | All | All Customers | Typical Event Day | Hot Summer Weekday | 65
| CAISO | 1-in-10 | 2030 | 8 | LCA | Big Creek/Ventura | Average Weekday | Moderate Summer Weekday | 9
| CAISO | 1-in-10 | 2030 | 8 | LCA | Big Creek/Ventura | Monthly System Peak Day | Hot Summer Weekday | 9
| CAISO | 1-in-10 | 2030 | 8 | LCA | Big Creek/Ventura | Typical Event Day | Hot Summer Weekday | 9
| CAISO | 1-in-10 | 2030 | 8 | LCA | LA Basin | Average Weekday | Moderate Summer Weekday | 53
| CAISO | 1-in-10 | 2030 | 8 | LCA | LA Basin | Monthly System Peak Day | Hot Summer Weekday | 53
| CAISO | 1-in-10 | 2030 | 8 | LCA | LA Basin | Typical Event Day | Hot Summer Weekday | 53
| CAISO | 1-in-10 | 2030 | 8 | LCA | Outside LA Basin | Average Weekday | Moderate Summer Weekday | 3
| CAISO | 1-in-10 | 2030 | 8 | LCA | Outside LA Basin | Monthly System Peak Day | Hot Summer Weekday | 3
| CAISO | 1-in-10 | 2030 | 8 | LCA | Outside LA Basin | Typical Event Day | Hot Summer Weekday | 3
| CAISO | 1-in-10 | 2030 | 8 | Zone | Remainder of System | Average Weekday | Moderate Summer Weekday | 44
| CAISO | 1-in-10 | 2030 | 8 | Zone | Remainder of System | Monthly System Peak Day | Hot Summer Weekday | 44
| CAISO | 1-in-10 | 2030 | 8 | Zone | Remainder of System | Typical Event Day | Hot Summer Weekday | 44
| CAISO | 1-in-10 | 2030 | 8 | Zone | South Orange County | Average Weekday | Moderate Summer Weekday | 4
| CAISO | 1-in-10 | 2030 | 8 | Zone | South Orange County | Monthly System Peak Day | Hot Summer Weekday | 4
| CAISO | 1-in-10 | 2030 | 8 | Zone | South Orange County | Typical Event Day | Hot Summer Weekday | 4
| CAISO | 1-in-10 | 2030 | 8 | Zone | South of Lugo | Average Weekday | Moderate Summer Weekday | 17
| CAISO | 1-in-10 | 2030 | 8 | Zone | South of Lugo | Monthly System Peak Day | Hot Summer Weekday | 17
| CAISO | 1-in-10 | 2030 | 8 | Zone | South of Lugo | Typical Event Day | Hot Summer Weekday | 17
| CAISO | 1-in-10 | 2030 | 9 | All | All Customers | Average Weekday | Moderate Summer Weekday | 65
| CAISO | 1-in-10 | 2030 | 9 | All | All Customers | Monthly System Peak Day | Hot Summer Weekday | 65
| CAISO | 1-in-10 | 2030 | 9 | LCA | Big Creek/Ventura | Average Weekday | Moderate Summer Weekday | 9
| CAISO | 1-in-10 | 2030 | 9 | LCA | Big Creek/Ventura | Monthly System Peak Day | Hot Summer Weekday | 9
| CAISO | 1-in-10 | 2030 | 9 | LCA | LA Basin | Average Weekday | Moderate Summer Weekday | 53
| CAISO | 1-in-10 | 2030 | 9 | LCA | LA Basin | Monthly System Peak Day | Hot Summer Weekday | 53
| CAISO | 1-in-10 | 2030 | 9 | LCA | Outside LA Basin | Average Weekday | Moderate Summer Weekday | 3
| CAISO | 1-in-10 | 2030 | 9 | LCA | Outside LA Basin | Monthly System Peak Day | Hot Summer Weekday | 3
| CAISO | 1-in-10 | 2030 | 9 | Zone | Remainder of System | Average Weekday | Moderate Summer Weekday | 44
| CAISO | 1-in-10 | 2030 | 9 | Zone | Remainder of System | Monthly System Peak Day | Hot Summer Weekday | 44
| CAISO | 1-in-10 | 2030 | 9 | Zone | South Orange County | Average Weekday | Moderate Summer Weekday | 4
| CAISO | 1-in-10 | 2030 | 9 | Zone | South Orange County | Monthly System Peak Day | Hot Summer Weekday | 4
| CAISO | 1-in-10 | 2030 | 9 | Zone | South of Lugo | Average Weekday | Moderate Summer Weekday | 17
| CAISO | 1-in-10 | 2030 | 9 | Zone | South of Lugo | Monthly System Peak Day | Hot Summer Weekday | 17
| CAISO | 1-in-10 | 2030 | 10 | All | All Customers | Average Weekday | Low Cost Winter Weekday | 65
| CAISO | 1-in-10 | 2030 | 10 | All | All Customers | Monthly System Peak Day | High Cost Winter Weekday | 65
| CAISO | 1-in-10 | 2030 | 10 | LCA | Big Creek/Ventura | Average Weekday | Low Cost Winter Weekday | 9
| CAISO | 1-in-10 | 2030 | 10 | LCA | Big Creek/Ventura | Monthly System Peak Day | High Cost Winter Weekday | 9
| CAISO | 1-in-10 | 2030 | 10 | LCA | LA Basin | Average Weekday | Low Cost Winter Weekday | 53
| CAISO | 1-in-10 | 2030 | 10 | LCA | LA Basin | Monthly System Peak Day | High Cost Winter Weekday | 53
| CAISO | 1-in-10 | 2030 | 10 | LCA | Outside LA Basin | Average Weekday | Low Cost Winter Weekday | 3
| CAISO | 1-in-10 | 2030 | 10 | LCA | Outside LA Basin | Monthly System Peak Day | High Cost Winter Weekday | 3
| CAISO | 1-in-10 | 2030 | 10 | Zone | Remainder of System | Average Weekday | Low Cost Winter Weekday | 44
| CAISO | 1-in-10 | 2030 | 10 | Zone | Remainder of System | Monthly System Peak Day | High Cost Winter Weekday | 44
| CAISO | 1-in-10 | 2030 | 10 | Zone | South Orange County | Average Weekday | Low Cost Winter Weekday | 4
| CAISO | 1-in-10 | 2030 | 10 | Zone | South Orange County | Monthly System Peak Day | High Cost Winter Weekday | 4
| CAISO | 1-in-10 | 2030 | 10 | Zone | South of Lugo | Average Weekday | Low Cost Winter Weekday | 17
| CAISO | 1-in-10 | 2030 | 10 | Zone | South of Lugo | Monthly System Peak Day | High Cost Winter Weekday | 17
| CAISO | 1-in-10 | 2030 | 11 | All | All Customers | Average Weekday | Low Cost Winter Weekday | 65
| CAISO | 1-in-10 | 2030 | 11 | All | All Customers | Monthly System Peak Day | High Cost Winter Weekday | 65
| CAISO | 1-in-10 | 2030 | 11 | LCA | Big Creek/Ventura | Average Weekday | Low Cost Winter Weekday | 9
| CAISO | 1-in-10 | 2030 | 11 | LCA | Big Creek/Ventura | Monthly System Peak Day | High Cost Winter Weekday | 9
| CAISO | 1-in-10 | 2030 | 11 | LCA | LA Basin | Average Weekday | Low Cost Winter Weekday | 53
| CAISO | 1-in-10 | 2030 | 11 | LCA | LA Basin | Monthly System Peak Day | High Cost Winter Weekday | 53
| CAISO | 1-in-10 | 2030 | 11 | LCA | Outside LA Basin | Average Weekday | Low Cost Winter Weekday | 3
| CAISO | 1-in-10 | 2030 | 11 | LCA | Outside LA Basin | Monthly System Peak Day | High Cost Winter Weekday | 3
| CAISO | 1-in-10 | 2030 | 11 | Zone | Remainder of System | Average Weekday | Low Cost Winter Weekday | 44
| CAISO | 1-in-10 | 2030 | 11 | Zone | Remainder of System | Monthly System Peak Day | High Cost Winter Weekday | 44
| CAISO | 1-in-10 | 2030 | 11 | Zone | South Orange County | Average Weekday | Low Cost Winter Weekday | 4
| CAISO | 1-in-10 | 2030 | 11 | Zone | South Orange County | Monthly System Peak Day | High Cost Winter Weekday | 4
| CAISO | 1-in-10 | 2030 | 11 | Zone | South of Lugo | Average Weekday | Low Cost Winter Weekday | 17
| CAISO | 1-in-10 | 2030 | 11 | Zone | South of Lugo | Monthly System Peak Day | High Cost Winter Weekday | 17
| CAISO | 1-in-10 | 2030 | 12 | All | All Customers | Average Weekday | Low Cost Winter Weekday | 65
| CAISO | 1-in-10 | 2030 | 12 | All | All Customers | Monthly System Peak Day | Low Cost Winter Weekday | 65
| CAISO | 1-in-10 | 2030 | 12 | LCA | Big Creek/Ventura | Average Weekday | Low Cost Winter Weekday | 9
| CAISO | 1-in-10 | 2030 | 12 | LCA | Big Creek/Ventura | Monthly System Peak Day | Low Cost Winter Weekday | 9
| CAISO | 1-in-10 | 2030 | 12 | LCA | LA Basin | Average Weekday | Low Cost Winter Weekday | 53
| CAISO | 1-in-10 | 2030 | 12 | LCA | LA Basin | Monthly System Peak Day | Low Cost Winter Weekday | 53
| CAISO | 1-in-10 | 2030 | 12 | LCA | Outside LA Basin | Average Weekday | Low Cost Winter Weekday | 3
| CAISO | 1-in-10 | 2030 | 12 | LCA | Outside LA Basin | Monthly System Peak Day | Low Cost Winter Weekday | 3
| CAISO | 1-in-10 | 2030 | 12 | Zone | Remainder of System | Average Weekday | Low Cost Winter Weekday | 44
| CAISO | 1-in-10 | 2030 | 12 | Zone | Remainder of System | Monthly System Peak Day | Low Cost Winter Weekday | 44
| CAISO | 1-in-10 | 2030 | 12 | Zone | South Orange County | Average Weekday | Low Cost Winter Weekday | 4
| CAISO | 1-in-10 | 2030 | 12 | Zone | South Orange County | Monthly System Peak Day | Low Cost Winter Weekday | 4
| CAISO | 1-in-10 | 2030 | 12 | Zone | South of Lugo | Average Weekday | Low Cost Winter Weekday | 17
| CAISO | 1-in-10 | 2030 | 12 | Zone | South of Lugo | Monthly System Peak Day | Low Cost Winter Weekday | 17
| CAISO | 1-in-10 | 2031 | 1 | All | All Customers | Average Weekday | Low Cost Winter Weekday | 65
| CAISO | 1-in-10 | 2031 | 1 | All | All Customers | Monthly System Peak Day | Low Cost Winter Weekday | 65
| CAISO | 1-in-10 | 2031 | 1 | LCA | Big Creek/Ventura | Average Weekday | Low Cost Winter Weekday | 9
| CAISO | 1-in-10 | 2031 | 1 | LCA | Big Creek/Ventura | Monthly System Peak Day | Low Cost Winter Weekday | 9
| CAISO | 1-in-10 | 2031 | 1 | LCA | LA Basin | Average Weekday | Low Cost Winter Weekday | 53
| CAISO | 1-in-10 | 2031 | 1 | LCA | LA Basin | Monthly System Peak Day | Low Cost Winter Weekday | 53
| CAISO | 1-in-10 | 2031 | 1 | LCA | Outside LA Basin | Average Weekday | Low Cost Winter Weekday | 3
| CAISO | 1-in-10 | 2031 | 1 | LCA | Outside LA Basin | Monthly System Peak Day | Low Cost Winter Weekday | 3
| CAISO | 1-in-10 | 2031 | 1 | Zone | Remainder of System | Average Weekday | Low Cost Winter Weekday | 44
| CAISO | 1-in-10 | 2031 | 1 | Zone | Remainder of System | Monthly System Peak Day | Low Cost Winter Weekday | 44
| CAISO | 1-in-10 | 2031 | 1 | Zone | South Orange County | Average Weekday | Low Cost Winter Weekday | 4
| CAISO | 1-in-10 | 2031 | 1 | Zone | South Orange County | Monthly System Peak Day | Low Cost Winter Weekday | 4
| CAISO | 1-in-10 | 2031 | 1 | Zone | South of Lugo | Average Weekday | Low Cost Winter Weekday | 17
| CAISO | 1-in-10 | 2031 | 1 | Zone | South of Lugo | Monthly System Peak Day | Low Cost Winter Weekday | 17
| CAISO | 1-in-10 | 2031 | 2 | All | All Customers | Average Weekday | Low Cost Winter Weekday | 65
| CAISO | 1-in-10 | 2031 | 2 | All | All Customers | Monthly System Peak Day | Low Cost Winter Weekday | 65
| CAISO | 1-in-10 | 2031 | 2 | LCA | Big Creek/Ventura | Average Weekday | Low Cost Winter Weekday | 9
| CAISO | 1-in-10 | 2031 | 2 | LCA | Big Creek/Ventura | Monthly System Peak Day | Low Cost Winter Weekday | 9
| CAISO | 1-in-10 | 2031 | 2 | LCA | LA Basin | Average Weekday | Low Cost Winter Weekday | 53
| CAISO | 1-in-10 | 2031 | 2 | LCA | LA Basin | Monthly System Peak Day | Low Cost Winter Weekday | 53
| CAISO | 1-in-10 | 2031 | 2 | LCA | Outside LA Basin | Average Weekday | Low Cost Winter Weekday | 3
| CAISO | 1-in-10 | 2031 | 2 | LCA | Outside LA Basin | Monthly System Peak Day | Low Cost Winter Weekday | 3
| CAISO | 1-in-10 | 2031 | 2 | Zone | Remainder of System | Average Weekday | Low Cost Winter Weekday | 44
| CAISO | 1-in-10 | 2031 | 2 | Zone | Remainder of System | Monthly System Peak Day | Low Cost Winter Weekday | 44
| CAISO | 1-in-10 | 2031 | 2 | Zone | South Orange County | Average Weekday | Low Cost Winter Weekday | 4
| CAISO | 1-in-10 | 2031 | 2 | Zone | South Orange County | Monthly System Peak Day | Low Cost Winter Weekday | 4
| CAISO | 1-in-10 | 2031 | 2 | Zone | South of Lugo | Average Weekday | Low Cost Winter Weekday | 17
| CAISO | 1-in-10 | 2031 | 2 | Zone | South of Lugo | Monthly System Peak Day | Low Cost Winter Weekday | 17
| CAISO | 1-in-10 | 2031 | 3 | All | All Customers | Average Weekday | Low Cost Winter Weekday | 65
| CAISO | 1-in-10 | 2031 | 3 | All | All Customers | Monthly System Peak Day | High Cost Winter Weekday | 65
| CAISO | 1-in-10 | 2031 | 3 | LCA | Big Creek/Ventura | Average Weekday | Low Cost Winter Weekday | 9
| CAISO | 1-in-10 | 2031 | 3 | LCA | Big Creek/Ventura | Monthly System Peak Day | High Cost Winter Weekday | 9
| CAISO | 1-in-10 | 2031 | 3 | LCA | LA Basin | Average Weekday | Low Cost Winter Weekday | 53
| CAISO | 1-in-10 | 2031 | 3 | LCA | LA Basin | Monthly System Peak Day | High Cost Winter Weekday | 53
| CAISO | 1-in-10 | 2031 | 3 | LCA | Outside LA Basin | Average Weekday | Low Cost Winter Weekday | 3
| CAISO | 1-in-10 | 2031 | 3 | LCA | Outside LA Basin | Monthly System Peak Day | High Cost Winter Weekday | 3
| CAISO | 1-in-10 | 2031 | 3 | Zone | Remainder of System | Average Weekday | Low Cost Winter Weekday | 44
| CAISO | 1-in-10 | 2031 | 3 | Zone | Remainder of System | Monthly System Peak Day | High Cost Winter Weekday | 44
| CAISO | 1-in-10 | 2031 | 3 | Zone | South Orange County | Average Weekday | Low Cost Winter Weekday | 4
| CAISO | 1-in-10 | 2031 | 3 | Zone | South Orange County | Monthly System Peak Day | High Cost Winter Weekday | 4
| CAISO | 1-in-10 | 2031 | 3 | Zone | South of Lugo | Average Weekday | Low Cost Winter Weekday | 17
| CAISO | 1-in-10 | 2031 | 3 | Zone | South of Lugo | Monthly System Peak Day | High Cost Winter Weekday | 17
| CAISO | 1-in-10 | 2031 | 4 | All | All Customers | Average Weekday | Low Cost Winter Weekday | 65
| CAISO | 1-in-10 | 2031 | 4 | All | All Customers | Monthly System Peak Day | High Cost Winter Weekday | 65
| CAISO | 1-in-10 | 2031 | 4 | LCA | Big Creek/Ventura | Average Weekday | Low Cost Winter Weekday | 9
| CAISO | 1-in-10 | 2031 | 4 | LCA | Big Creek/Ventura | Monthly System Peak Day | High Cost Winter Weekday | 9
| CAISO | 1-in-10 | 2031 | 4 | LCA | LA Basin | Average Weekday | Low Cost Winter Weekday | 53
| CAISO | 1-in-10 | 2031 | 4 | LCA | LA Basin | Monthly System Peak Day | High Cost Winter Weekday | 53
| CAISO | 1-in-10 | 2031 | 4 | LCA | Outside LA Basin | Average Weekday | Low Cost Winter Weekday | 3
| CAISO | 1-in-10 | 2031 | 4 | LCA | Outside LA Basin | Monthly System Peak Day | High Cost Winter Weekday | 3
| CAISO | 1-in-10 | 2031 | 4 | Zone | Remainder of System | Average Weekday | Low Cost Winter Weekday | 44
| CAISO | 1-in-10 | 2031 | 4 | Zone | Remainder of System | Monthly System Peak Day | High Cost Winter Weekday | 44
| CAISO | 1-in-10 | 2031 | 4 | Zone | South Orange County | Average Weekday | Low Cost Winter Weekday | 4
| CAISO | 1-in-10 | 2031 | 4 | Zone | South Orange County | Monthly System Peak Day | High Cost Winter Weekday | 4
| CAISO | 1-in-10 | 2031 | 4 | Zone | South of Lugo | Average Weekday | Low Cost Winter Weekday | 17
| CAISO | 1-in-10 | 2031 | 4 | Zone | South of Lugo | Monthly System Peak Day | High Cost Winter Weekday | 17
| CAISO | 1-in-10 | 2031 | 5 | All | All Customers | Average Weekday | Low Cost Winter Weekday | 65
| CAISO | 1-in-10 | 2031 | 5 | All | All Customers | Monthly System Peak Day | High Cost Winter Weekday | 65
| CAISO | 1-in-10 | 2031 | 5 | LCA | Big Creek/Ventura | Average Weekday | Low Cost Winter Weekday | 9
| CAISO | 1-in-10 | 2031 | 5 | LCA | Big Creek/Ventura | Monthly System Peak Day | High Cost Winter Weekday | 9
| CAISO | 1-in-10 | 2031 | 5 | LCA | LA Basin | Average Weekday | Low Cost Winter Weekday | 53
| CAISO | 1-in-10 | 2031 | 5 | LCA | LA Basin | Monthly System Peak Day | High Cost Winter Weekday | 53
| CAISO | 1-in-10 | 2031 | 5 | LCA | Outside LA Basin | Average Weekday | Low Cost Winter Weekday | 3
| CAISO | 1-in-10 | 2031 | 5 | LCA | Outside LA Basin | Monthly System Peak Day | High Cost Winter Weekday | 3
| CAISO | 1-in-10 | 2031 | 5 | Zone | Remainder of System | Average Weekday | Low Cost Winter Weekday | 44
| CAISO | 1-in-10 | 2031 | 5 | Zone | Remainder of System | Monthly System Peak Day | High Cost Winter Weekday | 44
| CAISO | 1-in-10 | 2031 | 5 | Zone | South Orange County | Average Weekday | Low Cost Winter Weekday | 4
| CAISO | 1-in-10 | 2031 | 5 | Zone | South Orange County | Monthly System Peak Day | High Cost Winter Weekday | 4
| CAISO | 1-in-10 | 2031 | 5 | Zone | South of Lugo | Average Weekday | Low Cost Winter Weekday | 17
| CAISO | 1-in-10 | 2031 | 5 | Zone | South of Lugo | Monthly System Peak Day | High Cost Winter Weekday | 17
| CAISO | 1-in-10 | 2031 | 6 | All | All Customers | Average Weekday | Moderate Summer Weekday | 65
| CAISO | 1-in-10 | 2031 | 6 | All | All Customers | Monthly System Peak Day | Hot Summer Weekday | 65
| CAISO | 1-in-10 | 2031 | 6 | LCA | Big Creek/Ventura | Average Weekday | Moderate Summer Weekday | 9
| CAISO | 1-in-10 | 2031 | 6 | LCA | Big Creek/Ventura | Monthly System Peak Day | Hot Summer Weekday | 9
| CAISO | 1-in-10 | 2031 | 6 | LCA | LA Basin | Average Weekday | Moderate Summer Weekday | 53
| CAISO | 1-in-10 | 2031 | 6 | LCA | LA Basin | Monthly System Peak Day | Hot Summer Weekday | 53
| CAISO | 1-in-10 | 2031 | 6 | LCA | Outside LA Basin | Average Weekday | Moderate Summer Weekday | 3
| CAISO | 1-in-10 | 2031 | 6 | LCA | Outside LA Basin | Monthly System Peak Day | Hot Summer Weekday | 3
| CAISO | 1-in-10 | 2031 | 6 | Zone | Remainder of System | Average Weekday | Moderate Summer Weekday | 44
| CAISO | 1-in-10 | 2031 | 6 | Zone | Remainder of System | Monthly System Peak Day | Hot Summer Weekday | 44
| CAISO | 1-in-10 | 2031 | 6 | Zone | South Orange County | Average Weekday | Moderate Summer Weekday | 4
| CAISO | 1-in-10 | 2031 | 6 | Zone | South Orange County | Monthly System Peak Day | Hot Summer Weekday | 4
| CAISO | 1-in-10 | 2031 | 6 | Zone | South of Lugo | Average Weekday | Moderate Summer Weekday | 17
| CAISO | 1-in-10 | 2031 | 6 | Zone | South of Lugo | Monthly System Peak Day | Hot Summer Weekday | 17
| CAISO | 1-in-10 | 2031 | 7 | All | All Customers | Average Weekday | Moderate Summer Weekday | 65
| CAISO | 1-in-10 | 2031 | 7 | All | All Customers | Monthly System Peak Day | Hot Summer Weekday | 65
| CAISO | 1-in-10 | 2031 | 7 | LCA | Big Creek/Ventura | Average Weekday | Moderate Summer Weekday | 9
| CAISO | 1-in-10 | 2031 | 7 | LCA | Big Creek/Ventura | Monthly System Peak Day | Hot Summer Weekday | 9
| CAISO | 1-in-10 | 2031 | 7 | LCA | LA Basin | Average Weekday | Moderate Summer Weekday | 53
| CAISO | 1-in-10 | 2031 | 7 | LCA | LA Basin | Monthly System Peak Day | Hot Summer Weekday | 53
| CAISO | 1-in-10 | 2031 | 7 | LCA | Outside LA Basin | Average Weekday | Moderate Summer Weekday | 3
| CAISO | 1-in-10 | 2031 | 7 | LCA | Outside LA Basin | Monthly System Peak Day | Hot Summer Weekday | 3
| CAISO | 1-in-10 | 2031 | 7 | Zone | Remainder of System | Average Weekday | Moderate Summer Weekday | 44
| CAISO | 1-in-10 | 2031 | 7 | Zone | Remainder of System | Monthly System Peak Day | Hot Summer Weekday | 44
| CAISO | 1-in-10 | 2031 | 7 | Zone | South Orange County | Average Weekday | Moderate Summer Weekday | 4
| CAISO | 1-in-10 | 2031 | 7 | Zone | South Orange County | Monthly System Peak Day | Hot Summer Weekday | 4
| CAISO | 1-in-10 | 2031 | 7 | Zone | South of Lugo | Average Weekday | Moderate Summer Weekday | 17
| CAISO | 1-in-10 | 2031 | 7 | Zone | South of Lugo | Monthly System Peak Day | Hot Summer Weekday | 17
| CAISO | 1-in-10 | 2031 | 8 | All | All Customers | Average Weekday | Moderate Summer Weekday | 65
| CAISO | 1-in-10 | 2031 | 8 | All | All Customers | Monthly System Peak Day | Hot Summer Weekday | 65
| CAISO | 1-in-10 | 2031 | 8 | All | All Customers | Typical Event Day | Hot Summer Weekday | 65
| CAISO | 1-in-10 | 2031 | 8 | LCA | Big Creek/Ventura | Average Weekday | Moderate Summer Weekday | 9
| CAISO | 1-in-10 | 2031 | 8 | LCA | Big Creek/Ventura | Monthly System Peak Day | Hot Summer Weekday | 9
| CAISO | 1-in-10 | 2031 | 8 | LCA | Big Creek/Ventura | Typical Event Day | Hot Summer Weekday | 9
| CAISO | 1-in-10 | 2031 | 8 | LCA | LA Basin | Average Weekday | Moderate Summer Weekday | 53
| CAISO | 1-in-10 | 2031 | 8 | LCA | LA Basin | Monthly System Peak Day | Hot Summer Weekday | 53
| CAISO | 1-in-10 | 2031 | 8 | LCA | LA Basin | Typical Event Day | Hot Summer Weekday | 53
| CAISO | 1-in-10 | 2031 | 8 | LCA | Outside LA Basin | Average Weekday | Moderate Summer Weekday | 3
| CAISO | 1-in-10 | 2031 | 8 | LCA | Outside LA Basin | Monthly System Peak Day | Hot Summer Weekday | 3
| CAISO | 1-in-10 | 2031 | 8 | LCA | Outside LA Basin | Typical Event Day | Hot Summer Weekday | 3
| CAISO | 1-in-10 | 2031 | 8 | Zone | Remainder of System | Average Weekday | Moderate Summer Weekday | 44
| CAISO | 1-in-10 | 2031 | 8 | Zone | Remainder of System | Monthly System Peak Day | Hot Summer Weekday | 44
| CAISO | 1-in-10 | 2031 | 8 | Zone | Remainder of System | Typical Event Day | Hot Summer Weekday | 44
| CAISO | 1-in-10 | 2031 | 8 | Zone | South Orange County | Average Weekday | Moderate Summer Weekday | 4
| CAISO | 1-in-10 | 2031 | 8 | Zone | South Orange County | Monthly System Peak Day | Hot Summer Weekday | 4
| CAISO | 1-in-10 | 2031 | 8 | Zone | South Orange County | Typical Event Day | Hot Summer Weekday | 4
| CAISO | 1-in-10 | 2031 | 8 | Zone | South of Lugo | Average Weekday | Moderate Summer Weekday | 17
| CAISO | 1-in-10 | 2031 | 8 | Zone | South of Lugo | Monthly System Peak Day | Hot Summer Weekday | 17
| CAISO | 1-in-10 | 2031 | 8 | Zone | South of Lugo | Typical Event Day | Hot Summer Weekday | 17
| CAISO | 1-in-10 | 2031 | 9 | All | All Customers | Average Weekday | Moderate Summer Weekday | 65
| CAISO | 1-in-10 | 2031 | 9 | All | All Customers | Monthly System Peak Day | Hot Summer Weekday | 65
| CAISO | 1-in-10 | 2031 | 9 | LCA | Big Creek/Ventura | Average Weekday | Moderate Summer Weekday | 9
| CAISO | 1-in-10 | 2031 | 9 | LCA | Big Creek/Ventura | Monthly System Peak Day | Hot Summer Weekday | 9
| CAISO | 1-in-10 | 2031 | 9 | LCA | LA Basin | Average Weekday | Moderate Summer Weekday | 53
| CAISO | 1-in-10 | 2031 | 9 | LCA | LA Basin | Monthly System Peak Day | Hot Summer Weekday | 53
| CAISO | 1-in-10 | 2031 | 9 | LCA | Outside LA Basin | Average Weekday | Moderate Summer Weekday | 3
| CAISO | 1-in-10 | 2031 | 9 | LCA | Outside LA Basin | Monthly System Peak Day | Hot Summer Weekday | 3
| CAISO | 1-in-10 | 2031 | 9 | Zone | Remainder of System | Average Weekday | Moderate Summer Weekday | 44
| CAISO | 1-in-10 | 2031 | 9 | Zone | Remainder of System | Monthly System Peak Day | Hot Summer Weekday | 44
| CAISO | 1-in-10 | 2031 | 9 | Zone | South Orange County | Average Weekday | Moderate Summer Weekday | 4
| CAISO | 1-in-10 | 2031 | 9 | Zone | South Orange County | Monthly System Peak Day | Hot Summer Weekday | 4
| CAISO | 1-in-10 | 2031 | 9 | Zone | South of Lugo | Average Weekday | Moderate Summer Weekday | 17
| CAISO | 1-in-10 | 2031 | 9 | Zone | South of Lugo | Monthly System Peak Day | Hot Summer Weekday | 17
| CAISO | 1-in-10 | 2031 | 10 | All | All Customers | Average Weekday | Low Cost Winter Weekday | 65
| CAISO | 1-in-10 | 2031 | 10 | All | All Customers | Monthly System Peak Day | High Cost Winter Weekday | 65
| CAISO | 1-in-10 | 2031 | 10 | LCA | Big Creek/Ventura | Average Weekday | Low Cost Winter Weekday | 9
| CAISO | 1-in-10 | 2031 | 10 | LCA | Big Creek/Ventura | Monthly System Peak Day | High Cost Winter Weekday | 9
| CAISO | 1-in-10 | 2031 | 10 | LCA | LA Basin | Average Weekday | Low Cost Winter Weekday | 53
| CAISO | 1-in-10 | 2031 | 10 | LCA | LA Basin | Monthly System Peak Day | High Cost Winter Weekday | 53
| CAISO | 1-in-10 | 2031 | 10 | LCA | Outside LA Basin | Average Weekday | Low Cost Winter Weekday | 3
| CAISO | 1-in-10 | 2031 | 10 | LCA | Outside LA Basin | Monthly System Peak Day | High Cost Winter Weekday | 3
| CAISO | 1-in-10 | 2031 | 10 | Zone | Remainder of System | Average Weekday | Low Cost Winter Weekday | 44
| CAISO | 1-in-10 | 2031 | 10 | Zone | Remainder of System | Monthly System Peak Day | High Cost Winter Weekday | 44
| CAISO | 1-in-10 | 2031 | 10 | Zone | South Orange County | Average Weekday | Low Cost Winter Weekday | 4
| CAISO | 1-in-10 | 2031 | 10 | Zone | South Orange County | Monthly System Peak Day | High Cost Winter Weekday | 4
| CAISO | 1-in-10 | 2031 | 10 | Zone | South of Lugo | Average Weekday | Low Cost Winter Weekday | 17
| CAISO | 1-in-10 | 2031 | 10 | Zone | South of Lugo | Monthly System Peak Day | High Cost Winter Weekday | 17
| CAISO | 1-in-10 | 2031 | 11 | All | All Customers | Average Weekday | Low Cost Winter Weekday | 65
| CAISO | 1-in-10 | 2031 | 11 | All | All Customers | Monthly System Peak Day | High Cost Winter Weekday | 65
| CAISO | 1-in-10 | 2031 | 11 | LCA | Big Creek/Ventura | Average Weekday | Low Cost Winter Weekday | 9
| CAISO | 1-in-10 | 2031 | 11 | LCA | Big Creek/Ventura | Monthly System Peak Day | High Cost Winter Weekday | 9
| CAISO | 1-in-10 | 2031 | 11 | LCA | LA Basin | Average Weekday | Low Cost Winter Weekday | 53
| CAISO | 1-in-10 | 2031 | 11 | LCA | LA Basin | Monthly System Peak Day | High Cost Winter Weekday | 53
| CAISO | 1-in-10 | 2031 | 11 | LCA | Outside LA Basin | Average Weekday | Low Cost Winter Weekday | 3
| CAISO | 1-in-10 | 2031 | 11 | LCA | Outside LA Basin | Monthly System Peak Day | High Cost Winter Weekday | 3
| CAISO | 1-in-10 | 2031 | 11 | Zone | Remainder of System | Average Weekday | Low Cost Winter Weekday | 44
| CAISO | 1-in-10 | 2031 | 11 | Zone | Remainder of System | Monthly System Peak Day | High Cost Winter Weekday | 44
| CAISO | 1-in-10 | 2031 | 11 | Zone | South Orange County | Average Weekday | Low Cost Winter Weekday | 4
| CAISO | 1-in-10 | 2031 | 11 | Zone | South Orange County | Monthly System Peak Day | High Cost Winter Weekday | 4
| CAISO | 1-in-10 | 2031 | 11 | Zone | South of Lugo | Average Weekday | Low Cost Winter Weekday | 17
| CAISO | 1-in-10 | 2031 | 11 | Zone | South of Lugo | Monthly System Peak Day | High Cost Winter Weekday | 17
| CAISO | 1-in-10 | 2031 | 12 | All | All Customers | Average Weekday | Low Cost Winter Weekday | 65
| CAISO | 1-in-10 | 2031 | 12 | All | All Customers | Monthly System Peak Day | Low Cost Winter Weekday | 65
| CAISO | 1-in-10 | 2031 | 12 | LCA | Big Creek/Ventura | Average Weekday | Low Cost Winter Weekday | 9
| CAISO | 1-in-10 | 2031 | 12 | LCA | Big Creek/Ventura | Monthly System Peak Day | Low Cost Winter Weekday | 9
| CAISO | 1-in-10 | 2031 | 12 | LCA | LA Basin | Average Weekday | Low Cost Winter Weekday | 53
| CAISO | 1-in-10 | 2031 | 12 | LCA | LA Basin | Monthly System Peak Day | Low Cost Winter Weekday | 53
| CAISO | 1-in-10 | 2031 | 12 | LCA | Outside LA Basin | Average Weekday | Low Cost Winter Weekday | 3
| CAISO | 1-in-10 | 2031 | 12 | LCA | Outside LA Basin | Monthly System Peak Day | Low Cost Winter Weekday | 3
| CAISO | 1-in-10 | 2031 | 12 | Zone | Remainder of System | Average Weekday | Low Cost Winter Weekday | 44
| CAISO | 1-in-10 | 2031 | 12 | Zone | Remainder of System | Monthly System Peak Day | Low Cost Winter Weekday | 44
| CAISO | 1-in-10 | 2031 | 12 | Zone | South Orange County | Average Weekday | Low Cost Winter Weekday | 4
| CAISO | 1-in-10 | 2031 | 12 | Zone | South Orange County | Monthly System Peak Day | Low Cost Winter Weekday | 4
| CAISO | 1-in-10 | 2031 | 12 | Zone | South of Lugo | Average Weekday | Low Cost Winter Weekday | 17
| CAISO | 1-in-10 | 2031 | 12 | Zone | South of Lugo | Monthly System Peak Day | Low Cost Winter Weekday | 17
| CAISO | 1-in-2 | 2021 | 1 | All | All Customers | Average Weekday | Low Cost Winter Weekday | 49
| CAISO | 1-in-2 | 2021 | 1 | All | All Customers | Monthly System Peak Day | Low Cost Winter Weekday | 49
| CAISO | 1-in-2 | 2021 | 1 | LCA | Big Creek/Ventura | Average Weekday | Low Cost Winter Weekday | 7
| CAISO | 1-in-2 | 2021 | 1 | LCA | Big Creek/Ventura | Monthly System Peak Day | Low Cost Winter Weekday | 7
| CAISO | 1-in-2 | 2021 | 1 | LCA | LA Basin | Average Weekday | Low Cost Winter Weekday | 40
| CAISO | 1-in-2 | 2021 | 1 | LCA | LA Basin | Monthly System Peak Day | Low Cost Winter Weekday | 40
| CAISO | 1-in-2 | 2021 | 1 | LCA | Outside LA Basin | Average Weekday | Low Cost Winter Weekday | 2
| CAISO | 1-in-2 | 2021 | 1 | LCA | Outside LA Basin | Monthly System Peak Day | Low Cost Winter Weekday | 2
| CAISO | 1-in-2 | 2021 | 1 | Zone | Remainder of System | Average Weekday | Low Cost Winter Weekday | 33
| CAISO | 1-in-2 | 2021 | 1 | Zone | Remainder of System | Monthly System Peak Day | Low Cost Winter Weekday | 33
| CAISO | 1-in-2 | 2021 | 1 | Zone | South Orange County | Average Weekday | Low Cost Winter Weekday | 3
| CAISO | 1-in-2 | 2021 | 1 | Zone | South Orange County | Monthly System Peak Day | Low Cost Winter Weekday | 3
| CAISO | 1-in-2 | 2021 | 1 | Zone | South of Lugo | Average Weekday | Low Cost Winter Weekday | 13
| CAISO | 1-in-2 | 2021 | 1 | Zone | South of Lugo | Monthly System Peak Day | Low Cost Winter Weekday | 13
| CAISO | 1-in-2 | 2021 | 2 | All | All Customers | Average Weekday | Low Cost Winter Weekday | 53
| CAISO | 1-in-2 | 2021 | 2 | All | All Customers | Monthly System Peak Day | Low Cost Winter Weekday | 53
| CAISO | 1-in-2 | 2021 | 2 | LCA | Big Creek/Ventura | Average Weekday | Low Cost Winter Weekday | 8
| CAISO | 1-in-2 | 2021 | 2 | LCA | Big Creek/Ventura | Monthly System Peak Day | Low Cost Winter Weekday | 8
| CAISO | 1-in-2 | 2021 | 2 | LCA | LA Basin | Average Weekday | Low Cost Winter Weekday | 43
| CAISO | 1-in-2 | 2021 | 2 | LCA | LA Basin | Monthly System Peak Day | Low Cost Winter Weekday | 43
| CAISO | 1-in-2 | 2021 | 2 | LCA | Outside LA Basin | Average Weekday | Low Cost Winter Weekday | 2
| CAISO | 1-in-2 | 2021 | 2 | LCA | Outside LA Basin | Monthly System Peak Day | Low Cost Winter Weekday | 2
| CAISO | 1-in-2 | 2021 | 2 | Zone | Remainder of System | Average Weekday | Low Cost Winter Weekday | 35
| CAISO | 1-in-2 | 2021 | 2 | Zone | Remainder of System | Monthly System Peak Day | Low Cost Winter Weekday | 35
| CAISO | 1-in-2 | 2021 | 2 | Zone | South Orange County | Average Weekday | Low Cost Winter Weekday | 3
| CAISO | 1-in-2 | 2021 | 2 | Zone | South Orange County | Monthly System Peak Day | Low Cost Winter Weekday | 3
| CAISO | 1-in-2 | 2021 | 2 | Zone | South of Lugo | Average Weekday | Low Cost Winter Weekday | 14
| CAISO | 1-in-2 | 2021 | 2 | Zone | South of Lugo | Monthly System Peak Day | Low Cost Winter Weekday | 14
| CAISO | 1-in-2 | 2021 | 3 | All | All Customers | Average Weekday | Low Cost Winter Weekday | 56
| CAISO | 1-in-2 | 2021 | 3 | All | All Customers | Monthly System Peak Day | Low Cost Winter Weekday | 56
| CAISO | 1-in-2 | 2021 | 3 | LCA | Big Creek/Ventura | Average Weekday | Low Cost Winter Weekday | 8
| CAISO | 1-in-2 | 2021 | 3 | LCA | Big Creek/Ventura | Monthly System Peak Day | Low Cost Winter Weekday | 8
| CAISO | 1-in-2 | 2021 | 3 | LCA | LA Basin | Average Weekday | Low Cost Winter Weekday | 46
| CAISO | 1-in-2 | 2021 | 3 | LCA | LA Basin | Monthly System Peak Day | Low Cost Winter Weekday | 46
| CAISO | 1-in-2 | 2021 | 3 | LCA | Outside LA Basin | Average Weekday | Low Cost Winter Weekday | 2
| CAISO | 1-in-2 | 2021 | 3 | LCA | Outside LA Basin | Monthly System Peak Day | Low Cost Winter Weekday | 2
| CAISO | 1-in-2 | 2021 | 3 | Zone | Remainder of System | Average Weekday | Low Cost Winter Weekday | 38
| CAISO | 1-in-2 | 2021 | 3 | Zone | Remainder of System | Monthly System Peak Day | Low Cost Winter Weekday | 38
| CAISO | 1-in-2 | 2021 | 3 | Zone | South Orange County | Average Weekday | Low Cost Winter Weekday | 3
| CAISO | 1-in-2 | 2021 | 3 | Zone | South Orange County | Monthly System Peak Day | Low Cost Winter Weekday | 3
| CAISO | 1-in-2 | 2021 | 3 | Zone | South of Lugo | Average Weekday | Low Cost Winter Weekday | 15
| CAISO | 1-in-2 | 2021 | 3 | Zone | South of Lugo | Monthly System Peak Day | Low Cost Winter Weekday | 15
| CAISO | 1-in-2 | 2021 | 4 | All | All Customers | Average Weekday | Low Cost Winter Weekday | 60
| CAISO | 1-in-2 | 2021 | 4 | All | All Customers | Monthly System Peak Day | Low Cost Winter Weekday | 60
| CAISO | 1-in-2 | 2021 | 4 | LCA | Big Creek/Ventura | Average Weekday | Low Cost Winter Weekday | 9
| CAISO | 1-in-2 | 2021 | 4 | LCA | Big Creek/Ventura | Monthly System Peak Day | Low Cost Winter Weekday | 9
| CAISO | 1-in-2 | 2021 | 4 | LCA | LA Basin | Average Weekday | Low Cost Winter Weekday | 49
| CAISO | 1-in-2 | 2021 | 4 | LCA | LA Basin | Monthly System Peak Day | Low Cost Winter Weekday | 49
| CAISO | 1-in-2 | 2021 | 4 | LCA | Outside LA Basin | Average Weekday | Low Cost Winter Weekday | 2
| CAISO | 1-in-2 | 2021 | 4 | LCA | Outside LA Basin | Monthly System Peak Day | Low Cost Winter Weekday | 2
| CAISO | 1-in-2 | 2021 | 4 | Zone | Remainder of System | Average Weekday | Low Cost Winter Weekday | 40
| CAISO | 1-in-2 | 2021 | 4 | Zone | Remainder of System | Monthly System Peak Day | Low Cost Winter Weekday | 40
| CAISO | 1-in-2 | 2021 | 4 | Zone | South Orange County | Average Weekday | Low Cost Winter Weekday | 4
| CAISO | 1-in-2 | 2021 | 4 | Zone | South Orange County | Monthly System Peak Day | Low Cost Winter Weekday | 4
| CAISO | 1-in-2 | 2021 | 4 | Zone | South of Lugo | Average Weekday | Low Cost Winter Weekday | 16
| CAISO | 1-in-2 | 2021 | 4 | Zone | South of Lugo | Monthly System Peak Day | Low Cost Winter Weekday | 16
| CAISO | 1-in-2 | 2021 | 5 | All | All Customers | Average Weekday | Low Cost Winter Weekday | 63
| CAISO | 1-in-2 | 2021 | 5 | All | All Customers | Monthly System Peak Day | Low Cost Winter Weekday | 63
| CAISO | 1-in-2 | 2021 | 5 | LCA | Big Creek/Ventura | Average Weekday | Low Cost Winter Weekday | 9
| CAISO | 1-in-2 | 2021 | 5 | LCA | Big Creek/Ventura | Monthly System Peak Day | Low Cost Winter Weekday | 9
| CAISO | 1-in-2 | 2021 | 5 | LCA | LA Basin | Average Weekday | Low Cost Winter Weekday | 51
| CAISO | 1-in-2 | 2021 | 5 | LCA | LA Basin | Monthly System Peak Day | Low Cost Winter Weekday | 51
| CAISO | 1-in-2 | 2021 | 5 | LCA | Outside LA Basin | Average Weekday | Low Cost Winter Weekday | 3
| CAISO | 1-in-2 | 2021 | 5 | LCA | Outside LA Basin | Monthly System Peak Day | Low Cost Winter Weekday | 3
| CAISO | 1-in-2 | 2021 | 5 | Zone | Remainder of System | Average Weekday | Low Cost Winter Weekday | 42
| CAISO | 1-in-2 | 2021 | 5 | Zone | Remainder of System | Monthly System Peak Day | Low Cost Winter Weekday | 42
| CAISO | 1-in-2 | 2021 | 5 | Zone | South Orange County | Average Weekday | Low Cost Winter Weekday | 4
| CAISO | 1-in-2 | 2021 | 5 | Zone | South Orange County | Monthly System Peak Day | Low Cost Winter Weekday | 4
| CAISO | 1-in-2 | 2021 | 5 | Zone | South of Lugo | Average Weekday | Low Cost Winter Weekday | 17
| CAISO | 1-in-2 | 2021 | 5 | Zone | South of Lugo | Monthly System Peak Day | Low Cost Winter Weekday | 17
| CAISO | 1-in-2 | 2021 | 6 | All | All Customers | Average Weekday | Mild Summer Weekday | 67
| CAISO | 1-in-2 | 2021 | 6 | All | All Customers | Monthly System Peak Day | Moderate Summer Weekday | 67
| CAISO | 1-in-2 | 2021 | 6 | LCA | Big Creek/Ventura | Average Weekday | Mild Summer Weekday | 10
| CAISO | 1-in-2 | 2021 | 6 | LCA | Big Creek/Ventura | Monthly System Peak Day | Moderate Summer Weekday | 10
| CAISO | 1-in-2 | 2021 | 6 | LCA | LA Basin | Average Weekday | Mild Summer Weekday | 54
| CAISO | 1-in-2 | 2021 | 6 | LCA | LA Basin | Monthly System Peak Day | Moderate Summer Weekday | 54
| CAISO | 1-in-2 | 2021 | 6 | LCA | Outside LA Basin | Average Weekday | Mild Summer Weekday | 3
| CAISO | 1-in-2 | 2021 | 6 | LCA | Outside LA Basin | Monthly System Peak Day | Moderate Summer Weekday | 3
| CAISO | 1-in-2 | 2021 | 6 | Zone | Remainder of System | Average Weekday | Mild Summer Weekday | 45
| CAISO | 1-in-2 | 2021 | 6 | Zone | Remainder of System | Monthly System Peak Day | Moderate Summer Weekday | 45
| CAISO | 1-in-2 | 2021 | 6 | Zone | South Orange County | Average Weekday | Mild Summer Weekday | 4
| CAISO | 1-in-2 | 2021 | 6 | Zone | South Orange County | Monthly System Peak Day | Moderate Summer Weekday | 4
| CAISO | 1-in-2 | 2021 | 6 | Zone | South of Lugo | Average Weekday | Mild Summer Weekday | 18
| CAISO | 1-in-2 | 2021 | 6 | Zone | South of Lugo | Monthly System Peak Day | Moderate Summer Weekday | 18
| CAISO | 1-in-2 | 2021 | 7 | All | All Customers | Average Weekday | Moderate Summer Weekday | 70
| CAISO | 1-in-2 | 2021 | 7 | All | All Customers | Monthly System Peak Day | Hot Summer Weekday | 70
| CAISO | 1-in-2 | 2021 | 7 | LCA | Big Creek/Ventura | Average Weekday | Moderate Summer Weekday | 10
| CAISO | 1-in-2 | 2021 | 7 | LCA | Big Creek/Ventura | Monthly System Peak Day | Hot Summer Weekday | 10
| CAISO | 1-in-2 | 2021 | 7 | LCA | LA Basin | Average Weekday | Moderate Summer Weekday | 57
| CAISO | 1-in-2 | 2021 | 7 | LCA | LA Basin | Monthly System Peak Day | Hot Summer Weekday | 57
| CAISO | 1-in-2 | 2021 | 7 | LCA | Outside LA Basin | Average Weekday | Moderate Summer Weekday | 3
| CAISO | 1-in-2 | 2021 | 7 | LCA | Outside LA Basin | Monthly System Peak Day | Hot Summer Weekday | 3
| CAISO | 1-in-2 | 2021 | 7 | Zone | Remainder of System | Average Weekday | Moderate Summer Weekday | 47
| CAISO | 1-in-2 | 2021 | 7 | Zone | Remainder of System | Monthly System Peak Day | Hot Summer Weekday | 47
| CAISO | 1-in-2 | 2021 | 7 | Zone | South Orange County | Average Weekday | Moderate Summer Weekday | 4
| CAISO | 1-in-2 | 2021 | 7 | Zone | South Orange County | Monthly System Peak Day | Hot Summer Weekday | 4
| CAISO | 1-in-2 | 2021 | 7 | Zone | South of Lugo | Average Weekday | Moderate Summer Weekday | 19
| CAISO | 1-in-2 | 2021 | 7 | Zone | South of Lugo | Monthly System Peak Day | Hot Summer Weekday | 19
| CAISO | 1-in-2 | 2021 | 8 | All | All Customers | Average Weekday | Moderate Summer Weekday | 74
| CAISO | 1-in-2 | 2021 | 8 | All | All Customers | Monthly System Peak Day | Hot Summer Weekday | 74
| CAISO | 1-in-2 | 2021 | 8 | All | All Customers | Typical Event Day | Hot Summer Weekday | 74
| CAISO | 1-in-2 | 2021 | 8 | LCA | Big Creek/Ventura | Average Weekday | Moderate Summer Weekday | 11
| CAISO | 1-in-2 | 2021 | 8 | LCA | Big Creek/Ventura | Monthly System Peak Day | Hot Summer Weekday | 11
| CAISO | 1-in-2 | 2021 | 8 | LCA | Big Creek/Ventura | Typical Event Day | Hot Summer Weekday | 11
| CAISO | 1-in-2 | 2021 | 8 | LCA | LA Basin | Average Weekday | Moderate Summer Weekday | 60
| CAISO | 1-in-2 | 2021 | 8 | LCA | LA Basin | Monthly System Peak Day | Hot Summer Weekday | 60
| CAISO | 1-in-2 | 2021 | 8 | LCA | LA Basin | Typical Event Day | Hot Summer Weekday | 60
| CAISO | 1-in-2 | 2021 | 8 | LCA | Outside LA Basin | Average Weekday | Moderate Summer Weekday | 3
| CAISO | 1-in-2 | 2021 | 8 | LCA | Outside LA Basin | Monthly System Peak Day | Hot Summer Weekday | 3
| CAISO | 1-in-2 | 2021 | 8 | LCA | Outside LA Basin | Typical Event Day | Hot Summer Weekday | 3
| CAISO | 1-in-2 | 2021 | 8 | Zone | Remainder of System | Average Weekday | Moderate Summer Weekday | 49
| CAISO | 1-in-2 | 2021 | 8 | Zone | Remainder of System | Monthly System Peak Day | Hot Summer Weekday | 49
| CAISO | 1-in-2 | 2021 | 8 | Zone | Remainder of System | Typical Event Day | Hot Summer Weekday | 49
| CAISO | 1-in-2 | 2021 | 8 | Zone | South Orange County | Average Weekday | Moderate Summer Weekday | 5
| CAISO | 1-in-2 | 2021 | 8 | Zone | South Orange County | Monthly System Peak Day | Hot Summer Weekday | 5
| CAISO | 1-in-2 | 2021 | 8 | Zone | South Orange County | Typical Event Day | Hot Summer Weekday | 5
| CAISO | 1-in-2 | 2021 | 8 | Zone | South of Lugo | Average Weekday | Moderate Summer Weekday | 19
| CAISO | 1-in-2 | 2021 | 8 | Zone | South of Lugo | Monthly System Peak Day | Hot Summer Weekday | 19
| CAISO | 1-in-2 | 2021 | 8 | Zone | South of Lugo | Typical Event Day | Hot Summer Weekday | 19
| CAISO | 1-in-2 | 2021 | 9 | All | All Customers | Average Weekday | Moderate Summer Weekday | 73
| CAISO | 1-in-2 | 2021 | 9 | All | All Customers | Monthly System Peak Day | Hot Summer Weekday | 73
| CAISO | 1-in-2 | 2021 | 9 | LCA | Big Creek/Ventura | Average Weekday | Moderate Summer Weekday | 10
| CAISO | 1-in-2 | 2021 | 9 | LCA | Big Creek/Ventura | Monthly System Peak Day | Hot Summer Weekday | 10
| CAISO | 1-in-2 | 2021 | 9 | LCA | LA Basin | Average Weekday | Moderate Summer Weekday | 60
| CAISO | 1-in-2 | 2021 | 9 | LCA | LA Basin | Monthly System Peak Day | Hot Summer Weekday | 60
| CAISO | 1-in-2 | 2021 | 9 | LCA | Outside LA Basin | Average Weekday | Moderate Summer Weekday | 3
| CAISO | 1-in-2 | 2021 | 9 | LCA | Outside LA Basin | Monthly System Peak Day | Hot Summer Weekday | 3
| CAISO | 1-in-2 | 2021 | 9 | Zone | Remainder of System | Average Weekday | Moderate Summer Weekday | 49
| CAISO | 1-in-2 | 2021 | 9 | Zone | Remainder of System | Monthly System Peak Day | Hot Summer Weekday | 49
| CAISO | 1-in-2 | 2021 | 9 | Zone | South Orange County | Average Weekday | Moderate Summer Weekday | 4
| CAISO | 1-in-2 | 2021 | 9 | Zone | South Orange County | Monthly System Peak Day | Hot Summer Weekday | 4
| CAISO | 1-in-2 | 2021 | 9 | Zone | South of Lugo | Average Weekday | Moderate Summer Weekday | 19
| CAISO | 1-in-2 | 2021 | 9 | Zone | South of Lugo | Monthly System Peak Day | Hot Summer Weekday | 19
| CAISO | 1-in-2 | 2021 | 10 | All | All Customers | Average Weekday | Low Cost Winter Weekday | 73
| CAISO | 1-in-2 | 2021 | 10 | All | All Customers | Monthly System Peak Day | High Cost Winter Weekday | 73
| CAISO | 1-in-2 | 2021 | 10 | LCA | Big Creek/Ventura | Average Weekday | Low Cost Winter Weekday | 10
| CAISO | 1-in-2 | 2021 | 10 | LCA | Big Creek/Ventura | Monthly System Peak Day | High Cost Winter Weekday | 10
| CAISO | 1-in-2 | 2021 | 10 | LCA | LA Basin | Average Weekday | Low Cost Winter Weekday | 60
| CAISO | 1-in-2 | 2021 | 10 | LCA | LA Basin | Monthly System Peak Day | High Cost Winter Weekday | 60
| CAISO | 1-in-2 | 2021 | 10 | LCA | Outside LA Basin | Average Weekday | Low Cost Winter Weekday | 3
| CAISO | 1-in-2 | 2021 | 10 | LCA | Outside LA Basin | Monthly System Peak Day | High Cost Winter Weekday | 3
| CAISO | 1-in-2 | 2021 | 10 | Zone | Remainder of System | Average Weekday | Low Cost Winter Weekday | 49
| CAISO | 1-in-2 | 2021 | 10 | Zone | Remainder of System | Monthly System Peak Day | High Cost Winter Weekday | 49
| CAISO | 1-in-2 | 2021 | 10 | Zone | South Orange County | Average Weekday | Low Cost Winter Weekday | 4
| CAISO | 1-in-2 | 2021 | 10 | Zone | South Orange County | Monthly System Peak Day | High Cost Winter Weekday | 4
| CAISO | 1-in-2 | 2021 | 10 | Zone | South of Lugo | Average Weekday | Low Cost Winter Weekday | 19
| CAISO | 1-in-2 | 2021 | 10 | Zone | South of Lugo | Monthly System Peak Day | High Cost Winter Weekday | 19
| CAISO | 1-in-2 | 2021 | 11 | All | All Customers | Average Weekday | Low Cost Winter Weekday | 73
| CAISO | 1-in-2 | 2021 | 11 | All | All Customers | Monthly System Peak Day | Low Cost Winter Weekday | 73
| CAISO | 1-in-2 | 2021 | 11 | LCA | Big Creek/Ventura | Average Weekday | Low Cost Winter Weekday | 10
| CAISO | 1-in-2 | 2021 | 11 | LCA | Big Creek/Ventura | Monthly System Peak Day | Low Cost Winter Weekday | 10
| CAISO | 1-in-2 | 2021 | 11 | LCA | LA Basin | Average Weekday | Low Cost Winter Weekday | 59
| CAISO | 1-in-2 | 2021 | 11 | LCA | LA Basin | Monthly System Peak Day | Low Cost Winter Weekday | 59
| CAISO | 1-in-2 | 2021 | 11 | LCA | Outside LA Basin | Average Weekday | Low Cost Winter Weekday | 3
| CAISO | 1-in-2 | 2021 | 11 | LCA | Outside LA Basin | Monthly System Peak Day | Low Cost Winter Weekday | 3
| CAISO | 1-in-2 | 2021 | 11 | Zone | Remainder of System | Average Weekday | Low Cost Winter Weekday | 49
| CAISO | 1-in-2 | 2021 | 11 | Zone | Remainder of System | Monthly System Peak Day | Low Cost Winter Weekday | 49
| CAISO | 1-in-2 | 2021 | 11 | Zone | South Orange County | Average Weekday | Low Cost Winter Weekday | 4
| CAISO | 1-in-2 | 2021 | 11 | Zone | South Orange County | Monthly System Peak Day | Low Cost Winter Weekday | 4
| CAISO | 1-in-2 | 2021 | 11 | Zone | South of Lugo | Average Weekday | Low Cost Winter Weekday | 19
| CAISO | 1-in-2 | 2021 | 11 | Zone | South of Lugo | Monthly System Peak Day | Low Cost Winter Weekday | 19
| CAISO | 1-in-2 | 2021 | 12 | All | All Customers | Average Weekday | Low Cost Winter Weekday | 73
| CAISO | 1-in-2 | 2021 | 12 | All | All Customers | Monthly System Peak Day | Low Cost Winter Weekday | 73
| CAISO | 1-in-2 | 2021 | 12 | LCA | Big Creek/Ventura | Average Weekday | Low Cost Winter Weekday | 10
| CAISO | 1-in-2 | 2021 | 12 | LCA | Big Creek/Ventura | Monthly System Peak Day | Low Cost Winter Weekday | 10
| CAISO | 1-in-2 | 2021 | 12 | LCA | LA Basin | Average Weekday | Low Cost Winter Weekday | 59
| CAISO | 1-in-2 | 2021 | 12 | LCA | LA Basin | Monthly System Peak Day | Low Cost Winter Weekday | 59
| CAISO | 1-in-2 | 2021 | 12 | LCA | Outside LA Basin | Average Weekday | Low Cost Winter Weekday | 3
| CAISO | 1-in-2 | 2021 | 12 | LCA | Outside LA Basin | Monthly System Peak Day | Low Cost Winter Weekday | 3
| CAISO | 1-in-2 | 2021 | 12 | Zone | Remainder of System | Average Weekday | Low Cost Winter Weekday | 49
| CAISO | 1-in-2 | 2021 | 12 | Zone | Remainder of System | Monthly System Peak Day | Low Cost Winter Weekday | 49
| CAISO | 1-in-2 | 2021 | 12 | Zone | South Orange County | Average Weekday | Low Cost Winter Weekday | 4
| CAISO | 1-in-2 | 2021 | 12 | Zone | South Orange County | Monthly System Peak Day | Low Cost Winter Weekday | 4
| CAISO | 1-in-2 | 2021 | 12 | Zone | South of Lugo | Average Weekday | Low Cost Winter Weekday | 19
| CAISO | 1-in-2 | 2021 | 12 | Zone | South of Lugo | Monthly System Peak Day | Low Cost Winter Weekday | 19
| CAISO | 1-in-2 | 2022 | 1 | All | All Customers | Average Weekday | Low Cost Winter Weekday | 72
| CAISO | 1-in-2 | 2022 | 1 | All | All Customers | Monthly System Peak Day | Low Cost Winter Weekday | 72
| CAISO | 1-in-2 | 2022 | 1 | LCA | Big Creek/Ventura | Average Weekday | Low Cost Winter Weekday | 10
| CAISO | 1-in-2 | 2022 | 1 | LCA | Big Creek/Ventura | Monthly System Peak Day | Low Cost Winter Weekday | 10
| CAISO | 1-in-2 | 2022 | 1 | LCA | LA Basin | Average Weekday | Low Cost Winter Weekday | 59
| CAISO | 1-in-2 | 2022 | 1 | LCA | LA Basin | Monthly System Peak Day | Low Cost Winter Weekday | 59
| CAISO | 1-in-2 | 2022 | 1 | LCA | Outside LA Basin | Average Weekday | Low Cost Winter Weekday | 3
| CAISO | 1-in-2 | 2022 | 1 | LCA | Outside LA Basin | Monthly System Peak Day | Low Cost Winter Weekday | 3
| CAISO | 1-in-2 | 2022 | 1 | Zone | Remainder of System | Average Weekday | Low Cost Winter Weekday | 49
| CAISO | 1-in-2 | 2022 | 1 | Zone | Remainder of System | Monthly System Peak Day | Low Cost Winter Weekday | 49
| CAISO | 1-in-2 | 2022 | 1 | Zone | South Orange County | Average Weekday | Low Cost Winter Weekday | 4
| CAISO | 1-in-2 | 2022 | 1 | Zone | South Orange County | Monthly System Peak Day | Low Cost Winter Weekday | 4
| CAISO | 1-in-2 | 2022 | 1 | Zone | South of Lugo | Average Weekday | Low Cost Winter Weekday | 19
| CAISO | 1-in-2 | 2022 | 1 | Zone | South of Lugo | Monthly System Peak Day | Low Cost Winter Weekday | 19
| CAISO | 1-in-2 | 2022 | 2 | All | All Customers | Average Weekday | Low Cost Winter Weekday | 72
| CAISO | 1-in-2 | 2022 | 2 | All | All Customers | Monthly System Peak Day | Low Cost Winter Weekday | 72
| CAISO | 1-in-2 | 2022 | 2 | LCA | Big Creek/Ventura | Average Weekday | Low Cost Winter Weekday | 10
| CAISO | 1-in-2 | 2022 | 2 | LCA | Big Creek/Ventura | Monthly System Peak Day | Low Cost Winter Weekday | 10
| CAISO | 1-in-2 | 2022 | 2 | LCA | LA Basin | Average Weekday | Low Cost Winter Weekday | 59
| CAISO | 1-in-2 | 2022 | 2 | LCA | LA Basin | Monthly System Peak Day | Low Cost Winter Weekday | 59
| CAISO | 1-in-2 | 2022 | 2 | LCA | Outside LA Basin | Average Weekday | Low Cost Winter Weekday | 3
| CAISO | 1-in-2 | 2022 | 2 | LCA | Outside LA Basin | Monthly System Peak Day | Low Cost Winter Weekday | 3
| CAISO | 1-in-2 | 2022 | 2 | Zone | Remainder of System | Average Weekday | Low Cost Winter Weekday | 49
| CAISO | 1-in-2 | 2022 | 2 | Zone | Remainder of System | Monthly System Peak Day | Low Cost Winter Weekday | 49
| CAISO | 1-in-2 | 2022 | 2 | Zone | South Orange County | Average Weekday | Low Cost Winter Weekday | 4
| CAISO | 1-in-2 | 2022 | 2 | Zone | South Orange County | Monthly System Peak Day | Low Cost Winter Weekday | 4
| CAISO | 1-in-2 | 2022 | 2 | Zone | South of Lugo | Average Weekday | Low Cost Winter Weekday | 19
| CAISO | 1-in-2 | 2022 | 2 | Zone | South of Lugo | Monthly System Peak Day | Low Cost Winter Weekday | 19
| CAISO | 1-in-2 | 2022 | 3 | All | All Customers | Average Weekday | Low Cost Winter Weekday | 72
| CAISO | 1-in-2 | 2022 | 3 | All | All Customers | Monthly System Peak Day | Low Cost Winter Weekday | 72
| CAISO | 1-in-2 | 2022 | 3 | LCA | Big Creek/Ventura | Average Weekday | Low Cost Winter Weekday | 10
| CAISO | 1-in-2 | 2022 | 3 | LCA | Big Creek/Ventura | Monthly System Peak Day | Low Cost Winter Weekday | 10
| CAISO | 1-in-2 | 2022 | 3 | LCA | LA Basin | Average Weekday | Low Cost Winter Weekday | 59
| CAISO | 1-in-2 | 2022 | 3 | LCA | LA Basin | Monthly System Peak Day | Low Cost Winter Weekday | 59
| CAISO | 1-in-2 | 2022 | 3 | LCA | Outside LA Basin | Average Weekday | Low Cost Winter Weekday | 3
| CAISO | 1-in-2 | 2022 | 3 | LCA | Outside LA Basin | Monthly System Peak Day | Low Cost Winter Weekday | 3
| CAISO | 1-in-2 | 2022 | 3 | Zone | Remainder of System | Average Weekday | Low Cost Winter Weekday | 48
| CAISO | 1-in-2 | 2022 | 3 | Zone | Remainder of System | Monthly System Peak Day | Low Cost Winter Weekday | 48
| CAISO | 1-in-2 | 2022 | 3 | Zone | South Orange County | Average Weekday | Low Cost Winter Weekday | 4
| CAISO | 1-in-2 | 2022 | 3 | Zone | South Orange County | Monthly System Peak Day | Low Cost Winter Weekday | 4
| CAISO | 1-in-2 | 2022 | 3 | Zone | South of Lugo | Average Weekday | Low Cost Winter Weekday | 19
| CAISO | 1-in-2 | 2022 | 3 | Zone | South of Lugo | Monthly System Peak Day | Low Cost Winter Weekday | 19
| CAISO | 1-in-2 | 2022 | 4 | All | All Customers | Average Weekday | Low Cost Winter Weekday | 72
| CAISO | 1-in-2 | 2022 | 4 | All | All Customers | Monthly System Peak Day | Low Cost Winter Weekday | 72
| CAISO | 1-in-2 | 2022 | 4 | LCA | Big Creek/Ventura | Average Weekday | Low Cost Winter Weekday | 10
| CAISO | 1-in-2 | 2022 | 4 | LCA | Big Creek/Ventura | Monthly System Peak Day | Low Cost Winter Weekday | 10
| CAISO | 1-in-2 | 2022 | 4 | LCA | LA Basin | Average Weekday | Low Cost Winter Weekday | 58
| CAISO | 1-in-2 | 2022 | 4 | LCA | LA Basin | Monthly System Peak Day | Low Cost Winter Weekday | 58
| CAISO | 1-in-2 | 2022 | 4 | LCA | Outside LA Basin | Average Weekday | Low Cost Winter Weekday | 3
| CAISO | 1-in-2 | 2022 | 4 | LCA | Outside LA Basin | Monthly System Peak Day | Low Cost Winter Weekday | 3
| CAISO | 1-in-2 | 2022 | 4 | Zone | Remainder of System | Average Weekday | Low Cost Winter Weekday | 48
| CAISO | 1-in-2 | 2022 | 4 | Zone | Remainder of System | Monthly System Peak Day | Low Cost Winter Weekday | 48
| CAISO | 1-in-2 | 2022 | 4 | Zone | South Orange County | Average Weekday | Low Cost Winter Weekday | 4
| CAISO | 1-in-2 | 2022 | 4 | Zone | South Orange County | Monthly System Peak Day | Low Cost Winter Weekday | 4
| CAISO | 1-in-2 | 2022 | 4 | Zone | South of Lugo | Average Weekday | Low Cost Winter Weekday | 19
| CAISO | 1-in-2 | 2022 | 4 | Zone | South of Lugo | Monthly System Peak Day | Low Cost Winter Weekday | 19
| CAISO | 1-in-2 | 2022 | 5 | All | All Customers | Average Weekday | Low Cost Winter Weekday | 71
| CAISO | 1-in-2 | 2022 | 5 | All | All Customers | Monthly System Peak Day | Low Cost Winter Weekday | 71
| CAISO | 1-in-2 | 2022 | 5 | LCA | Big Creek/Ventura | Average Weekday | Low Cost Winter Weekday | 10
| CAISO | 1-in-2 | 2022 | 5 | LCA | Big Creek/Ventura | Monthly System Peak Day | Low Cost Winter Weekday | 10
| CAISO | 1-in-2 | 2022 | 5 | LCA | LA Basin | Average Weekday | Low Cost Winter Weekday | 58
| CAISO | 1-in-2 | 2022 | 5 | LCA | LA Basin | Monthly System Peak Day | Low Cost Winter Weekday | 58
| CAISO | 1-in-2 | 2022 | 5 | LCA | Outside LA Basin | Average Weekday | Low Cost Winter Weekday | 3
| CAISO | 1-in-2 | 2022 | 5 | LCA | Outside LA Basin | Monthly System Peak Day | Low Cost Winter Weekday | 3
| CAISO | 1-in-2 | 2022 | 5 | Zone | Remainder of System | Average Weekday | Low Cost Winter Weekday | 48
| CAISO | 1-in-2 | 2022 | 5 | Zone | Remainder of System | Monthly System Peak Day | Low Cost Winter Weekday | 48
| CAISO | 1-in-2 | 2022 | 5 | Zone | South Orange County | Average Weekday | Low Cost Winter Weekday | 4
| CAISO | 1-in-2 | 2022 | 5 | Zone | South Orange County | Monthly System Peak Day | Low Cost Winter Weekday | 4
| CAISO | 1-in-2 | 2022 | 5 | Zone | South of Lugo | Average Weekday | Low Cost Winter Weekday | 19
| CAISO | 1-in-2 | 2022 | 5 | Zone | South of Lugo | Monthly System Peak Day | Low Cost Winter Weekday | 19
| CAISO | 1-in-2 | 2022 | 6 | All | All Customers | Average Weekday | Mild Summer Weekday | 71
| CAISO | 1-in-2 | 2022 | 6 | All | All Customers | Monthly System Peak Day | Moderate Summer Weekday | 71
| CAISO | 1-in-2 | 2022 | 6 | LCA | Big Creek/Ventura | Average Weekday | Mild Summer Weekday | 10
| CAISO | 1-in-2 | 2022 | 6 | LCA | Big Creek/Ventura | Monthly System Peak Day | Moderate Summer Weekday | 10
| CAISO | 1-in-2 | 2022 | 6 | LCA | LA Basin | Average Weekday | Mild Summer Weekday | 58
| CAISO | 1-in-2 | 2022 | 6 | LCA | LA Basin | Monthly System Peak Day | Moderate Summer Weekday | 58
| CAISO | 1-in-2 | 2022 | 6 | LCA | Outside LA Basin | Average Weekday | Mild Summer Weekday | 3
| CAISO | 1-in-2 | 2022 | 6 | LCA | Outside LA Basin | Monthly System Peak Day | Moderate Summer Weekday | 3
| CAISO | 1-in-2 | 2022 | 6 | Zone | Remainder of System | Average Weekday | Mild Summer Weekday | 48
| CAISO | 1-in-2 | 2022 | 6 | Zone | Remainder of System | Monthly System Peak Day | Moderate Summer Weekday | 48
| CAISO | 1-in-2 | 2022 | 6 | Zone | South Orange County | Average Weekday | Mild Summer Weekday | 4
| CAISO | 1-in-2 | 2022 | 6 | Zone | South Orange County | Monthly System Peak Day | Moderate Summer Weekday | 4
| CAISO | 1-in-2 | 2022 | 6 | Zone | South of Lugo | Average Weekday | Mild Summer Weekday | 19
| CAISO | 1-in-2 | 2022 | 6 | Zone | South of Lugo | Monthly System Peak Day | Moderate Summer Weekday | 19
| CAISO | 1-in-2 | 2022 | 7 | All | All Customers | Average Weekday | Moderate Summer Weekday | 71
| CAISO | 1-in-2 | 2022 | 7 | All | All Customers | Monthly System Peak Day | Hot Summer Weekday | 71
| CAISO | 1-in-2 | 2022 | 7 | LCA | Big Creek/Ventura | Average Weekday | Moderate Summer Weekday | 10
| CAISO | 1-in-2 | 2022 | 7 | LCA | Big Creek/Ventura | Monthly System Peak Day | Hot Summer Weekday | 10
| CAISO | 1-in-2 | 2022 | 7 | LCA | LA Basin | Average Weekday | Moderate Summer Weekday | 58
| CAISO | 1-in-2 | 2022 | 7 | LCA | LA Basin | Monthly System Peak Day | Hot Summer Weekday | 58
| CAISO | 1-in-2 | 2022 | 7 | LCA | Outside LA Basin | Average Weekday | Moderate Summer Weekday | 3
| CAISO | 1-in-2 | 2022 | 7 | LCA | Outside LA Basin | Monthly System Peak Day | Hot Summer Weekday | 3
| CAISO | 1-in-2 | 2022 | 7 | Zone | Remainder of System | Average Weekday | Moderate Summer Weekday | 48
| CAISO | 1-in-2 | 2022 | 7 | Zone | Remainder of System | Monthly System Peak Day | Hot Summer Weekday | 48
| CAISO | 1-in-2 | 2022 | 7 | Zone | South Orange County | Average Weekday | Moderate Summer Weekday | 4
| CAISO | 1-in-2 | 2022 | 7 | Zone | South Orange County | Monthly System Peak Day | Hot Summer Weekday | 4
| CAISO | 1-in-2 | 2022 | 7 | Zone | South of Lugo | Average Weekday | Moderate Summer Weekday | 19
| CAISO | 1-in-2 | 2022 | 7 | Zone | South of Lugo | Monthly System Peak Day | Hot Summer Weekday | 19
| CAISO | 1-in-2 | 2022 | 8 | All | All Customers | Average Weekday | Moderate Summer Weekday | 71
| CAISO | 1-in-2 | 2022 | 8 | All | All Customers | Monthly System Peak Day | Hot Summer Weekday | 71
| CAISO | 1-in-2 | 2022 | 8 | All | All Customers | Typical Event Day | Hot Summer Weekday | 71
| CAISO | 1-in-2 | 2022 | 8 | LCA | Big Creek/Ventura | Average Weekday | Moderate Summer Weekday | 10
| CAISO | 1-in-2 | 2022 | 8 | LCA | Big Creek/Ventura | Monthly System Peak Day | Hot Summer Weekday | 10
| CAISO | 1-in-2 | 2022 | 8 | LCA | Big Creek/Ventura | Typical Event Day | Hot Summer Weekday | 10
| CAISO | 1-in-2 | 2022 | 8 | LCA | LA Basin | Average Weekday | Moderate Summer Weekday | 58
| CAISO | 1-in-2 | 2022 | 8 | LCA | LA Basin | Monthly System Peak Day | Hot Summer Weekday | 58
| CAISO | 1-in-2 | 2022 | 8 | LCA | LA Basin | Typical Event Day | Hot Summer Weekday | 58
| CAISO | 1-in-2 | 2022 | 8 | LCA | Outside LA Basin | Average Weekday | Moderate Summer Weekday | 3
| CAISO | 1-in-2 | 2022 | 8 | LCA | Outside LA Basin | Monthly System Peak Day | Hot Summer Weekday | 3
| CAISO | 1-in-2 | 2022 | 8 | LCA | Outside LA Basin | Typical Event Day | Hot Summer Weekday | 3
| CAISO | 1-in-2 | 2022 | 8 | Zone | Remainder of System | Average Weekday | Moderate Summer Weekday | 48
| CAISO | 1-in-2 | 2022 | 8 | Zone | Remainder of System | Monthly System Peak Day | Hot Summer Weekday | 48
| CAISO | 1-in-2 | 2022 | 8 | Zone | Remainder of System | Typical Event Day | Hot Summer Weekday | 48
| CAISO | 1-in-2 | 2022 | 8 | Zone | South Orange County | Average Weekday | Moderate Summer Weekday | 4
| CAISO | 1-in-2 | 2022 | 8 | Zone | South Orange County | Monthly System Peak Day | Hot Summer Weekday | 4
| CAISO | 1-in-2 | 2022 | 8 | Zone | South Orange County | Typical Event Day | Hot Summer Weekday | 4
| CAISO | 1-in-2 | 2022 | 8 | Zone | South of Lugo | Average Weekday | Moderate Summer Weekday | 19
| CAISO | 1-in-2 | 2022 | 8 | Zone | South of Lugo | Monthly System Peak Day | Hot Summer Weekday | 19
| CAISO | 1-in-2 | 2022 | 8 | Zone | South of Lugo | Typical Event Day | Hot Summer Weekday | 19
| CAISO | 1-in-2 | 2022 | 9 | All | All Customers | Average Weekday | Moderate Summer Weekday | 70
| CAISO | 1-in-2 | 2022 | 9 | All | All Customers | Monthly System Peak Day | Hot Summer Weekday | 70
| CAISO | 1-in-2 | 2022 | 9 | LCA | Big Creek/Ventura | Average Weekday | Moderate Summer Weekday | 10
| CAISO | 1-in-2 | 2022 | 9 | LCA | Big Creek/Ventura | Monthly System Peak Day | Hot Summer Weekday | 10
| CAISO | 1-in-2 | 2022 | 9 | LCA | LA Basin | Average Weekday | Moderate Summer Weekday | 58
| CAISO | 1-in-2 | 2022 | 9 | LCA | LA Basin | Monthly System Peak Day | Hot Summer Weekday | 58
| CAISO | 1-in-2 | 2022 | 9 | LCA | Outside LA Basin | Average Weekday | Moderate Summer Weekday | 3
| CAISO | 1-in-2 | 2022 | 9 | LCA | Outside LA Basin | Monthly System Peak Day | Hot Summer Weekday | 3
| CAISO | 1-in-2 | 2022 | 9 | Zone | Remainder of System | Average Weekday | Moderate Summer Weekday | 47
| CAISO | 1-in-2 | 2022 | 9 | Zone | Remainder of System | Monthly System Peak Day | Hot Summer Weekday | 47
| CAISO | 1-in-2 | 2022 | 9 | Zone | South Orange County | Average Weekday | Moderate Summer Weekday | 4
| CAISO | 1-in-2 | 2022 | 9 | Zone | South Orange County | Monthly System Peak Day | Hot Summer Weekday | 4
| CAISO | 1-in-2 | 2022 | 9 | Zone | South of Lugo | Average Weekday | Moderate Summer Weekday | 19
| CAISO | 1-in-2 | 2022 | 9 | Zone | South of Lugo | Monthly System Peak Day | Hot Summer Weekday | 19
| CAISO | 1-in-2 | 2022 | 10 | All | All Customers | Average Weekday | Low Cost Winter Weekday | 70
| CAISO | 1-in-2 | 2022 | 10 | All | All Customers | Monthly System Peak Day | High Cost Winter Weekday | 70
| CAISO | 1-in-2 | 2022 | 10 | LCA | Big Creek/Ventura | Average Weekday | Low Cost Winter Weekday | 10
| CAISO | 1-in-2 | 2022 | 10 | LCA | Big Creek/Ventura | Monthly System Peak Day | High Cost Winter Weekday | 10
| CAISO | 1-in-2 | 2022 | 10 | LCA | LA Basin | Average Weekday | Low Cost Winter Weekday | 57
| CAISO | 1-in-2 | 2022 | 10 | LCA | LA Basin | Monthly System Peak Day | High Cost Winter Weekday | 57
| CAISO | 1-in-2 | 2022 | 10 | LCA | Outside LA Basin | Average Weekday | Low Cost Winter Weekday | 3
| CAISO | 1-in-2 | 2022 | 10 | LCA | Outside LA Basin | Monthly System Peak Day | High Cost Winter Weekday | 3
| CAISO | 1-in-2 | 2022 | 10 | Zone | Remainder of System | Average Weekday | Low Cost Winter Weekday | 47
| CAISO | 1-in-2 | 2022 | 10 | Zone | Remainder of System | Monthly System Peak Day | High Cost Winter Weekday | 47
| CAISO | 1-in-2 | 2022 | 10 | Zone | South Orange County | Average Weekday | Low Cost Winter Weekday | 4
| CAISO | 1-in-2 | 2022 | 10 | Zone | South Orange County | Monthly System Peak Day | High Cost Winter Weekday | 4
| CAISO | 1-in-2 | 2022 | 10 | Zone | South of Lugo | Average Weekday | Low Cost Winter Weekday | 19
| CAISO | 1-in-2 | 2022 | 10 | Zone | South of Lugo | Monthly System Peak Day | High Cost Winter Weekday | 19
| CAISO | 1-in-2 | 2022 | 11 | All | All Customers | Average Weekday | Low Cost Winter Weekday | 70
| CAISO | 1-in-2 | 2022 | 11 | All | All Customers | Monthly System Peak Day | Low Cost Winter Weekday | 70
| CAISO | 1-in-2 | 2022 | 11 | LCA | Big Creek/Ventura | Average Weekday | Low Cost Winter Weekday | 10
| CAISO | 1-in-2 | 2022 | 11 | LCA | Big Creek/Ventura | Monthly System Peak Day | Low Cost Winter Weekday | 10
| CAISO | 1-in-2 | 2022 | 11 | LCA | LA Basin | Average Weekday | Low Cost Winter Weekday | 57
| CAISO | 1-in-2 | 2022 | 11 | LCA | LA Basin | Monthly System Peak Day | Low Cost Winter Weekday | 57
| CAISO | 1-in-2 | 2022 | 11 | LCA | Outside LA Basin | Average Weekday | Low Cost Winter Weekday | 3
| CAISO | 1-in-2 | 2022 | 11 | LCA | Outside LA Basin | Monthly System Peak Day | Low Cost Winter Weekday | 3
| CAISO | 1-in-2 | 2022 | 11 | Zone | Remainder of System | Average Weekday | Low Cost Winter Weekday | 47
| CAISO | 1-in-2 | 2022 | 11 | Zone | Remainder of System | Monthly System Peak Day | Low Cost Winter Weekday | 47
| CAISO | 1-in-2 | 2022 | 11 | Zone | South Orange County | Average Weekday | Low Cost Winter Weekday | 4
| CAISO | 1-in-2 | 2022 | 11 | Zone | South Orange County | Monthly System Peak Day | Low Cost Winter Weekday | 4
| CAISO | 1-in-2 | 2022 | 11 | Zone | South of Lugo | Average Weekday | Low Cost Winter Weekday | 19
| CAISO | 1-in-2 | 2022 | 11 | Zone | South of Lugo | Monthly System Peak Day | Low Cost Winter Weekday | 19
| CAISO | 1-in-2 | 2022 | 12 | All | All Customers | Average Weekday | Low Cost Winter Weekday | 70
| CAISO | 1-in-2 | 2022 | 12 | All | All Customers | Monthly System Peak Day | Low Cost Winter Weekday | 70
| CAISO | 1-in-2 | 2022 | 12 | LCA | Big Creek/Ventura | Average Weekday | Low Cost Winter Weekday | 10
| CAISO | 1-in-2 | 2022 | 12 | LCA | Big Creek/Ventura | Monthly System Peak Day | Low Cost Winter Weekday | 10
| CAISO | 1-in-2 | 2022 | 12 | LCA | LA Basin | Average Weekday | Low Cost Winter Weekday | 57
| CAISO | 1-in-2 | 2022 | 12 | LCA | LA Basin | Monthly System Peak Day | Low Cost Winter Weekday | 57
| CAISO | 1-in-2 | 2022 | 12 | LCA | Outside LA Basin | Average Weekday | Low Cost Winter Weekday | 3
| CAISO | 1-in-2 | 2022 | 12 | LCA | Outside LA Basin | Monthly System Peak Day | Low Cost Winter Weekday | 3
| CAISO | 1-in-2 | 2022 | 12 | Zone | Remainder of System | Average Weekday | Low Cost Winter Weekday | 47
| CAISO | 1-in-2 | 2022 | 12 | Zone | Remainder of System | Monthly System Peak Day | Low Cost Winter Weekday | 47
| CAISO | 1-in-2 | 2022 | 12 | Zone | South Orange County | Average Weekday | Low Cost Winter Weekday | 4
| CAISO | 1-in-2 | 2022 | 12 | Zone | South Orange County | Monthly System Peak Day | Low Cost Winter Weekday | 4
| CAISO | 1-in-2 | 2022 | 12 | Zone | South of Lugo | Average Weekday | Low Cost Winter Weekday | 19
| CAISO | 1-in-2 | 2022 | 12 | Zone | South of Lugo | Monthly System Peak Day | Low Cost Winter Weekday | 19
| CAISO | 1-in-2 | 2023 | 1 | All | All Customers | Average Weekday | Low Cost Winter Weekday | 70
| CAISO | 1-in-2 | 2023 | 1 | All | All Customers | Monthly System Peak Day | Low Cost Winter Weekday | 70
| CAISO | 1-in-2 | 2023 | 1 | LCA | Big Creek/Ventura | Average Weekday | Low Cost Winter Weekday | 10
| CAISO | 1-in-2 | 2023 | 1 | LCA | Big Creek/Ventura | Monthly System Peak Day | Low Cost Winter Weekday | 10
| CAISO | 1-in-2 | 2023 | 1 | LCA | LA Basin | Average Weekday | Low Cost Winter Weekday | 57
| CAISO | 1-in-2 | 2023 | 1 | LCA | LA Basin | Monthly System Peak Day | Low Cost Winter Weekday | 57
| CAISO | 1-in-2 | 2023 | 1 | LCA | Outside LA Basin | Average Weekday | Low Cost Winter Weekday | 3
| CAISO | 1-in-2 | 2023 | 1 | LCA | Outside LA Basin | Monthly System Peak Day | Low Cost Winter Weekday | 3
| CAISO | 1-in-2 | 2023 | 1 | Zone | Remainder of System | Average Weekday | Low Cost Winter Weekday | 47
| CAISO | 1-in-2 | 2023 | 1 | Zone | Remainder of System | Monthly System Peak Day | Low Cost Winter Weekday | 47
| CAISO | 1-in-2 | 2023 | 1 | Zone | South Orange County | Average Weekday | Low Cost Winter Weekday | 4
| CAISO | 1-in-2 | 2023 | 1 | Zone | South Orange County | Monthly System Peak Day | Low Cost Winter Weekday | 4
| CAISO | 1-in-2 | 2023 | 1 | Zone | South of Lugo | Average Weekday | Low Cost Winter Weekday | 18
| CAISO | 1-in-2 | 2023 | 1 | Zone | South of Lugo | Monthly System Peak Day | Low Cost Winter Weekday | 18
| CAISO | 1-in-2 | 2023 | 2 | All | All Customers | Average Weekday | Low Cost Winter Weekday | 69
| CAISO | 1-in-2 | 2023 | 2 | All | All Customers | Monthly System Peak Day | Low Cost Winter Weekday | 69
| CAISO | 1-in-2 | 2023 | 2 | LCA | Big Creek/Ventura | Average Weekday | Low Cost Winter Weekday | 10
| CAISO | 1-in-2 | 2023 | 2 | LCA | Big Creek/Ventura | Monthly System Peak Day | Low Cost Winter Weekday | 10
| CAISO | 1-in-2 | 2023 | 2 | LCA | LA Basin | Average Weekday | Low Cost Winter Weekday | 57
| CAISO | 1-in-2 | 2023 | 2 | LCA | LA Basin | Monthly System Peak Day | Low Cost Winter Weekday | 57
| CAISO | 1-in-2 | 2023 | 2 | LCA | Outside LA Basin | Average Weekday | Low Cost Winter Weekday | 3
| CAISO | 1-in-2 | 2023 | 2 | LCA | Outside LA Basin | Monthly System Peak Day | Low Cost Winter Weekday | 3
| CAISO | 1-in-2 | 2023 | 2 | Zone | Remainder of System | Average Weekday | Low Cost Winter Weekday | 47
| CAISO | 1-in-2 | 2023 | 2 | Zone | Remainder of System | Monthly System Peak Day | Low Cost Winter Weekday | 47
| CAISO | 1-in-2 | 2023 | 2 | Zone | South Orange County | Average Weekday | Low Cost Winter Weekday | 4
| CAISO | 1-in-2 | 2023 | 2 | Zone | South Orange County | Monthly System Peak Day | Low Cost Winter Weekday | 4
| CAISO | 1-in-2 | 2023 | 2 | Zone | South of Lugo | Average Weekday | Low Cost Winter Weekday | 18
| CAISO | 1-in-2 | 2023 | 2 | Zone | South of Lugo | Monthly System Peak Day | Low Cost Winter Weekday | 18
| CAISO | 1-in-2 | 2023 | 3 | All | All Customers | Average Weekday | Low Cost Winter Weekday | 69
| CAISO | 1-in-2 | 2023 | 3 | All | All Customers | Monthly System Peak Day | Low Cost Winter Weekday | 69
| CAISO | 1-in-2 | 2023 | 3 | LCA | Big Creek/Ventura | Average Weekday | Low Cost Winter Weekday | 10
| CAISO | 1-in-2 | 2023 | 3 | LCA | Big Creek/Ventura | Monthly System Peak Day | Low Cost Winter Weekday | 10
| CAISO | 1-in-2 | 2023 | 3 | LCA | LA Basin | Average Weekday | Low Cost Winter Weekday | 56
| CAISO | 1-in-2 | 2023 | 3 | LCA | LA Basin | Monthly System Peak Day | Low Cost Winter Weekday | 56
| CAISO | 1-in-2 | 2023 | 3 | LCA | Outside LA Basin | Average Weekday | Low Cost Winter Weekday | 3
| CAISO | 1-in-2 | 2023 | 3 | LCA | Outside LA Basin | Monthly System Peak Day | Low Cost Winter Weekday | 3
| CAISO | 1-in-2 | 2023 | 3 | Zone | Remainder of System | Average Weekday | Low Cost Winter Weekday | 47
| CAISO | 1-in-2 | 2023 | 3 | Zone | Remainder of System | Monthly System Peak Day | Low Cost Winter Weekday | 47
| CAISO | 1-in-2 | 2023 | 3 | Zone | South Orange County | Average Weekday | Low Cost Winter Weekday | 4
| CAISO | 1-in-2 | 2023 | 3 | Zone | South Orange County | Monthly System Peak Day | Low Cost Winter Weekday | 4
| CAISO | 1-in-2 | 2023 | 3 | Zone | South of Lugo | Average Weekday | Low Cost Winter Weekday | 18
| CAISO | 1-in-2 | 2023 | 3 | Zone | South of Lugo | Monthly System Peak Day | Low Cost Winter Weekday | 18
| CAISO | 1-in-2 | 2023 | 4 | All | All Customers | Average Weekday | Low Cost Winter Weekday | 69
| CAISO | 1-in-2 | 2023 | 4 | All | All Customers | Monthly System Peak Day | Low Cost Winter Weekday | 69
| CAISO | 1-in-2 | 2023 | 4 | LCA | Big Creek/Ventura | Average Weekday | Low Cost Winter Weekday | 10
| CAISO | 1-in-2 | 2023 | 4 | LCA | Big Creek/Ventura | Monthly System Peak Day | Low Cost Winter Weekday | 10
| CAISO | 1-in-2 | 2023 | 4 | LCA | LA Basin | Average Weekday | Low Cost Winter Weekday | 56
| CAISO | 1-in-2 | 2023 | 4 | LCA | LA Basin | Monthly System Peak Day | Low Cost Winter Weekday | 56
| CAISO | 1-in-2 | 2023 | 4 | LCA | Outside LA Basin | Average Weekday | Low Cost Winter Weekday | 3
| CAISO | 1-in-2 | 2023 | 4 | LCA | Outside LA Basin | Monthly System Peak Day | Low Cost Winter Weekday | 3
| CAISO | 1-in-2 | 2023 | 4 | Zone | Remainder of System | Average Weekday | Low Cost Winter Weekday | 46
| CAISO | 1-in-2 | 2023 | 4 | Zone | Remainder of System | Monthly System Peak Day | Low Cost Winter Weekday | 46
| CAISO | 1-in-2 | 2023 | 4 | Zone | South Orange County | Average Weekday | Low Cost Winter Weekday | 4
| CAISO | 1-in-2 | 2023 | 4 | Zone | South Orange County | Monthly System Peak Day | Low Cost Winter Weekday | 4
| CAISO | 1-in-2 | 2023 | 4 | Zone | South of Lugo | Average Weekday | Low Cost Winter Weekday | 18
| CAISO | 1-in-2 | 2023 | 4 | Zone | South of Lugo | Monthly System Peak Day | Low Cost Winter Weekday | 18
| CAISO | 1-in-2 | 2023 | 5 | All | All Customers | Average Weekday | Low Cost Winter Weekday | 69
| CAISO | 1-in-2 | 2023 | 5 | All | All Customers | Monthly System Peak Day | Low Cost Winter Weekday | 69
| CAISO | 1-in-2 | 2023 | 5 | LCA | Big Creek/Ventura | Average Weekday | Low Cost Winter Weekday | 10
| CAISO | 1-in-2 | 2023 | 5 | LCA | Big Creek/Ventura | Monthly System Peak Day | Low Cost Winter Weekday | 10
| CAISO | 1-in-2 | 2023 | 5 | LCA | LA Basin | Average Weekday | Low Cost Winter Weekday | 56
| CAISO | 1-in-2 | 2023 | 5 | LCA | LA Basin | Monthly System Peak Day | Low Cost Winter Weekday | 56
| CAISO | 1-in-2 | 2023 | 5 | LCA | Outside LA Basin | Average Weekday | Low Cost Winter Weekday | 3
| CAISO | 1-in-2 | 2023 | 5 | LCA | Outside LA Basin | Monthly System Peak Day | Low Cost Winter Weekday | 3
| CAISO | 1-in-2 | 2023 | 5 | Zone | Remainder of System | Average Weekday | Low Cost Winter Weekday | 46
| CAISO | 1-in-2 | 2023 | 5 | Zone | Remainder of System | Monthly System Peak Day | Low Cost Winter Weekday | 46
| CAISO | 1-in-2 | 2023 | 5 | Zone | South Orange County | Average Weekday | Low Cost Winter Weekday | 4
| CAISO | 1-in-2 | 2023 | 5 | Zone | South Orange County | Monthly System Peak Day | Low Cost Winter Weekday | 4
| CAISO | 1-in-2 | 2023 | 5 | Zone | South of Lugo | Average Weekday | Low Cost Winter Weekday | 18
| CAISO | 1-in-2 | 2023 | 5 | Zone | South of Lugo | Monthly System Peak Day | Low Cost Winter Weekday | 18
| CAISO | 1-in-2 | 2023 | 6 | All | All Customers | Average Weekday | Mild Summer Weekday | 68
| CAISO | 1-in-2 | 2023 | 6 | All | All Customers | Monthly System Peak Day | Moderate Summer Weekday | 68
| CAISO | 1-in-2 | 2023 | 6 | LCA | Big Creek/Ventura | Average Weekday | Mild Summer Weekday | 10
| CAISO | 1-in-2 | 2023 | 6 | LCA | Big Creek/Ventura | Monthly System Peak Day | Moderate Summer Weekday | 10
| CAISO | 1-in-2 | 2023 | 6 | LCA | LA Basin | Average Weekday | Mild Summer Weekday | 56
| CAISO | 1-in-2 | 2023 | 6 | LCA | LA Basin | Monthly System Peak Day | Moderate Summer Weekday | 56
| CAISO | 1-in-2 | 2023 | 6 | LCA | Outside LA Basin | Average Weekday | Mild Summer Weekday | 3
| CAISO | 1-in-2 | 2023 | 6 | LCA | Outside LA Basin | Monthly System Peak Day | Moderate Summer Weekday | 3
| CAISO | 1-in-2 | 2023 | 6 | Zone | Remainder of System | Average Weekday | Mild Summer Weekday | 46
| CAISO | 1-in-2 | 2023 | 6 | Zone | Remainder of System | Monthly System Peak Day | Moderate Summer Weekday | 46
| CAISO | 1-in-2 | 2023 | 6 | Zone | South Orange County | Average Weekday | Mild Summer Weekday | 4
| CAISO | 1-in-2 | 2023 | 6 | Zone | South Orange County | Monthly System Peak Day | Moderate Summer Weekday | 4
| CAISO | 1-in-2 | 2023 | 6 | Zone | South of Lugo | Average Weekday | Mild Summer Weekday | 18
| CAISO | 1-in-2 | 2023 | 6 | Zone | South of Lugo | Monthly System Peak Day | Moderate Summer Weekday | 18
| CAISO | 1-in-2 | 2023 | 7 | All | All Customers | Average Weekday | Moderate Summer Weekday | 68
| CAISO | 1-in-2 | 2023 | 7 | All | All Customers | Monthly System Peak Day | Hot Summer Weekday | 68
| CAISO | 1-in-2 | 2023 | 7 | LCA | Big Creek/Ventura | Average Weekday | Moderate Summer Weekday | 10
| CAISO | 1-in-2 | 2023 | 7 | LCA | Big Creek/Ventura | Monthly System Peak Day | Hot Summer Weekday | 10
| CAISO | 1-in-2 | 2023 | 7 | LCA | LA Basin | Average Weekday | Moderate Summer Weekday | 56
| CAISO | 1-in-2 | 2023 | 7 | LCA | LA Basin | Monthly System Peak Day | Hot Summer Weekday | 56
| CAISO | 1-in-2 | 2023 | 7 | LCA | Outside LA Basin | Average Weekday | Moderate Summer Weekday | 3
| CAISO | 1-in-2 | 2023 | 7 | LCA | Outside LA Basin | Monthly System Peak Day | Hot Summer Weekday | 3
| CAISO | 1-in-2 | 2023 | 7 | Zone | Remainder of System | Average Weekday | Moderate Summer Weekday | 46
| CAISO | 1-in-2 | 2023 | 7 | Zone | Remainder of System | Monthly System Peak Day | Hot Summer Weekday | 46
| CAISO | 1-in-2 | 2023 | 7 | Zone | South Orange County | Average Weekday | Moderate Summer Weekday | 4
| CAISO | 1-in-2 | 2023 | 7 | Zone | South Orange County | Monthly System Peak Day | Hot Summer Weekday | 4
| CAISO | 1-in-2 | 2023 | 7 | Zone | South of Lugo | Average Weekday | Moderate Summer Weekday | 18
| CAISO | 1-in-2 | 2023 | 7 | Zone | South of Lugo | Monthly System Peak Day | Hot Summer Weekday | 18
| CAISO | 1-in-2 | 2023 | 8 | All | All Customers | Average Weekday | Moderate Summer Weekday | 68
| CAISO | 1-in-2 | 2023 | 8 | All | All Customers | Monthly System Peak Day | Hot Summer Weekday | 68
| CAISO | 1-in-2 | 2023 | 8 | All | All Customers | Typical Event Day | Hot Summer Weekday | 68
| CAISO | 1-in-2 | 2023 | 8 | LCA | Big Creek/Ventura | Average Weekday | Moderate Summer Weekday | 10
| CAISO | 1-in-2 | 2023 | 8 | LCA | Big Creek/Ventura | Monthly System Peak Day | Hot Summer Weekday | 10
| CAISO | 1-in-2 | 2023 | 8 | LCA | Big Creek/Ventura | Typical Event Day | Hot Summer Weekday | 10
| CAISO | 1-in-2 | 2023 | 8 | LCA | LA Basin | Average Weekday | Moderate Summer Weekday | 55
| CAISO | 1-in-2 | 2023 | 8 | LCA | LA Basin | Monthly System Peak Day | Hot Summer Weekday | 55
| CAISO | 1-in-2 | 2023 | 8 | LCA | LA Basin | Typical Event Day | Hot Summer Weekday | 55
| CAISO | 1-in-2 | 2023 | 8 | LCA | Outside LA Basin | Average Weekday | Moderate Summer Weekday | 3
| CAISO | 1-in-2 | 2023 | 8 | LCA | Outside LA Basin | Monthly System Peak Day | Hot Summer Weekday | 3
| CAISO | 1-in-2 | 2023 | 8 | LCA | Outside LA Basin | Typical Event Day | Hot Summer Weekday | 3
| CAISO | 1-in-2 | 2023 | 8 | Zone | Remainder of System | Average Weekday | Moderate Summer Weekday | 46
| CAISO | 1-in-2 | 2023 | 8 | Zone | Remainder of System | Monthly System Peak Day | Hot Summer Weekday | 46
| CAISO | 1-in-2 | 2023 | 8 | Zone | Remainder of System | Typical Event Day | Hot Summer Weekday | 46
| CAISO | 1-in-2 | 2023 | 8 | Zone | South Orange County | Average Weekday | Moderate Summer Weekday | 4
| CAISO | 1-in-2 | 2023 | 8 | Zone | South Orange County | Monthly System Peak Day | Hot Summer Weekday | 4
| CAISO | 1-in-2 | 2023 | 8 | Zone | South Orange County | Typical Event Day | Hot Summer Weekday | 4
| CAISO | 1-in-2 | 2023 | 8 | Zone | South of Lugo | Average Weekday | Moderate Summer Weekday | 18
| CAISO | 1-in-2 | 2023 | 8 | Zone | South of Lugo | Monthly System Peak Day | Hot Summer Weekday | 18
| CAISO | 1-in-2 | 2023 | 8 | Zone | South of Lugo | Typical Event Day | Hot Summer Weekday | 18
| CAISO | 1-in-2 | 2023 | 9 | All | All Customers | Average Weekday | Moderate Summer Weekday | 68
| CAISO | 1-in-2 | 2023 | 9 | All | All Customers | Monthly System Peak Day | Hot Summer Weekday | 68
| CAISO | 1-in-2 | 2023 | 9 | LCA | Big Creek/Ventura | Average Weekday | Moderate Summer Weekday | 10
| CAISO | 1-in-2 | 2023 | 9 | LCA | Big Creek/Ventura | Monthly System Peak Day | Hot Summer Weekday | 10
| CAISO | 1-in-2 | 2023 | 9 | LCA | LA Basin | Average Weekday | Moderate Summer Weekday | 55
| CAISO | 1-in-2 | 2023 | 9 | LCA | LA Basin | Monthly System Peak Day | Hot Summer Weekday | 55
| CAISO | 1-in-2 | 2023 | 9 | LCA | Outside LA Basin | Average Weekday | Moderate Summer Weekday | 3
| CAISO | 1-in-2 | 2023 | 9 | LCA | Outside LA Basin | Monthly System Peak Day | Hot Summer Weekday | 3
| CAISO | 1-in-2 | 2023 | 9 | Zone | Remainder of System | Average Weekday | Moderate Summer Weekday | 46
| CAISO | 1-in-2 | 2023 | 9 | Zone | Remainder of System | Monthly System Peak Day | Hot Summer Weekday | 46
| CAISO | 1-in-2 | 2023 | 9 | Zone | South Orange County | Average Weekday | Moderate Summer Weekday | 4
| CAISO | 1-in-2 | 2023 | 9 | Zone | South Orange County | Monthly System Peak Day | Hot Summer Weekday | 4
| CAISO | 1-in-2 | 2023 | 9 | Zone | South of Lugo | Average Weekday | Moderate Summer Weekday | 18
| CAISO | 1-in-2 | 2023 | 9 | Zone | South of Lugo | Monthly System Peak Day | Hot Summer Weekday | 18
| CAISO | 1-in-2 | 2023 | 10 | All | All Customers | Average Weekday | Low Cost Winter Weekday | 67
| CAISO | 1-in-2 | 2023 | 10 | All | All Customers | Monthly System Peak Day | High Cost Winter Weekday | 67
| CAISO | 1-in-2 | 2023 | 10 | LCA | Big Creek/Ventura | Average Weekday | Low Cost Winter Weekday | 10
| CAISO | 1-in-2 | 2023 | 10 | LCA | Big Creek/Ventura | Monthly System Peak Day | High Cost Winter Weekday | 10
| CAISO | 1-in-2 | 2023 | 10 | LCA | LA Basin | Average Weekday | Low Cost Winter Weekday | 55
| CAISO | 1-in-2 | 2023 | 10 | LCA | LA Basin | Monthly System Peak Day | High Cost Winter Weekday | 55
| CAISO | 1-in-2 | 2023 | 10 | LCA | Outside LA Basin | Average Weekday | Low Cost Winter Weekday | 3
| CAISO | 1-in-2 | 2023 | 10 | LCA | Outside LA Basin | Monthly System Peak Day | High Cost Winter Weekday | 3
| CAISO | 1-in-2 | 2023 | 10 | Zone | Remainder of System | Average Weekday | Low Cost Winter Weekday | 45
| CAISO | 1-in-2 | 2023 | 10 | Zone | Remainder of System | Monthly System Peak Day | High Cost Winter Weekday | 45
| CAISO | 1-in-2 | 2023 | 10 | Zone | South Orange County | Average Weekday | Low Cost Winter Weekday | 4
| CAISO | 1-in-2 | 2023 | 10 | Zone | South Orange County | Monthly System Peak Day | High Cost Winter Weekday | 4
| CAISO | 1-in-2 | 2023 | 10 | Zone | South of Lugo | Average Weekday | Low Cost Winter Weekday | 18
| CAISO | 1-in-2 | 2023 | 10 | Zone | South of Lugo | Monthly System Peak Day | High Cost Winter Weekday | 18
| CAISO | 1-in-2 | 2023 | 11 | All | All Customers | Average Weekday | Low Cost Winter Weekday | 67
| CAISO | 1-in-2 | 2023 | 11 | All | All Customers | Monthly System Peak Day | Low Cost Winter Weekday | 67
| CAISO | 1-in-2 | 2023 | 11 | LCA | Big Creek/Ventura | Average Weekday | Low Cost Winter Weekday | 10
| CAISO | 1-in-2 | 2023 | 11 | LCA | Big Creek/Ventura | Monthly System Peak Day | Low Cost Winter Weekday | 10
| CAISO | 1-in-2 | 2023 | 11 | LCA | LA Basin | Average Weekday | Low Cost Winter Weekday | 55
| CAISO | 1-in-2 | 2023 | 11 | LCA | LA Basin | Monthly System Peak Day | Low Cost Winter Weekday | 55
| CAISO | 1-in-2 | 2023 | 11 | LCA | Outside LA Basin | Average Weekday | Low Cost Winter Weekday | 3
| CAISO | 1-in-2 | 2023 | 11 | LCA | Outside LA Basin | Monthly System Peak Day | Low Cost Winter Weekday | 3
| CAISO | 1-in-2 | 2023 | 11 | Zone | Remainder of System | Average Weekday | Low Cost Winter Weekday | 45
| CAISO | 1-in-2 | 2023 | 11 | Zone | Remainder of System | Monthly System Peak Day | Low Cost Winter Weekday | 45
| CAISO | 1-in-2 | 2023 | 11 | Zone | South Orange County | Average Weekday | Low Cost Winter Weekday | 4
| CAISO | 1-in-2 | 2023 | 11 | Zone | South Orange County | Monthly System Peak Day | Low Cost Winter Weekday | 4
| CAISO | 1-in-2 | 2023 | 11 | Zone | South of Lugo | Average Weekday | Low Cost Winter Weekday | 18
| CAISO | 1-in-2 | 2023 | 11 | Zone | South of Lugo | Monthly System Peak Day | Low Cost Winter Weekday | 18
| CAISO | 1-in-2 | 2023 | 12 | All | All Customers | Average Weekday | Low Cost Winter Weekday | 67
| CAISO | 1-in-2 | 2023 | 12 | All | All Customers | Monthly System Peak Day | Low Cost Winter Weekday | 67
| CAISO | 1-in-2 | 2023 | 12 | LCA | Big Creek/Ventura | Average Weekday | Low Cost Winter Weekday | 10
| CAISO | 1-in-2 | 2023 | 12 | LCA | Big Creek/Ventura | Monthly System Peak Day | Low Cost Winter Weekday | 10
| CAISO | 1-in-2 | 2023 | 12 | LCA | LA Basin | Average Weekday | Low Cost Winter Weekday | 55
| CAISO | 1-in-2 | 2023 | 12 | LCA | LA Basin | Monthly System Peak Day | Low Cost Winter Weekday | 55
| CAISO | 1-in-2 | 2023 | 12 | LCA | Outside LA Basin | Average Weekday | Low Cost Winter Weekday | 3
| CAISO | 1-in-2 | 2023 | 12 | LCA | Outside LA Basin | Monthly System Peak Day | Low Cost Winter Weekday | 3
| CAISO | 1-in-2 | 2023 | 12 | Zone | Remainder of System | Average Weekday | Low Cost Winter Weekday | 45
| CAISO | 1-in-2 | 2023 | 12 | Zone | Remainder of System | Monthly System Peak Day | Low Cost Winter Weekday | 45
| CAISO | 1-in-2 | 2023 | 12 | Zone | South Orange County | Average Weekday | Low Cost Winter Weekday | 4
| CAISO | 1-in-2 | 2023 | 12 | Zone | South Orange County | Monthly System Peak Day | Low Cost Winter Weekday | 4
| CAISO | 1-in-2 | 2023 | 12 | Zone | South of Lugo | Average Weekday | Low Cost Winter Weekday | 18
| CAISO | 1-in-2 | 2023 | 12 | Zone | South of Lugo | Monthly System Peak Day | Low Cost Winter Weekday | 18
| CAISO | 1-in-2 | 2024 | 1 | All | All Customers | Average Weekday | Low Cost Winter Weekday | 67
| CAISO | 1-in-2 | 2024 | 1 | All | All Customers | Monthly System Peak Day | Low Cost Winter Weekday | 67
| CAISO | 1-in-2 | 2024 | 1 | LCA | Big Creek/Ventura | Average Weekday | Low Cost Winter Weekday | 10
| CAISO | 1-in-2 | 2024 | 1 | LCA | Big Creek/Ventura | Monthly System Peak Day | Low Cost Winter Weekday | 10
| CAISO | 1-in-2 | 2024 | 1 | LCA | LA Basin | Average Weekday | Low Cost Winter Weekday | 54
| CAISO | 1-in-2 | 2024 | 1 | LCA | LA Basin | Monthly System Peak Day | Low Cost Winter Weekday | 54
| CAISO | 1-in-2 | 2024 | 1 | LCA | Outside LA Basin | Average Weekday | Low Cost Winter Weekday | 3
| CAISO | 1-in-2 | 2024 | 1 | LCA | Outside LA Basin | Monthly System Peak Day | Low Cost Winter Weekday | 3
| CAISO | 1-in-2 | 2024 | 1 | Zone | Remainder of System | Average Weekday | Low Cost Winter Weekday | 45
| CAISO | 1-in-2 | 2024 | 1 | Zone | Remainder of System | Monthly System Peak Day | Low Cost Winter Weekday | 45
| CAISO | 1-in-2 | 2024 | 1 | Zone | South Orange County | Average Weekday | Low Cost Winter Weekday | 4
| CAISO | 1-in-2 | 2024 | 1 | Zone | South Orange County | Monthly System Peak Day | Low Cost Winter Weekday | 4
| CAISO | 1-in-2 | 2024 | 1 | Zone | South of Lugo | Average Weekday | Low Cost Winter Weekday | 18
| CAISO | 1-in-2 | 2024 | 1 | Zone | South of Lugo | Monthly System Peak Day | Low Cost Winter Weekday | 18
| CAISO | 1-in-2 | 2024 | 2 | All | All Customers | Average Weekday | Low Cost Winter Weekday | 66
| CAISO | 1-in-2 | 2024 | 2 | All | All Customers | Monthly System Peak Day | Low Cost Winter Weekday | 66
| CAISO | 1-in-2 | 2024 | 2 | LCA | Big Creek/Ventura | Average Weekday | Low Cost Winter Weekday | 10
| CAISO | 1-in-2 | 2024 | 2 | LCA | Big Creek/Ventura | Monthly System Peak Day | Low Cost Winter Weekday | 10
| CAISO | 1-in-2 | 2024 | 2 | LCA | LA Basin | Average Weekday | Low Cost Winter Weekday | 54
| CAISO | 1-in-2 | 2024 | 2 | LCA | LA Basin | Monthly System Peak Day | Low Cost Winter Weekday | 54
| CAISO | 1-in-2 | 2024 | 2 | LCA | Outside LA Basin | Average Weekday | Low Cost Winter Weekday | 3
| CAISO | 1-in-2 | 2024 | 2 | LCA | Outside LA Basin | Monthly System Peak Day | Low Cost Winter Weekday | 3
| CAISO | 1-in-2 | 2024 | 2 | Zone | Remainder of System | Average Weekday | Low Cost Winter Weekday | 45
| CAISO | 1-in-2 | 2024 | 2 | Zone | Remainder of System | Monthly System Peak Day | Low Cost Winter Weekday | 45
| CAISO | 1-in-2 | 2024 | 2 | Zone | South Orange County | Average Weekday | Low Cost Winter Weekday | 4
| CAISO | 1-in-2 | 2024 | 2 | Zone | South Orange County | Monthly System Peak Day | Low Cost Winter Weekday | 4
| CAISO | 1-in-2 | 2024 | 2 | Zone | South of Lugo | Average Weekday | Low Cost Winter Weekday | 18
| CAISO | 1-in-2 | 2024 | 2 | Zone | South of Lugo | Monthly System Peak Day | Low Cost Winter Weekday | 18
| CAISO | 1-in-2 | 2024 | 3 | All | All Customers | Average Weekday | Low Cost Winter Weekday | 66
| CAISO | 1-in-2 | 2024 | 3 | All | All Customers | Monthly System Peak Day | Low Cost Winter Weekday | 66
| CAISO | 1-in-2 | 2024 | 3 | LCA | Big Creek/Ventura | Average Weekday | Low Cost Winter Weekday | 9
| CAISO | 1-in-2 | 2024 | 3 | LCA | Big Creek/Ventura | Monthly System Peak Day | Low Cost Winter Weekday | 9
| CAISO | 1-in-2 | 2024 | 3 | LCA | LA Basin | Average Weekday | Low Cost Winter Weekday | 54
| CAISO | 1-in-2 | 2024 | 3 | LCA | LA Basin | Monthly System Peak Day | Low Cost Winter Weekday | 54
| CAISO | 1-in-2 | 2024 | 3 | LCA | Outside LA Basin | Average Weekday | Low Cost Winter Weekday | 3
| CAISO | 1-in-2 | 2024 | 3 | LCA | Outside LA Basin | Monthly System Peak Day | Low Cost Winter Weekday | 3
| CAISO | 1-in-2 | 2024 | 3 | Zone | Remainder of System | Average Weekday | Low Cost Winter Weekday | 45
| CAISO | 1-in-2 | 2024 | 3 | Zone | Remainder of System | Monthly System Peak Day | Low Cost Winter Weekday | 45
| CAISO | 1-in-2 | 2024 | 3 | Zone | South Orange County | Average Weekday | Low Cost Winter Weekday | 4
| CAISO | 1-in-2 | 2024 | 3 | Zone | South Orange County | Monthly System Peak Day | Low Cost Winter Weekday | 4
| CAISO | 1-in-2 | 2024 | 3 | Zone | South of Lugo | Average Weekday | Low Cost Winter Weekday | 18
| CAISO | 1-in-2 | 2024 | 3 | Zone | South of Lugo | Monthly System Peak Day | Low Cost Winter Weekday | 18
| CAISO | 1-in-2 | 2024 | 4 | All | All Customers | Average Weekday | Low Cost Winter Weekday | 66
| CAISO | 1-in-2 | 2024 | 4 | All | All Customers | Monthly System Peak Day | Low Cost Winter Weekday | 66
| CAISO | 1-in-2 | 2024 | 4 | LCA | Big Creek/Ventura | Average Weekday | Low Cost Winter Weekday | 9
| CAISO | 1-in-2 | 2024 | 4 | LCA | Big Creek/Ventura | Monthly System Peak Day | Low Cost Winter Weekday | 9
| CAISO | 1-in-2 | 2024 | 4 | LCA | LA Basin | Average Weekday | Low Cost Winter Weekday | 54
| CAISO | 1-in-2 | 2024 | 4 | LCA | LA Basin | Monthly System Peak Day | Low Cost Winter Weekday | 54
| CAISO | 1-in-2 | 2024 | 4 | LCA | Outside LA Basin | Average Weekday | Low Cost Winter Weekday | 3
| CAISO | 1-in-2 | 2024 | 4 | LCA | Outside LA Basin | Monthly System Peak Day | Low Cost Winter Weekday | 3
| CAISO | 1-in-2 | 2024 | 4 | Zone | Remainder of System | Average Weekday | Low Cost Winter Weekday | 44
| CAISO | 1-in-2 | 2024 | 4 | Zone | Remainder of System | Monthly System Peak Day | Low Cost Winter Weekday | 44
| CAISO | 1-in-2 | 2024 | 4 | Zone | South Orange County | Average Weekday | Low Cost Winter Weekday | 4
| CAISO | 1-in-2 | 2024 | 4 | Zone | South Orange County | Monthly System Peak Day | Low Cost Winter Weekday | 4
| CAISO | 1-in-2 | 2024 | 4 | Zone | South of Lugo | Average Weekday | Low Cost Winter Weekday | 18
| CAISO | 1-in-2 | 2024 | 4 | Zone | South of Lugo | Monthly System Peak Day | Low Cost Winter Weekday | 18
| CAISO | 1-in-2 | 2024 | 5 | All | All Customers | Average Weekday | Low Cost Winter Weekday | 66
| CAISO | 1-in-2 | 2024 | 5 | All | All Customers | Monthly System Peak Day | Low Cost Winter Weekday | 66
| CAISO | 1-in-2 | 2024 | 5 | LCA | Big Creek/Ventura | Average Weekday | Low Cost Winter Weekday | 9
| CAISO | 1-in-2 | 2024 | 5 | LCA | Big Creek/Ventura | Monthly System Peak Day | Low Cost Winter Weekday | 9
| CAISO | 1-in-2 | 2024 | 5 | LCA | LA Basin | Average Weekday | Low Cost Winter Weekday | 54
| CAISO | 1-in-2 | 2024 | 5 | LCA | LA Basin | Monthly System Peak Day | Low Cost Winter Weekday | 54
| CAISO | 1-in-2 | 2024 | 5 | LCA | Outside LA Basin | Average Weekday | Low Cost Winter Weekday | 3
| CAISO | 1-in-2 | 2024 | 5 | LCA | Outside LA Basin | Monthly System Peak Day | Low Cost Winter Weekday | 3
| CAISO | 1-in-2 | 2024 | 5 | Zone | Remainder of System | Average Weekday | Low Cost Winter Weekday | 44
| CAISO | 1-in-2 | 2024 | 5 | Zone | Remainder of System | Monthly System Peak Day | Low Cost Winter Weekday | 44
| CAISO | 1-in-2 | 2024 | 5 | Zone | South Orange County | Average Weekday | Low Cost Winter Weekday | 4
| CAISO | 1-in-2 | 2024 | 5 | Zone | South Orange County | Monthly System Peak Day | Low Cost Winter Weekday | 4
| CAISO | 1-in-2 | 2024 | 5 | Zone | South of Lugo | Average Weekday | Low Cost Winter Weekday | 17
| CAISO | 1-in-2 | 2024 | 5 | Zone | South of Lugo | Monthly System Peak Day | Low Cost Winter Weekday | 17
| CAISO | 1-in-2 | 2024 | 6 | All | All Customers | Average Weekday | Mild Summer Weekday | 66
| CAISO | 1-in-2 | 2024 | 6 | All | All Customers | Monthly System Peak Day | Moderate Summer Weekday | 66
| CAISO | 1-in-2 | 2024 | 6 | LCA | Big Creek/Ventura | Average Weekday | Mild Summer Weekday | 9
| CAISO | 1-in-2 | 2024 | 6 | LCA | Big Creek/Ventura | Monthly System Peak Day | Moderate Summer Weekday | 9
| CAISO | 1-in-2 | 2024 | 6 | LCA | LA Basin | Average Weekday | Mild Summer Weekday | 54
| CAISO | 1-in-2 | 2024 | 6 | LCA | LA Basin | Monthly System Peak Day | Moderate Summer Weekday | 54
| CAISO | 1-in-2 | 2024 | 6 | LCA | Outside LA Basin | Average Weekday | Mild Summer Weekday | 3
| CAISO | 1-in-2 | 2024 | 6 | LCA | Outside LA Basin | Monthly System Peak Day | Moderate Summer Weekday | 3
| CAISO | 1-in-2 | 2024 | 6 | Zone | Remainder of System | Average Weekday | Mild Summer Weekday | 44
| CAISO | 1-in-2 | 2024 | 6 | Zone | Remainder of System | Monthly System Peak Day | Moderate Summer Weekday | 44
| CAISO | 1-in-2 | 2024 | 6 | Zone | South Orange County | Average Weekday | Mild Summer Weekday | 4
| CAISO | 1-in-2 | 2024 | 6 | Zone | South Orange County | Monthly System Peak Day | Moderate Summer Weekday | 4
| CAISO | 1-in-2 | 2024 | 6 | Zone | South of Lugo | Average Weekday | Mild Summer Weekday | 17
| CAISO | 1-in-2 | 2024 | 6 | Zone | South of Lugo | Monthly System Peak Day | Moderate Summer Weekday | 17
| CAISO | 1-in-2 | 2024 | 7 | All | All Customers | Average Weekday | Moderate Summer Weekday | 65
| CAISO | 1-in-2 | 2024 | 7 | All | All Customers | Monthly System Peak Day | Hot Summer Weekday | 65
| CAISO | 1-in-2 | 2024 | 7 | LCA | Big Creek/Ventura | Average Weekday | Moderate Summer Weekday | 9
| CAISO | 1-in-2 | 2024 | 7 | LCA | Big Creek/Ventura | Monthly System Peak Day | Hot Summer Weekday | 9
| CAISO | 1-in-2 | 2024 | 7 | LCA | LA Basin | Average Weekday | Moderate Summer Weekday | 53
| CAISO | 1-in-2 | 2024 | 7 | LCA | LA Basin | Monthly System Peak Day | Hot Summer Weekday | 53
| CAISO | 1-in-2 | 2024 | 7 | LCA | Outside LA Basin | Average Weekday | Moderate Summer Weekday | 3
| CAISO | 1-in-2 | 2024 | 7 | LCA | Outside LA Basin | Monthly System Peak Day | Hot Summer Weekday | 3
| CAISO | 1-in-2 | 2024 | 7 | Zone | Remainder of System | Average Weekday | Moderate Summer Weekday | 44
| CAISO | 1-in-2 | 2024 | 7 | Zone | Remainder of System | Monthly System Peak Day | Hot Summer Weekday | 44
| CAISO | 1-in-2 | 2024 | 7 | Zone | South Orange County | Average Weekday | Moderate Summer Weekday | 4
| CAISO | 1-in-2 | 2024 | 7 | Zone | South Orange County | Monthly System Peak Day | Hot Summer Weekday | 4
| CAISO | 1-in-2 | 2024 | 7 | Zone | South of Lugo | Average Weekday | Moderate Summer Weekday | 17
| CAISO | 1-in-2 | 2024 | 7 | Zone | South of Lugo | Monthly System Peak Day | Hot Summer Weekday | 17
| CAISO | 1-in-2 | 2024 | 8 | All | All Customers | Average Weekday | Moderate Summer Weekday | 65
| CAISO | 1-in-2 | 2024 | 8 | All | All Customers | Monthly System Peak Day | Hot Summer Weekday | 65
| CAISO | 1-in-2 | 2024 | 8 | All | All Customers | Typical Event Day | Hot Summer Weekday | 65
| CAISO | 1-in-2 | 2024 | 8 | LCA | Big Creek/Ventura | Average Weekday | Moderate Summer Weekday | 9
| CAISO | 1-in-2 | 2024 | 8 | LCA | Big Creek/Ventura | Monthly System Peak Day | Hot Summer Weekday | 9
| CAISO | 1-in-2 | 2024 | 8 | LCA | Big Creek/Ventura | Typical Event Day | Hot Summer Weekday | 9
| CAISO | 1-in-2 | 2024 | 8 | LCA | LA Basin | Average Weekday | Moderate Summer Weekday | 53
| CAISO | 1-in-2 | 2024 | 8 | LCA | LA Basin | Monthly System Peak Day | Hot Summer Weekday | 53
| CAISO | 1-in-2 | 2024 | 8 | LCA | LA Basin | Typical Event Day | Hot Summer Weekday | 53
| CAISO | 1-in-2 | 2024 | 8 | LCA | Outside LA Basin | Average Weekday | Moderate Summer Weekday | 3
| CAISO | 1-in-2 | 2024 | 8 | LCA | Outside LA Basin | Monthly System Peak Day | Hot Summer Weekday | 3
| CAISO | 1-in-2 | 2024 | 8 | LCA | Outside LA Basin | Typical Event Day | Hot Summer Weekday | 3
| CAISO | 1-in-2 | 2024 | 8 | Zone | Remainder of System | Average Weekday | Moderate Summer Weekday | 44
| CAISO | 1-in-2 | 2024 | 8 | Zone | Remainder of System | Monthly System Peak Day | Hot Summer Weekday | 44
| CAISO | 1-in-2 | 2024 | 8 | Zone | Remainder of System | Typical Event Day | Hot Summer Weekday | 44
| CAISO | 1-in-2 | 2024 | 8 | Zone | South Orange County | Average Weekday | Moderate Summer Weekday | 4
| CAISO | 1-in-2 | 2024 | 8 | Zone | South Orange County | Monthly System Peak Day | Hot Summer Weekday | 4
| CAISO | 1-in-2 | 2024 | 8 | Zone | South Orange County | Typical Event Day | Hot Summer Weekday | 4
| CAISO | 1-in-2 | 2024 | 8 | Zone | South of Lugo | Average Weekday | Moderate Summer Weekday | 17
| CAISO | 1-in-2 | 2024 | 8 | Zone | South of Lugo | Monthly System Peak Day | Hot Summer Weekday | 17
| CAISO | 1-in-2 | 2024 | 8 | Zone | South of Lugo | Typical Event Day | Hot Summer Weekday | 17
| CAISO | 1-in-2 | 2024 | 9 | All | All Customers | Average Weekday | Moderate Summer Weekday | 65
| CAISO | 1-in-2 | 2024 | 9 | All | All Customers | Monthly System Peak Day | Hot Summer Weekday | 65
| CAISO | 1-in-2 | 2024 | 9 | LCA | Big Creek/Ventura | Average Weekday | Moderate Summer Weekday | 9
| CAISO | 1-in-2 | 2024 | 9 | LCA | Big Creek/Ventura | Monthly System Peak Day | Hot Summer Weekday | 9
| CAISO | 1-in-2 | 2024 | 9 | LCA | LA Basin | Average Weekday | Moderate Summer Weekday | 53
| CAISO | 1-in-2 | 2024 | 9 | LCA | LA Basin | Monthly System Peak Day | Hot Summer Weekday | 53
| CAISO | 1-in-2 | 2024 | 9 | LCA | Outside LA Basin | Average Weekday | Moderate Summer Weekday | 3
| CAISO | 1-in-2 | 2024 | 9 | LCA | Outside LA Basin | Monthly System Peak Day | Hot Summer Weekday | 3
| CAISO | 1-in-2 | 2024 | 9 | Zone | Remainder of System | Average Weekday | Moderate Summer Weekday | 44
| CAISO | 1-in-2 | 2024 | 9 | Zone | Remainder of System | Monthly System Peak Day | Hot Summer Weekday | 44
| CAISO | 1-in-2 | 2024 | 9 | Zone | South Orange County | Average Weekday | Moderate Summer Weekday | 4
| CAISO | 1-in-2 | 2024 | 9 | Zone | South Orange County | Monthly System Peak Day | Hot Summer Weekday | 4
| CAISO | 1-in-2 | 2024 | 9 | Zone | South of Lugo | Average Weekday | Moderate Summer Weekday | 17
| CAISO | 1-in-2 | 2024 | 9 | Zone | South of Lugo | Monthly System Peak Day | Hot Summer Weekday | 17
| CAISO | 1-in-2 | 2024 | 10 | All | All Customers | Average Weekday | Low Cost Winter Weekday | 65
| CAISO | 1-in-2 | 2024 | 10 | All | All Customers | Monthly System Peak Day | High Cost Winter Weekday | 65
| CAISO | 1-in-2 | 2024 | 10 | LCA | Big Creek/Ventura | Average Weekday | Low Cost Winter Weekday | 9
| CAISO | 1-in-2 | 2024 | 10 | LCA | Big Creek/Ventura | Monthly System Peak Day | High Cost Winter Weekday | 9
| CAISO | 1-in-2 | 2024 | 10 | LCA | LA Basin | Average Weekday | Low Cost Winter Weekday | 53
| CAISO | 1-in-2 | 2024 | 10 | LCA | LA Basin | Monthly System Peak Day | High Cost Winter Weekday | 53
| CAISO | 1-in-2 | 2024 | 10 | LCA | Outside LA Basin | Average Weekday | Low Cost Winter Weekday | 3
| CAISO | 1-in-2 | 2024 | 10 | LCA | Outside LA Basin | Monthly System Peak Day | High Cost Winter Weekday | 3
| CAISO | 1-in-2 | 2024 | 10 | Zone | Remainder of System | Average Weekday | Low Cost Winter Weekday | 44
| CAISO | 1-in-2 | 2024 | 10 | Zone | Remainder of System | Monthly System Peak Day | High Cost Winter Weekday | 44
| CAISO | 1-in-2 | 2024 | 10 | Zone | South Orange County | Average Weekday | Low Cost Winter Weekday | 4
| CAISO | 1-in-2 | 2024 | 10 | Zone | South Orange County | Monthly System Peak Day | High Cost Winter Weekday | 4
| CAISO | 1-in-2 | 2024 | 10 | Zone | South of Lugo | Average Weekday | Low Cost Winter Weekday | 17
| CAISO | 1-in-2 | 2024 | 10 | Zone | South of Lugo | Monthly System Peak Day | High Cost Winter Weekday | 17
| CAISO | 1-in-2 | 2024 | 11 | All | All Customers | Average Weekday | Low Cost Winter Weekday | 65
| CAISO | 1-in-2 | 2024 | 11 | All | All Customers | Monthly System Peak Day | Low Cost Winter Weekday | 65
| CAISO | 1-in-2 | 2024 | 11 | LCA | Big Creek/Ventura | Average Weekday | Low Cost Winter Weekday | 9
| CAISO | 1-in-2 | 2024 | 11 | LCA | Big Creek/Ventura | Monthly System Peak Day | Low Cost Winter Weekday | 9
| CAISO | 1-in-2 | 2024 | 11 | LCA | LA Basin | Average Weekday | Low Cost Winter Weekday | 53
| CAISO | 1-in-2 | 2024 | 11 | LCA | LA Basin | Monthly System Peak Day | Low Cost Winter Weekday | 53
| CAISO | 1-in-2 | 2024 | 11 | LCA | Outside LA Basin | Average Weekday | Low Cost Winter Weekday | 3
| CAISO | 1-in-2 | 2024 | 11 | LCA | Outside LA Basin | Monthly System Peak Day | Low Cost Winter Weekday | 3
| CAISO | 1-in-2 | 2024 | 11 | Zone | Remainder of System | Average Weekday | Low Cost Winter Weekday | 44
| CAISO | 1-in-2 | 2024 | 11 | Zone | Remainder of System | Monthly System Peak Day | Low Cost Winter Weekday | 44
| CAISO | 1-in-2 | 2024 | 11 | Zone | South Orange County | Average Weekday | Low Cost Winter Weekday | 4
| CAISO | 1-in-2 | 2024 | 11 | Zone | South Orange County | Monthly System Peak Day | Low Cost Winter Weekday | 4
| CAISO | 1-in-2 | 2024 | 11 | Zone | South of Lugo | Average Weekday | Low Cost Winter Weekday | 17
| CAISO | 1-in-2 | 2024 | 11 | Zone | South of Lugo | Monthly System Peak Day | Low Cost Winter Weekday | 17
| CAISO | 1-in-2 | 2024 | 12 | All | All Customers | Average Weekday | Low Cost Winter Weekday | 65
| CAISO | 1-in-2 | 2024 | 12 | All | All Customers | Monthly System Peak Day | Low Cost Winter Weekday | 65
| CAISO | 1-in-2 | 2024 | 12 | LCA | Big Creek/Ventura | Average Weekday | Low Cost Winter Weekday | 9
| CAISO | 1-in-2 | 2024 | 12 | LCA | Big Creek/Ventura | Monthly System Peak Day | Low Cost Winter Weekday | 9
| CAISO | 1-in-2 | 2024 | 12 | LCA | LA Basin | Average Weekday | Low Cost Winter Weekday | 53
| CAISO | 1-in-2 | 2024 | 12 | LCA | LA Basin | Monthly System Peak Day | Low Cost Winter Weekday | 53
| CAISO | 1-in-2 | 2024 | 12 | LCA | Outside LA Basin | Average Weekday | Low Cost Winter Weekday | 3
| CAISO | 1-in-2 | 2024 | 12 | LCA | Outside LA Basin | Monthly System Peak Day | Low Cost Winter Weekday | 3
| CAISO | 1-in-2 | 2024 | 12 | Zone | Remainder of System | Average Weekday | Low Cost Winter Weekday | 44
| CAISO | 1-in-2 | 2024 | 12 | Zone | Remainder of System | Monthly System Peak Day | Low Cost Winter Weekday | 44
| CAISO | 1-in-2 | 2024 | 12 | Zone | South Orange County | Average Weekday | Low Cost Winter Weekday | 4
| CAISO | 1-in-2 | 2024 | 12 | Zone | South Orange County | Monthly System Peak Day | Low Cost Winter Weekday | 4
| CAISO | 1-in-2 | 2024 | 12 | Zone | South of Lugo | Average Weekday | Low Cost Winter Weekday | 17
| CAISO | 1-in-2 | 2024 | 12 | Zone | South of Lugo | Monthly System Peak Day | Low Cost Winter Weekday | 17
| CAISO | 1-in-2 | 2025 | 1 | All | All Customers | Average Weekday | Low Cost Winter Weekday | 65
| CAISO | 1-in-2 | 2025 | 1 | All | All Customers | Monthly System Peak Day | Low Cost Winter Weekday | 65
| CAISO | 1-in-2 | 2025 | 1 | LCA | Big Creek/Ventura | Average Weekday | Low Cost Winter Weekday | 9
| CAISO | 1-in-2 | 2025 | 1 | LCA | Big Creek/Ventura | Monthly System Peak Day | Low Cost Winter Weekday | 9
| CAISO | 1-in-2 | 2025 | 1 | LCA | LA Basin | Average Weekday | Low Cost Winter Weekday | 53
| CAISO | 1-in-2 | 2025 | 1 | LCA | LA Basin | Monthly System Peak Day | Low Cost Winter Weekday | 53
| CAISO | 1-in-2 | 2025 | 1 | LCA | Outside LA Basin | Average Weekday | Low Cost Winter Weekday | 3
| CAISO | 1-in-2 | 2025 | 1 | LCA | Outside LA Basin | Monthly System Peak Day | Low Cost Winter Weekday | 3
| CAISO | 1-in-2 | 2025 | 1 | Zone | Remainder of System | Average Weekday | Low Cost Winter Weekday | 44
| CAISO | 1-in-2 | 2025 | 1 | Zone | Remainder of System | Monthly System Peak Day | Low Cost Winter Weekday | 44
| CAISO | 1-in-2 | 2025 | 1 | Zone | South Orange County | Average Weekday | Low Cost Winter Weekday | 4
| CAISO | 1-in-2 | 2025 | 1 | Zone | South Orange County | Monthly System Peak Day | Low Cost Winter Weekday | 4
| CAISO | 1-in-2 | 2025 | 1 | Zone | South of Lugo | Average Weekday | Low Cost Winter Weekday | 17
| CAISO | 1-in-2 | 2025 | 1 | Zone | South of Lugo | Monthly System Peak Day | Low Cost Winter Weekday | 17
| CAISO | 1-in-2 | 2025 | 2 | All | All Customers | Average Weekday | Low Cost Winter Weekday | 65
| CAISO | 1-in-2 | 2025 | 2 | All | All Customers | Monthly System Peak Day | Low Cost Winter Weekday | 65
| CAISO | 1-in-2 | 2025 | 2 | LCA | Big Creek/Ventura | Average Weekday | Low Cost Winter Weekday | 9
| CAISO | 1-in-2 | 2025 | 2 | LCA | Big Creek/Ventura | Monthly System Peak Day | Low Cost Winter Weekday | 9
| CAISO | 1-in-2 | 2025 | 2 | LCA | LA Basin | Average Weekday | Low Cost Winter Weekday | 53
| CAISO | 1-in-2 | 2025 | 2 | LCA | LA Basin | Monthly System Peak Day | Low Cost Winter Weekday | 53
| CAISO | 1-in-2 | 2025 | 2 | LCA | Outside LA Basin | Average Weekday | Low Cost Winter Weekday | 3
| CAISO | 1-in-2 | 2025 | 2 | LCA | Outside LA Basin | Monthly System Peak Day | Low Cost Winter Weekday | 3
| CAISO | 1-in-2 | 2025 | 2 | Zone | Remainder of System | Average Weekday | Low Cost Winter Weekday | 44
| CAISO | 1-in-2 | 2025 | 2 | Zone | Remainder of System | Monthly System Peak Day | Low Cost Winter Weekday | 44
| CAISO | 1-in-2 | 2025 | 2 | Zone | South Orange County | Average Weekday | Low Cost Winter Weekday | 4
| CAISO | 1-in-2 | 2025 | 2 | Zone | South Orange County | Monthly System Peak Day | Low Cost Winter Weekday | 4
| CAISO | 1-in-2 | 2025 | 2 | Zone | South of Lugo | Average Weekday | Low Cost Winter Weekday | 17
| CAISO | 1-in-2 | 2025 | 2 | Zone | South of Lugo | Monthly System Peak Day | Low Cost Winter Weekday | 17
| CAISO | 1-in-2 | 2025 | 3 | All | All Customers | Average Weekday | Low Cost Winter Weekday | 65
| CAISO | 1-in-2 | 2025 | 3 | All | All Customers | Monthly System Peak Day | Low Cost Winter Weekday | 65
| CAISO | 1-in-2 | 2025 | 3 | LCA | Big Creek/Ventura | Average Weekday | Low Cost Winter Weekday | 9
| CAISO | 1-in-2 | 2025 | 3 | LCA | Big Creek/Ventura | Monthly System Peak Day | Low Cost Winter Weekday | 9
| CAISO | 1-in-2 | 2025 | 3 | LCA | LA Basin | Average Weekday | Low Cost Winter Weekday | 53
| CAISO | 1-in-2 | 2025 | 3 | LCA | LA Basin | Monthly System Peak Day | Low Cost Winter Weekday | 53
| CAISO | 1-in-2 | 2025 | 3 | LCA | Outside LA Basin | Average Weekday | Low Cost Winter Weekday | 3
| CAISO | 1-in-2 | 2025 | 3 | LCA | Outside LA Basin | Monthly System Peak Day | Low Cost Winter Weekday | 3
| CAISO | 1-in-2 | 2025 | 3 | Zone | Remainder of System | Average Weekday | Low Cost Winter Weekday | 44
| CAISO | 1-in-2 | 2025 | 3 | Zone | Remainder of System | Monthly System Peak Day | Low Cost Winter Weekday | 44
| CAISO | 1-in-2 | 2025 | 3 | Zone | South Orange County | Average Weekday | Low Cost Winter Weekday | 4
| CAISO | 1-in-2 | 2025 | 3 | Zone | South Orange County | Monthly System Peak Day | Low Cost Winter Weekday | 4
| CAISO | 1-in-2 | 2025 | 3 | Zone | South of Lugo | Average Weekday | Low Cost Winter Weekday | 17
| CAISO | 1-in-2 | 2025 | 3 | Zone | South of Lugo | Monthly System Peak Day | Low Cost Winter Weekday | 17
| CAISO | 1-in-2 | 2025 | 4 | All | All Customers | Average Weekday | Low Cost Winter Weekday | 65
| CAISO | 1-in-2 | 2025 | 4 | All | All Customers | Monthly System Peak Day | Low Cost Winter Weekday | 65
| CAISO | 1-in-2 | 2025 | 4 | LCA | Big Creek/Ventura | Average Weekday | Low Cost Winter Weekday | 9
| CAISO | 1-in-2 | 2025 | 4 | LCA | Big Creek/Ventura | Monthly System Peak Day | Low Cost Winter Weekday | 9
| CAISO | 1-in-2 | 2025 | 4 | LCA | LA Basin | Average Weekday | Low Cost Winter Weekday | 53
| CAISO | 1-in-2 | 2025 | 4 | LCA | LA Basin | Monthly System Peak Day | Low Cost Winter Weekday | 53
| CAISO | 1-in-2 | 2025 | 4 | LCA | Outside LA Basin | Average Weekday | Low Cost Winter Weekday | 3
| CAISO | 1-in-2 | 2025 | 4 | LCA | Outside LA Basin | Monthly System Peak Day | Low Cost Winter Weekday | 3
| CAISO | 1-in-2 | 2025 | 4 | Zone | Remainder of System | Average Weekday | Low Cost Winter Weekday | 44
| CAISO | 1-in-2 | 2025 | 4 | Zone | Remainder of System | Monthly System Peak Day | Low Cost Winter Weekday | 44
| CAISO | 1-in-2 | 2025 | 4 | Zone | South Orange County | Average Weekday | Low Cost Winter Weekday | 4
| CAISO | 1-in-2 | 2025 | 4 | Zone | South Orange County | Monthly System Peak Day | Low Cost Winter Weekday | 4
| CAISO | 1-in-2 | 2025 | 4 | Zone | South of Lugo | Average Weekday | Low Cost Winter Weekday | 17
| CAISO | 1-in-2 | 2025 | 4 | Zone | South of Lugo | Monthly System Peak Day | Low Cost Winter Weekday | 17
| CAISO | 1-in-2 | 2025 | 5 | All | All Customers | Average Weekday | Low Cost Winter Weekday | 65
| CAISO | 1-in-2 | 2025 | 5 | All | All Customers | Monthly System Peak Day | Low Cost Winter Weekday | 65
| CAISO | 1-in-2 | 2025 | 5 | LCA | Big Creek/Ventura | Average Weekday | Low Cost Winter Weekday | 9
| CAISO | 1-in-2 | 2025 | 5 | LCA | Big Creek/Ventura | Monthly System Peak Day | Low Cost Winter Weekday | 9
| CAISO | 1-in-2 | 2025 | 5 | LCA | LA Basin | Average Weekday | Low Cost Winter Weekday | 53
| CAISO | 1-in-2 | 2025 | 5 | LCA | LA Basin | Monthly System Peak Day | Low Cost Winter Weekday | 53
| CAISO | 1-in-2 | 2025 | 5 | LCA | Outside LA Basin | Average Weekday | Low Cost Winter Weekday | 3
| CAISO | 1-in-2 | 2025 | 5 | LCA | Outside LA Basin | Monthly System Peak Day | Low Cost Winter Weekday | 3
| CAISO | 1-in-2 | 2025 | 5 | Zone | Remainder of System | Average Weekday | Low Cost Winter Weekday | 44
| CAISO | 1-in-2 | 2025 | 5 | Zone | Remainder of System | Monthly System Peak Day | Low Cost Winter Weekday | 44
| CAISO | 1-in-2 | 2025 | 5 | Zone | South Orange County | Average Weekday | Low Cost Winter Weekday | 4
| CAISO | 1-in-2 | 2025 | 5 | Zone | South Orange County | Monthly System Peak Day | Low Cost Winter Weekday | 4
| CAISO | 1-in-2 | 2025 | 5 | Zone | South of Lugo | Average Weekday | Low Cost Winter Weekday | 17
| CAISO | 1-in-2 | 2025 | 5 | Zone | South of Lugo | Monthly System Peak Day | Low Cost Winter Weekday | 17
| CAISO | 1-in-2 | 2025 | 6 | All | All Customers | Average Weekday | Mild Summer Weekday | 65
| CAISO | 1-in-2 | 2025 | 6 | All | All Customers | Monthly System Peak Day | Moderate Summer Weekday | 65
| CAISO | 1-in-2 | 2025 | 6 | LCA | Big Creek/Ventura | Average Weekday | Mild Summer Weekday | 9
| CAISO | 1-in-2 | 2025 | 6 | LCA | Big Creek/Ventura | Monthly System Peak Day | Moderate Summer Weekday | 9
| CAISO | 1-in-2 | 2025 | 6 | LCA | LA Basin | Average Weekday | Mild Summer Weekday | 53
| CAISO | 1-in-2 | 2025 | 6 | LCA | LA Basin | Monthly System Peak Day | Moderate Summer Weekday | 53
| CAISO | 1-in-2 | 2025 | 6 | LCA | Outside LA Basin | Average Weekday | Mild Summer Weekday | 3
| CAISO | 1-in-2 | 2025 | 6 | LCA | Outside LA Basin | Monthly System Peak Day | Moderate Summer Weekday | 3
| CAISO | 1-in-2 | 2025 | 6 | Zone | Remainder of System | Average Weekday | Mild Summer Weekday | 44
| CAISO | 1-in-2 | 2025 | 6 | Zone | Remainder of System | Monthly System Peak Day | Moderate Summer Weekday | 44
| CAISO | 1-in-2 | 2025 | 6 | Zone | South Orange County | Average Weekday | Mild Summer Weekday | 4
| CAISO | 1-in-2 | 2025 | 6 | Zone | South Orange County | Monthly System Peak Day | Moderate Summer Weekday | 4
| CAISO | 1-in-2 | 2025 | 6 | Zone | South of Lugo | Average Weekday | Mild Summer Weekday | 17
| CAISO | 1-in-2 | 2025 | 6 | Zone | South of Lugo | Monthly System Peak Day | Moderate Summer Weekday | 17
| CAISO | 1-in-2 | 2025 | 7 | All | All Customers | Average Weekday | Moderate Summer Weekday | 65
| CAISO | 1-in-2 | 2025 | 7 | All | All Customers | Monthly System Peak Day | Hot Summer Weekday | 65
| CAISO | 1-in-2 | 2025 | 7 | LCA | Big Creek/Ventura | Average Weekday | Moderate Summer Weekday | 9
| CAISO | 1-in-2 | 2025 | 7 | LCA | Big Creek/Ventura | Monthly System Peak Day | Hot Summer Weekday | 9
| CAISO | 1-in-2 | 2025 | 7 | LCA | LA Basin | Average Weekday | Moderate Summer Weekday | 53
| CAISO | 1-in-2 | 2025 | 7 | LCA | LA Basin | Monthly System Peak Day | Hot Summer Weekday | 53
| CAISO | 1-in-2 | 2025 | 7 | LCA | Outside LA Basin | Average Weekday | Moderate Summer Weekday | 3
| CAISO | 1-in-2 | 2025 | 7 | LCA | Outside LA Basin | Monthly System Peak Day | Hot Summer Weekday | 3
| CAISO | 1-in-2 | 2025 | 7 | Zone | Remainder of System | Average Weekday | Moderate Summer Weekday | 44
| CAISO | 1-in-2 | 2025 | 7 | Zone | Remainder of System | Monthly System Peak Day | Hot Summer Weekday | 44
| CAISO | 1-in-2 | 2025 | 7 | Zone | South Orange County | Average Weekday | Moderate Summer Weekday | 4
| CAISO | 1-in-2 | 2025 | 7 | Zone | South Orange County | Monthly System Peak Day | Hot Summer Weekday | 4
| CAISO | 1-in-2 | 2025 | 7 | Zone | South of Lugo | Average Weekday | Moderate Summer Weekday | 17
| CAISO | 1-in-2 | 2025 | 7 | Zone | South of Lugo | Monthly System Peak Day | Hot Summer Weekday | 17
| CAISO | 1-in-2 | 2025 | 8 | All | All Customers | Average Weekday | Moderate Summer Weekday | 65
| CAISO | 1-in-2 | 2025 | 8 | All | All Customers | Monthly System Peak Day | Hot Summer Weekday | 65
| CAISO | 1-in-2 | 2025 | 8 | All | All Customers | Typical Event Day | Hot Summer Weekday | 65
| CAISO | 1-in-2 | 2025 | 8 | LCA | Big Creek/Ventura | Average Weekday | Moderate Summer Weekday | 9
| CAISO | 1-in-2 | 2025 | 8 | LCA | Big Creek/Ventura | Monthly System Peak Day | Hot Summer Weekday | 9
| CAISO | 1-in-2 | 2025 | 8 | LCA | Big Creek/Ventura | Typical Event Day | Hot Summer Weekday | 9
| CAISO | 1-in-2 | 2025 | 8 | LCA | LA Basin | Average Weekday | Moderate Summer Weekday | 53
| CAISO | 1-in-2 | 2025 | 8 | LCA | LA Basin | Monthly System Peak Day | Hot Summer Weekday | 53
| CAISO | 1-in-2 | 2025 | 8 | LCA | LA Basin | Typical Event Day | Hot Summer Weekday | 53
| CAISO | 1-in-2 | 2025 | 8 | LCA | Outside LA Basin | Average Weekday | Moderate Summer Weekday | 3
| CAISO | 1-in-2 | 2025 | 8 | LCA | Outside LA Basin | Monthly System Peak Day | Hot Summer Weekday | 3
| CAISO | 1-in-2 | 2025 | 8 | LCA | Outside LA Basin | Typical Event Day | Hot Summer Weekday | 3
| CAISO | 1-in-2 | 2025 | 8 | Zone | Remainder of System | Average Weekday | Moderate Summer Weekday | 44
| CAISO | 1-in-2 | 2025 | 8 | Zone | Remainder of System | Monthly System Peak Day | Hot Summer Weekday | 44
| CAISO | 1-in-2 | 2025 | 8 | Zone | Remainder of System | Typical Event Day | Hot Summer Weekday | 44
| CAISO | 1-in-2 | 2025 | 8 | Zone | South Orange County | Average Weekday | Moderate Summer Weekday | 4
| CAISO | 1-in-2 | 2025 | 8 | Zone | South Orange County | Monthly System Peak Day | Hot Summer Weekday | 4
| CAISO | 1-in-2 | 2025 | 8 | Zone | South Orange County | Typical Event Day | Hot Summer Weekday | 4
| CAISO | 1-in-2 | 2025 | 8 | Zone | South of Lugo | Average Weekday | Moderate Summer Weekday | 17
| CAISO | 1-in-2 | 2025 | 8 | Zone | South of Lugo | Monthly System Peak Day | Hot Summer Weekday | 17
| CAISO | 1-in-2 | 2025 | 8 | Zone | South of Lugo | Typical Event Day | Hot Summer Weekday | 17
| CAISO | 1-in-2 | 2025 | 9 | All | All Customers | Average Weekday | Moderate Summer Weekday | 65
| CAISO | 1-in-2 | 2025 | 9 | All | All Customers | Monthly System Peak Day | Hot Summer Weekday | 65
| CAISO | 1-in-2 | 2025 | 9 | LCA | Big Creek/Ventura | Average Weekday | Moderate Summer Weekday | 9
| CAISO | 1-in-2 | 2025 | 9 | LCA | Big Creek/Ventura | Monthly System Peak Day | Hot Summer Weekday | 9
| CAISO | 1-in-2 | 2025 | 9 | LCA | LA Basin | Average Weekday | Moderate Summer Weekday | 53
| CAISO | 1-in-2 | 2025 | 9 | LCA | LA Basin | Monthly System Peak Day | Hot Summer Weekday | 53
| CAISO | 1-in-2 | 2025 | 9 | LCA | Outside LA Basin | Average Weekday | Moderate Summer Weekday | 3
| CAISO | 1-in-2 | 2025 | 9 | LCA | Outside LA Basin | Monthly System Peak Day | Hot Summer Weekday | 3
| CAISO | 1-in-2 | 2025 | 9 | Zone | Remainder of System | Average Weekday | Moderate Summer Weekday | 44
| CAISO | 1-in-2 | 2025 | 9 | Zone | Remainder of System | Monthly System Peak Day | Hot Summer Weekday | 44
| CAISO | 1-in-2 | 2025 | 9 | Zone | South Orange County | Average Weekday | Moderate Summer Weekday | 4
| CAISO | 1-in-2 | 2025 | 9 | Zone | South Orange County | Monthly System Peak Day | Hot Summer Weekday | 4
| CAISO | 1-in-2 | 2025 | 9 | Zone | South of Lugo | Average Weekday | Moderate Summer Weekday | 17
| CAISO | 1-in-2 | 2025 | 9 | Zone | South of Lugo | Monthly System Peak Day | Hot Summer Weekday | 17
| CAISO | 1-in-2 | 2025 | 10 | All | All Customers | Average Weekday | Low Cost Winter Weekday | 65
| CAISO | 1-in-2 | 2025 | 10 | All | All Customers | Monthly System Peak Day | High Cost Winter Weekday | 65
| CAISO | 1-in-2 | 2025 | 10 | LCA | Big Creek/Ventura | Average Weekday | Low Cost Winter Weekday | 9
| CAISO | 1-in-2 | 2025 | 10 | LCA | Big Creek/Ventura | Monthly System Peak Day | High Cost Winter Weekday | 9
| CAISO | 1-in-2 | 2025 | 10 | LCA | LA Basin | Average Weekday | Low Cost Winter Weekday | 53
| CAISO | 1-in-2 | 2025 | 10 | LCA | LA Basin | Monthly System Peak Day | High Cost Winter Weekday | 53
| CAISO | 1-in-2 | 2025 | 10 | LCA | Outside LA Basin | Average Weekday | Low Cost Winter Weekday | 3
| CAISO | 1-in-2 | 2025 | 10 | LCA | Outside LA Basin | Monthly System Peak Day | High Cost Winter Weekday | 3
| CAISO | 1-in-2 | 2025 | 10 | Zone | Remainder of System | Average Weekday | Low Cost Winter Weekday | 44
| CAISO | 1-in-2 | 2025 | 10 | Zone | Remainder of System | Monthly System Peak Day | High Cost Winter Weekday | 44
| CAISO | 1-in-2 | 2025 | 10 | Zone | South Orange County | Average Weekday | Low Cost Winter Weekday | 4
| CAISO | 1-in-2 | 2025 | 10 | Zone | South Orange County | Monthly System Peak Day | High Cost Winter Weekday | 4
| CAISO | 1-in-2 | 2025 | 10 | Zone | South of Lugo | Average Weekday | Low Cost Winter Weekday | 17
| CAISO | 1-in-2 | 2025 | 10 | Zone | South of Lugo | Monthly System Peak Day | High Cost Winter Weekday | 17
| CAISO | 1-in-2 | 2025 | 11 | All | All Customers | Average Weekday | Low Cost Winter Weekday | 65
| CAISO | 1-in-2 | 2025 | 11 | All | All Customers | Monthly System Peak Day | Low Cost Winter Weekday | 65
| CAISO | 1-in-2 | 2025 | 11 | LCA | Big Creek/Ventura | Average Weekday | Low Cost Winter Weekday | 9
| CAISO | 1-in-2 | 2025 | 11 | LCA | Big Creek/Ventura | Monthly System Peak Day | Low Cost Winter Weekday | 9
| CAISO | 1-in-2 | 2025 | 11 | LCA | LA Basin | Average Weekday | Low Cost Winter Weekday | 53
| CAISO | 1-in-2 | 2025 | 11 | LCA | LA Basin | Monthly System Peak Day | Low Cost Winter Weekday | 53
| CAISO | 1-in-2 | 2025 | 11 | LCA | Outside LA Basin | Average Weekday | Low Cost Winter Weekday | 3
| CAISO | 1-in-2 | 2025 | 11 | LCA | Outside LA Basin | Monthly System Peak Day | Low Cost Winter Weekday | 3
| CAISO | 1-in-2 | 2025 | 11 | Zone | Remainder of System | Average Weekday | Low Cost Winter Weekday | 44
| CAISO | 1-in-2 | 2025 | 11 | Zone | Remainder of System | Monthly System Peak Day | Low Cost Winter Weekday | 44
| CAISO | 1-in-2 | 2025 | 11 | Zone | South Orange County | Average Weekday | Low Cost Winter Weekday | 4
| CAISO | 1-in-2 | 2025 | 11 | Zone | South Orange County | Monthly System Peak Day | Low Cost Winter Weekday | 4
| CAISO | 1-in-2 | 2025 | 11 | Zone | South of Lugo | Average Weekday | Low Cost Winter Weekday | 17
| CAISO | 1-in-2 | 2025 | 11 | Zone | South of Lugo | Monthly System Peak Day | Low Cost Winter Weekday | 17
| CAISO | 1-in-2 | 2025 | 12 | All | All Customers | Average Weekday | Low Cost Winter Weekday | 65
| CAISO | 1-in-2 | 2025 | 12 | All | All Customers | Monthly System Peak Day | Low Cost Winter Weekday | 65
| CAISO | 1-in-2 | 2025 | 12 | LCA | Big Creek/Ventura | Average Weekday | Low Cost Winter Weekday | 9
| CAISO | 1-in-2 | 2025 | 12 | LCA | Big Creek/Ventura | Monthly System Peak Day | Low Cost Winter Weekday | 9
| CAISO | 1-in-2 | 2025 | 12 | LCA | LA Basin | Average Weekday | Low Cost Winter Weekday | 53
| CAISO | 1-in-2 | 2025 | 12 | LCA | LA Basin | Monthly System Peak Day | Low Cost Winter Weekday | 53
| CAISO | 1-in-2 | 2025 | 12 | LCA | Outside LA Basin | Average Weekday | Low Cost Winter Weekday | 3
| CAISO | 1-in-2 | 2025 | 12 | LCA | Outside LA Basin | Monthly System Peak Day | Low Cost Winter Weekday | 3
| CAISO | 1-in-2 | 2025 | 12 | Zone | Remainder of System | Average Weekday | Low Cost Winter Weekday | 44
| CAISO | 1-in-2 | 2025 | 12 | Zone | Remainder of System | Monthly System Peak Day | Low Cost Winter Weekday | 44
| CAISO | 1-in-2 | 2025 | 12 | Zone | South Orange County | Average Weekday | Low Cost Winter Weekday | 4
| CAISO | 1-in-2 | 2025 | 12 | Zone | South Orange County | Monthly System Peak Day | Low Cost Winter Weekday | 4
| CAISO | 1-in-2 | 2025 | 12 | Zone | South of Lugo | Average Weekday | Low Cost Winter Weekday | 17
| CAISO | 1-in-2 | 2025 | 12 | Zone | South of Lugo | Monthly System Peak Day | Low Cost Winter Weekday | 17
| CAISO | 1-in-2 | 2026 | 1 | All | All Customers | Average Weekday | Low Cost Winter Weekday | 65
| CAISO | 1-in-2 | 2026 | 1 | All | All Customers | Monthly System Peak Day | Low Cost Winter Weekday | 65
| CAISO | 1-in-2 | 2026 | 1 | LCA | Big Creek/Ventura | Average Weekday | Low Cost Winter Weekday | 9
| CAISO | 1-in-2 | 2026 | 1 | LCA | Big Creek/Ventura | Monthly System Peak Day | Low Cost Winter Weekday | 9
| CAISO | 1-in-2 | 2026 | 1 | LCA | LA Basin | Average Weekday | Low Cost Winter Weekday | 53
| CAISO | 1-in-2 | 2026 | 1 | LCA | LA Basin | Monthly System Peak Day | Low Cost Winter Weekday | 53
| CAISO | 1-in-2 | 2026 | 1 | LCA | Outside LA Basin | Average Weekday | Low Cost Winter Weekday | 3
| CAISO | 1-in-2 | 2026 | 1 | LCA | Outside LA Basin | Monthly System Peak Day | Low Cost Winter Weekday | 3
| CAISO | 1-in-2 | 2026 | 1 | Zone | Remainder of System | Average Weekday | Low Cost Winter Weekday | 44
| CAISO | 1-in-2 | 2026 | 1 | Zone | Remainder of System | Monthly System Peak Day | Low Cost Winter Weekday | 44
| CAISO | 1-in-2 | 2026 | 1 | Zone | South Orange County | Average Weekday | Low Cost Winter Weekday | 4
| CAISO | 1-in-2 | 2026 | 1 | Zone | South Orange County | Monthly System Peak Day | Low Cost Winter Weekday | 4
| CAISO | 1-in-2 | 2026 | 1 | Zone | South of Lugo | Average Weekday | Low Cost Winter Weekday | 17
| CAISO | 1-in-2 | 2026 | 1 | Zone | South of Lugo | Monthly System Peak Day | Low Cost Winter Weekday | 17
| CAISO | 1-in-2 | 2026 | 2 | All | All Customers | Average Weekday | Low Cost Winter Weekday | 65
| CAISO | 1-in-2 | 2026 | 2 | All | All Customers | Monthly System Peak Day | Low Cost Winter Weekday | 65
| CAISO | 1-in-2 | 2026 | 2 | LCA | Big Creek/Ventura | Average Weekday | Low Cost Winter Weekday | 9
| CAISO | 1-in-2 | 2026 | 2 | LCA | Big Creek/Ventura | Monthly System Peak Day | Low Cost Winter Weekday | 9
| CAISO | 1-in-2 | 2026 | 2 | LCA | LA Basin | Average Weekday | Low Cost Winter Weekday | 53
| CAISO | 1-in-2 | 2026 | 2 | LCA | LA Basin | Monthly System Peak Day | Low Cost Winter Weekday | 53
| CAISO | 1-in-2 | 2026 | 2 | LCA | Outside LA Basin | Average Weekday | Low Cost Winter Weekday | 3
| CAISO | 1-in-2 | 2026 | 2 | LCA | Outside LA Basin | Monthly System Peak Day | Low Cost Winter Weekday | 3
| CAISO | 1-in-2 | 2026 | 2 | Zone | Remainder of System | Average Weekday | Low Cost Winter Weekday | 44
| CAISO | 1-in-2 | 2026 | 2 | Zone | Remainder of System | Monthly System Peak Day | Low Cost Winter Weekday | 44
| CAISO | 1-in-2 | 2026 | 2 | Zone | South Orange County | Average Weekday | Low Cost Winter Weekday | 4
| CAISO | 1-in-2 | 2026 | 2 | Zone | South Orange County | Monthly System Peak Day | Low Cost Winter Weekday | 4
| CAISO | 1-in-2 | 2026 | 2 | Zone | South of Lugo | Average Weekday | Low Cost Winter Weekday | 17
| CAISO | 1-in-2 | 2026 | 2 | Zone | South of Lugo | Monthly System Peak Day | Low Cost Winter Weekday | 17
| CAISO | 1-in-2 | 2026 | 3 | All | All Customers | Average Weekday | Low Cost Winter Weekday | 65
| CAISO | 1-in-2 | 2026 | 3 | All | All Customers | Monthly System Peak Day | Low Cost Winter Weekday | 65
| CAISO | 1-in-2 | 2026 | 3 | LCA | Big Creek/Ventura | Average Weekday | Low Cost Winter Weekday | 9
| CAISO | 1-in-2 | 2026 | 3 | LCA | Big Creek/Ventura | Monthly System Peak Day | Low Cost Winter Weekday | 9
| CAISO | 1-in-2 | 2026 | 3 | LCA | LA Basin | Average Weekday | Low Cost Winter Weekday | 53
| CAISO | 1-in-2 | 2026 | 3 | LCA | LA Basin | Monthly System Peak Day | Low Cost Winter Weekday | 53
| CAISO | 1-in-2 | 2026 | 3 | LCA | Outside LA Basin | Average Weekday | Low Cost Winter Weekday | 3
| CAISO | 1-in-2 | 2026 | 3 | LCA | Outside LA Basin | Monthly System Peak Day | Low Cost Winter Weekday | 3
| CAISO | 1-in-2 | 2026 | 3 | Zone | Remainder of System | Average Weekday | Low Cost Winter Weekday | 44
| CAISO | 1-in-2 | 2026 | 3 | Zone | Remainder of System | Monthly System Peak Day | Low Cost Winter Weekday | 44
| CAISO | 1-in-2 | 2026 | 3 | Zone | South Orange County | Average Weekday | Low Cost Winter Weekday | 4
| CAISO | 1-in-2 | 2026 | 3 | Zone | South Orange County | Monthly System Peak Day | Low Cost Winter Weekday | 4
| CAISO | 1-in-2 | 2026 | 3 | Zone | South of Lugo | Average Weekday | Low Cost Winter Weekday | 17
| CAISO | 1-in-2 | 2026 | 3 | Zone | South of Lugo | Monthly System Peak Day | Low Cost Winter Weekday | 17
| CAISO | 1-in-2 | 2026 | 4 | All | All Customers | Average Weekday | Low Cost Winter Weekday | 65
| CAISO | 1-in-2 | 2026 | 4 | All | All Customers | Monthly System Peak Day | Low Cost Winter Weekday | 65
| CAISO | 1-in-2 | 2026 | 4 | LCA | Big Creek/Ventura | Average Weekday | Low Cost Winter Weekday | 9
| CAISO | 1-in-2 | 2026 | 4 | LCA | Big Creek/Ventura | Monthly System Peak Day | Low Cost Winter Weekday | 9
| CAISO | 1-in-2 | 2026 | 4 | LCA | LA Basin | Average Weekday | Low Cost Winter Weekday | 53
| CAISO | 1-in-2 | 2026 | 4 | LCA | LA Basin | Monthly System Peak Day | Low Cost Winter Weekday | 53
| CAISO | 1-in-2 | 2026 | 4 | LCA | Outside LA Basin | Average Weekday | Low Cost Winter Weekday | 3
| CAISO | 1-in-2 | 2026 | 4 | LCA | Outside LA Basin | Monthly System Peak Day | Low Cost Winter Weekday | 3
| CAISO | 1-in-2 | 2026 | 4 | Zone | Remainder of System | Average Weekday | Low Cost Winter Weekday | 44
| CAISO | 1-in-2 | 2026 | 4 | Zone | Remainder of System | Monthly System Peak Day | Low Cost Winter Weekday | 44
| CAISO | 1-in-2 | 2026 | 4 | Zone | South Orange County | Average Weekday | Low Cost Winter Weekday | 4
| CAISO | 1-in-2 | 2026 | 4 | Zone | South Orange County | Monthly System Peak Day | Low Cost Winter Weekday | 4
| CAISO | 1-in-2 | 2026 | 4 | Zone | South of Lugo | Average Weekday | Low Cost Winter Weekday | 17
| CAISO | 1-in-2 | 2026 | 4 | Zone | South of Lugo | Monthly System Peak Day | Low Cost Winter Weekday | 17
| CAISO | 1-in-2 | 2026 | 5 | All | All Customers | Average Weekday | Low Cost Winter Weekday | 65
| CAISO | 1-in-2 | 2026 | 5 | All | All Customers | Monthly System Peak Day | Low Cost Winter Weekday | 65
| CAISO | 1-in-2 | 2026 | 5 | LCA | Big Creek/Ventura | Average Weekday | Low Cost Winter Weekday | 9
| CAISO | 1-in-2 | 2026 | 5 | LCA | Big Creek/Ventura | Monthly System Peak Day | Low Cost Winter Weekday | 9
| CAISO | 1-in-2 | 2026 | 5 | LCA | LA Basin | Average Weekday | Low Cost Winter Weekday | 53
| CAISO | 1-in-2 | 2026 | 5 | LCA | LA Basin | Monthly System Peak Day | Low Cost Winter Weekday | 53
| CAISO | 1-in-2 | 2026 | 5 | LCA | Outside LA Basin | Average Weekday | Low Cost Winter Weekday | 3
| CAISO | 1-in-2 | 2026 | 5 | LCA | Outside LA Basin | Monthly System Peak Day | Low Cost Winter Weekday | 3
| CAISO | 1-in-2 | 2026 | 5 | Zone | Remainder of System | Average Weekday | Low Cost Winter Weekday | 44
| CAISO | 1-in-2 | 2026 | 5 | Zone | Remainder of System | Monthly System Peak Day | Low Cost Winter Weekday | 44
| CAISO | 1-in-2 | 2026 | 5 | Zone | South Orange County | Average Weekday | Low Cost Winter Weekday | 4
| CAISO | 1-in-2 | 2026 | 5 | Zone | South Orange County | Monthly System Peak Day | Low Cost Winter Weekday | 4
| CAISO | 1-in-2 | 2026 | 5 | Zone | South of Lugo | Average Weekday | Low Cost Winter Weekday | 17
| CAISO | 1-in-2 | 2026 | 5 | Zone | South of Lugo | Monthly System Peak Day | Low Cost Winter Weekday | 17
| CAISO | 1-in-2 | 2026 | 6 | All | All Customers | Average Weekday | Mild Summer Weekday | 65
| CAISO | 1-in-2 | 2026 | 6 | All | All Customers | Monthly System Peak Day | Moderate Summer Weekday | 65
| CAISO | 1-in-2 | 2026 | 6 | LCA | Big Creek/Ventura | Average Weekday | Mild Summer Weekday | 9
| CAISO | 1-in-2 | 2026 | 6 | LCA | Big Creek/Ventura | Monthly System Peak Day | Moderate Summer Weekday | 9
| CAISO | 1-in-2 | 2026 | 6 | LCA | LA Basin | Average Weekday | Mild Summer Weekday | 53
| CAISO | 1-in-2 | 2026 | 6 | LCA | LA Basin | Monthly System Peak Day | Moderate Summer Weekday | 53
| CAISO | 1-in-2 | 2026 | 6 | LCA | Outside LA Basin | Average Weekday | Mild Summer Weekday | 3
| CAISO | 1-in-2 | 2026 | 6 | LCA | Outside LA Basin | Monthly System Peak Day | Moderate Summer Weekday | 3
| CAISO | 1-in-2 | 2026 | 6 | Zone | Remainder of System | Average Weekday | Mild Summer Weekday | 44
| CAISO | 1-in-2 | 2026 | 6 | Zone | Remainder of System | Monthly System Peak Day | Moderate Summer Weekday | 44
| CAISO | 1-in-2 | 2026 | 6 | Zone | South Orange County | Average Weekday | Mild Summer Weekday | 4
| CAISO | 1-in-2 | 2026 | 6 | Zone | South Orange County | Monthly System Peak Day | Moderate Summer Weekday | 4
| CAISO | 1-in-2 | 2026 | 6 | Zone | South of Lugo | Average Weekday | Mild Summer Weekday | 17
| CAISO | 1-in-2 | 2026 | 6 | Zone | South of Lugo | Monthly System Peak Day | Moderate Summer Weekday | 17
| CAISO | 1-in-2 | 2026 | 7 | All | All Customers | Average Weekday | Moderate Summer Weekday | 65
| CAISO | 1-in-2 | 2026 | 7 | All | All Customers | Monthly System Peak Day | Hot Summer Weekday | 65
| CAISO | 1-in-2 | 2026 | 7 | LCA | Big Creek/Ventura | Average Weekday | Moderate Summer Weekday | 9
| CAISO | 1-in-2 | 2026 | 7 | LCA | Big Creek/Ventura | Monthly System Peak Day | Hot Summer Weekday | 9
| CAISO | 1-in-2 | 2026 | 7 | LCA | LA Basin | Average Weekday | Moderate Summer Weekday | 53
| CAISO | 1-in-2 | 2026 | 7 | LCA | LA Basin | Monthly System Peak Day | Hot Summer Weekday | 53
| CAISO | 1-in-2 | 2026 | 7 | LCA | Outside LA Basin | Average Weekday | Moderate Summer Weekday | 3
| CAISO | 1-in-2 | 2026 | 7 | LCA | Outside LA Basin | Monthly System Peak Day | Hot Summer Weekday | 3
| CAISO | 1-in-2 | 2026 | 7 | Zone | Remainder of System | Average Weekday | Moderate Summer Weekday | 44
| CAISO | 1-in-2 | 2026 | 7 | Zone | Remainder of System | Monthly System Peak Day | Hot Summer Weekday | 44
| CAISO | 1-in-2 | 2026 | 7 | Zone | South Orange County | Average Weekday | Moderate Summer Weekday | 4
| CAISO | 1-in-2 | 2026 | 7 | Zone | South Orange County | Monthly System Peak Day | Hot Summer Weekday | 4
| CAISO | 1-in-2 | 2026 | 7 | Zone | South of Lugo | Average Weekday | Moderate Summer Weekday | 17
| CAISO | 1-in-2 | 2026 | 7 | Zone | South of Lugo | Monthly System Peak Day | Hot Summer Weekday | 17
| CAISO | 1-in-2 | 2026 | 8 | All | All Customers | Average Weekday | Moderate Summer Weekday | 65
| CAISO | 1-in-2 | 2026 | 8 | All | All Customers | Monthly System Peak Day | Hot Summer Weekday | 65
| CAISO | 1-in-2 | 2026 | 8 | All | All Customers | Typical Event Day | Hot Summer Weekday | 65
| CAISO | 1-in-2 | 2026 | 8 | LCA | Big Creek/Ventura | Average Weekday | Moderate Summer Weekday | 9
| CAISO | 1-in-2 | 2026 | 8 | LCA | Big Creek/Ventura | Monthly System Peak Day | Hot Summer Weekday | 9
| CAISO | 1-in-2 | 2026 | 8 | LCA | Big Creek/Ventura | Typical Event Day | Hot Summer Weekday | 9
| CAISO | 1-in-2 | 2026 | 8 | LCA | LA Basin | Average Weekday | Moderate Summer Weekday | 53
| CAISO | 1-in-2 | 2026 | 8 | LCA | LA Basin | Monthly System Peak Day | Hot Summer Weekday | 53
| CAISO | 1-in-2 | 2026 | 8 | LCA | LA Basin | Typical Event Day | Hot Summer Weekday | 53
| CAISO | 1-in-2 | 2026 | 8 | LCA | Outside LA Basin | Average Weekday | Moderate Summer Weekday | 3
| CAISO | 1-in-2 | 2026 | 8 | LCA | Outside LA Basin | Monthly System Peak Day | Hot Summer Weekday | 3
| CAISO | 1-in-2 | 2026 | 8 | LCA | Outside LA Basin | Typical Event Day | Hot Summer Weekday | 3
| CAISO | 1-in-2 | 2026 | 8 | Zone | Remainder of System | Average Weekday | Moderate Summer Weekday | 44
| CAISO | 1-in-2 | 2026 | 8 | Zone | Remainder of System | Monthly System Peak Day | Hot Summer Weekday | 44
| CAISO | 1-in-2 | 2026 | 8 | Zone | Remainder of System | Typical Event Day | Hot Summer Weekday | 44
| CAISO | 1-in-2 | 2026 | 8 | Zone | South Orange County | Average Weekday | Moderate Summer Weekday | 4
| CAISO | 1-in-2 | 2026 | 8 | Zone | South Orange County | Monthly System Peak Day | Hot Summer Weekday | 4
| CAISO | 1-in-2 | 2026 | 8 | Zone | South Orange County | Typical Event Day | Hot Summer Weekday | 4
| CAISO | 1-in-2 | 2026 | 8 | Zone | South of Lugo | Average Weekday | Moderate Summer Weekday | 17
| CAISO | 1-in-2 | 2026 | 8 | Zone | South of Lugo | Monthly System Peak Day | Hot Summer Weekday | 17
| CAISO | 1-in-2 | 2026 | 8 | Zone | South of Lugo | Typical Event Day | Hot Summer Weekday | 17
| CAISO | 1-in-2 | 2026 | 9 | All | All Customers | Average Weekday | Moderate Summer Weekday | 65
| CAISO | 1-in-2 | 2026 | 9 | All | All Customers | Monthly System Peak Day | Hot Summer Weekday | 65
| CAISO | 1-in-2 | 2026 | 9 | LCA | Big Creek/Ventura | Average Weekday | Moderate Summer Weekday | 9
| CAISO | 1-in-2 | 2026 | 9 | LCA | Big Creek/Ventura | Monthly System Peak Day | Hot Summer Weekday | 9
| CAISO | 1-in-2 | 2026 | 9 | LCA | LA Basin | Average Weekday | Moderate Summer Weekday | 53
| CAISO | 1-in-2 | 2026 | 9 | LCA | LA Basin | Monthly System Peak Day | Hot Summer Weekday | 53
| CAISO | 1-in-2 | 2026 | 9 | LCA | Outside LA Basin | Average Weekday | Moderate Summer Weekday | 3
| CAISO | 1-in-2 | 2026 | 9 | LCA | Outside LA Basin | Monthly System Peak Day | Hot Summer Weekday | 3
| CAISO | 1-in-2 | 2026 | 9 | Zone | Remainder of System | Average Weekday | Moderate Summer Weekday | 44
| CAISO | 1-in-2 | 2026 | 9 | Zone | Remainder of System | Monthly System Peak Day | Hot Summer Weekday | 44
| CAISO | 1-in-2 | 2026 | 9 | Zone | South Orange County | Average Weekday | Moderate Summer Weekday | 4
| CAISO | 1-in-2 | 2026 | 9 | Zone | South Orange County | Monthly System Peak Day | Hot Summer Weekday | 4
| CAISO | 1-in-2 | 2026 | 9 | Zone | South of Lugo | Average Weekday | Moderate Summer Weekday | 17
| CAISO | 1-in-2 | 2026 | 9 | Zone | South of Lugo | Monthly System Peak Day | Hot Summer Weekday | 17
| CAISO | 1-in-2 | 2026 | 10 | All | All Customers | Average Weekday | Low Cost Winter Weekday | 65
| CAISO | 1-in-2 | 2026 | 10 | All | All Customers | Monthly System Peak Day | High Cost Winter Weekday | 65
| CAISO | 1-in-2 | 2026 | 10 | LCA | Big Creek/Ventura | Average Weekday | Low Cost Winter Weekday | 9
| CAISO | 1-in-2 | 2026 | 10 | LCA | Big Creek/Ventura | Monthly System Peak Day | High Cost Winter Weekday | 9
| CAISO | 1-in-2 | 2026 | 10 | LCA | LA Basin | Average Weekday | Low Cost Winter Weekday | 53
| CAISO | 1-in-2 | 2026 | 10 | LCA | LA Basin | Monthly System Peak Day | High Cost Winter Weekday | 53
| CAISO | 1-in-2 | 2026 | 10 | LCA | Outside LA Basin | Average Weekday | Low Cost Winter Weekday | 3
| CAISO | 1-in-2 | 2026 | 10 | LCA | Outside LA Basin | Monthly System Peak Day | High Cost Winter Weekday | 3
| CAISO | 1-in-2 | 2026 | 10 | Zone | Remainder of System | Average Weekday | Low Cost Winter Weekday | 44
| CAISO | 1-in-2 | 2026 | 10 | Zone | Remainder of System | Monthly System Peak Day | High Cost Winter Weekday | 44
| CAISO | 1-in-2 | 2026 | 10 | Zone | South Orange County | Average Weekday | Low Cost Winter Weekday | 4
| CAISO | 1-in-2 | 2026 | 10 | Zone | South Orange County | Monthly System Peak Day | High Cost Winter Weekday | 4
| CAISO | 1-in-2 | 2026 | 10 | Zone | South of Lugo | Average Weekday | Low Cost Winter Weekday | 17
| CAISO | 1-in-2 | 2026 | 10 | Zone | South of Lugo | Monthly System Peak Day | High Cost Winter Weekday | 17
| CAISO | 1-in-2 | 2026 | 11 | All | All Customers | Average Weekday | Low Cost Winter Weekday | 65
| CAISO | 1-in-2 | 2026 | 11 | All | All Customers | Monthly System Peak Day | Low Cost Winter Weekday | 65
| CAISO | 1-in-2 | 2026 | 11 | LCA | Big Creek/Ventura | Average Weekday | Low Cost Winter Weekday | 9
| CAISO | 1-in-2 | 2026 | 11 | LCA | Big Creek/Ventura | Monthly System Peak Day | Low Cost Winter Weekday | 9
| CAISO | 1-in-2 | 2026 | 11 | LCA | LA Basin | Average Weekday | Low Cost Winter Weekday | 53
| CAISO | 1-in-2 | 2026 | 11 | LCA | LA Basin | Monthly System Peak Day | Low Cost Winter Weekday | 53
| CAISO | 1-in-2 | 2026 | 11 | LCA | Outside LA Basin | Average Weekday | Low Cost Winter Weekday | 3
| CAISO | 1-in-2 | 2026 | 11 | LCA | Outside LA Basin | Monthly System Peak Day | Low Cost Winter Weekday | 3
| CAISO | 1-in-2 | 2026 | 11 | Zone | Remainder of System | Average Weekday | Low Cost Winter Weekday | 44
| CAISO | 1-in-2 | 2026 | 11 | Zone | Remainder of System | Monthly System Peak Day | Low Cost Winter Weekday | 44
| CAISO | 1-in-2 | 2026 | 11 | Zone | South Orange County | Average Weekday | Low Cost Winter Weekday | 4
| CAISO | 1-in-2 | 2026 | 11 | Zone | South Orange County | Monthly System Peak Day | Low Cost Winter Weekday | 4
| CAISO | 1-in-2 | 2026 | 11 | Zone | South of Lugo | Average Weekday | Low Cost Winter Weekday | 17
| CAISO | 1-in-2 | 2026 | 11 | Zone | South of Lugo | Monthly System Peak Day | Low Cost Winter Weekday | 17
| CAISO | 1-in-2 | 2026 | 12 | All | All Customers | Average Weekday | Low Cost Winter Weekday | 65
| CAISO | 1-in-2 | 2026 | 12 | All | All Customers | Monthly System Peak Day | Low Cost Winter Weekday | 65
| CAISO | 1-in-2 | 2026 | 12 | LCA | Big Creek/Ventura | Average Weekday | Low Cost Winter Weekday | 9
| CAISO | 1-in-2 | 2026 | 12 | LCA | Big Creek/Ventura | Monthly System Peak Day | Low Cost Winter Weekday | 9
| CAISO | 1-in-2 | 2026 | 12 | LCA | LA Basin | Average Weekday | Low Cost Winter Weekday | 53
| CAISO | 1-in-2 | 2026 | 12 | LCA | LA Basin | Monthly System Peak Day | Low Cost Winter Weekday | 53
| CAISO | 1-in-2 | 2026 | 12 | LCA | Outside LA Basin | Average Weekday | Low Cost Winter Weekday | 3
| CAISO | 1-in-2 | 2026 | 12 | LCA | Outside LA Basin | Monthly System Peak Day | Low Cost Winter Weekday | 3
| CAISO | 1-in-2 | 2026 | 12 | Zone | Remainder of System | Average Weekday | Low Cost Winter Weekday | 44
| CAISO | 1-in-2 | 2026 | 12 | Zone | Remainder of System | Monthly System Peak Day | Low Cost Winter Weekday | 44
| CAISO | 1-in-2 | 2026 | 12 | Zone | South Orange County | Average Weekday | Low Cost Winter Weekday | 4
| CAISO | 1-in-2 | 2026 | 12 | Zone | South Orange County | Monthly System Peak Day | Low Cost Winter Weekday | 4
| CAISO | 1-in-2 | 2026 | 12 | Zone | South of Lugo | Average Weekday | Low Cost Winter Weekday | 17
| CAISO | 1-in-2 | 2026 | 12 | Zone | South of Lugo | Monthly System Peak Day | Low Cost Winter Weekday | 17
| CAISO | 1-in-2 | 2027 | 1 | All | All Customers | Average Weekday | Low Cost Winter Weekday | 65
| CAISO | 1-in-2 | 2027 | 1 | All | All Customers | Monthly System Peak Day | Low Cost Winter Weekday | 65
| CAISO | 1-in-2 | 2027 | 1 | LCA | Big Creek/Ventura | Average Weekday | Low Cost Winter Weekday | 9
| CAISO | 1-in-2 | 2027 | 1 | LCA | Big Creek/Ventura | Monthly System Peak Day | Low Cost Winter Weekday | 9
| CAISO | 1-in-2 | 2027 | 1 | LCA | LA Basin | Average Weekday | Low Cost Winter Weekday | 53
| CAISO | 1-in-2 | 2027 | 1 | LCA | LA Basin | Monthly System Peak Day | Low Cost Winter Weekday | 53
| CAISO | 1-in-2 | 2027 | 1 | LCA | Outside LA Basin | Average Weekday | Low Cost Winter Weekday | 3
| CAISO | 1-in-2 | 2027 | 1 | LCA | Outside LA Basin | Monthly System Peak Day | Low Cost Winter Weekday | 3
| CAISO | 1-in-2 | 2027 | 1 | Zone | Remainder of System | Average Weekday | Low Cost Winter Weekday | 44
| CAISO | 1-in-2 | 2027 | 1 | Zone | Remainder of System | Monthly System Peak Day | Low Cost Winter Weekday | 44
| CAISO | 1-in-2 | 2027 | 1 | Zone | South Orange County | Average Weekday | Low Cost Winter Weekday | 4
| CAISO | 1-in-2 | 2027 | 1 | Zone | South Orange County | Monthly System Peak Day | Low Cost Winter Weekday | 4
| CAISO | 1-in-2 | 2027 | 1 | Zone | South of Lugo | Average Weekday | Low Cost Winter Weekday | 17
| CAISO | 1-in-2 | 2027 | 1 | Zone | South of Lugo | Monthly System Peak Day | Low Cost Winter Weekday | 17
| CAISO | 1-in-2 | 2027 | 2 | All | All Customers | Average Weekday | Low Cost Winter Weekday | 65
| CAISO | 1-in-2 | 2027 | 2 | All | All Customers | Monthly System Peak Day | Low Cost Winter Weekday | 65
| CAISO | 1-in-2 | 2027 | 2 | LCA | Big Creek/Ventura | Average Weekday | Low Cost Winter Weekday | 9
| CAISO | 1-in-2 | 2027 | 2 | LCA | Big Creek/Ventura | Monthly System Peak Day | Low Cost Winter Weekday | 9
| CAISO | 1-in-2 | 2027 | 2 | LCA | LA Basin | Average Weekday | Low Cost Winter Weekday | 53
| CAISO | 1-in-2 | 2027 | 2 | LCA | LA Basin | Monthly System Peak Day | Low Cost Winter Weekday | 53
| CAISO | 1-in-2 | 2027 | 2 | LCA | Outside LA Basin | Average Weekday | Low Cost Winter Weekday | 3
| CAISO | 1-in-2 | 2027 | 2 | LCA | Outside LA Basin | Monthly System Peak Day | Low Cost Winter Weekday | 3
| CAISO | 1-in-2 | 2027 | 2 | Zone | Remainder of System | Average Weekday | Low Cost Winter Weekday | 44
| CAISO | 1-in-2 | 2027 | 2 | Zone | Remainder of System | Monthly System Peak Day | Low Cost Winter Weekday | 44
| CAISO | 1-in-2 | 2027 | 2 | Zone | South Orange County | Average Weekday | Low Cost Winter Weekday | 4
| CAISO | 1-in-2 | 2027 | 2 | Zone | South Orange County | Monthly System Peak Day | Low Cost Winter Weekday | 4
| CAISO | 1-in-2 | 2027 | 2 | Zone | South of Lugo | Average Weekday | Low Cost Winter Weekday | 17
| CAISO | 1-in-2 | 2027 | 2 | Zone | South of Lugo | Monthly System Peak Day | Low Cost Winter Weekday | 17
| CAISO | 1-in-2 | 2027 | 3 | All | All Customers | Average Weekday | Low Cost Winter Weekday | 65
| CAISO | 1-in-2 | 2027 | 3 | All | All Customers | Monthly System Peak Day | Low Cost Winter Weekday | 65
| CAISO | 1-in-2 | 2027 | 3 | LCA | Big Creek/Ventura | Average Weekday | Low Cost Winter Weekday | 9
| CAISO | 1-in-2 | 2027 | 3 | LCA | Big Creek/Ventura | Monthly System Peak Day | Low Cost Winter Weekday | 9
| CAISO | 1-in-2 | 2027 | 3 | LCA | LA Basin | Average Weekday | Low Cost Winter Weekday | 53
| CAISO | 1-in-2 | 2027 | 3 | LCA | LA Basin | Monthly System Peak Day | Low Cost Winter Weekday | 53
| CAISO | 1-in-2 | 2027 | 3 | LCA | Outside LA Basin | Average Weekday | Low Cost Winter Weekday | 3
| CAISO | 1-in-2 | 2027 | 3 | LCA | Outside LA Basin | Monthly System Peak Day | Low Cost Winter Weekday | 3
| CAISO | 1-in-2 | 2027 | 3 | Zone | Remainder of System | Average Weekday | Low Cost Winter Weekday | 44
| CAISO | 1-in-2 | 2027 | 3 | Zone | Remainder of System | Monthly System Peak Day | Low Cost Winter Weekday | 44
| CAISO | 1-in-2 | 2027 | 3 | Zone | South Orange County | Average Weekday | Low Cost Winter Weekday | 4
| CAISO | 1-in-2 | 2027 | 3 | Zone | South Orange County | Monthly System Peak Day | Low Cost Winter Weekday | 4
| CAISO | 1-in-2 | 2027 | 3 | Zone | South of Lugo | Average Weekday | Low Cost Winter Weekday | 17
| CAISO | 1-in-2 | 2027 | 3 | Zone | South of Lugo | Monthly System Peak Day | Low Cost Winter Weekday | 17
| CAISO | 1-in-2 | 2027 | 4 | All | All Customers | Average Weekday | Low Cost Winter Weekday | 65
| CAISO | 1-in-2 | 2027 | 4 | All | All Customers | Monthly System Peak Day | Low Cost Winter Weekday | 65
| CAISO | 1-in-2 | 2027 | 4 | LCA | Big Creek/Ventura | Average Weekday | Low Cost Winter Weekday | 9
| CAISO | 1-in-2 | 2027 | 4 | LCA | Big Creek/Ventura | Monthly System Peak Day | Low Cost Winter Weekday | 9
| CAISO | 1-in-2 | 2027 | 4 | LCA | LA Basin | Average Weekday | Low Cost Winter Weekday | 53
| CAISO | 1-in-2 | 2027 | 4 | LCA | LA Basin | Monthly System Peak Day | Low Cost Winter Weekday | 53
| CAISO | 1-in-2 | 2027 | 4 | LCA | Outside LA Basin | Average Weekday | Low Cost Winter Weekday | 3
| CAISO | 1-in-2 | 2027 | 4 | LCA | Outside LA Basin | Monthly System Peak Day | Low Cost Winter Weekday | 3
| CAISO | 1-in-2 | 2027 | 4 | Zone | Remainder of System | Average Weekday | Low Cost Winter Weekday | 44
| CAISO | 1-in-2 | 2027 | 4 | Zone | Remainder of System | Monthly System Peak Day | Low Cost Winter Weekday | 44
| CAISO | 1-in-2 | 2027 | 4 | Zone | South Orange County | Average Weekday | Low Cost Winter Weekday | 4
| CAISO | 1-in-2 | 2027 | 4 | Zone | South Orange County | Monthly System Peak Day | Low Cost Winter Weekday | 4
| CAISO | 1-in-2 | 2027 | 4 | Zone | South of Lugo | Average Weekday | Low Cost Winter Weekday | 17
| CAISO | 1-in-2 | 2027 | 4 | Zone | South of Lugo | Monthly System Peak Day | Low Cost Winter Weekday | 17
| CAISO | 1-in-2 | 2027 | 5 | All | All Customers | Average Weekday | Low Cost Winter Weekday | 65
| CAISO | 1-in-2 | 2027 | 5 | All | All Customers | Monthly System Peak Day | Low Cost Winter Weekday | 65
| CAISO | 1-in-2 | 2027 | 5 | LCA | Big Creek/Ventura | Average Weekday | Low Cost Winter Weekday | 9
| CAISO | 1-in-2 | 2027 | 5 | LCA | Big Creek/Ventura | Monthly System Peak Day | Low Cost Winter Weekday | 9
| CAISO | 1-in-2 | 2027 | 5 | LCA | LA Basin | Average Weekday | Low Cost Winter Weekday | 53
| CAISO | 1-in-2 | 2027 | 5 | LCA | LA Basin | Monthly System Peak Day | Low Cost Winter Weekday | 53
| CAISO | 1-in-2 | 2027 | 5 | LCA | Outside LA Basin | Average Weekday | Low Cost Winter Weekday | 3
| CAISO | 1-in-2 | 2027 | 5 | LCA | Outside LA Basin | Monthly System Peak Day | Low Cost Winter Weekday | 3
| CAISO | 1-in-2 | 2027 | 5 | Zone | Remainder of System | Average Weekday | Low Cost Winter Weekday | 44
| CAISO | 1-in-2 | 2027 | 5 | Zone | Remainder of System | Monthly System Peak Day | Low Cost Winter Weekday | 44
| CAISO | 1-in-2 | 2027 | 5 | Zone | South Orange County | Average Weekday | Low Cost Winter Weekday | 4
| CAISO | 1-in-2 | 2027 | 5 | Zone | South Orange County | Monthly System Peak Day | Low Cost Winter Weekday | 4
| CAISO | 1-in-2 | 2027 | 5 | Zone | South of Lugo | Average Weekday | Low Cost Winter Weekday | 17
| CAISO | 1-in-2 | 2027 | 5 | Zone | South of Lugo | Monthly System Peak Day | Low Cost Winter Weekday | 17
| CAISO | 1-in-2 | 2027 | 6 | All | All Customers | Average Weekday | Mild Summer Weekday | 65
| CAISO | 1-in-2 | 2027 | 6 | All | All Customers | Monthly System Peak Day | Moderate Summer Weekday | 65
| CAISO | 1-in-2 | 2027 | 6 | LCA | Big Creek/Ventura | Average Weekday | Mild Summer Weekday | 9
| CAISO | 1-in-2 | 2027 | 6 | LCA | Big Creek/Ventura | Monthly System Peak Day | Moderate Summer Weekday | 9
| CAISO | 1-in-2 | 2027 | 6 | LCA | LA Basin | Average Weekday | Mild Summer Weekday | 53
| CAISO | 1-in-2 | 2027 | 6 | LCA | LA Basin | Monthly System Peak Day | Moderate Summer Weekday | 53
| CAISO | 1-in-2 | 2027 | 6 | LCA | Outside LA Basin | Average Weekday | Mild Summer Weekday | 3
| CAISO | 1-in-2 | 2027 | 6 | LCA | Outside LA Basin | Monthly System Peak Day | Moderate Summer Weekday | 3
| CAISO | 1-in-2 | 2027 | 6 | Zone | Remainder of System | Average Weekday | Mild Summer Weekday | 44
| CAISO | 1-in-2 | 2027 | 6 | Zone | Remainder of System | Monthly System Peak Day | Moderate Summer Weekday | 44
| CAISO | 1-in-2 | 2027 | 6 | Zone | South Orange County | Average Weekday | Mild Summer Weekday | 4
| CAISO | 1-in-2 | 2027 | 6 | Zone | South Orange County | Monthly System Peak Day | Moderate Summer Weekday | 4
| CAISO | 1-in-2 | 2027 | 6 | Zone | South of Lugo | Average Weekday | Mild Summer Weekday | 17
| CAISO | 1-in-2 | 2027 | 6 | Zone | South of Lugo | Monthly System Peak Day | Moderate Summer Weekday | 17
| CAISO | 1-in-2 | 2027 | 7 | All | All Customers | Average Weekday | Moderate Summer Weekday | 65
| CAISO | 1-in-2 | 2027 | 7 | All | All Customers | Monthly System Peak Day | Hot Summer Weekday | 65
| CAISO | 1-in-2 | 2027 | 7 | LCA | Big Creek/Ventura | Average Weekday | Moderate Summer Weekday | 9
| CAISO | 1-in-2 | 2027 | 7 | LCA | Big Creek/Ventura | Monthly System Peak Day | Hot Summer Weekday | 9
| CAISO | 1-in-2 | 2027 | 7 | LCA | LA Basin | Average Weekday | Moderate Summer Weekday | 53
| CAISO | 1-in-2 | 2027 | 7 | LCA | LA Basin | Monthly System Peak Day | Hot Summer Weekday | 53
| CAISO | 1-in-2 | 2027 | 7 | LCA | Outside LA Basin | Average Weekday | Moderate Summer Weekday | 3
| CAISO | 1-in-2 | 2027 | 7 | LCA | Outside LA Basin | Monthly System Peak Day | Hot Summer Weekday | 3
| CAISO | 1-in-2 | 2027 | 7 | Zone | Remainder of System | Average Weekday | Moderate Summer Weekday | 44
| CAISO | 1-in-2 | 2027 | 7 | Zone | Remainder of System | Monthly System Peak Day | Hot Summer Weekday | 44
| CAISO | 1-in-2 | 2027 | 7 | Zone | South Orange County | Average Weekday | Moderate Summer Weekday | 4
| CAISO | 1-in-2 | 2027 | 7 | Zone | South Orange County | Monthly System Peak Day | Hot Summer Weekday | 4
| CAISO | 1-in-2 | 2027 | 7 | Zone | South of Lugo | Average Weekday | Moderate Summer Weekday | 17
| CAISO | 1-in-2 | 2027 | 7 | Zone | South of Lugo | Monthly System Peak Day | Hot Summer Weekday | 17
| CAISO | 1-in-2 | 2027 | 8 | All | All Customers | Average Weekday | Moderate Summer Weekday | 65
| CAISO | 1-in-2 | 2027 | 8 | All | All Customers | Monthly System Peak Day | Hot Summer Weekday | 65
| CAISO | 1-in-2 | 2027 | 8 | All | All Customers | Typical Event Day | Hot Summer Weekday | 65
| CAISO | 1-in-2 | 2027 | 8 | LCA | Big Creek/Ventura | Average Weekday | Moderate Summer Weekday | 9
| CAISO | 1-in-2 | 2027 | 8 | LCA | Big Creek/Ventura | Monthly System Peak Day | Hot Summer Weekday | 9
| CAISO | 1-in-2 | 2027 | 8 | LCA | Big Creek/Ventura | Typical Event Day | Hot Summer Weekday | 9
| CAISO | 1-in-2 | 2027 | 8 | LCA | LA Basin | Average Weekday | Moderate Summer Weekday | 53
| CAISO | 1-in-2 | 2027 | 8 | LCA | LA Basin | Monthly System Peak Day | Hot Summer Weekday | 53
| CAISO | 1-in-2 | 2027 | 8 | LCA | LA Basin | Typical Event Day | Hot Summer Weekday | 53
| CAISO | 1-in-2 | 2027 | 8 | LCA | Outside LA Basin | Average Weekday | Moderate Summer Weekday | 3
| CAISO | 1-in-2 | 2027 | 8 | LCA | Outside LA Basin | Monthly System Peak Day | Hot Summer Weekday | 3
| CAISO | 1-in-2 | 2027 | 8 | LCA | Outside LA Basin | Typical Event Day | Hot Summer Weekday | 3
| CAISO | 1-in-2 | 2027 | 8 | Zone | Remainder of System | Average Weekday | Moderate Summer Weekday | 44
| CAISO | 1-in-2 | 2027 | 8 | Zone | Remainder of System | Monthly System Peak Day | Hot Summer Weekday | 44
| CAISO | 1-in-2 | 2027 | 8 | Zone | Remainder of System | Typical Event Day | Hot Summer Weekday | 44
| CAISO | 1-in-2 | 2027 | 8 | Zone | South Orange County | Average Weekday | Moderate Summer Weekday | 4
| CAISO | 1-in-2 | 2027 | 8 | Zone | South Orange County | Monthly System Peak Day | Hot Summer Weekday | 4
| CAISO | 1-in-2 | 2027 | 8 | Zone | South Orange County | Typical Event Day | Hot Summer Weekday | 4
| CAISO | 1-in-2 | 2027 | 8 | Zone | South of Lugo | Average Weekday | Moderate Summer Weekday | 17
| CAISO | 1-in-2 | 2027 | 8 | Zone | South of Lugo | Monthly System Peak Day | Hot Summer Weekday | 17
| CAISO | 1-in-2 | 2027 | 8 | Zone | South of Lugo | Typical Event Day | Hot Summer Weekday | 17
| CAISO | 1-in-2 | 2027 | 9 | All | All Customers | Average Weekday | Moderate Summer Weekday | 65
| CAISO | 1-in-2 | 2027 | 9 | All | All Customers | Monthly System Peak Day | Hot Summer Weekday | 65
| CAISO | 1-in-2 | 2027 | 9 | LCA | Big Creek/Ventura | Average Weekday | Moderate Summer Weekday | 9
| CAISO | 1-in-2 | 2027 | 9 | LCA | Big Creek/Ventura | Monthly System Peak Day | Hot Summer Weekday | 9
| CAISO | 1-in-2 | 2027 | 9 | LCA | LA Basin | Average Weekday | Moderate Summer Weekday | 53
| CAISO | 1-in-2 | 2027 | 9 | LCA | LA Basin | Monthly System Peak Day | Hot Summer Weekday | 53
| CAISO | 1-in-2 | 2027 | 9 | LCA | Outside LA Basin | Average Weekday | Moderate Summer Weekday | 3
| CAISO | 1-in-2 | 2027 | 9 | LCA | Outside LA Basin | Monthly System Peak Day | Hot Summer Weekday | 3
| CAISO | 1-in-2 | 2027 | 9 | Zone | Remainder of System | Average Weekday | Moderate Summer Weekday | 44
| CAISO | 1-in-2 | 2027 | 9 | Zone | Remainder of System | Monthly System Peak Day | Hot Summer Weekday | 44
| CAISO | 1-in-2 | 2027 | 9 | Zone | South Orange County | Average Weekday | Moderate Summer Weekday | 4
| CAISO | 1-in-2 | 2027 | 9 | Zone | South Orange County | Monthly System Peak Day | Hot Summer Weekday | 4
| CAISO | 1-in-2 | 2027 | 9 | Zone | South of Lugo | Average Weekday | Moderate Summer Weekday | 17
| CAISO | 1-in-2 | 2027 | 9 | Zone | South of Lugo | Monthly System Peak Day | Hot Summer Weekday | 17
| CAISO | 1-in-2 | 2027 | 10 | All | All Customers | Average Weekday | Low Cost Winter Weekday | 65
| CAISO | 1-in-2 | 2027 | 10 | All | All Customers | Monthly System Peak Day | High Cost Winter Weekday | 65
| CAISO | 1-in-2 | 2027 | 10 | LCA | Big Creek/Ventura | Average Weekday | Low Cost Winter Weekday | 9
| CAISO | 1-in-2 | 2027 | 10 | LCA | Big Creek/Ventura | Monthly System Peak Day | High Cost Winter Weekday | 9
| CAISO | 1-in-2 | 2027 | 10 | LCA | LA Basin | Average Weekday | Low Cost Winter Weekday | 53
| CAISO | 1-in-2 | 2027 | 10 | LCA | LA Basin | Monthly System Peak Day | High Cost Winter Weekday | 53
| CAISO | 1-in-2 | 2027 | 10 | LCA | Outside LA Basin | Average Weekday | Low Cost Winter Weekday | 3
| CAISO | 1-in-2 | 2027 | 10 | LCA | Outside LA Basin | Monthly System Peak Day | High Cost Winter Weekday | 3
| CAISO | 1-in-2 | 2027 | 10 | Zone | Remainder of System | Average Weekday | Low Cost Winter Weekday | 44
| CAISO | 1-in-2 | 2027 | 10 | Zone | Remainder of System | Monthly System Peak Day | High Cost Winter Weekday | 44
| CAISO | 1-in-2 | 2027 | 10 | Zone | South Orange County | Average Weekday | Low Cost Winter Weekday | 4
| CAISO | 1-in-2 | 2027 | 10 | Zone | South Orange County | Monthly System Peak Day | High Cost Winter Weekday | 4
| CAISO | 1-in-2 | 2027 | 10 | Zone | South of Lugo | Average Weekday | Low Cost Winter Weekday | 17
| CAISO | 1-in-2 | 2027 | 10 | Zone | South of Lugo | Monthly System Peak Day | High Cost Winter Weekday | 17
| CAISO | 1-in-2 | 2027 | 11 | All | All Customers | Average Weekday | Low Cost Winter Weekday | 65
| CAISO | 1-in-2 | 2027 | 11 | All | All Customers | Monthly System Peak Day | Low Cost Winter Weekday | 65
| CAISO | 1-in-2 | 2027 | 11 | LCA | Big Creek/Ventura | Average Weekday | Low Cost Winter Weekday | 9
| CAISO | 1-in-2 | 2027 | 11 | LCA | Big Creek/Ventura | Monthly System Peak Day | Low Cost Winter Weekday | 9
| CAISO | 1-in-2 | 2027 | 11 | LCA | LA Basin | Average Weekday | Low Cost Winter Weekday | 53
| CAISO | 1-in-2 | 2027 | 11 | LCA | LA Basin | Monthly System Peak Day | Low Cost Winter Weekday | 53
| CAISO | 1-in-2 | 2027 | 11 | LCA | Outside LA Basin | Average Weekday | Low Cost Winter Weekday | 3
| CAISO | 1-in-2 | 2027 | 11 | LCA | Outside LA Basin | Monthly System Peak Day | Low Cost Winter Weekday | 3
| CAISO | 1-in-2 | 2027 | 11 | Zone | Remainder of System | Average Weekday | Low Cost Winter Weekday | 44
| CAISO | 1-in-2 | 2027 | 11 | Zone | Remainder of System | Monthly System Peak Day | Low Cost Winter Weekday | 44
| CAISO | 1-in-2 | 2027 | 11 | Zone | South Orange County | Average Weekday | Low Cost Winter Weekday | 4
| CAISO | 1-in-2 | 2027 | 11 | Zone | South Orange County | Monthly System Peak Day | Low Cost Winter Weekday | 4
| CAISO | 1-in-2 | 2027 | 11 | Zone | South of Lugo | Average Weekday | Low Cost Winter Weekday | 17
| CAISO | 1-in-2 | 2027 | 11 | Zone | South of Lugo | Monthly System Peak Day | Low Cost Winter Weekday | 17
| CAISO | 1-in-2 | 2027 | 12 | All | All Customers | Average Weekday | Low Cost Winter Weekday | 65
| CAISO | 1-in-2 | 2027 | 12 | All | All Customers | Monthly System Peak Day | Low Cost Winter Weekday | 65
| CAISO | 1-in-2 | 2027 | 12 | LCA | Big Creek/Ventura | Average Weekday | Low Cost Winter Weekday | 9
| CAISO | 1-in-2 | 2027 | 12 | LCA | Big Creek/Ventura | Monthly System Peak Day | Low Cost Winter Weekday | 9
| CAISO | 1-in-2 | 2027 | 12 | LCA | LA Basin | Average Weekday | Low Cost Winter Weekday | 53
| CAISO | 1-in-2 | 2027 | 12 | LCA | LA Basin | Monthly System Peak Day | Low Cost Winter Weekday | 53
| CAISO | 1-in-2 | 2027 | 12 | LCA | Outside LA Basin | Average Weekday | Low Cost Winter Weekday | 3
| CAISO | 1-in-2 | 2027 | 12 | LCA | Outside LA Basin | Monthly System Peak Day | Low Cost Winter Weekday | 3
| CAISO | 1-in-2 | 2027 | 12 | Zone | Remainder of System | Average Weekday | Low Cost Winter Weekday | 44
| CAISO | 1-in-2 | 2027 | 12 | Zone | Remainder of System | Monthly System Peak Day | Low Cost Winter Weekday | 44
| CAISO | 1-in-2 | 2027 | 12 | Zone | South Orange County | Average Weekday | Low Cost Winter Weekday | 4
| CAISO | 1-in-2 | 2027 | 12 | Zone | South Orange County | Monthly System Peak Day | Low Cost Winter Weekday | 4
| CAISO | 1-in-2 | 2027 | 12 | Zone | South of Lugo | Average Weekday | Low Cost Winter Weekday | 17
| CAISO | 1-in-2 | 2027 | 12 | Zone | South of Lugo | Monthly System Peak Day | Low Cost Winter Weekday | 17
| CAISO | 1-in-2 | 2028 | 1 | All | All Customers | Average Weekday | Low Cost Winter Weekday | 65
| CAISO | 1-in-2 | 2028 | 1 | All | All Customers | Monthly System Peak Day | Low Cost Winter Weekday | 65
| CAISO | 1-in-2 | 2028 | 1 | LCA | Big Creek/Ventura | Average Weekday | Low Cost Winter Weekday | 9
| CAISO | 1-in-2 | 2028 | 1 | LCA | Big Creek/Ventura | Monthly System Peak Day | Low Cost Winter Weekday | 9
| CAISO | 1-in-2 | 2028 | 1 | LCA | LA Basin | Average Weekday | Low Cost Winter Weekday | 53
| CAISO | 1-in-2 | 2028 | 1 | LCA | LA Basin | Monthly System Peak Day | Low Cost Winter Weekday | 53
| CAISO | 1-in-2 | 2028 | 1 | LCA | Outside LA Basin | Average Weekday | Low Cost Winter Weekday | 3
| CAISO | 1-in-2 | 2028 | 1 | LCA | Outside LA Basin | Monthly System Peak Day | Low Cost Winter Weekday | 3
| CAISO | 1-in-2 | 2028 | 1 | Zone | Remainder of System | Average Weekday | Low Cost Winter Weekday | 44
| CAISO | 1-in-2 | 2028 | 1 | Zone | Remainder of System | Monthly System Peak Day | Low Cost Winter Weekday | 44
| CAISO | 1-in-2 | 2028 | 1 | Zone | South Orange County | Average Weekday | Low Cost Winter Weekday | 4
| CAISO | 1-in-2 | 2028 | 1 | Zone | South Orange County | Monthly System Peak Day | Low Cost Winter Weekday | 4
| CAISO | 1-in-2 | 2028 | 1 | Zone | South of Lugo | Average Weekday | Low Cost Winter Weekday | 17
| CAISO | 1-in-2 | 2028 | 1 | Zone | South of Lugo | Monthly System Peak Day | Low Cost Winter Weekday | 17
| CAISO | 1-in-2 | 2028 | 2 | All | All Customers | Average Weekday | Low Cost Winter Weekday | 65
| CAISO | 1-in-2 | 2028 | 2 | All | All Customers | Monthly System Peak Day | Low Cost Winter Weekday | 65
| CAISO | 1-in-2 | 2028 | 2 | LCA | Big Creek/Ventura | Average Weekday | Low Cost Winter Weekday | 9
| CAISO | 1-in-2 | 2028 | 2 | LCA | Big Creek/Ventura | Monthly System Peak Day | Low Cost Winter Weekday | 9
| CAISO | 1-in-2 | 2028 | 2 | LCA | LA Basin | Average Weekday | Low Cost Winter Weekday | 53
| CAISO | 1-in-2 | 2028 | 2 | LCA | LA Basin | Monthly System Peak Day | Low Cost Winter Weekday | 53
| CAISO | 1-in-2 | 2028 | 2 | LCA | Outside LA Basin | Average Weekday | Low Cost Winter Weekday | 3
| CAISO | 1-in-2 | 2028 | 2 | LCA | Outside LA Basin | Monthly System Peak Day | Low Cost Winter Weekday | 3
| CAISO | 1-in-2 | 2028 | 2 | Zone | Remainder of System | Average Weekday | Low Cost Winter Weekday | 44
| CAISO | 1-in-2 | 2028 | 2 | Zone | Remainder of System | Monthly System Peak Day | Low Cost Winter Weekday | 44
| CAISO | 1-in-2 | 2028 | 2 | Zone | South Orange County | Average Weekday | Low Cost Winter Weekday | 4
| CAISO | 1-in-2 | 2028 | 2 | Zone | South Orange County | Monthly System Peak Day | Low Cost Winter Weekday | 4
| CAISO | 1-in-2 | 2028 | 2 | Zone | South of Lugo | Average Weekday | Low Cost Winter Weekday | 17
| CAISO | 1-in-2 | 2028 | 2 | Zone | South of Lugo | Monthly System Peak Day | Low Cost Winter Weekday | 17
| CAISO | 1-in-2 | 2028 | 3 | All | All Customers | Average Weekday | Low Cost Winter Weekday | 65
| CAISO | 1-in-2 | 2028 | 3 | All | All Customers | Monthly System Peak Day | Low Cost Winter Weekday | 65
| CAISO | 1-in-2 | 2028 | 3 | LCA | Big Creek/Ventura | Average Weekday | Low Cost Winter Weekday | 9
| CAISO | 1-in-2 | 2028 | 3 | LCA | Big Creek/Ventura | Monthly System Peak Day | Low Cost Winter Weekday | 9
| CAISO | 1-in-2 | 2028 | 3 | LCA | LA Basin | Average Weekday | Low Cost Winter Weekday | 53
| CAISO | 1-in-2 | 2028 | 3 | LCA | LA Basin | Monthly System Peak Day | Low Cost Winter Weekday | 53
| CAISO | 1-in-2 | 2028 | 3 | LCA | Outside LA Basin | Average Weekday | Low Cost Winter Weekday | 3
| CAISO | 1-in-2 | 2028 | 3 | LCA | Outside LA Basin | Monthly System Peak Day | Low Cost Winter Weekday | 3
| CAISO | 1-in-2 | 2028 | 3 | Zone | Remainder of System | Average Weekday | Low Cost Winter Weekday | 44
| CAISO | 1-in-2 | 2028 | 3 | Zone | Remainder of System | Monthly System Peak Day | Low Cost Winter Weekday | 44
| CAISO | 1-in-2 | 2028 | 3 | Zone | South Orange County | Average Weekday | Low Cost Winter Weekday | 4
| CAISO | 1-in-2 | 2028 | 3 | Zone | South Orange County | Monthly System Peak Day | Low Cost Winter Weekday | 4
| CAISO | 1-in-2 | 2028 | 3 | Zone | South of Lugo | Average Weekday | Low Cost Winter Weekday | 17
| CAISO | 1-in-2 | 2028 | 3 | Zone | South of Lugo | Monthly System Peak Day | Low Cost Winter Weekday | 17
| CAISO | 1-in-2 | 2028 | 4 | All | All Customers | Average Weekday | Low Cost Winter Weekday | 65
| CAISO | 1-in-2 | 2028 | 4 | All | All Customers | Monthly System Peak Day | Low Cost Winter Weekday | 65
| CAISO | 1-in-2 | 2028 | 4 | LCA | Big Creek/Ventura | Average Weekday | Low Cost Winter Weekday | 9
| CAISO | 1-in-2 | 2028 | 4 | LCA | Big Creek/Ventura | Monthly System Peak Day | Low Cost Winter Weekday | 9
| CAISO | 1-in-2 | 2028 | 4 | LCA | LA Basin | Average Weekday | Low Cost Winter Weekday | 53
| CAISO | 1-in-2 | 2028 | 4 | LCA | LA Basin | Monthly System Peak Day | Low Cost Winter Weekday | 53
| CAISO | 1-in-2 | 2028 | 4 | LCA | Outside LA Basin | Average Weekday | Low Cost Winter Weekday | 3
| CAISO | 1-in-2 | 2028 | 4 | LCA | Outside LA Basin | Monthly System Peak Day | Low Cost Winter Weekday | 3
| CAISO | 1-in-2 | 2028 | 4 | Zone | Remainder of System | Average Weekday | Low Cost Winter Weekday | 44
| CAISO | 1-in-2 | 2028 | 4 | Zone | Remainder of System | Monthly System Peak Day | Low Cost Winter Weekday | 44
| CAISO | 1-in-2 | 2028 | 4 | Zone | South Orange County | Average Weekday | Low Cost Winter Weekday | 4
| CAISO | 1-in-2 | 2028 | 4 | Zone | South Orange County | Monthly System Peak Day | Low Cost Winter Weekday | 4
| CAISO | 1-in-2 | 2028 | 4 | Zone | South of Lugo | Average Weekday | Low Cost Winter Weekday | 17
| CAISO | 1-in-2 | 2028 | 4 | Zone | South of Lugo | Monthly System Peak Day | Low Cost Winter Weekday | 17
| CAISO | 1-in-2 | 2028 | 5 | All | All Customers | Average Weekday | Low Cost Winter Weekday | 65
| CAISO | 1-in-2 | 2028 | 5 | All | All Customers | Monthly System Peak Day | Low Cost Winter Weekday | 65
| CAISO | 1-in-2 | 2028 | 5 | LCA | Big Creek/Ventura | Average Weekday | Low Cost Winter Weekday | 9
| CAISO | 1-in-2 | 2028 | 5 | LCA | Big Creek/Ventura | Monthly System Peak Day | Low Cost Winter Weekday | 9
| CAISO | 1-in-2 | 2028 | 5 | LCA | LA Basin | Average Weekday | Low Cost Winter Weekday | 53
| CAISO | 1-in-2 | 2028 | 5 | LCA | LA Basin | Monthly System Peak Day | Low Cost Winter Weekday | 53
| CAISO | 1-in-2 | 2028 | 5 | LCA | Outside LA Basin | Average Weekday | Low Cost Winter Weekday | 3
| CAISO | 1-in-2 | 2028 | 5 | LCA | Outside LA Basin | Monthly System Peak Day | Low Cost Winter Weekday | 3
| CAISO | 1-in-2 | 2028 | 5 | Zone | Remainder of System | Average Weekday | Low Cost Winter Weekday | 44
| CAISO | 1-in-2 | 2028 | 5 | Zone | Remainder of System | Monthly System Peak Day | Low Cost Winter Weekday | 44
| CAISO | 1-in-2 | 2028 | 5 | Zone | South Orange County | Average Weekday | Low Cost Winter Weekday | 4
| CAISO | 1-in-2 | 2028 | 5 | Zone | South Orange County | Monthly System Peak Day | Low Cost Winter Weekday | 4
| CAISO | 1-in-2 | 2028 | 5 | Zone | South of Lugo | Average Weekday | Low Cost Winter Weekday | 17
| CAISO | 1-in-2 | 2028 | 5 | Zone | South of Lugo | Monthly System Peak Day | Low Cost Winter Weekday | 17
| CAISO | 1-in-2 | 2028 | 6 | All | All Customers | Average Weekday | Mild Summer Weekday | 65
| CAISO | 1-in-2 | 2028 | 6 | All | All Customers | Monthly System Peak Day | Moderate Summer Weekday | 65
| CAISO | 1-in-2 | 2028 | 6 | LCA | Big Creek/Ventura | Average Weekday | Mild Summer Weekday | 9
| CAISO | 1-in-2 | 2028 | 6 | LCA | Big Creek/Ventura | Monthly System Peak Day | Moderate Summer Weekday | 9
| CAISO | 1-in-2 | 2028 | 6 | LCA | LA Basin | Average Weekday | Mild Summer Weekday | 53
| CAISO | 1-in-2 | 2028 | 6 | LCA | LA Basin | Monthly System Peak Day | Moderate Summer Weekday | 53
| CAISO | 1-in-2 | 2028 | 6 | LCA | Outside LA Basin | Average Weekday | Mild Summer Weekday | 3
| CAISO | 1-in-2 | 2028 | 6 | LCA | Outside LA Basin | Monthly System Peak Day | Moderate Summer Weekday | 3
| CAISO | 1-in-2 | 2028 | 6 | Zone | Remainder of System | Average Weekday | Mild Summer Weekday | 44
| CAISO | 1-in-2 | 2028 | 6 | Zone | Remainder of System | Monthly System Peak Day | Moderate Summer Weekday | 44
| CAISO | 1-in-2 | 2028 | 6 | Zone | South Orange County | Average Weekday | Mild Summer Weekday | 4
| CAISO | 1-in-2 | 2028 | 6 | Zone | South Orange County | Monthly System Peak Day | Moderate Summer Weekday | 4
| CAISO | 1-in-2 | 2028 | 6 | Zone | South of Lugo | Average Weekday | Mild Summer Weekday | 17
| CAISO | 1-in-2 | 2028 | 6 | Zone | South of Lugo | Monthly System Peak Day | Moderate Summer Weekday | 17
| CAISO | 1-in-2 | 2028 | 7 | All | All Customers | Average Weekday | Moderate Summer Weekday | 65
| CAISO | 1-in-2 | 2028 | 7 | All | All Customers | Monthly System Peak Day | Hot Summer Weekday | 65
| CAISO | 1-in-2 | 2028 | 7 | LCA | Big Creek/Ventura | Average Weekday | Moderate Summer Weekday | 9
| CAISO | 1-in-2 | 2028 | 7 | LCA | Big Creek/Ventura | Monthly System Peak Day | Hot Summer Weekday | 9
| CAISO | 1-in-2 | 2028 | 7 | LCA | LA Basin | Average Weekday | Moderate Summer Weekday | 53
| CAISO | 1-in-2 | 2028 | 7 | LCA | LA Basin | Monthly System Peak Day | Hot Summer Weekday | 53
| CAISO | 1-in-2 | 2028 | 7 | LCA | Outside LA Basin | Average Weekday | Moderate Summer Weekday | 3
| CAISO | 1-in-2 | 2028 | 7 | LCA | Outside LA Basin | Monthly System Peak Day | Hot Summer Weekday | 3
| CAISO | 1-in-2 | 2028 | 7 | Zone | Remainder of System | Average Weekday | Moderate Summer Weekday | 44
| CAISO | 1-in-2 | 2028 | 7 | Zone | Remainder of System | Monthly System Peak Day | Hot Summer Weekday | 44
| CAISO | 1-in-2 | 2028 | 7 | Zone | South Orange County | Average Weekday | Moderate Summer Weekday | 4
| CAISO | 1-in-2 | 2028 | 7 | Zone | South Orange County | Monthly System Peak Day | Hot Summer Weekday | 4
| CAISO | 1-in-2 | 2028 | 7 | Zone | South of Lugo | Average Weekday | Moderate Summer Weekday | 17
| CAISO | 1-in-2 | 2028 | 7 | Zone | South of Lugo | Monthly System Peak Day | Hot Summer Weekday | 17
| CAISO | 1-in-2 | 2028 | 8 | All | All Customers | Average Weekday | Moderate Summer Weekday | 65
| CAISO | 1-in-2 | 2028 | 8 | All | All Customers | Monthly System Peak Day | Hot Summer Weekday | 65
| CAISO | 1-in-2 | 2028 | 8 | All | All Customers | Typical Event Day | Hot Summer Weekday | 65
| CAISO | 1-in-2 | 2028 | 8 | LCA | Big Creek/Ventura | Average Weekday | Moderate Summer Weekday | 9
| CAISO | 1-in-2 | 2028 | 8 | LCA | Big Creek/Ventura | Monthly System Peak Day | Hot Summer Weekday | 9
| CAISO | 1-in-2 | 2028 | 8 | LCA | Big Creek/Ventura | Typical Event Day | Hot Summer Weekday | 9
| CAISO | 1-in-2 | 2028 | 8 | LCA | LA Basin | Average Weekday | Moderate Summer Weekday | 53
| CAISO | 1-in-2 | 2028 | 8 | LCA | LA Basin | Monthly System Peak Day | Hot Summer Weekday | 53
| CAISO | 1-in-2 | 2028 | 8 | LCA | LA Basin | Typical Event Day | Hot Summer Weekday | 53
| CAISO | 1-in-2 | 2028 | 8 | LCA | Outside LA Basin | Average Weekday | Moderate Summer Weekday | 3
| CAISO | 1-in-2 | 2028 | 8 | LCA | Outside LA Basin | Monthly System Peak Day | Hot Summer Weekday | 3
| CAISO | 1-in-2 | 2028 | 8 | LCA | Outside LA Basin | Typical Event Day | Hot Summer Weekday | 3
| CAISO | 1-in-2 | 2028 | 8 | Zone | Remainder of System | Average Weekday | Moderate Summer Weekday | 44
| CAISO | 1-in-2 | 2028 | 8 | Zone | Remainder of System | Monthly System Peak Day | Hot Summer Weekday | 44
| CAISO | 1-in-2 | 2028 | 8 | Zone | Remainder of System | Typical Event Day | Hot Summer Weekday | 44
| CAISO | 1-in-2 | 2028 | 8 | Zone | South Orange County | Average Weekday | Moderate Summer Weekday | 4
| CAISO | 1-in-2 | 2028 | 8 | Zone | South Orange County | Monthly System Peak Day | Hot Summer Weekday | 4
| CAISO | 1-in-2 | 2028 | 8 | Zone | South Orange County | Typical Event Day | Hot Summer Weekday | 4
| CAISO | 1-in-2 | 2028 | 8 | Zone | South of Lugo | Average Weekday | Moderate Summer Weekday | 17
| CAISO | 1-in-2 | 2028 | 8 | Zone | South of Lugo | Monthly System Peak Day | Hot Summer Weekday | 17
| CAISO | 1-in-2 | 2028 | 8 | Zone | South of Lugo | Typical Event Day | Hot Summer Weekday | 17
| CAISO | 1-in-2 | 2028 | 9 | All | All Customers | Average Weekday | Moderate Summer Weekday | 65
| CAISO | 1-in-2 | 2028 | 9 | All | All Customers | Monthly System Peak Day | Hot Summer Weekday | 65
| CAISO | 1-in-2 | 2028 | 9 | LCA | Big Creek/Ventura | Average Weekday | Moderate Summer Weekday | 9
| CAISO | 1-in-2 | 2028 | 9 | LCA | Big Creek/Ventura | Monthly System Peak Day | Hot Summer Weekday | 9
| CAISO | 1-in-2 | 2028 | 9 | LCA | LA Basin | Average Weekday | Moderate Summer Weekday | 53
| CAISO | 1-in-2 | 2028 | 9 | LCA | LA Basin | Monthly System Peak Day | Hot Summer Weekday | 53
| CAISO | 1-in-2 | 2028 | 9 | LCA | Outside LA Basin | Average Weekday | Moderate Summer Weekday | 3
| CAISO | 1-in-2 | 2028 | 9 | LCA | Outside LA Basin | Monthly System Peak Day | Hot Summer Weekday | 3
| CAISO | 1-in-2 | 2028 | 9 | Zone | Remainder of System | Average Weekday | Moderate Summer Weekday | 44
| CAISO | 1-in-2 | 2028 | 9 | Zone | Remainder of System | Monthly System Peak Day | Hot Summer Weekday | 44
| CAISO | 1-in-2 | 2028 | 9 | Zone | South Orange County | Average Weekday | Moderate Summer Weekday | 4
| CAISO | 1-in-2 | 2028 | 9 | Zone | South Orange County | Monthly System Peak Day | Hot Summer Weekday | 4
| CAISO | 1-in-2 | 2028 | 9 | Zone | South of Lugo | Average Weekday | Moderate Summer Weekday | 17
| CAISO | 1-in-2 | 2028 | 9 | Zone | South of Lugo | Monthly System Peak Day | Hot Summer Weekday | 17
| CAISO | 1-in-2 | 2028 | 10 | All | All Customers | Average Weekday | Low Cost Winter Weekday | 65
| CAISO | 1-in-2 | 2028 | 10 | All | All Customers | Monthly System Peak Day | High Cost Winter Weekday | 65
| CAISO | 1-in-2 | 2028 | 10 | LCA | Big Creek/Ventura | Average Weekday | Low Cost Winter Weekday | 9
| CAISO | 1-in-2 | 2028 | 10 | LCA | Big Creek/Ventura | Monthly System Peak Day | High Cost Winter Weekday | 9
| CAISO | 1-in-2 | 2028 | 10 | LCA | LA Basin | Average Weekday | Low Cost Winter Weekday | 53
| CAISO | 1-in-2 | 2028 | 10 | LCA | LA Basin | Monthly System Peak Day | High Cost Winter Weekday | 53
| CAISO | 1-in-2 | 2028 | 10 | LCA | Outside LA Basin | Average Weekday | Low Cost Winter Weekday | 3
| CAISO | 1-in-2 | 2028 | 10 | LCA | Outside LA Basin | Monthly System Peak Day | High Cost Winter Weekday | 3
| CAISO | 1-in-2 | 2028 | 10 | Zone | Remainder of System | Average Weekday | Low Cost Winter Weekday | 44
| CAISO | 1-in-2 | 2028 | 10 | Zone | Remainder of System | Monthly System Peak Day | High Cost Winter Weekday | 44
| CAISO | 1-in-2 | 2028 | 10 | Zone | South Orange County | Average Weekday | Low Cost Winter Weekday | 4
| CAISO | 1-in-2 | 2028 | 10 | Zone | South Orange County | Monthly System Peak Day | High Cost Winter Weekday | 4
| CAISO | 1-in-2 | 2028 | 10 | Zone | South of Lugo | Average Weekday | Low Cost Winter Weekday | 17
| CAISO | 1-in-2 | 2028 | 10 | Zone | South of Lugo | Monthly System Peak Day | High Cost Winter Weekday | 17
| CAISO | 1-in-2 | 2028 | 11 | All | All Customers | Average Weekday | Low Cost Winter Weekday | 65
| CAISO | 1-in-2 | 2028 | 11 | All | All Customers | Monthly System Peak Day | Low Cost Winter Weekday | 65
| CAISO | 1-in-2 | 2028 | 11 | LCA | Big Creek/Ventura | Average Weekday | Low Cost Winter Weekday | 9
| CAISO | 1-in-2 | 2028 | 11 | LCA | Big Creek/Ventura | Monthly System Peak Day | Low Cost Winter Weekday | 9
| CAISO | 1-in-2 | 2028 | 11 | LCA | LA Basin | Average Weekday | Low Cost Winter Weekday | 53
| CAISO | 1-in-2 | 2028 | 11 | LCA | LA Basin | Monthly System Peak Day | Low Cost Winter Weekday | 53
| CAISO | 1-in-2 | 2028 | 11 | LCA | Outside LA Basin | Average Weekday | Low Cost Winter Weekday | 3
| CAISO | 1-in-2 | 2028 | 11 | LCA | Outside LA Basin | Monthly System Peak Day | Low Cost Winter Weekday | 3
| CAISO | 1-in-2 | 2028 | 11 | Zone | Remainder of System | Average Weekday | Low Cost Winter Weekday | 44
| CAISO | 1-in-2 | 2028 | 11 | Zone | Remainder of System | Monthly System Peak Day | Low Cost Winter Weekday | 44
| CAISO | 1-in-2 | 2028 | 11 | Zone | South Orange County | Average Weekday | Low Cost Winter Weekday | 4
| CAISO | 1-in-2 | 2028 | 11 | Zone | South Orange County | Monthly System Peak Day | Low Cost Winter Weekday | 4
| CAISO | 1-in-2 | 2028 | 11 | Zone | South of Lugo | Average Weekday | Low Cost Winter Weekday | 17
| CAISO | 1-in-2 | 2028 | 11 | Zone | South of Lugo | Monthly System Peak Day | Low Cost Winter Weekday | 17
| CAISO | 1-in-2 | 2028 | 12 | All | All Customers | Average Weekday | Low Cost Winter Weekday | 65
| CAISO | 1-in-2 | 2028 | 12 | All | All Customers | Monthly System Peak Day | Low Cost Winter Weekday | 65
| CAISO | 1-in-2 | 2028 | 12 | LCA | Big Creek/Ventura | Average Weekday | Low Cost Winter Weekday | 9
| CAISO | 1-in-2 | 2028 | 12 | LCA | Big Creek/Ventura | Monthly System Peak Day | Low Cost Winter Weekday | 9
| CAISO | 1-in-2 | 2028 | 12 | LCA | LA Basin | Average Weekday | Low Cost Winter Weekday | 53
| CAISO | 1-in-2 | 2028 | 12 | LCA | LA Basin | Monthly System Peak Day | Low Cost Winter Weekday | 53
| CAISO | 1-in-2 | 2028 | 12 | LCA | Outside LA Basin | Average Weekday | Low Cost Winter Weekday | 3
| CAISO | 1-in-2 | 2028 | 12 | LCA | Outside LA Basin | Monthly System Peak Day | Low Cost Winter Weekday | 3
| CAISO | 1-in-2 | 2028 | 12 | Zone | Remainder of System | Average Weekday | Low Cost Winter Weekday | 44
| CAISO | 1-in-2 | 2028 | 12 | Zone | Remainder of System | Monthly System Peak Day | Low Cost Winter Weekday | 44
| CAISO | 1-in-2 | 2028 | 12 | Zone | South Orange County | Average Weekday | Low Cost Winter Weekday | 4
| CAISO | 1-in-2 | 2028 | 12 | Zone | South Orange County | Monthly System Peak Day | Low Cost Winter Weekday | 4
| CAISO | 1-in-2 | 2028 | 12 | Zone | South of Lugo | Average Weekday | Low Cost Winter Weekday | 17
| CAISO | 1-in-2 | 2028 | 12 | Zone | South of Lugo | Monthly System Peak Day | Low Cost Winter Weekday | 17
| CAISO | 1-in-2 | 2029 | 1 | All | All Customers | Average Weekday | Low Cost Winter Weekday | 65
| CAISO | 1-in-2 | 2029 | 1 | All | All Customers | Monthly System Peak Day | Low Cost Winter Weekday | 65
| CAISO | 1-in-2 | 2029 | 1 | LCA | Big Creek/Ventura | Average Weekday | Low Cost Winter Weekday | 9
| CAISO | 1-in-2 | 2029 | 1 | LCA | Big Creek/Ventura | Monthly System Peak Day | Low Cost Winter Weekday | 9
| CAISO | 1-in-2 | 2029 | 1 | LCA | LA Basin | Average Weekday | Low Cost Winter Weekday | 53
| CAISO | 1-in-2 | 2029 | 1 | LCA | LA Basin | Monthly System Peak Day | Low Cost Winter Weekday | 53
| CAISO | 1-in-2 | 2029 | 1 | LCA | Outside LA Basin | Average Weekday | Low Cost Winter Weekday | 3
| CAISO | 1-in-2 | 2029 | 1 | LCA | Outside LA Basin | Monthly System Peak Day | Low Cost Winter Weekday | 3
| CAISO | 1-in-2 | 2029 | 1 | Zone | Remainder of System | Average Weekday | Low Cost Winter Weekday | 44
| CAISO | 1-in-2 | 2029 | 1 | Zone | Remainder of System | Monthly System Peak Day | Low Cost Winter Weekday | 44
| CAISO | 1-in-2 | 2029 | 1 | Zone | South Orange County | Average Weekday | Low Cost Winter Weekday | 4
| CAISO | 1-in-2 | 2029 | 1 | Zone | South Orange County | Monthly System Peak Day | Low Cost Winter Weekday | 4
| CAISO | 1-in-2 | 2029 | 1 | Zone | South of Lugo | Average Weekday | Low Cost Winter Weekday | 17
| CAISO | 1-in-2 | 2029 | 1 | Zone | South of Lugo | Monthly System Peak Day | Low Cost Winter Weekday | 17
| CAISO | 1-in-2 | 2029 | 2 | All | All Customers | Average Weekday | Low Cost Winter Weekday | 65
| CAISO | 1-in-2 | 2029 | 2 | All | All Customers | Monthly System Peak Day | Low Cost Winter Weekday | 65
| CAISO | 1-in-2 | 2029 | 2 | LCA | Big Creek/Ventura | Average Weekday | Low Cost Winter Weekday | 9
| CAISO | 1-in-2 | 2029 | 2 | LCA | Big Creek/Ventura | Monthly System Peak Day | Low Cost Winter Weekday | 9
| CAISO | 1-in-2 | 2029 | 2 | LCA | LA Basin | Average Weekday | Low Cost Winter Weekday | 53
| CAISO | 1-in-2 | 2029 | 2 | LCA | LA Basin | Monthly System Peak Day | Low Cost Winter Weekday | 53
| CAISO | 1-in-2 | 2029 | 2 | LCA | Outside LA Basin | Average Weekday | Low Cost Winter Weekday | 3
| CAISO | 1-in-2 | 2029 | 2 | LCA | Outside LA Basin | Monthly System Peak Day | Low Cost Winter Weekday | 3
| CAISO | 1-in-2 | 2029 | 2 | Zone | Remainder of System | Average Weekday | Low Cost Winter Weekday | 44
| CAISO | 1-in-2 | 2029 | 2 | Zone | Remainder of System | Monthly System Peak Day | Low Cost Winter Weekday | 44
| CAISO | 1-in-2 | 2029 | 2 | Zone | South Orange County | Average Weekday | Low Cost Winter Weekday | 4
| CAISO | 1-in-2 | 2029 | 2 | Zone | South Orange County | Monthly System Peak Day | Low Cost Winter Weekday | 4
| CAISO | 1-in-2 | 2029 | 2 | Zone | South of Lugo | Average Weekday | Low Cost Winter Weekday | 17
| CAISO | 1-in-2 | 2029 | 2 | Zone | South of Lugo | Monthly System Peak Day | Low Cost Winter Weekday | 17
| CAISO | 1-in-2 | 2029 | 3 | All | All Customers | Average Weekday | Low Cost Winter Weekday | 65
| CAISO | 1-in-2 | 2029 | 3 | All | All Customers | Monthly System Peak Day | Low Cost Winter Weekday | 65
| CAISO | 1-in-2 | 2029 | 3 | LCA | Big Creek/Ventura | Average Weekday | Low Cost Winter Weekday | 9
| CAISO | 1-in-2 | 2029 | 3 | LCA | Big Creek/Ventura | Monthly System Peak Day | Low Cost Winter Weekday | 9
| CAISO | 1-in-2 | 2029 | 3 | LCA | LA Basin | Average Weekday | Low Cost Winter Weekday | 53
| CAISO | 1-in-2 | 2029 | 3 | LCA | LA Basin | Monthly System Peak Day | Low Cost Winter Weekday | 53
| CAISO | 1-in-2 | 2029 | 3 | LCA | Outside LA Basin | Average Weekday | Low Cost Winter Weekday | 3
| CAISO | 1-in-2 | 2029 | 3 | LCA | Outside LA Basin | Monthly System Peak Day | Low Cost Winter Weekday | 3
| CAISO | 1-in-2 | 2029 | 3 | Zone | Remainder of System | Average Weekday | Low Cost Winter Weekday | 44
| CAISO | 1-in-2 | 2029 | 3 | Zone | Remainder of System | Monthly System Peak Day | Low Cost Winter Weekday | 44
| CAISO | 1-in-2 | 2029 | 3 | Zone | South Orange County | Average Weekday | Low Cost Winter Weekday | 4
| CAISO | 1-in-2 | 2029 | 3 | Zone | South Orange County | Monthly System Peak Day | Low Cost Winter Weekday | 4
| CAISO | 1-in-2 | 2029 | 3 | Zone | South of Lugo | Average Weekday | Low Cost Winter Weekday | 17
| CAISO | 1-in-2 | 2029 | 3 | Zone | South of Lugo | Monthly System Peak Day | Low Cost Winter Weekday | 17
| CAISO | 1-in-2 | 2029 | 4 | All | All Customers | Average Weekday | Low Cost Winter Weekday | 65
| CAISO | 1-in-2 | 2029 | 4 | All | All Customers | Monthly System Peak Day | Low Cost Winter Weekday | 65
| CAISO | 1-in-2 | 2029 | 4 | LCA | Big Creek/Ventura | Average Weekday | Low Cost Winter Weekday | 9
| CAISO | 1-in-2 | 2029 | 4 | LCA | Big Creek/Ventura | Monthly System Peak Day | Low Cost Winter Weekday | 9
| CAISO | 1-in-2 | 2029 | 4 | LCA | LA Basin | Average Weekday | Low Cost Winter Weekday | 53
| CAISO | 1-in-2 | 2029 | 4 | LCA | LA Basin | Monthly System Peak Day | Low Cost Winter Weekday | 53
| CAISO | 1-in-2 | 2029 | 4 | LCA | Outside LA Basin | Average Weekday | Low Cost Winter Weekday | 3
| CAISO | 1-in-2 | 2029 | 4 | LCA | Outside LA Basin | Monthly System Peak Day | Low Cost Winter Weekday | 3
| CAISO | 1-in-2 | 2029 | 4 | Zone | Remainder of System | Average Weekday | Low Cost Winter Weekday | 44
| CAISO | 1-in-2 | 2029 | 4 | Zone | Remainder of System | Monthly System Peak Day | Low Cost Winter Weekday | 44
| CAISO | 1-in-2 | 2029 | 4 | Zone | South Orange County | Average Weekday | Low Cost Winter Weekday | 4
| CAISO | 1-in-2 | 2029 | 4 | Zone | South Orange County | Monthly System Peak Day | Low Cost Winter Weekday | 4
| CAISO | 1-in-2 | 2029 | 4 | Zone | South of Lugo | Average Weekday | Low Cost Winter Weekday | 17
| CAISO | 1-in-2 | 2029 | 4 | Zone | South of Lugo | Monthly System Peak Day | Low Cost Winter Weekday | 17
| CAISO | 1-in-2 | 2029 | 5 | All | All Customers | Average Weekday | Low Cost Winter Weekday | 65
| CAISO | 1-in-2 | 2029 | 5 | All | All Customers | Monthly System Peak Day | Low Cost Winter Weekday | 65
| CAISO | 1-in-2 | 2029 | 5 | LCA | Big Creek/Ventura | Average Weekday | Low Cost Winter Weekday | 9
| CAISO | 1-in-2 | 2029 | 5 | LCA | Big Creek/Ventura | Monthly System Peak Day | Low Cost Winter Weekday | 9
| CAISO | 1-in-2 | 2029 | 5 | LCA | LA Basin | Average Weekday | Low Cost Winter Weekday | 53
| CAISO | 1-in-2 | 2029 | 5 | LCA | LA Basin | Monthly System Peak Day | Low Cost Winter Weekday | 53
| CAISO | 1-in-2 | 2029 | 5 | LCA | Outside LA Basin | Average Weekday | Low Cost Winter Weekday | 3
| CAISO | 1-in-2 | 2029 | 5 | LCA | Outside LA Basin | Monthly System Peak Day | Low Cost Winter Weekday | 3
| CAISO | 1-in-2 | 2029 | 5 | Zone | Remainder of System | Average Weekday | Low Cost Winter Weekday | 44
| CAISO | 1-in-2 | 2029 | 5 | Zone | Remainder of System | Monthly System Peak Day | Low Cost Winter Weekday | 44
| CAISO | 1-in-2 | 2029 | 5 | Zone | South Orange County | Average Weekday | Low Cost Winter Weekday | 4
| CAISO | 1-in-2 | 2029 | 5 | Zone | South Orange County | Monthly System Peak Day | Low Cost Winter Weekday | 4
| CAISO | 1-in-2 | 2029 | 5 | Zone | South of Lugo | Average Weekday | Low Cost Winter Weekday | 17
| CAISO | 1-in-2 | 2029 | 5 | Zone | South of Lugo | Monthly System Peak Day | Low Cost Winter Weekday | 17
| CAISO | 1-in-2 | 2029 | 6 | All | All Customers | Average Weekday | Mild Summer Weekday | 65
| CAISO | 1-in-2 | 2029 | 6 | All | All Customers | Monthly System Peak Day | Moderate Summer Weekday | 65
| CAISO | 1-in-2 | 2029 | 6 | LCA | Big Creek/Ventura | Average Weekday | Mild Summer Weekday | 9
| CAISO | 1-in-2 | 2029 | 6 | LCA | Big Creek/Ventura | Monthly System Peak Day | Moderate Summer Weekday | 9
| CAISO | 1-in-2 | 2029 | 6 | LCA | LA Basin | Average Weekday | Mild Summer Weekday | 53
| CAISO | 1-in-2 | 2029 | 6 | LCA | LA Basin | Monthly System Peak Day | Moderate Summer Weekday | 53
| CAISO | 1-in-2 | 2029 | 6 | LCA | Outside LA Basin | Average Weekday | Mild Summer Weekday | 3
| CAISO | 1-in-2 | 2029 | 6 | LCA | Outside LA Basin | Monthly System Peak Day | Moderate Summer Weekday | 3
| CAISO | 1-in-2 | 2029 | 6 | Zone | Remainder of System | Average Weekday | Mild Summer Weekday | 44
| CAISO | 1-in-2 | 2029 | 6 | Zone | Remainder of System | Monthly System Peak Day | Moderate Summer Weekday | 44
| CAISO | 1-in-2 | 2029 | 6 | Zone | South Orange County | Average Weekday | Mild Summer Weekday | 4
| CAISO | 1-in-2 | 2029 | 6 | Zone | South Orange County | Monthly System Peak Day | Moderate Summer Weekday | 4
| CAISO | 1-in-2 | 2029 | 6 | Zone | South of Lugo | Average Weekday | Mild Summer Weekday | 17
| CAISO | 1-in-2 | 2029 | 6 | Zone | South of Lugo | Monthly System Peak Day | Moderate Summer Weekday | 17
| CAISO | 1-in-2 | 2029 | 7 | All | All Customers | Average Weekday | Moderate Summer Weekday | 65
| CAISO | 1-in-2 | 2029 | 7 | All | All Customers | Monthly System Peak Day | Hot Summer Weekday | 65
| CAISO | 1-in-2 | 2029 | 7 | LCA | Big Creek/Ventura | Average Weekday | Moderate Summer Weekday | 9
| CAISO | 1-in-2 | 2029 | 7 | LCA | Big Creek/Ventura | Monthly System Peak Day | Hot Summer Weekday | 9
| CAISO | 1-in-2 | 2029 | 7 | LCA | LA Basin | Average Weekday | Moderate Summer Weekday | 53
| CAISO | 1-in-2 | 2029 | 7 | LCA | LA Basin | Monthly System Peak Day | Hot Summer Weekday | 53
| CAISO | 1-in-2 | 2029 | 7 | LCA | Outside LA Basin | Average Weekday | Moderate Summer Weekday | 3
| CAISO | 1-in-2 | 2029 | 7 | LCA | Outside LA Basin | Monthly System Peak Day | Hot Summer Weekday | 3
| CAISO | 1-in-2 | 2029 | 7 | Zone | Remainder of System | Average Weekday | Moderate Summer Weekday | 44
| CAISO | 1-in-2 | 2029 | 7 | Zone | Remainder of System | Monthly System Peak Day | Hot Summer Weekday | 44
| CAISO | 1-in-2 | 2029 | 7 | Zone | South Orange County | Average Weekday | Moderate Summer Weekday | 4
| CAISO | 1-in-2 | 2029 | 7 | Zone | South Orange County | Monthly System Peak Day | Hot Summer Weekday | 4
| CAISO | 1-in-2 | 2029 | 7 | Zone | South of Lugo | Average Weekday | Moderate Summer Weekday | 17
| CAISO | 1-in-2 | 2029 | 7 | Zone | South of Lugo | Monthly System Peak Day | Hot Summer Weekday | 17
| CAISO | 1-in-2 | 2029 | 8 | All | All Customers | Average Weekday | Moderate Summer Weekday | 65
| CAISO | 1-in-2 | 2029 | 8 | All | All Customers | Monthly System Peak Day | Hot Summer Weekday | 65
| CAISO | 1-in-2 | 2029 | 8 | All | All Customers | Typical Event Day | Hot Summer Weekday | 65
| CAISO | 1-in-2 | 2029 | 8 | LCA | Big Creek/Ventura | Average Weekday | Moderate Summer Weekday | 9
| CAISO | 1-in-2 | 2029 | 8 | LCA | Big Creek/Ventura | Monthly System Peak Day | Hot Summer Weekday | 9
| CAISO | 1-in-2 | 2029 | 8 | LCA | Big Creek/Ventura | Typical Event Day | Hot Summer Weekday | 9
| CAISO | 1-in-2 | 2029 | 8 | LCA | LA Basin | Average Weekday | Moderate Summer Weekday | 53
| CAISO | 1-in-2 | 2029 | 8 | LCA | LA Basin | Monthly System Peak Day | Hot Summer Weekday | 53
| CAISO | 1-in-2 | 2029 | 8 | LCA | LA Basin | Typical Event Day | Hot Summer Weekday | 53
| CAISO | 1-in-2 | 2029 | 8 | LCA | Outside LA Basin | Average Weekday | Moderate Summer Weekday | 3
| CAISO | 1-in-2 | 2029 | 8 | LCA | Outside LA Basin | Monthly System Peak Day | Hot Summer Weekday | 3
| CAISO | 1-in-2 | 2029 | 8 | LCA | Outside LA Basin | Typical Event Day | Hot Summer Weekday | 3
| CAISO | 1-in-2 | 2029 | 8 | Zone | Remainder of System | Average Weekday | Moderate Summer Weekday | 44
| CAISO | 1-in-2 | 2029 | 8 | Zone | Remainder of System | Monthly System Peak Day | Hot Summer Weekday | 44
| CAISO | 1-in-2 | 2029 | 8 | Zone | Remainder of System | Typical Event Day | Hot Summer Weekday | 44
| CAISO | 1-in-2 | 2029 | 8 | Zone | South Orange County | Average Weekday | Moderate Summer Weekday | 4
| CAISO | 1-in-2 | 2029 | 8 | Zone | South Orange County | Monthly System Peak Day | Hot Summer Weekday | 4
| CAISO | 1-in-2 | 2029 | 8 | Zone | South Orange County | Typical Event Day | Hot Summer Weekday | 4
| CAISO | 1-in-2 | 2029 | 8 | Zone | South of Lugo | Average Weekday | Moderate Summer Weekday | 17
| CAISO | 1-in-2 | 2029 | 8 | Zone | South of Lugo | Monthly System Peak Day | Hot Summer Weekday | 17
| CAISO | 1-in-2 | 2029 | 8 | Zone | South of Lugo | Typical Event Day | Hot Summer Weekday | 17
| CAISO | 1-in-2 | 2029 | 9 | All | All Customers | Average Weekday | Moderate Summer Weekday | 65
| CAISO | 1-in-2 | 2029 | 9 | All | All Customers | Monthly System Peak Day | Hot Summer Weekday | 65
| CAISO | 1-in-2 | 2029 | 9 | LCA | Big Creek/Ventura | Average Weekday | Moderate Summer Weekday | 9
| CAISO | 1-in-2 | 2029 | 9 | LCA | Big Creek/Ventura | Monthly System Peak Day | Hot Summer Weekday | 9
| CAISO | 1-in-2 | 2029 | 9 | LCA | LA Basin | Average Weekday | Moderate Summer Weekday | 53
| CAISO | 1-in-2 | 2029 | 9 | LCA | LA Basin | Monthly System Peak Day | Hot Summer Weekday | 53
| CAISO | 1-in-2 | 2029 | 9 | LCA | Outside LA Basin | Average Weekday | Moderate Summer Weekday | 3
| CAISO | 1-in-2 | 2029 | 9 | LCA | Outside LA Basin | Monthly System Peak Day | Hot Summer Weekday | 3
| CAISO | 1-in-2 | 2029 | 9 | Zone | Remainder of System | Average Weekday | Moderate Summer Weekday | 44
| CAISO | 1-in-2 | 2029 | 9 | Zone | Remainder of System | Monthly System Peak Day | Hot Summer Weekday | 44
| CAISO | 1-in-2 | 2029 | 9 | Zone | South Orange County | Average Weekday | Moderate Summer Weekday | 4
| CAISO | 1-in-2 | 2029 | 9 | Zone | South Orange County | Monthly System Peak Day | Hot Summer Weekday | 4
| CAISO | 1-in-2 | 2029 | 9 | Zone | South of Lugo | Average Weekday | Moderate Summer Weekday | 17
| CAISO | 1-in-2 | 2029 | 9 | Zone | South of Lugo | Monthly System Peak Day | Hot Summer Weekday | 17
| CAISO | 1-in-2 | 2029 | 10 | All | All Customers | Average Weekday | Low Cost Winter Weekday | 65
| CAISO | 1-in-2 | 2029 | 10 | All | All Customers | Monthly System Peak Day | High Cost Winter Weekday | 65
| CAISO | 1-in-2 | 2029 | 10 | LCA | Big Creek/Ventura | Average Weekday | Low Cost Winter Weekday | 9
| CAISO | 1-in-2 | 2029 | 10 | LCA | Big Creek/Ventura | Monthly System Peak Day | High Cost Winter Weekday | 9
| CAISO | 1-in-2 | 2029 | 10 | LCA | LA Basin | Average Weekday | Low Cost Winter Weekday | 53
| CAISO | 1-in-2 | 2029 | 10 | LCA | LA Basin | Monthly System Peak Day | High Cost Winter Weekday | 53
| CAISO | 1-in-2 | 2029 | 10 | LCA | Outside LA Basin | Average Weekday | Low Cost Winter Weekday | 3
| CAISO | 1-in-2 | 2029 | 10 | LCA | Outside LA Basin | Monthly System Peak Day | High Cost Winter Weekday | 3
| CAISO | 1-in-2 | 2029 | 10 | Zone | Remainder of System | Average Weekday | Low Cost Winter Weekday | 44
| CAISO | 1-in-2 | 2029 | 10 | Zone | Remainder of System | Monthly System Peak Day | High Cost Winter Weekday | 44
| CAISO | 1-in-2 | 2029 | 10 | Zone | South Orange County | Average Weekday | Low Cost Winter Weekday | 4
| CAISO | 1-in-2 | 2029 | 10 | Zone | South Orange County | Monthly System Peak Day | High Cost Winter Weekday | 4
| CAISO | 1-in-2 | 2029 | 10 | Zone | South of Lugo | Average Weekday | Low Cost Winter Weekday | 17
| CAISO | 1-in-2 | 2029 | 10 | Zone | South of Lugo | Monthly System Peak Day | High Cost Winter Weekday | 17
| CAISO | 1-in-2 | 2029 | 11 | All | All Customers | Average Weekday | Low Cost Winter Weekday | 65
| CAISO | 1-in-2 | 2029 | 11 | All | All Customers | Monthly System Peak Day | Low Cost Winter Weekday | 65
| CAISO | 1-in-2 | 2029 | 11 | LCA | Big Creek/Ventura | Average Weekday | Low Cost Winter Weekday | 9
| CAISO | 1-in-2 | 2029 | 11 | LCA | Big Creek/Ventura | Monthly System Peak Day | Low Cost Winter Weekday | 9
| CAISO | 1-in-2 | 2029 | 11 | LCA | LA Basin | Average Weekday | Low Cost Winter Weekday | 53
| CAISO | 1-in-2 | 2029 | 11 | LCA | LA Basin | Monthly System Peak Day | Low Cost Winter Weekday | 53
| CAISO | 1-in-2 | 2029 | 11 | LCA | Outside LA Basin | Average Weekday | Low Cost Winter Weekday | 3
| CAISO | 1-in-2 | 2029 | 11 | LCA | Outside LA Basin | Monthly System Peak Day | Low Cost Winter Weekday | 3
| CAISO | 1-in-2 | 2029 | 11 | Zone | Remainder of System | Average Weekday | Low Cost Winter Weekday | 44
| CAISO | 1-in-2 | 2029 | 11 | Zone | Remainder of System | Monthly System Peak Day | Low Cost Winter Weekday | 44
| CAISO | 1-in-2 | 2029 | 11 | Zone | South Orange County | Average Weekday | Low Cost Winter Weekday | 4
| CAISO | 1-in-2 | 2029 | 11 | Zone | South Orange County | Monthly System Peak Day | Low Cost Winter Weekday | 4
| CAISO | 1-in-2 | 2029 | 11 | Zone | South of Lugo | Average Weekday | Low Cost Winter Weekday | 17
| CAISO | 1-in-2 | 2029 | 11 | Zone | South of Lugo | Monthly System Peak Day | Low Cost Winter Weekday | 17
| CAISO | 1-in-2 | 2029 | 12 | All | All Customers | Average Weekday | Low Cost Winter Weekday | 65
| CAISO | 1-in-2 | 2029 | 12 | All | All Customers | Monthly System Peak Day | Low Cost Winter Weekday | 65
| CAISO | 1-in-2 | 2029 | 12 | LCA | Big Creek/Ventura | Average Weekday | Low Cost Winter Weekday | 9
| CAISO | 1-in-2 | 2029 | 12 | LCA | Big Creek/Ventura | Monthly System Peak Day | Low Cost Winter Weekday | 9
| CAISO | 1-in-2 | 2029 | 12 | LCA | LA Basin | Average Weekday | Low Cost Winter Weekday | 53
| CAISO | 1-in-2 | 2029 | 12 | LCA | LA Basin | Monthly System Peak Day | Low Cost Winter Weekday | 53
| CAISO | 1-in-2 | 2029 | 12 | LCA | Outside LA Basin | Average Weekday | Low Cost Winter Weekday | 3
| CAISO | 1-in-2 | 2029 | 12 | LCA | Outside LA Basin | Monthly System Peak Day | Low Cost Winter Weekday | 3
| CAISO | 1-in-2 | 2029 | 12 | Zone | Remainder of System | Average Weekday | Low Cost Winter Weekday | 44
| CAISO | 1-in-2 | 2029 | 12 | Zone | Remainder of System | Monthly System Peak Day | Low Cost Winter Weekday | 44
| CAISO | 1-in-2 | 2029 | 12 | Zone | South Orange County | Average Weekday | Low Cost Winter Weekday | 4
| CAISO | 1-in-2 | 2029 | 12 | Zone | South Orange County | Monthly System Peak Day | Low Cost Winter Weekday | 4
| CAISO | 1-in-2 | 2029 | 12 | Zone | South of Lugo | Average Weekday | Low Cost Winter Weekday | 17
| CAISO | 1-in-2 | 2029 | 12 | Zone | South of Lugo | Monthly System Peak Day | Low Cost Winter Weekday | 17
| CAISO | 1-in-2 | 2030 | 1 | All | All Customers | Average Weekday | Low Cost Winter Weekday | 65
| CAISO | 1-in-2 | 2030 | 1 | All | All Customers | Monthly System Peak Day | Low Cost Winter Weekday | 65
| CAISO | 1-in-2 | 2030 | 1 | LCA | Big Creek/Ventura | Average Weekday | Low Cost Winter Weekday | 9
| CAISO | 1-in-2 | 2030 | 1 | LCA | Big Creek/Ventura | Monthly System Peak Day | Low Cost Winter Weekday | 9
| CAISO | 1-in-2 | 2030 | 1 | LCA | LA Basin | Average Weekday | Low Cost Winter Weekday | 53
| CAISO | 1-in-2 | 2030 | 1 | LCA | LA Basin | Monthly System Peak Day | Low Cost Winter Weekday | 53
| CAISO | 1-in-2 | 2030 | 1 | LCA | Outside LA Basin | Average Weekday | Low Cost Winter Weekday | 3
| CAISO | 1-in-2 | 2030 | 1 | LCA | Outside LA Basin | Monthly System Peak Day | Low Cost Winter Weekday | 3
| CAISO | 1-in-2 | 2030 | 1 | Zone | Remainder of System | Average Weekday | Low Cost Winter Weekday | 44
| CAISO | 1-in-2 | 2030 | 1 | Zone | Remainder of System | Monthly System Peak Day | Low Cost Winter Weekday | 44
| CAISO | 1-in-2 | 2030 | 1 | Zone | South Orange County | Average Weekday | Low Cost Winter Weekday | 4
| CAISO | 1-in-2 | 2030 | 1 | Zone | South Orange County | Monthly System Peak Day | Low Cost Winter Weekday | 4
| CAISO | 1-in-2 | 2030 | 1 | Zone | South of Lugo | Average Weekday | Low Cost Winter Weekday | 17
| CAISO | 1-in-2 | 2030 | 1 | Zone | South of Lugo | Monthly System Peak Day | Low Cost Winter Weekday | 17
| CAISO | 1-in-2 | 2030 | 2 | All | All Customers | Average Weekday | Low Cost Winter Weekday | 65
| CAISO | 1-in-2 | 2030 | 2 | All | All Customers | Monthly System Peak Day | Low Cost Winter Weekday | 65
| CAISO | 1-in-2 | 2030 | 2 | LCA | Big Creek/Ventura | Average Weekday | Low Cost Winter Weekday | 9
| CAISO | 1-in-2 | 2030 | 2 | LCA | Big Creek/Ventura | Monthly System Peak Day | Low Cost Winter Weekday | 9
| CAISO | 1-in-2 | 2030 | 2 | LCA | LA Basin | Average Weekday | Low Cost Winter Weekday | 53
| CAISO | 1-in-2 | 2030 | 2 | LCA | LA Basin | Monthly System Peak Day | Low Cost Winter Weekday | 53
| CAISO | 1-in-2 | 2030 | 2 | LCA | Outside LA Basin | Average Weekday | Low Cost Winter Weekday | 3
| CAISO | 1-in-2 | 2030 | 2 | LCA | Outside LA Basin | Monthly System Peak Day | Low Cost Winter Weekday | 3
| CAISO | 1-in-2 | 2030 | 2 | Zone | Remainder of System | Average Weekday | Low Cost Winter Weekday | 44
| CAISO | 1-in-2 | 2030 | 2 | Zone | Remainder of System | Monthly System Peak Day | Low Cost Winter Weekday | 44
| CAISO | 1-in-2 | 2030 | 2 | Zone | South Orange County | Average Weekday | Low Cost Winter Weekday | 4
| CAISO | 1-in-2 | 2030 | 2 | Zone | South Orange County | Monthly System Peak Day | Low Cost Winter Weekday | 4
| CAISO | 1-in-2 | 2030 | 2 | Zone | South of Lugo | Average Weekday | Low Cost Winter Weekday | 17
| CAISO | 1-in-2 | 2030 | 2 | Zone | South of Lugo | Monthly System Peak Day | Low Cost Winter Weekday | 17
| CAISO | 1-in-2 | 2030 | 3 | All | All Customers | Average Weekday | Low Cost Winter Weekday | 65
| CAISO | 1-in-2 | 2030 | 3 | All | All Customers | Monthly System Peak Day | Low Cost Winter Weekday | 65
| CAISO | 1-in-2 | 2030 | 3 | LCA | Big Creek/Ventura | Average Weekday | Low Cost Winter Weekday | 9
| CAISO | 1-in-2 | 2030 | 3 | LCA | Big Creek/Ventura | Monthly System Peak Day | Low Cost Winter Weekday | 9
| CAISO | 1-in-2 | 2030 | 3 | LCA | LA Basin | Average Weekday | Low Cost Winter Weekday | 53
| CAISO | 1-in-2 | 2030 | 3 | LCA | LA Basin | Monthly System Peak Day | Low Cost Winter Weekday | 53
| CAISO | 1-in-2 | 2030 | 3 | LCA | Outside LA Basin | Average Weekday | Low Cost Winter Weekday | 3
| CAISO | 1-in-2 | 2030 | 3 | LCA | Outside LA Basin | Monthly System Peak Day | Low Cost Winter Weekday | 3
| CAISO | 1-in-2 | 2030 | 3 | Zone | Remainder of System | Average Weekday | Low Cost Winter Weekday | 44
| CAISO | 1-in-2 | 2030 | 3 | Zone | Remainder of System | Monthly System Peak Day | Low Cost Winter Weekday | 44
| CAISO | 1-in-2 | 2030 | 3 | Zone | South Orange County | Average Weekday | Low Cost Winter Weekday | 4
| CAISO | 1-in-2 | 2030 | 3 | Zone | South Orange County | Monthly System Peak Day | Low Cost Winter Weekday | 4
| CAISO | 1-in-2 | 2030 | 3 | Zone | South of Lugo | Average Weekday | Low Cost Winter Weekday | 17
| CAISO | 1-in-2 | 2030 | 3 | Zone | South of Lugo | Monthly System Peak Day | Low Cost Winter Weekday | 17
| CAISO | 1-in-2 | 2030 | 4 | All | All Customers | Average Weekday | Low Cost Winter Weekday | 65
| CAISO | 1-in-2 | 2030 | 4 | All | All Customers | Monthly System Peak Day | Low Cost Winter Weekday | 65
| CAISO | 1-in-2 | 2030 | 4 | LCA | Big Creek/Ventura | Average Weekday | Low Cost Winter Weekday | 9
| CAISO | 1-in-2 | 2030 | 4 | LCA | Big Creek/Ventura | Monthly System Peak Day | Low Cost Winter Weekday | 9
| CAISO | 1-in-2 | 2030 | 4 | LCA | LA Basin | Average Weekday | Low Cost Winter Weekday | 53
| CAISO | 1-in-2 | 2030 | 4 | LCA | LA Basin | Monthly System Peak Day | Low Cost Winter Weekday | 53
| CAISO | 1-in-2 | 2030 | 4 | LCA | Outside LA Basin | Average Weekday | Low Cost Winter Weekday | 3
| CAISO | 1-in-2 | 2030 | 4 | LCA | Outside LA Basin | Monthly System Peak Day | Low Cost Winter Weekday | 3
| CAISO | 1-in-2 | 2030 | 4 | Zone | Remainder of System | Average Weekday | Low Cost Winter Weekday | 44
| CAISO | 1-in-2 | 2030 | 4 | Zone | Remainder of System | Monthly System Peak Day | Low Cost Winter Weekday | 44
| CAISO | 1-in-2 | 2030 | 4 | Zone | South Orange County | Average Weekday | Low Cost Winter Weekday | 4
| CAISO | 1-in-2 | 2030 | 4 | Zone | South Orange County | Monthly System Peak Day | Low Cost Winter Weekday | 4
| CAISO | 1-in-2 | 2030 | 4 | Zone | South of Lugo | Average Weekday | Low Cost Winter Weekday | 17
| CAISO | 1-in-2 | 2030 | 4 | Zone | South of Lugo | Monthly System Peak Day | Low Cost Winter Weekday | 17
| CAISO | 1-in-2 | 2030 | 5 | All | All Customers | Average Weekday | Low Cost Winter Weekday | 65
| CAISO | 1-in-2 | 2030 | 5 | All | All Customers | Monthly System Peak Day | Low Cost Winter Weekday | 65
| CAISO | 1-in-2 | 2030 | 5 | LCA | Big Creek/Ventura | Average Weekday | Low Cost Winter Weekday | 9
| CAISO | 1-in-2 | 2030 | 5 | LCA | Big Creek/Ventura | Monthly System Peak Day | Low Cost Winter Weekday | 9
| CAISO | 1-in-2 | 2030 | 5 | LCA | LA Basin | Average Weekday | Low Cost Winter Weekday | 53
| CAISO | 1-in-2 | 2030 | 5 | LCA | LA Basin | Monthly System Peak Day | Low Cost Winter Weekday | 53
| CAISO | 1-in-2 | 2030 | 5 | LCA | Outside LA Basin | Average Weekday | Low Cost Winter Weekday | 3
| CAISO | 1-in-2 | 2030 | 5 | LCA | Outside LA Basin | Monthly System Peak Day | Low Cost Winter Weekday | 3
| CAISO | 1-in-2 | 2030 | 5 | Zone | Remainder of System | Average Weekday | Low Cost Winter Weekday | 44
| CAISO | 1-in-2 | 2030 | 5 | Zone | Remainder of System | Monthly System Peak Day | Low Cost Winter Weekday | 44
| CAISO | 1-in-2 | 2030 | 5 | Zone | South Orange County | Average Weekday | Low Cost Winter Weekday | 4
| CAISO | 1-in-2 | 2030 | 5 | Zone | South Orange County | Monthly System Peak Day | Low Cost Winter Weekday | 4
| CAISO | 1-in-2 | 2030 | 5 | Zone | South of Lugo | Average Weekday | Low Cost Winter Weekday | 17
| CAISO | 1-in-2 | 2030 | 5 | Zone | South of Lugo | Monthly System Peak Day | Low Cost Winter Weekday | 17
| CAISO | 1-in-2 | 2030 | 6 | All | All Customers | Average Weekday | Mild Summer Weekday | 65
| CAISO | 1-in-2 | 2030 | 6 | All | All Customers | Monthly System Peak Day | Moderate Summer Weekday | 65
| CAISO | 1-in-2 | 2030 | 6 | LCA | Big Creek/Ventura | Average Weekday | Mild Summer Weekday | 9
| CAISO | 1-in-2 | 2030 | 6 | LCA | Big Creek/Ventura | Monthly System Peak Day | Moderate Summer Weekday | 9
| CAISO | 1-in-2 | 2030 | 6 | LCA | LA Basin | Average Weekday | Mild Summer Weekday | 53
| CAISO | 1-in-2 | 2030 | 6 | LCA | LA Basin | Monthly System Peak Day | Moderate Summer Weekday | 53
| CAISO | 1-in-2 | 2030 | 6 | LCA | Outside LA Basin | Average Weekday | Mild Summer Weekday | 3
| CAISO | 1-in-2 | 2030 | 6 | LCA | Outside LA Basin | Monthly System Peak Day | Moderate Summer Weekday | 3
| CAISO | 1-in-2 | 2030 | 6 | Zone | Remainder of System | Average Weekday | Mild Summer Weekday | 44
| CAISO | 1-in-2 | 2030 | 6 | Zone | Remainder of System | Monthly System Peak Day | Moderate Summer Weekday | 44
| CAISO | 1-in-2 | 2030 | 6 | Zone | South Orange County | Average Weekday | Mild Summer Weekday | 4
| CAISO | 1-in-2 | 2030 | 6 | Zone | South Orange County | Monthly System Peak Day | Moderate Summer Weekday | 4
| CAISO | 1-in-2 | 2030 | 6 | Zone | South of Lugo | Average Weekday | Mild Summer Weekday | 17
| CAISO | 1-in-2 | 2030 | 6 | Zone | South of Lugo | Monthly System Peak Day | Moderate Summer Weekday | 17
| CAISO | 1-in-2 | 2030 | 7 | All | All Customers | Average Weekday | Moderate Summer Weekday | 65
| CAISO | 1-in-2 | 2030 | 7 | All | All Customers | Monthly System Peak Day | Hot Summer Weekday | 65
| CAISO | 1-in-2 | 2030 | 7 | LCA | Big Creek/Ventura | Average Weekday | Moderate Summer Weekday | 9
| CAISO | 1-in-2 | 2030 | 7 | LCA | Big Creek/Ventura | Monthly System Peak Day | Hot Summer Weekday | 9
| CAISO | 1-in-2 | 2030 | 7 | LCA | LA Basin | Average Weekday | Moderate Summer Weekday | 53
| CAISO | 1-in-2 | 2030 | 7 | LCA | LA Basin | Monthly System Peak Day | Hot Summer Weekday | 53
| CAISO | 1-in-2 | 2030 | 7 | LCA | Outside LA Basin | Average Weekday | Moderate Summer Weekday | 3
| CAISO | 1-in-2 | 2030 | 7 | LCA | Outside LA Basin | Monthly System Peak Day | Hot Summer Weekday | 3
| CAISO | 1-in-2 | 2030 | 7 | Zone | Remainder of System | Average Weekday | Moderate Summer Weekday | 44
| CAISO | 1-in-2 | 2030 | 7 | Zone | Remainder of System | Monthly System Peak Day | Hot Summer Weekday | 44
| CAISO | 1-in-2 | 2030 | 7 | Zone | South Orange County | Average Weekday | Moderate Summer Weekday | 4
| CAISO | 1-in-2 | 2030 | 7 | Zone | South Orange County | Monthly System Peak Day | Hot Summer Weekday | 4
| CAISO | 1-in-2 | 2030 | 7 | Zone | South of Lugo | Average Weekday | Moderate Summer Weekday | 17
| CAISO | 1-in-2 | 2030 | 7 | Zone | South of Lugo | Monthly System Peak Day | Hot Summer Weekday | 17
| CAISO | 1-in-2 | 2030 | 8 | All | All Customers | Average Weekday | Moderate Summer Weekday | 65
| CAISO | 1-in-2 | 2030 | 8 | All | All Customers | Monthly System Peak Day | Hot Summer Weekday | 65
| CAISO | 1-in-2 | 2030 | 8 | All | All Customers | Typical Event Day | Hot Summer Weekday | 65
| CAISO | 1-in-2 | 2030 | 8 | LCA | Big Creek/Ventura | Average Weekday | Moderate Summer Weekday | 9
| CAISO | 1-in-2 | 2030 | 8 | LCA | Big Creek/Ventura | Monthly System Peak Day | Hot Summer Weekday | 9
| CAISO | 1-in-2 | 2030 | 8 | LCA | Big Creek/Ventura | Typical Event Day | Hot Summer Weekday | 9
| CAISO | 1-in-2 | 2030 | 8 | LCA | LA Basin | Average Weekday | Moderate Summer Weekday | 53
| CAISO | 1-in-2 | 2030 | 8 | LCA | LA Basin | Monthly System Peak Day | Hot Summer Weekday | 53
| CAISO | 1-in-2 | 2030 | 8 | LCA | LA Basin | Typical Event Day | Hot Summer Weekday | 53
| CAISO | 1-in-2 | 2030 | 8 | LCA | Outside LA Basin | Average Weekday | Moderate Summer Weekday | 3
| CAISO | 1-in-2 | 2030 | 8 | LCA | Outside LA Basin | Monthly System Peak Day | Hot Summer Weekday | 3
| CAISO | 1-in-2 | 2030 | 8 | LCA | Outside LA Basin | Typical Event Day | Hot Summer Weekday | 3
| CAISO | 1-in-2 | 2030 | 8 | Zone | Remainder of System | Average Weekday | Moderate Summer Weekday | 44
| CAISO | 1-in-2 | 2030 | 8 | Zone | Remainder of System | Monthly System Peak Day | Hot Summer Weekday | 44
| CAISO | 1-in-2 | 2030 | 8 | Zone | Remainder of System | Typical Event Day | Hot Summer Weekday | 44
| CAISO | 1-in-2 | 2030 | 8 | Zone | South Orange County | Average Weekday | Moderate Summer Weekday | 4
| CAISO | 1-in-2 | 2030 | 8 | Zone | South Orange County | Monthly System Peak Day | Hot Summer Weekday | 4
| CAISO | 1-in-2 | 2030 | 8 | Zone | South Orange County | Typical Event Day | Hot Summer Weekday | 4
| CAISO | 1-in-2 | 2030 | 8 | Zone | South of Lugo | Average Weekday | Moderate Summer Weekday | 17
| CAISO | 1-in-2 | 2030 | 8 | Zone | South of Lugo | Monthly System Peak Day | Hot Summer Weekday | 17
| CAISO | 1-in-2 | 2030 | 8 | Zone | South of Lugo | Typical Event Day | Hot Summer Weekday | 17
| CAISO | 1-in-2 | 2030 | 9 | All | All Customers | Average Weekday | Moderate Summer Weekday | 65
| CAISO | 1-in-2 | 2030 | 9 | All | All Customers | Monthly System Peak Day | Hot Summer Weekday | 65
| CAISO | 1-in-2 | 2030 | 9 | LCA | Big Creek/Ventura | Average Weekday | Moderate Summer Weekday | 9
| CAISO | 1-in-2 | 2030 | 9 | LCA | Big Creek/Ventura | Monthly System Peak Day | Hot Summer Weekday | 9
| CAISO | 1-in-2 | 2030 | 9 | LCA | LA Basin | Average Weekday | Moderate Summer Weekday | 53
| CAISO | 1-in-2 | 2030 | 9 | LCA | LA Basin | Monthly System Peak Day | Hot Summer Weekday | 53
| CAISO | 1-in-2 | 2030 | 9 | LCA | Outside LA Basin | Average Weekday | Moderate Summer Weekday | 3
| CAISO | 1-in-2 | 2030 | 9 | LCA | Outside LA Basin | Monthly System Peak Day | Hot Summer Weekday | 3
| CAISO | 1-in-2 | 2030 | 9 | Zone | Remainder of System | Average Weekday | Moderate Summer Weekday | 44
| CAISO | 1-in-2 | 2030 | 9 | Zone | Remainder of System | Monthly System Peak Day | Hot Summer Weekday | 44
| CAISO | 1-in-2 | 2030 | 9 | Zone | South Orange County | Average Weekday | Moderate Summer Weekday | 4
| CAISO | 1-in-2 | 2030 | 9 | Zone | South Orange County | Monthly System Peak Day | Hot Summer Weekday | 4
| CAISO | 1-in-2 | 2030 | 9 | Zone | South of Lugo | Average Weekday | Moderate Summer Weekday | 17
| CAISO | 1-in-2 | 2030 | 9 | Zone | South of Lugo | Monthly System Peak Day | Hot Summer Weekday | 17
| CAISO | 1-in-2 | 2030 | 10 | All | All Customers | Average Weekday | Low Cost Winter Weekday | 65
| CAISO | 1-in-2 | 2030 | 10 | All | All Customers | Monthly System Peak Day | High Cost Winter Weekday | 65
| CAISO | 1-in-2 | 2030 | 10 | LCA | Big Creek/Ventura | Average Weekday | Low Cost Winter Weekday | 9
| CAISO | 1-in-2 | 2030 | 10 | LCA | Big Creek/Ventura | Monthly System Peak Day | High Cost Winter Weekday | 9
| CAISO | 1-in-2 | 2030 | 10 | LCA | LA Basin | Average Weekday | Low Cost Winter Weekday | 53
| CAISO | 1-in-2 | 2030 | 10 | LCA | LA Basin | Monthly System Peak Day | High Cost Winter Weekday | 53
| CAISO | 1-in-2 | 2030 | 10 | LCA | Outside LA Basin | Average Weekday | Low Cost Winter Weekday | 3
| CAISO | 1-in-2 | 2030 | 10 | LCA | Outside LA Basin | Monthly System Peak Day | High Cost Winter Weekday | 3
| CAISO | 1-in-2 | 2030 | 10 | Zone | Remainder of System | Average Weekday | Low Cost Winter Weekday | 44
| CAISO | 1-in-2 | 2030 | 10 | Zone | Remainder of System | Monthly System Peak Day | High Cost Winter Weekday | 44
| CAISO | 1-in-2 | 2030 | 10 | Zone | South Orange County | Average Weekday | Low Cost Winter Weekday | 4
| CAISO | 1-in-2 | 2030 | 10 | Zone | South Orange County | Monthly System Peak Day | High Cost Winter Weekday | 4
| CAISO | 1-in-2 | 2030 | 10 | Zone | South of Lugo | Average Weekday | Low Cost Winter Weekday | 17
| CAISO | 1-in-2 | 2030 | 10 | Zone | South of Lugo | Monthly System Peak Day | High Cost Winter Weekday | 17
| CAISO | 1-in-2 | 2030 | 11 | All | All Customers | Average Weekday | Low Cost Winter Weekday | 65
| CAISO | 1-in-2 | 2030 | 11 | All | All Customers | Monthly System Peak Day | Low Cost Winter Weekday | 65
| CAISO | 1-in-2 | 2030 | 11 | LCA | Big Creek/Ventura | Average Weekday | Low Cost Winter Weekday | 9
| CAISO | 1-in-2 | 2030 | 11 | LCA | Big Creek/Ventura | Monthly System Peak Day | Low Cost Winter Weekday | 9
| CAISO | 1-in-2 | 2030 | 11 | LCA | LA Basin | Average Weekday | Low Cost Winter Weekday | 53
| CAISO | 1-in-2 | 2030 | 11 | LCA | LA Basin | Monthly System Peak Day | Low Cost Winter Weekday | 53
| CAISO | 1-in-2 | 2030 | 11 | LCA | Outside LA Basin | Average Weekday | Low Cost Winter Weekday | 3
| CAISO | 1-in-2 | 2030 | 11 | LCA | Outside LA Basin | Monthly System Peak Day | Low Cost Winter Weekday | 3
| CAISO | 1-in-2 | 2030 | 11 | Zone | Remainder of System | Average Weekday | Low Cost Winter Weekday | 44
| CAISO | 1-in-2 | 2030 | 11 | Zone | Remainder of System | Monthly System Peak Day | Low Cost Winter Weekday | 44
| CAISO | 1-in-2 | 2030 | 11 | Zone | South Orange County | Average Weekday | Low Cost Winter Weekday | 4
| CAISO | 1-in-2 | 2030 | 11 | Zone | South Orange County | Monthly System Peak Day | Low Cost Winter Weekday | 4
| CAISO | 1-in-2 | 2030 | 11 | Zone | South of Lugo | Average Weekday | Low Cost Winter Weekday | 17
| CAISO | 1-in-2 | 2030 | 11 | Zone | South of Lugo | Monthly System Peak Day | Low Cost Winter Weekday | 17
| CAISO | 1-in-2 | 2030 | 12 | All | All Customers | Average Weekday | Low Cost Winter Weekday | 65
| CAISO | 1-in-2 | 2030 | 12 | All | All Customers | Monthly System Peak Day | Low Cost Winter Weekday | 65
| CAISO | 1-in-2 | 2030 | 12 | LCA | Big Creek/Ventura | Average Weekday | Low Cost Winter Weekday | 9
| CAISO | 1-in-2 | 2030 | 12 | LCA | Big Creek/Ventura | Monthly System Peak Day | Low Cost Winter Weekday | 9
| CAISO | 1-in-2 | 2030 | 12 | LCA | LA Basin | Average Weekday | Low Cost Winter Weekday | 53
| CAISO | 1-in-2 | 2030 | 12 | LCA | LA Basin | Monthly System Peak Day | Low Cost Winter Weekday | 53
| CAISO | 1-in-2 | 2030 | 12 | LCA | Outside LA Basin | Average Weekday | Low Cost Winter Weekday | 3
| CAISO | 1-in-2 | 2030 | 12 | LCA | Outside LA Basin | Monthly System Peak Day | Low Cost Winter Weekday | 3
| CAISO | 1-in-2 | 2030 | 12 | Zone | Remainder of System | Average Weekday | Low Cost Winter Weekday | 44
| CAISO | 1-in-2 | 2030 | 12 | Zone | Remainder of System | Monthly System Peak Day | Low Cost Winter Weekday | 44
| CAISO | 1-in-2 | 2030 | 12 | Zone | South Orange County | Average Weekday | Low Cost Winter Weekday | 4
| CAISO | 1-in-2 | 2030 | 12 | Zone | South Orange County | Monthly System Peak Day | Low Cost Winter Weekday | 4
| CAISO | 1-in-2 | 2030 | 12 | Zone | South of Lugo | Average Weekday | Low Cost Winter Weekday | 17
| CAISO | 1-in-2 | 2030 | 12 | Zone | South of Lugo | Monthly System Peak Day | Low Cost Winter Weekday | 17
| CAISO | 1-in-2 | 2031 | 1 | All | All Customers | Average Weekday | Low Cost Winter Weekday | 65
| CAISO | 1-in-2 | 2031 | 1 | All | All Customers | Monthly System Peak Day | Low Cost Winter Weekday | 65
| CAISO | 1-in-2 | 2031 | 1 | LCA | Big Creek/Ventura | Average Weekday | Low Cost Winter Weekday | 9
| CAISO | 1-in-2 | 2031 | 1 | LCA | Big Creek/Ventura | Monthly System Peak Day | Low Cost Winter Weekday | 9
| CAISO | 1-in-2 | 2031 | 1 | LCA | LA Basin | Average Weekday | Low Cost Winter Weekday | 53
| CAISO | 1-in-2 | 2031 | 1 | LCA | LA Basin | Monthly System Peak Day | Low Cost Winter Weekday | 53
| CAISO | 1-in-2 | 2031 | 1 | LCA | Outside LA Basin | Average Weekday | Low Cost Winter Weekday | 3
| CAISO | 1-in-2 | 2031 | 1 | LCA | Outside LA Basin | Monthly System Peak Day | Low Cost Winter Weekday | 3
| CAISO | 1-in-2 | 2031 | 1 | Zone | Remainder of System | Average Weekday | Low Cost Winter Weekday | 44
| CAISO | 1-in-2 | 2031 | 1 | Zone | Remainder of System | Monthly System Peak Day | Low Cost Winter Weekday | 44
| CAISO | 1-in-2 | 2031 | 1 | Zone | South Orange County | Average Weekday | Low Cost Winter Weekday | 4
| CAISO | 1-in-2 | 2031 | 1 | Zone | South Orange County | Monthly System Peak Day | Low Cost Winter Weekday | 4
| CAISO | 1-in-2 | 2031 | 1 | Zone | South of Lugo | Average Weekday | Low Cost Winter Weekday | 17
| CAISO | 1-in-2 | 2031 | 1 | Zone | South of Lugo | Monthly System Peak Day | Low Cost Winter Weekday | 17
| CAISO | 1-in-2 | 2031 | 2 | All | All Customers | Average Weekday | Low Cost Winter Weekday | 65
| CAISO | 1-in-2 | 2031 | 2 | All | All Customers | Monthly System Peak Day | Low Cost Winter Weekday | 65
| CAISO | 1-in-2 | 2031 | 2 | LCA | Big Creek/Ventura | Average Weekday | Low Cost Winter Weekday | 9
| CAISO | 1-in-2 | 2031 | 2 | LCA | Big Creek/Ventura | Monthly System Peak Day | Low Cost Winter Weekday | 9
| CAISO | 1-in-2 | 2031 | 2 | LCA | LA Basin | Average Weekday | Low Cost Winter Weekday | 53
| CAISO | 1-in-2 | 2031 | 2 | LCA | LA Basin | Monthly System Peak Day | Low Cost Winter Weekday | 53
| CAISO | 1-in-2 | 2031 | 2 | LCA | Outside LA Basin | Average Weekday | Low Cost Winter Weekday | 3
| CAISO | 1-in-2 | 2031 | 2 | LCA | Outside LA Basin | Monthly System Peak Day | Low Cost Winter Weekday | 3
| CAISO | 1-in-2 | 2031 | 2 | Zone | Remainder of System | Average Weekday | Low Cost Winter Weekday | 44
| CAISO | 1-in-2 | 2031 | 2 | Zone | Remainder of System | Monthly System Peak Day | Low Cost Winter Weekday | 44
| CAISO | 1-in-2 | 2031 | 2 | Zone | South Orange County | Average Weekday | Low Cost Winter Weekday | 4
| CAISO | 1-in-2 | 2031 | 2 | Zone | South Orange County | Monthly System Peak Day | Low Cost Winter Weekday | 4
| CAISO | 1-in-2 | 2031 | 2 | Zone | South of Lugo | Average Weekday | Low Cost Winter Weekday | 17
| CAISO | 1-in-2 | 2031 | 2 | Zone | South of Lugo | Monthly System Peak Day | Low Cost Winter Weekday | 17
| CAISO | 1-in-2 | 2031 | 3 | All | All Customers | Average Weekday | Low Cost Winter Weekday | 65
| CAISO | 1-in-2 | 2031 | 3 | All | All Customers | Monthly System Peak Day | Low Cost Winter Weekday | 65
| CAISO | 1-in-2 | 2031 | 3 | LCA | Big Creek/Ventura | Average Weekday | Low Cost Winter Weekday | 9
| CAISO | 1-in-2 | 2031 | 3 | LCA | Big Creek/Ventura | Monthly System Peak Day | Low Cost Winter Weekday | 9
| CAISO | 1-in-2 | 2031 | 3 | LCA | LA Basin | Average Weekday | Low Cost Winter Weekday | 53
| CAISO | 1-in-2 | 2031 | 3 | LCA | LA Basin | Monthly System Peak Day | Low Cost Winter Weekday | 53
| CAISO | 1-in-2 | 2031 | 3 | LCA | Outside LA Basin | Average Weekday | Low Cost Winter Weekday | 3
| CAISO | 1-in-2 | 2031 | 3 | LCA | Outside LA Basin | Monthly System Peak Day | Low Cost Winter Weekday | 3
| CAISO | 1-in-2 | 2031 | 3 | Zone | Remainder of System | Average Weekday | Low Cost Winter Weekday | 44
| CAISO | 1-in-2 | 2031 | 3 | Zone | Remainder of System | Monthly System Peak Day | Low Cost Winter Weekday | 44
| CAISO | 1-in-2 | 2031 | 3 | Zone | South Orange County | Average Weekday | Low Cost Winter Weekday | 4
| CAISO | 1-in-2 | 2031 | 3 | Zone | South Orange County | Monthly System Peak Day | Low Cost Winter Weekday | 4
| CAISO | 1-in-2 | 2031 | 3 | Zone | South of Lugo | Average Weekday | Low Cost Winter Weekday | 17
| CAISO | 1-in-2 | 2031 | 3 | Zone | South of Lugo | Monthly System Peak Day | Low Cost Winter Weekday | 17
| CAISO | 1-in-2 | 2031 | 4 | All | All Customers | Average Weekday | Low Cost Winter Weekday | 65
| CAISO | 1-in-2 | 2031 | 4 | All | All Customers | Monthly System Peak Day | Low Cost Winter Weekday | 65
| CAISO | 1-in-2 | 2031 | 4 | LCA | Big Creek/Ventura | Average Weekday | Low Cost Winter Weekday | 9
| CAISO | 1-in-2 | 2031 | 4 | LCA | Big Creek/Ventura | Monthly System Peak Day | Low Cost Winter Weekday | 9
| CAISO | 1-in-2 | 2031 | 4 | LCA | LA Basin | Average Weekday | Low Cost Winter Weekday | 53
| CAISO | 1-in-2 | 2031 | 4 | LCA | LA Basin | Monthly System Peak Day | Low Cost Winter Weekday | 53
| CAISO | 1-in-2 | 2031 | 4 | LCA | Outside LA Basin | Average Weekday | Low Cost Winter Weekday | 3
| CAISO | 1-in-2 | 2031 | 4 | LCA | Outside LA Basin | Monthly System Peak Day | Low Cost Winter Weekday | 3
| CAISO | 1-in-2 | 2031 | 4 | Zone | Remainder of System | Average Weekday | Low Cost Winter Weekday | 44
| CAISO | 1-in-2 | 2031 | 4 | Zone | Remainder of System | Monthly System Peak Day | Low Cost Winter Weekday | 44
| CAISO | 1-in-2 | 2031 | 4 | Zone | South Orange County | Average Weekday | Low Cost Winter Weekday | 4
| CAISO | 1-in-2 | 2031 | 4 | Zone | South Orange County | Monthly System Peak Day | Low Cost Winter Weekday | 4
| CAISO | 1-in-2 | 2031 | 4 | Zone | South of Lugo | Average Weekday | Low Cost Winter Weekday | 17
| CAISO | 1-in-2 | 2031 | 4 | Zone | South of Lugo | Monthly System Peak Day | Low Cost Winter Weekday | 17
| CAISO | 1-in-2 | 2031 | 5 | All | All Customers | Average Weekday | Low Cost Winter Weekday | 65
| CAISO | 1-in-2 | 2031 | 5 | All | All Customers | Monthly System Peak Day | Low Cost Winter Weekday | 65
| CAISO | 1-in-2 | 2031 | 5 | LCA | Big Creek/Ventura | Average Weekday | Low Cost Winter Weekday | 9
| CAISO | 1-in-2 | 2031 | 5 | LCA | Big Creek/Ventura | Monthly System Peak Day | Low Cost Winter Weekday | 9
| CAISO | 1-in-2 | 2031 | 5 | LCA | LA Basin | Average Weekday | Low Cost Winter Weekday | 53
| CAISO | 1-in-2 | 2031 | 5 | LCA | LA Basin | Monthly System Peak Day | Low Cost Winter Weekday | 53
| CAISO | 1-in-2 | 2031 | 5 | LCA | Outside LA Basin | Average Weekday | Low Cost Winter Weekday | 3
| CAISO | 1-in-2 | 2031 | 5 | LCA | Outside LA Basin | Monthly System Peak Day | Low Cost Winter Weekday | 3
| CAISO | 1-in-2 | 2031 | 5 | Zone | Remainder of System | Average Weekday | Low Cost Winter Weekday | 44
| CAISO | 1-in-2 | 2031 | 5 | Zone | Remainder of System | Monthly System Peak Day | Low Cost Winter Weekday | 44
| CAISO | 1-in-2 | 2031 | 5 | Zone | South Orange County | Average Weekday | Low Cost Winter Weekday | 4
| CAISO | 1-in-2 | 2031 | 5 | Zone | South Orange County | Monthly System Peak Day | Low Cost Winter Weekday | 4
| CAISO | 1-in-2 | 2031 | 5 | Zone | South of Lugo | Average Weekday | Low Cost Winter Weekday | 17
| CAISO | 1-in-2 | 2031 | 5 | Zone | South of Lugo | Monthly System Peak Day | Low Cost Winter Weekday | 17
| CAISO | 1-in-2 | 2031 | 6 | All | All Customers | Average Weekday | Mild Summer Weekday | 65
| CAISO | 1-in-2 | 2031 | 6 | All | All Customers | Monthly System Peak Day | Moderate Summer Weekday | 65
| CAISO | 1-in-2 | 2031 | 6 | LCA | Big Creek/Ventura | Average Weekday | Mild Summer Weekday | 9
| CAISO | 1-in-2 | 2031 | 6 | LCA | Big Creek/Ventura | Monthly System Peak Day | Moderate Summer Weekday | 9
| CAISO | 1-in-2 | 2031 | 6 | LCA | LA Basin | Average Weekday | Mild Summer Weekday | 53
| CAISO | 1-in-2 | 2031 | 6 | LCA | LA Basin | Monthly System Peak Day | Moderate Summer Weekday | 53
| CAISO | 1-in-2 | 2031 | 6 | LCA | Outside LA Basin | Average Weekday | Mild Summer Weekday | 3
| CAISO | 1-in-2 | 2031 | 6 | LCA | Outside LA Basin | Monthly System Peak Day | Moderate Summer Weekday | 3
| CAISO | 1-in-2 | 2031 | 6 | Zone | Remainder of System | Average Weekday | Mild Summer Weekday | 44
| CAISO | 1-in-2 | 2031 | 6 | Zone | Remainder of System | Monthly System Peak Day | Moderate Summer Weekday | 44
| CAISO | 1-in-2 | 2031 | 6 | Zone | South Orange County | Average Weekday | Mild Summer Weekday | 4
| CAISO | 1-in-2 | 2031 | 6 | Zone | South Orange County | Monthly System Peak Day | Moderate Summer Weekday | 4
| CAISO | 1-in-2 | 2031 | 6 | Zone | South of Lugo | Average Weekday | Mild Summer Weekday | 17
| CAISO | 1-in-2 | 2031 | 6 | Zone | South of Lugo | Monthly System Peak Day | Moderate Summer Weekday | 17
| CAISO | 1-in-2 | 2031 | 7 | All | All Customers | Average Weekday | Moderate Summer Weekday | 65
| CAISO | 1-in-2 | 2031 | 7 | All | All Customers | Monthly System Peak Day | Hot Summer Weekday | 65
| CAISO | 1-in-2 | 2031 | 7 | LCA | Big Creek/Ventura | Average Weekday | Moderate Summer Weekday | 9
| CAISO | 1-in-2 | 2031 | 7 | LCA | Big Creek/Ventura | Monthly System Peak Day | Hot Summer Weekday | 9
| CAISO | 1-in-2 | 2031 | 7 | LCA | LA Basin | Average Weekday | Moderate Summer Weekday | 53
| CAISO | 1-in-2 | 2031 | 7 | LCA | LA Basin | Monthly System Peak Day | Hot Summer Weekday | 53
| CAISO | 1-in-2 | 2031 | 7 | LCA | Outside LA Basin | Average Weekday | Moderate Summer Weekday | 3
| CAISO | 1-in-2 | 2031 | 7 | LCA | Outside LA Basin | Monthly System Peak Day | Hot Summer Weekday | 3
| CAISO | 1-in-2 | 2031 | 7 | Zone | Remainder of System | Average Weekday | Moderate Summer Weekday | 44
| CAISO | 1-in-2 | 2031 | 7 | Zone | Remainder of System | Monthly System Peak Day | Hot Summer Weekday | 44
| CAISO | 1-in-2 | 2031 | 7 | Zone | South Orange County | Average Weekday | Moderate Summer Weekday | 4
| CAISO | 1-in-2 | 2031 | 7 | Zone | South Orange County | Monthly System Peak Day | Hot Summer Weekday | 4
| CAISO | 1-in-2 | 2031 | 7 | Zone | South of Lugo | Average Weekday | Moderate Summer Weekday | 17
| CAISO | 1-in-2 | 2031 | 7 | Zone | South of Lugo | Monthly System Peak Day | Hot Summer Weekday | 17
| CAISO | 1-in-2 | 2031 | 8 | All | All Customers | Average Weekday | Moderate Summer Weekday | 65
| CAISO | 1-in-2 | 2031 | 8 | All | All Customers | Monthly System Peak Day | Hot Summer Weekday | 65
| CAISO | 1-in-2 | 2031 | 8 | All | All Customers | Typical Event Day | Hot Summer Weekday | 65
| CAISO | 1-in-2 | 2031 | 8 | LCA | Big Creek/Ventura | Average Weekday | Moderate Summer Weekday | 9
| CAISO | 1-in-2 | 2031 | 8 | LCA | Big Creek/Ventura | Monthly System Peak Day | Hot Summer Weekday | 9
| CAISO | 1-in-2 | 2031 | 8 | LCA | Big Creek/Ventura | Typical Event Day | Hot Summer Weekday | 9
| CAISO | 1-in-2 | 2031 | 8 | LCA | LA Basin | Average Weekday | Moderate Summer Weekday | 53
| CAISO | 1-in-2 | 2031 | 8 | LCA | LA Basin | Monthly System Peak Day | Hot Summer Weekday | 53
| CAISO | 1-in-2 | 2031 | 8 | LCA | LA Basin | Typical Event Day | Hot Summer Weekday | 53
| CAISO | 1-in-2 | 2031 | 8 | LCA | Outside LA Basin | Average Weekday | Moderate Summer Weekday | 3
| CAISO | 1-in-2 | 2031 | 8 | LCA | Outside LA Basin | Monthly System Peak Day | Hot Summer Weekday | 3
| CAISO | 1-in-2 | 2031 | 8 | LCA | Outside LA Basin | Typical Event Day | Hot Summer Weekday | 3
| CAISO | 1-in-2 | 2031 | 8 | Zone | Remainder of System | Average Weekday | Moderate Summer Weekday | 44
| CAISO | 1-in-2 | 2031 | 8 | Zone | Remainder of System | Monthly System Peak Day | Hot Summer Weekday | 44
| CAISO | 1-in-2 | 2031 | 8 | Zone | Remainder of System | Typical Event Day | Hot Summer Weekday | 44
| CAISO | 1-in-2 | 2031 | 8 | Zone | South Orange County | Average Weekday | Moderate Summer Weekday | 4
| CAISO | 1-in-2 | 2031 | 8 | Zone | South Orange County | Monthly System Peak Day | Hot Summer Weekday | 4
| CAISO | 1-in-2 | 2031 | 8 | Zone | South Orange County | Typical Event Day | Hot Summer Weekday | 4
| CAISO | 1-in-2 | 2031 | 8 | Zone | South of Lugo | Average Weekday | Moderate Summer Weekday | 17
| CAISO | 1-in-2 | 2031 | 8 | Zone | South of Lugo | Monthly System Peak Day | Hot Summer Weekday | 17
| CAISO | 1-in-2 | 2031 | 8 | Zone | South of Lugo | Typical Event Day | Hot Summer Weekday | 17
| CAISO | 1-in-2 | 2031 | 9 | All | All Customers | Average Weekday | Moderate Summer Weekday | 65
| CAISO | 1-in-2 | 2031 | 9 | All | All Customers | Monthly System Peak Day | Hot Summer Weekday | 65
| CAISO | 1-in-2 | 2031 | 9 | LCA | Big Creek/Ventura | Average Weekday | Moderate Summer Weekday | 9
| CAISO | 1-in-2 | 2031 | 9 | LCA | Big Creek/Ventura | Monthly System Peak Day | Hot Summer Weekday | 9
| CAISO | 1-in-2 | 2031 | 9 | LCA | LA Basin | Average Weekday | Moderate Summer Weekday | 53
| CAISO | 1-in-2 | 2031 | 9 | LCA | LA Basin | Monthly System Peak Day | Hot Summer Weekday | 53
| CAISO | 1-in-2 | 2031 | 9 | LCA | Outside LA Basin | Average Weekday | Moderate Summer Weekday | 3
| CAISO | 1-in-2 | 2031 | 9 | LCA | Outside LA Basin | Monthly System Peak Day | Hot Summer Weekday | 3
| CAISO | 1-in-2 | 2031 | 9 | Zone | Remainder of System | Average Weekday | Moderate Summer Weekday | 44
| CAISO | 1-in-2 | 2031 | 9 | Zone | Remainder of System | Monthly System Peak Day | Hot Summer Weekday | 44
| CAISO | 1-in-2 | 2031 | 9 | Zone | South Orange County | Average Weekday | Moderate Summer Weekday | 4
| CAISO | 1-in-2 | 2031 | 9 | Zone | South Orange County | Monthly System Peak Day | Hot Summer Weekday | 4
| CAISO | 1-in-2 | 2031 | 9 | Zone | South of Lugo | Average Weekday | Moderate Summer Weekday | 17
| CAISO | 1-in-2 | 2031 | 9 | Zone | South of Lugo | Monthly System Peak Day | Hot Summer Weekday | 17
| CAISO | 1-in-2 | 2031 | 10 | All | All Customers | Average Weekday | Low Cost Winter Weekday | 65
| CAISO | 1-in-2 | 2031 | 10 | All | All Customers | Monthly System Peak Day | High Cost Winter Weekday | 65
| CAISO | 1-in-2 | 2031 | 10 | LCA | Big Creek/Ventura | Average Weekday | Low Cost Winter Weekday | 9
| CAISO | 1-in-2 | 2031 | 10 | LCA | Big Creek/Ventura | Monthly System Peak Day | High Cost Winter Weekday | 9
| CAISO | 1-in-2 | 2031 | 10 | LCA | LA Basin | Average Weekday | Low Cost Winter Weekday | 53
| CAISO | 1-in-2 | 2031 | 10 | LCA | LA Basin | Monthly System Peak Day | High Cost Winter Weekday | 53
| CAISO | 1-in-2 | 2031 | 10 | LCA | Outside LA Basin | Average Weekday | Low Cost Winter Weekday | 3
| CAISO | 1-in-2 | 2031 | 10 | LCA | Outside LA Basin | Monthly System Peak Day | High Cost Winter Weekday | 3
| CAISO | 1-in-2 | 2031 | 10 | Zone | Remainder of System | Average Weekday | Low Cost Winter Weekday | 44
| CAISO | 1-in-2 | 2031 | 10 | Zone | Remainder of System | Monthly System Peak Day | High Cost Winter Weekday | 44
| CAISO | 1-in-2 | 2031 | 10 | Zone | South Orange County | Average Weekday | Low Cost Winter Weekday | 4
| CAISO | 1-in-2 | 2031 | 10 | Zone | South Orange County | Monthly System Peak Day | High Cost Winter Weekday | 4
| CAISO | 1-in-2 | 2031 | 10 | Zone | South of Lugo | Average Weekday | Low Cost Winter Weekday | 17
| CAISO | 1-in-2 | 2031 | 10 | Zone | South of Lugo | Monthly System Peak Day | High Cost Winter Weekday | 17
| CAISO | 1-in-2 | 2031 | 11 | All | All Customers | Average Weekday | Low Cost Winter Weekday | 65
| CAISO | 1-in-2 | 2031 | 11 | All | All Customers | Monthly System Peak Day | Low Cost Winter Weekday | 65
| CAISO | 1-in-2 | 2031 | 11 | LCA | Big Creek/Ventura | Average Weekday | Low Cost Winter Weekday | 9
| CAISO | 1-in-2 | 2031 | 11 | LCA | Big Creek/Ventura | Monthly System Peak Day | Low Cost Winter Weekday | 9
| CAISO | 1-in-2 | 2031 | 11 | LCA | LA Basin | Average Weekday | Low Cost Winter Weekday | 53
| CAISO | 1-in-2 | 2031 | 11 | LCA | LA Basin | Monthly System Peak Day | Low Cost Winter Weekday | 53
| CAISO | 1-in-2 | 2031 | 11 | LCA | Outside LA Basin | Average Weekday | Low Cost Winter Weekday | 3
| CAISO | 1-in-2 | 2031 | 11 | LCA | Outside LA Basin | Monthly System Peak Day | Low Cost Winter Weekday | 3
| CAISO | 1-in-2 | 2031 | 11 | Zone | Remainder of System | Average Weekday | Low Cost Winter Weekday | 44
| CAISO | 1-in-2 | 2031 | 11 | Zone | Remainder of System | Monthly System Peak Day | Low Cost Winter Weekday | 44
| CAISO | 1-in-2 | 2031 | 11 | Zone | South Orange County | Average Weekday | Low Cost Winter Weekday | 4
| CAISO | 1-in-2 | 2031 | 11 | Zone | South Orange County | Monthly System Peak Day | Low Cost Winter Weekday | 4
| CAISO | 1-in-2 | 2031 | 11 | Zone | South of Lugo | Average Weekday | Low Cost Winter Weekday | 17
| CAISO | 1-in-2 | 2031 | 11 | Zone | South of Lugo | Monthly System Peak Day | Low Cost Winter Weekday | 17
| CAISO | 1-in-2 | 2031 | 12 | All | All Customers | Average Weekday | Low Cost Winter Weekday | 65
| CAISO | 1-in-2 | 2031 | 12 | All | All Customers | Monthly System Peak Day | Low Cost Winter Weekday | 65
| CAISO | 1-in-2 | 2031 | 12 | LCA | Big Creek/Ventura | Average Weekday | Low Cost Winter Weekday | 9
| CAISO | 1-in-2 | 2031 | 12 | LCA | Big Creek/Ventura | Monthly System Peak Day | Low Cost Winter Weekday | 9
| CAISO | 1-in-2 | 2031 | 12 | LCA | LA Basin | Average Weekday | Low Cost Winter Weekday | 53
| CAISO | 1-in-2 | 2031 | 12 | LCA | LA Basin | Monthly System Peak Day | Low Cost Winter Weekday | 53
| CAISO | 1-in-2 | 2031 | 12 | LCA | Outside LA Basin | Average Weekday | Low Cost Winter Weekday | 3
| CAISO | 1-in-2 | 2031 | 12 | LCA | Outside LA Basin | Monthly System Peak Day | Low Cost Winter Weekday | 3
| CAISO | 1-in-2 | 2031 | 12 | Zone | Remainder of System | Average Weekday | Low Cost Winter Weekday | 44
| CAISO | 1-in-2 | 2031 | 12 | Zone | Remainder of System | Monthly System Peak Day | Low Cost Winter Weekday | 44
| CAISO | 1-in-2 | 2031 | 12 | Zone | South Orange County | Average Weekday | Low Cost Winter Weekday | 4
| CAISO | 1-in-2 | 2031 | 12 | Zone | South Orange County | Monthly System Peak Day | Low Cost Winter Weekday | 4
| CAISO | 1-in-2 | 2031 | 12 | Zone | South of Lugo | Average Weekday | Low Cost Winter Weekday | 17
| CAISO | 1-in-2 | 2031 | 12 | Zone | South of Lugo | Monthly System Peak Day | Low Cost Winter Weekday | 17
| SCE | 1-in-10 | 2021 | 1 | All | All Customers | Average Weekday | Low Cost Winter Weekday | 49
| SCE | 1-in-10 | 2021 | 1 | All | All Customers | Monthly System Peak Day | Low Cost Winter Weekday | 49
| SCE | 1-in-10 | 2021 | 1 | LCA | Big Creek/Ventura | Average Weekday | Low Cost Winter Weekday | 7
| SCE | 1-in-10 | 2021 | 1 | LCA | Big Creek/Ventura | Monthly System Peak Day | Low Cost Winter Weekday | 7
| SCE | 1-in-10 | 2021 | 1 | LCA | LA Basin | Average Weekday | Low Cost Winter Weekday | 40
| SCE | 1-in-10 | 2021 | 1 | LCA | LA Basin | Monthly System Peak Day | Low Cost Winter Weekday | 40
| SCE | 1-in-10 | 2021 | 1 | LCA | Outside LA Basin | Average Weekday | Low Cost Winter Weekday | 2
| SCE | 1-in-10 | 2021 | 1 | LCA | Outside LA Basin | Monthly System Peak Day | Low Cost Winter Weekday | 2
| SCE | 1-in-10 | 2021 | 1 | Zone | Remainder of System | Average Weekday | Low Cost Winter Weekday | 33
| SCE | 1-in-10 | 2021 | 1 | Zone | Remainder of System | Monthly System Peak Day | Low Cost Winter Weekday | 33
| SCE | 1-in-10 | 2021 | 1 | Zone | South Orange County | Average Weekday | Low Cost Winter Weekday | 3
| SCE | 1-in-10 | 2021 | 1 | Zone | South Orange County | Monthly System Peak Day | Low Cost Winter Weekday | 3
| SCE | 1-in-10 | 2021 | 1 | Zone | South of Lugo | Average Weekday | Low Cost Winter Weekday | 13
| SCE | 1-in-10 | 2021 | 1 | Zone | South of Lugo | Monthly System Peak Day | Low Cost Winter Weekday | 13
| SCE | 1-in-10 | 2021 | 2 | All | All Customers | Average Weekday | Low Cost Winter Weekday | 53
| SCE | 1-in-10 | 2021 | 2 | All | All Customers | Monthly System Peak Day | Low Cost Winter Weekday | 53
| SCE | 1-in-10 | 2021 | 2 | LCA | Big Creek/Ventura | Average Weekday | Low Cost Winter Weekday | 8
| SCE | 1-in-10 | 2021 | 2 | LCA | Big Creek/Ventura | Monthly System Peak Day | Low Cost Winter Weekday | 8
| SCE | 1-in-10 | 2021 | 2 | LCA | LA Basin | Average Weekday | Low Cost Winter Weekday | 43
| SCE | 1-in-10 | 2021 | 2 | LCA | LA Basin | Monthly System Peak Day | Low Cost Winter Weekday | 43
| SCE | 1-in-10 | 2021 | 2 | LCA | Outside LA Basin | Average Weekday | Low Cost Winter Weekday | 2
| SCE | 1-in-10 | 2021 | 2 | LCA | Outside LA Basin | Monthly System Peak Day | Low Cost Winter Weekday | 2
| SCE | 1-in-10 | 2021 | 2 | Zone | Remainder of System | Average Weekday | Low Cost Winter Weekday | 35
| SCE | 1-in-10 | 2021 | 2 | Zone | Remainder of System | Monthly System Peak Day | Low Cost Winter Weekday | 35
| SCE | 1-in-10 | 2021 | 2 | Zone | South Orange County | Average Weekday | Low Cost Winter Weekday | 3
| SCE | 1-in-10 | 2021 | 2 | Zone | South Orange County | Monthly System Peak Day | Low Cost Winter Weekday | 3
| SCE | 1-in-10 | 2021 | 2 | Zone | South of Lugo | Average Weekday | Low Cost Winter Weekday | 14
| SCE | 1-in-10 | 2021 | 2 | Zone | South of Lugo | Monthly System Peak Day | Low Cost Winter Weekday | 14
| SCE | 1-in-10 | 2021 | 3 | All | All Customers | Average Weekday | Low Cost Winter Weekday | 56
| SCE | 1-in-10 | 2021 | 3 | All | All Customers | Monthly System Peak Day | High Cost Winter Weekday | 56
| SCE | 1-in-10 | 2021 | 3 | LCA | Big Creek/Ventura | Average Weekday | Low Cost Winter Weekday | 8
| SCE | 1-in-10 | 2021 | 3 | LCA | Big Creek/Ventura | Monthly System Peak Day | High Cost Winter Weekday | 8
| SCE | 1-in-10 | 2021 | 3 | LCA | LA Basin | Average Weekday | Low Cost Winter Weekday | 46
| SCE | 1-in-10 | 2021 | 3 | LCA | LA Basin | Monthly System Peak Day | High Cost Winter Weekday | 46
| SCE | 1-in-10 | 2021 | 3 | LCA | Outside LA Basin | Average Weekday | Low Cost Winter Weekday | 2
| SCE | 1-in-10 | 2021 | 3 | LCA | Outside LA Basin | Monthly System Peak Day | High Cost Winter Weekday | 2
| SCE | 1-in-10 | 2021 | 3 | Zone | Remainder of System | Average Weekday | Low Cost Winter Weekday | 38
| SCE | 1-in-10 | 2021 | 3 | Zone | Remainder of System | Monthly System Peak Day | High Cost Winter Weekday | 38
| SCE | 1-in-10 | 2021 | 3 | Zone | South Orange County | Average Weekday | Low Cost Winter Weekday | 3
| SCE | 1-in-10 | 2021 | 3 | Zone | South Orange County | Monthly System Peak Day | High Cost Winter Weekday | 3
| SCE | 1-in-10 | 2021 | 3 | Zone | South of Lugo | Average Weekday | Low Cost Winter Weekday | 15
| SCE | 1-in-10 | 2021 | 3 | Zone | South of Lugo | Monthly System Peak Day | High Cost Winter Weekday | 15
| SCE | 1-in-10 | 2021 | 4 | All | All Customers | Average Weekday | Low Cost Winter Weekday | 60
| SCE | 1-in-10 | 2021 | 4 | All | All Customers | Monthly System Peak Day | High Cost Winter Weekday | 60
| SCE | 1-in-10 | 2021 | 4 | LCA | Big Creek/Ventura | Average Weekday | Low Cost Winter Weekday | 9
| SCE | 1-in-10 | 2021 | 4 | LCA | Big Creek/Ventura | Monthly System Peak Day | High Cost Winter Weekday | 9
| SCE | 1-in-10 | 2021 | 4 | LCA | LA Basin | Average Weekday | Low Cost Winter Weekday | 49
| SCE | 1-in-10 | 2021 | 4 | LCA | LA Basin | Monthly System Peak Day | High Cost Winter Weekday | 49
| SCE | 1-in-10 | 2021 | 4 | LCA | Outside LA Basin | Average Weekday | Low Cost Winter Weekday | 2
| SCE | 1-in-10 | 2021 | 4 | LCA | Outside LA Basin | Monthly System Peak Day | High Cost Winter Weekday | 2
| SCE | 1-in-10 | 2021 | 4 | Zone | Remainder of System | Average Weekday | Low Cost Winter Weekday | 40
| SCE | 1-in-10 | 2021 | 4 | Zone | Remainder of System | Monthly System Peak Day | High Cost Winter Weekday | 40
| SCE | 1-in-10 | 2021 | 4 | Zone | South Orange County | Average Weekday | Low Cost Winter Weekday | 4
| SCE | 1-in-10 | 2021 | 4 | Zone | South Orange County | Monthly System Peak Day | High Cost Winter Weekday | 4
| SCE | 1-in-10 | 2021 | 4 | Zone | South of Lugo | Average Weekday | Low Cost Winter Weekday | 16
| SCE | 1-in-10 | 2021 | 4 | Zone | South of Lugo | Monthly System Peak Day | High Cost Winter Weekday | 16
| SCE | 1-in-10 | 2021 | 5 | All | All Customers | Average Weekday | Low Cost Winter Weekday | 63
| SCE | 1-in-10 | 2021 | 5 | All | All Customers | Monthly System Peak Day | High Cost Winter Weekday | 63
| SCE | 1-in-10 | 2021 | 5 | LCA | Big Creek/Ventura | Average Weekday | Low Cost Winter Weekday | 9
| SCE | 1-in-10 | 2021 | 5 | LCA | Big Creek/Ventura | Monthly System Peak Day | High Cost Winter Weekday | 9
| SCE | 1-in-10 | 2021 | 5 | LCA | LA Basin | Average Weekday | Low Cost Winter Weekday | 51
| SCE | 1-in-10 | 2021 | 5 | LCA | LA Basin | Monthly System Peak Day | High Cost Winter Weekday | 51
| SCE | 1-in-10 | 2021 | 5 | LCA | Outside LA Basin | Average Weekday | Low Cost Winter Weekday | 3
| SCE | 1-in-10 | 2021 | 5 | LCA | Outside LA Basin | Monthly System Peak Day | High Cost Winter Weekday | 3
| SCE | 1-in-10 | 2021 | 5 | Zone | Remainder of System | Average Weekday | Low Cost Winter Weekday | 42
| SCE | 1-in-10 | 2021 | 5 | Zone | Remainder of System | Monthly System Peak Day | High Cost Winter Weekday | 42
| SCE | 1-in-10 | 2021 | 5 | Zone | South Orange County | Average Weekday | Low Cost Winter Weekday | 4
| SCE | 1-in-10 | 2021 | 5 | Zone | South Orange County | Monthly System Peak Day | High Cost Winter Weekday | 4
| SCE | 1-in-10 | 2021 | 5 | Zone | South of Lugo | Average Weekday | Low Cost Winter Weekday | 17
| SCE | 1-in-10 | 2021 | 5 | Zone | South of Lugo | Monthly System Peak Day | High Cost Winter Weekday | 17
| SCE | 1-in-10 | 2021 | 6 | All | All Customers | Average Weekday | Moderate Summer Weekday | 67
| SCE | 1-in-10 | 2021 | 6 | All | All Customers | Monthly System Peak Day | Hot Summer Weekday | 67
| SCE | 1-in-10 | 2021 | 6 | LCA | Big Creek/Ventura | Average Weekday | Moderate Summer Weekday | 10
| SCE | 1-in-10 | 2021 | 6 | LCA | Big Creek/Ventura | Monthly System Peak Day | Hot Summer Weekday | 10
| SCE | 1-in-10 | 2021 | 6 | LCA | LA Basin | Average Weekday | Moderate Summer Weekday | 54
| SCE | 1-in-10 | 2021 | 6 | LCA | LA Basin | Monthly System Peak Day | Hot Summer Weekday | 54
| SCE | 1-in-10 | 2021 | 6 | LCA | Outside LA Basin | Average Weekday | Moderate Summer Weekday | 3
| SCE | 1-in-10 | 2021 | 6 | LCA | Outside LA Basin | Monthly System Peak Day | Hot Summer Weekday | 3
| SCE | 1-in-10 | 2021 | 6 | Zone | Remainder of System | Average Weekday | Moderate Summer Weekday | 45
| SCE | 1-in-10 | 2021 | 6 | Zone | Remainder of System | Monthly System Peak Day | Hot Summer Weekday | 45
| SCE | 1-in-10 | 2021 | 6 | Zone | South Orange County | Average Weekday | Moderate Summer Weekday | 4
| SCE | 1-in-10 | 2021 | 6 | Zone | South Orange County | Monthly System Peak Day | Hot Summer Weekday | 4
| SCE | 1-in-10 | 2021 | 6 | Zone | South of Lugo | Average Weekday | Moderate Summer Weekday | 18
| SCE | 1-in-10 | 2021 | 6 | Zone | South of Lugo | Monthly System Peak Day | Hot Summer Weekday | 18
| SCE | 1-in-10 | 2021 | 7 | All | All Customers | Average Weekday | Moderate Summer Weekday | 70
| SCE | 1-in-10 | 2021 | 7 | All | All Customers | Monthly System Peak Day | Hot Summer Weekday | 70
| SCE | 1-in-10 | 2021 | 7 | LCA | Big Creek/Ventura | Average Weekday | Moderate Summer Weekday | 10
| SCE | 1-in-10 | 2021 | 7 | LCA | Big Creek/Ventura | Monthly System Peak Day | Hot Summer Weekday | 10
| SCE | 1-in-10 | 2021 | 7 | LCA | LA Basin | Average Weekday | Moderate Summer Weekday | 57
| SCE | 1-in-10 | 2021 | 7 | LCA | LA Basin | Monthly System Peak Day | Hot Summer Weekday | 57
| SCE | 1-in-10 | 2021 | 7 | LCA | Outside LA Basin | Average Weekday | Moderate Summer Weekday | 3
| SCE | 1-in-10 | 2021 | 7 | LCA | Outside LA Basin | Monthly System Peak Day | Hot Summer Weekday | 3
| SCE | 1-in-10 | 2021 | 7 | Zone | Remainder of System | Average Weekday | Moderate Summer Weekday | 47
| SCE | 1-in-10 | 2021 | 7 | Zone | Remainder of System | Monthly System Peak Day | Hot Summer Weekday | 47
| SCE | 1-in-10 | 2021 | 7 | Zone | South Orange County | Average Weekday | Moderate Summer Weekday | 4
| SCE | 1-in-10 | 2021 | 7 | Zone | South Orange County | Monthly System Peak Day | Hot Summer Weekday | 4
| SCE | 1-in-10 | 2021 | 7 | Zone | South of Lugo | Average Weekday | Moderate Summer Weekday | 19
| SCE | 1-in-10 | 2021 | 7 | Zone | South of Lugo | Monthly System Peak Day | Hot Summer Weekday | 19
| SCE | 1-in-10 | 2021 | 8 | All | All Customers | Average Weekday | Moderate Summer Weekday | 74
| SCE | 1-in-10 | 2021 | 8 | All | All Customers | Monthly System Peak Day | Hot Summer Weekday | 74
| SCE | 1-in-10 | 2021 | 8 | All | All Customers | Typical Event Day | Hot Summer Weekday | 74
| SCE | 1-in-10 | 2021 | 8 | LCA | Big Creek/Ventura | Average Weekday | Moderate Summer Weekday | 11
| SCE | 1-in-10 | 2021 | 8 | LCA | Big Creek/Ventura | Monthly System Peak Day | Hot Summer Weekday | 11
| SCE | 1-in-10 | 2021 | 8 | LCA | Big Creek/Ventura | Typical Event Day | Hot Summer Weekday | 11
| SCE | 1-in-10 | 2021 | 8 | LCA | LA Basin | Average Weekday | Moderate Summer Weekday | 60
| SCE | 1-in-10 | 2021 | 8 | LCA | LA Basin | Monthly System Peak Day | Hot Summer Weekday | 60
| SCE | 1-in-10 | 2021 | 8 | LCA | LA Basin | Typical Event Day | Hot Summer Weekday | 60
| SCE | 1-in-10 | 2021 | 8 | LCA | Outside LA Basin | Average Weekday | Moderate Summer Weekday | 3
| SCE | 1-in-10 | 2021 | 8 | LCA | Outside LA Basin | Monthly System Peak Day | Hot Summer Weekday | 3
| SCE | 1-in-10 | 2021 | 8 | LCA | Outside LA Basin | Typical Event Day | Hot Summer Weekday | 3
| SCE | 1-in-10 | 2021 | 8 | Zone | Remainder of System | Average Weekday | Moderate Summer Weekday | 49
| SCE | 1-in-10 | 2021 | 8 | Zone | Remainder of System | Monthly System Peak Day | Hot Summer Weekday | 49
| SCE | 1-in-10 | 2021 | 8 | Zone | Remainder of System | Typical Event Day | Hot Summer Weekday | 49
| SCE | 1-in-10 | 2021 | 8 | Zone | South Orange County | Average Weekday | Moderate Summer Weekday | 5
| SCE | 1-in-10 | 2021 | 8 | Zone | South Orange County | Monthly System Peak Day | Hot Summer Weekday | 5
| SCE | 1-in-10 | 2021 | 8 | Zone | South Orange County | Typical Event Day | Hot Summer Weekday | 5
| SCE | 1-in-10 | 2021 | 8 | Zone | South of Lugo | Average Weekday | Moderate Summer Weekday | 19
| SCE | 1-in-10 | 2021 | 8 | Zone | South of Lugo | Monthly System Peak Day | Hot Summer Weekday | 19
| SCE | 1-in-10 | 2021 | 8 | Zone | South of Lugo | Typical Event Day | Hot Summer Weekday | 19
| SCE | 1-in-10 | 2021 | 9 | All | All Customers | Average Weekday | Moderate Summer Weekday | 73
| SCE | 1-in-10 | 2021 | 9 | All | All Customers | Monthly System Peak Day | Hot Summer Weekday | 73
| SCE | 1-in-10 | 2021 | 9 | LCA | Big Creek/Ventura | Average Weekday | Moderate Summer Weekday | 10
| SCE | 1-in-10 | 2021 | 9 | LCA | Big Creek/Ventura | Monthly System Peak Day | Hot Summer Weekday | 10
| SCE | 1-in-10 | 2021 | 9 | LCA | LA Basin | Average Weekday | Moderate Summer Weekday | 60
| SCE | 1-in-10 | 2021 | 9 | LCA | LA Basin | Monthly System Peak Day | Hot Summer Weekday | 60
| SCE | 1-in-10 | 2021 | 9 | LCA | Outside LA Basin | Average Weekday | Moderate Summer Weekday | 3
| SCE | 1-in-10 | 2021 | 9 | LCA | Outside LA Basin | Monthly System Peak Day | Hot Summer Weekday | 3
| SCE | 1-in-10 | 2021 | 9 | Zone | Remainder of System | Average Weekday | Moderate Summer Weekday | 49
| SCE | 1-in-10 | 2021 | 9 | Zone | Remainder of System | Monthly System Peak Day | Hot Summer Weekday | 49
| SCE | 1-in-10 | 2021 | 9 | Zone | South Orange County | Average Weekday | Moderate Summer Weekday | 4
| SCE | 1-in-10 | 2021 | 9 | Zone | South Orange County | Monthly System Peak Day | Hot Summer Weekday | 4
| SCE | 1-in-10 | 2021 | 9 | Zone | South of Lugo | Average Weekday | Moderate Summer Weekday | 19
| SCE | 1-in-10 | 2021 | 9 | Zone | South of Lugo | Monthly System Peak Day | Hot Summer Weekday | 19
| SCE | 1-in-10 | 2021 | 10 | All | All Customers | Average Weekday | Low Cost Winter Weekday | 73
| SCE | 1-in-10 | 2021 | 10 | All | All Customers | Monthly System Peak Day | High Cost Winter Weekday | 73
| SCE | 1-in-10 | 2021 | 10 | LCA | Big Creek/Ventura | Average Weekday | Low Cost Winter Weekday | 10
| SCE | 1-in-10 | 2021 | 10 | LCA | Big Creek/Ventura | Monthly System Peak Day | High Cost Winter Weekday | 10
| SCE | 1-in-10 | 2021 | 10 | LCA | LA Basin | Average Weekday | Low Cost Winter Weekday | 60
| SCE | 1-in-10 | 2021 | 10 | LCA | LA Basin | Monthly System Peak Day | High Cost Winter Weekday | 60
| SCE | 1-in-10 | 2021 | 10 | LCA | Outside LA Basin | Average Weekday | Low Cost Winter Weekday | 3
| SCE | 1-in-10 | 2021 | 10 | LCA | Outside LA Basin | Monthly System Peak Day | High Cost Winter Weekday | 3
| SCE | 1-in-10 | 2021 | 10 | Zone | Remainder of System | Average Weekday | Low Cost Winter Weekday | 49
| SCE | 1-in-10 | 2021 | 10 | Zone | Remainder of System | Monthly System Peak Day | High Cost Winter Weekday | 49
| SCE | 1-in-10 | 2021 | 10 | Zone | South Orange County | Average Weekday | Low Cost Winter Weekday | 4
| SCE | 1-in-10 | 2021 | 10 | Zone | South Orange County | Monthly System Peak Day | High Cost Winter Weekday | 4
| SCE | 1-in-10 | 2021 | 10 | Zone | South of Lugo | Average Weekday | Low Cost Winter Weekday | 19
| SCE | 1-in-10 | 2021 | 10 | Zone | South of Lugo | Monthly System Peak Day | High Cost Winter Weekday | 19
| SCE | 1-in-10 | 2021 | 11 | All | All Customers | Average Weekday | Low Cost Winter Weekday | 73
| SCE | 1-in-10 | 2021 | 11 | All | All Customers | Monthly System Peak Day | High Cost Winter Weekday | 73
| SCE | 1-in-10 | 2021 | 11 | LCA | Big Creek/Ventura | Average Weekday | Low Cost Winter Weekday | 10
| SCE | 1-in-10 | 2021 | 11 | LCA | Big Creek/Ventura | Monthly System Peak Day | High Cost Winter Weekday | 10
| SCE | 1-in-10 | 2021 | 11 | LCA | LA Basin | Average Weekday | Low Cost Winter Weekday | 59
| SCE | 1-in-10 | 2021 | 11 | LCA | LA Basin | Monthly System Peak Day | High Cost Winter Weekday | 59
| SCE | 1-in-10 | 2021 | 11 | LCA | Outside LA Basin | Average Weekday | Low Cost Winter Weekday | 3
| SCE | 1-in-10 | 2021 | 11 | LCA | Outside LA Basin | Monthly System Peak Day | High Cost Winter Weekday | 3
| SCE | 1-in-10 | 2021 | 11 | Zone | Remainder of System | Average Weekday | Low Cost Winter Weekday | 49
| SCE | 1-in-10 | 2021 | 11 | Zone | Remainder of System | Monthly System Peak Day | High Cost Winter Weekday | 49
| SCE | 1-in-10 | 2021 | 11 | Zone | South Orange County | Average Weekday | Low Cost Winter Weekday | 4
| SCE | 1-in-10 | 2021 | 11 | Zone | South Orange County | Monthly System Peak Day | High Cost Winter Weekday | 4
| SCE | 1-in-10 | 2021 | 11 | Zone | South of Lugo | Average Weekday | Low Cost Winter Weekday | 19
| SCE | 1-in-10 | 2021 | 11 | Zone | South of Lugo | Monthly System Peak Day | High Cost Winter Weekday | 19
| SCE | 1-in-10 | 2021 | 12 | All | All Customers | Average Weekday | Low Cost Winter Weekday | 73
| SCE | 1-in-10 | 2021 | 12 | All | All Customers | Monthly System Peak Day | Low Cost Winter Weekday | 73
| SCE | 1-in-10 | 2021 | 12 | LCA | Big Creek/Ventura | Average Weekday | Low Cost Winter Weekday | 10
| SCE | 1-in-10 | 2021 | 12 | LCA | Big Creek/Ventura | Monthly System Peak Day | Low Cost Winter Weekday | 10
| SCE | 1-in-10 | 2021 | 12 | LCA | LA Basin | Average Weekday | Low Cost Winter Weekday | 59
| SCE | 1-in-10 | 2021 | 12 | LCA | LA Basin | Monthly System Peak Day | Low Cost Winter Weekday | 59
| SCE | 1-in-10 | 2021 | 12 | LCA | Outside LA Basin | Average Weekday | Low Cost Winter Weekday | 3
| SCE | 1-in-10 | 2021 | 12 | LCA | Outside LA Basin | Monthly System Peak Day | Low Cost Winter Weekday | 3
| SCE | 1-in-10 | 2021 | 12 | Zone | Remainder of System | Average Weekday | Low Cost Winter Weekday | 49
| SCE | 1-in-10 | 2021 | 12 | Zone | Remainder of System | Monthly System Peak Day | Low Cost Winter Weekday | 49
| SCE | 1-in-10 | 2021 | 12 | Zone | South Orange County | Average Weekday | Low Cost Winter Weekday | 4
| SCE | 1-in-10 | 2021 | 12 | Zone | South Orange County | Monthly System Peak Day | Low Cost Winter Weekday | 4
| SCE | 1-in-10 | 2021 | 12 | Zone | South of Lugo | Average Weekday | Low Cost Winter Weekday | 19
| SCE | 1-in-10 | 2021 | 12 | Zone | South of Lugo | Monthly System Peak Day | Low Cost Winter Weekday | 19
| SCE | 1-in-10 | 2022 | 1 | All | All Customers | Average Weekday | Low Cost Winter Weekday | 72
| SCE | 1-in-10 | 2022 | 1 | All | All Customers | Monthly System Peak Day | Low Cost Winter Weekday | 72
| SCE | 1-in-10 | 2022 | 1 | LCA | Big Creek/Ventura | Average Weekday | Low Cost Winter Weekday | 10
| SCE | 1-in-10 | 2022 | 1 | LCA | Big Creek/Ventura | Monthly System Peak Day | Low Cost Winter Weekday | 10
| SCE | 1-in-10 | 2022 | 1 | LCA | LA Basin | Average Weekday | Low Cost Winter Weekday | 59
| SCE | 1-in-10 | 2022 | 1 | LCA | LA Basin | Monthly System Peak Day | Low Cost Winter Weekday | 59
| SCE | 1-in-10 | 2022 | 1 | LCA | Outside LA Basin | Average Weekday | Low Cost Winter Weekday | 3
| SCE | 1-in-10 | 2022 | 1 | LCA | Outside LA Basin | Monthly System Peak Day | Low Cost Winter Weekday | 3
| SCE | 1-in-10 | 2022 | 1 | Zone | Remainder of System | Average Weekday | Low Cost Winter Weekday | 49
| SCE | 1-in-10 | 2022 | 1 | Zone | Remainder of System | Monthly System Peak Day | Low Cost Winter Weekday | 49
| SCE | 1-in-10 | 2022 | 1 | Zone | South Orange County | Average Weekday | Low Cost Winter Weekday | 4
| SCE | 1-in-10 | 2022 | 1 | Zone | South Orange County | Monthly System Peak Day | Low Cost Winter Weekday | 4
| SCE | 1-in-10 | 2022 | 1 | Zone | South of Lugo | Average Weekday | Low Cost Winter Weekday | 19
| SCE | 1-in-10 | 2022 | 1 | Zone | South of Lugo | Monthly System Peak Day | Low Cost Winter Weekday | 19
| SCE | 1-in-10 | 2022 | 2 | All | All Customers | Average Weekday | Low Cost Winter Weekday | 72
| SCE | 1-in-10 | 2022 | 2 | All | All Customers | Monthly System Peak Day | Low Cost Winter Weekday | 72
| SCE | 1-in-10 | 2022 | 2 | LCA | Big Creek/Ventura | Average Weekday | Low Cost Winter Weekday | 10
| SCE | 1-in-10 | 2022 | 2 | LCA | Big Creek/Ventura | Monthly System Peak Day | Low Cost Winter Weekday | 10
| SCE | 1-in-10 | 2022 | 2 | LCA | LA Basin | Average Weekday | Low Cost Winter Weekday | 59
| SCE | 1-in-10 | 2022 | 2 | LCA | LA Basin | Monthly System Peak Day | Low Cost Winter Weekday | 59
| SCE | 1-in-10 | 2022 | 2 | LCA | Outside LA Basin | Average Weekday | Low Cost Winter Weekday | 3
| SCE | 1-in-10 | 2022 | 2 | LCA | Outside LA Basin | Monthly System Peak Day | Low Cost Winter Weekday | 3
| SCE | 1-in-10 | 2022 | 2 | Zone | Remainder of System | Average Weekday | Low Cost Winter Weekday | 49
| SCE | 1-in-10 | 2022 | 2 | Zone | Remainder of System | Monthly System Peak Day | Low Cost Winter Weekday | 49
| SCE | 1-in-10 | 2022 | 2 | Zone | South Orange County | Average Weekday | Low Cost Winter Weekday | 4
| SCE | 1-in-10 | 2022 | 2 | Zone | South Orange County | Monthly System Peak Day | Low Cost Winter Weekday | 4
| SCE | 1-in-10 | 2022 | 2 | Zone | South of Lugo | Average Weekday | Low Cost Winter Weekday | 19
| SCE | 1-in-10 | 2022 | 2 | Zone | South of Lugo | Monthly System Peak Day | Low Cost Winter Weekday | 19
| SCE | 1-in-10 | 2022 | 3 | All | All Customers | Average Weekday | Low Cost Winter Weekday | 72
| SCE | 1-in-10 | 2022 | 3 | All | All Customers | Monthly System Peak Day | High Cost Winter Weekday | 72
| SCE | 1-in-10 | 2022 | 3 | LCA | Big Creek/Ventura | Average Weekday | Low Cost Winter Weekday | 10
| SCE | 1-in-10 | 2022 | 3 | LCA | Big Creek/Ventura | Monthly System Peak Day | High Cost Winter Weekday | 10
| SCE | 1-in-10 | 2022 | 3 | LCA | LA Basin | Average Weekday | Low Cost Winter Weekday | 59
| SCE | 1-in-10 | 2022 | 3 | LCA | LA Basin | Monthly System Peak Day | High Cost Winter Weekday | 59
| SCE | 1-in-10 | 2022 | 3 | LCA | Outside LA Basin | Average Weekday | Low Cost Winter Weekday | 3
| SCE | 1-in-10 | 2022 | 3 | LCA | Outside LA Basin | Monthly System Peak Day | High Cost Winter Weekday | 3
| SCE | 1-in-10 | 2022 | 3 | Zone | Remainder of System | Average Weekday | Low Cost Winter Weekday | 48
| SCE | 1-in-10 | 2022 | 3 | Zone | Remainder of System | Monthly System Peak Day | High Cost Winter Weekday | 48
| SCE | 1-in-10 | 2022 | 3 | Zone | South Orange County | Average Weekday | Low Cost Winter Weekday | 4
| SCE | 1-in-10 | 2022 | 3 | Zone | South Orange County | Monthly System Peak Day | High Cost Winter Weekday | 4
| SCE | 1-in-10 | 2022 | 3 | Zone | South of Lugo | Average Weekday | Low Cost Winter Weekday | 19
| SCE | 1-in-10 | 2022 | 3 | Zone | South of Lugo | Monthly System Peak Day | High Cost Winter Weekday | 19
| SCE | 1-in-10 | 2022 | 4 | All | All Customers | Average Weekday | Low Cost Winter Weekday | 72
| SCE | 1-in-10 | 2022 | 4 | All | All Customers | Monthly System Peak Day | High Cost Winter Weekday | 72
| SCE | 1-in-10 | 2022 | 4 | LCA | Big Creek/Ventura | Average Weekday | Low Cost Winter Weekday | 10
| SCE | 1-in-10 | 2022 | 4 | LCA | Big Creek/Ventura | Monthly System Peak Day | High Cost Winter Weekday | 10
| SCE | 1-in-10 | 2022 | 4 | LCA | LA Basin | Average Weekday | Low Cost Winter Weekday | 58
| SCE | 1-in-10 | 2022 | 4 | LCA | LA Basin | Monthly System Peak Day | High Cost Winter Weekday | 58
| SCE | 1-in-10 | 2022 | 4 | LCA | Outside LA Basin | Average Weekday | Low Cost Winter Weekday | 3
| SCE | 1-in-10 | 2022 | 4 | LCA | Outside LA Basin | Monthly System Peak Day | High Cost Winter Weekday | 3
| SCE | 1-in-10 | 2022 | 4 | Zone | Remainder of System | Average Weekday | Low Cost Winter Weekday | 48
| SCE | 1-in-10 | 2022 | 4 | Zone | Remainder of System | Monthly System Peak Day | High Cost Winter Weekday | 48
| SCE | 1-in-10 | 2022 | 4 | Zone | South Orange County | Average Weekday | Low Cost Winter Weekday | 4
| SCE | 1-in-10 | 2022 | 4 | Zone | South Orange County | Monthly System Peak Day | High Cost Winter Weekday | 4
| SCE | 1-in-10 | 2022 | 4 | Zone | South of Lugo | Average Weekday | Low Cost Winter Weekday | 19
| SCE | 1-in-10 | 2022 | 4 | Zone | South of Lugo | Monthly System Peak Day | High Cost Winter Weekday | 19
| SCE | 1-in-10 | 2022 | 5 | All | All Customers | Average Weekday | Low Cost Winter Weekday | 71
| SCE | 1-in-10 | 2022 | 5 | All | All Customers | Monthly System Peak Day | High Cost Winter Weekday | 71
| SCE | 1-in-10 | 2022 | 5 | LCA | Big Creek/Ventura | Average Weekday | Low Cost Winter Weekday | 10
| SCE | 1-in-10 | 2022 | 5 | LCA | Big Creek/Ventura | Monthly System Peak Day | High Cost Winter Weekday | 10
| SCE | 1-in-10 | 2022 | 5 | LCA | LA Basin | Average Weekday | Low Cost Winter Weekday | 58
| SCE | 1-in-10 | 2022 | 5 | LCA | LA Basin | Monthly System Peak Day | High Cost Winter Weekday | 58
| SCE | 1-in-10 | 2022 | 5 | LCA | Outside LA Basin | Average Weekday | Low Cost Winter Weekday | 3
| SCE | 1-in-10 | 2022 | 5 | LCA | Outside LA Basin | Monthly System Peak Day | High Cost Winter Weekday | 3
| SCE | 1-in-10 | 2022 | 5 | Zone | Remainder of System | Average Weekday | Low Cost Winter Weekday | 48
| SCE | 1-in-10 | 2022 | 5 | Zone | Remainder of System | Monthly System Peak Day | High Cost Winter Weekday | 48
| SCE | 1-in-10 | 2022 | 5 | Zone | South Orange County | Average Weekday | Low Cost Winter Weekday | 4
| SCE | 1-in-10 | 2022 | 5 | Zone | South Orange County | Monthly System Peak Day | High Cost Winter Weekday | 4
| SCE | 1-in-10 | 2022 | 5 | Zone | South of Lugo | Average Weekday | Low Cost Winter Weekday | 19
| SCE | 1-in-10 | 2022 | 5 | Zone | South of Lugo | Monthly System Peak Day | High Cost Winter Weekday | 19
| SCE | 1-in-10 | 2022 | 6 | All | All Customers | Average Weekday | Moderate Summer Weekday | 71
| SCE | 1-in-10 | 2022 | 6 | All | All Customers | Monthly System Peak Day | Hot Summer Weekday | 71
| SCE | 1-in-10 | 2022 | 6 | LCA | Big Creek/Ventura | Average Weekday | Moderate Summer Weekday | 10
| SCE | 1-in-10 | 2022 | 6 | LCA | Big Creek/Ventura | Monthly System Peak Day | Hot Summer Weekday | 10
| SCE | 1-in-10 | 2022 | 6 | LCA | LA Basin | Average Weekday | Moderate Summer Weekday | 58
| SCE | 1-in-10 | 2022 | 6 | LCA | LA Basin | Monthly System Peak Day | Hot Summer Weekday | 58
| SCE | 1-in-10 | 2022 | 6 | LCA | Outside LA Basin | Average Weekday | Moderate Summer Weekday | 3
| SCE | 1-in-10 | 2022 | 6 | LCA | Outside LA Basin | Monthly System Peak Day | Hot Summer Weekday | 3
| SCE | 1-in-10 | 2022 | 6 | Zone | Remainder of System | Average Weekday | Moderate Summer Weekday | 48
| SCE | 1-in-10 | 2022 | 6 | Zone | Remainder of System | Monthly System Peak Day | Hot Summer Weekday | 48
| SCE | 1-in-10 | 2022 | 6 | Zone | South Orange County | Average Weekday | Moderate Summer Weekday | 4
| SCE | 1-in-10 | 2022 | 6 | Zone | South Orange County | Monthly System Peak Day | Hot Summer Weekday | 4
| SCE | 1-in-10 | 2022 | 6 | Zone | South of Lugo | Average Weekday | Moderate Summer Weekday | 19
| SCE | 1-in-10 | 2022 | 6 | Zone | South of Lugo | Monthly System Peak Day | Hot Summer Weekday | 19
| SCE | 1-in-10 | 2022 | 7 | All | All Customers | Average Weekday | Moderate Summer Weekday | 71
| SCE | 1-in-10 | 2022 | 7 | All | All Customers | Monthly System Peak Day | Hot Summer Weekday | 71
| SCE | 1-in-10 | 2022 | 7 | LCA | Big Creek/Ventura | Average Weekday | Moderate Summer Weekday | 10
| SCE | 1-in-10 | 2022 | 7 | LCA | Big Creek/Ventura | Monthly System Peak Day | Hot Summer Weekday | 10
| SCE | 1-in-10 | 2022 | 7 | LCA | LA Basin | Average Weekday | Moderate Summer Weekday | 58
| SCE | 1-in-10 | 2022 | 7 | LCA | LA Basin | Monthly System Peak Day | Hot Summer Weekday | 58
| SCE | 1-in-10 | 2022 | 7 | LCA | Outside LA Basin | Average Weekday | Moderate Summer Weekday | 3
| SCE | 1-in-10 | 2022 | 7 | LCA | Outside LA Basin | Monthly System Peak Day | Hot Summer Weekday | 3
| SCE | 1-in-10 | 2022 | 7 | Zone | Remainder of System | Average Weekday | Moderate Summer Weekday | 48
| SCE | 1-in-10 | 2022 | 7 | Zone | Remainder of System | Monthly System Peak Day | Hot Summer Weekday | 48
| SCE | 1-in-10 | 2022 | 7 | Zone | South Orange County | Average Weekday | Moderate Summer Weekday | 4
| SCE | 1-in-10 | 2022 | 7 | Zone | South Orange County | Monthly System Peak Day | Hot Summer Weekday | 4
| SCE | 1-in-10 | 2022 | 7 | Zone | South of Lugo | Average Weekday | Moderate Summer Weekday | 19
| SCE | 1-in-10 | 2022 | 7 | Zone | South of Lugo | Monthly System Peak Day | Hot Summer Weekday | 19
| SCE | 1-in-10 | 2022 | 8 | All | All Customers | Average Weekday | Moderate Summer Weekday | 71
| SCE | 1-in-10 | 2022 | 8 | All | All Customers | Monthly System Peak Day | Hot Summer Weekday | 71
| SCE | 1-in-10 | 2022 | 8 | All | All Customers | Typical Event Day | Hot Summer Weekday | 71
| SCE | 1-in-10 | 2022 | 8 | LCA | Big Creek/Ventura | Average Weekday | Moderate Summer Weekday | 10
| SCE | 1-in-10 | 2022 | 8 | LCA | Big Creek/Ventura | Monthly System Peak Day | Hot Summer Weekday | 10
| SCE | 1-in-10 | 2022 | 8 | LCA | Big Creek/Ventura | Typical Event Day | Hot Summer Weekday | 10
| SCE | 1-in-10 | 2022 | 8 | LCA | LA Basin | Average Weekday | Moderate Summer Weekday | 58
| SCE | 1-in-10 | 2022 | 8 | LCA | LA Basin | Monthly System Peak Day | Hot Summer Weekday | 58
| SCE | 1-in-10 | 2022 | 8 | LCA | LA Basin | Typical Event Day | Hot Summer Weekday | 58
| SCE | 1-in-10 | 2022 | 8 | LCA | Outside LA Basin | Average Weekday | Moderate Summer Weekday | 3
| SCE | 1-in-10 | 2022 | 8 | LCA | Outside LA Basin | Monthly System Peak Day | Hot Summer Weekday | 3
| SCE | 1-in-10 | 2022 | 8 | LCA | Outside LA Basin | Typical Event Day | Hot Summer Weekday | 3
| SCE | 1-in-10 | 2022 | 8 | Zone | Remainder of System | Average Weekday | Moderate Summer Weekday | 48
| SCE | 1-in-10 | 2022 | 8 | Zone | Remainder of System | Monthly System Peak Day | Hot Summer Weekday | 48
| SCE | 1-in-10 | 2022 | 8 | Zone | Remainder of System | Typical Event Day | Hot Summer Weekday | 48
| SCE | 1-in-10 | 2022 | 8 | Zone | South Orange County | Average Weekday | Moderate Summer Weekday | 4
| SCE | 1-in-10 | 2022 | 8 | Zone | South Orange County | Monthly System Peak Day | Hot Summer Weekday | 4
| SCE | 1-in-10 | 2022 | 8 | Zone | South Orange County | Typical Event Day | Hot Summer Weekday | 4
| SCE | 1-in-10 | 2022 | 8 | Zone | South of Lugo | Average Weekday | Moderate Summer Weekday | 19
| SCE | 1-in-10 | 2022 | 8 | Zone | South of Lugo | Monthly System Peak Day | Hot Summer Weekday | 19
| SCE | 1-in-10 | 2022 | 8 | Zone | South of Lugo | Typical Event Day | Hot Summer Weekday | 19
| SCE | 1-in-10 | 2022 | 9 | All | All Customers | Average Weekday | Moderate Summer Weekday | 70
| SCE | 1-in-10 | 2022 | 9 | All | All Customers | Monthly System Peak Day | Hot Summer Weekday | 70
| SCE | 1-in-10 | 2022 | 9 | LCA | Big Creek/Ventura | Average Weekday | Moderate Summer Weekday | 10
| SCE | 1-in-10 | 2022 | 9 | LCA | Big Creek/Ventura | Monthly System Peak Day | Hot Summer Weekday | 10
| SCE | 1-in-10 | 2022 | 9 | LCA | LA Basin | Average Weekday | Moderate Summer Weekday | 58
| SCE | 1-in-10 | 2022 | 9 | LCA | LA Basin | Monthly System Peak Day | Hot Summer Weekday | 58
| SCE | 1-in-10 | 2022 | 9 | LCA | Outside LA Basin | Average Weekday | Moderate Summer Weekday | 3
| SCE | 1-in-10 | 2022 | 9 | LCA | Outside LA Basin | Monthly System Peak Day | Hot Summer Weekday | 3
| SCE | 1-in-10 | 2022 | 9 | Zone | Remainder of System | Average Weekday | Moderate Summer Weekday | 47
| SCE | 1-in-10 | 2022 | 9 | Zone | Remainder of System | Monthly System Peak Day | Hot Summer Weekday | 47
| SCE | 1-in-10 | 2022 | 9 | Zone | South Orange County | Average Weekday | Moderate Summer Weekday | 4
| SCE | 1-in-10 | 2022 | 9 | Zone | South Orange County | Monthly System Peak Day | Hot Summer Weekday | 4
| SCE | 1-in-10 | 2022 | 9 | Zone | South of Lugo | Average Weekday | Moderate Summer Weekday | 19
| SCE | 1-in-10 | 2022 | 9 | Zone | South of Lugo | Monthly System Peak Day | Hot Summer Weekday | 19
| SCE | 1-in-10 | 2022 | 10 | All | All Customers | Average Weekday | Low Cost Winter Weekday | 70
| SCE | 1-in-10 | 2022 | 10 | All | All Customers | Monthly System Peak Day | High Cost Winter Weekday | 70
| SCE | 1-in-10 | 2022 | 10 | LCA | Big Creek/Ventura | Average Weekday | Low Cost Winter Weekday | 10
| SCE | 1-in-10 | 2022 | 10 | LCA | Big Creek/Ventura | Monthly System Peak Day | High Cost Winter Weekday | 10
| SCE | 1-in-10 | 2022 | 10 | LCA | LA Basin | Average Weekday | Low Cost Winter Weekday | 57
| SCE | 1-in-10 | 2022 | 10 | LCA | LA Basin | Monthly System Peak Day | High Cost Winter Weekday | 57
| SCE | 1-in-10 | 2022 | 10 | LCA | Outside LA Basin | Average Weekday | Low Cost Winter Weekday | 3
| SCE | 1-in-10 | 2022 | 10 | LCA | Outside LA Basin | Monthly System Peak Day | High Cost Winter Weekday | 3
| SCE | 1-in-10 | 2022 | 10 | Zone | Remainder of System | Average Weekday | Low Cost Winter Weekday | 47
| SCE | 1-in-10 | 2022 | 10 | Zone | Remainder of System | Monthly System Peak Day | High Cost Winter Weekday | 47
| SCE | 1-in-10 | 2022 | 10 | Zone | South Orange County | Average Weekday | Low Cost Winter Weekday | 4
| SCE | 1-in-10 | 2022 | 10 | Zone | South Orange County | Monthly System Peak Day | High Cost Winter Weekday | 4
| SCE | 1-in-10 | 2022 | 10 | Zone | South of Lugo | Average Weekday | Low Cost Winter Weekday | 19
| SCE | 1-in-10 | 2022 | 10 | Zone | South of Lugo | Monthly System Peak Day | High Cost Winter Weekday | 19
| SCE | 1-in-10 | 2022 | 11 | All | All Customers | Average Weekday | Low Cost Winter Weekday | 70
| SCE | 1-in-10 | 2022 | 11 | All | All Customers | Monthly System Peak Day | High Cost Winter Weekday | 70
| SCE | 1-in-10 | 2022 | 11 | LCA | Big Creek/Ventura | Average Weekday | Low Cost Winter Weekday | 10
| SCE | 1-in-10 | 2022 | 11 | LCA | Big Creek/Ventura | Monthly System Peak Day | High Cost Winter Weekday | 10
| SCE | 1-in-10 | 2022 | 11 | LCA | LA Basin | Average Weekday | Low Cost Winter Weekday | 57
| SCE | 1-in-10 | 2022 | 11 | LCA | LA Basin | Monthly System Peak Day | High Cost Winter Weekday | 57
| SCE | 1-in-10 | 2022 | 11 | LCA | Outside LA Basin | Average Weekday | Low Cost Winter Weekday | 3
| SCE | 1-in-10 | 2022 | 11 | LCA | Outside LA Basin | Monthly System Peak Day | High Cost Winter Weekday | 3
| SCE | 1-in-10 | 2022 | 11 | Zone | Remainder of System | Average Weekday | Low Cost Winter Weekday | 47
| SCE | 1-in-10 | 2022 | 11 | Zone | Remainder of System | Monthly System Peak Day | High Cost Winter Weekday | 47
| SCE | 1-in-10 | 2022 | 11 | Zone | South Orange County | Average Weekday | Low Cost Winter Weekday | 4
| SCE | 1-in-10 | 2022 | 11 | Zone | South Orange County | Monthly System Peak Day | High Cost Winter Weekday | 4
| SCE | 1-in-10 | 2022 | 11 | Zone | South of Lugo | Average Weekday | Low Cost Winter Weekday | 19
| SCE | 1-in-10 | 2022 | 11 | Zone | South of Lugo | Monthly System Peak Day | High Cost Winter Weekday | 19
| SCE | 1-in-10 | 2022 | 12 | All | All Customers | Average Weekday | Low Cost Winter Weekday | 70
| SCE | 1-in-10 | 2022 | 12 | All | All Customers | Monthly System Peak Day | Low Cost Winter Weekday | 70
| SCE | 1-in-10 | 2022 | 12 | LCA | Big Creek/Ventura | Average Weekday | Low Cost Winter Weekday | 10
| SCE | 1-in-10 | 2022 | 12 | LCA | Big Creek/Ventura | Monthly System Peak Day | Low Cost Winter Weekday | 10
| SCE | 1-in-10 | 2022 | 12 | LCA | LA Basin | Average Weekday | Low Cost Winter Weekday | 57
| SCE | 1-in-10 | 2022 | 12 | LCA | LA Basin | Monthly System Peak Day | Low Cost Winter Weekday | 57
| SCE | 1-in-10 | 2022 | 12 | LCA | Outside LA Basin | Average Weekday | Low Cost Winter Weekday | 3
| SCE | 1-in-10 | 2022 | 12 | LCA | Outside LA Basin | Monthly System Peak Day | Low Cost Winter Weekday | 3
| SCE | 1-in-10 | 2022 | 12 | Zone | Remainder of System | Average Weekday | Low Cost Winter Weekday | 47
| SCE | 1-in-10 | 2022 | 12 | Zone | Remainder of System | Monthly System Peak Day | Low Cost Winter Weekday | 47
| SCE | 1-in-10 | 2022 | 12 | Zone | South Orange County | Average Weekday | Low Cost Winter Weekday | 4
| SCE | 1-in-10 | 2022 | 12 | Zone | South Orange County | Monthly System Peak Day | Low Cost Winter Weekday | 4
| SCE | 1-in-10 | 2022 | 12 | Zone | South of Lugo | Average Weekday | Low Cost Winter Weekday | 19
| SCE | 1-in-10 | 2022 | 12 | Zone | South of Lugo | Monthly System Peak Day | Low Cost Winter Weekday | 19
| SCE | 1-in-10 | 2023 | 1 | All | All Customers | Average Weekday | Low Cost Winter Weekday | 70
| SCE | 1-in-10 | 2023 | 1 | All | All Customers | Monthly System Peak Day | Low Cost Winter Weekday | 70
| SCE | 1-in-10 | 2023 | 1 | LCA | Big Creek/Ventura | Average Weekday | Low Cost Winter Weekday | 10
| SCE | 1-in-10 | 2023 | 1 | LCA | Big Creek/Ventura | Monthly System Peak Day | Low Cost Winter Weekday | 10
| SCE | 1-in-10 | 2023 | 1 | LCA | LA Basin | Average Weekday | Low Cost Winter Weekday | 57
| SCE | 1-in-10 | 2023 | 1 | LCA | LA Basin | Monthly System Peak Day | Low Cost Winter Weekday | 57
| SCE | 1-in-10 | 2023 | 1 | LCA | Outside LA Basin | Average Weekday | Low Cost Winter Weekday | 3
| SCE | 1-in-10 | 2023 | 1 | LCA | Outside LA Basin | Monthly System Peak Day | Low Cost Winter Weekday | 3
| SCE | 1-in-10 | 2023 | 1 | Zone | Remainder of System | Average Weekday | Low Cost Winter Weekday | 47
| SCE | 1-in-10 | 2023 | 1 | Zone | Remainder of System | Monthly System Peak Day | Low Cost Winter Weekday | 47
| SCE | 1-in-10 | 2023 | 1 | Zone | South Orange County | Average Weekday | Low Cost Winter Weekday | 4
| SCE | 1-in-10 | 2023 | 1 | Zone | South Orange County | Monthly System Peak Day | Low Cost Winter Weekday | 4
| SCE | 1-in-10 | 2023 | 1 | Zone | South of Lugo | Average Weekday | Low Cost Winter Weekday | 18
| SCE | 1-in-10 | 2023 | 1 | Zone | South of Lugo | Monthly System Peak Day | Low Cost Winter Weekday | 18
| SCE | 1-in-10 | 2023 | 2 | All | All Customers | Average Weekday | Low Cost Winter Weekday | 69
| SCE | 1-in-10 | 2023 | 2 | All | All Customers | Monthly System Peak Day | Low Cost Winter Weekday | 69
| SCE | 1-in-10 | 2023 | 2 | LCA | Big Creek/Ventura | Average Weekday | Low Cost Winter Weekday | 10
| SCE | 1-in-10 | 2023 | 2 | LCA | Big Creek/Ventura | Monthly System Peak Day | Low Cost Winter Weekday | 10
| SCE | 1-in-10 | 2023 | 2 | LCA | LA Basin | Average Weekday | Low Cost Winter Weekday | 57
| SCE | 1-in-10 | 2023 | 2 | LCA | LA Basin | Monthly System Peak Day | Low Cost Winter Weekday | 57
| SCE | 1-in-10 | 2023 | 2 | LCA | Outside LA Basin | Average Weekday | Low Cost Winter Weekday | 3
| SCE | 1-in-10 | 2023 | 2 | LCA | Outside LA Basin | Monthly System Peak Day | Low Cost Winter Weekday | 3
| SCE | 1-in-10 | 2023 | 2 | Zone | Remainder of System | Average Weekday | Low Cost Winter Weekday | 47
| SCE | 1-in-10 | 2023 | 2 | Zone | Remainder of System | Monthly System Peak Day | Low Cost Winter Weekday | 47
| SCE | 1-in-10 | 2023 | 2 | Zone | South Orange County | Average Weekday | Low Cost Winter Weekday | 4
| SCE | 1-in-10 | 2023 | 2 | Zone | South Orange County | Monthly System Peak Day | Low Cost Winter Weekday | 4
| SCE | 1-in-10 | 2023 | 2 | Zone | South of Lugo | Average Weekday | Low Cost Winter Weekday | 18
| SCE | 1-in-10 | 2023 | 2 | Zone | South of Lugo | Monthly System Peak Day | Low Cost Winter Weekday | 18
| SCE | 1-in-10 | 2023 | 3 | All | All Customers | Average Weekday | Low Cost Winter Weekday | 69
| SCE | 1-in-10 | 2023 | 3 | All | All Customers | Monthly System Peak Day | High Cost Winter Weekday | 69
| SCE | 1-in-10 | 2023 | 3 | LCA | Big Creek/Ventura | Average Weekday | Low Cost Winter Weekday | 10
| SCE | 1-in-10 | 2023 | 3 | LCA | Big Creek/Ventura | Monthly System Peak Day | High Cost Winter Weekday | 10
| SCE | 1-in-10 | 2023 | 3 | LCA | LA Basin | Average Weekday | Low Cost Winter Weekday | 56
| SCE | 1-in-10 | 2023 | 3 | LCA | LA Basin | Monthly System Peak Day | High Cost Winter Weekday | 56
| SCE | 1-in-10 | 2023 | 3 | LCA | Outside LA Basin | Average Weekday | Low Cost Winter Weekday | 3
| SCE | 1-in-10 | 2023 | 3 | LCA | Outside LA Basin | Monthly System Peak Day | High Cost Winter Weekday | 3
| SCE | 1-in-10 | 2023 | 3 | Zone | Remainder of System | Average Weekday | Low Cost Winter Weekday | 47
| SCE | 1-in-10 | 2023 | 3 | Zone | Remainder of System | Monthly System Peak Day | High Cost Winter Weekday | 47
| SCE | 1-in-10 | 2023 | 3 | Zone | South Orange County | Average Weekday | Low Cost Winter Weekday | 4
| SCE | 1-in-10 | 2023 | 3 | Zone | South Orange County | Monthly System Peak Day | High Cost Winter Weekday | 4
| SCE | 1-in-10 | 2023 | 3 | Zone | South of Lugo | Average Weekday | Low Cost Winter Weekday | 18
| SCE | 1-in-10 | 2023 | 3 | Zone | South of Lugo | Monthly System Peak Day | High Cost Winter Weekday | 18
| SCE | 1-in-10 | 2023 | 4 | All | All Customers | Average Weekday | Low Cost Winter Weekday | 69
| SCE | 1-in-10 | 2023 | 4 | All | All Customers | Monthly System Peak Day | High Cost Winter Weekday | 69
| SCE | 1-in-10 | 2023 | 4 | LCA | Big Creek/Ventura | Average Weekday | Low Cost Winter Weekday | 10
| SCE | 1-in-10 | 2023 | 4 | LCA | Big Creek/Ventura | Monthly System Peak Day | High Cost Winter Weekday | 10
| SCE | 1-in-10 | 2023 | 4 | LCA | LA Basin | Average Weekday | Low Cost Winter Weekday | 56
| SCE | 1-in-10 | 2023 | 4 | LCA | LA Basin | Monthly System Peak Day | High Cost Winter Weekday | 56
| SCE | 1-in-10 | 2023 | 4 | LCA | Outside LA Basin | Average Weekday | Low Cost Winter Weekday | 3
| SCE | 1-in-10 | 2023 | 4 | LCA | Outside LA Basin | Monthly System Peak Day | High Cost Winter Weekday | 3
| SCE | 1-in-10 | 2023 | 4 | Zone | Remainder of System | Average Weekday | Low Cost Winter Weekday | 46
| SCE | 1-in-10 | 2023 | 4 | Zone | Remainder of System | Monthly System Peak Day | High Cost Winter Weekday | 46
| SCE | 1-in-10 | 2023 | 4 | Zone | South Orange County | Average Weekday | Low Cost Winter Weekday | 4
| SCE | 1-in-10 | 2023 | 4 | Zone | South Orange County | Monthly System Peak Day | High Cost Winter Weekday | 4
| SCE | 1-in-10 | 2023 | 4 | Zone | South of Lugo | Average Weekday | Low Cost Winter Weekday | 18
| SCE | 1-in-10 | 2023 | 4 | Zone | South of Lugo | Monthly System Peak Day | High Cost Winter Weekday | 18
| SCE | 1-in-10 | 2023 | 5 | All | All Customers | Average Weekday | Low Cost Winter Weekday | 69
| SCE | 1-in-10 | 2023 | 5 | All | All Customers | Monthly System Peak Day | High Cost Winter Weekday | 69
| SCE | 1-in-10 | 2023 | 5 | LCA | Big Creek/Ventura | Average Weekday | Low Cost Winter Weekday | 10
| SCE | 1-in-10 | 2023 | 5 | LCA | Big Creek/Ventura | Monthly System Peak Day | High Cost Winter Weekday | 10
| SCE | 1-in-10 | 2023 | 5 | LCA | LA Basin | Average Weekday | Low Cost Winter Weekday | 56
| SCE | 1-in-10 | 2023 | 5 | LCA | LA Basin | Monthly System Peak Day | High Cost Winter Weekday | 56
| SCE | 1-in-10 | 2023 | 5 | LCA | Outside LA Basin | Average Weekday | Low Cost Winter Weekday | 3
| SCE | 1-in-10 | 2023 | 5 | LCA | Outside LA Basin | Monthly System Peak Day | High Cost Winter Weekday | 3
| SCE | 1-in-10 | 2023 | 5 | Zone | Remainder of System | Average Weekday | Low Cost Winter Weekday | 46
| SCE | 1-in-10 | 2023 | 5 | Zone | Remainder of System | Monthly System Peak Day | High Cost Winter Weekday | 46
| SCE | 1-in-10 | 2023 | 5 | Zone | South Orange County | Average Weekday | Low Cost Winter Weekday | 4
| SCE | 1-in-10 | 2023 | 5 | Zone | South Orange County | Monthly System Peak Day | High Cost Winter Weekday | 4
| SCE | 1-in-10 | 2023 | 5 | Zone | South of Lugo | Average Weekday | Low Cost Winter Weekday | 18
| SCE | 1-in-10 | 2023 | 5 | Zone | South of Lugo | Monthly System Peak Day | High Cost Winter Weekday | 18
| SCE | 1-in-10 | 2023 | 6 | All | All Customers | Average Weekday | Moderate Summer Weekday | 68
| SCE | 1-in-10 | 2023 | 6 | All | All Customers | Monthly System Peak Day | Hot Summer Weekday | 68
| SCE | 1-in-10 | 2023 | 6 | LCA | Big Creek/Ventura | Average Weekday | Moderate Summer Weekday | 10
| SCE | 1-in-10 | 2023 | 6 | LCA | Big Creek/Ventura | Monthly System Peak Day | Hot Summer Weekday | 10
| SCE | 1-in-10 | 2023 | 6 | LCA | LA Basin | Average Weekday | Moderate Summer Weekday | 56
| SCE | 1-in-10 | 2023 | 6 | LCA | LA Basin | Monthly System Peak Day | Hot Summer Weekday | 56
| SCE | 1-in-10 | 2023 | 6 | LCA | Outside LA Basin | Average Weekday | Moderate Summer Weekday | 3
| SCE | 1-in-10 | 2023 | 6 | LCA | Outside LA Basin | Monthly System Peak Day | Hot Summer Weekday | 3
| SCE | 1-in-10 | 2023 | 6 | Zone | Remainder of System | Average Weekday | Moderate Summer Weekday | 46
| SCE | 1-in-10 | 2023 | 6 | Zone | Remainder of System | Monthly System Peak Day | Hot Summer Weekday | 46
| SCE | 1-in-10 | 2023 | 6 | Zone | South Orange County | Average Weekday | Moderate Summer Weekday | 4
| SCE | 1-in-10 | 2023 | 6 | Zone | South Orange County | Monthly System Peak Day | Hot Summer Weekday | 4
| SCE | 1-in-10 | 2023 | 6 | Zone | South of Lugo | Average Weekday | Moderate Summer Weekday | 18
| SCE | 1-in-10 | 2023 | 6 | Zone | South of Lugo | Monthly System Peak Day | Hot Summer Weekday | 18
| SCE | 1-in-10 | 2023 | 7 | All | All Customers | Average Weekday | Moderate Summer Weekday | 68
| SCE | 1-in-10 | 2023 | 7 | All | All Customers | Monthly System Peak Day | Hot Summer Weekday | 68
| SCE | 1-in-10 | 2023 | 7 | LCA | Big Creek/Ventura | Average Weekday | Moderate Summer Weekday | 10
| SCE | 1-in-10 | 2023 | 7 | LCA | Big Creek/Ventura | Monthly System Peak Day | Hot Summer Weekday | 10
| SCE | 1-in-10 | 2023 | 7 | LCA | LA Basin | Average Weekday | Moderate Summer Weekday | 56
| SCE | 1-in-10 | 2023 | 7 | LCA | LA Basin | Monthly System Peak Day | Hot Summer Weekday | 56
| SCE | 1-in-10 | 2023 | 7 | LCA | Outside LA Basin | Average Weekday | Moderate Summer Weekday | 3
| SCE | 1-in-10 | 2023 | 7 | LCA | Outside LA Basin | Monthly System Peak Day | Hot Summer Weekday | 3
| SCE | 1-in-10 | 2023 | 7 | Zone | Remainder of System | Average Weekday | Moderate Summer Weekday | 46
| SCE | 1-in-10 | 2023 | 7 | Zone | Remainder of System | Monthly System Peak Day | Hot Summer Weekday | 46
| SCE | 1-in-10 | 2023 | 7 | Zone | South Orange County | Average Weekday | Moderate Summer Weekday | 4
| SCE | 1-in-10 | 2023 | 7 | Zone | South Orange County | Monthly System Peak Day | Hot Summer Weekday | 4
| SCE | 1-in-10 | 2023 | 7 | Zone | South of Lugo | Average Weekday | Moderate Summer Weekday | 18
| SCE | 1-in-10 | 2023 | 7 | Zone | South of Lugo | Monthly System Peak Day | Hot Summer Weekday | 18
| SCE | 1-in-10 | 2023 | 8 | All | All Customers | Average Weekday | Moderate Summer Weekday | 68
| SCE | 1-in-10 | 2023 | 8 | All | All Customers | Monthly System Peak Day | Hot Summer Weekday | 68
| SCE | 1-in-10 | 2023 | 8 | All | All Customers | Typical Event Day | Hot Summer Weekday | 68
| SCE | 1-in-10 | 2023 | 8 | LCA | Big Creek/Ventura | Average Weekday | Moderate Summer Weekday | 10
| SCE | 1-in-10 | 2023 | 8 | LCA | Big Creek/Ventura | Monthly System Peak Day | Hot Summer Weekday | 10
| SCE | 1-in-10 | 2023 | 8 | LCA | Big Creek/Ventura | Typical Event Day | Hot Summer Weekday | 10
| SCE | 1-in-10 | 2023 | 8 | LCA | LA Basin | Average Weekday | Moderate Summer Weekday | 55
| SCE | 1-in-10 | 2023 | 8 | LCA | LA Basin | Monthly System Peak Day | Hot Summer Weekday | 55
| SCE | 1-in-10 | 2023 | 8 | LCA | LA Basin | Typical Event Day | Hot Summer Weekday | 55
| SCE | 1-in-10 | 2023 | 8 | LCA | Outside LA Basin | Average Weekday | Moderate Summer Weekday | 3
| SCE | 1-in-10 | 2023 | 8 | LCA | Outside LA Basin | Monthly System Peak Day | Hot Summer Weekday | 3
| SCE | 1-in-10 | 2023 | 8 | LCA | Outside LA Basin | Typical Event Day | Hot Summer Weekday | 3
| SCE | 1-in-10 | 2023 | 8 | Zone | Remainder of System | Average Weekday | Moderate Summer Weekday | 46
| SCE | 1-in-10 | 2023 | 8 | Zone | Remainder of System | Monthly System Peak Day | Hot Summer Weekday | 46
| SCE | 1-in-10 | 2023 | 8 | Zone | Remainder of System | Typical Event Day | Hot Summer Weekday | 46
| SCE | 1-in-10 | 2023 | 8 | Zone | South Orange County | Average Weekday | Moderate Summer Weekday | 4
| SCE | 1-in-10 | 2023 | 8 | Zone | South Orange County | Monthly System Peak Day | Hot Summer Weekday | 4
| SCE | 1-in-10 | 2023 | 8 | Zone | South Orange County | Typical Event Day | Hot Summer Weekday | 4
| SCE | 1-in-10 | 2023 | 8 | Zone | South of Lugo | Average Weekday | Moderate Summer Weekday | 18
| SCE | 1-in-10 | 2023 | 8 | Zone | South of Lugo | Monthly System Peak Day | Hot Summer Weekday | 18
| SCE | 1-in-10 | 2023 | 8 | Zone | South of Lugo | Typical Event Day | Hot Summer Weekday | 18
| SCE | 1-in-10 | 2023 | 9 | All | All Customers | Average Weekday | Moderate Summer Weekday | 68
| SCE | 1-in-10 | 2023 | 9 | All | All Customers | Monthly System Peak Day | Hot Summer Weekday | 68
| SCE | 1-in-10 | 2023 | 9 | LCA | Big Creek/Ventura | Average Weekday | Moderate Summer Weekday | 10
| SCE | 1-in-10 | 2023 | 9 | LCA | Big Creek/Ventura | Monthly System Peak Day | Hot Summer Weekday | 10
| SCE | 1-in-10 | 2023 | 9 | LCA | LA Basin | Average Weekday | Moderate Summer Weekday | 55
| SCE | 1-in-10 | 2023 | 9 | LCA | LA Basin | Monthly System Peak Day | Hot Summer Weekday | 55
| SCE | 1-in-10 | 2023 | 9 | LCA | Outside LA Basin | Average Weekday | Moderate Summer Weekday | 3
| SCE | 1-in-10 | 2023 | 9 | LCA | Outside LA Basin | Monthly System Peak Day | Hot Summer Weekday | 3
| SCE | 1-in-10 | 2023 | 9 | Zone | Remainder of System | Average Weekday | Moderate Summer Weekday | 46
| SCE | 1-in-10 | 2023 | 9 | Zone | Remainder of System | Monthly System Peak Day | Hot Summer Weekday | 46
| SCE | 1-in-10 | 2023 | 9 | Zone | South Orange County | Average Weekday | Moderate Summer Weekday | 4
| SCE | 1-in-10 | 2023 | 9 | Zone | South Orange County | Monthly System Peak Day | Hot Summer Weekday | 4
| SCE | 1-in-10 | 2023 | 9 | Zone | South of Lugo | Average Weekday | Moderate Summer Weekday | 18
| SCE | 1-in-10 | 2023 | 9 | Zone | South of Lugo | Monthly System Peak Day | Hot Summer Weekday | 18
| SCE | 1-in-10 | 2023 | 10 | All | All Customers | Average Weekday | Low Cost Winter Weekday | 67
| SCE | 1-in-10 | 2023 | 10 | All | All Customers | Monthly System Peak Day | High Cost Winter Weekday | 67
| SCE | 1-in-10 | 2023 | 10 | LCA | Big Creek/Ventura | Average Weekday | Low Cost Winter Weekday | 10
| SCE | 1-in-10 | 2023 | 10 | LCA | Big Creek/Ventura | Monthly System Peak Day | High Cost Winter Weekday | 10
| SCE | 1-in-10 | 2023 | 10 | LCA | LA Basin | Average Weekday | Low Cost Winter Weekday | 55
| SCE | 1-in-10 | 2023 | 10 | LCA | LA Basin | Monthly System Peak Day | High Cost Winter Weekday | 55
| SCE | 1-in-10 | 2023 | 10 | LCA | Outside LA Basin | Average Weekday | Low Cost Winter Weekday | 3
| SCE | 1-in-10 | 2023 | 10 | LCA | Outside LA Basin | Monthly System Peak Day | High Cost Winter Weekday | 3
| SCE | 1-in-10 | 2023 | 10 | Zone | Remainder of System | Average Weekday | Low Cost Winter Weekday | 45
| SCE | 1-in-10 | 2023 | 10 | Zone | Remainder of System | Monthly System Peak Day | High Cost Winter Weekday | 45
| SCE | 1-in-10 | 2023 | 10 | Zone | South Orange County | Average Weekday | Low Cost Winter Weekday | 4
| SCE | 1-in-10 | 2023 | 10 | Zone | South Orange County | Monthly System Peak Day | High Cost Winter Weekday | 4
| SCE | 1-in-10 | 2023 | 10 | Zone | South of Lugo | Average Weekday | Low Cost Winter Weekday | 18
| SCE | 1-in-10 | 2023 | 10 | Zone | South of Lugo | Monthly System Peak Day | High Cost Winter Weekday | 18
| SCE | 1-in-10 | 2023 | 11 | All | All Customers | Average Weekday | Low Cost Winter Weekday | 67
| SCE | 1-in-10 | 2023 | 11 | All | All Customers | Monthly System Peak Day | High Cost Winter Weekday | 67
| SCE | 1-in-10 | 2023 | 11 | LCA | Big Creek/Ventura | Average Weekday | Low Cost Winter Weekday | 10
| SCE | 1-in-10 | 2023 | 11 | LCA | Big Creek/Ventura | Monthly System Peak Day | High Cost Winter Weekday | 10
| SCE | 1-in-10 | 2023 | 11 | LCA | LA Basin | Average Weekday | Low Cost Winter Weekday | 55
| SCE | 1-in-10 | 2023 | 11 | LCA | LA Basin | Monthly System Peak Day | High Cost Winter Weekday | 55
| SCE | 1-in-10 | 2023 | 11 | LCA | Outside LA Basin | Average Weekday | Low Cost Winter Weekday | 3
| SCE | 1-in-10 | 2023 | 11 | LCA | Outside LA Basin | Monthly System Peak Day | High Cost Winter Weekday | 3
| SCE | 1-in-10 | 2023 | 11 | Zone | Remainder of System | Average Weekday | Low Cost Winter Weekday | 45
| SCE | 1-in-10 | 2023 | 11 | Zone | Remainder of System | Monthly System Peak Day | High Cost Winter Weekday | 45
| SCE | 1-in-10 | 2023 | 11 | Zone | South Orange County | Average Weekday | Low Cost Winter Weekday | 4
| SCE | 1-in-10 | 2023 | 11 | Zone | South Orange County | Monthly System Peak Day | High Cost Winter Weekday | 4
| SCE | 1-in-10 | 2023 | 11 | Zone | South of Lugo | Average Weekday | Low Cost Winter Weekday | 18
| SCE | 1-in-10 | 2023 | 11 | Zone | South of Lugo | Monthly System Peak Day | High Cost Winter Weekday | 18
| SCE | 1-in-10 | 2023 | 12 | All | All Customers | Average Weekday | Low Cost Winter Weekday | 67
| SCE | 1-in-10 | 2023 | 12 | All | All Customers | Monthly System Peak Day | Low Cost Winter Weekday | 67
| SCE | 1-in-10 | 2023 | 12 | LCA | Big Creek/Ventura | Average Weekday | Low Cost Winter Weekday | 10
| SCE | 1-in-10 | 2023 | 12 | LCA | Big Creek/Ventura | Monthly System Peak Day | Low Cost Winter Weekday | 10
| SCE | 1-in-10 | 2023 | 12 | LCA | LA Basin | Average Weekday | Low Cost Winter Weekday | 55
| SCE | 1-in-10 | 2023 | 12 | LCA | LA Basin | Monthly System Peak Day | Low Cost Winter Weekday | 55
| SCE | 1-in-10 | 2023 | 12 | LCA | Outside LA Basin | Average Weekday | Low Cost Winter Weekday | 3
| SCE | 1-in-10 | 2023 | 12 | LCA | Outside LA Basin | Monthly System Peak Day | Low Cost Winter Weekday | 3
| SCE | 1-in-10 | 2023 | 12 | Zone | Remainder of System | Average Weekday | Low Cost Winter Weekday | 45
| SCE | 1-in-10 | 2023 | 12 | Zone | Remainder of System | Monthly System Peak Day | Low Cost Winter Weekday | 45
| SCE | 1-in-10 | 2023 | 12 | Zone | South Orange County | Average Weekday | Low Cost Winter Weekday | 4
| SCE | 1-in-10 | 2023 | 12 | Zone | South Orange County | Monthly System Peak Day | Low Cost Winter Weekday | 4
| SCE | 1-in-10 | 2023 | 12 | Zone | South of Lugo | Average Weekday | Low Cost Winter Weekday | 18
| SCE | 1-in-10 | 2023 | 12 | Zone | South of Lugo | Monthly System Peak Day | Low Cost Winter Weekday | 18
| SCE | 1-in-10 | 2024 | 1 | All | All Customers | Average Weekday | Low Cost Winter Weekday | 67
| SCE | 1-in-10 | 2024 | 1 | All | All Customers | Monthly System Peak Day | Low Cost Winter Weekday | 67
| SCE | 1-in-10 | 2024 | 1 | LCA | Big Creek/Ventura | Average Weekday | Low Cost Winter Weekday | 10
| SCE | 1-in-10 | 2024 | 1 | LCA | Big Creek/Ventura | Monthly System Peak Day | Low Cost Winter Weekday | 10
| SCE | 1-in-10 | 2024 | 1 | LCA | LA Basin | Average Weekday | Low Cost Winter Weekday | 54
| SCE | 1-in-10 | 2024 | 1 | LCA | LA Basin | Monthly System Peak Day | Low Cost Winter Weekday | 54
| SCE | 1-in-10 | 2024 | 1 | LCA | Outside LA Basin | Average Weekday | Low Cost Winter Weekday | 3
| SCE | 1-in-10 | 2024 | 1 | LCA | Outside LA Basin | Monthly System Peak Day | Low Cost Winter Weekday | 3
| SCE | 1-in-10 | 2024 | 1 | Zone | Remainder of System | Average Weekday | Low Cost Winter Weekday | 45
| SCE | 1-in-10 | 2024 | 1 | Zone | Remainder of System | Monthly System Peak Day | Low Cost Winter Weekday | 45
| SCE | 1-in-10 | 2024 | 1 | Zone | South Orange County | Average Weekday | Low Cost Winter Weekday | 4
| SCE | 1-in-10 | 2024 | 1 | Zone | South Orange County | Monthly System Peak Day | Low Cost Winter Weekday | 4
| SCE | 1-in-10 | 2024 | 1 | Zone | South of Lugo | Average Weekday | Low Cost Winter Weekday | 18
| SCE | 1-in-10 | 2024 | 1 | Zone | South of Lugo | Monthly System Peak Day | Low Cost Winter Weekday | 18
| SCE | 1-in-10 | 2024 | 2 | All | All Customers | Average Weekday | Low Cost Winter Weekday | 66
| SCE | 1-in-10 | 2024 | 2 | All | All Customers | Monthly System Peak Day | Low Cost Winter Weekday | 66
| SCE | 1-in-10 | 2024 | 2 | LCA | Big Creek/Ventura | Average Weekday | Low Cost Winter Weekday | 10
| SCE | 1-in-10 | 2024 | 2 | LCA | Big Creek/Ventura | Monthly System Peak Day | Low Cost Winter Weekday | 10
| SCE | 1-in-10 | 2024 | 2 | LCA | LA Basin | Average Weekday | Low Cost Winter Weekday | 54
| SCE | 1-in-10 | 2024 | 2 | LCA | LA Basin | Monthly System Peak Day | Low Cost Winter Weekday | 54
| SCE | 1-in-10 | 2024 | 2 | LCA | Outside LA Basin | Average Weekday | Low Cost Winter Weekday | 3
| SCE | 1-in-10 | 2024 | 2 | LCA | Outside LA Basin | Monthly System Peak Day | Low Cost Winter Weekday | 3
| SCE | 1-in-10 | 2024 | 2 | Zone | Remainder of System | Average Weekday | Low Cost Winter Weekday | 45
| SCE | 1-in-10 | 2024 | 2 | Zone | Remainder of System | Monthly System Peak Day | Low Cost Winter Weekday | 45
| SCE | 1-in-10 | 2024 | 2 | Zone | South Orange County | Average Weekday | Low Cost Winter Weekday | 4
| SCE | 1-in-10 | 2024 | 2 | Zone | South Orange County | Monthly System Peak Day | Low Cost Winter Weekday | 4
| SCE | 1-in-10 | 2024 | 2 | Zone | South of Lugo | Average Weekday | Low Cost Winter Weekday | 18
| SCE | 1-in-10 | 2024 | 2 | Zone | South of Lugo | Monthly System Peak Day | Low Cost Winter Weekday | 18
| SCE | 1-in-10 | 2024 | 3 | All | All Customers | Average Weekday | Low Cost Winter Weekday | 66
| SCE | 1-in-10 | 2024 | 3 | All | All Customers | Monthly System Peak Day | High Cost Winter Weekday | 66
| SCE | 1-in-10 | 2024 | 3 | LCA | Big Creek/Ventura | Average Weekday | Low Cost Winter Weekday | 9
| SCE | 1-in-10 | 2024 | 3 | LCA | Big Creek/Ventura | Monthly System Peak Day | High Cost Winter Weekday | 9
| SCE | 1-in-10 | 2024 | 3 | LCA | LA Basin | Average Weekday | Low Cost Winter Weekday | 54
| SCE | 1-in-10 | 2024 | 3 | LCA | LA Basin | Monthly System Peak Day | High Cost Winter Weekday | 54
| SCE | 1-in-10 | 2024 | 3 | LCA | Outside LA Basin | Average Weekday | Low Cost Winter Weekday | 3
| SCE | 1-in-10 | 2024 | 3 | LCA | Outside LA Basin | Monthly System Peak Day | High Cost Winter Weekday | 3
| SCE | 1-in-10 | 2024 | 3 | Zone | Remainder of System | Average Weekday | Low Cost Winter Weekday | 45
| SCE | 1-in-10 | 2024 | 3 | Zone | Remainder of System | Monthly System Peak Day | High Cost Winter Weekday | 45
| SCE | 1-in-10 | 2024 | 3 | Zone | South Orange County | Average Weekday | Low Cost Winter Weekday | 4
| SCE | 1-in-10 | 2024 | 3 | Zone | South Orange County | Monthly System Peak Day | High Cost Winter Weekday | 4
| SCE | 1-in-10 | 2024 | 3 | Zone | South of Lugo | Average Weekday | Low Cost Winter Weekday | 18
| SCE | 1-in-10 | 2024 | 3 | Zone | South of Lugo | Monthly System Peak Day | High Cost Winter Weekday | 18
| SCE | 1-in-10 | 2024 | 4 | All | All Customers | Average Weekday | Low Cost Winter Weekday | 66
| SCE | 1-in-10 | 2024 | 4 | All | All Customers | Monthly System Peak Day | High Cost Winter Weekday | 66
| SCE | 1-in-10 | 2024 | 4 | LCA | Big Creek/Ventura | Average Weekday | Low Cost Winter Weekday | 9
| SCE | 1-in-10 | 2024 | 4 | LCA | Big Creek/Ventura | Monthly System Peak Day | High Cost Winter Weekday | 9
| SCE | 1-in-10 | 2024 | 4 | LCA | LA Basin | Average Weekday | Low Cost Winter Weekday | 54
| SCE | 1-in-10 | 2024 | 4 | LCA | LA Basin | Monthly System Peak Day | High Cost Winter Weekday | 54
| SCE | 1-in-10 | 2024 | 4 | LCA | Outside LA Basin | Average Weekday | Low Cost Winter Weekday | 3
| SCE | 1-in-10 | 2024 | 4 | LCA | Outside LA Basin | Monthly System Peak Day | High Cost Winter Weekday | 3
| SCE | 1-in-10 | 2024 | 4 | Zone | Remainder of System | Average Weekday | Low Cost Winter Weekday | 44
| SCE | 1-in-10 | 2024 | 4 | Zone | Remainder of System | Monthly System Peak Day | High Cost Winter Weekday | 44
| SCE | 1-in-10 | 2024 | 4 | Zone | South Orange County | Average Weekday | Low Cost Winter Weekday | 4
| SCE | 1-in-10 | 2024 | 4 | Zone | South Orange County | Monthly System Peak Day | High Cost Winter Weekday | 4
| SCE | 1-in-10 | 2024 | 4 | Zone | South of Lugo | Average Weekday | Low Cost Winter Weekday | 18
| SCE | 1-in-10 | 2024 | 4 | Zone | South of Lugo | Monthly System Peak Day | High Cost Winter Weekday | 18
| SCE | 1-in-10 | 2024 | 5 | All | All Customers | Average Weekday | Low Cost Winter Weekday | 66
| SCE | 1-in-10 | 2024 | 5 | All | All Customers | Monthly System Peak Day | High Cost Winter Weekday | 66
| SCE | 1-in-10 | 2024 | 5 | LCA | Big Creek/Ventura | Average Weekday | Low Cost Winter Weekday | 9
| SCE | 1-in-10 | 2024 | 5 | LCA | Big Creek/Ventura | Monthly System Peak Day | High Cost Winter Weekday | 9
| SCE | 1-in-10 | 2024 | 5 | LCA | LA Basin | Average Weekday | Low Cost Winter Weekday | 54
| SCE | 1-in-10 | 2024 | 5 | LCA | LA Basin | Monthly System Peak Day | High Cost Winter Weekday | 54
| SCE | 1-in-10 | 2024 | 5 | LCA | Outside LA Basin | Average Weekday | Low Cost Winter Weekday | 3
| SCE | 1-in-10 | 2024 | 5 | LCA | Outside LA Basin | Monthly System Peak Day | High Cost Winter Weekday | 3
| SCE | 1-in-10 | 2024 | 5 | Zone | Remainder of System | Average Weekday | Low Cost Winter Weekday | 44
| SCE | 1-in-10 | 2024 | 5 | Zone | Remainder of System | Monthly System Peak Day | High Cost Winter Weekday | 44
| SCE | 1-in-10 | 2024 | 5 | Zone | South Orange County | Average Weekday | Low Cost Winter Weekday | 4
| SCE | 1-in-10 | 2024 | 5 | Zone | South Orange County | Monthly System Peak Day | High Cost Winter Weekday | 4
| SCE | 1-in-10 | 2024 | 5 | Zone | South of Lugo | Average Weekday | Low Cost Winter Weekday | 17
| SCE | 1-in-10 | 2024 | 5 | Zone | South of Lugo | Monthly System Peak Day | High Cost Winter Weekday | 17
| SCE | 1-in-10 | 2024 | 6 | All | All Customers | Average Weekday | Moderate Summer Weekday | 66
| SCE | 1-in-10 | 2024 | 6 | All | All Customers | Monthly System Peak Day | Hot Summer Weekday | 66
| SCE | 1-in-10 | 2024 | 6 | LCA | Big Creek/Ventura | Average Weekday | Moderate Summer Weekday | 9
| SCE | 1-in-10 | 2024 | 6 | LCA | Big Creek/Ventura | Monthly System Peak Day | Hot Summer Weekday | 9
| SCE | 1-in-10 | 2024 | 6 | LCA | LA Basin | Average Weekday | Moderate Summer Weekday | 54
| SCE | 1-in-10 | 2024 | 6 | LCA | LA Basin | Monthly System Peak Day | Hot Summer Weekday | 54
| SCE | 1-in-10 | 2024 | 6 | LCA | Outside LA Basin | Average Weekday | Moderate Summer Weekday | 3
| SCE | 1-in-10 | 2024 | 6 | LCA | Outside LA Basin | Monthly System Peak Day | Hot Summer Weekday | 3
| SCE | 1-in-10 | 2024 | 6 | Zone | Remainder of System | Average Weekday | Moderate Summer Weekday | 44
| SCE | 1-in-10 | 2024 | 6 | Zone | Remainder of System | Monthly System Peak Day | Hot Summer Weekday | 44
| SCE | 1-in-10 | 2024 | 6 | Zone | South Orange County | Average Weekday | Moderate Summer Weekday | 4
| SCE | 1-in-10 | 2024 | 6 | Zone | South Orange County | Monthly System Peak Day | Hot Summer Weekday | 4
| SCE | 1-in-10 | 2024 | 6 | Zone | South of Lugo | Average Weekday | Moderate Summer Weekday | 17
| SCE | 1-in-10 | 2024 | 6 | Zone | South of Lugo | Monthly System Peak Day | Hot Summer Weekday | 17
| SCE | 1-in-10 | 2024 | 7 | All | All Customers | Average Weekday | Moderate Summer Weekday | 65
| SCE | 1-in-10 | 2024 | 7 | All | All Customers | Monthly System Peak Day | Hot Summer Weekday | 65
| SCE | 1-in-10 | 2024 | 7 | LCA | Big Creek/Ventura | Average Weekday | Moderate Summer Weekday | 9
| SCE | 1-in-10 | 2024 | 7 | LCA | Big Creek/Ventura | Monthly System Peak Day | Hot Summer Weekday | 9
| SCE | 1-in-10 | 2024 | 7 | LCA | LA Basin | Average Weekday | Moderate Summer Weekday | 53
| SCE | 1-in-10 | 2024 | 7 | LCA | LA Basin | Monthly System Peak Day | Hot Summer Weekday | 53
| SCE | 1-in-10 | 2024 | 7 | LCA | Outside LA Basin | Average Weekday | Moderate Summer Weekday | 3
| SCE | 1-in-10 | 2024 | 7 | LCA | Outside LA Basin | Monthly System Peak Day | Hot Summer Weekday | 3
| SCE | 1-in-10 | 2024 | 7 | Zone | Remainder of System | Average Weekday | Moderate Summer Weekday | 44
| SCE | 1-in-10 | 2024 | 7 | Zone | Remainder of System | Monthly System Peak Day | Hot Summer Weekday | 44
| SCE | 1-in-10 | 2024 | 7 | Zone | South Orange County | Average Weekday | Moderate Summer Weekday | 4
| SCE | 1-in-10 | 2024 | 7 | Zone | South Orange County | Monthly System Peak Day | Hot Summer Weekday | 4
| SCE | 1-in-10 | 2024 | 7 | Zone | South of Lugo | Average Weekday | Moderate Summer Weekday | 17
| SCE | 1-in-10 | 2024 | 7 | Zone | South of Lugo | Monthly System Peak Day | Hot Summer Weekday | 17
| SCE | 1-in-10 | 2024 | 8 | All | All Customers | Average Weekday | Moderate Summer Weekday | 65
| SCE | 1-in-10 | 2024 | 8 | All | All Customers | Monthly System Peak Day | Hot Summer Weekday | 65
| SCE | 1-in-10 | 2024 | 8 | All | All Customers | Typical Event Day | Hot Summer Weekday | 65
| SCE | 1-in-10 | 2024 | 8 | LCA | Big Creek/Ventura | Average Weekday | Moderate Summer Weekday | 9
| SCE | 1-in-10 | 2024 | 8 | LCA | Big Creek/Ventura | Monthly System Peak Day | Hot Summer Weekday | 9
| SCE | 1-in-10 | 2024 | 8 | LCA | Big Creek/Ventura | Typical Event Day | Hot Summer Weekday | 9
| SCE | 1-in-10 | 2024 | 8 | LCA | LA Basin | Average Weekday | Moderate Summer Weekday | 53
| SCE | 1-in-10 | 2024 | 8 | LCA | LA Basin | Monthly System Peak Day | Hot Summer Weekday | 53
| SCE | 1-in-10 | 2024 | 8 | LCA | LA Basin | Typical Event Day | Hot Summer Weekday | 53
| SCE | 1-in-10 | 2024 | 8 | LCA | Outside LA Basin | Average Weekday | Moderate Summer Weekday | 3
| SCE | 1-in-10 | 2024 | 8 | LCA | Outside LA Basin | Monthly System Peak Day | Hot Summer Weekday | 3
| SCE | 1-in-10 | 2024 | 8 | LCA | Outside LA Basin | Typical Event Day | Hot Summer Weekday | 3
| SCE | 1-in-10 | 2024 | 8 | Zone | Remainder of System | Average Weekday | Moderate Summer Weekday | 44
| SCE | 1-in-10 | 2024 | 8 | Zone | Remainder of System | Monthly System Peak Day | Hot Summer Weekday | 44
| SCE | 1-in-10 | 2024 | 8 | Zone | Remainder of System | Typical Event Day | Hot Summer Weekday | 44
| SCE | 1-in-10 | 2024 | 8 | Zone | South Orange County | Average Weekday | Moderate Summer Weekday | 4
| SCE | 1-in-10 | 2024 | 8 | Zone | South Orange County | Monthly System Peak Day | Hot Summer Weekday | 4
| SCE | 1-in-10 | 2024 | 8 | Zone | South Orange County | Typical Event Day | Hot Summer Weekday | 4
| SCE | 1-in-10 | 2024 | 8 | Zone | South of Lugo | Average Weekday | Moderate Summer Weekday | 17
| SCE | 1-in-10 | 2024 | 8 | Zone | South of Lugo | Monthly System Peak Day | Hot Summer Weekday | 17
| SCE | 1-in-10 | 2024 | 8 | Zone | South of Lugo | Typical Event Day | Hot Summer Weekday | 17
| SCE | 1-in-10 | 2024 | 9 | All | All Customers | Average Weekday | Moderate Summer Weekday | 65
| SCE | 1-in-10 | 2024 | 9 | All | All Customers | Monthly System Peak Day | Hot Summer Weekday | 65
| SCE | 1-in-10 | 2024 | 9 | LCA | Big Creek/Ventura | Average Weekday | Moderate Summer Weekday | 9
| SCE | 1-in-10 | 2024 | 9 | LCA | Big Creek/Ventura | Monthly System Peak Day | Hot Summer Weekday | 9
| SCE | 1-in-10 | 2024 | 9 | LCA | LA Basin | Average Weekday | Moderate Summer Weekday | 53
| SCE | 1-in-10 | 2024 | 9 | LCA | LA Basin | Monthly System Peak Day | Hot Summer Weekday | 53
| SCE | 1-in-10 | 2024 | 9 | LCA | Outside LA Basin | Average Weekday | Moderate Summer Weekday | 3
| SCE | 1-in-10 | 2024 | 9 | LCA | Outside LA Basin | Monthly System Peak Day | Hot Summer Weekday | 3
| SCE | 1-in-10 | 2024 | 9 | Zone | Remainder of System | Average Weekday | Moderate Summer Weekday | 44
| SCE | 1-in-10 | 2024 | 9 | Zone | Remainder of System | Monthly System Peak Day | Hot Summer Weekday | 44
| SCE | 1-in-10 | 2024 | 9 | Zone | South Orange County | Average Weekday | Moderate Summer Weekday | 4
| SCE | 1-in-10 | 2024 | 9 | Zone | South Orange County | Monthly System Peak Day | Hot Summer Weekday | 4
| SCE | 1-in-10 | 2024 | 9 | Zone | South of Lugo | Average Weekday | Moderate Summer Weekday | 17
| SCE | 1-in-10 | 2024 | 9 | Zone | South of Lugo | Monthly System Peak Day | Hot Summer Weekday | 17
| SCE | 1-in-10 | 2024 | 10 | All | All Customers | Average Weekday | Low Cost Winter Weekday | 65
| SCE | 1-in-10 | 2024 | 10 | All | All Customers | Monthly System Peak Day | High Cost Winter Weekday | 65
| SCE | 1-in-10 | 2024 | 10 | LCA | Big Creek/Ventura | Average Weekday | Low Cost Winter Weekday | 9
| SCE | 1-in-10 | 2024 | 10 | LCA | Big Creek/Ventura | Monthly System Peak Day | High Cost Winter Weekday | 9
| SCE | 1-in-10 | 2024 | 10 | LCA | LA Basin | Average Weekday | Low Cost Winter Weekday | 53
| SCE | 1-in-10 | 2024 | 10 | LCA | LA Basin | Monthly System Peak Day | High Cost Winter Weekday | 53
| SCE | 1-in-10 | 2024 | 10 | LCA | Outside LA Basin | Average Weekday | Low Cost Winter Weekday | 3
| SCE | 1-in-10 | 2024 | 10 | LCA | Outside LA Basin | Monthly System Peak Day | High Cost Winter Weekday | 3
| SCE | 1-in-10 | 2024 | 10 | Zone | Remainder of System | Average Weekday | Low Cost Winter Weekday | 44
| SCE | 1-in-10 | 2024 | 10 | Zone | Remainder of System | Monthly System Peak Day | High Cost Winter Weekday | 44
| SCE | 1-in-10 | 2024 | 10 | Zone | South Orange County | Average Weekday | Low Cost Winter Weekday | 4
| SCE | 1-in-10 | 2024 | 10 | Zone | South Orange County | Monthly System Peak Day | High Cost Winter Weekday | 4
| SCE | 1-in-10 | 2024 | 10 | Zone | South of Lugo | Average Weekday | Low Cost Winter Weekday | 17
| SCE | 1-in-10 | 2024 | 10 | Zone | South of Lugo | Monthly System Peak Day | High Cost Winter Weekday | 17
| SCE | 1-in-10 | 2024 | 11 | All | All Customers | Average Weekday | Low Cost Winter Weekday | 65
| SCE | 1-in-10 | 2024 | 11 | All | All Customers | Monthly System Peak Day | High Cost Winter Weekday | 65
| SCE | 1-in-10 | 2024 | 11 | LCA | Big Creek/Ventura | Average Weekday | Low Cost Winter Weekday | 9
| SCE | 1-in-10 | 2024 | 11 | LCA | Big Creek/Ventura | Monthly System Peak Day | High Cost Winter Weekday | 9
| SCE | 1-in-10 | 2024 | 11 | LCA | LA Basin | Average Weekday | Low Cost Winter Weekday | 53
| SCE | 1-in-10 | 2024 | 11 | LCA | LA Basin | Monthly System Peak Day | High Cost Winter Weekday | 53
| SCE | 1-in-10 | 2024 | 11 | LCA | Outside LA Basin | Average Weekday | Low Cost Winter Weekday | 3
| SCE | 1-in-10 | 2024 | 11 | LCA | Outside LA Basin | Monthly System Peak Day | High Cost Winter Weekday | 3
| SCE | 1-in-10 | 2024 | 11 | Zone | Remainder of System | Average Weekday | Low Cost Winter Weekday | 44
| SCE | 1-in-10 | 2024 | 11 | Zone | Remainder of System | Monthly System Peak Day | High Cost Winter Weekday | 44
| SCE | 1-in-10 | 2024 | 11 | Zone | South Orange County | Average Weekday | Low Cost Winter Weekday | 4
| SCE | 1-in-10 | 2024 | 11 | Zone | South Orange County | Monthly System Peak Day | High Cost Winter Weekday | 4
| SCE | 1-in-10 | 2024 | 11 | Zone | South of Lugo | Average Weekday | Low Cost Winter Weekday | 17
| SCE | 1-in-10 | 2024 | 11 | Zone | South of Lugo | Monthly System Peak Day | High Cost Winter Weekday | 17
| SCE | 1-in-10 | 2024 | 12 | All | All Customers | Average Weekday | Low Cost Winter Weekday | 65
| SCE | 1-in-10 | 2024 | 12 | All | All Customers | Monthly System Peak Day | Low Cost Winter Weekday | 65
| SCE | 1-in-10 | 2024 | 12 | LCA | Big Creek/Ventura | Average Weekday | Low Cost Winter Weekday | 9
| SCE | 1-in-10 | 2024 | 12 | LCA | Big Creek/Ventura | Monthly System Peak Day | Low Cost Winter Weekday | 9
| SCE | 1-in-10 | 2024 | 12 | LCA | LA Basin | Average Weekday | Low Cost Winter Weekday | 53
| SCE | 1-in-10 | 2024 | 12 | LCA | LA Basin | Monthly System Peak Day | Low Cost Winter Weekday | 53
| SCE | 1-in-10 | 2024 | 12 | LCA | Outside LA Basin | Average Weekday | Low Cost Winter Weekday | 3
| SCE | 1-in-10 | 2024 | 12 | LCA | Outside LA Basin | Monthly System Peak Day | Low Cost Winter Weekday | 3
| SCE | 1-in-10 | 2024 | 12 | Zone | Remainder of System | Average Weekday | Low Cost Winter Weekday | 44
| SCE | 1-in-10 | 2024 | 12 | Zone | Remainder of System | Monthly System Peak Day | Low Cost Winter Weekday | 44
| SCE | 1-in-10 | 2024 | 12 | Zone | South Orange County | Average Weekday | Low Cost Winter Weekday | 4
| SCE | 1-in-10 | 2024 | 12 | Zone | South Orange County | Monthly System Peak Day | Low Cost Winter Weekday | 4
| SCE | 1-in-10 | 2024 | 12 | Zone | South of Lugo | Average Weekday | Low Cost Winter Weekday | 17
| SCE | 1-in-10 | 2024 | 12 | Zone | South of Lugo | Monthly System Peak Day | Low Cost Winter Weekday | 17
| SCE | 1-in-10 | 2025 | 1 | All | All Customers | Average Weekday | Low Cost Winter Weekday | 65
| SCE | 1-in-10 | 2025 | 1 | All | All Customers | Monthly System Peak Day | Low Cost Winter Weekday | 65
| SCE | 1-in-10 | 2025 | 1 | LCA | Big Creek/Ventura | Average Weekday | Low Cost Winter Weekday | 9
| SCE | 1-in-10 | 2025 | 1 | LCA | Big Creek/Ventura | Monthly System Peak Day | Low Cost Winter Weekday | 9
| SCE | 1-in-10 | 2025 | 1 | LCA | LA Basin | Average Weekday | Low Cost Winter Weekday | 53
| SCE | 1-in-10 | 2025 | 1 | LCA | LA Basin | Monthly System Peak Day | Low Cost Winter Weekday | 53
| SCE | 1-in-10 | 2025 | 1 | LCA | Outside LA Basin | Average Weekday | Low Cost Winter Weekday | 3
| SCE | 1-in-10 | 2025 | 1 | LCA | Outside LA Basin | Monthly System Peak Day | Low Cost Winter Weekday | 3
| SCE | 1-in-10 | 2025 | 1 | Zone | Remainder of System | Average Weekday | Low Cost Winter Weekday | 44
| SCE | 1-in-10 | 2025 | 1 | Zone | Remainder of System | Monthly System Peak Day | Low Cost Winter Weekday | 44
| SCE | 1-in-10 | 2025 | 1 | Zone | South Orange County | Average Weekday | Low Cost Winter Weekday | 4
| SCE | 1-in-10 | 2025 | 1 | Zone | South Orange County | Monthly System Peak Day | Low Cost Winter Weekday | 4
| SCE | 1-in-10 | 2025 | 1 | Zone | South of Lugo | Average Weekday | Low Cost Winter Weekday | 17
| SCE | 1-in-10 | 2025 | 1 | Zone | South of Lugo | Monthly System Peak Day | Low Cost Winter Weekday | 17
| SCE | 1-in-10 | 2025 | 2 | All | All Customers | Average Weekday | Low Cost Winter Weekday | 65
| SCE | 1-in-10 | 2025 | 2 | All | All Customers | Monthly System Peak Day | Low Cost Winter Weekday | 65
| SCE | 1-in-10 | 2025 | 2 | LCA | Big Creek/Ventura | Average Weekday | Low Cost Winter Weekday | 9
| SCE | 1-in-10 | 2025 | 2 | LCA | Big Creek/Ventura | Monthly System Peak Day | Low Cost Winter Weekday | 9
| SCE | 1-in-10 | 2025 | 2 | LCA | LA Basin | Average Weekday | Low Cost Winter Weekday | 53
| SCE | 1-in-10 | 2025 | 2 | LCA | LA Basin | Monthly System Peak Day | Low Cost Winter Weekday | 53
| SCE | 1-in-10 | 2025 | 2 | LCA | Outside LA Basin | Average Weekday | Low Cost Winter Weekday | 3
| SCE | 1-in-10 | 2025 | 2 | LCA | Outside LA Basin | Monthly System Peak Day | Low Cost Winter Weekday | 3
| SCE | 1-in-10 | 2025 | 2 | Zone | Remainder of System | Average Weekday | Low Cost Winter Weekday | 44
| SCE | 1-in-10 | 2025 | 2 | Zone | Remainder of System | Monthly System Peak Day | Low Cost Winter Weekday | 44
| SCE | 1-in-10 | 2025 | 2 | Zone | South Orange County | Average Weekday | Low Cost Winter Weekday | 4
| SCE | 1-in-10 | 2025 | 2 | Zone | South Orange County | Monthly System Peak Day | Low Cost Winter Weekday | 4
| SCE | 1-in-10 | 2025 | 2 | Zone | South of Lugo | Average Weekday | Low Cost Winter Weekday | 17
| SCE | 1-in-10 | 2025 | 2 | Zone | South of Lugo | Monthly System Peak Day | Low Cost Winter Weekday | 17
| SCE | 1-in-10 | 2025 | 3 | All | All Customers | Average Weekday | Low Cost Winter Weekday | 65
| SCE | 1-in-10 | 2025 | 3 | All | All Customers | Monthly System Peak Day | High Cost Winter Weekday | 65
| SCE | 1-in-10 | 2025 | 3 | LCA | Big Creek/Ventura | Average Weekday | Low Cost Winter Weekday | 9
| SCE | 1-in-10 | 2025 | 3 | LCA | Big Creek/Ventura | Monthly System Peak Day | High Cost Winter Weekday | 9
| SCE | 1-in-10 | 2025 | 3 | LCA | LA Basin | Average Weekday | Low Cost Winter Weekday | 53
| SCE | 1-in-10 | 2025 | 3 | LCA | LA Basin | Monthly System Peak Day | High Cost Winter Weekday | 53
| SCE | 1-in-10 | 2025 | 3 | LCA | Outside LA Basin | Average Weekday | Low Cost Winter Weekday | 3
| SCE | 1-in-10 | 2025 | 3 | LCA | Outside LA Basin | Monthly System Peak Day | High Cost Winter Weekday | 3
| SCE | 1-in-10 | 2025 | 3 | Zone | Remainder of System | Average Weekday | Low Cost Winter Weekday | 44
| SCE | 1-in-10 | 2025 | 3 | Zone | Remainder of System | Monthly System Peak Day | High Cost Winter Weekday | 44
| SCE | 1-in-10 | 2025 | 3 | Zone | South Orange County | Average Weekday | Low Cost Winter Weekday | 4
| SCE | 1-in-10 | 2025 | 3 | Zone | South Orange County | Monthly System Peak Day | High Cost Winter Weekday | 4
| SCE | 1-in-10 | 2025 | 3 | Zone | South of Lugo | Average Weekday | Low Cost Winter Weekday | 17
| SCE | 1-in-10 | 2025 | 3 | Zone | South of Lugo | Monthly System Peak Day | High Cost Winter Weekday | 17
| SCE | 1-in-10 | 2025 | 4 | All | All Customers | Average Weekday | Low Cost Winter Weekday | 65
| SCE | 1-in-10 | 2025 | 4 | All | All Customers | Monthly System Peak Day | High Cost Winter Weekday | 65
| SCE | 1-in-10 | 2025 | 4 | LCA | Big Creek/Ventura | Average Weekday | Low Cost Winter Weekday | 9
| SCE | 1-in-10 | 2025 | 4 | LCA | Big Creek/Ventura | Monthly System Peak Day | High Cost Winter Weekday | 9
| SCE | 1-in-10 | 2025 | 4 | LCA | LA Basin | Average Weekday | Low Cost Winter Weekday | 53
| SCE | 1-in-10 | 2025 | 4 | LCA | LA Basin | Monthly System Peak Day | High Cost Winter Weekday | 53
| SCE | 1-in-10 | 2025 | 4 | LCA | Outside LA Basin | Average Weekday | Low Cost Winter Weekday | 3
| SCE | 1-in-10 | 2025 | 4 | LCA | Outside LA Basin | Monthly System Peak Day | High Cost Winter Weekday | 3
| SCE | 1-in-10 | 2025 | 4 | Zone | Remainder of System | Average Weekday | Low Cost Winter Weekday | 44
| SCE | 1-in-10 | 2025 | 4 | Zone | Remainder of System | Monthly System Peak Day | High Cost Winter Weekday | 44
| SCE | 1-in-10 | 2025 | 4 | Zone | South Orange County | Average Weekday | Low Cost Winter Weekday | 4
| SCE | 1-in-10 | 2025 | 4 | Zone | South Orange County | Monthly System Peak Day | High Cost Winter Weekday | 4
| SCE | 1-in-10 | 2025 | 4 | Zone | South of Lugo | Average Weekday | Low Cost Winter Weekday | 17
| SCE | 1-in-10 | 2025 | 4 | Zone | South of Lugo | Monthly System Peak Day | High Cost Winter Weekday | 17
| SCE | 1-in-10 | 2025 | 5 | All | All Customers | Average Weekday | Low Cost Winter Weekday | 65
| SCE | 1-in-10 | 2025 | 5 | All | All Customers | Monthly System Peak Day | High Cost Winter Weekday | 65
| SCE | 1-in-10 | 2025 | 5 | LCA | Big Creek/Ventura | Average Weekday | Low Cost Winter Weekday | 9
| SCE | 1-in-10 | 2025 | 5 | LCA | Big Creek/Ventura | Monthly System Peak Day | High Cost Winter Weekday | 9
| SCE | 1-in-10 | 2025 | 5 | LCA | LA Basin | Average Weekday | Low Cost Winter Weekday | 53
| SCE | 1-in-10 | 2025 | 5 | LCA | LA Basin | Monthly System Peak Day | High Cost Winter Weekday | 53
| SCE | 1-in-10 | 2025 | 5 | LCA | Outside LA Basin | Average Weekday | Low Cost Winter Weekday | 3
| SCE | 1-in-10 | 2025 | 5 | LCA | Outside LA Basin | Monthly System Peak Day | High Cost Winter Weekday | 3
| SCE | 1-in-10 | 2025 | 5 | Zone | Remainder of System | Average Weekday | Low Cost Winter Weekday | 44
| SCE | 1-in-10 | 2025 | 5 | Zone | Remainder of System | Monthly System Peak Day | High Cost Winter Weekday | 44
| SCE | 1-in-10 | 2025 | 5 | Zone | South Orange County | Average Weekday | Low Cost Winter Weekday | 4
| SCE | 1-in-10 | 2025 | 5 | Zone | South Orange County | Monthly System Peak Day | High Cost Winter Weekday | 4
| SCE | 1-in-10 | 2025 | 5 | Zone | South of Lugo | Average Weekday | Low Cost Winter Weekday | 17
| SCE | 1-in-10 | 2025 | 5 | Zone | South of Lugo | Monthly System Peak Day | High Cost Winter Weekday | 17
| SCE | 1-in-10 | 2025 | 6 | All | All Customers | Average Weekday | Moderate Summer Weekday | 65
| SCE | 1-in-10 | 2025 | 6 | All | All Customers | Monthly System Peak Day | Hot Summer Weekday | 65
| SCE | 1-in-10 | 2025 | 6 | LCA | Big Creek/Ventura | Average Weekday | Moderate Summer Weekday | 9
| SCE | 1-in-10 | 2025 | 6 | LCA | Big Creek/Ventura | Monthly System Peak Day | Hot Summer Weekday | 9
| SCE | 1-in-10 | 2025 | 6 | LCA | LA Basin | Average Weekday | Moderate Summer Weekday | 53
| SCE | 1-in-10 | 2025 | 6 | LCA | LA Basin | Monthly System Peak Day | Hot Summer Weekday | 53
| SCE | 1-in-10 | 2025 | 6 | LCA | Outside LA Basin | Average Weekday | Moderate Summer Weekday | 3
| SCE | 1-in-10 | 2025 | 6 | LCA | Outside LA Basin | Monthly System Peak Day | Hot Summer Weekday | 3
| SCE | 1-in-10 | 2025 | 6 | Zone | Remainder of System | Average Weekday | Moderate Summer Weekday | 44
| SCE | 1-in-10 | 2025 | 6 | Zone | Remainder of System | Monthly System Peak Day | Hot Summer Weekday | 44
| SCE | 1-in-10 | 2025 | 6 | Zone | South Orange County | Average Weekday | Moderate Summer Weekday | 4
| SCE | 1-in-10 | 2025 | 6 | Zone | South Orange County | Monthly System Peak Day | Hot Summer Weekday | 4
| SCE | 1-in-10 | 2025 | 6 | Zone | South of Lugo | Average Weekday | Moderate Summer Weekday | 17
| SCE | 1-in-10 | 2025 | 6 | Zone | South of Lugo | Monthly System Peak Day | Hot Summer Weekday | 17
| SCE | 1-in-10 | 2025 | 7 | All | All Customers | Average Weekday | Moderate Summer Weekday | 65
| SCE | 1-in-10 | 2025 | 7 | All | All Customers | Monthly System Peak Day | Hot Summer Weekday | 65
| SCE | 1-in-10 | 2025 | 7 | LCA | Big Creek/Ventura | Average Weekday | Moderate Summer Weekday | 9
| SCE | 1-in-10 | 2025 | 7 | LCA | Big Creek/Ventura | Monthly System Peak Day | Hot Summer Weekday | 9
| SCE | 1-in-10 | 2025 | 7 | LCA | LA Basin | Average Weekday | Moderate Summer Weekday | 53
| SCE | 1-in-10 | 2025 | 7 | LCA | LA Basin | Monthly System Peak Day | Hot Summer Weekday | 53
| SCE | 1-in-10 | 2025 | 7 | LCA | Outside LA Basin | Average Weekday | Moderate Summer Weekday | 3
| SCE | 1-in-10 | 2025 | 7 | LCA | Outside LA Basin | Monthly System Peak Day | Hot Summer Weekday | 3
| SCE | 1-in-10 | 2025 | 7 | Zone | Remainder of System | Average Weekday | Moderate Summer Weekday | 44
| SCE | 1-in-10 | 2025 | 7 | Zone | Remainder of System | Monthly System Peak Day | Hot Summer Weekday | 44
| SCE | 1-in-10 | 2025 | 7 | Zone | South Orange County | Average Weekday | Moderate Summer Weekday | 4
| SCE | 1-in-10 | 2025 | 7 | Zone | South Orange County | Monthly System Peak Day | Hot Summer Weekday | 4
| SCE | 1-in-10 | 2025 | 7 | Zone | South of Lugo | Average Weekday | Moderate Summer Weekday | 17
| SCE | 1-in-10 | 2025 | 7 | Zone | South of Lugo | Monthly System Peak Day | Hot Summer Weekday | 17
| SCE | 1-in-10 | 2025 | 8 | All | All Customers | Average Weekday | Moderate Summer Weekday | 65
| SCE | 1-in-10 | 2025 | 8 | All | All Customers | Monthly System Peak Day | Hot Summer Weekday | 65
| SCE | 1-in-10 | 2025 | 8 | All | All Customers | Typical Event Day | Hot Summer Weekday | 65
| SCE | 1-in-10 | 2025 | 8 | LCA | Big Creek/Ventura | Average Weekday | Moderate Summer Weekday | 9
| SCE | 1-in-10 | 2025 | 8 | LCA | Big Creek/Ventura | Monthly System Peak Day | Hot Summer Weekday | 9
| SCE | 1-in-10 | 2025 | 8 | LCA | Big Creek/Ventura | Typical Event Day | Hot Summer Weekday | 9
| SCE | 1-in-10 | 2025 | 8 | LCA | LA Basin | Average Weekday | Moderate Summer Weekday | 53
| SCE | 1-in-10 | 2025 | 8 | LCA | LA Basin | Monthly System Peak Day | Hot Summer Weekday | 53
| SCE | 1-in-10 | 2025 | 8 | LCA | LA Basin | Typical Event Day | Hot Summer Weekday | 53
| SCE | 1-in-10 | 2025 | 8 | LCA | Outside LA Basin | Average Weekday | Moderate Summer Weekday | 3
| SCE | 1-in-10 | 2025 | 8 | LCA | Outside LA Basin | Monthly System Peak Day | Hot Summer Weekday | 3
| SCE | 1-in-10 | 2025 | 8 | LCA | Outside LA Basin | Typical Event Day | Hot Summer Weekday | 3
| SCE | 1-in-10 | 2025 | 8 | Zone | Remainder of System | Average Weekday | Moderate Summer Weekday | 44
| SCE | 1-in-10 | 2025 | 8 | Zone | Remainder of System | Monthly System Peak Day | Hot Summer Weekday | 44
| SCE | 1-in-10 | 2025 | 8 | Zone | Remainder of System | Typical Event Day | Hot Summer Weekday | 44
| SCE | 1-in-10 | 2025 | 8 | Zone | South Orange County | Average Weekday | Moderate Summer Weekday | 4
| SCE | 1-in-10 | 2025 | 8 | Zone | South Orange County | Monthly System Peak Day | Hot Summer Weekday | 4
| SCE | 1-in-10 | 2025 | 8 | Zone | South Orange County | Typical Event Day | Hot Summer Weekday | 4
| SCE | 1-in-10 | 2025 | 8 | Zone | South of Lugo | Average Weekday | Moderate Summer Weekday | 17
| SCE | 1-in-10 | 2025 | 8 | Zone | South of Lugo | Monthly System Peak Day | Hot Summer Weekday | 17
| SCE | 1-in-10 | 2025 | 8 | Zone | South of Lugo | Typical Event Day | Hot Summer Weekday | 17
| SCE | 1-in-10 | 2025 | 9 | All | All Customers | Average Weekday | Moderate Summer Weekday | 65
| SCE | 1-in-10 | 2025 | 9 | All | All Customers | Monthly System Peak Day | Hot Summer Weekday | 65
| SCE | 1-in-10 | 2025 | 9 | LCA | Big Creek/Ventura | Average Weekday | Moderate Summer Weekday | 9
| SCE | 1-in-10 | 2025 | 9 | LCA | Big Creek/Ventura | Monthly System Peak Day | Hot Summer Weekday | 9
| SCE | 1-in-10 | 2025 | 9 | LCA | LA Basin | Average Weekday | Moderate Summer Weekday | 53
| SCE | 1-in-10 | 2025 | 9 | LCA | LA Basin | Monthly System Peak Day | Hot Summer Weekday | 53
| SCE | 1-in-10 | 2025 | 9 | LCA | Outside LA Basin | Average Weekday | Moderate Summer Weekday | 3
| SCE | 1-in-10 | 2025 | 9 | LCA | Outside LA Basin | Monthly System Peak Day | Hot Summer Weekday | 3
| SCE | 1-in-10 | 2025 | 9 | Zone | Remainder of System | Average Weekday | Moderate Summer Weekday | 44
| SCE | 1-in-10 | 2025 | 9 | Zone | Remainder of System | Monthly System Peak Day | Hot Summer Weekday | 44
| SCE | 1-in-10 | 2025 | 9 | Zone | South Orange County | Average Weekday | Moderate Summer Weekday | 4
| SCE | 1-in-10 | 2025 | 9 | Zone | South Orange County | Monthly System Peak Day | Hot Summer Weekday | 4
| SCE | 1-in-10 | 2025 | 9 | Zone | South of Lugo | Average Weekday | Moderate Summer Weekday | 17
| SCE | 1-in-10 | 2025 | 9 | Zone | South of Lugo | Monthly System Peak Day | Hot Summer Weekday | 17
| SCE | 1-in-10 | 2025 | 10 | All | All Customers | Average Weekday | Low Cost Winter Weekday | 65
| SCE | 1-in-10 | 2025 | 10 | All | All Customers | Monthly System Peak Day | High Cost Winter Weekday | 65
| SCE | 1-in-10 | 2025 | 10 | LCA | Big Creek/Ventura | Average Weekday | Low Cost Winter Weekday | 9
| SCE | 1-in-10 | 2025 | 10 | LCA | Big Creek/Ventura | Monthly System Peak Day | High Cost Winter Weekday | 9
| SCE | 1-in-10 | 2025 | 10 | LCA | LA Basin | Average Weekday | Low Cost Winter Weekday | 53
| SCE | 1-in-10 | 2025 | 10 | LCA | LA Basin | Monthly System Peak Day | High Cost Winter Weekday | 53
| SCE | 1-in-10 | 2025 | 10 | LCA | Outside LA Basin | Average Weekday | Low Cost Winter Weekday | 3
| SCE | 1-in-10 | 2025 | 10 | LCA | Outside LA Basin | Monthly System Peak Day | High Cost Winter Weekday | 3
| SCE | 1-in-10 | 2025 | 10 | Zone | Remainder of System | Average Weekday | Low Cost Winter Weekday | 44
| SCE | 1-in-10 | 2025 | 10 | Zone | Remainder of System | Monthly System Peak Day | High Cost Winter Weekday | 44
| SCE | 1-in-10 | 2025 | 10 | Zone | South Orange County | Average Weekday | Low Cost Winter Weekday | 4
| SCE | 1-in-10 | 2025 | 10 | Zone | South Orange County | Monthly System Peak Day | High Cost Winter Weekday | 4
| SCE | 1-in-10 | 2025 | 10 | Zone | South of Lugo | Average Weekday | Low Cost Winter Weekday | 17
| SCE | 1-in-10 | 2025 | 10 | Zone | South of Lugo | Monthly System Peak Day | High Cost Winter Weekday | 17
| SCE | 1-in-10 | 2025 | 11 | All | All Customers | Average Weekday | Low Cost Winter Weekday | 65
| SCE | 1-in-10 | 2025 | 11 | All | All Customers | Monthly System Peak Day | High Cost Winter Weekday | 65
| SCE | 1-in-10 | 2025 | 11 | LCA | Big Creek/Ventura | Average Weekday | Low Cost Winter Weekday | 9
| SCE | 1-in-10 | 2025 | 11 | LCA | Big Creek/Ventura | Monthly System Peak Day | High Cost Winter Weekday | 9
| SCE | 1-in-10 | 2025 | 11 | LCA | LA Basin | Average Weekday | Low Cost Winter Weekday | 53
| SCE | 1-in-10 | 2025 | 11 | LCA | LA Basin | Monthly System Peak Day | High Cost Winter Weekday | 53
| SCE | 1-in-10 | 2025 | 11 | LCA | Outside LA Basin | Average Weekday | Low Cost Winter Weekday | 3
| SCE | 1-in-10 | 2025 | 11 | LCA | Outside LA Basin | Monthly System Peak Day | High Cost Winter Weekday | 3
| SCE | 1-in-10 | 2025 | 11 | Zone | Remainder of System | Average Weekday | Low Cost Winter Weekday | 44
| SCE | 1-in-10 | 2025 | 11 | Zone | Remainder of System | Monthly System Peak Day | High Cost Winter Weekday | 44
| SCE | 1-in-10 | 2025 | 11 | Zone | South Orange County | Average Weekday | Low Cost Winter Weekday | 4
| SCE | 1-in-10 | 2025 | 11 | Zone | South Orange County | Monthly System Peak Day | High Cost Winter Weekday | 4
| SCE | 1-in-10 | 2025 | 11 | Zone | South of Lugo | Average Weekday | Low Cost Winter Weekday | 17
| SCE | 1-in-10 | 2025 | 11 | Zone | South of Lugo | Monthly System Peak Day | High Cost Winter Weekday | 17
| SCE | 1-in-10 | 2025 | 12 | All | All Customers | Average Weekday | Low Cost Winter Weekday | 65
| SCE | 1-in-10 | 2025 | 12 | All | All Customers | Monthly System Peak Day | Low Cost Winter Weekday | 65
| SCE | 1-in-10 | 2025 | 12 | LCA | Big Creek/Ventura | Average Weekday | Low Cost Winter Weekday | 9
| SCE | 1-in-10 | 2025 | 12 | LCA | Big Creek/Ventura | Monthly System Peak Day | Low Cost Winter Weekday | 9
| SCE | 1-in-10 | 2025 | 12 | LCA | LA Basin | Average Weekday | Low Cost Winter Weekday | 53
| SCE | 1-in-10 | 2025 | 12 | LCA | LA Basin | Monthly System Peak Day | Low Cost Winter Weekday | 53
| SCE | 1-in-10 | 2025 | 12 | LCA | Outside LA Basin | Average Weekday | Low Cost Winter Weekday | 3
| SCE | 1-in-10 | 2025 | 12 | LCA | Outside LA Basin | Monthly System Peak Day | Low Cost Winter Weekday | 3
| SCE | 1-in-10 | 2025 | 12 | Zone | Remainder of System | Average Weekday | Low Cost Winter Weekday | 44
| SCE | 1-in-10 | 2025 | 12 | Zone | Remainder of System | Monthly System Peak Day | Low Cost Winter Weekday | 44
| SCE | 1-in-10 | 2025 | 12 | Zone | South Orange County | Average Weekday | Low Cost Winter Weekday | 4
| SCE | 1-in-10 | 2025 | 12 | Zone | South Orange County | Monthly System Peak Day | Low Cost Winter Weekday | 4
| SCE | 1-in-10 | 2025 | 12 | Zone | South of Lugo | Average Weekday | Low Cost Winter Weekday | 17
| SCE | 1-in-10 | 2025 | 12 | Zone | South of Lugo | Monthly System Peak Day | Low Cost Winter Weekday | 17
| SCE | 1-in-10 | 2026 | 1 | All | All Customers | Average Weekday | Low Cost Winter Weekday | 65
| SCE | 1-in-10 | 2026 | 1 | All | All Customers | Monthly System Peak Day | Low Cost Winter Weekday | 65
| SCE | 1-in-10 | 2026 | 1 | LCA | Big Creek/Ventura | Average Weekday | Low Cost Winter Weekday | 9
| SCE | 1-in-10 | 2026 | 1 | LCA | Big Creek/Ventura | Monthly System Peak Day | Low Cost Winter Weekday | 9
| SCE | 1-in-10 | 2026 | 1 | LCA | LA Basin | Average Weekday | Low Cost Winter Weekday | 53
| SCE | 1-in-10 | 2026 | 1 | LCA | LA Basin | Monthly System Peak Day | Low Cost Winter Weekday | 53
| SCE | 1-in-10 | 2026 | 1 | LCA | Outside LA Basin | Average Weekday | Low Cost Winter Weekday | 3
| SCE | 1-in-10 | 2026 | 1 | LCA | Outside LA Basin | Monthly System Peak Day | Low Cost Winter Weekday | 3
| SCE | 1-in-10 | 2026 | 1 | Zone | Remainder of System | Average Weekday | Low Cost Winter Weekday | 44
| SCE | 1-in-10 | 2026 | 1 | Zone | Remainder of System | Monthly System Peak Day | Low Cost Winter Weekday | 44
| SCE | 1-in-10 | 2026 | 1 | Zone | South Orange County | Average Weekday | Low Cost Winter Weekday | 4
| SCE | 1-in-10 | 2026 | 1 | Zone | South Orange County | Monthly System Peak Day | Low Cost Winter Weekday | 4
| SCE | 1-in-10 | 2026 | 1 | Zone | South of Lugo | Average Weekday | Low Cost Winter Weekday | 17
| SCE | 1-in-10 | 2026 | 1 | Zone | South of Lugo | Monthly System Peak Day | Low Cost Winter Weekday | 17
| SCE | 1-in-10 | 2026 | 2 | All | All Customers | Average Weekday | Low Cost Winter Weekday | 65
| SCE | 1-in-10 | 2026 | 2 | All | All Customers | Monthly System Peak Day | Low Cost Winter Weekday | 65
| SCE | 1-in-10 | 2026 | 2 | LCA | Big Creek/Ventura | Average Weekday | Low Cost Winter Weekday | 9
| SCE | 1-in-10 | 2026 | 2 | LCA | Big Creek/Ventura | Monthly System Peak Day | Low Cost Winter Weekday | 9
| SCE | 1-in-10 | 2026 | 2 | LCA | LA Basin | Average Weekday | Low Cost Winter Weekday | 53
| SCE | 1-in-10 | 2026 | 2 | LCA | LA Basin | Monthly System Peak Day | Low Cost Winter Weekday | 53
| SCE | 1-in-10 | 2026 | 2 | LCA | Outside LA Basin | Average Weekday | Low Cost Winter Weekday | 3
| SCE | 1-in-10 | 2026 | 2 | LCA | Outside LA Basin | Monthly System Peak Day | Low Cost Winter Weekday | 3
| SCE | 1-in-10 | 2026 | 2 | Zone | Remainder of System | Average Weekday | Low Cost Winter Weekday | 44
| SCE | 1-in-10 | 2026 | 2 | Zone | Remainder of System | Monthly System Peak Day | Low Cost Winter Weekday | 44
| SCE | 1-in-10 | 2026 | 2 | Zone | South Orange County | Average Weekday | Low Cost Winter Weekday | 4
| SCE | 1-in-10 | 2026 | 2 | Zone | South Orange County | Monthly System Peak Day | Low Cost Winter Weekday | 4
| SCE | 1-in-10 | 2026 | 2 | Zone | South of Lugo | Average Weekday | Low Cost Winter Weekday | 17
| SCE | 1-in-10 | 2026 | 2 | Zone | South of Lugo | Monthly System Peak Day | Low Cost Winter Weekday | 17
| SCE | 1-in-10 | 2026 | 3 | All | All Customers | Average Weekday | Low Cost Winter Weekday | 65
| SCE | 1-in-10 | 2026 | 3 | All | All Customers | Monthly System Peak Day | High Cost Winter Weekday | 65
| SCE | 1-in-10 | 2026 | 3 | LCA | Big Creek/Ventura | Average Weekday | Low Cost Winter Weekday | 9
| SCE | 1-in-10 | 2026 | 3 | LCA | Big Creek/Ventura | Monthly System Peak Day | High Cost Winter Weekday | 9
| SCE | 1-in-10 | 2026 | 3 | LCA | LA Basin | Average Weekday | Low Cost Winter Weekday | 53
| SCE | 1-in-10 | 2026 | 3 | LCA | LA Basin | Monthly System Peak Day | High Cost Winter Weekday | 53
| SCE | 1-in-10 | 2026 | 3 | LCA | Outside LA Basin | Average Weekday | Low Cost Winter Weekday | 3
| SCE | 1-in-10 | 2026 | 3 | LCA | Outside LA Basin | Monthly System Peak Day | High Cost Winter Weekday | 3
| SCE | 1-in-10 | 2026 | 3 | Zone | Remainder of System | Average Weekday | Low Cost Winter Weekday | 44
| SCE | 1-in-10 | 2026 | 3 | Zone | Remainder of System | Monthly System Peak Day | High Cost Winter Weekday | 44
| SCE | 1-in-10 | 2026 | 3 | Zone | South Orange County | Average Weekday | Low Cost Winter Weekday | 4
| SCE | 1-in-10 | 2026 | 3 | Zone | South Orange County | Monthly System Peak Day | High Cost Winter Weekday | 4
| SCE | 1-in-10 | 2026 | 3 | Zone | South of Lugo | Average Weekday | Low Cost Winter Weekday | 17
| SCE | 1-in-10 | 2026 | 3 | Zone | South of Lugo | Monthly System Peak Day | High Cost Winter Weekday | 17
| SCE | 1-in-10 | 2026 | 4 | All | All Customers | Average Weekday | Low Cost Winter Weekday | 65
| SCE | 1-in-10 | 2026 | 4 | All | All Customers | Monthly System Peak Day | High Cost Winter Weekday | 65
| SCE | 1-in-10 | 2026 | 4 | LCA | Big Creek/Ventura | Average Weekday | Low Cost Winter Weekday | 9
| SCE | 1-in-10 | 2026 | 4 | LCA | Big Creek/Ventura | Monthly System Peak Day | High Cost Winter Weekday | 9
| SCE | 1-in-10 | 2026 | 4 | LCA | LA Basin | Average Weekday | Low Cost Winter Weekday | 53
| SCE | 1-in-10 | 2026 | 4 | LCA | LA Basin | Monthly System Peak Day | High Cost Winter Weekday | 53
| SCE | 1-in-10 | 2026 | 4 | LCA | Outside LA Basin | Average Weekday | Low Cost Winter Weekday | 3
| SCE | 1-in-10 | 2026 | 4 | LCA | Outside LA Basin | Monthly System Peak Day | High Cost Winter Weekday | 3
| SCE | 1-in-10 | 2026 | 4 | Zone | Remainder of System | Average Weekday | Low Cost Winter Weekday | 44
| SCE | 1-in-10 | 2026 | 4 | Zone | Remainder of System | Monthly System Peak Day | High Cost Winter Weekday | 44
| SCE | 1-in-10 | 2026 | 4 | Zone | South Orange County | Average Weekday | Low Cost Winter Weekday | 4
| SCE | 1-in-10 | 2026 | 4 | Zone | South Orange County | Monthly System Peak Day | High Cost Winter Weekday | 4
| SCE | 1-in-10 | 2026 | 4 | Zone | South of Lugo | Average Weekday | Low Cost Winter Weekday | 17
| SCE | 1-in-10 | 2026 | 4 | Zone | South of Lugo | Monthly System Peak Day | High Cost Winter Weekday | 17
| SCE | 1-in-10 | 2026 | 5 | All | All Customers | Average Weekday | Low Cost Winter Weekday | 65
| SCE | 1-in-10 | 2026 | 5 | All | All Customers | Monthly System Peak Day | High Cost Winter Weekday | 65
| SCE | 1-in-10 | 2026 | 5 | LCA | Big Creek/Ventura | Average Weekday | Low Cost Winter Weekday | 9
| SCE | 1-in-10 | 2026 | 5 | LCA | Big Creek/Ventura | Monthly System Peak Day | High Cost Winter Weekday | 9
| SCE | 1-in-10 | 2026 | 5 | LCA | LA Basin | Average Weekday | Low Cost Winter Weekday | 53
| SCE | 1-in-10 | 2026 | 5 | LCA | LA Basin | Monthly System Peak Day | High Cost Winter Weekday | 53
| SCE | 1-in-10 | 2026 | 5 | LCA | Outside LA Basin | Average Weekday | Low Cost Winter Weekday | 3
| SCE | 1-in-10 | 2026 | 5 | LCA | Outside LA Basin | Monthly System Peak Day | High Cost Winter Weekday | 3
| SCE | 1-in-10 | 2026 | 5 | Zone | Remainder of System | Average Weekday | Low Cost Winter Weekday | 44
| SCE | 1-in-10 | 2026 | 5 | Zone | Remainder of System | Monthly System Peak Day | High Cost Winter Weekday | 44
| SCE | 1-in-10 | 2026 | 5 | Zone | South Orange County | Average Weekday | Low Cost Winter Weekday | 4
| SCE | 1-in-10 | 2026 | 5 | Zone | South Orange County | Monthly System Peak Day | High Cost Winter Weekday | 4
| SCE | 1-in-10 | 2026 | 5 | Zone | South of Lugo | Average Weekday | Low Cost Winter Weekday | 17
| SCE | 1-in-10 | 2026 | 5 | Zone | South of Lugo | Monthly System Peak Day | High Cost Winter Weekday | 17
| SCE | 1-in-10 | 2026 | 6 | All | All Customers | Average Weekday | Moderate Summer Weekday | 65
| SCE | 1-in-10 | 2026 | 6 | All | All Customers | Monthly System Peak Day | Hot Summer Weekday | 65
| SCE | 1-in-10 | 2026 | 6 | LCA | Big Creek/Ventura | Average Weekday | Moderate Summer Weekday | 9
| SCE | 1-in-10 | 2026 | 6 | LCA | Big Creek/Ventura | Monthly System Peak Day | Hot Summer Weekday | 9
| SCE | 1-in-10 | 2026 | 6 | LCA | LA Basin | Average Weekday | Moderate Summer Weekday | 53
| SCE | 1-in-10 | 2026 | 6 | LCA | LA Basin | Monthly System Peak Day | Hot Summer Weekday | 53
| SCE | 1-in-10 | 2026 | 6 | LCA | Outside LA Basin | Average Weekday | Moderate Summer Weekday | 3
| SCE | 1-in-10 | 2026 | 6 | LCA | Outside LA Basin | Monthly System Peak Day | Hot Summer Weekday | 3
| SCE | 1-in-10 | 2026 | 6 | Zone | Remainder of System | Average Weekday | Moderate Summer Weekday | 44
| SCE | 1-in-10 | 2026 | 6 | Zone | Remainder of System | Monthly System Peak Day | Hot Summer Weekday | 44
| SCE | 1-in-10 | 2026 | 6 | Zone | South Orange County | Average Weekday | Moderate Summer Weekday | 4
| SCE | 1-in-10 | 2026 | 6 | Zone | South Orange County | Monthly System Peak Day | Hot Summer Weekday | 4
| SCE | 1-in-10 | 2026 | 6 | Zone | South of Lugo | Average Weekday | Moderate Summer Weekday | 17
| SCE | 1-in-10 | 2026 | 6 | Zone | South of Lugo | Monthly System Peak Day | Hot Summer Weekday | 17
| SCE | 1-in-10 | 2026 | 7 | All | All Customers | Average Weekday | Moderate Summer Weekday | 65
| SCE | 1-in-10 | 2026 | 7 | All | All Customers | Monthly System Peak Day | Hot Summer Weekday | 65
| SCE | 1-in-10 | 2026 | 7 | LCA | Big Creek/Ventura | Average Weekday | Moderate Summer Weekday | 9
| SCE | 1-in-10 | 2026 | 7 | LCA | Big Creek/Ventura | Monthly System Peak Day | Hot Summer Weekday | 9
| SCE | 1-in-10 | 2026 | 7 | LCA | LA Basin | Average Weekday | Moderate Summer Weekday | 53
| SCE | 1-in-10 | 2026 | 7 | LCA | LA Basin | Monthly System Peak Day | Hot Summer Weekday | 53
| SCE | 1-in-10 | 2026 | 7 | LCA | Outside LA Basin | Average Weekday | Moderate Summer Weekday | 3
| SCE | 1-in-10 | 2026 | 7 | LCA | Outside LA Basin | Monthly System Peak Day | Hot Summer Weekday | 3
| SCE | 1-in-10 | 2026 | 7 | Zone | Remainder of System | Average Weekday | Moderate Summer Weekday | 44
| SCE | 1-in-10 | 2026 | 7 | Zone | Remainder of System | Monthly System Peak Day | Hot Summer Weekday | 44
| SCE | 1-in-10 | 2026 | 7 | Zone | South Orange County | Average Weekday | Moderate Summer Weekday | 4
| SCE | 1-in-10 | 2026 | 7 | Zone | South Orange County | Monthly System Peak Day | Hot Summer Weekday | 4
| SCE | 1-in-10 | 2026 | 7 | Zone | South of Lugo | Average Weekday | Moderate Summer Weekday | 17
| SCE | 1-in-10 | 2026 | 7 | Zone | South of Lugo | Monthly System Peak Day | Hot Summer Weekday | 17
| SCE | 1-in-10 | 2026 | 8 | All | All Customers | Average Weekday | Moderate Summer Weekday | 65
| SCE | 1-in-10 | 2026 | 8 | All | All Customers | Monthly System Peak Day | Hot Summer Weekday | 65
| SCE | 1-in-10 | 2026 | 8 | All | All Customers | Typical Event Day | Hot Summer Weekday | 65
| SCE | 1-in-10 | 2026 | 8 | LCA | Big Creek/Ventura | Average Weekday | Moderate Summer Weekday | 9
| SCE | 1-in-10 | 2026 | 8 | LCA | Big Creek/Ventura | Monthly System Peak Day | Hot Summer Weekday | 9
| SCE | 1-in-10 | 2026 | 8 | LCA | Big Creek/Ventura | Typical Event Day | Hot Summer Weekday | 9
| SCE | 1-in-10 | 2026 | 8 | LCA | LA Basin | Average Weekday | Moderate Summer Weekday | 53
| SCE | 1-in-10 | 2026 | 8 | LCA | LA Basin | Monthly System Peak Day | Hot Summer Weekday | 53
| SCE | 1-in-10 | 2026 | 8 | LCA | LA Basin | Typical Event Day | Hot Summer Weekday | 53
| SCE | 1-in-10 | 2026 | 8 | LCA | Outside LA Basin | Average Weekday | Moderate Summer Weekday | 3
| SCE | 1-in-10 | 2026 | 8 | LCA | Outside LA Basin | Monthly System Peak Day | Hot Summer Weekday | 3
| SCE | 1-in-10 | 2026 | 8 | LCA | Outside LA Basin | Typical Event Day | Hot Summer Weekday | 3
| SCE | 1-in-10 | 2026 | 8 | Zone | Remainder of System | Average Weekday | Moderate Summer Weekday | 44
| SCE | 1-in-10 | 2026 | 8 | Zone | Remainder of System | Monthly System Peak Day | Hot Summer Weekday | 44
| SCE | 1-in-10 | 2026 | 8 | Zone | Remainder of System | Typical Event Day | Hot Summer Weekday | 44
| SCE | 1-in-10 | 2026 | 8 | Zone | South Orange County | Average Weekday | Moderate Summer Weekday | 4
| SCE | 1-in-10 | 2026 | 8 | Zone | South Orange County | Monthly System Peak Day | Hot Summer Weekday | 4
| SCE | 1-in-10 | 2026 | 8 | Zone | South Orange County | Typical Event Day | Hot Summer Weekday | 4
| SCE | 1-in-10 | 2026 | 8 | Zone | South of Lugo | Average Weekday | Moderate Summer Weekday | 17
| SCE | 1-in-10 | 2026 | 8 | Zone | South of Lugo | Monthly System Peak Day | Hot Summer Weekday | 17
| SCE | 1-in-10 | 2026 | 8 | Zone | South of Lugo | Typical Event Day | Hot Summer Weekday | 17
| SCE | 1-in-10 | 2026 | 9 | All | All Customers | Average Weekday | Moderate Summer Weekday | 65
| SCE | 1-in-10 | 2026 | 9 | All | All Customers | Monthly System Peak Day | Hot Summer Weekday | 65
| SCE | 1-in-10 | 2026 | 9 | LCA | Big Creek/Ventura | Average Weekday | Moderate Summer Weekday | 9
| SCE | 1-in-10 | 2026 | 9 | LCA | Big Creek/Ventura | Monthly System Peak Day | Hot Summer Weekday | 9
| SCE | 1-in-10 | 2026 | 9 | LCA | LA Basin | Average Weekday | Moderate Summer Weekday | 53
| SCE | 1-in-10 | 2026 | 9 | LCA | LA Basin | Monthly System Peak Day | Hot Summer Weekday | 53
| SCE | 1-in-10 | 2026 | 9 | LCA | Outside LA Basin | Average Weekday | Moderate Summer Weekday | 3
| SCE | 1-in-10 | 2026 | 9 | LCA | Outside LA Basin | Monthly System Peak Day | Hot Summer Weekday | 3
| SCE | 1-in-10 | 2026 | 9 | Zone | Remainder of System | Average Weekday | Moderate Summer Weekday | 44
| SCE | 1-in-10 | 2026 | 9 | Zone | Remainder of System | Monthly System Peak Day | Hot Summer Weekday | 44
| SCE | 1-in-10 | 2026 | 9 | Zone | South Orange County | Average Weekday | Moderate Summer Weekday | 4
| SCE | 1-in-10 | 2026 | 9 | Zone | South Orange County | Monthly System Peak Day | Hot Summer Weekday | 4
| SCE | 1-in-10 | 2026 | 9 | Zone | South of Lugo | Average Weekday | Moderate Summer Weekday | 17
| SCE | 1-in-10 | 2026 | 9 | Zone | South of Lugo | Monthly System Peak Day | Hot Summer Weekday | 17
| SCE | 1-in-10 | 2026 | 10 | All | All Customers | Average Weekday | Low Cost Winter Weekday | 65
| SCE | 1-in-10 | 2026 | 10 | All | All Customers | Monthly System Peak Day | High Cost Winter Weekday | 65
| SCE | 1-in-10 | 2026 | 10 | LCA | Big Creek/Ventura | Average Weekday | Low Cost Winter Weekday | 9
| SCE | 1-in-10 | 2026 | 10 | LCA | Big Creek/Ventura | Monthly System Peak Day | High Cost Winter Weekday | 9
| SCE | 1-in-10 | 2026 | 10 | LCA | LA Basin | Average Weekday | Low Cost Winter Weekday | 53
| SCE | 1-in-10 | 2026 | 10 | LCA | LA Basin | Monthly System Peak Day | High Cost Winter Weekday | 53
| SCE | 1-in-10 | 2026 | 10 | LCA | Outside LA Basin | Average Weekday | Low Cost Winter Weekday | 3
| SCE | 1-in-10 | 2026 | 10 | LCA | Outside LA Basin | Monthly System Peak Day | High Cost Winter Weekday | 3
| SCE | 1-in-10 | 2026 | 10 | Zone | Remainder of System | Average Weekday | Low Cost Winter Weekday | 44
| SCE | 1-in-10 | 2026 | 10 | Zone | Remainder of System | Monthly System Peak Day | High Cost Winter Weekday | 44
| SCE | 1-in-10 | 2026 | 10 | Zone | South Orange County | Average Weekday | Low Cost Winter Weekday | 4
| SCE | 1-in-10 | 2026 | 10 | Zone | South Orange County | Monthly System Peak Day | High Cost Winter Weekday | 4
| SCE | 1-in-10 | 2026 | 10 | Zone | South of Lugo | Average Weekday | Low Cost Winter Weekday | 17
| SCE | 1-in-10 | 2026 | 10 | Zone | South of Lugo | Monthly System Peak Day | High Cost Winter Weekday | 17
| SCE | 1-in-10 | 2026 | 11 | All | All Customers | Average Weekday | Low Cost Winter Weekday | 65
| SCE | 1-in-10 | 2026 | 11 | All | All Customers | Monthly System Peak Day | High Cost Winter Weekday | 65
| SCE | 1-in-10 | 2026 | 11 | LCA | Big Creek/Ventura | Average Weekday | Low Cost Winter Weekday | 9
| SCE | 1-in-10 | 2026 | 11 | LCA | Big Creek/Ventura | Monthly System Peak Day | High Cost Winter Weekday | 9
| SCE | 1-in-10 | 2026 | 11 | LCA | LA Basin | Average Weekday | Low Cost Winter Weekday | 53
| SCE | 1-in-10 | 2026 | 11 | LCA | LA Basin | Monthly System Peak Day | High Cost Winter Weekday | 53
| SCE | 1-in-10 | 2026 | 11 | LCA | Outside LA Basin | Average Weekday | Low Cost Winter Weekday | 3
| SCE | 1-in-10 | 2026 | 11 | LCA | Outside LA Basin | Monthly System Peak Day | High Cost Winter Weekday | 3
| SCE | 1-in-10 | 2026 | 11 | Zone | Remainder of System | Average Weekday | Low Cost Winter Weekday | 44
| SCE | 1-in-10 | 2026 | 11 | Zone | Remainder of System | Monthly System Peak Day | High Cost Winter Weekday | 44
| SCE | 1-in-10 | 2026 | 11 | Zone | South Orange County | Average Weekday | Low Cost Winter Weekday | 4
| SCE | 1-in-10 | 2026 | 11 | Zone | South Orange County | Monthly System Peak Day | High Cost Winter Weekday | 4
| SCE | 1-in-10 | 2026 | 11 | Zone | South of Lugo | Average Weekday | Low Cost Winter Weekday | 17
| SCE | 1-in-10 | 2026 | 11 | Zone | South of Lugo | Monthly System Peak Day | High Cost Winter Weekday | 17
| SCE | 1-in-10 | 2026 | 12 | All | All Customers | Average Weekday | Low Cost Winter Weekday | 65
| SCE | 1-in-10 | 2026 | 12 | All | All Customers | Monthly System Peak Day | Low Cost Winter Weekday | 65
| SCE | 1-in-10 | 2026 | 12 | LCA | Big Creek/Ventura | Average Weekday | Low Cost Winter Weekday | 9
| SCE | 1-in-10 | 2026 | 12 | LCA | Big Creek/Ventura | Monthly System Peak Day | Low Cost Winter Weekday | 9
| SCE | 1-in-10 | 2026 | 12 | LCA | LA Basin | Average Weekday | Low Cost Winter Weekday | 53
| SCE | 1-in-10 | 2026 | 12 | LCA | LA Basin | Monthly System Peak Day | Low Cost Winter Weekday | 53
| SCE | 1-in-10 | 2026 | 12 | LCA | Outside LA Basin | Average Weekday | Low Cost Winter Weekday | 3
| SCE | 1-in-10 | 2026 | 12 | LCA | Outside LA Basin | Monthly System Peak Day | Low Cost Winter Weekday | 3
| SCE | 1-in-10 | 2026 | 12 | Zone | Remainder of System | Average Weekday | Low Cost Winter Weekday | 44
| SCE | 1-in-10 | 2026 | 12 | Zone | Remainder of System | Monthly System Peak Day | Low Cost Winter Weekday | 44
| SCE | 1-in-10 | 2026 | 12 | Zone | South Orange County | Average Weekday | Low Cost Winter Weekday | 4
| SCE | 1-in-10 | 2026 | 12 | Zone | South Orange County | Monthly System Peak Day | Low Cost Winter Weekday | 4
| SCE | 1-in-10 | 2026 | 12 | Zone | South of Lugo | Average Weekday | Low Cost Winter Weekday | 17
| SCE | 1-in-10 | 2026 | 12 | Zone | South of Lugo | Monthly System Peak Day | Low Cost Winter Weekday | 17
| SCE | 1-in-10 | 2027 | 1 | All | All Customers | Average Weekday | Low Cost Winter Weekday | 65
| SCE | 1-in-10 | 2027 | 1 | All | All Customers | Monthly System Peak Day | Low Cost Winter Weekday | 65
| SCE | 1-in-10 | 2027 | 1 | LCA | Big Creek/Ventura | Average Weekday | Low Cost Winter Weekday | 9
| SCE | 1-in-10 | 2027 | 1 | LCA | Big Creek/Ventura | Monthly System Peak Day | Low Cost Winter Weekday | 9
| SCE | 1-in-10 | 2027 | 1 | LCA | LA Basin | Average Weekday | Low Cost Winter Weekday | 53
| SCE | 1-in-10 | 2027 | 1 | LCA | LA Basin | Monthly System Peak Day | Low Cost Winter Weekday | 53
| SCE | 1-in-10 | 2027 | 1 | LCA | Outside LA Basin | Average Weekday | Low Cost Winter Weekday | 3
| SCE | 1-in-10 | 2027 | 1 | LCA | Outside LA Basin | Monthly System Peak Day | Low Cost Winter Weekday | 3
| SCE | 1-in-10 | 2027 | 1 | Zone | Remainder of System | Average Weekday | Low Cost Winter Weekday | 44
| SCE | 1-in-10 | 2027 | 1 | Zone | Remainder of System | Monthly System Peak Day | Low Cost Winter Weekday | 44
| SCE | 1-in-10 | 2027 | 1 | Zone | South Orange County | Average Weekday | Low Cost Winter Weekday | 4
| SCE | 1-in-10 | 2027 | 1 | Zone | South Orange County | Monthly System Peak Day | Low Cost Winter Weekday | 4
| SCE | 1-in-10 | 2027 | 1 | Zone | South of Lugo | Average Weekday | Low Cost Winter Weekday | 17
| SCE | 1-in-10 | 2027 | 1 | Zone | South of Lugo | Monthly System Peak Day | Low Cost Winter Weekday | 17
| SCE | 1-in-10 | 2027 | 2 | All | All Customers | Average Weekday | Low Cost Winter Weekday | 65
| SCE | 1-in-10 | 2027 | 2 | All | All Customers | Monthly System Peak Day | Low Cost Winter Weekday | 65
| SCE | 1-in-10 | 2027 | 2 | LCA | Big Creek/Ventura | Average Weekday | Low Cost Winter Weekday | 9
| SCE | 1-in-10 | 2027 | 2 | LCA | Big Creek/Ventura | Monthly System Peak Day | Low Cost Winter Weekday | 9
| SCE | 1-in-10 | 2027 | 2 | LCA | LA Basin | Average Weekday | Low Cost Winter Weekday | 53
| SCE | 1-in-10 | 2027 | 2 | LCA | LA Basin | Monthly System Peak Day | Low Cost Winter Weekday | 53
| SCE | 1-in-10 | 2027 | 2 | LCA | Outside LA Basin | Average Weekday | Low Cost Winter Weekday | 3
| SCE | 1-in-10 | 2027 | 2 | LCA | Outside LA Basin | Monthly System Peak Day | Low Cost Winter Weekday | 3
| SCE | 1-in-10 | 2027 | 2 | Zone | Remainder of System | Average Weekday | Low Cost Winter Weekday | 44
| SCE | 1-in-10 | 2027 | 2 | Zone | Remainder of System | Monthly System Peak Day | Low Cost Winter Weekday | 44
| SCE | 1-in-10 | 2027 | 2 | Zone | South Orange County | Average Weekday | Low Cost Winter Weekday | 4
| SCE | 1-in-10 | 2027 | 2 | Zone | South Orange County | Monthly System Peak Day | Low Cost Winter Weekday | 4
| SCE | 1-in-10 | 2027 | 2 | Zone | South of Lugo | Average Weekday | Low Cost Winter Weekday | 17
| SCE | 1-in-10 | 2027 | 2 | Zone | South of Lugo | Monthly System Peak Day | Low Cost Winter Weekday | 17
| SCE | 1-in-10 | 2027 | 3 | All | All Customers | Average Weekday | Low Cost Winter Weekday | 65
| SCE | 1-in-10 | 2027 | 3 | All | All Customers | Monthly System Peak Day | High Cost Winter Weekday | 65
| SCE | 1-in-10 | 2027 | 3 | LCA | Big Creek/Ventura | Average Weekday | Low Cost Winter Weekday | 9
| SCE | 1-in-10 | 2027 | 3 | LCA | Big Creek/Ventura | Monthly System Peak Day | High Cost Winter Weekday | 9
| SCE | 1-in-10 | 2027 | 3 | LCA | LA Basin | Average Weekday | Low Cost Winter Weekday | 53
| SCE | 1-in-10 | 2027 | 3 | LCA | LA Basin | Monthly System Peak Day | High Cost Winter Weekday | 53
| SCE | 1-in-10 | 2027 | 3 | LCA | Outside LA Basin | Average Weekday | Low Cost Winter Weekday | 3
| SCE | 1-in-10 | 2027 | 3 | LCA | Outside LA Basin | Monthly System Peak Day | High Cost Winter Weekday | 3
| SCE | 1-in-10 | 2027 | 3 | Zone | Remainder of System | Average Weekday | Low Cost Winter Weekday | 44
| SCE | 1-in-10 | 2027 | 3 | Zone | Remainder of System | Monthly System Peak Day | High Cost Winter Weekday | 44
| SCE | 1-in-10 | 2027 | 3 | Zone | South Orange County | Average Weekday | Low Cost Winter Weekday | 4
| SCE | 1-in-10 | 2027 | 3 | Zone | South Orange County | Monthly System Peak Day | High Cost Winter Weekday | 4
| SCE | 1-in-10 | 2027 | 3 | Zone | South of Lugo | Average Weekday | Low Cost Winter Weekday | 17
| SCE | 1-in-10 | 2027 | 3 | Zone | South of Lugo | Monthly System Peak Day | High Cost Winter Weekday | 17
| SCE | 1-in-10 | 2027 | 4 | All | All Customers | Average Weekday | Low Cost Winter Weekday | 65
| SCE | 1-in-10 | 2027 | 4 | All | All Customers | Monthly System Peak Day | High Cost Winter Weekday | 65
| SCE | 1-in-10 | 2027 | 4 | LCA | Big Creek/Ventura | Average Weekday | Low Cost Winter Weekday | 9
| SCE | 1-in-10 | 2027 | 4 | LCA | Big Creek/Ventura | Monthly System Peak Day | High Cost Winter Weekday | 9
| SCE | 1-in-10 | 2027 | 4 | LCA | LA Basin | Average Weekday | Low Cost Winter Weekday | 53
| SCE | 1-in-10 | 2027 | 4 | LCA | LA Basin | Monthly System Peak Day | High Cost Winter Weekday | 53
| SCE | 1-in-10 | 2027 | 4 | LCA | Outside LA Basin | Average Weekday | Low Cost Winter Weekday | 3
| SCE | 1-in-10 | 2027 | 4 | LCA | Outside LA Basin | Monthly System Peak Day | High Cost Winter Weekday | 3
| SCE | 1-in-10 | 2027 | 4 | Zone | Remainder of System | Average Weekday | Low Cost Winter Weekday | 44
| SCE | 1-in-10 | 2027 | 4 | Zone | Remainder of System | Monthly System Peak Day | High Cost Winter Weekday | 44
| SCE | 1-in-10 | 2027 | 4 | Zone | South Orange County | Average Weekday | Low Cost Winter Weekday | 4
| SCE | 1-in-10 | 2027 | 4 | Zone | South Orange County | Monthly System Peak Day | High Cost Winter Weekday | 4
| SCE | 1-in-10 | 2027 | 4 | Zone | South of Lugo | Average Weekday | Low Cost Winter Weekday | 17
| SCE | 1-in-10 | 2027 | 4 | Zone | South of Lugo | Monthly System Peak Day | High Cost Winter Weekday | 17
| SCE | 1-in-10 | 2027 | 5 | All | All Customers | Average Weekday | Low Cost Winter Weekday | 65
| SCE | 1-in-10 | 2027 | 5 | All | All Customers | Monthly System Peak Day | High Cost Winter Weekday | 65
| SCE | 1-in-10 | 2027 | 5 | LCA | Big Creek/Ventura | Average Weekday | Low Cost Winter Weekday | 9
| SCE | 1-in-10 | 2027 | 5 | LCA | Big Creek/Ventura | Monthly System Peak Day | High Cost Winter Weekday | 9
| SCE | 1-in-10 | 2027 | 5 | LCA | LA Basin | Average Weekday | Low Cost Winter Weekday | 53
| SCE | 1-in-10 | 2027 | 5 | LCA | LA Basin | Monthly System Peak Day | High Cost Winter Weekday | 53
| SCE | 1-in-10 | 2027 | 5 | LCA | Outside LA Basin | Average Weekday | Low Cost Winter Weekday | 3
| SCE | 1-in-10 | 2027 | 5 | LCA | Outside LA Basin | Monthly System Peak Day | High Cost Winter Weekday | 3
| SCE | 1-in-10 | 2027 | 5 | Zone | Remainder of System | Average Weekday | Low Cost Winter Weekday | 44
| SCE | 1-in-10 | 2027 | 5 | Zone | Remainder of System | Monthly System Peak Day | High Cost Winter Weekday | 44
| SCE | 1-in-10 | 2027 | 5 | Zone | South Orange County | Average Weekday | Low Cost Winter Weekday | 4
| SCE | 1-in-10 | 2027 | 5 | Zone | South Orange County | Monthly System Peak Day | High Cost Winter Weekday | 4
| SCE | 1-in-10 | 2027 | 5 | Zone | South of Lugo | Average Weekday | Low Cost Winter Weekday | 17
| SCE | 1-in-10 | 2027 | 5 | Zone | South of Lugo | Monthly System Peak Day | High Cost Winter Weekday | 17
| SCE | 1-in-10 | 2027 | 6 | All | All Customers | Average Weekday | Moderate Summer Weekday | 65
| SCE | 1-in-10 | 2027 | 6 | All | All Customers | Monthly System Peak Day | Hot Summer Weekday | 65
| SCE | 1-in-10 | 2027 | 6 | LCA | Big Creek/Ventura | Average Weekday | Moderate Summer Weekday | 9
| SCE | 1-in-10 | 2027 | 6 | LCA | Big Creek/Ventura | Monthly System Peak Day | Hot Summer Weekday | 9
| SCE | 1-in-10 | 2027 | 6 | LCA | LA Basin | Average Weekday | Moderate Summer Weekday | 53
| SCE | 1-in-10 | 2027 | 6 | LCA | LA Basin | Monthly System Peak Day | Hot Summer Weekday | 53
| SCE | 1-in-10 | 2027 | 6 | LCA | Outside LA Basin | Average Weekday | Moderate Summer Weekday | 3
| SCE | 1-in-10 | 2027 | 6 | LCA | Outside LA Basin | Monthly System Peak Day | Hot Summer Weekday | 3
| SCE | 1-in-10 | 2027 | 6 | Zone | Remainder of System | Average Weekday | Moderate Summer Weekday | 44
| SCE | 1-in-10 | 2027 | 6 | Zone | Remainder of System | Monthly System Peak Day | Hot Summer Weekday | 44
| SCE | 1-in-10 | 2027 | 6 | Zone | South Orange County | Average Weekday | Moderate Summer Weekday | 4
| SCE | 1-in-10 | 2027 | 6 | Zone | South Orange County | Monthly System Peak Day | Hot Summer Weekday | 4
| SCE | 1-in-10 | 2027 | 6 | Zone | South of Lugo | Average Weekday | Moderate Summer Weekday | 17
| SCE | 1-in-10 | 2027 | 6 | Zone | South of Lugo | Monthly System Peak Day | Hot Summer Weekday | 17
| SCE | 1-in-10 | 2027 | 7 | All | All Customers | Average Weekday | Moderate Summer Weekday | 65
| SCE | 1-in-10 | 2027 | 7 | All | All Customers | Monthly System Peak Day | Hot Summer Weekday | 65
| SCE | 1-in-10 | 2027 | 7 | LCA | Big Creek/Ventura | Average Weekday | Moderate Summer Weekday | 9
| SCE | 1-in-10 | 2027 | 7 | LCA | Big Creek/Ventura | Monthly System Peak Day | Hot Summer Weekday | 9
| SCE | 1-in-10 | 2027 | 7 | LCA | LA Basin | Average Weekday | Moderate Summer Weekday | 53
| SCE | 1-in-10 | 2027 | 7 | LCA | LA Basin | Monthly System Peak Day | Hot Summer Weekday | 53
| SCE | 1-in-10 | 2027 | 7 | LCA | Outside LA Basin | Average Weekday | Moderate Summer Weekday | 3
| SCE | 1-in-10 | 2027 | 7 | LCA | Outside LA Basin | Monthly System Peak Day | Hot Summer Weekday | 3
| SCE | 1-in-10 | 2027 | 7 | Zone | Remainder of System | Average Weekday | Moderate Summer Weekday | 44
| SCE | 1-in-10 | 2027 | 7 | Zone | Remainder of System | Monthly System Peak Day | Hot Summer Weekday | 44
| SCE | 1-in-10 | 2027 | 7 | Zone | South Orange County | Average Weekday | Moderate Summer Weekday | 4
| SCE | 1-in-10 | 2027 | 7 | Zone | South Orange County | Monthly System Peak Day | Hot Summer Weekday | 4
| SCE | 1-in-10 | 2027 | 7 | Zone | South of Lugo | Average Weekday | Moderate Summer Weekday | 17
| SCE | 1-in-10 | 2027 | 7 | Zone | South of Lugo | Monthly System Peak Day | Hot Summer Weekday | 17
| SCE | 1-in-10 | 2027 | 8 | All | All Customers | Average Weekday | Moderate Summer Weekday | 65
| SCE | 1-in-10 | 2027 | 8 | All | All Customers | Monthly System Peak Day | Hot Summer Weekday | 65
| SCE | 1-in-10 | 2027 | 8 | All | All Customers | Typical Event Day | Hot Summer Weekday | 65
| SCE | 1-in-10 | 2027 | 8 | LCA | Big Creek/Ventura | Average Weekday | Moderate Summer Weekday | 9
| SCE | 1-in-10 | 2027 | 8 | LCA | Big Creek/Ventura | Monthly System Peak Day | Hot Summer Weekday | 9
| SCE | 1-in-10 | 2027 | 8 | LCA | Big Creek/Ventura | Typical Event Day | Hot Summer Weekday | 9
| SCE | 1-in-10 | 2027 | 8 | LCA | LA Basin | Average Weekday | Moderate Summer Weekday | 53
| SCE | 1-in-10 | 2027 | 8 | LCA | LA Basin | Monthly System Peak Day | Hot Summer Weekday | 53
| SCE | 1-in-10 | 2027 | 8 | LCA | LA Basin | Typical Event Day | Hot Summer Weekday | 53
| SCE | 1-in-10 | 2027 | 8 | LCA | Outside LA Basin | Average Weekday | Moderate Summer Weekday | 3
| SCE | 1-in-10 | 2027 | 8 | LCA | Outside LA Basin | Monthly System Peak Day | Hot Summer Weekday | 3
| SCE | 1-in-10 | 2027 | 8 | LCA | Outside LA Basin | Typical Event Day | Hot Summer Weekday | 3
| SCE | 1-in-10 | 2027 | 8 | Zone | Remainder of System | Average Weekday | Moderate Summer Weekday | 44
| SCE | 1-in-10 | 2027 | 8 | Zone | Remainder of System | Monthly System Peak Day | Hot Summer Weekday | 44
| SCE | 1-in-10 | 2027 | 8 | Zone | Remainder of System | Typical Event Day | Hot Summer Weekday | 44
| SCE | 1-in-10 | 2027 | 8 | Zone | South Orange County | Average Weekday | Moderate Summer Weekday | 4
| SCE | 1-in-10 | 2027 | 8 | Zone | South Orange County | Monthly System Peak Day | Hot Summer Weekday | 4
| SCE | 1-in-10 | 2027 | 8 | Zone | South Orange County | Typical Event Day | Hot Summer Weekday | 4
| SCE | 1-in-10 | 2027 | 8 | Zone | South of Lugo | Average Weekday | Moderate Summer Weekday | 17
| SCE | 1-in-10 | 2027 | 8 | Zone | South of Lugo | Monthly System Peak Day | Hot Summer Weekday | 17
| SCE | 1-in-10 | 2027 | 8 | Zone | South of Lugo | Typical Event Day | Hot Summer Weekday | 17
| SCE | 1-in-10 | 2027 | 9 | All | All Customers | Average Weekday | Moderate Summer Weekday | 65
| SCE | 1-in-10 | 2027 | 9 | All | All Customers | Monthly System Peak Day | Hot Summer Weekday | 65
| SCE | 1-in-10 | 2027 | 9 | LCA | Big Creek/Ventura | Average Weekday | Moderate Summer Weekday | 9
| SCE | 1-in-10 | 2027 | 9 | LCA | Big Creek/Ventura | Monthly System Peak Day | Hot Summer Weekday | 9
| SCE | 1-in-10 | 2027 | 9 | LCA | LA Basin | Average Weekday | Moderate Summer Weekday | 53
| SCE | 1-in-10 | 2027 | 9 | LCA | LA Basin | Monthly System Peak Day | Hot Summer Weekday | 53
| SCE | 1-in-10 | 2027 | 9 | LCA | Outside LA Basin | Average Weekday | Moderate Summer Weekday | 3
| SCE | 1-in-10 | 2027 | 9 | LCA | Outside LA Basin | Monthly System Peak Day | Hot Summer Weekday | 3
| SCE | 1-in-10 | 2027 | 9 | Zone | Remainder of System | Average Weekday | Moderate Summer Weekday | 44
| SCE | 1-in-10 | 2027 | 9 | Zone | Remainder of System | Monthly System Peak Day | Hot Summer Weekday | 44
| SCE | 1-in-10 | 2027 | 9 | Zone | South Orange County | Average Weekday | Moderate Summer Weekday | 4
| SCE | 1-in-10 | 2027 | 9 | Zone | South Orange County | Monthly System Peak Day | Hot Summer Weekday | 4
| SCE | 1-in-10 | 2027 | 9 | Zone | South of Lugo | Average Weekday | Moderate Summer Weekday | 17
| SCE | 1-in-10 | 2027 | 9 | Zone | South of Lugo | Monthly System Peak Day | Hot Summer Weekday | 17
| SCE | 1-in-10 | 2027 | 10 | All | All Customers | Average Weekday | Low Cost Winter Weekday | 65
| SCE | 1-in-10 | 2027 | 10 | All | All Customers | Monthly System Peak Day | High Cost Winter Weekday | 65
| SCE | 1-in-10 | 2027 | 10 | LCA | Big Creek/Ventura | Average Weekday | Low Cost Winter Weekday | 9
| SCE | 1-in-10 | 2027 | 10 | LCA | Big Creek/Ventura | Monthly System Peak Day | High Cost Winter Weekday | 9
| SCE | 1-in-10 | 2027 | 10 | LCA | LA Basin | Average Weekday | Low Cost Winter Weekday | 53
| SCE | 1-in-10 | 2027 | 10 | LCA | LA Basin | Monthly System Peak Day | High Cost Winter Weekday | 53
| SCE | 1-in-10 | 2027 | 10 | LCA | Outside LA Basin | Average Weekday | Low Cost Winter Weekday | 3
| SCE | 1-in-10 | 2027 | 10 | LCA | Outside LA Basin | Monthly System Peak Day | High Cost Winter Weekday | 3
| SCE | 1-in-10 | 2027 | 10 | Zone | Remainder of System | Average Weekday | Low Cost Winter Weekday | 44
| SCE | 1-in-10 | 2027 | 10 | Zone | Remainder of System | Monthly System Peak Day | High Cost Winter Weekday | 44
| SCE | 1-in-10 | 2027 | 10 | Zone | South Orange County | Average Weekday | Low Cost Winter Weekday | 4
| SCE | 1-in-10 | 2027 | 10 | Zone | South Orange County | Monthly System Peak Day | High Cost Winter Weekday | 4
| SCE | 1-in-10 | 2027 | 10 | Zone | South of Lugo | Average Weekday | Low Cost Winter Weekday | 17
| SCE | 1-in-10 | 2027 | 10 | Zone | South of Lugo | Monthly System Peak Day | High Cost Winter Weekday | 17
| SCE | 1-in-10 | 2027 | 11 | All | All Customers | Average Weekday | Low Cost Winter Weekday | 65
| SCE | 1-in-10 | 2027 | 11 | All | All Customers | Monthly System Peak Day | High Cost Winter Weekday | 65
| SCE | 1-in-10 | 2027 | 11 | LCA | Big Creek/Ventura | Average Weekday | Low Cost Winter Weekday | 9
| SCE | 1-in-10 | 2027 | 11 | LCA | Big Creek/Ventura | Monthly System Peak Day | High Cost Winter Weekday | 9
| SCE | 1-in-10 | 2027 | 11 | LCA | LA Basin | Average Weekday | Low Cost Winter Weekday | 53
| SCE | 1-in-10 | 2027 | 11 | LCA | LA Basin | Monthly System Peak Day | High Cost Winter Weekday | 53
| SCE | 1-in-10 | 2027 | 11 | LCA | Outside LA Basin | Average Weekday | Low Cost Winter Weekday | 3
| SCE | 1-in-10 | 2027 | 11 | LCA | Outside LA Basin | Monthly System Peak Day | High Cost Winter Weekday | 3
| SCE | 1-in-10 | 2027 | 11 | Zone | Remainder of System | Average Weekday | Low Cost Winter Weekday | 44
| SCE | 1-in-10 | 2027 | 11 | Zone | Remainder of System | Monthly System Peak Day | High Cost Winter Weekday | 44
| SCE | 1-in-10 | 2027 | 11 | Zone | South Orange County | Average Weekday | Low Cost Winter Weekday | 4
| SCE | 1-in-10 | 2027 | 11 | Zone | South Orange County | Monthly System Peak Day | High Cost Winter Weekday | 4
| SCE | 1-in-10 | 2027 | 11 | Zone | South of Lugo | Average Weekday | Low Cost Winter Weekday | 17
| SCE | 1-in-10 | 2027 | 11 | Zone | South of Lugo | Monthly System Peak Day | High Cost Winter Weekday | 17
| SCE | 1-in-10 | 2027 | 12 | All | All Customers | Average Weekday | Low Cost Winter Weekday | 65
| SCE | 1-in-10 | 2027 | 12 | All | All Customers | Monthly System Peak Day | Low Cost Winter Weekday | 65
| SCE | 1-in-10 | 2027 | 12 | LCA | Big Creek/Ventura | Average Weekday | Low Cost Winter Weekday | 9
| SCE | 1-in-10 | 2027 | 12 | LCA | Big Creek/Ventura | Monthly System Peak Day | Low Cost Winter Weekday | 9
| SCE | 1-in-10 | 2027 | 12 | LCA | LA Basin | Average Weekday | Low Cost Winter Weekday | 53
| SCE | 1-in-10 | 2027 | 12 | LCA | LA Basin | Monthly System Peak Day | Low Cost Winter Weekday | 53
| SCE | 1-in-10 | 2027 | 12 | LCA | Outside LA Basin | Average Weekday | Low Cost Winter Weekday | 3
| SCE | 1-in-10 | 2027 | 12 | LCA | Outside LA Basin | Monthly System Peak Day | Low Cost Winter Weekday | 3
| SCE | 1-in-10 | 2027 | 12 | Zone | Remainder of System | Average Weekday | Low Cost Winter Weekday | 44
| SCE | 1-in-10 | 2027 | 12 | Zone | Remainder of System | Monthly System Peak Day | Low Cost Winter Weekday | 44
| SCE | 1-in-10 | 2027 | 12 | Zone | South Orange County | Average Weekday | Low Cost Winter Weekday | 4
| SCE | 1-in-10 | 2027 | 12 | Zone | South Orange County | Monthly System Peak Day | Low Cost Winter Weekday | 4
| SCE | 1-in-10 | 2027 | 12 | Zone | South of Lugo | Average Weekday | Low Cost Winter Weekday | 17
| SCE | 1-in-10 | 2027 | 12 | Zone | South of Lugo | Monthly System Peak Day | Low Cost Winter Weekday | 17
| SCE | 1-in-10 | 2028 | 1 | All | All Customers | Average Weekday | Low Cost Winter Weekday | 65
| SCE | 1-in-10 | 2028 | 1 | All | All Customers | Monthly System Peak Day | Low Cost Winter Weekday | 65
| SCE | 1-in-10 | 2028 | 1 | LCA | Big Creek/Ventura | Average Weekday | Low Cost Winter Weekday | 9
| SCE | 1-in-10 | 2028 | 1 | LCA | Big Creek/Ventura | Monthly System Peak Day | Low Cost Winter Weekday | 9
| SCE | 1-in-10 | 2028 | 1 | LCA | LA Basin | Average Weekday | Low Cost Winter Weekday | 53
| SCE | 1-in-10 | 2028 | 1 | LCA | LA Basin | Monthly System Peak Day | Low Cost Winter Weekday | 53
| SCE | 1-in-10 | 2028 | 1 | LCA | Outside LA Basin | Average Weekday | Low Cost Winter Weekday | 3
| SCE | 1-in-10 | 2028 | 1 | LCA | Outside LA Basin | Monthly System Peak Day | Low Cost Winter Weekday | 3
| SCE | 1-in-10 | 2028 | 1 | Zone | Remainder of System | Average Weekday | Low Cost Winter Weekday | 44
| SCE | 1-in-10 | 2028 | 1 | Zone | Remainder of System | Monthly System Peak Day | Low Cost Winter Weekday | 44
| SCE | 1-in-10 | 2028 | 1 | Zone | South Orange County | Average Weekday | Low Cost Winter Weekday | 4
| SCE | 1-in-10 | 2028 | 1 | Zone | South Orange County | Monthly System Peak Day | Low Cost Winter Weekday | 4
| SCE | 1-in-10 | 2028 | 1 | Zone | South of Lugo | Average Weekday | Low Cost Winter Weekday | 17
| SCE | 1-in-10 | 2028 | 1 | Zone | South of Lugo | Monthly System Peak Day | Low Cost Winter Weekday | 17
| SCE | 1-in-10 | 2028 | 2 | All | All Customers | Average Weekday | Low Cost Winter Weekday | 65
| SCE | 1-in-10 | 2028 | 2 | All | All Customers | Monthly System Peak Day | Low Cost Winter Weekday | 65
| SCE | 1-in-10 | 2028 | 2 | LCA | Big Creek/Ventura | Average Weekday | Low Cost Winter Weekday | 9
| SCE | 1-in-10 | 2028 | 2 | LCA | Big Creek/Ventura | Monthly System Peak Day | Low Cost Winter Weekday | 9
| SCE | 1-in-10 | 2028 | 2 | LCA | LA Basin | Average Weekday | Low Cost Winter Weekday | 53
| SCE | 1-in-10 | 2028 | 2 | LCA | LA Basin | Monthly System Peak Day | Low Cost Winter Weekday | 53
| SCE | 1-in-10 | 2028 | 2 | LCA | Outside LA Basin | Average Weekday | Low Cost Winter Weekday | 3
| SCE | 1-in-10 | 2028 | 2 | LCA | Outside LA Basin | Monthly System Peak Day | Low Cost Winter Weekday | 3
| SCE | 1-in-10 | 2028 | 2 | Zone | Remainder of System | Average Weekday | Low Cost Winter Weekday | 44
| SCE | 1-in-10 | 2028 | 2 | Zone | Remainder of System | Monthly System Peak Day | Low Cost Winter Weekday | 44
| SCE | 1-in-10 | 2028 | 2 | Zone | South Orange County | Average Weekday | Low Cost Winter Weekday | 4
| SCE | 1-in-10 | 2028 | 2 | Zone | South Orange County | Monthly System Peak Day | Low Cost Winter Weekday | 4
| SCE | 1-in-10 | 2028 | 2 | Zone | South of Lugo | Average Weekday | Low Cost Winter Weekday | 17
| SCE | 1-in-10 | 2028 | 2 | Zone | South of Lugo | Monthly System Peak Day | Low Cost Winter Weekday | 17
| SCE | 1-in-10 | 2028 | 3 | All | All Customers | Average Weekday | Low Cost Winter Weekday | 65
| SCE | 1-in-10 | 2028 | 3 | All | All Customers | Monthly System Peak Day | High Cost Winter Weekday | 65
| SCE | 1-in-10 | 2028 | 3 | LCA | Big Creek/Ventura | Average Weekday | Low Cost Winter Weekday | 9
| SCE | 1-in-10 | 2028 | 3 | LCA | Big Creek/Ventura | Monthly System Peak Day | High Cost Winter Weekday | 9
| SCE | 1-in-10 | 2028 | 3 | LCA | LA Basin | Average Weekday | Low Cost Winter Weekday | 53
| SCE | 1-in-10 | 2028 | 3 | LCA | LA Basin | Monthly System Peak Day | High Cost Winter Weekday | 53
| SCE | 1-in-10 | 2028 | 3 | LCA | Outside LA Basin | Average Weekday | Low Cost Winter Weekday | 3
| SCE | 1-in-10 | 2028 | 3 | LCA | Outside LA Basin | Monthly System Peak Day | High Cost Winter Weekday | 3
| SCE | 1-in-10 | 2028 | 3 | Zone | Remainder of System | Average Weekday | Low Cost Winter Weekday | 44
| SCE | 1-in-10 | 2028 | 3 | Zone | Remainder of System | Monthly System Peak Day | High Cost Winter Weekday | 44
| SCE | 1-in-10 | 2028 | 3 | Zone | South Orange County | Average Weekday | Low Cost Winter Weekday | 4
| SCE | 1-in-10 | 2028 | 3 | Zone | South Orange County | Monthly System Peak Day | High Cost Winter Weekday | 4
| SCE | 1-in-10 | 2028 | 3 | Zone | South of Lugo | Average Weekday | Low Cost Winter Weekday | 17
| SCE | 1-in-10 | 2028 | 3 | Zone | South of Lugo | Monthly System Peak Day | High Cost Winter Weekday | 17
| SCE | 1-in-10 | 2028 | 4 | All | All Customers | Average Weekday | Low Cost Winter Weekday | 65
| SCE | 1-in-10 | 2028 | 4 | All | All Customers | Monthly System Peak Day | High Cost Winter Weekday | 65
| SCE | 1-in-10 | 2028 | 4 | LCA | Big Creek/Ventura | Average Weekday | Low Cost Winter Weekday | 9
| SCE | 1-in-10 | 2028 | 4 | LCA | Big Creek/Ventura | Monthly System Peak Day | High Cost Winter Weekday | 9
| SCE | 1-in-10 | 2028 | 4 | LCA | LA Basin | Average Weekday | Low Cost Winter Weekday | 53
| SCE | 1-in-10 | 2028 | 4 | LCA | LA Basin | Monthly System Peak Day | High Cost Winter Weekday | 53
| SCE | 1-in-10 | 2028 | 4 | LCA | Outside LA Basin | Average Weekday | Low Cost Winter Weekday | 3
| SCE | 1-in-10 | 2028 | 4 | LCA | Outside LA Basin | Monthly System Peak Day | High Cost Winter Weekday | 3
| SCE | 1-in-10 | 2028 | 4 | Zone | Remainder of System | Average Weekday | Low Cost Winter Weekday | 44
| SCE | 1-in-10 | 2028 | 4 | Zone | Remainder of System | Monthly System Peak Day | High Cost Winter Weekday | 44
| SCE | 1-in-10 | 2028 | 4 | Zone | South Orange County | Average Weekday | Low Cost Winter Weekday | 4
| SCE | 1-in-10 | 2028 | 4 | Zone | South Orange County | Monthly System Peak Day | High Cost Winter Weekday | 4
| SCE | 1-in-10 | 2028 | 4 | Zone | South of Lugo | Average Weekday | Low Cost Winter Weekday | 17
| SCE | 1-in-10 | 2028 | 4 | Zone | South of Lugo | Monthly System Peak Day | High Cost Winter Weekday | 17
| SCE | 1-in-10 | 2028 | 5 | All | All Customers | Average Weekday | Low Cost Winter Weekday | 65
| SCE | 1-in-10 | 2028 | 5 | All | All Customers | Monthly System Peak Day | High Cost Winter Weekday | 65
| SCE | 1-in-10 | 2028 | 5 | LCA | Big Creek/Ventura | Average Weekday | Low Cost Winter Weekday | 9
| SCE | 1-in-10 | 2028 | 5 | LCA | Big Creek/Ventura | Monthly System Peak Day | High Cost Winter Weekday | 9
| SCE | 1-in-10 | 2028 | 5 | LCA | LA Basin | Average Weekday | Low Cost Winter Weekday | 53
| SCE | 1-in-10 | 2028 | 5 | LCA | LA Basin | Monthly System Peak Day | High Cost Winter Weekday | 53
| SCE | 1-in-10 | 2028 | 5 | LCA | Outside LA Basin | Average Weekday | Low Cost Winter Weekday | 3
| SCE | 1-in-10 | 2028 | 5 | LCA | Outside LA Basin | Monthly System Peak Day | High Cost Winter Weekday | 3
| SCE | 1-in-10 | 2028 | 5 | Zone | Remainder of System | Average Weekday | Low Cost Winter Weekday | 44
| SCE | 1-in-10 | 2028 | 5 | Zone | Remainder of System | Monthly System Peak Day | High Cost Winter Weekday | 44
| SCE | 1-in-10 | 2028 | 5 | Zone | South Orange County | Average Weekday | Low Cost Winter Weekday | 4
| SCE | 1-in-10 | 2028 | 5 | Zone | South Orange County | Monthly System Peak Day | High Cost Winter Weekday | 4
| SCE | 1-in-10 | 2028 | 5 | Zone | South of Lugo | Average Weekday | Low Cost Winter Weekday | 17
| SCE | 1-in-10 | 2028 | 5 | Zone | South of Lugo | Monthly System Peak Day | High Cost Winter Weekday | 17
| SCE | 1-in-10 | 2028 | 6 | All | All Customers | Average Weekday | Moderate Summer Weekday | 65
| SCE | 1-in-10 | 2028 | 6 | All | All Customers | Monthly System Peak Day | Hot Summer Weekday | 65
| SCE | 1-in-10 | 2028 | 6 | LCA | Big Creek/Ventura | Average Weekday | Moderate Summer Weekday | 9
| SCE | 1-in-10 | 2028 | 6 | LCA | Big Creek/Ventura | Monthly System Peak Day | Hot Summer Weekday | 9
| SCE | 1-in-10 | 2028 | 6 | LCA | LA Basin | Average Weekday | Moderate Summer Weekday | 53
| SCE | 1-in-10 | 2028 | 6 | LCA | LA Basin | Monthly System Peak Day | Hot Summer Weekday | 53
| SCE | 1-in-10 | 2028 | 6 | LCA | Outside LA Basin | Average Weekday | Moderate Summer Weekday | 3
| SCE | 1-in-10 | 2028 | 6 | LCA | Outside LA Basin | Monthly System Peak Day | Hot Summer Weekday | 3
| SCE | 1-in-10 | 2028 | 6 | Zone | Remainder of System | Average Weekday | Moderate Summer Weekday | 44
| SCE | 1-in-10 | 2028 | 6 | Zone | Remainder of System | Monthly System Peak Day | Hot Summer Weekday | 44
| SCE | 1-in-10 | 2028 | 6 | Zone | South Orange County | Average Weekday | Moderate Summer Weekday | 4
| SCE | 1-in-10 | 2028 | 6 | Zone | South Orange County | Monthly System Peak Day | Hot Summer Weekday | 4
| SCE | 1-in-10 | 2028 | 6 | Zone | South of Lugo | Average Weekday | Moderate Summer Weekday | 17
| SCE | 1-in-10 | 2028 | 6 | Zone | South of Lugo | Monthly System Peak Day | Hot Summer Weekday | 17
| SCE | 1-in-10 | 2028 | 7 | All | All Customers | Average Weekday | Moderate Summer Weekday | 65
| SCE | 1-in-10 | 2028 | 7 | All | All Customers | Monthly System Peak Day | Hot Summer Weekday | 65
| SCE | 1-in-10 | 2028 | 7 | LCA | Big Creek/Ventura | Average Weekday | Moderate Summer Weekday | 9
| SCE | 1-in-10 | 2028 | 7 | LCA | Big Creek/Ventura | Monthly System Peak Day | Hot Summer Weekday | 9
| SCE | 1-in-10 | 2028 | 7 | LCA | LA Basin | Average Weekday | Moderate Summer Weekday | 53
| SCE | 1-in-10 | 2028 | 7 | LCA | LA Basin | Monthly System Peak Day | Hot Summer Weekday | 53
| SCE | 1-in-10 | 2028 | 7 | LCA | Outside LA Basin | Average Weekday | Moderate Summer Weekday | 3
| SCE | 1-in-10 | 2028 | 7 | LCA | Outside LA Basin | Monthly System Peak Day | Hot Summer Weekday | 3
| SCE | 1-in-10 | 2028 | 7 | Zone | Remainder of System | Average Weekday | Moderate Summer Weekday | 44
| SCE | 1-in-10 | 2028 | 7 | Zone | Remainder of System | Monthly System Peak Day | Hot Summer Weekday | 44
| SCE | 1-in-10 | 2028 | 7 | Zone | South Orange County | Average Weekday | Moderate Summer Weekday | 4
| SCE | 1-in-10 | 2028 | 7 | Zone | South Orange County | Monthly System Peak Day | Hot Summer Weekday | 4
| SCE | 1-in-10 | 2028 | 7 | Zone | South of Lugo | Average Weekday | Moderate Summer Weekday | 17
| SCE | 1-in-10 | 2028 | 7 | Zone | South of Lugo | Monthly System Peak Day | Hot Summer Weekday | 17
| SCE | 1-in-10 | 2028 | 8 | All | All Customers | Average Weekday | Moderate Summer Weekday | 65
| SCE | 1-in-10 | 2028 | 8 | All | All Customers | Monthly System Peak Day | Hot Summer Weekday | 65
| SCE | 1-in-10 | 2028 | 8 | All | All Customers | Typical Event Day | Hot Summer Weekday | 65
| SCE | 1-in-10 | 2028 | 8 | LCA | Big Creek/Ventura | Average Weekday | Moderate Summer Weekday | 9
| SCE | 1-in-10 | 2028 | 8 | LCA | Big Creek/Ventura | Monthly System Peak Day | Hot Summer Weekday | 9
| SCE | 1-in-10 | 2028 | 8 | LCA | Big Creek/Ventura | Typical Event Day | Hot Summer Weekday | 9
| SCE | 1-in-10 | 2028 | 8 | LCA | LA Basin | Average Weekday | Moderate Summer Weekday | 53
| SCE | 1-in-10 | 2028 | 8 | LCA | LA Basin | Monthly System Peak Day | Hot Summer Weekday | 53
| SCE | 1-in-10 | 2028 | 8 | LCA | LA Basin | Typical Event Day | Hot Summer Weekday | 53
| SCE | 1-in-10 | 2028 | 8 | LCA | Outside LA Basin | Average Weekday | Moderate Summer Weekday | 3
| SCE | 1-in-10 | 2028 | 8 | LCA | Outside LA Basin | Monthly System Peak Day | Hot Summer Weekday | 3
| SCE | 1-in-10 | 2028 | 8 | LCA | Outside LA Basin | Typical Event Day | Hot Summer Weekday | 3
| SCE | 1-in-10 | 2028 | 8 | Zone | Remainder of System | Average Weekday | Moderate Summer Weekday | 44
| SCE | 1-in-10 | 2028 | 8 | Zone | Remainder of System | Monthly System Peak Day | Hot Summer Weekday | 44
| SCE | 1-in-10 | 2028 | 8 | Zone | Remainder of System | Typical Event Day | Hot Summer Weekday | 44
| SCE | 1-in-10 | 2028 | 8 | Zone | South Orange County | Average Weekday | Moderate Summer Weekday | 4
| SCE | 1-in-10 | 2028 | 8 | Zone | South Orange County | Monthly System Peak Day | Hot Summer Weekday | 4
| SCE | 1-in-10 | 2028 | 8 | Zone | South Orange County | Typical Event Day | Hot Summer Weekday | 4
| SCE | 1-in-10 | 2028 | 8 | Zone | South of Lugo | Average Weekday | Moderate Summer Weekday | 17
| SCE | 1-in-10 | 2028 | 8 | Zone | South of Lugo | Monthly System Peak Day | Hot Summer Weekday | 17
| SCE | 1-in-10 | 2028 | 8 | Zone | South of Lugo | Typical Event Day | Hot Summer Weekday | 17
| SCE | 1-in-10 | 2028 | 9 | All | All Customers | Average Weekday | Moderate Summer Weekday | 65
| SCE | 1-in-10 | 2028 | 9 | All | All Customers | Monthly System Peak Day | Hot Summer Weekday | 65
| SCE | 1-in-10 | 2028 | 9 | LCA | Big Creek/Ventura | Average Weekday | Moderate Summer Weekday | 9
| SCE | 1-in-10 | 2028 | 9 | LCA | Big Creek/Ventura | Monthly System Peak Day | Hot Summer Weekday | 9
| SCE | 1-in-10 | 2028 | 9 | LCA | LA Basin | Average Weekday | Moderate Summer Weekday | 53
| SCE | 1-in-10 | 2028 | 9 | LCA | LA Basin | Monthly System Peak Day | Hot Summer Weekday | 53
| SCE | 1-in-10 | 2028 | 9 | LCA | Outside LA Basin | Average Weekday | Moderate Summer Weekday | 3
| SCE | 1-in-10 | 2028 | 9 | LCA | Outside LA Basin | Monthly System Peak Day | Hot Summer Weekday | 3
| SCE | 1-in-10 | 2028 | 9 | Zone | Remainder of System | Average Weekday | Moderate Summer Weekday | 44
| SCE | 1-in-10 | 2028 | 9 | Zone | Remainder of System | Monthly System Peak Day | Hot Summer Weekday | 44
| SCE | 1-in-10 | 2028 | 9 | Zone | South Orange County | Average Weekday | Moderate Summer Weekday | 4
| SCE | 1-in-10 | 2028 | 9 | Zone | South Orange County | Monthly System Peak Day | Hot Summer Weekday | 4
| SCE | 1-in-10 | 2028 | 9 | Zone | South of Lugo | Average Weekday | Moderate Summer Weekday | 17
| SCE | 1-in-10 | 2028 | 9 | Zone | South of Lugo | Monthly System Peak Day | Hot Summer Weekday | 17
| SCE | 1-in-10 | 2028 | 10 | All | All Customers | Average Weekday | Low Cost Winter Weekday | 65
| SCE | 1-in-10 | 2028 | 10 | All | All Customers | Monthly System Peak Day | High Cost Winter Weekday | 65
| SCE | 1-in-10 | 2028 | 10 | LCA | Big Creek/Ventura | Average Weekday | Low Cost Winter Weekday | 9
| SCE | 1-in-10 | 2028 | 10 | LCA | Big Creek/Ventura | Monthly System Peak Day | High Cost Winter Weekday | 9
| SCE | 1-in-10 | 2028 | 10 | LCA | LA Basin | Average Weekday | Low Cost Winter Weekday | 53
| SCE | 1-in-10 | 2028 | 10 | LCA | LA Basin | Monthly System Peak Day | High Cost Winter Weekday | 53
| SCE | 1-in-10 | 2028 | 10 | LCA | Outside LA Basin | Average Weekday | Low Cost Winter Weekday | 3
| SCE | 1-in-10 | 2028 | 10 | LCA | Outside LA Basin | Monthly System Peak Day | High Cost Winter Weekday | 3
| SCE | 1-in-10 | 2028 | 10 | Zone | Remainder of System | Average Weekday | Low Cost Winter Weekday | 44
| SCE | 1-in-10 | 2028 | 10 | Zone | Remainder of System | Monthly System Peak Day | High Cost Winter Weekday | 44
| SCE | 1-in-10 | 2028 | 10 | Zone | South Orange County | Average Weekday | Low Cost Winter Weekday | 4
| SCE | 1-in-10 | 2028 | 10 | Zone | South Orange County | Monthly System Peak Day | High Cost Winter Weekday | 4
| SCE | 1-in-10 | 2028 | 10 | Zone | South of Lugo | Average Weekday | Low Cost Winter Weekday | 17
| SCE | 1-in-10 | 2028 | 10 | Zone | South of Lugo | Monthly System Peak Day | High Cost Winter Weekday | 17
| SCE | 1-in-10 | 2028 | 11 | All | All Customers | Average Weekday | Low Cost Winter Weekday | 65
| SCE | 1-in-10 | 2028 | 11 | All | All Customers | Monthly System Peak Day | High Cost Winter Weekday | 65
| SCE | 1-in-10 | 2028 | 11 | LCA | Big Creek/Ventura | Average Weekday | Low Cost Winter Weekday | 9
| SCE | 1-in-10 | 2028 | 11 | LCA | Big Creek/Ventura | Monthly System Peak Day | High Cost Winter Weekday | 9
| SCE | 1-in-10 | 2028 | 11 | LCA | LA Basin | Average Weekday | Low Cost Winter Weekday | 53
| SCE | 1-in-10 | 2028 | 11 | LCA | LA Basin | Monthly System Peak Day | High Cost Winter Weekday | 53
| SCE | 1-in-10 | 2028 | 11 | LCA | Outside LA Basin | Average Weekday | Low Cost Winter Weekday | 3
| SCE | 1-in-10 | 2028 | 11 | LCA | Outside LA Basin | Monthly System Peak Day | High Cost Winter Weekday | 3
| SCE | 1-in-10 | 2028 | 11 | Zone | Remainder of System | Average Weekday | Low Cost Winter Weekday | 44
| SCE | 1-in-10 | 2028 | 11 | Zone | Remainder of System | Monthly System Peak Day | High Cost Winter Weekday | 44
| SCE | 1-in-10 | 2028 | 11 | Zone | South Orange County | Average Weekday | Low Cost Winter Weekday | 4
| SCE | 1-in-10 | 2028 | 11 | Zone | South Orange County | Monthly System Peak Day | High Cost Winter Weekday | 4
| SCE | 1-in-10 | 2028 | 11 | Zone | South of Lugo | Average Weekday | Low Cost Winter Weekday | 17
| SCE | 1-in-10 | 2028 | 11 | Zone | South of Lugo | Monthly System Peak Day | High Cost Winter Weekday | 17
| SCE | 1-in-10 | 2028 | 12 | All | All Customers | Average Weekday | Low Cost Winter Weekday | 65
| SCE | 1-in-10 | 2028 | 12 | All | All Customers | Monthly System Peak Day | Low Cost Winter Weekday | 65
| SCE | 1-in-10 | 2028 | 12 | LCA | Big Creek/Ventura | Average Weekday | Low Cost Winter Weekday | 9
| SCE | 1-in-10 | 2028 | 12 | LCA | Big Creek/Ventura | Monthly System Peak Day | Low Cost Winter Weekday | 9
| SCE | 1-in-10 | 2028 | 12 | LCA | LA Basin | Average Weekday | Low Cost Winter Weekday | 53
| SCE | 1-in-10 | 2028 | 12 | LCA | LA Basin | Monthly System Peak Day | Low Cost Winter Weekday | 53
| SCE | 1-in-10 | 2028 | 12 | LCA | Outside LA Basin | Average Weekday | Low Cost Winter Weekday | 3
| SCE | 1-in-10 | 2028 | 12 | LCA | Outside LA Basin | Monthly System Peak Day | Low Cost Winter Weekday | 3
| SCE | 1-in-10 | 2028 | 12 | Zone | Remainder of System | Average Weekday | Low Cost Winter Weekday | 44
| SCE | 1-in-10 | 2028 | 12 | Zone | Remainder of System | Monthly System Peak Day | Low Cost Winter Weekday | 44
| SCE | 1-in-10 | 2028 | 12 | Zone | South Orange County | Average Weekday | Low Cost Winter Weekday | 4
| SCE | 1-in-10 | 2028 | 12 | Zone | South Orange County | Monthly System Peak Day | Low Cost Winter Weekday | 4
| SCE | 1-in-10 | 2028 | 12 | Zone | South of Lugo | Average Weekday | Low Cost Winter Weekday | 17
| SCE | 1-in-10 | 2028 | 12 | Zone | South of Lugo | Monthly System Peak Day | Low Cost Winter Weekday | 17
| SCE | 1-in-10 | 2029 | 1 | All | All Customers | Average Weekday | Low Cost Winter Weekday | 65
| SCE | 1-in-10 | 2029 | 1 | All | All Customers | Monthly System Peak Day | Low Cost Winter Weekday | 65
| SCE | 1-in-10 | 2029 | 1 | LCA | Big Creek/Ventura | Average Weekday | Low Cost Winter Weekday | 9
| SCE | 1-in-10 | 2029 | 1 | LCA | Big Creek/Ventura | Monthly System Peak Day | Low Cost Winter Weekday | 9
| SCE | 1-in-10 | 2029 | 1 | LCA | LA Basin | Average Weekday | Low Cost Winter Weekday | 53
| SCE | 1-in-10 | 2029 | 1 | LCA | LA Basin | Monthly System Peak Day | Low Cost Winter Weekday | 53
| SCE | 1-in-10 | 2029 | 1 | LCA | Outside LA Basin | Average Weekday | Low Cost Winter Weekday | 3
| SCE | 1-in-10 | 2029 | 1 | LCA | Outside LA Basin | Monthly System Peak Day | Low Cost Winter Weekday | 3
| SCE | 1-in-10 | 2029 | 1 | Zone | Remainder of System | Average Weekday | Low Cost Winter Weekday | 44
| SCE | 1-in-10 | 2029 | 1 | Zone | Remainder of System | Monthly System Peak Day | Low Cost Winter Weekday | 44
| SCE | 1-in-10 | 2029 | 1 | Zone | South Orange County | Average Weekday | Low Cost Winter Weekday | 4
| SCE | 1-in-10 | 2029 | 1 | Zone | South Orange County | Monthly System Peak Day | Low Cost Winter Weekday | 4
| SCE | 1-in-10 | 2029 | 1 | Zone | South of Lugo | Average Weekday | Low Cost Winter Weekday | 17
| SCE | 1-in-10 | 2029 | 1 | Zone | South of Lugo | Monthly System Peak Day | Low Cost Winter Weekday | 17
| SCE | 1-in-10 | 2029 | 2 | All | All Customers | Average Weekday | Low Cost Winter Weekday | 65
| SCE | 1-in-10 | 2029 | 2 | All | All Customers | Monthly System Peak Day | Low Cost Winter Weekday | 65
| SCE | 1-in-10 | 2029 | 2 | LCA | Big Creek/Ventura | Average Weekday | Low Cost Winter Weekday | 9
| SCE | 1-in-10 | 2029 | 2 | LCA | Big Creek/Ventura | Monthly System Peak Day | Low Cost Winter Weekday | 9
| SCE | 1-in-10 | 2029 | 2 | LCA | LA Basin | Average Weekday | Low Cost Winter Weekday | 53
| SCE | 1-in-10 | 2029 | 2 | LCA | LA Basin | Monthly System Peak Day | Low Cost Winter Weekday | 53
| SCE | 1-in-10 | 2029 | 2 | LCA | Outside LA Basin | Average Weekday | Low Cost Winter Weekday | 3
| SCE | 1-in-10 | 2029 | 2 | LCA | Outside LA Basin | Monthly System Peak Day | Low Cost Winter Weekday | 3
| SCE | 1-in-10 | 2029 | 2 | Zone | Remainder of System | Average Weekday | Low Cost Winter Weekday | 44
| SCE | 1-in-10 | 2029 | 2 | Zone | Remainder of System | Monthly System Peak Day | Low Cost Winter Weekday | 44
| SCE | 1-in-10 | 2029 | 2 | Zone | South Orange County | Average Weekday | Low Cost Winter Weekday | 4
| SCE | 1-in-10 | 2029 | 2 | Zone | South Orange County | Monthly System Peak Day | Low Cost Winter Weekday | 4
| SCE | 1-in-10 | 2029 | 2 | Zone | South of Lugo | Average Weekday | Low Cost Winter Weekday | 17
| SCE | 1-in-10 | 2029 | 2 | Zone | South of Lugo | Monthly System Peak Day | Low Cost Winter Weekday | 17
| SCE | 1-in-10 | 2029 | 3 | All | All Customers | Average Weekday | Low Cost Winter Weekday | 65
| SCE | 1-in-10 | 2029 | 3 | All | All Customers | Monthly System Peak Day | High Cost Winter Weekday | 65
| SCE | 1-in-10 | 2029 | 3 | LCA | Big Creek/Ventura | Average Weekday | Low Cost Winter Weekday | 9
| SCE | 1-in-10 | 2029 | 3 | LCA | Big Creek/Ventura | Monthly System Peak Day | High Cost Winter Weekday | 9
| SCE | 1-in-10 | 2029 | 3 | LCA | LA Basin | Average Weekday | Low Cost Winter Weekday | 53
| SCE | 1-in-10 | 2029 | 3 | LCA | LA Basin | Monthly System Peak Day | High Cost Winter Weekday | 53
| SCE | 1-in-10 | 2029 | 3 | LCA | Outside LA Basin | Average Weekday | Low Cost Winter Weekday | 3
| SCE | 1-in-10 | 2029 | 3 | LCA | Outside LA Basin | Monthly System Peak Day | High Cost Winter Weekday | 3
| SCE | 1-in-10 | 2029 | 3 | Zone | Remainder of System | Average Weekday | Low Cost Winter Weekday | 44
| SCE | 1-in-10 | 2029 | 3 | Zone | Remainder of System | Monthly System Peak Day | High Cost Winter Weekday | 44
| SCE | 1-in-10 | 2029 | 3 | Zone | South Orange County | Average Weekday | Low Cost Winter Weekday | 4
| SCE | 1-in-10 | 2029 | 3 | Zone | South Orange County | Monthly System Peak Day | High Cost Winter Weekday | 4
| SCE | 1-in-10 | 2029 | 3 | Zone | South of Lugo | Average Weekday | Low Cost Winter Weekday | 17
| SCE | 1-in-10 | 2029 | 3 | Zone | South of Lugo | Monthly System Peak Day | High Cost Winter Weekday | 17
| SCE | 1-in-10 | 2029 | 4 | All | All Customers | Average Weekday | Low Cost Winter Weekday | 65
| SCE | 1-in-10 | 2029 | 4 | All | All Customers | Monthly System Peak Day | High Cost Winter Weekday | 65
| SCE | 1-in-10 | 2029 | 4 | LCA | Big Creek/Ventura | Average Weekday | Low Cost Winter Weekday | 9
| SCE | 1-in-10 | 2029 | 4 | LCA | Big Creek/Ventura | Monthly System Peak Day | High Cost Winter Weekday | 9
| SCE | 1-in-10 | 2029 | 4 | LCA | LA Basin | Average Weekday | Low Cost Winter Weekday | 53
| SCE | 1-in-10 | 2029 | 4 | LCA | LA Basin | Monthly System Peak Day | High Cost Winter Weekday | 53
| SCE | 1-in-10 | 2029 | 4 | LCA | Outside LA Basin | Average Weekday | Low Cost Winter Weekday | 3
| SCE | 1-in-10 | 2029 | 4 | LCA | Outside LA Basin | Monthly System Peak Day | High Cost Winter Weekday | 3
| SCE | 1-in-10 | 2029 | 4 | Zone | Remainder of System | Average Weekday | Low Cost Winter Weekday | 44
| SCE | 1-in-10 | 2029 | 4 | Zone | Remainder of System | Monthly System Peak Day | High Cost Winter Weekday | 44
| SCE | 1-in-10 | 2029 | 4 | Zone | South Orange County | Average Weekday | Low Cost Winter Weekday | 4
| SCE | 1-in-10 | 2029 | 4 | Zone | South Orange County | Monthly System Peak Day | High Cost Winter Weekday | 4
| SCE | 1-in-10 | 2029 | 4 | Zone | South of Lugo | Average Weekday | Low Cost Winter Weekday | 17
| SCE | 1-in-10 | 2029 | 4 | Zone | South of Lugo | Monthly System Peak Day | High Cost Winter Weekday | 17
| SCE | 1-in-10 | 2029 | 5 | All | All Customers | Average Weekday | Low Cost Winter Weekday | 65
| SCE | 1-in-10 | 2029 | 5 | All | All Customers | Monthly System Peak Day | High Cost Winter Weekday | 65
| SCE | 1-in-10 | 2029 | 5 | LCA | Big Creek/Ventura | Average Weekday | Low Cost Winter Weekday | 9
| SCE | 1-in-10 | 2029 | 5 | LCA | Big Creek/Ventura | Monthly System Peak Day | High Cost Winter Weekday | 9
| SCE | 1-in-10 | 2029 | 5 | LCA | LA Basin | Average Weekday | Low Cost Winter Weekday | 53
| SCE | 1-in-10 | 2029 | 5 | LCA | LA Basin | Monthly System Peak Day | High Cost Winter Weekday | 53
| SCE | 1-in-10 | 2029 | 5 | LCA | Outside LA Basin | Average Weekday | Low Cost Winter Weekday | 3
| SCE | 1-in-10 | 2029 | 5 | LCA | Outside LA Basin | Monthly System Peak Day | High Cost Winter Weekday | 3
| SCE | 1-in-10 | 2029 | 5 | Zone | Remainder of System | Average Weekday | Low Cost Winter Weekday | 44
| SCE | 1-in-10 | 2029 | 5 | Zone | Remainder of System | Monthly System Peak Day | High Cost Winter Weekday | 44
| SCE | 1-in-10 | 2029 | 5 | Zone | South Orange County | Average Weekday | Low Cost Winter Weekday | 4
| SCE | 1-in-10 | 2029 | 5 | Zone | South Orange County | Monthly System Peak Day | High Cost Winter Weekday | 4
| SCE | 1-in-10 | 2029 | 5 | Zone | South of Lugo | Average Weekday | Low Cost Winter Weekday | 17
| SCE | 1-in-10 | 2029 | 5 | Zone | South of Lugo | Monthly System Peak Day | High Cost Winter Weekday | 17
| SCE | 1-in-10 | 2029 | 6 | All | All Customers | Average Weekday | Moderate Summer Weekday | 65
| SCE | 1-in-10 | 2029 | 6 | All | All Customers | Monthly System Peak Day | Hot Summer Weekday | 65
| SCE | 1-in-10 | 2029 | 6 | LCA | Big Creek/Ventura | Average Weekday | Moderate Summer Weekday | 9
| SCE | 1-in-10 | 2029 | 6 | LCA | Big Creek/Ventura | Monthly System Peak Day | Hot Summer Weekday | 9
| SCE | 1-in-10 | 2029 | 6 | LCA | LA Basin | Average Weekday | Moderate Summer Weekday | 53
| SCE | 1-in-10 | 2029 | 6 | LCA | LA Basin | Monthly System Peak Day | Hot Summer Weekday | 53
| SCE | 1-in-10 | 2029 | 6 | LCA | Outside LA Basin | Average Weekday | Moderate Summer Weekday | 3
| SCE | 1-in-10 | 2029 | 6 | LCA | Outside LA Basin | Monthly System Peak Day | Hot Summer Weekday | 3
| SCE | 1-in-10 | 2029 | 6 | Zone | Remainder of System | Average Weekday | Moderate Summer Weekday | 44
| SCE | 1-in-10 | 2029 | 6 | Zone | Remainder of System | Monthly System Peak Day | Hot Summer Weekday | 44
| SCE | 1-in-10 | 2029 | 6 | Zone | South Orange County | Average Weekday | Moderate Summer Weekday | 4
| SCE | 1-in-10 | 2029 | 6 | Zone | South Orange County | Monthly System Peak Day | Hot Summer Weekday | 4
| SCE | 1-in-10 | 2029 | 6 | Zone | South of Lugo | Average Weekday | Moderate Summer Weekday | 17
| SCE | 1-in-10 | 2029 | 6 | Zone | South of Lugo | Monthly System Peak Day | Hot Summer Weekday | 17
| SCE | 1-in-10 | 2029 | 7 | All | All Customers | Average Weekday | Moderate Summer Weekday | 65
| SCE | 1-in-10 | 2029 | 7 | All | All Customers | Monthly System Peak Day | Hot Summer Weekday | 65
| SCE | 1-in-10 | 2029 | 7 | LCA | Big Creek/Ventura | Average Weekday | Moderate Summer Weekday | 9
| SCE | 1-in-10 | 2029 | 7 | LCA | Big Creek/Ventura | Monthly System Peak Day | Hot Summer Weekday | 9
| SCE | 1-in-10 | 2029 | 7 | LCA | LA Basin | Average Weekday | Moderate Summer Weekday | 53
| SCE | 1-in-10 | 2029 | 7 | LCA | LA Basin | Monthly System Peak Day | Hot Summer Weekday | 53
| SCE | 1-in-10 | 2029 | 7 | LCA | Outside LA Basin | Average Weekday | Moderate Summer Weekday | 3
| SCE | 1-in-10 | 2029 | 7 | LCA | Outside LA Basin | Monthly System Peak Day | Hot Summer Weekday | 3
| SCE | 1-in-10 | 2029 | 7 | Zone | Remainder of System | Average Weekday | Moderate Summer Weekday | 44
| SCE | 1-in-10 | 2029 | 7 | Zone | Remainder of System | Monthly System Peak Day | Hot Summer Weekday | 44
| SCE | 1-in-10 | 2029 | 7 | Zone | South Orange County | Average Weekday | Moderate Summer Weekday | 4
| SCE | 1-in-10 | 2029 | 7 | Zone | South Orange County | Monthly System Peak Day | Hot Summer Weekday | 4
| SCE | 1-in-10 | 2029 | 7 | Zone | South of Lugo | Average Weekday | Moderate Summer Weekday | 17
| SCE | 1-in-10 | 2029 | 7 | Zone | South of Lugo | Monthly System Peak Day | Hot Summer Weekday | 17
| SCE | 1-in-10 | 2029 | 8 | All | All Customers | Average Weekday | Moderate Summer Weekday | 65
| SCE | 1-in-10 | 2029 | 8 | All | All Customers | Monthly System Peak Day | Hot Summer Weekday | 65
| SCE | 1-in-10 | 2029 | 8 | All | All Customers | Typical Event Day | Hot Summer Weekday | 65
| SCE | 1-in-10 | 2029 | 8 | LCA | Big Creek/Ventura | Average Weekday | Moderate Summer Weekday | 9
| SCE | 1-in-10 | 2029 | 8 | LCA | Big Creek/Ventura | Monthly System Peak Day | Hot Summer Weekday | 9
| SCE | 1-in-10 | 2029 | 8 | LCA | Big Creek/Ventura | Typical Event Day | Hot Summer Weekday | 9
| SCE | 1-in-10 | 2029 | 8 | LCA | LA Basin | Average Weekday | Moderate Summer Weekday | 53
| SCE | 1-in-10 | 2029 | 8 | LCA | LA Basin | Monthly System Peak Day | Hot Summer Weekday | 53
| SCE | 1-in-10 | 2029 | 8 | LCA | LA Basin | Typical Event Day | Hot Summer Weekday | 53
| SCE | 1-in-10 | 2029 | 8 | LCA | Outside LA Basin | Average Weekday | Moderate Summer Weekday | 3
| SCE | 1-in-10 | 2029 | 8 | LCA | Outside LA Basin | Monthly System Peak Day | Hot Summer Weekday | 3
| SCE | 1-in-10 | 2029 | 8 | LCA | Outside LA Basin | Typical Event Day | Hot Summer Weekday | 3
| SCE | 1-in-10 | 2029 | 8 | Zone | Remainder of System | Average Weekday | Moderate Summer Weekday | 44
| SCE | 1-in-10 | 2029 | 8 | Zone | Remainder of System | Monthly System Peak Day | Hot Summer Weekday | 44
| SCE | 1-in-10 | 2029 | 8 | Zone | Remainder of System | Typical Event Day | Hot Summer Weekday | 44
| SCE | 1-in-10 | 2029 | 8 | Zone | South Orange County | Average Weekday | Moderate Summer Weekday | 4
| SCE | 1-in-10 | 2029 | 8 | Zone | South Orange County | Monthly System Peak Day | Hot Summer Weekday | 4
| SCE | 1-in-10 | 2029 | 8 | Zone | South Orange County | Typical Event Day | Hot Summer Weekday | 4
| SCE | 1-in-10 | 2029 | 8 | Zone | South of Lugo | Average Weekday | Moderate Summer Weekday | 17
| SCE | 1-in-10 | 2029 | 8 | Zone | South of Lugo | Monthly System Peak Day | Hot Summer Weekday | 17
| SCE | 1-in-10 | 2029 | 8 | Zone | South of Lugo | Typical Event Day | Hot Summer Weekday | 17
| SCE | 1-in-10 | 2029 | 9 | All | All Customers | Average Weekday | Moderate Summer Weekday | 65
| SCE | 1-in-10 | 2029 | 9 | All | All Customers | Monthly System Peak Day | Hot Summer Weekday | 65
| SCE | 1-in-10 | 2029 | 9 | LCA | Big Creek/Ventura | Average Weekday | Moderate Summer Weekday | 9
| SCE | 1-in-10 | 2029 | 9 | LCA | Big Creek/Ventura | Monthly System Peak Day | Hot Summer Weekday | 9
| SCE | 1-in-10 | 2029 | 9 | LCA | LA Basin | Average Weekday | Moderate Summer Weekday | 53
| SCE | 1-in-10 | 2029 | 9 | LCA | LA Basin | Monthly System Peak Day | Hot Summer Weekday | 53
| SCE | 1-in-10 | 2029 | 9 | LCA | Outside LA Basin | Average Weekday | Moderate Summer Weekday | 3
| SCE | 1-in-10 | 2029 | 9 | LCA | Outside LA Basin | Monthly System Peak Day | Hot Summer Weekday | 3
| SCE | 1-in-10 | 2029 | 9 | Zone | Remainder of System | Average Weekday | Moderate Summer Weekday | 44
| SCE | 1-in-10 | 2029 | 9 | Zone | Remainder of System | Monthly System Peak Day | Hot Summer Weekday | 44
| SCE | 1-in-10 | 2029 | 9 | Zone | South Orange County | Average Weekday | Moderate Summer Weekday | 4
| SCE | 1-in-10 | 2029 | 9 | Zone | South Orange County | Monthly System Peak Day | Hot Summer Weekday | 4
| SCE | 1-in-10 | 2029 | 9 | Zone | South of Lugo | Average Weekday | Moderate Summer Weekday | 17
| SCE | 1-in-10 | 2029 | 9 | Zone | South of Lugo | Monthly System Peak Day | Hot Summer Weekday | 17
| SCE | 1-in-10 | 2029 | 10 | All | All Customers | Average Weekday | Low Cost Winter Weekday | 65
| SCE | 1-in-10 | 2029 | 10 | All | All Customers | Monthly System Peak Day | High Cost Winter Weekday | 65
| SCE | 1-in-10 | 2029 | 10 | LCA | Big Creek/Ventura | Average Weekday | Low Cost Winter Weekday | 9
| SCE | 1-in-10 | 2029 | 10 | LCA | Big Creek/Ventura | Monthly System Peak Day | High Cost Winter Weekday | 9
| SCE | 1-in-10 | 2029 | 10 | LCA | LA Basin | Average Weekday | Low Cost Winter Weekday | 53
| SCE | 1-in-10 | 2029 | 10 | LCA | LA Basin | Monthly System Peak Day | High Cost Winter Weekday | 53
| SCE | 1-in-10 | 2029 | 10 | LCA | Outside LA Basin | Average Weekday | Low Cost Winter Weekday | 3
| SCE | 1-in-10 | 2029 | 10 | LCA | Outside LA Basin | Monthly System Peak Day | High Cost Winter Weekday | 3
| SCE | 1-in-10 | 2029 | 10 | Zone | Remainder of System | Average Weekday | Low Cost Winter Weekday | 44
| SCE | 1-in-10 | 2029 | 10 | Zone | Remainder of System | Monthly System Peak Day | High Cost Winter Weekday | 44
| SCE | 1-in-10 | 2029 | 10 | Zone | South Orange County | Average Weekday | Low Cost Winter Weekday | 4
| SCE | 1-in-10 | 2029 | 10 | Zone | South Orange County | Monthly System Peak Day | High Cost Winter Weekday | 4
| SCE | 1-in-10 | 2029 | 10 | Zone | South of Lugo | Average Weekday | Low Cost Winter Weekday | 17
| SCE | 1-in-10 | 2029 | 10 | Zone | South of Lugo | Monthly System Peak Day | High Cost Winter Weekday | 17
| SCE | 1-in-10 | 2029 | 11 | All | All Customers | Average Weekday | Low Cost Winter Weekday | 65
| SCE | 1-in-10 | 2029 | 11 | All | All Customers | Monthly System Peak Day | High Cost Winter Weekday | 65
| SCE | 1-in-10 | 2029 | 11 | LCA | Big Creek/Ventura | Average Weekday | Low Cost Winter Weekday | 9
| SCE | 1-in-10 | 2029 | 11 | LCA | Big Creek/Ventura | Monthly System Peak Day | High Cost Winter Weekday | 9
| SCE | 1-in-10 | 2029 | 11 | LCA | LA Basin | Average Weekday | Low Cost Winter Weekday | 53
| SCE | 1-in-10 | 2029 | 11 | LCA | LA Basin | Monthly System Peak Day | High Cost Winter Weekday | 53
| SCE | 1-in-10 | 2029 | 11 | LCA | Outside LA Basin | Average Weekday | Low Cost Winter Weekday | 3
| SCE | 1-in-10 | 2029 | 11 | LCA | Outside LA Basin | Monthly System Peak Day | High Cost Winter Weekday | 3
| SCE | 1-in-10 | 2029 | 11 | Zone | Remainder of System | Average Weekday | Low Cost Winter Weekday | 44
| SCE | 1-in-10 | 2029 | 11 | Zone | Remainder of System | Monthly System Peak Day | High Cost Winter Weekday | 44
| SCE | 1-in-10 | 2029 | 11 | Zone | South Orange County | Average Weekday | Low Cost Winter Weekday | 4
| SCE | 1-in-10 | 2029 | 11 | Zone | South Orange County | Monthly System Peak Day | High Cost Winter Weekday | 4
| SCE | 1-in-10 | 2029 | 11 | Zone | South of Lugo | Average Weekday | Low Cost Winter Weekday | 17
| SCE | 1-in-10 | 2029 | 11 | Zone | South of Lugo | Monthly System Peak Day | High Cost Winter Weekday | 17
| SCE | 1-in-10 | 2029 | 12 | All | All Customers | Average Weekday | Low Cost Winter Weekday | 65
| SCE | 1-in-10 | 2029 | 12 | All | All Customers | Monthly System Peak Day | Low Cost Winter Weekday | 65
| SCE | 1-in-10 | 2029 | 12 | LCA | Big Creek/Ventura | Average Weekday | Low Cost Winter Weekday | 9
| SCE | 1-in-10 | 2029 | 12 | LCA | Big Creek/Ventura | Monthly System Peak Day | Low Cost Winter Weekday | 9
| SCE | 1-in-10 | 2029 | 12 | LCA | LA Basin | Average Weekday | Low Cost Winter Weekday | 53
| SCE | 1-in-10 | 2029 | 12 | LCA | LA Basin | Monthly System Peak Day | Low Cost Winter Weekday | 53
| SCE | 1-in-10 | 2029 | 12 | LCA | Outside LA Basin | Average Weekday | Low Cost Winter Weekday | 3
| SCE | 1-in-10 | 2029 | 12 | LCA | Outside LA Basin | Monthly System Peak Day | Low Cost Winter Weekday | 3
| SCE | 1-in-10 | 2029 | 12 | Zone | Remainder of System | Average Weekday | Low Cost Winter Weekday | 44
| SCE | 1-in-10 | 2029 | 12 | Zone | Remainder of System | Monthly System Peak Day | Low Cost Winter Weekday | 44
| SCE | 1-in-10 | 2029 | 12 | Zone | South Orange County | Average Weekday | Low Cost Winter Weekday | 4
| SCE | 1-in-10 | 2029 | 12 | Zone | South Orange County | Monthly System Peak Day | Low Cost Winter Weekday | 4
| SCE | 1-in-10 | 2029 | 12 | Zone | South of Lugo | Average Weekday | Low Cost Winter Weekday | 17
| SCE | 1-in-10 | 2029 | 12 | Zone | South of Lugo | Monthly System Peak Day | Low Cost Winter Weekday | 17
| SCE | 1-in-10 | 2030 | 1 | All | All Customers | Average Weekday | Low Cost Winter Weekday | 65
| SCE | 1-in-10 | 2030 | 1 | All | All Customers | Monthly System Peak Day | Low Cost Winter Weekday | 65
| SCE | 1-in-10 | 2030 | 1 | LCA | Big Creek/Ventura | Average Weekday | Low Cost Winter Weekday | 9
| SCE | 1-in-10 | 2030 | 1 | LCA | Big Creek/Ventura | Monthly System Peak Day | Low Cost Winter Weekday | 9
| SCE | 1-in-10 | 2030 | 1 | LCA | LA Basin | Average Weekday | Low Cost Winter Weekday | 53
| SCE | 1-in-10 | 2030 | 1 | LCA | LA Basin | Monthly System Peak Day | Low Cost Winter Weekday | 53
| SCE | 1-in-10 | 2030 | 1 | LCA | Outside LA Basin | Average Weekday | Low Cost Winter Weekday | 3
| SCE | 1-in-10 | 2030 | 1 | LCA | Outside LA Basin | Monthly System Peak Day | Low Cost Winter Weekday | 3
| SCE | 1-in-10 | 2030 | 1 | Zone | Remainder of System | Average Weekday | Low Cost Winter Weekday | 44
| SCE | 1-in-10 | 2030 | 1 | Zone | Remainder of System | Monthly System Peak Day | Low Cost Winter Weekday | 44
| SCE | 1-in-10 | 2030 | 1 | Zone | South Orange County | Average Weekday | Low Cost Winter Weekday | 4
| SCE | 1-in-10 | 2030 | 1 | Zone | South Orange County | Monthly System Peak Day | Low Cost Winter Weekday | 4
| SCE | 1-in-10 | 2030 | 1 | Zone | South of Lugo | Average Weekday | Low Cost Winter Weekday | 17
| SCE | 1-in-10 | 2030 | 1 | Zone | South of Lugo | Monthly System Peak Day | Low Cost Winter Weekday | 17
| SCE | 1-in-10 | 2030 | 2 | All | All Customers | Average Weekday | Low Cost Winter Weekday | 65
| SCE | 1-in-10 | 2030 | 2 | All | All Customers | Monthly System Peak Day | Low Cost Winter Weekday | 65
| SCE | 1-in-10 | 2030 | 2 | LCA | Big Creek/Ventura | Average Weekday | Low Cost Winter Weekday | 9
| SCE | 1-in-10 | 2030 | 2 | LCA | Big Creek/Ventura | Monthly System Peak Day | Low Cost Winter Weekday | 9
| SCE | 1-in-10 | 2030 | 2 | LCA | LA Basin | Average Weekday | Low Cost Winter Weekday | 53
| SCE | 1-in-10 | 2030 | 2 | LCA | LA Basin | Monthly System Peak Day | Low Cost Winter Weekday | 53
| SCE | 1-in-10 | 2030 | 2 | LCA | Outside LA Basin | Average Weekday | Low Cost Winter Weekday | 3
| SCE | 1-in-10 | 2030 | 2 | LCA | Outside LA Basin | Monthly System Peak Day | Low Cost Winter Weekday | 3
| SCE | 1-in-10 | 2030 | 2 | Zone | Remainder of System | Average Weekday | Low Cost Winter Weekday | 44
| SCE | 1-in-10 | 2030 | 2 | Zone | Remainder of System | Monthly System Peak Day | Low Cost Winter Weekday | 44
| SCE | 1-in-10 | 2030 | 2 | Zone | South Orange County | Average Weekday | Low Cost Winter Weekday | 4
| SCE | 1-in-10 | 2030 | 2 | Zone | South Orange County | Monthly System Peak Day | Low Cost Winter Weekday | 4
| SCE | 1-in-10 | 2030 | 2 | Zone | South of Lugo | Average Weekday | Low Cost Winter Weekday | 17
| SCE | 1-in-10 | 2030 | 2 | Zone | South of Lugo | Monthly System Peak Day | Low Cost Winter Weekday | 17
| SCE | 1-in-10 | 2030 | 3 | All | All Customers | Average Weekday | Low Cost Winter Weekday | 65
| SCE | 1-in-10 | 2030 | 3 | All | All Customers | Monthly System Peak Day | High Cost Winter Weekday | 65
| SCE | 1-in-10 | 2030 | 3 | LCA | Big Creek/Ventura | Average Weekday | Low Cost Winter Weekday | 9
| SCE | 1-in-10 | 2030 | 3 | LCA | Big Creek/Ventura | Monthly System Peak Day | High Cost Winter Weekday | 9
| SCE | 1-in-10 | 2030 | 3 | LCA | LA Basin | Average Weekday | Low Cost Winter Weekday | 53
| SCE | 1-in-10 | 2030 | 3 | LCA | LA Basin | Monthly System Peak Day | High Cost Winter Weekday | 53
| SCE | 1-in-10 | 2030 | 3 | LCA | Outside LA Basin | Average Weekday | Low Cost Winter Weekday | 3
| SCE | 1-in-10 | 2030 | 3 | LCA | Outside LA Basin | Monthly System Peak Day | High Cost Winter Weekday | 3
| SCE | 1-in-10 | 2030 | 3 | Zone | Remainder of System | Average Weekday | Low Cost Winter Weekday | 44
| SCE | 1-in-10 | 2030 | 3 | Zone | Remainder of System | Monthly System Peak Day | High Cost Winter Weekday | 44
| SCE | 1-in-10 | 2030 | 3 | Zone | South Orange County | Average Weekday | Low Cost Winter Weekday | 4
| SCE | 1-in-10 | 2030 | 3 | Zone | South Orange County | Monthly System Peak Day | High Cost Winter Weekday | 4
| SCE | 1-in-10 | 2030 | 3 | Zone | South of Lugo | Average Weekday | Low Cost Winter Weekday | 17
| SCE | 1-in-10 | 2030 | 3 | Zone | South of Lugo | Monthly System Peak Day | High Cost Winter Weekday | 17
| SCE | 1-in-10 | 2030 | 4 | All | All Customers | Average Weekday | Low Cost Winter Weekday | 65
| SCE | 1-in-10 | 2030 | 4 | All | All Customers | Monthly System Peak Day | High Cost Winter Weekday | 65
| SCE | 1-in-10 | 2030 | 4 | LCA | Big Creek/Ventura | Average Weekday | Low Cost Winter Weekday | 9
| SCE | 1-in-10 | 2030 | 4 | LCA | Big Creek/Ventura | Monthly System Peak Day | High Cost Winter Weekday | 9
| SCE | 1-in-10 | 2030 | 4 | LCA | LA Basin | Average Weekday | Low Cost Winter Weekday | 53
| SCE | 1-in-10 | 2030 | 4 | LCA | LA Basin | Monthly System Peak Day | High Cost Winter Weekday | 53
| SCE | 1-in-10 | 2030 | 4 | LCA | Outside LA Basin | Average Weekday | Low Cost Winter Weekday | 3
| SCE | 1-in-10 | 2030 | 4 | LCA | Outside LA Basin | Monthly System Peak Day | High Cost Winter Weekday | 3
| SCE | 1-in-10 | 2030 | 4 | Zone | Remainder of System | Average Weekday | Low Cost Winter Weekday | 44
| SCE | 1-in-10 | 2030 | 4 | Zone | Remainder of System | Monthly System Peak Day | High Cost Winter Weekday | 44
| SCE | 1-in-10 | 2030 | 4 | Zone | South Orange County | Average Weekday | Low Cost Winter Weekday | 4
| SCE | 1-in-10 | 2030 | 4 | Zone | South Orange County | Monthly System Peak Day | High Cost Winter Weekday | 4
| SCE | 1-in-10 | 2030 | 4 | Zone | South of Lugo | Average Weekday | Low Cost Winter Weekday | 17
| SCE | 1-in-10 | 2030 | 4 | Zone | South of Lugo | Monthly System Peak Day | High Cost Winter Weekday | 17
| SCE | 1-in-10 | 2030 | 5 | All | All Customers | Average Weekday | Low Cost Winter Weekday | 65
| SCE | 1-in-10 | 2030 | 5 | All | All Customers | Monthly System Peak Day | High Cost Winter Weekday | 65
| SCE | 1-in-10 | 2030 | 5 | LCA | Big Creek/Ventura | Average Weekday | Low Cost Winter Weekday | 9
| SCE | 1-in-10 | 2030 | 5 | LCA | Big Creek/Ventura | Monthly System Peak Day | High Cost Winter Weekday | 9
| SCE | 1-in-10 | 2030 | 5 | LCA | LA Basin | Average Weekday | Low Cost Winter Weekday | 53
| SCE | 1-in-10 | 2030 | 5 | LCA | LA Basin | Monthly System Peak Day | High Cost Winter Weekday | 53
| SCE | 1-in-10 | 2030 | 5 | LCA | Outside LA Basin | Average Weekday | Low Cost Winter Weekday | 3
| SCE | 1-in-10 | 2030 | 5 | LCA | Outside LA Basin | Monthly System Peak Day | High Cost Winter Weekday | 3
| SCE | 1-in-10 | 2030 | 5 | Zone | Remainder of System | Average Weekday | Low Cost Winter Weekday | 44
| SCE | 1-in-10 | 2030 | 5 | Zone | Remainder of System | Monthly System Peak Day | High Cost Winter Weekday | 44
| SCE | 1-in-10 | 2030 | 5 | Zone | South Orange County | Average Weekday | Low Cost Winter Weekday | 4
| SCE | 1-in-10 | 2030 | 5 | Zone | South Orange County | Monthly System Peak Day | High Cost Winter Weekday | 4
| SCE | 1-in-10 | 2030 | 5 | Zone | South of Lugo | Average Weekday | Low Cost Winter Weekday | 17
| SCE | 1-in-10 | 2030 | 5 | Zone | South of Lugo | Monthly System Peak Day | High Cost Winter Weekday | 17
| SCE | 1-in-10 | 2030 | 6 | All | All Customers | Average Weekday | Moderate Summer Weekday | 65
| SCE | 1-in-10 | 2030 | 6 | All | All Customers | Monthly System Peak Day | Hot Summer Weekday | 65
| SCE | 1-in-10 | 2030 | 6 | LCA | Big Creek/Ventura | Average Weekday | Moderate Summer Weekday | 9
| SCE | 1-in-10 | 2030 | 6 | LCA | Big Creek/Ventura | Monthly System Peak Day | Hot Summer Weekday | 9
| SCE | 1-in-10 | 2030 | 6 | LCA | LA Basin | Average Weekday | Moderate Summer Weekday | 53
| SCE | 1-in-10 | 2030 | 6 | LCA | LA Basin | Monthly System Peak Day | Hot Summer Weekday | 53
| SCE | 1-in-10 | 2030 | 6 | LCA | Outside LA Basin | Average Weekday | Moderate Summer Weekday | 3
| SCE | 1-in-10 | 2030 | 6 | LCA | Outside LA Basin | Monthly System Peak Day | Hot Summer Weekday | 3
| SCE | 1-in-10 | 2030 | 6 | Zone | Remainder of System | Average Weekday | Moderate Summer Weekday | 44
| SCE | 1-in-10 | 2030 | 6 | Zone | Remainder of System | Monthly System Peak Day | Hot Summer Weekday | 44
| SCE | 1-in-10 | 2030 | 6 | Zone | South Orange County | Average Weekday | Moderate Summer Weekday | 4
| SCE | 1-in-10 | 2030 | 6 | Zone | South Orange County | Monthly System Peak Day | Hot Summer Weekday | 4
| SCE | 1-in-10 | 2030 | 6 | Zone | South of Lugo | Average Weekday | Moderate Summer Weekday | 17
| SCE | 1-in-10 | 2030 | 6 | Zone | South of Lugo | Monthly System Peak Day | Hot Summer Weekday | 17
| SCE | 1-in-10 | 2030 | 7 | All | All Customers | Average Weekday | Moderate Summer Weekday | 65
| SCE | 1-in-10 | 2030 | 7 | All | All Customers | Monthly System Peak Day | Hot Summer Weekday | 65
| SCE | 1-in-10 | 2030 | 7 | LCA | Big Creek/Ventura | Average Weekday | Moderate Summer Weekday | 9
| SCE | 1-in-10 | 2030 | 7 | LCA | Big Creek/Ventura | Monthly System Peak Day | Hot Summer Weekday | 9
| SCE | 1-in-10 | 2030 | 7 | LCA | LA Basin | Average Weekday | Moderate Summer Weekday | 53
| SCE | 1-in-10 | 2030 | 7 | LCA | LA Basin | Monthly System Peak Day | Hot Summer Weekday | 53
| SCE | 1-in-10 | 2030 | 7 | LCA | Outside LA Basin | Average Weekday | Moderate Summer Weekday | 3
| SCE | 1-in-10 | 2030 | 7 | LCA | Outside LA Basin | Monthly System Peak Day | Hot Summer Weekday | 3
| SCE | 1-in-10 | 2030 | 7 | Zone | Remainder of System | Average Weekday | Moderate Summer Weekday | 44
| SCE | 1-in-10 | 2030 | 7 | Zone | Remainder of System | Monthly System Peak Day | Hot Summer Weekday | 44
| SCE | 1-in-10 | 2030 | 7 | Zone | South Orange County | Average Weekday | Moderate Summer Weekday | 4
| SCE | 1-in-10 | 2030 | 7 | Zone | South Orange County | Monthly System Peak Day | Hot Summer Weekday | 4
| SCE | 1-in-10 | 2030 | 7 | Zone | South of Lugo | Average Weekday | Moderate Summer Weekday | 17
| SCE | 1-in-10 | 2030 | 7 | Zone | South of Lugo | Monthly System Peak Day | Hot Summer Weekday | 17
| SCE | 1-in-10 | 2030 | 8 | All | All Customers | Average Weekday | Moderate Summer Weekday | 65
| SCE | 1-in-10 | 2030 | 8 | All | All Customers | Monthly System Peak Day | Hot Summer Weekday | 65
| SCE | 1-in-10 | 2030 | 8 | All | All Customers | Typical Event Day | Hot Summer Weekday | 65
| SCE | 1-in-10 | 2030 | 8 | LCA | Big Creek/Ventura | Average Weekday | Moderate Summer Weekday | 9
| SCE | 1-in-10 | 2030 | 8 | LCA | Big Creek/Ventura | Monthly System Peak Day | Hot Summer Weekday | 9
| SCE | 1-in-10 | 2030 | 8 | LCA | Big Creek/Ventura | Typical Event Day | Hot Summer Weekday | 9
| SCE | 1-in-10 | 2030 | 8 | LCA | LA Basin | Average Weekday | Moderate Summer Weekday | 53
| SCE | 1-in-10 | 2030 | 8 | LCA | LA Basin | Monthly System Peak Day | Hot Summer Weekday | 53
| SCE | 1-in-10 | 2030 | 8 | LCA | LA Basin | Typical Event Day | Hot Summer Weekday | 53
| SCE | 1-in-10 | 2030 | 8 | LCA | Outside LA Basin | Average Weekday | Moderate Summer Weekday | 3
| SCE | 1-in-10 | 2030 | 8 | LCA | Outside LA Basin | Monthly System Peak Day | Hot Summer Weekday | 3
| SCE | 1-in-10 | 2030 | 8 | LCA | Outside LA Basin | Typical Event Day | Hot Summer Weekday | 3
| SCE | 1-in-10 | 2030 | 8 | Zone | Remainder of System | Average Weekday | Moderate Summer Weekday | 44
| SCE | 1-in-10 | 2030 | 8 | Zone | Remainder of System | Monthly System Peak Day | Hot Summer Weekday | 44
| SCE | 1-in-10 | 2030 | 8 | Zone | Remainder of System | Typical Event Day | Hot Summer Weekday | 44
| SCE | 1-in-10 | 2030 | 8 | Zone | South Orange County | Average Weekday | Moderate Summer Weekday | 4
| SCE | 1-in-10 | 2030 | 8 | Zone | South Orange County | Monthly System Peak Day | Hot Summer Weekday | 4
| SCE | 1-in-10 | 2030 | 8 | Zone | South Orange County | Typical Event Day | Hot Summer Weekday | 4
| SCE | 1-in-10 | 2030 | 8 | Zone | South of Lugo | Average Weekday | Moderate Summer Weekday | 17
| SCE | 1-in-10 | 2030 | 8 | Zone | South of Lugo | Monthly System Peak Day | Hot Summer Weekday | 17
| SCE | 1-in-10 | 2030 | 8 | Zone | South of Lugo | Typical Event Day | Hot Summer Weekday | 17
| SCE | 1-in-10 | 2030 | 9 | All | All Customers | Average Weekday | Moderate Summer Weekday | 65
| SCE | 1-in-10 | 2030 | 9 | All | All Customers | Monthly System Peak Day | Hot Summer Weekday | 65
| SCE | 1-in-10 | 2030 | 9 | LCA | Big Creek/Ventura | Average Weekday | Moderate Summer Weekday | 9
| SCE | 1-in-10 | 2030 | 9 | LCA | Big Creek/Ventura | Monthly System Peak Day | Hot Summer Weekday | 9
| SCE | 1-in-10 | 2030 | 9 | LCA | LA Basin | Average Weekday | Moderate Summer Weekday | 53
| SCE | 1-in-10 | 2030 | 9 | LCA | LA Basin | Monthly System Peak Day | Hot Summer Weekday | 53
| SCE | 1-in-10 | 2030 | 9 | LCA | Outside LA Basin | Average Weekday | Moderate Summer Weekday | 3
| SCE | 1-in-10 | 2030 | 9 | LCA | Outside LA Basin | Monthly System Peak Day | Hot Summer Weekday | 3
| SCE | 1-in-10 | 2030 | 9 | Zone | Remainder of System | Average Weekday | Moderate Summer Weekday | 44
| SCE | 1-in-10 | 2030 | 9 | Zone | Remainder of System | Monthly System Peak Day | Hot Summer Weekday | 44
| SCE | 1-in-10 | 2030 | 9 | Zone | South Orange County | Average Weekday | Moderate Summer Weekday | 4
| SCE | 1-in-10 | 2030 | 9 | Zone | South Orange County | Monthly System Peak Day | Hot Summer Weekday | 4
| SCE | 1-in-10 | 2030 | 9 | Zone | South of Lugo | Average Weekday | Moderate Summer Weekday | 17
| SCE | 1-in-10 | 2030 | 9 | Zone | South of Lugo | Monthly System Peak Day | Hot Summer Weekday | 17
| SCE | 1-in-10 | 2030 | 10 | All | All Customers | Average Weekday | Low Cost Winter Weekday | 65
| SCE | 1-in-10 | 2030 | 10 | All | All Customers | Monthly System Peak Day | High Cost Winter Weekday | 65
| SCE | 1-in-10 | 2030 | 10 | LCA | Big Creek/Ventura | Average Weekday | Low Cost Winter Weekday | 9
| SCE | 1-in-10 | 2030 | 10 | LCA | Big Creek/Ventura | Monthly System Peak Day | High Cost Winter Weekday | 9
| SCE | 1-in-10 | 2030 | 10 | LCA | LA Basin | Average Weekday | Low Cost Winter Weekday | 53
| SCE | 1-in-10 | 2030 | 10 | LCA | LA Basin | Monthly System Peak Day | High Cost Winter Weekday | 53
| SCE | 1-in-10 | 2030 | 10 | LCA | Outside LA Basin | Average Weekday | Low Cost Winter Weekday | 3
| SCE | 1-in-10 | 2030 | 10 | LCA | Outside LA Basin | Monthly System Peak Day | High Cost Winter Weekday | 3
| SCE | 1-in-10 | 2030 | 10 | Zone | Remainder of System | Average Weekday | Low Cost Winter Weekday | 44
| SCE | 1-in-10 | 2030 | 10 | Zone | Remainder of System | Monthly System Peak Day | High Cost Winter Weekday | 44
| SCE | 1-in-10 | 2030 | 10 | Zone | South Orange County | Average Weekday | Low Cost Winter Weekday | 4
| SCE | 1-in-10 | 2030 | 10 | Zone | South Orange County | Monthly System Peak Day | High Cost Winter Weekday | 4
| SCE | 1-in-10 | 2030 | 10 | Zone | South of Lugo | Average Weekday | Low Cost Winter Weekday | 17
| SCE | 1-in-10 | 2030 | 10 | Zone | South of Lugo | Monthly System Peak Day | High Cost Winter Weekday | 17
| SCE | 1-in-10 | 2030 | 11 | All | All Customers | Average Weekday | Low Cost Winter Weekday | 65
| SCE | 1-in-10 | 2030 | 11 | All | All Customers | Monthly System Peak Day | High Cost Winter Weekday | 65
| SCE | 1-in-10 | 2030 | 11 | LCA | Big Creek/Ventura | Average Weekday | Low Cost Winter Weekday | 9
| SCE | 1-in-10 | 2030 | 11 | LCA | Big Creek/Ventura | Monthly System Peak Day | High Cost Winter Weekday | 9
| SCE | 1-in-10 | 2030 | 11 | LCA | LA Basin | Average Weekday | Low Cost Winter Weekday | 53
| SCE | 1-in-10 | 2030 | 11 | LCA | LA Basin | Monthly System Peak Day | High Cost Winter Weekday | 53
| SCE | 1-in-10 | 2030 | 11 | LCA | Outside LA Basin | Average Weekday | Low Cost Winter Weekday | 3
| SCE | 1-in-10 | 2030 | 11 | LCA | Outside LA Basin | Monthly System Peak Day | High Cost Winter Weekday | 3
| SCE | 1-in-10 | 2030 | 11 | Zone | Remainder of System | Average Weekday | Low Cost Winter Weekday | 44
| SCE | 1-in-10 | 2030 | 11 | Zone | Remainder of System | Monthly System Peak Day | High Cost Winter Weekday | 44
| SCE | 1-in-10 | 2030 | 11 | Zone | South Orange County | Average Weekday | Low Cost Winter Weekday | 4
| SCE | 1-in-10 | 2030 | 11 | Zone | South Orange County | Monthly System Peak Day | High Cost Winter Weekday | 4
| SCE | 1-in-10 | 2030 | 11 | Zone | South of Lugo | Average Weekday | Low Cost Winter Weekday | 17
| SCE | 1-in-10 | 2030 | 11 | Zone | South of Lugo | Monthly System Peak Day | High Cost Winter Weekday | 17
| SCE | 1-in-10 | 2030 | 12 | All | All Customers | Average Weekday | Low Cost Winter Weekday | 65
| SCE | 1-in-10 | 2030 | 12 | All | All Customers | Monthly System Peak Day | Low Cost Winter Weekday | 65
| SCE | 1-in-10 | 2030 | 12 | LCA | Big Creek/Ventura | Average Weekday | Low Cost Winter Weekday | 9
| SCE | 1-in-10 | 2030 | 12 | LCA | Big Creek/Ventura | Monthly System Peak Day | Low Cost Winter Weekday | 9
| SCE | 1-in-10 | 2030 | 12 | LCA | LA Basin | Average Weekday | Low Cost Winter Weekday | 53
| SCE | 1-in-10 | 2030 | 12 | LCA | LA Basin | Monthly System Peak Day | Low Cost Winter Weekday | 53
| SCE | 1-in-10 | 2030 | 12 | LCA | Outside LA Basin | Average Weekday | Low Cost Winter Weekday | 3
| SCE | 1-in-10 | 2030 | 12 | LCA | Outside LA Basin | Monthly System Peak Day | Low Cost Winter Weekday | 3
| SCE | 1-in-10 | 2030 | 12 | Zone | Remainder of System | Average Weekday | Low Cost Winter Weekday | 44
| SCE | 1-in-10 | 2030 | 12 | Zone | Remainder of System | Monthly System Peak Day | Low Cost Winter Weekday | 44
| SCE | 1-in-10 | 2030 | 12 | Zone | South Orange County | Average Weekday | Low Cost Winter Weekday | 4
| SCE | 1-in-10 | 2030 | 12 | Zone | South Orange County | Monthly System Peak Day | Low Cost Winter Weekday | 4
| SCE | 1-in-10 | 2030 | 12 | Zone | South of Lugo | Average Weekday | Low Cost Winter Weekday | 17
| SCE | 1-in-10 | 2030 | 12 | Zone | South of Lugo | Monthly System Peak Day | Low Cost Winter Weekday | 17
| SCE | 1-in-10 | 2031 | 1 | All | All Customers | Average Weekday | Low Cost Winter Weekday | 65
| SCE | 1-in-10 | 2031 | 1 | All | All Customers | Monthly System Peak Day | Low Cost Winter Weekday | 65
| SCE | 1-in-10 | 2031 | 1 | LCA | Big Creek/Ventura | Average Weekday | Low Cost Winter Weekday | 9
| SCE | 1-in-10 | 2031 | 1 | LCA | Big Creek/Ventura | Monthly System Peak Day | Low Cost Winter Weekday | 9
| SCE | 1-in-10 | 2031 | 1 | LCA | LA Basin | Average Weekday | Low Cost Winter Weekday | 53
| SCE | 1-in-10 | 2031 | 1 | LCA | LA Basin | Monthly System Peak Day | Low Cost Winter Weekday | 53
| SCE | 1-in-10 | 2031 | 1 | LCA | Outside LA Basin | Average Weekday | Low Cost Winter Weekday | 3
| SCE | 1-in-10 | 2031 | 1 | LCA | Outside LA Basin | Monthly System Peak Day | Low Cost Winter Weekday | 3
| SCE | 1-in-10 | 2031 | 1 | Zone | Remainder of System | Average Weekday | Low Cost Winter Weekday | 44
| SCE | 1-in-10 | 2031 | 1 | Zone | Remainder of System | Monthly System Peak Day | Low Cost Winter Weekday | 44
| SCE | 1-in-10 | 2031 | 1 | Zone | South Orange County | Average Weekday | Low Cost Winter Weekday | 4
| SCE | 1-in-10 | 2031 | 1 | Zone | South Orange County | Monthly System Peak Day | Low Cost Winter Weekday | 4
| SCE | 1-in-10 | 2031 | 1 | Zone | South of Lugo | Average Weekday | Low Cost Winter Weekday | 17
| SCE | 1-in-10 | 2031 | 1 | Zone | South of Lugo | Monthly System Peak Day | Low Cost Winter Weekday | 17
| SCE | 1-in-10 | 2031 | 2 | All | All Customers | Average Weekday | Low Cost Winter Weekday | 65
| SCE | 1-in-10 | 2031 | 2 | All | All Customers | Monthly System Peak Day | Low Cost Winter Weekday | 65
| SCE | 1-in-10 | 2031 | 2 | LCA | Big Creek/Ventura | Average Weekday | Low Cost Winter Weekday | 9
| SCE | 1-in-10 | 2031 | 2 | LCA | Big Creek/Ventura | Monthly System Peak Day | Low Cost Winter Weekday | 9
| SCE | 1-in-10 | 2031 | 2 | LCA | LA Basin | Average Weekday | Low Cost Winter Weekday | 53
| SCE | 1-in-10 | 2031 | 2 | LCA | LA Basin | Monthly System Peak Day | Low Cost Winter Weekday | 53
| SCE | 1-in-10 | 2031 | 2 | LCA | Outside LA Basin | Average Weekday | Low Cost Winter Weekday | 3
| SCE | 1-in-10 | 2031 | 2 | LCA | Outside LA Basin | Monthly System Peak Day | Low Cost Winter Weekday | 3
| SCE | 1-in-10 | 2031 | 2 | Zone | Remainder of System | Average Weekday | Low Cost Winter Weekday | 44
| SCE | 1-in-10 | 2031 | 2 | Zone | Remainder of System | Monthly System Peak Day | Low Cost Winter Weekday | 44
| SCE | 1-in-10 | 2031 | 2 | Zone | South Orange County | Average Weekday | Low Cost Winter Weekday | 4
| SCE | 1-in-10 | 2031 | 2 | Zone | South Orange County | Monthly System Peak Day | Low Cost Winter Weekday | 4
| SCE | 1-in-10 | 2031 | 2 | Zone | South of Lugo | Average Weekday | Low Cost Winter Weekday | 17
| SCE | 1-in-10 | 2031 | 2 | Zone | South of Lugo | Monthly System Peak Day | Low Cost Winter Weekday | 17
| SCE | 1-in-10 | 2031 | 3 | All | All Customers | Average Weekday | Low Cost Winter Weekday | 65
| SCE | 1-in-10 | 2031 | 3 | All | All Customers | Monthly System Peak Day | High Cost Winter Weekday | 65
| SCE | 1-in-10 | 2031 | 3 | LCA | Big Creek/Ventura | Average Weekday | Low Cost Winter Weekday | 9
| SCE | 1-in-10 | 2031 | 3 | LCA | Big Creek/Ventura | Monthly System Peak Day | High Cost Winter Weekday | 9
| SCE | 1-in-10 | 2031 | 3 | LCA | LA Basin | Average Weekday | Low Cost Winter Weekday | 53
| SCE | 1-in-10 | 2031 | 3 | LCA | LA Basin | Monthly System Peak Day | High Cost Winter Weekday | 53
| SCE | 1-in-10 | 2031 | 3 | LCA | Outside LA Basin | Average Weekday | Low Cost Winter Weekday | 3
| SCE | 1-in-10 | 2031 | 3 | LCA | Outside LA Basin | Monthly System Peak Day | High Cost Winter Weekday | 3
| SCE | 1-in-10 | 2031 | 3 | Zone | Remainder of System | Average Weekday | Low Cost Winter Weekday | 44
| SCE | 1-in-10 | 2031 | 3 | Zone | Remainder of System | Monthly System Peak Day | High Cost Winter Weekday | 44
| SCE | 1-in-10 | 2031 | 3 | Zone | South Orange County | Average Weekday | Low Cost Winter Weekday | 4
| SCE | 1-in-10 | 2031 | 3 | Zone | South Orange County | Monthly System Peak Day | High Cost Winter Weekday | 4
| SCE | 1-in-10 | 2031 | 3 | Zone | South of Lugo | Average Weekday | Low Cost Winter Weekday | 17
| SCE | 1-in-10 | 2031 | 3 | Zone | South of Lugo | Monthly System Peak Day | High Cost Winter Weekday | 17
| SCE | 1-in-10 | 2031 | 4 | All | All Customers | Average Weekday | Low Cost Winter Weekday | 65
| SCE | 1-in-10 | 2031 | 4 | All | All Customers | Monthly System Peak Day | High Cost Winter Weekday | 65
| SCE | 1-in-10 | 2031 | 4 | LCA | Big Creek/Ventura | Average Weekday | Low Cost Winter Weekday | 9
| SCE | 1-in-10 | 2031 | 4 | LCA | Big Creek/Ventura | Monthly System Peak Day | High Cost Winter Weekday | 9
| SCE | 1-in-10 | 2031 | 4 | LCA | LA Basin | Average Weekday | Low Cost Winter Weekday | 53
| SCE | 1-in-10 | 2031 | 4 | LCA | LA Basin | Monthly System Peak Day | High Cost Winter Weekday | 53
| SCE | 1-in-10 | 2031 | 4 | LCA | Outside LA Basin | Average Weekday | Low Cost Winter Weekday | 3
| SCE | 1-in-10 | 2031 | 4 | LCA | Outside LA Basin | Monthly System Peak Day | High Cost Winter Weekday | 3
| SCE | 1-in-10 | 2031 | 4 | Zone | Remainder of System | Average Weekday | Low Cost Winter Weekday | 44
| SCE | 1-in-10 | 2031 | 4 | Zone | Remainder of System | Monthly System Peak Day | High Cost Winter Weekday | 44
| SCE | 1-in-10 | 2031 | 4 | Zone | South Orange County | Average Weekday | Low Cost Winter Weekday | 4
| SCE | 1-in-10 | 2031 | 4 | Zone | South Orange County | Monthly System Peak Day | High Cost Winter Weekday | 4
| SCE | 1-in-10 | 2031 | 4 | Zone | South of Lugo | Average Weekday | Low Cost Winter Weekday | 17
| SCE | 1-in-10 | 2031 | 4 | Zone | South of Lugo | Monthly System Peak Day | High Cost Winter Weekday | 17
| SCE | 1-in-10 | 2031 | 5 | All | All Customers | Average Weekday | Low Cost Winter Weekday | 65
| SCE | 1-in-10 | 2031 | 5 | All | All Customers | Monthly System Peak Day | High Cost Winter Weekday | 65
| SCE | 1-in-10 | 2031 | 5 | LCA | Big Creek/Ventura | Average Weekday | Low Cost Winter Weekday | 9
| SCE | 1-in-10 | 2031 | 5 | LCA | Big Creek/Ventura | Monthly System Peak Day | High Cost Winter Weekday | 9
| SCE | 1-in-10 | 2031 | 5 | LCA | LA Basin | Average Weekday | Low Cost Winter Weekday | 53
| SCE | 1-in-10 | 2031 | 5 | LCA | LA Basin | Monthly System Peak Day | High Cost Winter Weekday | 53
| SCE | 1-in-10 | 2031 | 5 | LCA | Outside LA Basin | Average Weekday | Low Cost Winter Weekday | 3
| SCE | 1-in-10 | 2031 | 5 | LCA | Outside LA Basin | Monthly System Peak Day | High Cost Winter Weekday | 3
| SCE | 1-in-10 | 2031 | 5 | Zone | Remainder of System | Average Weekday | Low Cost Winter Weekday | 44
| SCE | 1-in-10 | 2031 | 5 | Zone | Remainder of System | Monthly System Peak Day | High Cost Winter Weekday | 44
| SCE | 1-in-10 | 2031 | 5 | Zone | South Orange County | Average Weekday | Low Cost Winter Weekday | 4
| SCE | 1-in-10 | 2031 | 5 | Zone | South Orange County | Monthly System Peak Day | High Cost Winter Weekday | 4
| SCE | 1-in-10 | 2031 | 5 | Zone | South of Lugo | Average Weekday | Low Cost Winter Weekday | 17
| SCE | 1-in-10 | 2031 | 5 | Zone | South of Lugo | Monthly System Peak Day | High Cost Winter Weekday | 17
| SCE | 1-in-10 | 2031 | 6 | All | All Customers | Average Weekday | Moderate Summer Weekday | 65
| SCE | 1-in-10 | 2031 | 6 | All | All Customers | Monthly System Peak Day | Hot Summer Weekday | 65
| SCE | 1-in-10 | 2031 | 6 | LCA | Big Creek/Ventura | Average Weekday | Moderate Summer Weekday | 9
| SCE | 1-in-10 | 2031 | 6 | LCA | Big Creek/Ventura | Monthly System Peak Day | Hot Summer Weekday | 9
| SCE | 1-in-10 | 2031 | 6 | LCA | LA Basin | Average Weekday | Moderate Summer Weekday | 53
| SCE | 1-in-10 | 2031 | 6 | LCA | LA Basin | Monthly System Peak Day | Hot Summer Weekday | 53
| SCE | 1-in-10 | 2031 | 6 | LCA | Outside LA Basin | Average Weekday | Moderate Summer Weekday | 3
| SCE | 1-in-10 | 2031 | 6 | LCA | Outside LA Basin | Monthly System Peak Day | Hot Summer Weekday | 3
| SCE | 1-in-10 | 2031 | 6 | Zone | Remainder of System | Average Weekday | Moderate Summer Weekday | 44
| SCE | 1-in-10 | 2031 | 6 | Zone | Remainder of System | Monthly System Peak Day | Hot Summer Weekday | 44
| SCE | 1-in-10 | 2031 | 6 | Zone | South Orange County | Average Weekday | Moderate Summer Weekday | 4
| SCE | 1-in-10 | 2031 | 6 | Zone | South Orange County | Monthly System Peak Day | Hot Summer Weekday | 4
| SCE | 1-in-10 | 2031 | 6 | Zone | South of Lugo | Average Weekday | Moderate Summer Weekday | 17
| SCE | 1-in-10 | 2031 | 6 | Zone | South of Lugo | Monthly System Peak Day | Hot Summer Weekday | 17
| SCE | 1-in-10 | 2031 | 7 | All | All Customers | Average Weekday | Moderate Summer Weekday | 65
| SCE | 1-in-10 | 2031 | 7 | All | All Customers | Monthly System Peak Day | Hot Summer Weekday | 65
| SCE | 1-in-10 | 2031 | 7 | LCA | Big Creek/Ventura | Average Weekday | Moderate Summer Weekday | 9
| SCE | 1-in-10 | 2031 | 7 | LCA | Big Creek/Ventura | Monthly System Peak Day | Hot Summer Weekday | 9
| SCE | 1-in-10 | 2031 | 7 | LCA | LA Basin | Average Weekday | Moderate Summer Weekday | 53
| SCE | 1-in-10 | 2031 | 7 | LCA | LA Basin | Monthly System Peak Day | Hot Summer Weekday | 53
| SCE | 1-in-10 | 2031 | 7 | LCA | Outside LA Basin | Average Weekday | Moderate Summer Weekday | 3
| SCE | 1-in-10 | 2031 | 7 | LCA | Outside LA Basin | Monthly System Peak Day | Hot Summer Weekday | 3
| SCE | 1-in-10 | 2031 | 7 | Zone | Remainder of System | Average Weekday | Moderate Summer Weekday | 44
| SCE | 1-in-10 | 2031 | 7 | Zone | Remainder of System | Monthly System Peak Day | Hot Summer Weekday | 44
| SCE | 1-in-10 | 2031 | 7 | Zone | South Orange County | Average Weekday | Moderate Summer Weekday | 4
| SCE | 1-in-10 | 2031 | 7 | Zone | South Orange County | Monthly System Peak Day | Hot Summer Weekday | 4
| SCE | 1-in-10 | 2031 | 7 | Zone | South of Lugo | Average Weekday | Moderate Summer Weekday | 17
| SCE | 1-in-10 | 2031 | 7 | Zone | South of Lugo | Monthly System Peak Day | Hot Summer Weekday | 17
| SCE | 1-in-10 | 2031 | 8 | All | All Customers | Average Weekday | Moderate Summer Weekday | 65
| SCE | 1-in-10 | 2031 | 8 | All | All Customers | Monthly System Peak Day | Hot Summer Weekday | 65
| SCE | 1-in-10 | 2031 | 8 | All | All Customers | Typical Event Day | Hot Summer Weekday | 65
| SCE | 1-in-10 | 2031 | 8 | LCA | Big Creek/Ventura | Average Weekday | Moderate Summer Weekday | 9
| SCE | 1-in-10 | 2031 | 8 | LCA | Big Creek/Ventura | Monthly System Peak Day | Hot Summer Weekday | 9
| SCE | 1-in-10 | 2031 | 8 | LCA | Big Creek/Ventura | Typical Event Day | Hot Summer Weekday | 9
| SCE | 1-in-10 | 2031 | 8 | LCA | LA Basin | Average Weekday | Moderate Summer Weekday | 53
| SCE | 1-in-10 | 2031 | 8 | LCA | LA Basin | Monthly System Peak Day | Hot Summer Weekday | 53
| SCE | 1-in-10 | 2031 | 8 | LCA | LA Basin | Typical Event Day | Hot Summer Weekday | 53
| SCE | 1-in-10 | 2031 | 8 | LCA | Outside LA Basin | Average Weekday | Moderate Summer Weekday | 3
| SCE | 1-in-10 | 2031 | 8 | LCA | Outside LA Basin | Monthly System Peak Day | Hot Summer Weekday | 3
| SCE | 1-in-10 | 2031 | 8 | LCA | Outside LA Basin | Typical Event Day | Hot Summer Weekday | 3
| SCE | 1-in-10 | 2031 | 8 | Zone | Remainder of System | Average Weekday | Moderate Summer Weekday | 44
| SCE | 1-in-10 | 2031 | 8 | Zone | Remainder of System | Monthly System Peak Day | Hot Summer Weekday | 44
| SCE | 1-in-10 | 2031 | 8 | Zone | Remainder of System | Typical Event Day | Hot Summer Weekday | 44
| SCE | 1-in-10 | 2031 | 8 | Zone | South Orange County | Average Weekday | Moderate Summer Weekday | 4
| SCE | 1-in-10 | 2031 | 8 | Zone | South Orange County | Monthly System Peak Day | Hot Summer Weekday | 4
| SCE | 1-in-10 | 2031 | 8 | Zone | South Orange County | Typical Event Day | Hot Summer Weekday | 4
| SCE | 1-in-10 | 2031 | 8 | Zone | South of Lugo | Average Weekday | Moderate Summer Weekday | 17
| SCE | 1-in-10 | 2031 | 8 | Zone | South of Lugo | Monthly System Peak Day | Hot Summer Weekday | 17
| SCE | 1-in-10 | 2031 | 8 | Zone | South of Lugo | Typical Event Day | Hot Summer Weekday | 17
| SCE | 1-in-10 | 2031 | 9 | All | All Customers | Average Weekday | Moderate Summer Weekday | 65
| SCE | 1-in-10 | 2031 | 9 | All | All Customers | Monthly System Peak Day | Hot Summer Weekday | 65
| SCE | 1-in-10 | 2031 | 9 | LCA | Big Creek/Ventura | Average Weekday | Moderate Summer Weekday | 9
| SCE | 1-in-10 | 2031 | 9 | LCA | Big Creek/Ventura | Monthly System Peak Day | Hot Summer Weekday | 9
| SCE | 1-in-10 | 2031 | 9 | LCA | LA Basin | Average Weekday | Moderate Summer Weekday | 53
| SCE | 1-in-10 | 2031 | 9 | LCA | LA Basin | Monthly System Peak Day | Hot Summer Weekday | 53
| SCE | 1-in-10 | 2031 | 9 | LCA | Outside LA Basin | Average Weekday | Moderate Summer Weekday | 3
| SCE | 1-in-10 | 2031 | 9 | LCA | Outside LA Basin | Monthly System Peak Day | Hot Summer Weekday | 3
| SCE | 1-in-10 | 2031 | 9 | Zone | Remainder of System | Average Weekday | Moderate Summer Weekday | 44
| SCE | 1-in-10 | 2031 | 9 | Zone | Remainder of System | Monthly System Peak Day | Hot Summer Weekday | 44
| SCE | 1-in-10 | 2031 | 9 | Zone | South Orange County | Average Weekday | Moderate Summer Weekday | 4
| SCE | 1-in-10 | 2031 | 9 | Zone | South Orange County | Monthly System Peak Day | Hot Summer Weekday | 4
| SCE | 1-in-10 | 2031 | 9 | Zone | South of Lugo | Average Weekday | Moderate Summer Weekday | 17
| SCE | 1-in-10 | 2031 | 9 | Zone | South of Lugo | Monthly System Peak Day | Hot Summer Weekday | 17
| SCE | 1-in-10 | 2031 | 10 | All | All Customers | Average Weekday | Low Cost Winter Weekday | 65
| SCE | 1-in-10 | 2031 | 10 | All | All Customers | Monthly System Peak Day | High Cost Winter Weekday | 65
| SCE | 1-in-10 | 2031 | 10 | LCA | Big Creek/Ventura | Average Weekday | Low Cost Winter Weekday | 9
| SCE | 1-in-10 | 2031 | 10 | LCA | Big Creek/Ventura | Monthly System Peak Day | High Cost Winter Weekday | 9
| SCE | 1-in-10 | 2031 | 10 | LCA | LA Basin | Average Weekday | Low Cost Winter Weekday | 53
| SCE | 1-in-10 | 2031 | 10 | LCA | LA Basin | Monthly System Peak Day | High Cost Winter Weekday | 53
| SCE | 1-in-10 | 2031 | 10 | LCA | Outside LA Basin | Average Weekday | Low Cost Winter Weekday | 3
| SCE | 1-in-10 | 2031 | 10 | LCA | Outside LA Basin | Monthly System Peak Day | High Cost Winter Weekday | 3
| SCE | 1-in-10 | 2031 | 10 | Zone | Remainder of System | Average Weekday | Low Cost Winter Weekday | 44
| SCE | 1-in-10 | 2031 | 10 | Zone | Remainder of System | Monthly System Peak Day | High Cost Winter Weekday | 44
| SCE | 1-in-10 | 2031 | 10 | Zone | South Orange County | Average Weekday | Low Cost Winter Weekday | 4
| SCE | 1-in-10 | 2031 | 10 | Zone | South Orange County | Monthly System Peak Day | High Cost Winter Weekday | 4
| SCE | 1-in-10 | 2031 | 10 | Zone | South of Lugo | Average Weekday | Low Cost Winter Weekday | 17
| SCE | 1-in-10 | 2031 | 10 | Zone | South of Lugo | Monthly System Peak Day | High Cost Winter Weekday | 17
| SCE | 1-in-10 | 2031 | 11 | All | All Customers | Average Weekday | Low Cost Winter Weekday | 65
| SCE | 1-in-10 | 2031 | 11 | All | All Customers | Monthly System Peak Day | High Cost Winter Weekday | 65
| SCE | 1-in-10 | 2031 | 11 | LCA | Big Creek/Ventura | Average Weekday | Low Cost Winter Weekday | 9
| SCE | 1-in-10 | 2031 | 11 | LCA | Big Creek/Ventura | Monthly System Peak Day | High Cost Winter Weekday | 9
| SCE | 1-in-10 | 2031 | 11 | LCA | LA Basin | Average Weekday | Low Cost Winter Weekday | 53
| SCE | 1-in-10 | 2031 | 11 | LCA | LA Basin | Monthly System Peak Day | High Cost Winter Weekday | 53
| SCE | 1-in-10 | 2031 | 11 | LCA | Outside LA Basin | Average Weekday | Low Cost Winter Weekday | 3
| SCE | 1-in-10 | 2031 | 11 | LCA | Outside LA Basin | Monthly System Peak Day | High Cost Winter Weekday | 3
| SCE | 1-in-10 | 2031 | 11 | Zone | Remainder of System | Average Weekday | Low Cost Winter Weekday | 44
| SCE | 1-in-10 | 2031 | 11 | Zone | Remainder of System | Monthly System Peak Day | High Cost Winter Weekday | 44
| SCE | 1-in-10 | 2031 | 11 | Zone | South Orange County | Average Weekday | Low Cost Winter Weekday | 4
| SCE | 1-in-10 | 2031 | 11 | Zone | South Orange County | Monthly System Peak Day | High Cost Winter Weekday | 4
| SCE | 1-in-10 | 2031 | 11 | Zone | South of Lugo | Average Weekday | Low Cost Winter Weekday | 17
| SCE | 1-in-10 | 2031 | 11 | Zone | South of Lugo | Monthly System Peak Day | High Cost Winter Weekday | 17
| SCE | 1-in-10 | 2031 | 12 | All | All Customers | Average Weekday | Low Cost Winter Weekday | 65
| SCE | 1-in-10 | 2031 | 12 | All | All Customers | Monthly System Peak Day | Low Cost Winter Weekday | 65
| SCE | 1-in-10 | 2031 | 12 | LCA | Big Creek/Ventura | Average Weekday | Low Cost Winter Weekday | 9
| SCE | 1-in-10 | 2031 | 12 | LCA | Big Creek/Ventura | Monthly System Peak Day | Low Cost Winter Weekday | 9
| SCE | 1-in-10 | 2031 | 12 | LCA | LA Basin | Average Weekday | Low Cost Winter Weekday | 53
| SCE | 1-in-10 | 2031 | 12 | LCA | LA Basin | Monthly System Peak Day | Low Cost Winter Weekday | 53
| SCE | 1-in-10 | 2031 | 12 | LCA | Outside LA Basin | Average Weekday | Low Cost Winter Weekday | 3
| SCE | 1-in-10 | 2031 | 12 | LCA | Outside LA Basin | Monthly System Peak Day | Low Cost Winter Weekday | 3
| SCE | 1-in-10 | 2031 | 12 | Zone | Remainder of System | Average Weekday | Low Cost Winter Weekday | 44
| SCE | 1-in-10 | 2031 | 12 | Zone | Remainder of System | Monthly System Peak Day | Low Cost Winter Weekday | 44
| SCE | 1-in-10 | 2031 | 12 | Zone | South Orange County | Average Weekday | Low Cost Winter Weekday | 4
| SCE | 1-in-10 | 2031 | 12 | Zone | South Orange County | Monthly System Peak Day | Low Cost Winter Weekday | 4
| SCE | 1-in-10 | 2031 | 12 | Zone | South of Lugo | Average Weekday | Low Cost Winter Weekday | 17
| SCE | 1-in-10 | 2031 | 12 | Zone | South of Lugo | Monthly System Peak Day | Low Cost Winter Weekday | 17
| SCE | 1-in-2 | 2021 | 1 | All | All Customers | Average Weekday | Low Cost Winter Weekday | 49
| SCE | 1-in-2 | 2021 | 1 | All | All Customers | Monthly System Peak Day | Low Cost Winter Weekday | 49
| SCE | 1-in-2 | 2021 | 1 | LCA | Big Creek/Ventura | Average Weekday | Low Cost Winter Weekday | 7
| SCE | 1-in-2 | 2021 | 1 | LCA | Big Creek/Ventura | Monthly System Peak Day | Low Cost Winter Weekday | 7
| SCE | 1-in-2 | 2021 | 1 | LCA | LA Basin | Average Weekday | Low Cost Winter Weekday | 40
| SCE | 1-in-2 | 2021 | 1 | LCA | LA Basin | Monthly System Peak Day | Low Cost Winter Weekday | 40
| SCE | 1-in-2 | 2021 | 1 | LCA | Outside LA Basin | Average Weekday | Low Cost Winter Weekday | 2
| SCE | 1-in-2 | 2021 | 1 | LCA | Outside LA Basin | Monthly System Peak Day | Low Cost Winter Weekday | 2
| SCE | 1-in-2 | 2021 | 1 | Zone | Remainder of System | Average Weekday | Low Cost Winter Weekday | 33
| SCE | 1-in-2 | 2021 | 1 | Zone | Remainder of System | Monthly System Peak Day | Low Cost Winter Weekday | 33
| SCE | 1-in-2 | 2021 | 1 | Zone | South Orange County | Average Weekday | Low Cost Winter Weekday | 3
| SCE | 1-in-2 | 2021 | 1 | Zone | South Orange County | Monthly System Peak Day | Low Cost Winter Weekday | 3
| SCE | 1-in-2 | 2021 | 1 | Zone | South of Lugo | Average Weekday | Low Cost Winter Weekday | 13
| SCE | 1-in-2 | 2021 | 1 | Zone | South of Lugo | Monthly System Peak Day | Low Cost Winter Weekday | 13
| SCE | 1-in-2 | 2021 | 2 | All | All Customers | Average Weekday | Low Cost Winter Weekday | 53
| SCE | 1-in-2 | 2021 | 2 | All | All Customers | Monthly System Peak Day | Low Cost Winter Weekday | 53
| SCE | 1-in-2 | 2021 | 2 | LCA | Big Creek/Ventura | Average Weekday | Low Cost Winter Weekday | 8
| SCE | 1-in-2 | 2021 | 2 | LCA | Big Creek/Ventura | Monthly System Peak Day | Low Cost Winter Weekday | 8
| SCE | 1-in-2 | 2021 | 2 | LCA | LA Basin | Average Weekday | Low Cost Winter Weekday | 43
| SCE | 1-in-2 | 2021 | 2 | LCA | LA Basin | Monthly System Peak Day | Low Cost Winter Weekday | 43
| SCE | 1-in-2 | 2021 | 2 | LCA | Outside LA Basin | Average Weekday | Low Cost Winter Weekday | 2
| SCE | 1-in-2 | 2021 | 2 | LCA | Outside LA Basin | Monthly System Peak Day | Low Cost Winter Weekday | 2
| SCE | 1-in-2 | 2021 | 2 | Zone | Remainder of System | Average Weekday | Low Cost Winter Weekday | 35
| SCE | 1-in-2 | 2021 | 2 | Zone | Remainder of System | Monthly System Peak Day | Low Cost Winter Weekday | 35
| SCE | 1-in-2 | 2021 | 2 | Zone | South Orange County | Average Weekday | Low Cost Winter Weekday | 3
| SCE | 1-in-2 | 2021 | 2 | Zone | South Orange County | Monthly System Peak Day | Low Cost Winter Weekday | 3
| SCE | 1-in-2 | 2021 | 2 | Zone | South of Lugo | Average Weekday | Low Cost Winter Weekday | 14
| SCE | 1-in-2 | 2021 | 2 | Zone | South of Lugo | Monthly System Peak Day | Low Cost Winter Weekday | 14
| SCE | 1-in-2 | 2021 | 3 | All | All Customers | Average Weekday | Low Cost Winter Weekday | 56
| SCE | 1-in-2 | 2021 | 3 | All | All Customers | Monthly System Peak Day | Low Cost Winter Weekday | 56
| SCE | 1-in-2 | 2021 | 3 | LCA | Big Creek/Ventura | Average Weekday | Low Cost Winter Weekday | 8
| SCE | 1-in-2 | 2021 | 3 | LCA | Big Creek/Ventura | Monthly System Peak Day | Low Cost Winter Weekday | 8
| SCE | 1-in-2 | 2021 | 3 | LCA | LA Basin | Average Weekday | Low Cost Winter Weekday | 46
| SCE | 1-in-2 | 2021 | 3 | LCA | LA Basin | Monthly System Peak Day | Low Cost Winter Weekday | 46
| SCE | 1-in-2 | 2021 | 3 | LCA | Outside LA Basin | Average Weekday | Low Cost Winter Weekday | 2
| SCE | 1-in-2 | 2021 | 3 | LCA | Outside LA Basin | Monthly System Peak Day | Low Cost Winter Weekday | 2
| SCE | 1-in-2 | 2021 | 3 | Zone | Remainder of System | Average Weekday | Low Cost Winter Weekday | 38
| SCE | 1-in-2 | 2021 | 3 | Zone | Remainder of System | Monthly System Peak Day | Low Cost Winter Weekday | 38
| SCE | 1-in-2 | 2021 | 3 | Zone | South Orange County | Average Weekday | Low Cost Winter Weekday | 3
| SCE | 1-in-2 | 2021 | 3 | Zone | South Orange County | Monthly System Peak Day | Low Cost Winter Weekday | 3
| SCE | 1-in-2 | 2021 | 3 | Zone | South of Lugo | Average Weekday | Low Cost Winter Weekday | 15
| SCE | 1-in-2 | 2021 | 3 | Zone | South of Lugo | Monthly System Peak Day | Low Cost Winter Weekday | 15
| SCE | 1-in-2 | 2021 | 4 | All | All Customers | Average Weekday | Low Cost Winter Weekday | 60
| SCE | 1-in-2 | 2021 | 4 | All | All Customers | Monthly System Peak Day | Low Cost Winter Weekday | 60
| SCE | 1-in-2 | 2021 | 4 | LCA | Big Creek/Ventura | Average Weekday | Low Cost Winter Weekday | 9
| SCE | 1-in-2 | 2021 | 4 | LCA | Big Creek/Ventura | Monthly System Peak Day | Low Cost Winter Weekday | 9
| SCE | 1-in-2 | 2021 | 4 | LCA | LA Basin | Average Weekday | Low Cost Winter Weekday | 49
| SCE | 1-in-2 | 2021 | 4 | LCA | LA Basin | Monthly System Peak Day | Low Cost Winter Weekday | 49
| SCE | 1-in-2 | 2021 | 4 | LCA | Outside LA Basin | Average Weekday | Low Cost Winter Weekday | 2
| SCE | 1-in-2 | 2021 | 4 | LCA | Outside LA Basin | Monthly System Peak Day | Low Cost Winter Weekday | 2
| SCE | 1-in-2 | 2021 | 4 | Zone | Remainder of System | Average Weekday | Low Cost Winter Weekday | 40
| SCE | 1-in-2 | 2021 | 4 | Zone | Remainder of System | Monthly System Peak Day | Low Cost Winter Weekday | 40
| SCE | 1-in-2 | 2021 | 4 | Zone | South Orange County | Average Weekday | Low Cost Winter Weekday | 4
| SCE | 1-in-2 | 2021 | 4 | Zone | South Orange County | Monthly System Peak Day | Low Cost Winter Weekday | 4
| SCE | 1-in-2 | 2021 | 4 | Zone | South of Lugo | Average Weekday | Low Cost Winter Weekday | 16
| SCE | 1-in-2 | 2021 | 4 | Zone | South of Lugo | Monthly System Peak Day | Low Cost Winter Weekday | 16
| SCE | 1-in-2 | 2021 | 5 | All | All Customers | Average Weekday | Low Cost Winter Weekday | 63
| SCE | 1-in-2 | 2021 | 5 | All | All Customers | Monthly System Peak Day | Low Cost Winter Weekday | 63
| SCE | 1-in-2 | 2021 | 5 | LCA | Big Creek/Ventura | Average Weekday | Low Cost Winter Weekday | 9
| SCE | 1-in-2 | 2021 | 5 | LCA | Big Creek/Ventura | Monthly System Peak Day | Low Cost Winter Weekday | 9
| SCE | 1-in-2 | 2021 | 5 | LCA | LA Basin | Average Weekday | Low Cost Winter Weekday | 51
| SCE | 1-in-2 | 2021 | 5 | LCA | LA Basin | Monthly System Peak Day | Low Cost Winter Weekday | 51
| SCE | 1-in-2 | 2021 | 5 | LCA | Outside LA Basin | Average Weekday | Low Cost Winter Weekday | 3
| SCE | 1-in-2 | 2021 | 5 | LCA | Outside LA Basin | Monthly System Peak Day | Low Cost Winter Weekday | 3
| SCE | 1-in-2 | 2021 | 5 | Zone | Remainder of System | Average Weekday | Low Cost Winter Weekday | 42
| SCE | 1-in-2 | 2021 | 5 | Zone | Remainder of System | Monthly System Peak Day | Low Cost Winter Weekday | 42
| SCE | 1-in-2 | 2021 | 5 | Zone | South Orange County | Average Weekday | Low Cost Winter Weekday | 4
| SCE | 1-in-2 | 2021 | 5 | Zone | South Orange County | Monthly System Peak Day | Low Cost Winter Weekday | 4
| SCE | 1-in-2 | 2021 | 5 | Zone | South of Lugo | Average Weekday | Low Cost Winter Weekday | 17
| SCE | 1-in-2 | 2021 | 5 | Zone | South of Lugo | Monthly System Peak Day | Low Cost Winter Weekday | 17
| SCE | 1-in-2 | 2021 | 6 | All | All Customers | Average Weekday | Mild Summer Weekday | 67
| SCE | 1-in-2 | 2021 | 6 | All | All Customers | Monthly System Peak Day | Moderate Summer Weekday | 67
| SCE | 1-in-2 | 2021 | 6 | LCA | Big Creek/Ventura | Average Weekday | Mild Summer Weekday | 10
| SCE | 1-in-2 | 2021 | 6 | LCA | Big Creek/Ventura | Monthly System Peak Day | Moderate Summer Weekday | 10
| SCE | 1-in-2 | 2021 | 6 | LCA | LA Basin | Average Weekday | Mild Summer Weekday | 54
| SCE | 1-in-2 | 2021 | 6 | LCA | LA Basin | Monthly System Peak Day | Moderate Summer Weekday | 54
| SCE | 1-in-2 | 2021 | 6 | LCA | Outside LA Basin | Average Weekday | Mild Summer Weekday | 3
| SCE | 1-in-2 | 2021 | 6 | LCA | Outside LA Basin | Monthly System Peak Day | Moderate Summer Weekday | 3
| SCE | 1-in-2 | 2021 | 6 | Zone | Remainder of System | Average Weekday | Mild Summer Weekday | 45
| SCE | 1-in-2 | 2021 | 6 | Zone | Remainder of System | Monthly System Peak Day | Moderate Summer Weekday | 45
| SCE | 1-in-2 | 2021 | 6 | Zone | South Orange County | Average Weekday | Mild Summer Weekday | 4
| SCE | 1-in-2 | 2021 | 6 | Zone | South Orange County | Monthly System Peak Day | Moderate Summer Weekday | 4
| SCE | 1-in-2 | 2021 | 6 | Zone | South of Lugo | Average Weekday | Mild Summer Weekday | 18
| SCE | 1-in-2 | 2021 | 6 | Zone | South of Lugo | Monthly System Peak Day | Moderate Summer Weekday | 18
| SCE | 1-in-2 | 2021 | 7 | All | All Customers | Average Weekday | Moderate Summer Weekday | 70
| SCE | 1-in-2 | 2021 | 7 | All | All Customers | Monthly System Peak Day | Hot Summer Weekday | 70
| SCE | 1-in-2 | 2021 | 7 | LCA | Big Creek/Ventura | Average Weekday | Moderate Summer Weekday | 10
| SCE | 1-in-2 | 2021 | 7 | LCA | Big Creek/Ventura | Monthly System Peak Day | Hot Summer Weekday | 10
| SCE | 1-in-2 | 2021 | 7 | LCA | LA Basin | Average Weekday | Moderate Summer Weekday | 57
| SCE | 1-in-2 | 2021 | 7 | LCA | LA Basin | Monthly System Peak Day | Hot Summer Weekday | 57
| SCE | 1-in-2 | 2021 | 7 | LCA | Outside LA Basin | Average Weekday | Moderate Summer Weekday | 3
| SCE | 1-in-2 | 2021 | 7 | LCA | Outside LA Basin | Monthly System Peak Day | Hot Summer Weekday | 3
| SCE | 1-in-2 | 2021 | 7 | Zone | Remainder of System | Average Weekday | Moderate Summer Weekday | 47
| SCE | 1-in-2 | 2021 | 7 | Zone | Remainder of System | Monthly System Peak Day | Hot Summer Weekday | 47
| SCE | 1-in-2 | 2021 | 7 | Zone | South Orange County | Average Weekday | Moderate Summer Weekday | 4
| SCE | 1-in-2 | 2021 | 7 | Zone | South Orange County | Monthly System Peak Day | Hot Summer Weekday | 4
| SCE | 1-in-2 | 2021 | 7 | Zone | South of Lugo | Average Weekday | Moderate Summer Weekday | 19
| SCE | 1-in-2 | 2021 | 7 | Zone | South of Lugo | Monthly System Peak Day | Hot Summer Weekday | 19
| SCE | 1-in-2 | 2021 | 8 | All | All Customers | Average Weekday | Moderate Summer Weekday | 74
1 | SCE | 1-in-2 | 2021 | 8 | All | All Customers | Monthly System Peak Day | Hot Summer Weekday | 74
| SCE | 1-in-2 | 2021 | 8 | All | All Customers | Typical Event Day | Hot Summer Weekday | 74
| SCE | 1-in-2 | 2021 | 8 | LCA | Big Creek/Ventura | Average Weekday | Moderate Summer Weekday | 11
| SCE | 1-in-2 | 2021 | 8 | LCA | Big Creek/Ventura | Monthly System Peak Day | Hot Summer Weekday | 11
| SCE | 1-in-2 | 2021 | 8 | LCA | Big Creek/Ventura | Typical Event Day | Hot Summer Weekday | 11
| SCE | 1-in-2 | 2021 | 8 | LCA | LA Basin | Average Weekday | Moderate Summer Weekday | 60
| SCE | 1-in-2 | 2021 | 8 | LCA | LA Basin | Monthly System Peak Day | Hot Summer Weekday | 60
| SCE | 1-in-2 | 2021 | 8 | LCA | LA Basin | Typical Event Day | Hot Summer Weekday | 60
| SCE | 1-in-2 | 2021 | 8 | LCA | Outside LA Basin | Average Weekday | Moderate Summer Weekday | 3
| SCE | 1-in-2 | 2021 | 8 | LCA | Outside LA Basin | Monthly System Peak Day | Hot Summer Weekday | 3
| SCE | 1-in-2 | 2021 | 8 | LCA | Outside LA Basin | Typical Event Day | Hot Summer Weekday | 3
| SCE | 1-in-2 | 2021 | 8 | Zone | Remainder of System | Average Weekday | Moderate Summer Weekday | 49
| SCE | 1-in-2 | 2021 | 8 | Zone | Remainder of System | Monthly System Peak Day | Hot Summer Weekday | 49
| SCE | 1-in-2 | 2021 | 8 | Zone | Remainder of System | Typical Event Day | Hot Summer Weekday | 49
| SCE | 1-in-2 | 2021 | 8 | Zone | South Orange County | Average Weekday | Moderate Summer Weekday | 5
| SCE | 1-in-2 | 2021 | 8 | Zone | South Orange County | Monthly System Peak Day | Hot Summer Weekday | 5
| SCE | 1-in-2 | 2021 | 8 | Zone | South Orange County | Typical Event Day | Hot Summer Weekday | 5
| SCE | 1-in-2 | 2021 | 8 | Zone | South of Lugo | Average Weekday | Moderate Summer Weekday | 19
| SCE | 1-in-2 | 2021 | 8 | Zone | South of Lugo | Monthly System Peak Day | Hot Summer Weekday | 19
| SCE | 1-in-2 | 2021 | 8 | Zone | South of Lugo | Typical Event Day | Hot Summer Weekday | 19
| SCE | 1-in-2 | 2021 | 9 | All | All Customers | Average Weekday | Moderate Summer Weekday | 73
| SCE | 1-in-2 | 2021 | 9 | All | All Customers | Monthly System Peak Day | Hot Summer Weekday | 73
| SCE | 1-in-2 | 2021 | 9 | LCA | Big Creek/Ventura | Average Weekday | Moderate Summer Weekday | 10
| SCE | 1-in-2 | 2021 | 9 | LCA | Big Creek/Ventura | Monthly System Peak Day | Hot Summer Weekday | 10
| SCE | 1-in-2 | 2021 | 9 | LCA | LA Basin | Average Weekday | Moderate Summer Weekday | 60
| SCE | 1-in-2 | 2021 | 9 | LCA | LA Basin | Monthly System Peak Day | Hot Summer Weekday | 60
| SCE | 1-in-2 | 2021 | 9 | LCA | Outside LA Basin | Average Weekday | Moderate Summer Weekday | 3
| SCE | 1-in-2 | 2021 | 9 | LCA | Outside LA Basin | Monthly System Peak Day | Hot Summer Weekday | 3
| SCE | 1-in-2 | 2021 | 9 | Zone | Remainder of System | Average Weekday | Moderate Summer Weekday | 49
| SCE | 1-in-2 | 2021 | 9 | Zone | Remainder of System | Monthly System Peak Day | Hot Summer Weekday | 49
| SCE | 1-in-2 | 2021 | 9 | Zone | South Orange County | Average Weekday | Moderate Summer Weekday | 4
| SCE | 1-in-2 | 2021 | 9 | Zone | South Orange County | Monthly System Peak Day | Hot Summer Weekday | 4
| SCE | 1-in-2 | 2021 | 9 | Zone | South of Lugo | Average Weekday | Moderate Summer Weekday | 19
| SCE | 1-in-2 | 2021 | 9 | Zone | South of Lugo | Monthly System Peak Day | Hot Summer Weekday | 19
| SCE | 1-in-2 | 2021 | 10 | All | All Customers | Average Weekday | Low Cost Winter Weekday | 73
| SCE | 1-in-2 | 2021 | 10 | All | All Customers | Monthly System Peak Day | High Cost Winter Weekday | 73
| SCE | 1-in-2 | 2021 | 10 | LCA | Big Creek/Ventura | Average Weekday | Low Cost Winter Weekday | 10
| SCE | 1-in-2 | 2021 | 10 | LCA | Big Creek/Ventura | Monthly System Peak Day | High Cost Winter Weekday | 10
| SCE | 1-in-2 | 2021 | 10 | LCA | LA Basin | Average Weekday | Low Cost Winter Weekday | 60
| SCE | 1-in-2 | 2021 | 10 | LCA | LA Basin | Monthly System Peak Day | High Cost Winter Weekday | 60
| SCE | 1-in-2 | 2021 | 10 | LCA | Outside LA Basin | Average Weekday | Low Cost Winter Weekday | 3
| SCE | 1-in-2 | 2021 | 10 | LCA | Outside LA Basin | Monthly System Peak Day | High Cost Winter Weekday | 3
| SCE | 1-in-2 | 2021 | 10 | Zone | Remainder of System | Average Weekday | Low Cost Winter Weekday | 49
| SCE | 1-in-2 | 2021 | 10 | Zone | Remainder of System | Monthly System Peak Day | High Cost Winter Weekday | 49
| SCE | 1-in-2 | 2021 | 10 | Zone | South Orange County | Average Weekday | Low Cost Winter Weekday | 4
| SCE | 1-in-2 | 2021 | 10 | Zone | South Orange County | Monthly System Peak Day | High Cost Winter Weekday | 4
| SCE | 1-in-2 | 2021 | 10 | Zone | South of Lugo | Average Weekday | Low Cost Winter Weekday | 19
| SCE | 1-in-2 | 2021 | 10 | Zone | South of Lugo | Monthly System Peak Day | High Cost Winter Weekday | 19
| SCE | 1-in-2 | 2021 | 11 | All | All Customers | Average Weekday | Low Cost Winter Weekday | 73
| SCE | 1-in-2 | 2021 | 11 | All | All Customers | Monthly System Peak Day | High Cost Winter Weekday | 73
| SCE | 1-in-2 | 2021 | 11 | LCA | Big Creek/Ventura | Average Weekday | Low Cost Winter Weekday | 10
| SCE | 1-in-2 | 2021 | 11 | LCA | Big Creek/Ventura | Monthly System Peak Day | High Cost Winter Weekday | 10
| SCE | 1-in-2 | 2021 | 11 | LCA | LA Basin | Average Weekday | Low Cost Winter Weekday | 59
| SCE | 1-in-2 | 2021 | 11 | LCA | LA Basin | Monthly System Peak Day | High Cost Winter Weekday | 59
| SCE | 1-in-2 | 2021 | 11 | LCA | Outside LA Basin | Average Weekday | Low Cost Winter Weekday | 3
| SCE | 1-in-2 | 2021 | 11 | LCA | Outside LA Basin | Monthly System Peak Day | High Cost Winter Weekday | 3
| SCE | 1-in-2 | 2021 | 11 | Zone | Remainder of System | Average Weekday | Low Cost Winter Weekday | 49
| SCE | 1-in-2 | 2021 | 11 | Zone | Remainder of System | Monthly System Peak Day | High Cost Winter Weekday | 49
| SCE | 1-in-2 | 2021 | 11 | Zone | South Orange County | Average Weekday | Low Cost Winter Weekday | 4
| SCE | 1-in-2 | 2021 | 11 | Zone | South Orange County | Monthly System Peak Day | High Cost Winter Weekday | 4
| SCE | 1-in-2 | 2021 | 11 | Zone | South of Lugo | Average Weekday | Low Cost Winter Weekday | 19
| SCE | 1-in-2 | 2021 | 11 | Zone | South of Lugo | Monthly System Peak Day | High Cost Winter Weekday | 19
| SCE | 1-in-2 | 2021 | 12 | All | All Customers | Average Weekday | Low Cost Winter Weekday | 73
| SCE | 1-in-2 | 2021 | 12 | All | All Customers | Monthly System Peak Day | Low Cost Winter Weekday | 73
| SCE | 1-in-2 | 2021 | 12 | LCA | Big Creek/Ventura | Average Weekday | Low Cost Winter Weekday | 10
| SCE | 1-in-2 | 2021 | 12 | LCA | Big Creek/Ventura | Monthly System Peak Day | Low Cost Winter Weekday | 10
| SCE | 1-in-2 | 2021 | 12 | LCA | LA Basin | Average Weekday | Low Cost Winter Weekday | 59
| SCE | 1-in-2 | 2021 | 12 | LCA | LA Basin | Monthly System Peak Day | Low Cost Winter Weekday | 59
| SCE | 1-in-2 | 2021 | 12 | LCA | Outside LA Basin | Average Weekday | Low Cost Winter Weekday | 3
| SCE | 1-in-2 | 2021 | 12 | LCA | Outside LA Basin | Monthly System Peak Day | Low Cost Winter Weekday | 3
| SCE | 1-in-2 | 2021 | 12 | Zone | Remainder of System | Average Weekday | Low Cost Winter Weekday | 49
| SCE | 1-in-2 | 2021 | 12 | Zone | Remainder of System | Monthly System Peak Day | Low Cost Winter Weekday | 49
| SCE | 1-in-2 | 2021 | 12 | Zone | South Orange County | Average Weekday | Low Cost Winter Weekday | 4
| SCE | 1-in-2 | 2021 | 12 | Zone | South Orange County | Monthly System Peak Day | Low Cost Winter Weekday | 4
| SCE | 1-in-2 | 2021 | 12 | Zone | South of Lugo | Average Weekday | Low Cost Winter Weekday | 19
| SCE | 1-in-2 | 2021 | 12 | Zone | South of Lugo | Monthly System Peak Day | Low Cost Winter Weekday | 19
| SCE | 1-in-2 | 2022 | 1 | All | All Customers | Average Weekday | Low Cost Winter Weekday | 72
| SCE | 1-in-2 | 2022 | 1 | All | All Customers | Monthly System Peak Day | Low Cost Winter Weekday | 72
| SCE | 1-in-2 | 2022 | 1 | LCA | Big Creek/Ventura | Average Weekday | Low Cost Winter Weekday | 10
| SCE | 1-in-2 | 2022 | 1 | LCA | Big Creek/Ventura | Monthly System Peak Day | Low Cost Winter Weekday | 10
| SCE | 1-in-2 | 2022 | 1 | LCA | LA Basin | Average Weekday | Low Cost Winter Weekday | 59
| SCE | 1-in-2 | 2022 | 1 | LCA | LA Basin | Monthly System Peak Day | Low Cost Winter Weekday | 59
| SCE | 1-in-2 | 2022 | 1 | LCA | Outside LA Basin | Average Weekday | Low Cost Winter Weekday | 3
| SCE | 1-in-2 | 2022 | 1 | LCA | Outside LA Basin | Monthly System Peak Day | Low Cost Winter Weekday | 3
| SCE | 1-in-2 | 2022 | 1 | Zone | Remainder of System | Average Weekday | Low Cost Winter Weekday | 49
| SCE | 1-in-2 | 2022 | 1 | Zone | Remainder of System | Monthly System Peak Day | Low Cost Winter Weekday | 49
| SCE | 1-in-2 | 2022 | 1 | Zone | South Orange County | Average Weekday | Low Cost Winter Weekday | 4
| SCE | 1-in-2 | 2022 | 1 | Zone | South Orange County | Monthly System Peak Day | Low Cost Winter Weekday | 4
| SCE | 1-in-2 | 2022 | 1 | Zone | South of Lugo | Average Weekday | Low Cost Winter Weekday | 19
| SCE | 1-in-2 | 2022 | 1 | Zone | South of Lugo | Monthly System Peak Day | Low Cost Winter Weekday | 19
| SCE | 1-in-2 | 2022 | 2 | All | All Customers | Average Weekday | Low Cost Winter Weekday | 72
| SCE | 1-in-2 | 2022 | 2 | All | All Customers | Monthly System Peak Day | Low Cost Winter Weekday | 72
| SCE | 1-in-2 | 2022 | 2 | LCA | Big Creek/Ventura | Average Weekday | Low Cost Winter Weekday | 10
| SCE | 1-in-2 | 2022 | 2 | LCA | Big Creek/Ventura | Monthly System Peak Day | Low Cost Winter Weekday | 10
| SCE | 1-in-2 | 2022 | 2 | LCA | LA Basin | Average Weekday | Low Cost Winter Weekday | 59
| SCE | 1-in-2 | 2022 | 2 | LCA | LA Basin | Monthly System Peak Day | Low Cost Winter Weekday | 59
| SCE | 1-in-2 | 2022 | 2 | LCA | Outside LA Basin | Average Weekday | Low Cost Winter Weekday | 3
| SCE | 1-in-2 | 2022 | 2 | LCA | Outside LA Basin | Monthly System Peak Day | Low Cost Winter Weekday | 3
| SCE | 1-in-2 | 2022 | 2 | Zone | Remainder of System | Average Weekday | Low Cost Winter Weekday | 49
| SCE | 1-in-2 | 2022 | 2 | Zone | Remainder of System | Monthly System Peak Day | Low Cost Winter Weekday | 49
| SCE | 1-in-2 | 2022 | 2 | Zone | South Orange County | Average Weekday | Low Cost Winter Weekday | 4
| SCE | 1-in-2 | 2022 | 2 | Zone | South Orange County | Monthly System Peak Day | Low Cost Winter Weekday | 4
| SCE | 1-in-2 | 2022 | 2 | Zone | South of Lugo | Average Weekday | Low Cost Winter Weekday | 19
| SCE | 1-in-2 | 2022 | 2 | Zone | South of Lugo | Monthly System Peak Day | Low Cost Winter Weekday | 19
| SCE | 1-in-2 | 2022 | 3 | All | All Customers | Average Weekday | Low Cost Winter Weekday | 72
| SCE | 1-in-2 | 2022 | 3 | All | All Customers | Monthly System Peak Day | Low Cost Winter Weekday | 72
| SCE | 1-in-2 | 2022 | 3 | LCA | Big Creek/Ventura | Average Weekday | Low Cost Winter Weekday | 10
| SCE | 1-in-2 | 2022 | 3 | LCA | Big Creek/Ventura | Monthly System Peak Day | Low Cost Winter Weekday | 10
| SCE | 1-in-2 | 2022 | 3 | LCA | LA Basin | Average Weekday | Low Cost Winter Weekday | 59
| SCE | 1-in-2 | 2022 | 3 | LCA | LA Basin | Monthly System Peak Day | Low Cost Winter Weekday | 59
| SCE | 1-in-2 | 2022 | 3 | LCA | Outside LA Basin | Average Weekday | Low Cost Winter Weekday | 3
| SCE | 1-in-2 | 2022 | 3 | LCA | Outside LA Basin | Monthly System Peak Day | Low Cost Winter Weekday | 3
| SCE | 1-in-2 | 2022 | 3 | Zone | Remainder of System | Average Weekday | Low Cost Winter Weekday | 48
| SCE | 1-in-2 | 2022 | 3 | Zone | Remainder of System | Monthly System Peak Day | Low Cost Winter Weekday | 48
| SCE | 1-in-2 | 2022 | 3 | Zone | South Orange County | Average Weekday | Low Cost Winter Weekday | 4
| SCE | 1-in-2 | 2022 | 3 | Zone | South Orange County | Monthly System Peak Day | Low Cost Winter Weekday | 4
| SCE | 1-in-2 | 2022 | 3 | Zone | South of Lugo | Average Weekday | Low Cost Winter Weekday | 19
| SCE | 1-in-2 | 2022 | 3 | Zone | South of Lugo | Monthly System Peak Day | Low Cost Winter Weekday | 19
| SCE | 1-in-2 | 2022 | 4 | All | All Customers | Average Weekday | Low Cost Winter Weekday | 72
| SCE | 1-in-2 | 2022 | 4 | All | All Customers | Monthly System Peak Day | Low Cost Winter Weekday | 72
| SCE | 1-in-2 | 2022 | 4 | LCA | Big Creek/Ventura | Average Weekday | Low Cost Winter Weekday | 10
| SCE | 1-in-2 | 2022 | 4 | LCA | Big Creek/Ventura | Monthly System Peak Day | Low Cost Winter Weekday | 10
| SCE | 1-in-2 | 2022 | 4 | LCA | LA Basin | Average Weekday | Low Cost Winter Weekday | 58
| SCE | 1-in-2 | 2022 | 4 | LCA | LA Basin | Monthly System Peak Day | Low Cost Winter Weekday | 58
| SCE | 1-in-2 | 2022 | 4 | LCA | Outside LA Basin | Average Weekday | Low Cost Winter Weekday | 3
| SCE | 1-in-2 | 2022 | 4 | LCA | Outside LA Basin | Monthly System Peak Day | Low Cost Winter Weekday | 3
| SCE | 1-in-2 | 2022 | 4 | Zone | Remainder of System | Average Weekday | Low Cost Winter Weekday | 48
| SCE | 1-in-2 | 2022 | 4 | Zone | Remainder of System | Monthly System Peak Day | Low Cost Winter Weekday | 48
| SCE | 1-in-2 | 2022 | 4 | Zone | South Orange County | Average Weekday | Low Cost Winter Weekday | 4
| SCE | 1-in-2 | 2022 | 4 | Zone | South Orange County | Monthly System Peak Day | Low Cost Winter Weekday | 4
| SCE | 1-in-2 | 2022 | 4 | Zone | South of Lugo | Average Weekday | Low Cost Winter Weekday | 19
| SCE | 1-in-2 | 2022 | 4 | Zone | South of Lugo | Monthly System Peak Day | Low Cost Winter Weekday | 19
| SCE | 1-in-2 | 2022 | 5 | All | All Customers | Average Weekday | Low Cost Winter Weekday | 71
| SCE | 1-in-2 | 2022 | 5 | All | All Customers | Monthly System Peak Day | Low Cost Winter Weekday | 71
| SCE | 1-in-2 | 2022 | 5 | LCA | Big Creek/Ventura | Average Weekday | Low Cost Winter Weekday | 10
| SCE | 1-in-2 | 2022 | 5 | LCA | Big Creek/Ventura | Monthly System Peak Day | Low Cost Winter Weekday | 10
| SCE | 1-in-2 | 2022 | 5 | LCA | LA Basin | Average Weekday | Low Cost Winter Weekday | 58
| SCE | 1-in-2 | 2022 | 5 | LCA | LA Basin | Monthly System Peak Day | Low Cost Winter Weekday | 58
| SCE | 1-in-2 | 2022 | 5 | LCA | Outside LA Basin | Average Weekday | Low Cost Winter Weekday | 3
| SCE | 1-in-2 | 2022 | 5 | LCA | Outside LA Basin | Monthly System Peak Day | Low Cost Winter Weekday | 3
| SCE | 1-in-2 | 2022 | 5 | Zone | Remainder of System | Average Weekday | Low Cost Winter Weekday | 48
| SCE | 1-in-2 | 2022 | 5 | Zone | Remainder of System | Monthly System Peak Day | Low Cost Winter Weekday | 48
| SCE | 1-in-2 | 2022 | 5 | Zone | South Orange County | Average Weekday | Low Cost Winter Weekday | 4
| SCE | 1-in-2 | 2022 | 5 | Zone | South Orange County | Monthly System Peak Day | Low Cost Winter Weekday | 4
| SCE | 1-in-2 | 2022 | 5 | Zone | South of Lugo | Average Weekday | Low Cost Winter Weekday | 19
| SCE | 1-in-2 | 2022 | 5 | Zone | South of Lugo | Monthly System Peak Day | Low Cost Winter Weekday | 19
| SCE | 1-in-2 | 2022 | 6 | All | All Customers | Average Weekday | Mild Summer Weekday | 71
| SCE | 1-in-2 | 2022 | 6 | All | All Customers | Monthly System Peak Day | Moderate Summer Weekday | 71
| SCE | 1-in-2 | 2022 | 6 | LCA | Big Creek/Ventura | Average Weekday | Mild Summer Weekday | 10
| SCE | 1-in-2 | 2022 | 6 | LCA | Big Creek/Ventura | Monthly System Peak Day | Moderate Summer Weekday | 10
| SCE | 1-in-2 | 2022 | 6 | LCA | LA Basin | Average Weekday | Mild Summer Weekday | 58
| SCE | 1-in-2 | 2022 | 6 | LCA | LA Basin | Monthly System Peak Day | Moderate Summer Weekday | 58
| SCE | 1-in-2 | 2022 | 6 | LCA | Outside LA Basin | Average Weekday | Mild Summer Weekday | 3
| SCE | 1-in-2 | 2022 | 6 | LCA | Outside LA Basin | Monthly System Peak Day | Moderate Summer Weekday | 3
| SCE | 1-in-2 | 2022 | 6 | Zone | Remainder of System | Average Weekday | Mild Summer Weekday | 48
| SCE | 1-in-2 | 2022 | 6 | Zone | Remainder of System | Monthly System Peak Day | Moderate Summer Weekday | 48
| SCE | 1-in-2 | 2022 | 6 | Zone | South Orange County | Average Weekday | Mild Summer Weekday | 4
| SCE | 1-in-2 | 2022 | 6 | Zone | South Orange County | Monthly System Peak Day | Moderate Summer Weekday | 4
| SCE | 1-in-2 | 2022 | 6 | Zone | South of Lugo | Average Weekday | Mild Summer Weekday | 19
| SCE | 1-in-2 | 2022 | 6 | Zone | South of Lugo | Monthly System Peak Day | Moderate Summer Weekday | 19
| SCE | 1-in-2 | 2022 | 7 | All | All Customers | Average Weekday | Moderate Summer Weekday | 71
| SCE | 1-in-2 | 2022 | 7 | All | All Customers | Monthly System Peak Day | Hot Summer Weekday | 71
| SCE | 1-in-2 | 2022 | 7 | LCA | Big Creek/Ventura | Average Weekday | Moderate Summer Weekday | 10
| SCE | 1-in-2 | 2022 | 7 | LCA | Big Creek/Ventura | Monthly System Peak Day | Hot Summer Weekday | 10
| SCE | 1-in-2 | 2022 | 7 | LCA | LA Basin | Average Weekday | Moderate Summer Weekday | 58
| SCE | 1-in-2 | 2022 | 7 | LCA | LA Basin | Monthly System Peak Day | Hot Summer Weekday | 58
| SCE | 1-in-2 | 2022 | 7 | LCA | Outside LA Basin | Average Weekday | Moderate Summer Weekday | 3
| SCE | 1-in-2 | 2022 | 7 | LCA | Outside LA Basin | Monthly System Peak Day | Hot Summer Weekday | 3
| SCE | 1-in-2 | 2022 | 7 | Zone | Remainder of System | Average Weekday | Moderate Summer Weekday | 48
| SCE | 1-in-2 | 2022 | 7 | Zone | Remainder of System | Monthly System Peak Day | Hot Summer Weekday | 48
| SCE | 1-in-2 | 2022 | 7 | Zone | South Orange County | Average Weekday | Moderate Summer Weekday | 4
| SCE | 1-in-2 | 2022 | 7 | Zone | South Orange County | Monthly System Peak Day | Hot Summer Weekday | 4
| SCE | 1-in-2 | 2022 | 7 | Zone | South of Lugo | Average Weekday | Moderate Summer Weekday | 19
| SCE | 1-in-2 | 2022 | 7 | Zone | South of Lugo | Monthly System Peak Day | Hot Summer Weekday | 19
| SCE | 1-in-2 | 2022 | 8 | All | All Customers | Average Weekday | Moderate Summer Weekday | 71
| SCE | 1-in-2 | 2022 | 8 | All | All Customers | Monthly System Peak Day | Hot Summer Weekday | 71
| SCE | 1-in-2 | 2022 | 8 | All | All Customers | Typical Event Day | Hot Summer Weekday | 71
| SCE | 1-in-2 | 2022 | 8 | LCA | Big Creek/Ventura | Average Weekday | Moderate Summer Weekday | 10
| SCE | 1-in-2 | 2022 | 8 | LCA | Big Creek/Ventura | Monthly System Peak Day | Hot Summer Weekday | 10
| SCE | 1-in-2 | 2022 | 8 | LCA | Big Creek/Ventura | Typical Event Day | Hot Summer Weekday | 10
| SCE | 1-in-2 | 2022 | 8 | LCA | LA Basin | Average Weekday | Moderate Summer Weekday | 58
| SCE | 1-in-2 | 2022 | 8 | LCA | LA Basin | Monthly System Peak Day | Hot Summer Weekday | 58
| SCE | 1-in-2 | 2022 | 8 | LCA | LA Basin | Typical Event Day | Hot Summer Weekday | 58
| SCE | 1-in-2 | 2022 | 8 | LCA | Outside LA Basin | Average Weekday | Moderate Summer Weekday | 3
| SCE | 1-in-2 | 2022 | 8 | LCA | Outside LA Basin | Monthly System Peak Day | Hot Summer Weekday | 3
| SCE | 1-in-2 | 2022 | 8 | LCA | Outside LA Basin | Typical Event Day | Hot Summer Weekday | 3
| SCE | 1-in-2 | 2022 | 8 | Zone | Remainder of System | Average Weekday | Moderate Summer Weekday | 48
| SCE | 1-in-2 | 2022 | 8 | Zone | Remainder of System | Monthly System Peak Day | Hot Summer Weekday | 48
| SCE | 1-in-2 | 2022 | 8 | Zone | Remainder of System | Typical Event Day | Hot Summer Weekday | 48
| SCE | 1-in-2 | 2022 | 8 | Zone | South Orange County | Average Weekday | Moderate Summer Weekday | 4
| SCE | 1-in-2 | 2022 | 8 | Zone | South Orange County | Monthly System Peak Day | Hot Summer Weekday | 4
| SCE | 1-in-2 | 2022 | 8 | Zone | South Orange County | Typical Event Day | Hot Summer Weekday | 4
| SCE | 1-in-2 | 2022 | 8 | Zone | South of Lugo | Average Weekday | Moderate Summer Weekday | 19
| SCE | 1-in-2 | 2022 | 8 | Zone | South of Lugo | Monthly System Peak Day | Hot Summer Weekday | 19
| SCE | 1-in-2 | 2022 | 8 | Zone | South of Lugo | Typical Event Day | Hot Summer Weekday | 19
| SCE | 1-in-2 | 2022 | 9 | All | All Customers | Average Weekday | Moderate Summer Weekday | 70
| SCE | 1-in-2 | 2022 | 9 | All | All Customers | Monthly System Peak Day | Hot Summer Weekday | 70
| SCE | 1-in-2 | 2022 | 9 | LCA | Big Creek/Ventura | Average Weekday | Moderate Summer Weekday | 10
| SCE | 1-in-2 | 2022 | 9 | LCA | Big Creek/Ventura | Monthly System Peak Day | Hot Summer Weekday | 10
| SCE | 1-in-2 | 2022 | 9 | LCA | LA Basin | Average Weekday | Moderate Summer Weekday | 58
| SCE | 1-in-2 | 2022 | 9 | LCA | LA Basin | Monthly System Peak Day | Hot Summer Weekday | 58
| SCE | 1-in-2 | 2022 | 9 | LCA | Outside LA Basin | Average Weekday | Moderate Summer Weekday | 3
| SCE | 1-in-2 | 2022 | 9 | LCA | Outside LA Basin | Monthly System Peak Day | Hot Summer Weekday | 3
| SCE | 1-in-2 | 2022 | 9 | Zone | Remainder of System | Average Weekday | Moderate Summer Weekday | 47
| SCE | 1-in-2 | 2022 | 9 | Zone | Remainder of System | Monthly System Peak Day | Hot Summer Weekday | 47
| SCE | 1-in-2 | 2022 | 9 | Zone | South Orange County | Average Weekday | Moderate Summer Weekday | 4
| SCE | 1-in-2 | 2022 | 9 | Zone | South Orange County | Monthly System Peak Day | Hot Summer Weekday | 4
| SCE | 1-in-2 | 2022 | 9 | Zone | South of Lugo | Average Weekday | Moderate Summer Weekday | 19
| SCE | 1-in-2 | 2022 | 9 | Zone | South of Lugo | Monthly System Peak Day | Hot Summer Weekday | 19
| SCE | 1-in-2 | 2022 | 10 | All | All Customers | Average Weekday | Low Cost Winter Weekday | 70
| SCE | 1-in-2 | 2022 | 10 | All | All Customers | Monthly System Peak Day | High Cost Winter Weekday | 70
| SCE | 1-in-2 | 2022 | 10 | LCA | Big Creek/Ventura | Average Weekday | Low Cost Winter Weekday | 10
| SCE | 1-in-2 | 2022 | 10 | LCA | Big Creek/Ventura | Monthly System Peak Day | High Cost Winter Weekday | 10
| SCE | 1-in-2 | 2022 | 10 | LCA | LA Basin | Average Weekday | Low Cost Winter Weekday | 57
| SCE | 1-in-2 | 2022 | 10 | LCA | LA Basin | Monthly System Peak Day | High Cost Winter Weekday | 57
| SCE | 1-in-2 | 2022 | 10 | LCA | Outside LA Basin | Average Weekday | Low Cost Winter Weekday | 3
| SCE | 1-in-2 | 2022 | 10 | LCA | Outside LA Basin | Monthly System Peak Day | High Cost Winter Weekday | 3
| SCE | 1-in-2 | 2022 | 10 | Zone | Remainder of System | Average Weekday | Low Cost Winter Weekday | 47
| SCE | 1-in-2 | 2022 | 10 | Zone | Remainder of System | Monthly System Peak Day | High Cost Winter Weekday | 47
| SCE | 1-in-2 | 2022 | 10 | Zone | South Orange County | Average Weekday | Low Cost Winter Weekday | 4
| SCE | 1-in-2 | 2022 | 10 | Zone | South Orange County | Monthly System Peak Day | High Cost Winter Weekday | 4
| SCE | 1-in-2 | 2022 | 10 | Zone | South of Lugo | Average Weekday | Low Cost Winter Weekday | 19
| SCE | 1-in-2 | 2022 | 10 | Zone | South of Lugo | Monthly System Peak Day | High Cost Winter Weekday | 19
| SCE | 1-in-2 | 2022 | 11 | All | All Customers | Average Weekday | Low Cost Winter Weekday | 70
| SCE | 1-in-2 | 2022 | 11 | All | All Customers | Monthly System Peak Day | High Cost Winter Weekday | 70
| SCE | 1-in-2 | 2022 | 11 | LCA | Big Creek/Ventura | Average Weekday | Low Cost Winter Weekday | 10
| SCE | 1-in-2 | 2022 | 11 | LCA | Big Creek/Ventura | Monthly System Peak Day | High Cost Winter Weekday | 10
| SCE | 1-in-2 | 2022 | 11 | LCA | LA Basin | Average Weekday | Low Cost Winter Weekday | 57
| SCE | 1-in-2 | 2022 | 11 | LCA | LA Basin | Monthly System Peak Day | High Cost Winter Weekday | 57
| SCE | 1-in-2 | 2022 | 11 | LCA | Outside LA Basin | Average Weekday | Low Cost Winter Weekday | 3
| SCE | 1-in-2 | 2022 | 11 | LCA | Outside LA Basin | Monthly System Peak Day | High Cost Winter Weekday | 3
| SCE | 1-in-2 | 2022 | 11 | Zone | Remainder of System | Average Weekday | Low Cost Winter Weekday | 47
| SCE | 1-in-2 | 2022 | 11 | Zone | Remainder of System | Monthly System Peak Day | High Cost Winter Weekday | 47
| SCE | 1-in-2 | 2022 | 11 | Zone | South Orange County | Average Weekday | Low Cost Winter Weekday | 4
| SCE | 1-in-2 | 2022 | 11 | Zone | South Orange County | Monthly System Peak Day | High Cost Winter Weekday | 4
| SCE | 1-in-2 | 2022 | 11 | Zone | South of Lugo | Average Weekday | Low Cost Winter Weekday | 19
| SCE | 1-in-2 | 2022 | 11 | Zone | South of Lugo | Monthly System Peak Day | High Cost Winter Weekday | 19
| SCE | 1-in-2 | 2022 | 12 | All | All Customers | Average Weekday | Low Cost Winter Weekday | 70
| SCE | 1-in-2 | 2022 | 12 | All | All Customers | Monthly System Peak Day | Low Cost Winter Weekday | 70
| SCE | 1-in-2 | 2022 | 12 | LCA | Big Creek/Ventura | Average Weekday | Low Cost Winter Weekday | 10
| SCE | 1-in-2 | 2022 | 12 | LCA | Big Creek/Ventura | Monthly System Peak Day | Low Cost Winter Weekday | 10
| SCE | 1-in-2 | 2022 | 12 | LCA | LA Basin | Average Weekday | Low Cost Winter Weekday | 57
| SCE | 1-in-2 | 2022 | 12 | LCA | LA Basin | Monthly System Peak Day | Low Cost Winter Weekday | 57
| SCE | 1-in-2 | 2022 | 12 | LCA | Outside LA Basin | Average Weekday | Low Cost Winter Weekday | 3
| SCE | 1-in-2 | 2022 | 12 | LCA | Outside LA Basin | Monthly System Peak Day | Low Cost Winter Weekday | 3
| SCE | 1-in-2 | 2022 | 12 | Zone | Remainder of System | Average Weekday | Low Cost Winter Weekday | 47
| SCE | 1-in-2 | 2022 | 12 | Zone | Remainder of System | Monthly System Peak Day | Low Cost Winter Weekday | 47
| SCE | 1-in-2 | 2022 | 12 | Zone | South Orange County | Average Weekday | Low Cost Winter Weekday | 4
| SCE | 1-in-2 | 2022 | 12 | Zone | South Orange County | Monthly System Peak Day | Low Cost Winter Weekday | 4
| SCE | 1-in-2 | 2022 | 12 | Zone | South of Lugo | Average Weekday | Low Cost Winter Weekday | 19
| SCE | 1-in-2 | 2022 | 12 | Zone | South of Lugo | Monthly System Peak Day | Low Cost Winter Weekday | 19
| SCE | 1-in-2 | 2023 | 1 | All | All Customers | Average Weekday | Low Cost Winter Weekday | 70
| SCE | 1-in-2 | 2023 | 1 | All | All Customers | Monthly System Peak Day | Low Cost Winter Weekday | 70
| SCE | 1-in-2 | 2023 | 1 | LCA | Big Creek/Ventura | Average Weekday | Low Cost Winter Weekday | 10
| SCE | 1-in-2 | 2023 | 1 | LCA | Big Creek/Ventura | Monthly System Peak Day | Low Cost Winter Weekday | 10
| SCE | 1-in-2 | 2023 | 1 | LCA | LA Basin | Average Weekday | Low Cost Winter Weekday | 57
| SCE | 1-in-2 | 2023 | 1 | LCA | LA Basin | Monthly System Peak Day | Low Cost Winter Weekday | 57
| SCE | 1-in-2 | 2023 | 1 | LCA | Outside LA Basin | Average Weekday | Low Cost Winter Weekday | 3
| SCE | 1-in-2 | 2023 | 1 | LCA | Outside LA Basin | Monthly System Peak Day | Low Cost Winter Weekday | 3
| SCE | 1-in-2 | 2023 | 1 | Zone | Remainder of System | Average Weekday | Low Cost Winter Weekday | 47
| SCE | 1-in-2 | 2023 | 1 | Zone | Remainder of System | Monthly System Peak Day | Low Cost Winter Weekday | 47
| SCE | 1-in-2 | 2023 | 1 | Zone | South Orange County | Average Weekday | Low Cost Winter Weekday | 4
| SCE | 1-in-2 | 2023 | 1 | Zone | South Orange County | Monthly System Peak Day | Low Cost Winter Weekday | 4
| SCE | 1-in-2 | 2023 | 1 | Zone | South of Lugo | Average Weekday | Low Cost Winter Weekday | 18
| SCE | 1-in-2 | 2023 | 1 | Zone | South of Lugo | Monthly System Peak Day | Low Cost Winter Weekday | 18
| SCE | 1-in-2 | 2023 | 2 | All | All Customers | Average Weekday | Low Cost Winter Weekday | 69
| SCE | 1-in-2 | 2023 | 2 | All | All Customers | Monthly System Peak Day | Low Cost Winter Weekday | 69
| SCE | 1-in-2 | 2023 | 2 | LCA | Big Creek/Ventura | Average Weekday | Low Cost Winter Weekday | 10
| SCE | 1-in-2 | 2023 | 2 | LCA | Big Creek/Ventura | Monthly System Peak Day | Low Cost Winter Weekday | 10
| SCE | 1-in-2 | 2023 | 2 | LCA | LA Basin | Average Weekday | Low Cost Winter Weekday | 57
| SCE | 1-in-2 | 2023 | 2 | LCA | LA Basin | Monthly System Peak Day | Low Cost Winter Weekday | 57
| SCE | 1-in-2 | 2023 | 2 | LCA | Outside LA Basin | Average Weekday | Low Cost Winter Weekday | 3
| SCE | 1-in-2 | 2023 | 2 | LCA | Outside LA Basin | Monthly System Peak Day | Low Cost Winter Weekday | 3
| SCE | 1-in-2 | 2023 | 2 | Zone | Remainder of System | Average Weekday | Low Cost Winter Weekday | 47
| SCE | 1-in-2 | 2023 | 2 | Zone | Remainder of System | Monthly System Peak Day | Low Cost Winter Weekday | 47
| SCE | 1-in-2 | 2023 | 2 | Zone | South Orange County | Average Weekday | Low Cost Winter Weekday | 4
| SCE | 1-in-2 | 2023 | 2 | Zone | South Orange County | Monthly System Peak Day | Low Cost Winter Weekday | 4
| SCE | 1-in-2 | 2023 | 2 | Zone | South of Lugo | Average Weekday | Low Cost Winter Weekday | 18
| SCE | 1-in-2 | 2023 | 2 | Zone | South of Lugo | Monthly System Peak Day | Low Cost Winter Weekday | 18
| SCE | 1-in-2 | 2023 | 3 | All | All Customers | Average Weekday | Low Cost Winter Weekday | 69
| SCE | 1-in-2 | 2023 | 3 | All | All Customers | Monthly System Peak Day | Low Cost Winter Weekday | 69
| SCE | 1-in-2 | 2023 | 3 | LCA | Big Creek/Ventura | Average Weekday | Low Cost Winter Weekday | 10
| SCE | 1-in-2 | 2023 | 3 | LCA | Big Creek/Ventura | Monthly System Peak Day | Low Cost Winter Weekday | 10
| SCE | 1-in-2 | 2023 | 3 | LCA | LA Basin | Average Weekday | Low Cost Winter Weekday | 56
| SCE | 1-in-2 | 2023 | 3 | LCA | LA Basin | Monthly System Peak Day | Low Cost Winter Weekday | 56
| SCE | 1-in-2 | 2023 | 3 | LCA | Outside LA Basin | Average Weekday | Low Cost Winter Weekday | 3
| SCE | 1-in-2 | 2023 | 3 | LCA | Outside LA Basin | Monthly System Peak Day | Low Cost Winter Weekday | 3
| SCE | 1-in-2 | 2023 | 3 | Zone | Remainder of System | Average Weekday | Low Cost Winter Weekday | 47
| SCE | 1-in-2 | 2023 | 3 | Zone | Remainder of System | Monthly System Peak Day | Low Cost Winter Weekday | 47
| SCE | 1-in-2 | 2023 | 3 | Zone | South Orange County | Average Weekday | Low Cost Winter Weekday | 4
| SCE | 1-in-2 | 2023 | 3 | Zone | South Orange County | Monthly System Peak Day | Low Cost Winter Weekday | 4
| SCE | 1-in-2 | 2023 | 3 | Zone | South of Lugo | Average Weekday | Low Cost Winter Weekday | 18
| SCE | 1-in-2 | 2023 | 3 | Zone | South of Lugo | Monthly System Peak Day | Low Cost Winter Weekday | 18
| SCE | 1-in-2 | 2023 | 4 | All | All Customers | Average Weekday | Low Cost Winter Weekday | 69
| SCE | 1-in-2 | 2023 | 4 | All | All Customers | Monthly System Peak Day | Low Cost Winter Weekday | 69
| SCE | 1-in-2 | 2023 | 4 | LCA | Big Creek/Ventura | Average Weekday | Low Cost Winter Weekday | 10
| SCE | 1-in-2 | 2023 | 4 | LCA | Big Creek/Ventura | Monthly System Peak Day | Low Cost Winter Weekday | 10
| SCE | 1-in-2 | 2023 | 4 | LCA | LA Basin | Average Weekday | Low Cost Winter Weekday | 56
| SCE | 1-in-2 | 2023 | 4 | LCA | LA Basin | Monthly System Peak Day | Low Cost Winter Weekday | 56
| SCE | 1-in-2 | 2023 | 4 | LCA | Outside LA Basin | Average Weekday | Low Cost Winter Weekday | 3
| SCE | 1-in-2 | 2023 | 4 | LCA | Outside LA Basin | Monthly System Peak Day | Low Cost Winter Weekday | 3
| SCE | 1-in-2 | 2023 | 4 | Zone | Remainder of System | Average Weekday | Low Cost Winter Weekday | 46
| SCE | 1-in-2 | 2023 | 4 | Zone | Remainder of System | Monthly System Peak Day | Low Cost Winter Weekday | 46
| SCE | 1-in-2 | 2023 | 4 | Zone | South Orange County | Average Weekday | Low Cost Winter Weekday | 4
| SCE | 1-in-2 | 2023 | 4 | Zone | South Orange County | Monthly System Peak Day | Low Cost Winter Weekday | 4
| SCE | 1-in-2 | 2023 | 4 | Zone | South of Lugo | Average Weekday | Low Cost Winter Weekday | 18
| SCE | 1-in-2 | 2023 | 4 | Zone | South of Lugo | Monthly System Peak Day | Low Cost Winter Weekday | 18
| SCE | 1-in-2 | 2023 | 5 | All | All Customers | Average Weekday | Low Cost Winter Weekday | 69
| SCE | 1-in-2 | 2023 | 5 | All | All Customers | Monthly System Peak Day | Low Cost Winter Weekday | 69
| SCE | 1-in-2 | 2023 | 5 | LCA | Big Creek/Ventura | Average Weekday | Low Cost Winter Weekday | 10
| SCE | 1-in-2 | 2023 | 5 | LCA | Big Creek/Ventura | Monthly System Peak Day | Low Cost Winter Weekday | 10
| SCE | 1-in-2 | 2023 | 5 | LCA | LA Basin | Average Weekday | Low Cost Winter Weekday | 56
| SCE | 1-in-2 | 2023 | 5 | LCA | LA Basin | Monthly System Peak Day | Low Cost Winter Weekday | 56
| SCE | 1-in-2 | 2023 | 5 | LCA | Outside LA Basin | Average Weekday | Low Cost Winter Weekday | 3
| SCE | 1-in-2 | 2023 | 5 | LCA | Outside LA Basin | Monthly System Peak Day | Low Cost Winter Weekday | 3
| SCE | 1-in-2 | 2023 | 5 | Zone | Remainder of System | Average Weekday | Low Cost Winter Weekday | 46
| SCE | 1-in-2 | 2023 | 5 | Zone | Remainder of System | Monthly System Peak Day | Low Cost Winter Weekday | 46
| SCE | 1-in-2 | 2023 | 5 | Zone | South Orange County | Average Weekday | Low Cost Winter Weekday | 4
| SCE | 1-in-2 | 2023 | 5 | Zone | South Orange County | Monthly System Peak Day | Low Cost Winter Weekday | 4
| SCE | 1-in-2 | 2023 | 5 | Zone | South of Lugo | Average Weekday | Low Cost Winter Weekday | 18
| SCE | 1-in-2 | 2023 | 5 | Zone | South of Lugo | Monthly System Peak Day | Low Cost Winter Weekday | 18
| SCE | 1-in-2 | 2023 | 6 | All | All Customers | Average Weekday | Mild Summer Weekday | 68
| SCE | 1-in-2 | 2023 | 6 | All | All Customers | Monthly System Peak Day | Moderate Summer Weekday | 68
| SCE | 1-in-2 | 2023 | 6 | LCA | Big Creek/Ventura | Average Weekday | Mild Summer Weekday | 10
| SCE | 1-in-2 | 2023 | 6 | LCA | Big Creek/Ventura | Monthly System Peak Day | Moderate Summer Weekday | 10
| SCE | 1-in-2 | 2023 | 6 | LCA | LA Basin | Average Weekday | Mild Summer Weekday | 56
| SCE | 1-in-2 | 2023 | 6 | LCA | LA Basin | Monthly System Peak Day | Moderate Summer Weekday | 56
| SCE | 1-in-2 | 2023 | 6 | LCA | Outside LA Basin | Average Weekday | Mild Summer Weekday | 3
| SCE | 1-in-2 | 2023 | 6 | LCA | Outside LA Basin | Monthly System Peak Day | Moderate Summer Weekday | 3
| SCE | 1-in-2 | 2023 | 6 | Zone | Remainder of System | Average Weekday | Mild Summer Weekday | 46
| SCE | 1-in-2 | 2023 | 6 | Zone | Remainder of System | Monthly System Peak Day | Moderate Summer Weekday | 46
| SCE | 1-in-2 | 2023 | 6 | Zone | South Orange County | Average Weekday | Mild Summer Weekday | 4
| SCE | 1-in-2 | 2023 | 6 | Zone | South Orange County | Monthly System Peak Day | Moderate Summer Weekday | 4
| SCE | 1-in-2 | 2023 | 6 | Zone | South of Lugo | Average Weekday | Mild Summer Weekday | 18
| SCE | 1-in-2 | 2023 | 6 | Zone | South of Lugo | Monthly System Peak Day | Moderate Summer Weekday | 18
| SCE | 1-in-2 | 2023 | 7 | All | All Customers | Average Weekday | Moderate Summer Weekday | 68
| SCE | 1-in-2 | 2023 | 7 | All | All Customers | Monthly System Peak Day | Hot Summer Weekday | 68
| SCE | 1-in-2 | 2023 | 7 | LCA | Big Creek/Ventura | Average Weekday | Moderate Summer Weekday | 10
| SCE | 1-in-2 | 2023 | 7 | LCA | Big Creek/Ventura | Monthly System Peak Day | Hot Summer Weekday | 10
| SCE | 1-in-2 | 2023 | 7 | LCA | LA Basin | Average Weekday | Moderate Summer Weekday | 56
| SCE | 1-in-2 | 2023 | 7 | LCA | LA Basin | Monthly System Peak Day | Hot Summer Weekday | 56
| SCE | 1-in-2 | 2023 | 7 | LCA | Outside LA Basin | Average Weekday | Moderate Summer Weekday | 3
| SCE | 1-in-2 | 2023 | 7 | LCA | Outside LA Basin | Monthly System Peak Day | Hot Summer Weekday | 3
| SCE | 1-in-2 | 2023 | 7 | Zone | Remainder of System | Average Weekday | Moderate Summer Weekday | 46
| SCE | 1-in-2 | 2023 | 7 | Zone | Remainder of System | Monthly System Peak Day | Hot Summer Weekday | 46
| SCE | 1-in-2 | 2023 | 7 | Zone | South Orange County | Average Weekday | Moderate Summer Weekday | 4
| SCE | 1-in-2 | 2023 | 7 | Zone | South Orange County | Monthly System Peak Day | Hot Summer Weekday | 4
| SCE | 1-in-2 | 2023 | 7 | Zone | South of Lugo | Average Weekday | Moderate Summer Weekday | 18
| SCE | 1-in-2 | 2023 | 7 | Zone | South of Lugo | Monthly System Peak Day | Hot Summer Weekday | 18
| SCE | 1-in-2 | 2023 | 8 | All | All Customers | Average Weekday | Moderate Summer Weekday | 68
| SCE | 1-in-2 | 2023 | 8 | All | All Customers | Monthly System Peak Day | Hot Summer Weekday | 68
| SCE | 1-in-2 | 2023 | 8 | All | All Customers | Typical Event Day | Hot Summer Weekday | 68
| SCE | 1-in-2 | 2023 | 8 | LCA | Big Creek/Ventura | Average Weekday | Moderate Summer Weekday | 10
| SCE | 1-in-2 | 2023 | 8 | LCA | Big Creek/Ventura | Monthly System Peak Day | Hot Summer Weekday | 10
| SCE | 1-in-2 | 2023 | 8 | LCA | Big Creek/Ventura | Typical Event Day | Hot Summer Weekday | 10
| SCE | 1-in-2 | 2023 | 8 | LCA | LA Basin | Average Weekday | Moderate Summer Weekday | 55
| SCE | 1-in-2 | 2023 | 8 | LCA | LA Basin | Monthly System Peak Day | Hot Summer Weekday | 55
| SCE | 1-in-2 | 2023 | 8 | LCA | LA Basin | Typical Event Day | Hot Summer Weekday | 55
| SCE | 1-in-2 | 2023 | 8 | LCA | Outside LA Basin | Average Weekday | Moderate Summer Weekday | 3
| SCE | 1-in-2 | 2023 | 8 | LCA | Outside LA Basin | Monthly System Peak Day | Hot Summer Weekday | 3
| SCE | 1-in-2 | 2023 | 8 | LCA | Outside LA Basin | Typical Event Day | Hot Summer Weekday | 3
| SCE | 1-in-2 | 2023 | 8 | Zone | Remainder of System | Average Weekday | Moderate Summer Weekday | 46
| SCE | 1-in-2 | 2023 | 8 | Zone | Remainder of System | Monthly System Peak Day | Hot Summer Weekday | 46
| SCE | 1-in-2 | 2023 | 8 | Zone | Remainder of System | Typical Event Day | Hot Summer Weekday | 46
| SCE | 1-in-2 | 2023 | 8 | Zone | South Orange County | Average Weekday | Moderate Summer Weekday | 4
| SCE | 1-in-2 | 2023 | 8 | Zone | South Orange County | Monthly System Peak Day | Hot Summer Weekday | 4
| SCE | 1-in-2 | 2023 | 8 | Zone | South Orange County | Typical Event Day | Hot Summer Weekday | 4
| SCE | 1-in-2 | 2023 | 8 | Zone | South of Lugo | Average Weekday | Moderate Summer Weekday | 18
| SCE | 1-in-2 | 2023 | 8 | Zone | South of Lugo | Monthly System Peak Day | Hot Summer Weekday | 18
| SCE | 1-in-2 | 2023 | 8 | Zone | South of Lugo | Typical Event Day | Hot Summer Weekday | 18
| SCE | 1-in-2 | 2023 | 9 | All | All Customers | Average Weekday | Moderate Summer Weekday | 68
| SCE | 1-in-2 | 2023 | 9 | All | All Customers | Monthly System Peak Day | Hot Summer Weekday | 68
| SCE | 1-in-2 | 2023 | 9 | LCA | Big Creek/Ventura | Average Weekday | Moderate Summer Weekday | 10
| SCE | 1-in-2 | 2023 | 9 | LCA | Big Creek/Ventura | Monthly System Peak Day | Hot Summer Weekday | 10
| SCE | 1-in-2 | 2023 | 9 | LCA | LA Basin | Average Weekday | Moderate Summer Weekday | 55
| SCE | 1-in-2 | 2023 | 9 | LCA | LA Basin | Monthly System Peak Day | Hot Summer Weekday | 55
| SCE | 1-in-2 | 2023 | 9 | LCA | Outside LA Basin | Average Weekday | Moderate Summer Weekday | 3
| SCE | 1-in-2 | 2023 | 9 | LCA | Outside LA Basin | Monthly System Peak Day | Hot Summer Weekday | 3
| SCE | 1-in-2 | 2023 | 9 | Zone | Remainder of System | Average Weekday | Moderate Summer Weekday | 46
| SCE | 1-in-2 | 2023 | 9 | Zone | Remainder of System | Monthly System Peak Day | Hot Summer Weekday | 46
| SCE | 1-in-2 | 2023 | 9 | Zone | South Orange County | Average Weekday | Moderate Summer Weekday | 4
| SCE | 1-in-2 | 2023 | 9 | Zone | South Orange County | Monthly System Peak Day | Hot Summer Weekday | 4
| SCE | 1-in-2 | 2023 | 9 | Zone | South of Lugo | Average Weekday | Moderate Summer Weekday | 18
| SCE | 1-in-2 | 2023 | 9 | Zone | South of Lugo | Monthly System Peak Day | Hot Summer Weekday | 18
| SCE | 1-in-2 | 2023 | 10 | All | All Customers | Average Weekday | Low Cost Winter Weekday | 67
| SCE | 1-in-2 | 2023 | 10 | All | All Customers | Monthly System Peak Day | High Cost Winter Weekday | 67
| SCE | 1-in-2 | 2023 | 10 | LCA | Big Creek/Ventura | Average Weekday | Low Cost Winter Weekday | 10
| SCE | 1-in-2 | 2023 | 10 | LCA | Big Creek/Ventura | Monthly System Peak Day | High Cost Winter Weekday | 10
| SCE | 1-in-2 | 2023 | 10 | LCA | LA Basin | Average Weekday | Low Cost Winter Weekday | 55
| SCE | 1-in-2 | 2023 | 10 | LCA | LA Basin | Monthly System Peak Day | High Cost Winter Weekday | 55
| SCE | 1-in-2 | 2023 | 10 | LCA | Outside LA Basin | Average Weekday | Low Cost Winter Weekday | 3
| SCE | 1-in-2 | 2023 | 10 | LCA | Outside LA Basin | Monthly System Peak Day | High Cost Winter Weekday | 3
| SCE | 1-in-2 | 2023 | 10 | Zone | Remainder of System | Average Weekday | Low Cost Winter Weekday | 45
| SCE | 1-in-2 | 2023 | 10 | Zone | Remainder of System | Monthly System Peak Day | High Cost Winter Weekday | 45
| SCE | 1-in-2 | 2023 | 10 | Zone | South Orange County | Average Weekday | Low Cost Winter Weekday | 4
| SCE | 1-in-2 | 2023 | 10 | Zone | South Orange County | Monthly System Peak Day | High Cost Winter Weekday | 4
| SCE | 1-in-2 | 2023 | 10 | Zone | South of Lugo | Average Weekday | Low Cost Winter Weekday | 18
| SCE | 1-in-2 | 2023 | 10 | Zone | South of Lugo | Monthly System Peak Day | High Cost Winter Weekday | 18
| SCE | 1-in-2 | 2023 | 11 | All | All Customers | Average Weekday | Low Cost Winter Weekday | 67
| SCE | 1-in-2 | 2023 | 11 | All | All Customers | Monthly System Peak Day | High Cost Winter Weekday | 67
| SCE | 1-in-2 | 2023 | 11 | LCA | Big Creek/Ventura | Average Weekday | Low Cost Winter Weekday | 10
| SCE | 1-in-2 | 2023 | 11 | LCA | Big Creek/Ventura | Monthly System Peak Day | High Cost Winter Weekday | 10
| SCE | 1-in-2 | 2023 | 11 | LCA | LA Basin | Average Weekday | Low Cost Winter Weekday | 55
| SCE | 1-in-2 | 2023 | 11 | LCA | LA Basin | Monthly System Peak Day | High Cost Winter Weekday | 55
| SCE | 1-in-2 | 2023 | 11 | LCA | Outside LA Basin | Average Weekday | Low Cost Winter Weekday | 3
| SCE | 1-in-2 | 2023 | 11 | LCA | Outside LA Basin | Monthly System Peak Day | High Cost Winter Weekday | 3
| SCE | 1-in-2 | 2023 | 11 | Zone | Remainder of System | Average Weekday | Low Cost Winter Weekday | 45
| SCE | 1-in-2 | 2023 | 11 | Zone | Remainder of System | Monthly System Peak Day | High Cost Winter Weekday | 45
| SCE | 1-in-2 | 2023 | 11 | Zone | South Orange County | Average Weekday | Low Cost Winter Weekday | 4
| SCE | 1-in-2 | 2023 | 11 | Zone | South Orange County | Monthly System Peak Day | High Cost Winter Weekday | 4
| SCE | 1-in-2 | 2023 | 11 | Zone | South of Lugo | Average Weekday | Low Cost Winter Weekday | 18
| SCE | 1-in-2 | 2023 | 11 | Zone | South of Lugo | Monthly System Peak Day | High Cost Winter Weekday | 18
| SCE | 1-in-2 | 2023 | 12 | All | All Customers | Average Weekday | Low Cost Winter Weekday | 67
| SCE | 1-in-2 | 2023 | 12 | All | All Customers | Monthly System Peak Day | Low Cost Winter Weekday | 67
| SCE | 1-in-2 | 2023 | 12 | LCA | Big Creek/Ventura | Average Weekday | Low Cost Winter Weekday | 10
| SCE | 1-in-2 | 2023 | 12 | LCA | Big Creek/Ventura | Monthly System Peak Day | Low Cost Winter Weekday | 10
| SCE | 1-in-2 | 2023 | 12 | LCA | LA Basin | Average Weekday | Low Cost Winter Weekday | 55
| SCE | 1-in-2 | 2023 | 12 | LCA | LA Basin | Monthly System Peak Day | Low Cost Winter Weekday | 55
| SCE | 1-in-2 | 2023 | 12 | LCA | Outside LA Basin | Average Weekday | Low Cost Winter Weekday | 3
| SCE | 1-in-2 | 2023 | 12 | LCA | Outside LA Basin | Monthly System Peak Day | Low Cost Winter Weekday | 3
| SCE | 1-in-2 | 2023 | 12 | Zone | Remainder of System | Average Weekday | Low Cost Winter Weekday | 45
| SCE | 1-in-2 | 2023 | 12 | Zone | Remainder of System | Monthly System Peak Day | Low Cost Winter Weekday | 45
| SCE | 1-in-2 | 2023 | 12 | Zone | South Orange County | Average Weekday | Low Cost Winter Weekday | 4
| SCE | 1-in-2 | 2023 | 12 | Zone | South Orange County | Monthly System Peak Day | Low Cost Winter Weekday | 4
| SCE | 1-in-2 | 2023 | 12 | Zone | South of Lugo | Average Weekday | Low Cost Winter Weekday | 18
| SCE | 1-in-2 | 2023 | 12 | Zone | South of Lugo | Monthly System Peak Day | Low Cost Winter Weekday | 18
| SCE | 1-in-2 | 2024 | 1 | All | All Customers | Average Weekday | Low Cost Winter Weekday | 67
| SCE | 1-in-2 | 2024 | 1 | All | All Customers | Monthly System Peak Day | Low Cost Winter Weekday | 67
| SCE | 1-in-2 | 2024 | 1 | LCA | Big Creek/Ventura | Average Weekday | Low Cost Winter Weekday | 10
| SCE | 1-in-2 | 2024 | 1 | LCA | Big Creek/Ventura | Monthly System Peak Day | Low Cost Winter Weekday | 10
| SCE | 1-in-2 | 2024 | 1 | LCA | LA Basin | Average Weekday | Low Cost Winter Weekday | 54
| SCE | 1-in-2 | 2024 | 1 | LCA | LA Basin | Monthly System Peak Day | Low Cost Winter Weekday | 54
| SCE | 1-in-2 | 2024 | 1 | LCA | Outside LA Basin | Average Weekday | Low Cost Winter Weekday | 3
| SCE | 1-in-2 | 2024 | 1 | LCA | Outside LA Basin | Monthly System Peak Day | Low Cost Winter Weekday | 3
| SCE | 1-in-2 | 2024 | 1 | Zone | Remainder of System | Average Weekday | Low Cost Winter Weekday | 45
| SCE | 1-in-2 | 2024 | 1 | Zone | Remainder of System | Monthly System Peak Day | Low Cost Winter Weekday | 45
| SCE | 1-in-2 | 2024 | 1 | Zone | South Orange County | Average Weekday | Low Cost Winter Weekday | 4
| SCE | 1-in-2 | 2024 | 1 | Zone | South Orange County | Monthly System Peak Day | Low Cost Winter Weekday | 4
| SCE | 1-in-2 | 2024 | 1 | Zone | South of Lugo | Average Weekday | Low Cost Winter Weekday | 18
| SCE | 1-in-2 | 2024 | 1 | Zone | South of Lugo | Monthly System Peak Day | Low Cost Winter Weekday | 18
| SCE | 1-in-2 | 2024 | 2 | All | All Customers | Average Weekday | Low Cost Winter Weekday | 66
| SCE | 1-in-2 | 2024 | 2 | All | All Customers | Monthly System Peak Day | Low Cost Winter Weekday | 66
| SCE | 1-in-2 | 2024 | 2 | LCA | Big Creek/Ventura | Average Weekday | Low Cost Winter Weekday | 10
| SCE | 1-in-2 | 2024 | 2 | LCA | Big Creek/Ventura | Monthly System Peak Day | Low Cost Winter Weekday | 10
| SCE | 1-in-2 | 2024 | 2 | LCA | LA Basin | Average Weekday | Low Cost Winter Weekday | 54
| SCE | 1-in-2 | 2024 | 2 | LCA | LA Basin | Monthly System Peak Day | Low Cost Winter Weekday | 54
| SCE | 1-in-2 | 2024 | 2 | LCA | Outside LA Basin | Average Weekday | Low Cost Winter Weekday | 3
| SCE | 1-in-2 | 2024 | 2 | LCA | Outside LA Basin | Monthly System Peak Day | Low Cost Winter Weekday | 3
| SCE | 1-in-2 | 2024 | 2 | Zone | Remainder of System | Average Weekday | Low Cost Winter Weekday | 45
| SCE | 1-in-2 | 2024 | 2 | Zone | Remainder of System | Monthly System Peak Day | Low Cost Winter Weekday | 45
| SCE | 1-in-2 | 2024 | 2 | Zone | South Orange County | Average Weekday | Low Cost Winter Weekday | 4
| SCE | 1-in-2 | 2024 | 2 | Zone | South Orange County | Monthly System Peak Day | Low Cost Winter Weekday | 4
| SCE | 1-in-2 | 2024 | 2 | Zone | South of Lugo | Average Weekday | Low Cost Winter Weekday | 18
| SCE | 1-in-2 | 2024 | 2 | Zone | South of Lugo | Monthly System Peak Day | Low Cost Winter Weekday | 18
| SCE | 1-in-2 | 2024 | 3 | All | All Customers | Average Weekday | Low Cost Winter Weekday | 66
| SCE | 1-in-2 | 2024 | 3 | All | All Customers | Monthly System Peak Day | Low Cost Winter Weekday | 66
| SCE | 1-in-2 | 2024 | 3 | LCA | Big Creek/Ventura | Average Weekday | Low Cost Winter Weekday | 9
| SCE | 1-in-2 | 2024 | 3 | LCA | Big Creek/Ventura | Monthly System Peak Day | Low Cost Winter Weekday | 9
| SCE | 1-in-2 | 2024 | 3 | LCA | LA Basin | Average Weekday | Low Cost Winter Weekday | 54
| SCE | 1-in-2 | 2024 | 3 | LCA | LA Basin | Monthly System Peak Day | Low Cost Winter Weekday | 54
| SCE | 1-in-2 | 2024 | 3 | LCA | Outside LA Basin | Average Weekday | Low Cost Winter Weekday | 3
| SCE | 1-in-2 | 2024 | 3 | LCA | Outside LA Basin | Monthly System Peak Day | Low Cost Winter Weekday | 3
| SCE | 1-in-2 | 2024 | 3 | Zone | Remainder of System | Average Weekday | Low Cost Winter Weekday | 45
| SCE | 1-in-2 | 2024 | 3 | Zone | Remainder of System | Monthly System Peak Day | Low Cost Winter Weekday | 45
| SCE | 1-in-2 | 2024 | 3 | Zone | South Orange County | Average Weekday | Low Cost Winter Weekday | 4
| SCE | 1-in-2 | 2024 | 3 | Zone | South Orange County | Monthly System Peak Day | Low Cost Winter Weekday | 4
| SCE | 1-in-2 | 2024 | 3 | Zone | South of Lugo | Average Weekday | Low Cost Winter Weekday | 18
| SCE | 1-in-2 | 2024 | 3 | Zone | South of Lugo | Monthly System Peak Day | Low Cost Winter Weekday | 18
| SCE | 1-in-2 | 2024 | 4 | All | All Customers | Average Weekday | Low Cost Winter Weekday | 66
| SCE | 1-in-2 | 2024 | 4 | All | All Customers | Monthly System Peak Day | Low Cost Winter Weekday | 66
| SCE | 1-in-2 | 2024 | 4 | LCA | Big Creek/Ventura | Average Weekday | Low Cost Winter Weekday | 9
| SCE | 1-in-2 | 2024 | 4 | LCA | Big Creek/Ventura | Monthly System Peak Day | Low Cost Winter Weekday | 9
| SCE | 1-in-2 | 2024 | 4 | LCA | LA Basin | Average Weekday | Low Cost Winter Weekday | 54
| SCE | 1-in-2 | 2024 | 4 | LCA | LA Basin | Monthly System Peak Day | Low Cost Winter Weekday | 54
| SCE | 1-in-2 | 2024 | 4 | LCA | Outside LA Basin | Average Weekday | Low Cost Winter Weekday | 3
| SCE | 1-in-2 | 2024 | 4 | LCA | Outside LA Basin | Monthly System Peak Day | Low Cost Winter Weekday | 3
| SCE | 1-in-2 | 2024 | 4 | Zone | Remainder of System | Average Weekday | Low Cost Winter Weekday | 44
| SCE | 1-in-2 | 2024 | 4 | Zone | Remainder of System | Monthly System Peak Day | Low Cost Winter Weekday | 44
| SCE | 1-in-2 | 2024 | 4 | Zone | South Orange County | Average Weekday | Low Cost Winter Weekday | 4
| SCE | 1-in-2 | 2024 | 4 | Zone | South Orange County | Monthly System Peak Day | Low Cost Winter Weekday | 4
| SCE | 1-in-2 | 2024 | 4 | Zone | South of Lugo | Average Weekday | Low Cost Winter Weekday | 18
| SCE | 1-in-2 | 2024 | 4 | Zone | South of Lugo | Monthly System Peak Day | Low Cost Winter Weekday | 18
| SCE | 1-in-2 | 2024 | 5 | All | All Customers | Average Weekday | Low Cost Winter Weekday | 66
| SCE | 1-in-2 | 2024 | 5 | All | All Customers | Monthly System Peak Day | Low Cost Winter Weekday | 66
| SCE | 1-in-2 | 2024 | 5 | LCA | Big Creek/Ventura | Average Weekday | Low Cost Winter Weekday | 9
| SCE | 1-in-2 | 2024 | 5 | LCA | Big Creek/Ventura | Monthly System Peak Day | Low Cost Winter Weekday | 9
| SCE | 1-in-2 | 2024 | 5 | LCA | LA Basin | Average Weekday | Low Cost Winter Weekday | 54
| SCE | 1-in-2 | 2024 | 5 | LCA | LA Basin | Monthly System Peak Day | Low Cost Winter Weekday | 54
| SCE | 1-in-2 | 2024 | 5 | LCA | Outside LA Basin | Average Weekday | Low Cost Winter Weekday | 3
| SCE | 1-in-2 | 2024 | 5 | LCA | Outside LA Basin | Monthly System Peak Day | Low Cost Winter Weekday | 3
| SCE | 1-in-2 | 2024 | 5 | Zone | Remainder of System | Average Weekday | Low Cost Winter Weekday | 44
| SCE | 1-in-2 | 2024 | 5 | Zone | Remainder of System | Monthly System Peak Day | Low Cost Winter Weekday | 44
| SCE | 1-in-2 | 2024 | 5 | Zone | South Orange County | Average Weekday | Low Cost Winter Weekday | 4
| SCE | 1-in-2 | 2024 | 5 | Zone | South Orange County | Monthly System Peak Day | Low Cost Winter Weekday | 4
| SCE | 1-in-2 | 2024 | 5 | Zone | South of Lugo | Average Weekday | Low Cost Winter Weekday | 17
| SCE | 1-in-2 | 2024 | 5 | Zone | South of Lugo | Monthly System Peak Day | Low Cost Winter Weekday | 17
| SCE | 1-in-2 | 2024 | 6 | All | All Customers | Average Weekday | Mild Summer Weekday | 66
| SCE | 1-in-2 | 2024 | 6 | All | All Customers | Monthly System Peak Day | Moderate Summer Weekday | 66
| SCE | 1-in-2 | 2024 | 6 | LCA | Big Creek/Ventura | Average Weekday | Mild Summer Weekday | 9
| SCE | 1-in-2 | 2024 | 6 | LCA | Big Creek/Ventura | Monthly System Peak Day | Moderate Summer Weekday | 9
| SCE | 1-in-2 | 2024 | 6 | LCA | LA Basin | Average Weekday | Mild Summer Weekday | 54
| SCE | 1-in-2 | 2024 | 6 | LCA | LA Basin | Monthly System Peak Day | Moderate Summer Weekday | 54
| SCE | 1-in-2 | 2024 | 6 | LCA | Outside LA Basin | Average Weekday | Mild Summer Weekday | 3
| SCE | 1-in-2 | 2024 | 6 | LCA | Outside LA Basin | Monthly System Peak Day | Moderate Summer Weekday | 3
| SCE | 1-in-2 | 2024 | 6 | Zone | Remainder of System | Average Weekday | Mild Summer Weekday | 44
| SCE | 1-in-2 | 2024 | 6 | Zone | Remainder of System | Monthly System Peak Day | Moderate Summer Weekday | 44
| SCE | 1-in-2 | 2024 | 6 | Zone | South Orange County | Average Weekday | Mild Summer Weekday | 4
| SCE | 1-in-2 | 2024 | 6 | Zone | South Orange County | Monthly System Peak Day | Moderate Summer Weekday | 4
| SCE | 1-in-2 | 2024 | 6 | Zone | South of Lugo | Average Weekday | Mild Summer Weekday | 17
| SCE | 1-in-2 | 2024 | 6 | Zone | South of Lugo | Monthly System Peak Day | Moderate Summer Weekday | 17
| SCE | 1-in-2 | 2024 | 7 | All | All Customers | Average Weekday | Moderate Summer Weekday | 65
| SCE | 1-in-2 | 2024 | 7 | All | All Customers | Monthly System Peak Day | Hot Summer Weekday | 65
| SCE | 1-in-2 | 2024 | 7 | LCA | Big Creek/Ventura | Average Weekday | Moderate Summer Weekday | 9
| SCE | 1-in-2 | 2024 | 7 | LCA | Big Creek/Ventura | Monthly System Peak Day | Hot Summer Weekday | 9
| SCE | 1-in-2 | 2024 | 7 | LCA | LA Basin | Average Weekday | Moderate Summer Weekday | 53
| SCE | 1-in-2 | 2024 | 7 | LCA | LA Basin | Monthly System Peak Day | Hot Summer Weekday | 53
| SCE | 1-in-2 | 2024 | 7 | LCA | Outside LA Basin | Average Weekday | Moderate Summer Weekday | 3
| SCE | 1-in-2 | 2024 | 7 | LCA | Outside LA Basin | Monthly System Peak Day | Hot Summer Weekday | 3
| SCE | 1-in-2 | 2024 | 7 | Zone | Remainder of System | Average Weekday | Moderate Summer Weekday | 44
| SCE | 1-in-2 | 2024 | 7 | Zone | Remainder of System | Monthly System Peak Day | Hot Summer Weekday | 44
| SCE | 1-in-2 | 2024 | 7 | Zone | South Orange County | Average Weekday | Moderate Summer Weekday | 4
| SCE | 1-in-2 | 2024 | 7 | Zone | South Orange County | Monthly System Peak Day | Hot Summer Weekday | 4
| SCE | 1-in-2 | 2024 | 7 | Zone | South of Lugo | Average Weekday | Moderate Summer Weekday | 17
| SCE | 1-in-2 | 2024 | 7 | Zone | South of Lugo | Monthly System Peak Day | Hot Summer Weekday | 17
| SCE | 1-in-2 | 2024 | 8 | All | All Customers | Average Weekday | Moderate Summer Weekday | 65
| SCE | 1-in-2 | 2024 | 8 | All | All Customers | Monthly System Peak Day | Hot Summer Weekday | 65
| SCE | 1-in-2 | 2024 | 8 | All | All Customers | Typical Event Day | Hot Summer Weekday | 65
| SCE | 1-in-2 | 2024 | 8 | LCA | Big Creek/Ventura | Average Weekday | Moderate Summer Weekday | 9
| SCE | 1-in-2 | 2024 | 8 | LCA | Big Creek/Ventura | Monthly System Peak Day | Hot Summer Weekday | 9
| SCE | 1-in-2 | 2024 | 8 | LCA | Big Creek/Ventura | Typical Event Day | Hot Summer Weekday | 9
| SCE | 1-in-2 | 2024 | 8 | LCA | LA Basin | Average Weekday | Moderate Summer Weekday | 53
| SCE | 1-in-2 | 2024 | 8 | LCA | LA Basin | Monthly System Peak Day | Hot Summer Weekday | 53
| SCE | 1-in-2 | 2024 | 8 | LCA | LA Basin | Typical Event Day | Hot Summer Weekday | 53
| SCE | 1-in-2 | 2024 | 8 | LCA | Outside LA Basin | Average Weekday | Moderate Summer Weekday | 3
| SCE | 1-in-2 | 2024 | 8 | LCA | Outside LA Basin | Monthly System Peak Day | Hot Summer Weekday | 3
| SCE | 1-in-2 | 2024 | 8 | LCA | Outside LA Basin | Typical Event Day | Hot Summer Weekday | 3
| SCE | 1-in-2 | 2024 | 8 | Zone | Remainder of System | Average Weekday | Moderate Summer Weekday | 44
| SCE | 1-in-2 | 2024 | 8 | Zone | Remainder of System | Monthly System Peak Day | Hot Summer Weekday | 44
| SCE | 1-in-2 | 2024 | 8 | Zone | Remainder of System | Typical Event Day | Hot Summer Weekday | 44
| SCE | 1-in-2 | 2024 | 8 | Zone | South Orange County | Average Weekday | Moderate Summer Weekday | 4
| SCE | 1-in-2 | 2024 | 8 | Zone | South Orange County | Monthly System Peak Day | Hot Summer Weekday | 4
| SCE | 1-in-2 | 2024 | 8 | Zone | South Orange County | Typical Event Day | Hot Summer Weekday | 4
| SCE | 1-in-2 | 2024 | 8 | Zone | South of Lugo | Average Weekday | Moderate Summer Weekday | 17
| SCE | 1-in-2 | 2024 | 8 | Zone | South of Lugo | Monthly System Peak Day | Hot Summer Weekday | 17
| SCE | 1-in-2 | 2024 | 8 | Zone | South of Lugo | Typical Event Day | Hot Summer Weekday | 17
| SCE | 1-in-2 | 2024 | 9 | All | All Customers | Average Weekday | Moderate Summer Weekday | 65
| SCE | 1-in-2 | 2024 | 9 | All | All Customers | Monthly System Peak Day | Hot Summer Weekday | 65
| SCE | 1-in-2 | 2024 | 9 | LCA | Big Creek/Ventura | Average Weekday | Moderate Summer Weekday | 9
| SCE | 1-in-2 | 2024 | 9 | LCA | Big Creek/Ventura | Monthly System Peak Day | Hot Summer Weekday | 9
| SCE | 1-in-2 | 2024 | 9 | LCA | LA Basin | Average Weekday | Moderate Summer Weekday | 53
| SCE | 1-in-2 | 2024 | 9 | LCA | LA Basin | Monthly System Peak Day | Hot Summer Weekday | 53
| SCE | 1-in-2 | 2024 | 9 | LCA | Outside LA Basin | Average Weekday | Moderate Summer Weekday | 3
| SCE | 1-in-2 | 2024 | 9 | LCA | Outside LA Basin | Monthly System Peak Day | Hot Summer Weekday | 3
| SCE | 1-in-2 | 2024 | 9 | Zone | Remainder of System | Average Weekday | Moderate Summer Weekday | 44
| SCE | 1-in-2 | 2024 | 9 | Zone | Remainder of System | Monthly System Peak Day | Hot Summer Weekday | 44
| SCE | 1-in-2 | 2024 | 9 | Zone | South Orange County | Average Weekday | Moderate Summer Weekday | 4
| SCE | 1-in-2 | 2024 | 9 | Zone | South Orange County | Monthly System Peak Day | Hot Summer Weekday | 4
| SCE | 1-in-2 | 2024 | 9 | Zone | South of Lugo | Average Weekday | Moderate Summer Weekday | 17
| SCE | 1-in-2 | 2024 | 9 | Zone | South of Lugo | Monthly System Peak Day | Hot Summer Weekday | 17
| SCE | 1-in-2 | 2024 | 10 | All | All Customers | Average Weekday | Low Cost Winter Weekday | 65
| SCE | 1-in-2 | 2024 | 10 | All | All Customers | Monthly System Peak Day | High Cost Winter Weekday | 65
| SCE | 1-in-2 | 2024 | 10 | LCA | Big Creek/Ventura | Average Weekday | Low Cost Winter Weekday | 9
| SCE | 1-in-2 | 2024 | 10 | LCA | Big Creek/Ventura | Monthly System Peak Day | High Cost Winter Weekday | 9
| SCE | 1-in-2 | 2024 | 10 | LCA | LA Basin | Average Weekday | Low Cost Winter Weekday | 53
| SCE | 1-in-2 | 2024 | 10 | LCA | LA Basin | Monthly System Peak Day | High Cost Winter Weekday | 53
| SCE | 1-in-2 | 2024 | 10 | LCA | Outside LA Basin | Average Weekday | Low Cost Winter Weekday | 3
| SCE | 1-in-2 | 2024 | 10 | LCA | Outside LA Basin | Monthly System Peak Day | High Cost Winter Weekday | 3
| SCE | 1-in-2 | 2024 | 10 | Zone | Remainder of System | Average Weekday | Low Cost Winter Weekday | 44
| SCE | 1-in-2 | 2024 | 10 | Zone | Remainder of System | Monthly System Peak Day | High Cost Winter Weekday | 44
| SCE | 1-in-2 | 2024 | 10 | Zone | South Orange County | Average Weekday | Low Cost Winter Weekday | 4
| SCE | 1-in-2 | 2024 | 10 | Zone | South Orange County | Monthly System Peak Day | High Cost Winter Weekday | 4
| SCE | 1-in-2 | 2024 | 10 | Zone | South of Lugo | Average Weekday | Low Cost Winter Weekday | 17
| SCE | 1-in-2 | 2024 | 10 | Zone | South of Lugo | Monthly System Peak Day | High Cost Winter Weekday | 17
| SCE | 1-in-2 | 2024 | 11 | All | All Customers | Average Weekday | Low Cost Winter Weekday | 65
| SCE | 1-in-2 | 2024 | 11 | All | All Customers | Monthly System Peak Day | High Cost Winter Weekday | 65
| SCE | 1-in-2 | 2024 | 11 | LCA | Big Creek/Ventura | Average Weekday | Low Cost Winter Weekday | 9
| SCE | 1-in-2 | 2024 | 11 | LCA | Big Creek/Ventura | Monthly System Peak Day | High Cost Winter Weekday | 9
| SCE | 1-in-2 | 2024 | 11 | LCA | LA Basin | Average Weekday | Low Cost Winter Weekday | 53
| SCE | 1-in-2 | 2024 | 11 | LCA | LA Basin | Monthly System Peak Day | High Cost Winter Weekday | 53
| SCE | 1-in-2 | 2024 | 11 | LCA | Outside LA Basin | Average Weekday | Low Cost Winter Weekday | 3
| SCE | 1-in-2 | 2024 | 11 | LCA | Outside LA Basin | Monthly System Peak Day | High Cost Winter Weekday | 3
| SCE | 1-in-2 | 2024 | 11 | Zone | Remainder of System | Average Weekday | Low Cost Winter Weekday | 44
| SCE | 1-in-2 | 2024 | 11 | Zone | Remainder of System | Monthly System Peak Day | High Cost Winter Weekday | 44
| SCE | 1-in-2 | 2024 | 11 | Zone | South Orange County | Average Weekday | Low Cost Winter Weekday | 4
| SCE | 1-in-2 | 2024 | 11 | Zone | South Orange County | Monthly System Peak Day | High Cost Winter Weekday | 4
| SCE | 1-in-2 | 2024 | 11 | Zone | South of Lugo | Average Weekday | Low Cost Winter Weekday | 17
| SCE | 1-in-2 | 2024 | 11 | Zone | South of Lugo | Monthly System Peak Day | High Cost Winter Weekday | 17
| SCE | 1-in-2 | 2024 | 12 | All | All Customers | Average Weekday | Low Cost Winter Weekday | 65
| SCE | 1-in-2 | 2024 | 12 | All | All Customers | Monthly System Peak Day | Low Cost Winter Weekday | 65
| SCE | 1-in-2 | 2024 | 12 | LCA | Big Creek/Ventura | Average Weekday | Low Cost Winter Weekday | 9
| SCE | 1-in-2 | 2024 | 12 | LCA | Big Creek/Ventura | Monthly System Peak Day | Low Cost Winter Weekday | 9
| SCE | 1-in-2 | 2024 | 12 | LCA | LA Basin | Average Weekday | Low Cost Winter Weekday | 53
| SCE | 1-in-2 | 2024 | 12 | LCA | LA Basin | Monthly System Peak Day | Low Cost Winter Weekday | 53
| SCE | 1-in-2 | 2024 | 12 | LCA | Outside LA Basin | Average Weekday | Low Cost Winter Weekday | 3
| SCE | 1-in-2 | 2024 | 12 | LCA | Outside LA Basin | Monthly System Peak Day | Low Cost Winter Weekday | 3
| SCE | 1-in-2 | 2024 | 12 | Zone | Remainder of System | Average Weekday | Low Cost Winter Weekday | 44
| SCE | 1-in-2 | 2024 | 12 | Zone | Remainder of System | Monthly System Peak Day | Low Cost Winter Weekday | 44
| SCE | 1-in-2 | 2024 | 12 | Zone | South Orange County | Average Weekday | Low Cost Winter Weekday | 4
| SCE | 1-in-2 | 2024 | 12 | Zone | South Orange County | Monthly System Peak Day | Low Cost Winter Weekday | 4
| SCE | 1-in-2 | 2024 | 12 | Zone | South of Lugo | Average Weekday | Low Cost Winter Weekday | 17
| SCE | 1-in-2 | 2024 | 12 | Zone | South of Lugo | Monthly System Peak Day | Low Cost Winter Weekday | 17
| SCE | 1-in-2 | 2025 | 1 | All | All Customers | Average Weekday | Low Cost Winter Weekday | 65
| SCE | 1-in-2 | 2025 | 1 | All | All Customers | Monthly System Peak Day | Low Cost Winter Weekday | 65
| SCE | 1-in-2 | 2025 | 1 | LCA | Big Creek/Ventura | Average Weekday | Low Cost Winter Weekday | 9
| SCE | 1-in-2 | 2025 | 1 | LCA | Big Creek/Ventura | Monthly System Peak Day | Low Cost Winter Weekday | 9
| SCE | 1-in-2 | 2025 | 1 | LCA | LA Basin | Average Weekday | Low Cost Winter Weekday | 53
| SCE | 1-in-2 | 2025 | 1 | LCA | LA Basin | Monthly System Peak Day | Low Cost Winter Weekday | 53
| SCE | 1-in-2 | 2025 | 1 | LCA | Outside LA Basin | Average Weekday | Low Cost Winter Weekday | 3
| SCE | 1-in-2 | 2025 | 1 | LCA | Outside LA Basin | Monthly System Peak Day | Low Cost Winter Weekday | 3
| SCE | 1-in-2 | 2025 | 1 | Zone | Remainder of System | Average Weekday | Low Cost Winter Weekday | 44
| SCE | 1-in-2 | 2025 | 1 | Zone | Remainder of System | Monthly System Peak Day | Low Cost Winter Weekday | 44
| SCE | 1-in-2 | 2025 | 1 | Zone | South Orange County | Average Weekday | Low Cost Winter Weekday | 4
| SCE | 1-in-2 | 2025 | 1 | Zone | South Orange County | Monthly System Peak Day | Low Cost Winter Weekday | 4
| SCE | 1-in-2 | 2025 | 1 | Zone | South of Lugo | Average Weekday | Low Cost Winter Weekday | 17
| SCE | 1-in-2 | 2025 | 1 | Zone | South of Lugo | Monthly System Peak Day | Low Cost Winter Weekday | 17
| SCE | 1-in-2 | 2025 | 2 | All | All Customers | Average Weekday | Low Cost Winter Weekday | 65
| SCE | 1-in-2 | 2025 | 2 | All | All Customers | Monthly System Peak Day | Low Cost Winter Weekday | 65
| SCE | 1-in-2 | 2025 | 2 | LCA | Big Creek/Ventura | Average Weekday | Low Cost Winter Weekday | 9
| SCE | 1-in-2 | 2025 | 2 | LCA | Big Creek/Ventura | Monthly System Peak Day | Low Cost Winter Weekday | 9
| SCE | 1-in-2 | 2025 | 2 | LCA | LA Basin | Average Weekday | Low Cost Winter Weekday | 53
| SCE | 1-in-2 | 2025 | 2 | LCA | LA Basin | Monthly System Peak Day | Low Cost Winter Weekday | 53
| SCE | 1-in-2 | 2025 | 2 | LCA | Outside LA Basin | Average Weekday | Low Cost Winter Weekday | 3
| SCE | 1-in-2 | 2025 | 2 | LCA | Outside LA Basin | Monthly System Peak Day | Low Cost Winter Weekday | 3
| SCE | 1-in-2 | 2025 | 2 | Zone | Remainder of System | Average Weekday | Low Cost Winter Weekday | 44
| SCE | 1-in-2 | 2025 | 2 | Zone | Remainder of System | Monthly System Peak Day | Low Cost Winter Weekday | 44
| SCE | 1-in-2 | 2025 | 2 | Zone | South Orange County | Average Weekday | Low Cost Winter Weekday | 4
| SCE | 1-in-2 | 2025 | 2 | Zone | South Orange County | Monthly System Peak Day | Low Cost Winter Weekday | 4
| SCE | 1-in-2 | 2025 | 2 | Zone | South of Lugo | Average Weekday | Low Cost Winter Weekday | 17
| SCE | 1-in-2 | 2025 | 2 | Zone | South of Lugo | Monthly System Peak Day | Low Cost Winter Weekday | 17
| SCE | 1-in-2 | 2025 | 3 | All | All Customers | Average Weekday | Low Cost Winter Weekday | 65
| SCE | 1-in-2 | 2025 | 3 | All | All Customers | Monthly System Peak Day | Low Cost Winter Weekday | 65
| SCE | 1-in-2 | 2025 | 3 | LCA | Big Creek/Ventura | Average Weekday | Low Cost Winter Weekday | 9
| SCE | 1-in-2 | 2025 | 3 | LCA | Big Creek/Ventura | Monthly System Peak Day | Low Cost Winter Weekday | 9
| SCE | 1-in-2 | 2025 | 3 | LCA | LA Basin | Average Weekday | Low Cost Winter Weekday | 53
| SCE | 1-in-2 | 2025 | 3 | LCA | LA Basin | Monthly System Peak Day | Low Cost Winter Weekday | 53
| SCE | 1-in-2 | 2025 | 3 | LCA | Outside LA Basin | Average Weekday | Low Cost Winter Weekday | 3
| SCE | 1-in-2 | 2025 | 3 | LCA | Outside LA Basin | Monthly System Peak Day | Low Cost Winter Weekday | 3
| SCE | 1-in-2 | 2025 | 3 | Zone | Remainder of System | Average Weekday | Low Cost Winter Weekday | 44
| SCE | 1-in-2 | 2025 | 3 | Zone | Remainder of System | Monthly System Peak Day | Low Cost Winter Weekday | 44
| SCE | 1-in-2 | 2025 | 3 | Zone | South Orange County | Average Weekday | Low Cost Winter Weekday | 4
| SCE | 1-in-2 | 2025 | 3 | Zone | South Orange County | Monthly System Peak Day | Low Cost Winter Weekday | 4
| SCE | 1-in-2 | 2025 | 3 | Zone | South of Lugo | Average Weekday | Low Cost Winter Weekday | 17
| SCE | 1-in-2 | 2025 | 3 | Zone | South of Lugo | Monthly System Peak Day | Low Cost Winter Weekday | 17
| SCE | 1-in-2 | 2025 | 4 | All | All Customers | Average Weekday | Low Cost Winter Weekday | 65
| SCE | 1-in-2 | 2025 | 4 | All | All Customers | Monthly System Peak Day | Low Cost Winter Weekday | 65
| SCE | 1-in-2 | 2025 | 4 | LCA | Big Creek/Ventura | Average Weekday | Low Cost Winter Weekday | 9
| SCE | 1-in-2 | 2025 | 4 | LCA | Big Creek/Ventura | Monthly System Peak Day | Low Cost Winter Weekday | 9
| SCE | 1-in-2 | 2025 | 4 | LCA | LA Basin | Average Weekday | Low Cost Winter Weekday | 53
| SCE | 1-in-2 | 2025 | 4 | LCA | LA Basin | Monthly System Peak Day | Low Cost Winter Weekday | 53
| SCE | 1-in-2 | 2025 | 4 | LCA | Outside LA Basin | Average Weekday | Low Cost Winter Weekday | 3
| SCE | 1-in-2 | 2025 | 4 | LCA | Outside LA Basin | Monthly System Peak Day | Low Cost Winter Weekday | 3
| SCE | 1-in-2 | 2025 | 4 | Zone | Remainder of System | Average Weekday | Low Cost Winter Weekday | 44
| SCE | 1-in-2 | 2025 | 4 | Zone | Remainder of System | Monthly System Peak Day | Low Cost Winter Weekday | 44
| SCE | 1-in-2 | 2025 | 4 | Zone | South Orange County | Average Weekday | Low Cost Winter Weekday | 4
| SCE | 1-in-2 | 2025 | 4 | Zone | South Orange County | Monthly System Peak Day | Low Cost Winter Weekday | 4
| SCE | 1-in-2 | 2025 | 4 | Zone | South of Lugo | Average Weekday | Low Cost Winter Weekday | 17
| SCE | 1-in-2 | 2025 | 4 | Zone | South of Lugo | Monthly System Peak Day | Low Cost Winter Weekday | 17
| SCE | 1-in-2 | 2025 | 5 | All | All Customers | Average Weekday | Low Cost Winter Weekday | 65
| SCE | 1-in-2 | 2025 | 5 | All | All Customers | Monthly System Peak Day | Low Cost Winter Weekday | 65
| SCE | 1-in-2 | 2025 | 5 | LCA | Big Creek/Ventura | Average Weekday | Low Cost Winter Weekday | 9
| SCE | 1-in-2 | 2025 | 5 | LCA | Big Creek/Ventura | Monthly System Peak Day | Low Cost Winter Weekday | 9
| SCE | 1-in-2 | 2025 | 5 | LCA | LA Basin | Average Weekday | Low Cost Winter Weekday | 53
| SCE | 1-in-2 | 2025 | 5 | LCA | LA Basin | Monthly System Peak Day | Low Cost Winter Weekday | 53
| SCE | 1-in-2 | 2025 | 5 | LCA | Outside LA Basin | Average Weekday | Low Cost Winter Weekday | 3
| SCE | 1-in-2 | 2025 | 5 | LCA | Outside LA Basin | Monthly System Peak Day | Low Cost Winter Weekday | 3
| SCE | 1-in-2 | 2025 | 5 | Zone | Remainder of System | Average Weekday | Low Cost Winter Weekday | 44
| SCE | 1-in-2 | 2025 | 5 | Zone | Remainder of System | Monthly System Peak Day | Low Cost Winter Weekday | 44
| SCE | 1-in-2 | 2025 | 5 | Zone | South Orange County | Average Weekday | Low Cost Winter Weekday | 4
| SCE | 1-in-2 | 2025 | 5 | Zone | South Orange County | Monthly System Peak Day | Low Cost Winter Weekday | 4
| SCE | 1-in-2 | 2025 | 5 | Zone | South of Lugo | Average Weekday | Low Cost Winter Weekday | 17
| SCE | 1-in-2 | 2025 | 5 | Zone | South of Lugo | Monthly System Peak Day | Low Cost Winter Weekday | 17
| SCE | 1-in-2 | 2025 | 6 | All | All Customers | Average Weekday | Mild Summer Weekday | 65
| SCE | 1-in-2 | 2025 | 6 | All | All Customers | Monthly System Peak Day | Moderate Summer Weekday | 65
| SCE | 1-in-2 | 2025 | 6 | LCA | Big Creek/Ventura | Average Weekday | Mild Summer Weekday | 9
| SCE | 1-in-2 | 2025 | 6 | LCA | Big Creek/Ventura | Monthly System Peak Day | Moderate Summer Weekday | 9
| SCE | 1-in-2 | 2025 | 6 | LCA | LA Basin | Average Weekday | Mild Summer Weekday | 53
| SCE | 1-in-2 | 2025 | 6 | LCA | LA Basin | Monthly System Peak Day | Moderate Summer Weekday | 53
| SCE | 1-in-2 | 2025 | 6 | LCA | Outside LA Basin | Average Weekday | Mild Summer Weekday | 3
| SCE | 1-in-2 | 2025 | 6 | LCA | Outside LA Basin | Monthly System Peak Day | Moderate Summer Weekday | 3
| SCE | 1-in-2 | 2025 | 6 | Zone | Remainder of System | Average Weekday | Mild Summer Weekday | 44
| SCE | 1-in-2 | 2025 | 6 | Zone | Remainder of System | Monthly System Peak Day | Moderate Summer Weekday | 44
| SCE | 1-in-2 | 2025 | 6 | Zone | South Orange County | Average Weekday | Mild Summer Weekday | 4
| SCE | 1-in-2 | 2025 | 6 | Zone | South Orange County | Monthly System Peak Day | Moderate Summer Weekday | 4
| SCE | 1-in-2 | 2025 | 6 | Zone | South of Lugo | Average Weekday | Mild Summer Weekday | 17
| SCE | 1-in-2 | 2025 | 6 | Zone | South of Lugo | Monthly System Peak Day | Moderate Summer Weekday | 17
| SCE | 1-in-2 | 2025 | 7 | All | All Customers | Average Weekday | Moderate Summer Weekday | 65
| SCE | 1-in-2 | 2025 | 7 | All | All Customers | Monthly System Peak Day | Hot Summer Weekday | 65
| SCE | 1-in-2 | 2025 | 7 | LCA | Big Creek/Ventura | Average Weekday | Moderate Summer Weekday | 9
| SCE | 1-in-2 | 2025 | 7 | LCA | Big Creek/Ventura | Monthly System Peak Day | Hot Summer Weekday | 9
| SCE | 1-in-2 | 2025 | 7 | LCA | LA Basin | Average Weekday | Moderate Summer Weekday | 53
| SCE | 1-in-2 | 2025 | 7 | LCA | LA Basin | Monthly System Peak Day | Hot Summer Weekday | 53
| SCE | 1-in-2 | 2025 | 7 | LCA | Outside LA Basin | Average Weekday | Moderate Summer Weekday | 3
| SCE | 1-in-2 | 2025 | 7 | LCA | Outside LA Basin | Monthly System Peak Day | Hot Summer Weekday | 3
| SCE | 1-in-2 | 2025 | 7 | Zone | Remainder of System | Average Weekday | Moderate Summer Weekday | 44
| SCE | 1-in-2 | 2025 | 7 | Zone | Remainder of System | Monthly System Peak Day | Hot Summer Weekday | 44
| SCE | 1-in-2 | 2025 | 7 | Zone | South Orange County | Average Weekday | Moderate Summer Weekday | 4
| SCE | 1-in-2 | 2025 | 7 | Zone | South Orange County | Monthly System Peak Day | Hot Summer Weekday | 4
| SCE | 1-in-2 | 2025 | 7 | Zone | South of Lugo | Average Weekday | Moderate Summer Weekday | 17
| SCE | 1-in-2 | 2025 | 7 | Zone | South of Lugo | Monthly System Peak Day | Hot Summer Weekday | 17
| SCE | 1-in-2 | 2025 | 8 | All | All Customers | Average Weekday | Moderate Summer Weekday | 65
| SCE | 1-in-2 | 2025 | 8 | All | All Customers | Monthly System Peak Day | Hot Summer Weekday | 65
| SCE | 1-in-2 | 2025 | 8 | All | All Customers | Typical Event Day | Hot Summer Weekday | 65
| SCE | 1-in-2 | 2025 | 8 | LCA | Big Creek/Ventura | Average Weekday | Moderate Summer Weekday | 9
| SCE | 1-in-2 | 2025 | 8 | LCA | Big Creek/Ventura | Monthly System Peak Day | Hot Summer Weekday | 9
| SCE | 1-in-2 | 2025 | 8 | LCA | Big Creek/Ventura | Typical Event Day | Hot Summer Weekday | 9
| SCE | 1-in-2 | 2025 | 8 | LCA | LA Basin | Average Weekday | Moderate Summer Weekday | 53
| SCE | 1-in-2 | 2025 | 8 | LCA | LA Basin | Monthly System Peak Day | Hot Summer Weekday | 53
| SCE | 1-in-2 | 2025 | 8 | LCA | LA Basin | Typical Event Day | Hot Summer Weekday | 53
| SCE | 1-in-2 | 2025 | 8 | LCA | Outside LA Basin | Average Weekday | Moderate Summer Weekday | 3
| SCE | 1-in-2 | 2025 | 8 | LCA | Outside LA Basin | Monthly System Peak Day | Hot Summer Weekday | 3
| SCE | 1-in-2 | 2025 | 8 | LCA | Outside LA Basin | Typical Event Day | Hot Summer Weekday | 3
| SCE | 1-in-2 | 2025 | 8 | Zone | Remainder of System | Average Weekday | Moderate Summer Weekday | 44
| SCE | 1-in-2 | 2025 | 8 | Zone | Remainder of System | Monthly System Peak Day | Hot Summer Weekday | 44
| SCE | 1-in-2 | 2025 | 8 | Zone | Remainder of System | Typical Event Day | Hot Summer Weekday | 44
| SCE | 1-in-2 | 2025 | 8 | Zone | South Orange County | Average Weekday | Moderate Summer Weekday | 4
| SCE | 1-in-2 | 2025 | 8 | Zone | South Orange County | Monthly System Peak Day | Hot Summer Weekday | 4
| SCE | 1-in-2 | 2025 | 8 | Zone | South Orange County | Typical Event Day | Hot Summer Weekday | 4
| SCE | 1-in-2 | 2025 | 8 | Zone | South of Lugo | Average Weekday | Moderate Summer Weekday | 17
| SCE | 1-in-2 | 2025 | 8 | Zone | South of Lugo | Monthly System Peak Day | Hot Summer Weekday | 17
| SCE | 1-in-2 | 2025 | 8 | Zone | South of Lugo | Typical Event Day | Hot Summer Weekday | 17
| SCE | 1-in-2 | 2025 | 9 | All | All Customers | Average Weekday | Moderate Summer Weekday | 65
| SCE | 1-in-2 | 2025 | 9 | All | All Customers | Monthly System Peak Day | Hot Summer Weekday | 65
| SCE | 1-in-2 | 2025 | 9 | LCA | Big Creek/Ventura | Average Weekday | Moderate Summer Weekday | 9
| SCE | 1-in-2 | 2025 | 9 | LCA | Big Creek/Ventura | Monthly System Peak Day | Hot Summer Weekday | 9
| SCE | 1-in-2 | 2025 | 9 | LCA | LA Basin | Average Weekday | Moderate Summer Weekday | 53
| SCE | 1-in-2 | 2025 | 9 | LCA | LA Basin | Monthly System Peak Day | Hot Summer Weekday | 53
| SCE | 1-in-2 | 2025 | 9 | LCA | Outside LA Basin | Average Weekday | Moderate Summer Weekday | 3
| SCE | 1-in-2 | 2025 | 9 | LCA | Outside LA Basin | Monthly System Peak Day | Hot Summer Weekday | 3
| SCE | 1-in-2 | 2025 | 9 | Zone | Remainder of System | Average Weekday | Moderate Summer Weekday | 44
| SCE | 1-in-2 | 2025 | 9 | Zone | Remainder of System | Monthly System Peak Day | Hot Summer Weekday | 44
| SCE | 1-in-2 | 2025 | 9 | Zone | South Orange County | Average Weekday | Moderate Summer Weekday | 4
| SCE | 1-in-2 | 2025 | 9 | Zone | South Orange County | Monthly System Peak Day | Hot Summer Weekday | 4
| SCE | 1-in-2 | 2025 | 9 | Zone | South of Lugo | Average Weekday | Moderate Summer Weekday | 17
| SCE | 1-in-2 | 2025 | 9 | Zone | South of Lugo | Monthly System Peak Day | Hot Summer Weekday | 17
| SCE | 1-in-2 | 2025 | 10 | All | All Customers | Average Weekday | Low Cost Winter Weekday | 65
| SCE | 1-in-2 | 2025 | 10 | All | All Customers | Monthly System Peak Day | High Cost Winter Weekday | 65
| SCE | 1-in-2 | 2025 | 10 | LCA | Big Creek/Ventura | Average Weekday | Low Cost Winter Weekday | 9
| SCE | 1-in-2 | 2025 | 10 | LCA | Big Creek/Ventura | Monthly System Peak Day | High Cost Winter Weekday | 9
| SCE | 1-in-2 | 2025 | 10 | LCA | LA Basin | Average Weekday | Low Cost Winter Weekday | 53
| SCE | 1-in-2 | 2025 | 10 | LCA | LA Basin | Monthly System Peak Day | High Cost Winter Weekday | 53
| SCE | 1-in-2 | 2025 | 10 | LCA | Outside LA Basin | Average Weekday | Low Cost Winter Weekday | 3
| SCE | 1-in-2 | 2025 | 10 | LCA | Outside LA Basin | Monthly System Peak Day | High Cost Winter Weekday | 3
| SCE | 1-in-2 | 2025 | 10 | Zone | Remainder of System | Average Weekday | Low Cost Winter Weekday | 44
| SCE | 1-in-2 | 2025 | 10 | Zone | Remainder of System | Monthly System Peak Day | High Cost Winter Weekday | 44
| SCE | 1-in-2 | 2025 | 10 | Zone | South Orange County | Average Weekday | Low Cost Winter Weekday | 4
| SCE | 1-in-2 | 2025 | 10 | Zone | South Orange County | Monthly System Peak Day | High Cost Winter Weekday | 4
| SCE | 1-in-2 | 2025 | 10 | Zone | South of Lugo | Average Weekday | Low Cost Winter Weekday | 17
| SCE | 1-in-2 | 2025 | 10 | Zone | South of Lugo | Monthly System Peak Day | High Cost Winter Weekday | 17
| SCE | 1-in-2 | 2025 | 11 | All | All Customers | Average Weekday | Low Cost Winter Weekday | 65
| SCE | 1-in-2 | 2025 | 11 | All | All Customers | Monthly System Peak Day | High Cost Winter Weekday | 65
| SCE | 1-in-2 | 2025 | 11 | LCA | Big Creek/Ventura | Average Weekday | Low Cost Winter Weekday | 9
| SCE | 1-in-2 | 2025 | 11 | LCA | Big Creek/Ventura | Monthly System Peak Day | High Cost Winter Weekday | 9
| SCE | 1-in-2 | 2025 | 11 | LCA | LA Basin | Average Weekday | Low Cost Winter Weekday | 53
| SCE | 1-in-2 | 2025 | 11 | LCA | LA Basin | Monthly System Peak Day | High Cost Winter Weekday | 53
| SCE | 1-in-2 | 2025 | 11 | LCA | Outside LA Basin | Average Weekday | Low Cost Winter Weekday | 3
| SCE | 1-in-2 | 2025 | 11 | LCA | Outside LA Basin | Monthly System Peak Day | High Cost Winter Weekday | 3
| SCE | 1-in-2 | 2025 | 11 | Zone | Remainder of System | Average Weekday | Low Cost Winter Weekday | 44
| SCE | 1-in-2 | 2025 | 11 | Zone | Remainder of System | Monthly System Peak Day | High Cost Winter Weekday | 44
| SCE | 1-in-2 | 2025 | 11 | Zone | South Orange County | Average Weekday | Low Cost Winter Weekday | 4
| SCE | 1-in-2 | 2025 | 11 | Zone | South Orange County | Monthly System Peak Day | High Cost Winter Weekday | 4
| SCE | 1-in-2 | 2025 | 11 | Zone | South of Lugo | Average Weekday | Low Cost Winter Weekday | 17
| SCE | 1-in-2 | 2025 | 11 | Zone | South of Lugo | Monthly System Peak Day | High Cost Winter Weekday | 17
| SCE | 1-in-2 | 2025 | 12 | All | All Customers | Average Weekday | Low Cost Winter Weekday | 65
| SCE | 1-in-2 | 2025 | 12 | All | All Customers | Monthly System Peak Day | Low Cost Winter Weekday | 65
| SCE | 1-in-2 | 2025 | 12 | LCA | Big Creek/Ventura | Average Weekday | Low Cost Winter Weekday | 9
| SCE | 1-in-2 | 2025 | 12 | LCA | Big Creek/Ventura | Monthly System Peak Day | Low Cost Winter Weekday | 9
| SCE | 1-in-2 | 2025 | 12 | LCA | LA Basin | Average Weekday | Low Cost Winter Weekday | 53
| SCE | 1-in-2 | 2025 | 12 | LCA | LA Basin | Monthly System Peak Day | Low Cost Winter Weekday | 53
| SCE | 1-in-2 | 2025 | 12 | LCA | Outside LA Basin | Average Weekday | Low Cost Winter Weekday | 3
| SCE | 1-in-2 | 2025 | 12 | LCA | Outside LA Basin | Monthly System Peak Day | Low Cost Winter Weekday | 3
| SCE | 1-in-2 | 2025 | 12 | Zone | Remainder of System | Average Weekday | Low Cost Winter Weekday | 44
| SCE | 1-in-2 | 2025 | 12 | Zone | Remainder of System | Monthly System Peak Day | Low Cost Winter Weekday | 44
| SCE | 1-in-2 | 2025 | 12 | Zone | South Orange County | Average Weekday | Low Cost Winter Weekday | 4
| SCE | 1-in-2 | 2025 | 12 | Zone | South Orange County | Monthly System Peak Day | Low Cost Winter Weekday | 4
| SCE | 1-in-2 | 2025 | 12 | Zone | South of Lugo | Average Weekday | Low Cost Winter Weekday | 17
| SCE | 1-in-2 | 2025 | 12 | Zone | South of Lugo | Monthly System Peak Day | Low Cost Winter Weekday | 17
| SCE | 1-in-2 | 2026 | 1 | All | All Customers | Average Weekday | Low Cost Winter Weekday | 65
| SCE | 1-in-2 | 2026 | 1 | All | All Customers | Monthly System Peak Day | Low Cost Winter Weekday | 65
| SCE | 1-in-2 | 2026 | 1 | LCA | Big Creek/Ventura | Average Weekday | Low Cost Winter Weekday | 9
| SCE | 1-in-2 | 2026 | 1 | LCA | Big Creek/Ventura | Monthly System Peak Day | Low Cost Winter Weekday | 9
| SCE | 1-in-2 | 2026 | 1 | LCA | LA Basin | Average Weekday | Low Cost Winter Weekday | 53
| SCE | 1-in-2 | 2026 | 1 | LCA | LA Basin | Monthly System Peak Day | Low Cost Winter Weekday | 53
| SCE | 1-in-2 | 2026 | 1 | LCA | Outside LA Basin | Average Weekday | Low Cost Winter Weekday | 3
| SCE | 1-in-2 | 2026 | 1 | LCA | Outside LA Basin | Monthly System Peak Day | Low Cost Winter Weekday | 3
| SCE | 1-in-2 | 2026 | 1 | Zone | Remainder of System | Average Weekday | Low Cost Winter Weekday | 44
| SCE | 1-in-2 | 2026 | 1 | Zone | Remainder of System | Monthly System Peak Day | Low Cost Winter Weekday | 44
| SCE | 1-in-2 | 2026 | 1 | Zone | South Orange County | Average Weekday | Low Cost Winter Weekday | 4
| SCE | 1-in-2 | 2026 | 1 | Zone | South Orange County | Monthly System Peak Day | Low Cost Winter Weekday | 4
| SCE | 1-in-2 | 2026 | 1 | Zone | South of Lugo | Average Weekday | Low Cost Winter Weekday | 17
| SCE | 1-in-2 | 2026 | 1 | Zone | South of Lugo | Monthly System Peak Day | Low Cost Winter Weekday | 17
| SCE | 1-in-2 | 2026 | 2 | All | All Customers | Average Weekday | Low Cost Winter Weekday | 65
| SCE | 1-in-2 | 2026 | 2 | All | All Customers | Monthly System Peak Day | Low Cost Winter Weekday | 65
| SCE | 1-in-2 | 2026 | 2 | LCA | Big Creek/Ventura | Average Weekday | Low Cost Winter Weekday | 9
| SCE | 1-in-2 | 2026 | 2 | LCA | Big Creek/Ventura | Monthly System Peak Day | Low Cost Winter Weekday | 9
| SCE | 1-in-2 | 2026 | 2 | LCA | LA Basin | Average Weekday | Low Cost Winter Weekday | 53
| SCE | 1-in-2 | 2026 | 2 | LCA | LA Basin | Monthly System Peak Day | Low Cost Winter Weekday | 53
| SCE | 1-in-2 | 2026 | 2 | LCA | Outside LA Basin | Average Weekday | Low Cost Winter Weekday | 3
| SCE | 1-in-2 | 2026 | 2 | LCA | Outside LA Basin | Monthly System Peak Day | Low Cost Winter Weekday | 3
| SCE | 1-in-2 | 2026 | 2 | Zone | Remainder of System | Average Weekday | Low Cost Winter Weekday | 44
| SCE | 1-in-2 | 2026 | 2 | Zone | Remainder of System | Monthly System Peak Day | Low Cost Winter Weekday | 44
| SCE | 1-in-2 | 2026 | 2 | Zone | South Orange County | Average Weekday | Low Cost Winter Weekday | 4
| SCE | 1-in-2 | 2026 | 2 | Zone | South Orange County | Monthly System Peak Day | Low Cost Winter Weekday | 4
| SCE | 1-in-2 | 2026 | 2 | Zone | South of Lugo | Average Weekday | Low Cost Winter Weekday | 17
| SCE | 1-in-2 | 2026 | 2 | Zone | South of Lugo | Monthly System Peak Day | Low Cost Winter Weekday | 17
| SCE | 1-in-2 | 2026 | 3 | All | All Customers | Average Weekday | Low Cost Winter Weekday | 65
| SCE | 1-in-2 | 2026 | 3 | All | All Customers | Monthly System Peak Day | Low Cost Winter Weekday | 65
| SCE | 1-in-2 | 2026 | 3 | LCA | Big Creek/Ventura | Average Weekday | Low Cost Winter Weekday | 9
| SCE | 1-in-2 | 2026 | 3 | LCA | Big Creek/Ventura | Monthly System Peak Day | Low Cost Winter Weekday | 9
| SCE | 1-in-2 | 2026 | 3 | LCA | LA Basin | Average Weekday | Low Cost Winter Weekday | 53
| SCE | 1-in-2 | 2026 | 3 | LCA | LA Basin | Monthly System Peak Day | Low Cost Winter Weekday | 53
| SCE | 1-in-2 | 2026 | 3 | LCA | Outside LA Basin | Average Weekday | Low Cost Winter Weekday | 3
| SCE | 1-in-2 | 2026 | 3 | LCA | Outside LA Basin | Monthly System Peak Day | Low Cost Winter Weekday | 3
| SCE | 1-in-2 | 2026 | 3 | Zone | Remainder of System | Average Weekday | Low Cost Winter Weekday | 44
| SCE | 1-in-2 | 2026 | 3 | Zone | Remainder of System | Monthly System Peak Day | Low Cost Winter Weekday | 44
| SCE | 1-in-2 | 2026 | 3 | Zone | South Orange County | Average Weekday | Low Cost Winter Weekday | 4
| SCE | 1-in-2 | 2026 | 3 | Zone | South Orange County | Monthly System Peak Day | Low Cost Winter Weekday | 4
| SCE | 1-in-2 | 2026 | 3 | Zone | South of Lugo | Average Weekday | Low Cost Winter Weekday | 17
| SCE | 1-in-2 | 2026 | 3 | Zone | South of Lugo | Monthly System Peak Day | Low Cost Winter Weekday | 17
| SCE | 1-in-2 | 2026 | 4 | All | All Customers | Average Weekday | Low Cost Winter Weekday | 65
| SCE | 1-in-2 | 2026 | 4 | All | All Customers | Monthly System Peak Day | Low Cost Winter Weekday | 65
| SCE | 1-in-2 | 2026 | 4 | LCA | Big Creek/Ventura | Average Weekday | Low Cost Winter Weekday | 9
| SCE | 1-in-2 | 2026 | 4 | LCA | Big Creek/Ventura | Monthly System Peak Day | Low Cost Winter Weekday | 9
| SCE | 1-in-2 | 2026 | 4 | LCA | LA Basin | Average Weekday | Low Cost Winter Weekday | 53
| SCE | 1-in-2 | 2026 | 4 | LCA | LA Basin | Monthly System Peak Day | Low Cost Winter Weekday | 53
| SCE | 1-in-2 | 2026 | 4 | LCA | Outside LA Basin | Average Weekday | Low Cost Winter Weekday | 3
| SCE | 1-in-2 | 2026 | 4 | LCA | Outside LA Basin | Monthly System Peak Day | Low Cost Winter Weekday | 3
| SCE | 1-in-2 | 2026 | 4 | Zone | Remainder of System | Average Weekday | Low Cost Winter Weekday | 44
| SCE | 1-in-2 | 2026 | 4 | Zone | Remainder of System | Monthly System Peak Day | Low Cost Winter Weekday | 44
| SCE | 1-in-2 | 2026 | 4 | Zone | South Orange County | Average Weekday | Low Cost Winter Weekday | 4
| SCE | 1-in-2 | 2026 | 4 | Zone | South Orange County | Monthly System Peak Day | Low Cost Winter Weekday | 4
| SCE | 1-in-2 | 2026 | 4 | Zone | South of Lugo | Average Weekday | Low Cost Winter Weekday | 17
| SCE | 1-in-2 | 2026 | 4 | Zone | South of Lugo | Monthly System Peak Day | Low Cost Winter Weekday | 17
| SCE | 1-in-2 | 2026 | 5 | All | All Customers | Average Weekday | Low Cost Winter Weekday | 65
| SCE | 1-in-2 | 2026 | 5 | All | All Customers | Monthly System Peak Day | Low Cost Winter Weekday | 65
| SCE | 1-in-2 | 2026 | 5 | LCA | Big Creek/Ventura | Average Weekday | Low Cost Winter Weekday | 9
| SCE | 1-in-2 | 2026 | 5 | LCA | Big Creek/Ventura | Monthly System Peak Day | Low Cost Winter Weekday | 9
| SCE | 1-in-2 | 2026 | 5 | LCA | LA Basin | Average Weekday | Low Cost Winter Weekday | 53
| SCE | 1-in-2 | 2026 | 5 | LCA | LA Basin | Monthly System Peak Day | Low Cost Winter Weekday | 53
| SCE | 1-in-2 | 2026 | 5 | LCA | Outside LA Basin | Average Weekday | Low Cost Winter Weekday | 3
| SCE | 1-in-2 | 2026 | 5 | LCA | Outside LA Basin | Monthly System Peak Day | Low Cost Winter Weekday | 3
| SCE | 1-in-2 | 2026 | 5 | Zone | Remainder of System | Average Weekday | Low Cost Winter Weekday | 44
| SCE | 1-in-2 | 2026 | 5 | Zone | Remainder of System | Monthly System Peak Day | Low Cost Winter Weekday | 44
| SCE | 1-in-2 | 2026 | 5 | Zone | South Orange County | Average Weekday | Low Cost Winter Weekday | 4
| SCE | 1-in-2 | 2026 | 5 | Zone | South Orange County | Monthly System Peak Day | Low Cost Winter Weekday | 4
| SCE | 1-in-2 | 2026 | 5 | Zone | South of Lugo | Average Weekday | Low Cost Winter Weekday | 17
| SCE | 1-in-2 | 2026 | 5 | Zone | South of Lugo | Monthly System Peak Day | Low Cost Winter Weekday | 17
| SCE | 1-in-2 | 2026 | 6 | All | All Customers | Average Weekday | Mild Summer Weekday | 65
| SCE | 1-in-2 | 2026 | 6 | All | All Customers | Monthly System Peak Day | Moderate Summer Weekday | 65
| SCE | 1-in-2 | 2026 | 6 | LCA | Big Creek/Ventura | Average Weekday | Mild Summer Weekday | 9
| SCE | 1-in-2 | 2026 | 6 | LCA | Big Creek/Ventura | Monthly System Peak Day | Moderate Summer Weekday | 9
| SCE | 1-in-2 | 2026 | 6 | LCA | LA Basin | Average Weekday | Mild Summer Weekday | 53
| SCE | 1-in-2 | 2026 | 6 | LCA | LA Basin | Monthly System Peak Day | Moderate Summer Weekday | 53
| SCE | 1-in-2 | 2026 | 6 | LCA | Outside LA Basin | Average Weekday | Mild Summer Weekday | 3
| SCE | 1-in-2 | 2026 | 6 | LCA | Outside LA Basin | Monthly System Peak Day | Moderate Summer Weekday | 3
| SCE | 1-in-2 | 2026 | 6 | Zone | Remainder of System | Average Weekday | Mild Summer Weekday | 44
| SCE | 1-in-2 | 2026 | 6 | Zone | Remainder of System | Monthly System Peak Day | Moderate Summer Weekday | 44
| SCE | 1-in-2 | 2026 | 6 | Zone | South Orange County | Average Weekday | Mild Summer Weekday | 4
| SCE | 1-in-2 | 2026 | 6 | Zone | South Orange County | Monthly System Peak Day | Moderate Summer Weekday | 4
| SCE | 1-in-2 | 2026 | 6 | Zone | South of Lugo | Average Weekday | Mild Summer Weekday | 17
| SCE | 1-in-2 | 2026 | 6 | Zone | South of Lugo | Monthly System Peak Day | Moderate Summer Weekday | 17
| SCE | 1-in-2 | 2026 | 7 | All | All Customers | Average Weekday | Moderate Summer Weekday | 65
| SCE | 1-in-2 | 2026 | 7 | All | All Customers | Monthly System Peak Day | Hot Summer Weekday | 65
| SCE | 1-in-2 | 2026 | 7 | LCA | Big Creek/Ventura | Average Weekday | Moderate Summer Weekday | 9
| SCE | 1-in-2 | 2026 | 7 | LCA | Big Creek/Ventura | Monthly System Peak Day | Hot Summer Weekday | 9
| SCE | 1-in-2 | 2026 | 7 | LCA | LA Basin | Average Weekday | Moderate Summer Weekday | 53
| SCE | 1-in-2 | 2026 | 7 | LCA | LA Basin | Monthly System Peak Day | Hot Summer Weekday | 53
| SCE | 1-in-2 | 2026 | 7 | LCA | Outside LA Basin | Average Weekday | Moderate Summer Weekday | 3
| SCE | 1-in-2 | 2026 | 7 | LCA | Outside LA Basin | Monthly System Peak Day | Hot Summer Weekday | 3
| SCE | 1-in-2 | 2026 | 7 | Zone | Remainder of System | Average Weekday | Moderate Summer Weekday | 44
| SCE | 1-in-2 | 2026 | 7 | Zone | Remainder of System | Monthly System Peak Day | Hot Summer Weekday | 44
| SCE | 1-in-2 | 2026 | 7 | Zone | South Orange County | Average Weekday | Moderate Summer Weekday | 4
| SCE | 1-in-2 | 2026 | 7 | Zone | South Orange County | Monthly System Peak Day | Hot Summer Weekday | 4
| SCE | 1-in-2 | 2026 | 7 | Zone | South of Lugo | Average Weekday | Moderate Summer Weekday | 17
| SCE | 1-in-2 | 2026 | 7 | Zone | South of Lugo | Monthly System Peak Day | Hot Summer Weekday | 17
| SCE | 1-in-2 | 2026 | 8 | All | All Customers | Average Weekday | Moderate Summer Weekday | 65
| SCE | 1-in-2 | 2026 | 8 | All | All Customers | Monthly System Peak Day | Hot Summer Weekday | 65
| SCE | 1-in-2 | 2026 | 8 | All | All Customers | Typical Event Day | Hot Summer Weekday | 65
| SCE | 1-in-2 | 2026 | 8 | LCA | Big Creek/Ventura | Average Weekday | Moderate Summer Weekday | 9
| SCE | 1-in-2 | 2026 | 8 | LCA | Big Creek/Ventura | Monthly System Peak Day | Hot Summer Weekday | 9
| SCE | 1-in-2 | 2026 | 8 | LCA | Big Creek/Ventura | Typical Event Day | Hot Summer Weekday | 9
| SCE | 1-in-2 | 2026 | 8 | LCA | LA Basin | Average Weekday | Moderate Summer Weekday | 53
| SCE | 1-in-2 | 2026 | 8 | LCA | LA Basin | Monthly System Peak Day | Hot Summer Weekday | 53
| SCE | 1-in-2 | 2026 | 8 | LCA | LA Basin | Typical Event Day | Hot Summer Weekday | 53
| SCE | 1-in-2 | 2026 | 8 | LCA | Outside LA Basin | Average Weekday | Moderate Summer Weekday | 3
| SCE | 1-in-2 | 2026 | 8 | LCA | Outside LA Basin | Monthly System Peak Day | Hot Summer Weekday | 3
| SCE | 1-in-2 | 2026 | 8 | LCA | Outside LA Basin | Typical Event Day | Hot Summer Weekday | 3
| SCE | 1-in-2 | 2026 | 8 | Zone | Remainder of System | Average Weekday | Moderate Summer Weekday | 44
| SCE | 1-in-2 | 2026 | 8 | Zone | Remainder of System | Monthly System Peak Day | Hot Summer Weekday | 44
| SCE | 1-in-2 | 2026 | 8 | Zone | Remainder of System | Typical Event Day | Hot Summer Weekday | 44
| SCE | 1-in-2 | 2026 | 8 | Zone | South Orange County | Average Weekday | Moderate Summer Weekday | 4
| SCE | 1-in-2 | 2026 | 8 | Zone | South Orange County | Monthly System Peak Day | Hot Summer Weekday | 4
| SCE | 1-in-2 | 2026 | 8 | Zone | South Orange County | Typical Event Day | Hot Summer Weekday | 4
| SCE | 1-in-2 | 2026 | 8 | Zone | South of Lugo | Average Weekday | Moderate Summer Weekday | 17
| SCE | 1-in-2 | 2026 | 8 | Zone | South of Lugo | Monthly System Peak Day | Hot Summer Weekday | 17
| SCE | 1-in-2 | 2026 | 8 | Zone | South of Lugo | Typical Event Day | Hot Summer Weekday | 17
| SCE | 1-in-2 | 2026 | 9 | All | All Customers | Average Weekday | Moderate Summer Weekday | 65
| SCE | 1-in-2 | 2026 | 9 | All | All Customers | Monthly System Peak Day | Hot Summer Weekday | 65
| SCE | 1-in-2 | 2026 | 9 | LCA | Big Creek/Ventura | Average Weekday | Moderate Summer Weekday | 9
| SCE | 1-in-2 | 2026 | 9 | LCA | Big Creek/Ventura | Monthly System Peak Day | Hot Summer Weekday | 9
| SCE | 1-in-2 | 2026 | 9 | LCA | LA Basin | Average Weekday | Moderate Summer Weekday | 53
| SCE | 1-in-2 | 2026 | 9 | LCA | LA Basin | Monthly System Peak Day | Hot Summer Weekday | 53
| SCE | 1-in-2 | 2026 | 9 | LCA | Outside LA Basin | Average Weekday | Moderate Summer Weekday | 3
| SCE | 1-in-2 | 2026 | 9 | LCA | Outside LA Basin | Monthly System Peak Day | Hot Summer Weekday | 3
| SCE | 1-in-2 | 2026 | 9 | Zone | Remainder of System | Average Weekday | Moderate Summer Weekday | 44
| SCE | 1-in-2 | 2026 | 9 | Zone | Remainder of System | Monthly System Peak Day | Hot Summer Weekday | 44
| SCE | 1-in-2 | 2026 | 9 | Zone | South Orange County | Average Weekday | Moderate Summer Weekday | 4
| SCE | 1-in-2 | 2026 | 9 | Zone | South Orange County | Monthly System Peak Day | Hot Summer Weekday | 4
| SCE | 1-in-2 | 2026 | 9 | Zone | South of Lugo | Average Weekday | Moderate Summer Weekday | 17
| SCE | 1-in-2 | 2026 | 9 | Zone | South of Lugo | Monthly System Peak Day | Hot Summer Weekday | 17
| SCE | 1-in-2 | 2026 | 10 | All | All Customers | Average Weekday | Low Cost Winter Weekday | 65
| SCE | 1-in-2 | 2026 | 10 | All | All Customers | Monthly System Peak Day | High Cost Winter Weekday | 65
| SCE | 1-in-2 | 2026 | 10 | LCA | Big Creek/Ventura | Average Weekday | Low Cost Winter Weekday | 9
| SCE | 1-in-2 | 2026 | 10 | LCA | Big Creek/Ventura | Monthly System Peak Day | High Cost Winter Weekday | 9
| SCE | 1-in-2 | 2026 | 10 | LCA | LA Basin | Average Weekday | Low Cost Winter Weekday | 53
| SCE | 1-in-2 | 2026 | 10 | LCA | LA Basin | Monthly System Peak Day | High Cost Winter Weekday | 53
| SCE | 1-in-2 | 2026 | 10 | LCA | Outside LA Basin | Average Weekday | Low Cost Winter Weekday | 3
| SCE | 1-in-2 | 2026 | 10 | LCA | Outside LA Basin | Monthly System Peak Day | High Cost Winter Weekday | 3
| SCE | 1-in-2 | 2026 | 10 | Zone | Remainder of System | Average Weekday | Low Cost Winter Weekday | 44
| SCE | 1-in-2 | 2026 | 10 | Zone | Remainder of System | Monthly System Peak Day | High Cost Winter Weekday | 44
| SCE | 1-in-2 | 2026 | 10 | Zone | South Orange County | Average Weekday | Low Cost Winter Weekday | 4
| SCE | 1-in-2 | 2026 | 10 | Zone | South Orange County | Monthly System Peak Day | High Cost Winter Weekday | 4
| SCE | 1-in-2 | 2026 | 10 | Zone | South of Lugo | Average Weekday | Low Cost Winter Weekday | 17
| SCE | 1-in-2 | 2026 | 10 | Zone | South of Lugo | Monthly System Peak Day | High Cost Winter Weekday | 17
| SCE | 1-in-2 | 2026 | 11 | All | All Customers | Average Weekday | Low Cost Winter Weekday | 65
| SCE | 1-in-2 | 2026 | 11 | All | All Customers | Monthly System Peak Day | High Cost Winter Weekday | 65
| SCE | 1-in-2 | 2026 | 11 | LCA | Big Creek/Ventura | Average Weekday | Low Cost Winter Weekday | 9
| SCE | 1-in-2 | 2026 | 11 | LCA | Big Creek/Ventura | Monthly System Peak Day | High Cost Winter Weekday | 9
| SCE | 1-in-2 | 2026 | 11 | LCA | LA Basin | Average Weekday | Low Cost Winter Weekday | 53
| SCE | 1-in-2 | 2026 | 11 | LCA | LA Basin | Monthly System Peak Day | High Cost Winter Weekday | 53
| SCE | 1-in-2 | 2026 | 11 | LCA | Outside LA Basin | Average Weekday | Low Cost Winter Weekday | 3
| SCE | 1-in-2 | 2026 | 11 | LCA | Outside LA Basin | Monthly System Peak Day | High Cost Winter Weekday | 3
| SCE | 1-in-2 | 2026 | 11 | Zone | Remainder of System | Average Weekday | Low Cost Winter Weekday | 44
| SCE | 1-in-2 | 2026 | 11 | Zone | Remainder of System | Monthly System Peak Day | High Cost Winter Weekday | 44
| SCE | 1-in-2 | 2026 | 11 | Zone | South Orange County | Average Weekday | Low Cost Winter Weekday | 4
| SCE | 1-in-2 | 2026 | 11 | Zone | South Orange County | Monthly System Peak Day | High Cost Winter Weekday | 4
| SCE | 1-in-2 | 2026 | 11 | Zone | South of Lugo | Average Weekday | Low Cost Winter Weekday | 17
| SCE | 1-in-2 | 2026 | 11 | Zone | South of Lugo | Monthly System Peak Day | High Cost Winter Weekday | 17
| SCE | 1-in-2 | 2026 | 12 | All | All Customers | Average Weekday | Low Cost Winter Weekday | 65
| SCE | 1-in-2 | 2026 | 12 | All | All Customers | Monthly System Peak Day | Low Cost Winter Weekday | 65
| SCE | 1-in-2 | 2026 | 12 | LCA | Big Creek/Ventura | Average Weekday | Low Cost Winter Weekday | 9
| SCE | 1-in-2 | 2026 | 12 | LCA | Big Creek/Ventura | Monthly System Peak Day | Low Cost Winter Weekday | 9
| SCE | 1-in-2 | 2026 | 12 | LCA | LA Basin | Average Weekday | Low Cost Winter Weekday | 53
| SCE | 1-in-2 | 2026 | 12 | LCA | LA Basin | Monthly System Peak Day | Low Cost Winter Weekday | 53
| SCE | 1-in-2 | 2026 | 12 | LCA | Outside LA Basin | Average Weekday | Low Cost Winter Weekday | 3
| SCE | 1-in-2 | 2026 | 12 | LCA | Outside LA Basin | Monthly System Peak Day | Low Cost Winter Weekday | 3
| SCE | 1-in-2 | 2026 | 12 | Zone | Remainder of System | Average Weekday | Low Cost Winter Weekday | 44
| SCE | 1-in-2 | 2026 | 12 | Zone | Remainder of System | Monthly System Peak Day | Low Cost Winter Weekday | 44
| SCE | 1-in-2 | 2026 | 12 | Zone | South Orange County | Average Weekday | Low Cost Winter Weekday | 4
| SCE | 1-in-2 | 2026 | 12 | Zone | South Orange County | Monthly System Peak Day | Low Cost Winter Weekday | 4
| SCE | 1-in-2 | 2026 | 12 | Zone | South of Lugo | Average Weekday | Low Cost Winter Weekday | 17
| SCE | 1-in-2 | 2026 | 12 | Zone | South of Lugo | Monthly System Peak Day | Low Cost Winter Weekday | 17
| SCE | 1-in-2 | 2027 | 1 | All | All Customers | Average Weekday | Low Cost Winter Weekday | 65
| SCE | 1-in-2 | 2027 | 1 | All | All Customers | Monthly System Peak Day | Low Cost Winter Weekday | 65
| SCE | 1-in-2 | 2027 | 1 | LCA | Big Creek/Ventura | Average Weekday | Low Cost Winter Weekday | 9
| SCE | 1-in-2 | 2027 | 1 | LCA | Big Creek/Ventura | Monthly System Peak Day | Low Cost Winter Weekday | 9
| SCE | 1-in-2 | 2027 | 1 | LCA | LA Basin | Average Weekday | Low Cost Winter Weekday | 53
| SCE | 1-in-2 | 2027 | 1 | LCA | LA Basin | Monthly System Peak Day | Low Cost Winter Weekday | 53
| SCE | 1-in-2 | 2027 | 1 | LCA | Outside LA Basin | Average Weekday | Low Cost Winter Weekday | 3
| SCE | 1-in-2 | 2027 | 1 | LCA | Outside LA Basin | Monthly System Peak Day | Low Cost Winter Weekday | 3
| SCE | 1-in-2 | 2027 | 1 | Zone | Remainder of System | Average Weekday | Low Cost Winter Weekday | 44
| SCE | 1-in-2 | 2027 | 1 | Zone | Remainder of System | Monthly System Peak Day | Low Cost Winter Weekday | 44
| SCE | 1-in-2 | 2027 | 1 | Zone | South Orange County | Average Weekday | Low Cost Winter Weekday | 4
| SCE | 1-in-2 | 2027 | 1 | Zone | South Orange County | Monthly System Peak Day | Low Cost Winter Weekday | 4
| SCE | 1-in-2 | 2027 | 1 | Zone | South of Lugo | Average Weekday | Low Cost Winter Weekday | 17
| SCE | 1-in-2 | 2027 | 1 | Zone | South of Lugo | Monthly System Peak Day | Low Cost Winter Weekday | 17
| SCE | 1-in-2 | 2027 | 2 | All | All Customers | Average Weekday | Low Cost Winter Weekday | 65
| SCE | 1-in-2 | 2027 | 2 | All | All Customers | Monthly System Peak Day | Low Cost Winter Weekday | 65
| SCE | 1-in-2 | 2027 | 2 | LCA | Big Creek/Ventura | Average Weekday | Low Cost Winter Weekday | 9
| SCE | 1-in-2 | 2027 | 2 | LCA | Big Creek/Ventura | Monthly System Peak Day | Low Cost Winter Weekday | 9
| SCE | 1-in-2 | 2027 | 2 | LCA | LA Basin | Average Weekday | Low Cost Winter Weekday | 53
| SCE | 1-in-2 | 2027 | 2 | LCA | LA Basin | Monthly System Peak Day | Low Cost Winter Weekday | 53
| SCE | 1-in-2 | 2027 | 2 | LCA | Outside LA Basin | Average Weekday | Low Cost Winter Weekday | 3
| SCE | 1-in-2 | 2027 | 2 | LCA | Outside LA Basin | Monthly System Peak Day | Low Cost Winter Weekday | 3
| SCE | 1-in-2 | 2027 | 2 | Zone | Remainder of System | Average Weekday | Low Cost Winter Weekday | 44
| SCE | 1-in-2 | 2027 | 2 | Zone | Remainder of System | Monthly System Peak Day | Low Cost Winter Weekday | 44
| SCE | 1-in-2 | 2027 | 2 | Zone | South Orange County | Average Weekday | Low Cost Winter Weekday | 4
| SCE | 1-in-2 | 2027 | 2 | Zone | South Orange County | Monthly System Peak Day | Low Cost Winter Weekday | 4
| SCE | 1-in-2 | 2027 | 2 | Zone | South of Lugo | Average Weekday | Low Cost Winter Weekday | 17
| SCE | 1-in-2 | 2027 | 2 | Zone | South of Lugo | Monthly System Peak Day | Low Cost Winter Weekday | 17
| SCE | 1-in-2 | 2027 | 3 | All | All Customers | Average Weekday | Low Cost Winter Weekday | 65
| SCE | 1-in-2 | 2027 | 3 | All | All Customers | Monthly System Peak Day | Low Cost Winter Weekday | 65
| SCE | 1-in-2 | 2027 | 3 | LCA | Big Creek/Ventura | Average Weekday | Low Cost Winter Weekday | 9
| SCE | 1-in-2 | 2027 | 3 | LCA | Big Creek/Ventura | Monthly System Peak Day | Low Cost Winter Weekday | 9
| SCE | 1-in-2 | 2027 | 3 | LCA | LA Basin | Average Weekday | Low Cost Winter Weekday | 53
| SCE | 1-in-2 | 2027 | 3 | LCA | LA Basin | Monthly System Peak Day | Low Cost Winter Weekday | 53
| SCE | 1-in-2 | 2027 | 3 | LCA | Outside LA Basin | Average Weekday | Low Cost Winter Weekday | 3
| SCE | 1-in-2 | 2027 | 3 | LCA | Outside LA Basin | Monthly System Peak Day | Low Cost Winter Weekday | 3
| SCE | 1-in-2 | 2027 | 3 | Zone | Remainder of System | Average Weekday | Low Cost Winter Weekday | 44
| SCE | 1-in-2 | 2027 | 3 | Zone | Remainder of System | Monthly System Peak Day | Low Cost Winter Weekday | 44
| SCE | 1-in-2 | 2027 | 3 | Zone | South Orange County | Average Weekday | Low Cost Winter Weekday | 4
| SCE | 1-in-2 | 2027 | 3 | Zone | South Orange County | Monthly System Peak Day | Low Cost Winter Weekday | 4
| SCE | 1-in-2 | 2027 | 3 | Zone | South of Lugo | Average Weekday | Low Cost Winter Weekday | 17
| SCE | 1-in-2 | 2027 | 3 | Zone | South of Lugo | Monthly System Peak Day | Low Cost Winter Weekday | 17
| SCE | 1-in-2 | 2027 | 4 | All | All Customers | Average Weekday | Low Cost Winter Weekday | 65
| SCE | 1-in-2 | 2027 | 4 | All | All Customers | Monthly System Peak Day | Low Cost Winter Weekday | 65
| SCE | 1-in-2 | 2027 | 4 | LCA | Big Creek/Ventura | Average Weekday | Low Cost Winter Weekday | 9
| SCE | 1-in-2 | 2027 | 4 | LCA | Big Creek/Ventura | Monthly System Peak Day | Low Cost Winter Weekday | 9
| SCE | 1-in-2 | 2027 | 4 | LCA | LA Basin | Average Weekday | Low Cost Winter Weekday | 53
| SCE | 1-in-2 | 2027 | 4 | LCA | LA Basin | Monthly System Peak Day | Low Cost Winter Weekday | 53
| SCE | 1-in-2 | 2027 | 4 | LCA | Outside LA Basin | Average Weekday | Low Cost Winter Weekday | 3
| SCE | 1-in-2 | 2027 | 4 | LCA | Outside LA Basin | Monthly System Peak Day | Low Cost Winter Weekday | 3
| SCE | 1-in-2 | 2027 | 4 | Zone | Remainder of System | Average Weekday | Low Cost Winter Weekday | 44
| SCE | 1-in-2 | 2027 | 4 | Zone | Remainder of System | Monthly System Peak Day | Low Cost Winter Weekday | 44
| SCE | 1-in-2 | 2027 | 4 | Zone | South Orange County | Average Weekday | Low Cost Winter Weekday | 4
| SCE | 1-in-2 | 2027 | 4 | Zone | South Orange County | Monthly System Peak Day | Low Cost Winter Weekday | 4
| SCE | 1-in-2 | 2027 | 4 | Zone | South of Lugo | Average Weekday | Low Cost Winter Weekday | 17
| SCE | 1-in-2 | 2027 | 4 | Zone | South of Lugo | Monthly System Peak Day | Low Cost Winter Weekday | 17
| SCE | 1-in-2 | 2027 | 5 | All | All Customers | Average Weekday | Low Cost Winter Weekday | 65
| SCE | 1-in-2 | 2027 | 5 | All | All Customers | Monthly System Peak Day | Low Cost Winter Weekday | 65
| SCE | 1-in-2 | 2027 | 5 | LCA | Big Creek/Ventura | Average Weekday | Low Cost Winter Weekday | 9
| SCE | 1-in-2 | 2027 | 5 | LCA | Big Creek/Ventura | Monthly System Peak Day | Low Cost Winter Weekday | 9
| SCE | 1-in-2 | 2027 | 5 | LCA | LA Basin | Average Weekday | Low Cost Winter Weekday | 53
| SCE | 1-in-2 | 2027 | 5 | LCA | LA Basin | Monthly System Peak Day | Low Cost Winter Weekday | 53
| SCE | 1-in-2 | 2027 | 5 | LCA | Outside LA Basin | Average Weekday | Low Cost Winter Weekday | 3
| SCE | 1-in-2 | 2027 | 5 | LCA | Outside LA Basin | Monthly System Peak Day | Low Cost Winter Weekday | 3
| SCE | 1-in-2 | 2027 | 5 | Zone | Remainder of System | Average Weekday | Low Cost Winter Weekday | 44
| SCE | 1-in-2 | 2027 | 5 | Zone | Remainder of System | Monthly System Peak Day | Low Cost Winter Weekday | 44
| SCE | 1-in-2 | 2027 | 5 | Zone | South Orange County | Average Weekday | Low Cost Winter Weekday | 4
| SCE | 1-in-2 | 2027 | 5 | Zone | South Orange County | Monthly System Peak Day | Low Cost Winter Weekday | 4
| SCE | 1-in-2 | 2027 | 5 | Zone | South of Lugo | Average Weekday | Low Cost Winter Weekday | 17
| SCE | 1-in-2 | 2027 | 5 | Zone | South of Lugo | Monthly System Peak Day | Low Cost Winter Weekday | 17
| SCE | 1-in-2 | 2027 | 6 | All | All Customers | Average Weekday | Mild Summer Weekday | 65
| SCE | 1-in-2 | 2027 | 6 | All | All Customers | Monthly System Peak Day | Moderate Summer Weekday | 65
| SCE | 1-in-2 | 2027 | 6 | LCA | Big Creek/Ventura | Average Weekday | Mild Summer Weekday | 9
| SCE | 1-in-2 | 2027 | 6 | LCA | Big Creek/Ventura | Monthly System Peak Day | Moderate Summer Weekday | 9
| SCE | 1-in-2 | 2027 | 6 | LCA | LA Basin | Average Weekday | Mild Summer Weekday | 53
| SCE | 1-in-2 | 2027 | 6 | LCA | LA Basin | Monthly System Peak Day | Moderate Summer Weekday | 53
| SCE | 1-in-2 | 2027 | 6 | LCA | Outside LA Basin | Average Weekday | Mild Summer Weekday | 3
| SCE | 1-in-2 | 2027 | 6 | LCA | Outside LA Basin | Monthly System Peak Day | Moderate Summer Weekday | 3
| SCE | 1-in-2 | 2027 | 6 | Zone | Remainder of System | Average Weekday | Mild Summer Weekday | 44
| SCE | 1-in-2 | 2027 | 6 | Zone | Remainder of System | Monthly System Peak Day | Moderate Summer Weekday | 44
| SCE | 1-in-2 | 2027 | 6 | Zone | South Orange County | Average Weekday | Mild Summer Weekday | 4
| SCE | 1-in-2 | 2027 | 6 | Zone | South Orange County | Monthly System Peak Day | Moderate Summer Weekday | 4
| SCE | 1-in-2 | 2027 | 6 | Zone | South of Lugo | Average Weekday | Mild Summer Weekday | 17
| SCE | 1-in-2 | 2027 | 6 | Zone | South of Lugo | Monthly System Peak Day | Moderate Summer Weekday | 17
| SCE | 1-in-2 | 2027 | 7 | All | All Customers | Average Weekday | Moderate Summer Weekday | 65
| SCE | 1-in-2 | 2027 | 7 | All | All Customers | Monthly System Peak Day | Hot Summer Weekday | 65
| SCE | 1-in-2 | 2027 | 7 | LCA | Big Creek/Ventura | Average Weekday | Moderate Summer Weekday | 9
| SCE | 1-in-2 | 2027 | 7 | LCA | Big Creek/Ventura | Monthly System Peak Day | Hot Summer Weekday | 9
| SCE | 1-in-2 | 2027 | 7 | LCA | LA Basin | Average Weekday | Moderate Summer Weekday | 53
| SCE | 1-in-2 | 2027 | 7 | LCA | LA Basin | Monthly System Peak Day | Hot Summer Weekday | 53
| SCE | 1-in-2 | 2027 | 7 | LCA | Outside LA Basin | Average Weekday | Moderate Summer Weekday | 3
| SCE | 1-in-2 | 2027 | 7 | LCA | Outside LA Basin | Monthly System Peak Day | Hot Summer Weekday | 3
| SCE | 1-in-2 | 2027 | 7 | Zone | Remainder of System | Average Weekday | Moderate Summer Weekday | 44
| SCE | 1-in-2 | 2027 | 7 | Zone | Remainder of System | Monthly System Peak Day | Hot Summer Weekday | 44
| SCE | 1-in-2 | 2027 | 7 | Zone | South Orange County | Average Weekday | Moderate Summer Weekday | 4
| SCE | 1-in-2 | 2027 | 7 | Zone | South Orange County | Monthly System Peak Day | Hot Summer Weekday | 4
| SCE | 1-in-2 | 2027 | 7 | Zone | South of Lugo | Average Weekday | Moderate Summer Weekday | 17
| SCE | 1-in-2 | 2027 | 7 | Zone | South of Lugo | Monthly System Peak Day | Hot Summer Weekday | 17
| SCE | 1-in-2 | 2027 | 8 | All | All Customers | Average Weekday | Moderate Summer Weekday | 65
| SCE | 1-in-2 | 2027 | 8 | All | All Customers | Monthly System Peak Day | Hot Summer Weekday | 65
| SCE | 1-in-2 | 2027 | 8 | All | All Customers | Typical Event Day | Hot Summer Weekday | 65
| SCE | 1-in-2 | 2027 | 8 | LCA | Big Creek/Ventura | Average Weekday | Moderate Summer Weekday | 9
| SCE | 1-in-2 | 2027 | 8 | LCA | Big Creek/Ventura | Monthly System Peak Day | Hot Summer Weekday | 9
| SCE | 1-in-2 | 2027 | 8 | LCA | Big Creek/Ventura | Typical Event Day | Hot Summer Weekday | 9
| SCE | 1-in-2 | 2027 | 8 | LCA | LA Basin | Average Weekday | Moderate Summer Weekday | 53
| SCE | 1-in-2 | 2027 | 8 | LCA | LA Basin | Monthly System Peak Day | Hot Summer Weekday | 53
| SCE | 1-in-2 | 2027 | 8 | LCA | LA Basin | Typical Event Day | Hot Summer Weekday | 53
| SCE | 1-in-2 | 2027 | 8 | LCA | Outside LA Basin | Average Weekday | Moderate Summer Weekday | 3
| SCE | 1-in-2 | 2027 | 8 | LCA | Outside LA Basin | Monthly System Peak Day | Hot Summer Weekday | 3
| SCE | 1-in-2 | 2027 | 8 | LCA | Outside LA Basin | Typical Event Day | Hot Summer Weekday | 3
| SCE | 1-in-2 | 2027 | 8 | Zone | Remainder of System | Average Weekday | Moderate Summer Weekday | 44
| SCE | 1-in-2 | 2027 | 8 | Zone | Remainder of System | Monthly System Peak Day | Hot Summer Weekday | 44
| SCE | 1-in-2 | 2027 | 8 | Zone | Remainder of System | Typical Event Day | Hot Summer Weekday | 44
| SCE | 1-in-2 | 2027 | 8 | Zone | South Orange County | Average Weekday | Moderate Summer Weekday | 4
| SCE | 1-in-2 | 2027 | 8 | Zone | South Orange County | Monthly System Peak Day | Hot Summer Weekday | 4
| SCE | 1-in-2 | 2027 | 8 | Zone | South Orange County | Typical Event Day | Hot Summer Weekday | 4
| SCE | 1-in-2 | 2027 | 8 | Zone | South of Lugo | Average Weekday | Moderate Summer Weekday | 17
| SCE | 1-in-2 | 2027 | 8 | Zone | South of Lugo | Monthly System Peak Day | Hot Summer Weekday | 17
| SCE | 1-in-2 | 2027 | 8 | Zone | South of Lugo | Typical Event Day | Hot Summer Weekday | 17
| SCE | 1-in-2 | 2027 | 9 | All | All Customers | Average Weekday | Moderate Summer Weekday | 65
| SCE | 1-in-2 | 2027 | 9 | All | All Customers | Monthly System Peak Day | Hot Summer Weekday | 65
| SCE | 1-in-2 | 2027 | 9 | LCA | Big Creek/Ventura | Average Weekday | Moderate Summer Weekday | 9
| SCE | 1-in-2 | 2027 | 9 | LCA | Big Creek/Ventura | Monthly System Peak Day | Hot Summer Weekday | 9
| SCE | 1-in-2 | 2027 | 9 | LCA | LA Basin | Average Weekday | Moderate Summer Weekday | 53
| SCE | 1-in-2 | 2027 | 9 | LCA | LA Basin | Monthly System Peak Day | Hot Summer Weekday | 53
| SCE | 1-in-2 | 2027 | 9 | LCA | Outside LA Basin | Average Weekday | Moderate Summer Weekday | 3
| SCE | 1-in-2 | 2027 | 9 | LCA | Outside LA Basin | Monthly System Peak Day | Hot Summer Weekday | 3
| SCE | 1-in-2 | 2027 | 9 | Zone | Remainder of System | Average Weekday | Moderate Summer Weekday | 44
| SCE | 1-in-2 | 2027 | 9 | Zone | Remainder of System | Monthly System Peak Day | Hot Summer Weekday | 44
| SCE | 1-in-2 | 2027 | 9 | Zone | South Orange County | Average Weekday | Moderate Summer Weekday | 4
| SCE | 1-in-2 | 2027 | 9 | Zone | South Orange County | Monthly System Peak Day | Hot Summer Weekday | 4
| SCE | 1-in-2 | 2027 | 9 | Zone | South of Lugo | Average Weekday | Moderate Summer Weekday | 17
| SCE | 1-in-2 | 2027 | 9 | Zone | South of Lugo | Monthly System Peak Day | Hot Summer Weekday | 17
| SCE | 1-in-2 | 2027 | 10 | All | All Customers | Average Weekday | Low Cost Winter Weekday | 65
| SCE | 1-in-2 | 2027 | 10 | All | All Customers | Monthly System Peak Day | High Cost Winter Weekday | 65
| SCE | 1-in-2 | 2027 | 10 | LCA | Big Creek/Ventura | Average Weekday | Low Cost Winter Weekday | 9
| SCE | 1-in-2 | 2027 | 10 | LCA | Big Creek/Ventura | Monthly System Peak Day | High Cost Winter Weekday | 9
| SCE | 1-in-2 | 2027 | 10 | LCA | LA Basin | Average Weekday | Low Cost Winter Weekday | 53
| SCE | 1-in-2 | 2027 | 10 | LCA | LA Basin | Monthly System Peak Day | High Cost Winter Weekday | 53
| SCE | 1-in-2 | 2027 | 10 | LCA | Outside LA Basin | Average Weekday | Low Cost Winter Weekday | 3
| SCE | 1-in-2 | 2027 | 10 | LCA | Outside LA Basin | Monthly System Peak Day | High Cost Winter Weekday | 3
| SCE | 1-in-2 | 2027 | 10 | Zone | Remainder of System | Average Weekday | Low Cost Winter Weekday | 44
| SCE | 1-in-2 | 2027 | 10 | Zone | Remainder of System | Monthly System Peak Day | High Cost Winter Weekday | 44
| SCE | 1-in-2 | 2027 | 10 | Zone | South Orange County | Average Weekday | Low Cost Winter Weekday | 4
| SCE | 1-in-2 | 2027 | 10 | Zone | South Orange County | Monthly System Peak Day | High Cost Winter Weekday | 4
| SCE | 1-in-2 | 2027 | 10 | Zone | South of Lugo | Average Weekday | Low Cost Winter Weekday | 17
| SCE | 1-in-2 | 2027 | 10 | Zone | South of Lugo | Monthly System Peak Day | High Cost Winter Weekday | 17
| SCE | 1-in-2 | 2027 | 11 | All | All Customers | Average Weekday | Low Cost Winter Weekday | 65
| SCE | 1-in-2 | 2027 | 11 | All | All Customers | Monthly System Peak Day | High Cost Winter Weekday | 65
| SCE | 1-in-2 | 2027 | 11 | LCA | Big Creek/Ventura | Average Weekday | Low Cost Winter Weekday | 9
| SCE | 1-in-2 | 2027 | 11 | LCA | Big Creek/Ventura | Monthly System Peak Day | High Cost Winter Weekday | 9
| SCE | 1-in-2 | 2027 | 11 | LCA | LA Basin | Average Weekday | Low Cost Winter Weekday | 53
| SCE | 1-in-2 | 2027 | 11 | LCA | LA Basin | Monthly System Peak Day | High Cost Winter Weekday | 53
| SCE | 1-in-2 | 2027 | 11 | LCA | Outside LA Basin | Average Weekday | Low Cost Winter Weekday | 3
| SCE | 1-in-2 | 2027 | 11 | LCA | Outside LA Basin | Monthly System Peak Day | High Cost Winter Weekday | 3
| SCE | 1-in-2 | 2027 | 11 | Zone | Remainder of System | Average Weekday | Low Cost Winter Weekday | 44
| SCE | 1-in-2 | 2027 | 11 | Zone | Remainder of System | Monthly System Peak Day | High Cost Winter Weekday | 44
| SCE | 1-in-2 | 2027 | 11 | Zone | South Orange County | Average Weekday | Low Cost Winter Weekday | 4
| SCE | 1-in-2 | 2027 | 11 | Zone | South Orange County | Monthly System Peak Day | High Cost Winter Weekday | 4
| SCE | 1-in-2 | 2027 | 11 | Zone | South of Lugo | Average Weekday | Low Cost Winter Weekday | 17
| SCE | 1-in-2 | 2027 | 11 | Zone | South of Lugo | Monthly System Peak Day | High Cost Winter Weekday | 17
| SCE | 1-in-2 | 2027 | 12 | All | All Customers | Average Weekday | Low Cost Winter Weekday | 65
| SCE | 1-in-2 | 2027 | 12 | All | All Customers | Monthly System Peak Day | Low Cost Winter Weekday | 65
| SCE | 1-in-2 | 2027 | 12 | LCA | Big Creek/Ventura | Average Weekday | Low Cost Winter Weekday | 9
| SCE | 1-in-2 | 2027 | 12 | LCA | Big Creek/Ventura | Monthly System Peak Day | Low Cost Winter Weekday | 9
| SCE | 1-in-2 | 2027 | 12 | LCA | LA Basin | Average Weekday | Low Cost Winter Weekday | 53
| SCE | 1-in-2 | 2027 | 12 | LCA | LA Basin | Monthly System Peak Day | Low Cost Winter Weekday | 53
| SCE | 1-in-2 | 2027 | 12 | LCA | Outside LA Basin | Average Weekday | Low Cost Winter Weekday | 3
| SCE | 1-in-2 | 2027 | 12 | LCA | Outside LA Basin | Monthly System Peak Day | Low Cost Winter Weekday | 3
| SCE | 1-in-2 | 2027 | 12 | Zone | Remainder of System | Average Weekday | Low Cost Winter Weekday | 44
| SCE | 1-in-2 | 2027 | 12 | Zone | Remainder of System | Monthly System Peak Day | Low Cost Winter Weekday | 44
| SCE | 1-in-2 | 2027 | 12 | Zone | South Orange County | Average Weekday | Low Cost Winter Weekday | 4
| SCE | 1-in-2 | 2027 | 12 | Zone | South Orange County | Monthly System Peak Day | Low Cost Winter Weekday | 4
| SCE | 1-in-2 | 2027 | 12 | Zone | South of Lugo | Average Weekday | Low Cost Winter Weekday | 17
| SCE | 1-in-2 | 2027 | 12 | Zone | South of Lugo | Monthly System Peak Day | Low Cost Winter Weekday | 17
| SCE | 1-in-2 | 2028 | 1 | All | All Customers | Average Weekday | Low Cost Winter Weekday | 65
| SCE | 1-in-2 | 2028 | 1 | All | All Customers | Monthly System Peak Day | Low Cost Winter Weekday | 65
| SCE | 1-in-2 | 2028 | 1 | LCA | Big Creek/Ventura | Average Weekday | Low Cost Winter Weekday | 9
| SCE | 1-in-2 | 2028 | 1 | LCA | Big Creek/Ventura | Monthly System Peak Day | Low Cost Winter Weekday | 9
| SCE | 1-in-2 | 2028 | 1 | LCA | LA Basin | Average Weekday | Low Cost Winter Weekday | 53
| SCE | 1-in-2 | 2028 | 1 | LCA | LA Basin | Monthly System Peak Day | Low Cost Winter Weekday | 53
| SCE | 1-in-2 | 2028 | 1 | LCA | Outside LA Basin | Average Weekday | Low Cost Winter Weekday | 3
| SCE | 1-in-2 | 2028 | 1 | LCA | Outside LA Basin | Monthly System Peak Day | Low Cost Winter Weekday | 3
| SCE | 1-in-2 | 2028 | 1 | Zone | Remainder of System | Average Weekday | Low Cost Winter Weekday | 44
| SCE | 1-in-2 | 2028 | 1 | Zone | Remainder of System | Monthly System Peak Day | Low Cost Winter Weekday | 44
| SCE | 1-in-2 | 2028 | 1 | Zone | South Orange County | Average Weekday | Low Cost Winter Weekday | 4
| SCE | 1-in-2 | 2028 | 1 | Zone | South Orange County | Monthly System Peak Day | Low Cost Winter Weekday | 4
| SCE | 1-in-2 | 2028 | 1 | Zone | South of Lugo | Average Weekday | Low Cost Winter Weekday | 17
| SCE | 1-in-2 | 2028 | 1 | Zone | South of Lugo | Monthly System Peak Day | Low Cost Winter Weekday | 17
| SCE | 1-in-2 | 2028 | 2 | All | All Customers | Average Weekday | Low Cost Winter Weekday | 65
| SCE | 1-in-2 | 2028 | 2 | All | All Customers | Monthly System Peak Day | Low Cost Winter Weekday | 65
| SCE | 1-in-2 | 2028 | 2 | LCA | Big Creek/Ventura | Average Weekday | Low Cost Winter Weekday | 9
| SCE | 1-in-2 | 2028 | 2 | LCA | Big Creek/Ventura | Monthly System Peak Day | Low Cost Winter Weekday | 9
| SCE | 1-in-2 | 2028 | 2 | LCA | LA Basin | Average Weekday | Low Cost Winter Weekday | 53
| SCE | 1-in-2 | 2028 | 2 | LCA | LA Basin | Monthly System Peak Day | Low Cost Winter Weekday | 53
| SCE | 1-in-2 | 2028 | 2 | LCA | Outside LA Basin | Average Weekday | Low Cost Winter Weekday | 3
| SCE | 1-in-2 | 2028 | 2 | LCA | Outside LA Basin | Monthly System Peak Day | Low Cost Winter Weekday | 3
| SCE | 1-in-2 | 2028 | 2 | Zone | Remainder of System | Average Weekday | Low Cost Winter Weekday | 44
| SCE | 1-in-2 | 2028 | 2 | Zone | Remainder of System | Monthly System Peak Day | Low Cost Winter Weekday | 44
| SCE | 1-in-2 | 2028 | 2 | Zone | South Orange County | Average Weekday | Low Cost Winter Weekday | 4
| SCE | 1-in-2 | 2028 | 2 | Zone | South Orange County | Monthly System Peak Day | Low Cost Winter Weekday | 4
| SCE | 1-in-2 | 2028 | 2 | Zone | South of Lugo | Average Weekday | Low Cost Winter Weekday | 17
| SCE | 1-in-2 | 2028 | 2 | Zone | South of Lugo | Monthly System Peak Day | Low Cost Winter Weekday | 17
| SCE | 1-in-2 | 2028 | 3 | All | All Customers | Average Weekday | Low Cost Winter Weekday | 65
| SCE | 1-in-2 | 2028 | 3 | All | All Customers | Monthly System Peak Day | Low Cost Winter Weekday | 65
| SCE | 1-in-2 | 2028 | 3 | LCA | Big Creek/Ventura | Average Weekday | Low Cost Winter Weekday | 9
| SCE | 1-in-2 | 2028 | 3 | LCA | Big Creek/Ventura | Monthly System Peak Day | Low Cost Winter Weekday | 9
| SCE | 1-in-2 | 2028 | 3 | LCA | LA Basin | Average Weekday | Low Cost Winter Weekday | 53
| SCE | 1-in-2 | 2028 | 3 | LCA | LA Basin | Monthly System Peak Day | Low Cost Winter Weekday | 53
| SCE | 1-in-2 | 2028 | 3 | LCA | Outside LA Basin | Average Weekday | Low Cost Winter Weekday | 3
| SCE | 1-in-2 | 2028 | 3 | LCA | Outside LA Basin | Monthly System Peak Day | Low Cost Winter Weekday | 3
| SCE | 1-in-2 | 2028 | 3 | Zone | Remainder of System | Average Weekday | Low Cost Winter Weekday | 44
| SCE | 1-in-2 | 2028 | 3 | Zone | Remainder of System | Monthly System Peak Day | Low Cost Winter Weekday | 44
| SCE | 1-in-2 | 2028 | 3 | Zone | South Orange County | Average Weekday | Low Cost Winter Weekday | 4
| SCE | 1-in-2 | 2028 | 3 | Zone | South Orange County | Monthly System Peak Day | Low Cost Winter Weekday | 4
| SCE | 1-in-2 | 2028 | 3 | Zone | South of Lugo | Average Weekday | Low Cost Winter Weekday | 17
| SCE | 1-in-2 | 2028 | 3 | Zone | South of Lugo | Monthly System Peak Day | Low Cost Winter Weekday | 17
| SCE | 1-in-2 | 2028 | 4 | All | All Customers | Average Weekday | Low Cost Winter Weekday | 65
| SCE | 1-in-2 | 2028 | 4 | All | All Customers | Monthly System Peak Day | Low Cost Winter Weekday | 65
| SCE | 1-in-2 | 2028 | 4 | LCA | Big Creek/Ventura | Average Weekday | Low Cost Winter Weekday | 9
| SCE | 1-in-2 | 2028 | 4 | LCA | Big Creek/Ventura | Monthly System Peak Day | Low Cost Winter Weekday | 9
| SCE | 1-in-2 | 2028 | 4 | LCA | LA Basin | Average Weekday | Low Cost Winter Weekday | 53
| SCE | 1-in-2 | 2028 | 4 | LCA | LA Basin | Monthly System Peak Day | Low Cost Winter Weekday | 53
| SCE | 1-in-2 | 2028 | 4 | LCA | Outside LA Basin | Average Weekday | Low Cost Winter Weekday | 3
| SCE | 1-in-2 | 2028 | 4 | LCA | Outside LA Basin | Monthly System Peak Day | Low Cost Winter Weekday | 3
| SCE | 1-in-2 | 2028 | 4 | Zone | Remainder of System | Average Weekday | Low Cost Winter Weekday | 44
| SCE | 1-in-2 | 2028 | 4 | Zone | Remainder of System | Monthly System Peak Day | Low Cost Winter Weekday | 44
| SCE | 1-in-2 | 2028 | 4 | Zone | South Orange County | Average Weekday | Low Cost Winter Weekday | 4
| SCE | 1-in-2 | 2028 | 4 | Zone | South Orange County | Monthly System Peak Day | Low Cost Winter Weekday | 4
| SCE | 1-in-2 | 2028 | 4 | Zone | South of Lugo | Average Weekday | Low Cost Winter Weekday | 17
| SCE | 1-in-2 | 2028 | 4 | Zone | South of Lugo | Monthly System Peak Day | Low Cost Winter Weekday | 17
| SCE | 1-in-2 | 2028 | 5 | All | All Customers | Average Weekday | Low Cost Winter Weekday | 65
| SCE | 1-in-2 | 2028 | 5 | All | All Customers | Monthly System Peak Day | Low Cost Winter Weekday | 65
| SCE | 1-in-2 | 2028 | 5 | LCA | Big Creek/Ventura | Average Weekday | Low Cost Winter Weekday | 9
| SCE | 1-in-2 | 2028 | 5 | LCA | Big Creek/Ventura | Monthly System Peak Day | Low Cost Winter Weekday | 9
| SCE | 1-in-2 | 2028 | 5 | LCA | LA Basin | Average Weekday | Low Cost Winter Weekday | 53
| SCE | 1-in-2 | 2028 | 5 | LCA | LA Basin | Monthly System Peak Day | Low Cost Winter Weekday | 53
| SCE | 1-in-2 | 2028 | 5 | LCA | Outside LA Basin | Average Weekday | Low Cost Winter Weekday | 3
| SCE | 1-in-2 | 2028 | 5 | LCA | Outside LA Basin | Monthly System Peak Day | Low Cost Winter Weekday | 3
| SCE | 1-in-2 | 2028 | 5 | Zone | Remainder of System | Average Weekday | Low Cost Winter Weekday | 44
| SCE | 1-in-2 | 2028 | 5 | Zone | Remainder of System | Monthly System Peak Day | Low Cost Winter Weekday | 44
| SCE | 1-in-2 | 2028 | 5 | Zone | South Orange County | Average Weekday | Low Cost Winter Weekday | 4
| SCE | 1-in-2 | 2028 | 5 | Zone | South Orange County | Monthly System Peak Day | Low Cost Winter Weekday | 4
| SCE | 1-in-2 | 2028 | 5 | Zone | South of Lugo | Average Weekday | Low Cost Winter Weekday | 17
| SCE | 1-in-2 | 2028 | 5 | Zone | South of Lugo | Monthly System Peak Day | Low Cost Winter Weekday | 17
| SCE | 1-in-2 | 2028 | 6 | All | All Customers | Average Weekday | Mild Summer Weekday | 65
| SCE | 1-in-2 | 2028 | 6 | All | All Customers | Monthly System Peak Day | Moderate Summer Weekday | 65
| SCE | 1-in-2 | 2028 | 6 | LCA | Big Creek/Ventura | Average Weekday | Mild Summer Weekday | 9
| SCE | 1-in-2 | 2028 | 6 | LCA | Big Creek/Ventura | Monthly System Peak Day | Moderate Summer Weekday | 9
| SCE | 1-in-2 | 2028 | 6 | LCA | LA Basin | Average Weekday | Mild Summer Weekday | 53
| SCE | 1-in-2 | 2028 | 6 | LCA | LA Basin | Monthly System Peak Day | Moderate Summer Weekday | 53
| SCE | 1-in-2 | 2028 | 6 | LCA | Outside LA Basin | Average Weekday | Mild Summer Weekday | 3
| SCE | 1-in-2 | 2028 | 6 | LCA | Outside LA Basin | Monthly System Peak Day | Moderate Summer Weekday | 3
| SCE | 1-in-2 | 2028 | 6 | Zone | Remainder of System | Average Weekday | Mild Summer Weekday | 44
| SCE | 1-in-2 | 2028 | 6 | Zone | Remainder of System | Monthly System Peak Day | Moderate Summer Weekday | 44
| SCE | 1-in-2 | 2028 | 6 | Zone | South Orange County | Average Weekday | Mild Summer Weekday | 4
| SCE | 1-in-2 | 2028 | 6 | Zone | South Orange County | Monthly System Peak Day | Moderate Summer Weekday | 4
| SCE | 1-in-2 | 2028 | 6 | Zone | South of Lugo | Average Weekday | Mild Summer Weekday | 17
| SCE | 1-in-2 | 2028 | 6 | Zone | South of Lugo | Monthly System Peak Day | Moderate Summer Weekday | 17
| SCE | 1-in-2 | 2028 | 7 | All | All Customers | Average Weekday | Moderate Summer Weekday | 65
| SCE | 1-in-2 | 2028 | 7 | All | All Customers | Monthly System Peak Day | Hot Summer Weekday | 65
| SCE | 1-in-2 | 2028 | 7 | LCA | Big Creek/Ventura | Average Weekday | Moderate Summer Weekday | 9
| SCE | 1-in-2 | 2028 | 7 | LCA | Big Creek/Ventura | Monthly System Peak Day | Hot Summer Weekday | 9
| SCE | 1-in-2 | 2028 | 7 | LCA | LA Basin | Average Weekday | Moderate Summer Weekday | 53
| SCE | 1-in-2 | 2028 | 7 | LCA | LA Basin | Monthly System Peak Day | Hot Summer Weekday | 53
| SCE | 1-in-2 | 2028 | 7 | LCA | Outside LA Basin | Average Weekday | Moderate Summer Weekday | 3
| SCE | 1-in-2 | 2028 | 7 | LCA | Outside LA Basin | Monthly System Peak Day | Hot Summer Weekday | 3
| SCE | 1-in-2 | 2028 | 7 | Zone | Remainder of System | Average Weekday | Moderate Summer Weekday | 44
| SCE | 1-in-2 | 2028 | 7 | Zone | Remainder of System | Monthly System Peak Day | Hot Summer Weekday | 44
| SCE | 1-in-2 | 2028 | 7 | Zone | South Orange County | Average Weekday | Moderate Summer Weekday | 4
| SCE | 1-in-2 | 2028 | 7 | Zone | South Orange County | Monthly System Peak Day | Hot Summer Weekday | 4
| SCE | 1-in-2 | 2028 | 7 | Zone | South of Lugo | Average Weekday | Moderate Summer Weekday | 17
| SCE | 1-in-2 | 2028 | 7 | Zone | South of Lugo | Monthly System Peak Day | Hot Summer Weekday | 17
| SCE | 1-in-2 | 2028 | 8 | All | All Customers | Average Weekday | Moderate Summer Weekday | 65
| SCE | 1-in-2 | 2028 | 8 | All | All Customers | Monthly System Peak Day | Hot Summer Weekday | 65
| SCE | 1-in-2 | 2028 | 8 | All | All Customers | Typical Event Day | Hot Summer Weekday | 65
| SCE | 1-in-2 | 2028 | 8 | LCA | Big Creek/Ventura | Average Weekday | Moderate Summer Weekday | 9
| SCE | 1-in-2 | 2028 | 8 | LCA | Big Creek/Ventura | Monthly System Peak Day | Hot Summer Weekday | 9
| SCE | 1-in-2 | 2028 | 8 | LCA | Big Creek/Ventura | Typical Event Day | Hot Summer Weekday | 9
| SCE | 1-in-2 | 2028 | 8 | LCA | LA Basin | Average Weekday | Moderate Summer Weekday | 53
| SCE | 1-in-2 | 2028 | 8 | LCA | LA Basin | Monthly System Peak Day | Hot Summer Weekday | 53
| SCE | 1-in-2 | 2028 | 8 | LCA | LA Basin | Typical Event Day | Hot Summer Weekday | 53
| SCE | 1-in-2 | 2028 | 8 | LCA | Outside LA Basin | Average Weekday | Moderate Summer Weekday | 3
| SCE | 1-in-2 | 2028 | 8 | LCA | Outside LA Basin | Monthly System Peak Day | Hot Summer Weekday | 3
| SCE | 1-in-2 | 2028 | 8 | LCA | Outside LA Basin | Typical Event Day | Hot Summer Weekday | 3
| SCE | 1-in-2 | 2028 | 8 | Zone | Remainder of System | Average Weekday | Moderate Summer Weekday | 44
| SCE | 1-in-2 | 2028 | 8 | Zone | Remainder of System | Monthly System Peak Day | Hot Summer Weekday | 44
| SCE | 1-in-2 | 2028 | 8 | Zone | Remainder of System | Typical Event Day | Hot Summer Weekday | 44
| SCE | 1-in-2 | 2028 | 8 | Zone | South Orange County | Average Weekday | Moderate Summer Weekday | 4
| SCE | 1-in-2 | 2028 | 8 | Zone | South Orange County | Monthly System Peak Day | Hot Summer Weekday | 4
| SCE | 1-in-2 | 2028 | 8 | Zone | South Orange County | Typical Event Day | Hot Summer Weekday | 4
| SCE | 1-in-2 | 2028 | 8 | Zone | South of Lugo | Average Weekday | Moderate Summer Weekday | 17
| SCE | 1-in-2 | 2028 | 8 | Zone | South of Lugo | Monthly System Peak Day | Hot Summer Weekday | 17
| SCE | 1-in-2 | 2028 | 8 | Zone | South of Lugo | Typical Event Day | Hot Summer Weekday | 17
| SCE | 1-in-2 | 2028 | 9 | All | All Customers | Average Weekday | Moderate Summer Weekday | 65
| SCE | 1-in-2 | 2028 | 9 | All | All Customers | Monthly System Peak Day | Hot Summer Weekday | 65
| SCE | 1-in-2 | 2028 | 9 | LCA | Big Creek/Ventura | Average Weekday | Moderate Summer Weekday | 9
| SCE | 1-in-2 | 2028 | 9 | LCA | Big Creek/Ventura | Monthly System Peak Day | Hot Summer Weekday | 9
| SCE | 1-in-2 | 2028 | 9 | LCA | LA Basin | Average Weekday | Moderate Summer Weekday | 53
| SCE | 1-in-2 | 2028 | 9 | LCA | LA Basin | Monthly System Peak Day | Hot Summer Weekday | 53
| SCE | 1-in-2 | 2028 | 9 | LCA | Outside LA Basin | Average Weekday | Moderate Summer Weekday | 3
| SCE | 1-in-2 | 2028 | 9 | LCA | Outside LA Basin | Monthly System Peak Day | Hot Summer Weekday | 3
| SCE | 1-in-2 | 2028 | 9 | Zone | Remainder of System | Average Weekday | Moderate Summer Weekday | 44
| SCE | 1-in-2 | 2028 | 9 | Zone | Remainder of System | Monthly System Peak Day | Hot Summer Weekday | 44
| SCE | 1-in-2 | 2028 | 9 | Zone | South Orange County | Average Weekday | Moderate Summer Weekday | 4
| SCE | 1-in-2 | 2028 | 9 | Zone | South Orange County | Monthly System Peak Day | Hot Summer Weekday | 4
| SCE | 1-in-2 | 2028 | 9 | Zone | South of Lugo | Average Weekday | Moderate Summer Weekday | 17
| SCE | 1-in-2 | 2028 | 9 | Zone | South of Lugo | Monthly System Peak Day | Hot Summer Weekday | 17
| SCE | 1-in-2 | 2028 | 10 | All | All Customers | Average Weekday | Low Cost Winter Weekday | 65
| SCE | 1-in-2 | 2028 | 10 | All | All Customers | Monthly System Peak Day | High Cost Winter Weekday | 65
| SCE | 1-in-2 | 2028 | 10 | LCA | Big Creek/Ventura | Average Weekday | Low Cost Winter Weekday | 9
| SCE | 1-in-2 | 2028 | 10 | LCA | Big Creek/Ventura | Monthly System Peak Day | High Cost Winter Weekday | 9
| SCE | 1-in-2 | 2028 | 10 | LCA | LA Basin | Average Weekday | Low Cost Winter Weekday | 53
| SCE | 1-in-2 | 2028 | 10 | LCA | LA Basin | Monthly System Peak Day | High Cost Winter Weekday | 53
| SCE | 1-in-2 | 2028 | 10 | LCA | Outside LA Basin | Average Weekday | Low Cost Winter Weekday | 3
| SCE | 1-in-2 | 2028 | 10 | LCA | Outside LA Basin | Monthly System Peak Day | High Cost Winter Weekday | 3
| SCE | 1-in-2 | 2028 | 10 | Zone | Remainder of System | Average Weekday | Low Cost Winter Weekday | 44
| SCE | 1-in-2 | 2028 | 10 | Zone | Remainder of System | Monthly System Peak Day | High Cost Winter Weekday | 44
| SCE | 1-in-2 | 2028 | 10 | Zone | South Orange County | Average Weekday | Low Cost Winter Weekday | 4
| SCE | 1-in-2 | 2028 | 10 | Zone | South Orange County | Monthly System Peak Day | High Cost Winter Weekday | 4
| SCE | 1-in-2 | 2028 | 10 | Zone | South of Lugo | Average Weekday | Low Cost Winter Weekday | 17
| SCE | 1-in-2 | 2028 | 10 | Zone | South of Lugo | Monthly System Peak Day | High Cost Winter Weekday | 17
| SCE | 1-in-2 | 2028 | 11 | All | All Customers | Average Weekday | Low Cost Winter Weekday | 65
| SCE | 1-in-2 | 2028 | 11 | All | All Customers | Monthly System Peak Day | High Cost Winter Weekday | 65
| SCE | 1-in-2 | 2028 | 11 | LCA | Big Creek/Ventura | Average Weekday | Low Cost Winter Weekday | 9
| SCE | 1-in-2 | 2028 | 11 | LCA | Big Creek/Ventura | Monthly System Peak Day | High Cost Winter Weekday | 9
| SCE | 1-in-2 | 2028 | 11 | LCA | LA Basin | Average Weekday | Low Cost Winter Weekday | 53
| SCE | 1-in-2 | 2028 | 11 | LCA | LA Basin | Monthly System Peak Day | High Cost Winter Weekday | 53
| SCE | 1-in-2 | 2028 | 11 | LCA | Outside LA Basin | Average Weekday | Low Cost Winter Weekday | 3
| SCE | 1-in-2 | 2028 | 11 | LCA | Outside LA Basin | Monthly System Peak Day | High Cost Winter Weekday | 3
| SCE | 1-in-2 | 2028 | 11 | Zone | Remainder of System | Average Weekday | Low Cost Winter Weekday | 44
| SCE | 1-in-2 | 2028 | 11 | Zone | Remainder of System | Monthly System Peak Day | High Cost Winter Weekday | 44
| SCE | 1-in-2 | 2028 | 11 | Zone | South Orange County | Average Weekday | Low Cost Winter Weekday | 4
| SCE | 1-in-2 | 2028 | 11 | Zone | South Orange County | Monthly System Peak Day | High Cost Winter Weekday | 4
| SCE | 1-in-2 | 2028 | 11 | Zone | South of Lugo | Average Weekday | Low Cost Winter Weekday | 17
| SCE | 1-in-2 | 2028 | 11 | Zone | South of Lugo | Monthly System Peak Day | High Cost Winter Weekday | 17
| SCE | 1-in-2 | 2028 | 12 | All | All Customers | Average Weekday | Low Cost Winter Weekday | 65
| SCE | 1-in-2 | 2028 | 12 | All | All Customers | Monthly System Peak Day | Low Cost Winter Weekday | 65
| SCE | 1-in-2 | 2028 | 12 | LCA | Big Creek/Ventura | Average Weekday | Low Cost Winter Weekday | 9
| SCE | 1-in-2 | 2028 | 12 | LCA | Big Creek/Ventura | Monthly System Peak Day | Low Cost Winter Weekday | 9
| SCE | 1-in-2 | 2028 | 12 | LCA | LA Basin | Average Weekday | Low Cost Winter Weekday | 53
| SCE | 1-in-2 | 2028 | 12 | LCA | LA Basin | Monthly System Peak Day | Low Cost Winter Weekday | 53
| SCE | 1-in-2 | 2028 | 12 | LCA | Outside LA Basin | Average Weekday | Low Cost Winter Weekday | 3
| SCE | 1-in-2 | 2028 | 12 | LCA | Outside LA Basin | Monthly System Peak Day | Low Cost Winter Weekday | 3
| SCE | 1-in-2 | 2028 | 12 | Zone | Remainder of System | Average Weekday | Low Cost Winter Weekday | 44
| SCE | 1-in-2 | 2028 | 12 | Zone | Remainder of System | Monthly System Peak Day | Low Cost Winter Weekday | 44
| SCE | 1-in-2 | 2028 | 12 | Zone | South Orange County | Average Weekday | Low Cost Winter Weekday | 4
| SCE | 1-in-2 | 2028 | 12 | Zone | South Orange County | Monthly System Peak Day | Low Cost Winter Weekday | 4
| SCE | 1-in-2 | 2028 | 12 | Zone | South of Lugo | Average Weekday | Low Cost Winter Weekday | 17
| SCE | 1-in-2 | 2028 | 12 | Zone | South of Lugo | Monthly System Peak Day | Low Cost Winter Weekday | 17
| SCE | 1-in-2 | 2029 | 1 | All | All Customers | Average Weekday | Low Cost Winter Weekday | 65
| SCE | 1-in-2 | 2029 | 1 | All | All Customers | Monthly System Peak Day | Low Cost Winter Weekday | 65
| SCE | 1-in-2 | 2029 | 1 | LCA | Big Creek/Ventura | Average Weekday | Low Cost Winter Weekday | 9
| SCE | 1-in-2 | 2029 | 1 | LCA | Big Creek/Ventura | Monthly System Peak Day | Low Cost Winter Weekday | 9
| SCE | 1-in-2 | 2029 | 1 | LCA | LA Basin | Average Weekday | Low Cost Winter Weekday | 53
| SCE | 1-in-2 | 2029 | 1 | LCA | LA Basin | Monthly System Peak Day | Low Cost Winter Weekday | 53
| SCE | 1-in-2 | 2029 | 1 | LCA | Outside LA Basin | Average Weekday | Low Cost Winter Weekday | 3
| SCE | 1-in-2 | 2029 | 1 | LCA | Outside LA Basin | Monthly System Peak Day | Low Cost Winter Weekday | 3
| SCE | 1-in-2 | 2029 | 1 | Zone | Remainder of System | Average Weekday | Low Cost Winter Weekday | 44
| SCE | 1-in-2 | 2029 | 1 | Zone | Remainder of System | Monthly System Peak Day | Low Cost Winter Weekday | 44
| SCE | 1-in-2 | 2029 | 1 | Zone | South Orange County | Average Weekday | Low Cost Winter Weekday | 4
| SCE | 1-in-2 | 2029 | 1 | Zone | South Orange County | Monthly System Peak Day | Low Cost Winter Weekday | 4
| SCE | 1-in-2 | 2029 | 1 | Zone | South of Lugo | Average Weekday | Low Cost Winter Weekday | 17
| SCE | 1-in-2 | 2029 | 1 | Zone | South of Lugo | Monthly System Peak Day | Low Cost Winter Weekday | 17
| SCE | 1-in-2 | 2029 | 2 | All | All Customers | Average Weekday | Low Cost Winter Weekday | 65
| SCE | 1-in-2 | 2029 | 2 | All | All Customers | Monthly System Peak Day | Low Cost Winter Weekday | 65
| SCE | 1-in-2 | 2029 | 2 | LCA | Big Creek/Ventura | Average Weekday | Low Cost Winter Weekday | 9
| SCE | 1-in-2 | 2029 | 2 | LCA | Big Creek/Ventura | Monthly System Peak Day | Low Cost Winter Weekday | 9
| SCE | 1-in-2 | 2029 | 2 | LCA | LA Basin | Average Weekday | Low Cost Winter Weekday | 53
| SCE | 1-in-2 | 2029 | 2 | LCA | LA Basin | Monthly System Peak Day | Low Cost Winter Weekday | 53
| SCE | 1-in-2 | 2029 | 2 | LCA | Outside LA Basin | Average Weekday | Low Cost Winter Weekday | 3
| SCE | 1-in-2 | 2029 | 2 | LCA | Outside LA Basin | Monthly System Peak Day | Low Cost Winter Weekday | 3
| SCE | 1-in-2 | 2029 | 2 | Zone | Remainder of System | Average Weekday | Low Cost Winter Weekday | 44
| SCE | 1-in-2 | 2029 | 2 | Zone | Remainder of System | Monthly System Peak Day | Low Cost Winter Weekday | 44
| SCE | 1-in-2 | 2029 | 2 | Zone | South Orange County | Average Weekday | Low Cost Winter Weekday | 4
| SCE | 1-in-2 | 2029 | 2 | Zone | South Orange County | Monthly System Peak Day | Low Cost Winter Weekday | 4
| SCE | 1-in-2 | 2029 | 2 | Zone | South of Lugo | Average Weekday | Low Cost Winter Weekday | 17
| SCE | 1-in-2 | 2029 | 2 | Zone | South of Lugo | Monthly System Peak Day | Low Cost Winter Weekday | 17
| SCE | 1-in-2 | 2029 | 3 | All | All Customers | Average Weekday | Low Cost Winter Weekday | 65
| SCE | 1-in-2 | 2029 | 3 | All | All Customers | Monthly System Peak Day | Low Cost Winter Weekday | 65
| SCE | 1-in-2 | 2029 | 3 | LCA | Big Creek/Ventura | Average Weekday | Low Cost Winter Weekday | 9
| SCE | 1-in-2 | 2029 | 3 | LCA | Big Creek/Ventura | Monthly System Peak Day | Low Cost Winter Weekday | 9
| SCE | 1-in-2 | 2029 | 3 | LCA | LA Basin | Average Weekday | Low Cost Winter Weekday | 53
| SCE | 1-in-2 | 2029 | 3 | LCA | LA Basin | Monthly System Peak Day | Low Cost Winter Weekday | 53
| SCE | 1-in-2 | 2029 | 3 | LCA | Outside LA Basin | Average Weekday | Low Cost Winter Weekday | 3
| SCE | 1-in-2 | 2029 | 3 | LCA | Outside LA Basin | Monthly System Peak Day | Low Cost Winter Weekday | 3
| SCE | 1-in-2 | 2029 | 3 | Zone | Remainder of System | Average Weekday | Low Cost Winter Weekday | 44
| SCE | 1-in-2 | 2029 | 3 | Zone | Remainder of System | Monthly System Peak Day | Low Cost Winter Weekday | 44
| SCE | 1-in-2 | 2029 | 3 | Zone | South Orange County | Average Weekday | Low Cost Winter Weekday | 4
| SCE | 1-in-2 | 2029 | 3 | Zone | South Orange County | Monthly System Peak Day | Low Cost Winter Weekday | 4
| SCE | 1-in-2 | 2029 | 3 | Zone | South of Lugo | Average Weekday | Low Cost Winter Weekday | 17
| SCE | 1-in-2 | 2029 | 3 | Zone | South of Lugo | Monthly System Peak Day | Low Cost Winter Weekday | 17
| SCE | 1-in-2 | 2029 | 4 | All | All Customers | Average Weekday | Low Cost Winter Weekday | 65
| SCE | 1-in-2 | 2029 | 4 | All | All Customers | Monthly System Peak Day | Low Cost Winter Weekday | 65
| SCE | 1-in-2 | 2029 | 4 | LCA | Big Creek/Ventura | Average Weekday | Low Cost Winter Weekday | 9
| SCE | 1-in-2 | 2029 | 4 | LCA | Big Creek/Ventura | Monthly System Peak Day | Low Cost Winter Weekday | 9
| SCE | 1-in-2 | 2029 | 4 | LCA | LA Basin | Average Weekday | Low Cost Winter Weekday | 53
| SCE | 1-in-2 | 2029 | 4 | LCA | LA Basin | Monthly System Peak Day | Low Cost Winter Weekday | 53
| SCE | 1-in-2 | 2029 | 4 | LCA | Outside LA Basin | Average Weekday | Low Cost Winter Weekday | 3
| SCE | 1-in-2 | 2029 | 4 | LCA | Outside LA Basin | Monthly System Peak Day | Low Cost Winter Weekday | 3
| SCE | 1-in-2 | 2029 | 4 | Zone | Remainder of System | Average Weekday | Low Cost Winter Weekday | 44
| SCE | 1-in-2 | 2029 | 4 | Zone | Remainder of System | Monthly System Peak Day | Low Cost Winter Weekday | 44
| SCE | 1-in-2 | 2029 | 4 | Zone | South Orange County | Average Weekday | Low Cost Winter Weekday | 4
| SCE | 1-in-2 | 2029 | 4 | Zone | South Orange County | Monthly System Peak Day | Low Cost Winter Weekday | 4
| SCE | 1-in-2 | 2029 | 4 | Zone | South of Lugo | Average Weekday | Low Cost Winter Weekday | 17
| SCE | 1-in-2 | 2029 | 4 | Zone | South of Lugo | Monthly System Peak Day | Low Cost Winter Weekday | 17
| SCE | 1-in-2 | 2029 | 5 | All | All Customers | Average Weekday | Low Cost Winter Weekday | 65
| SCE | 1-in-2 | 2029 | 5 | All | All Customers | Monthly System Peak Day | Low Cost Winter Weekday | 65
| SCE | 1-in-2 | 2029 | 5 | LCA | Big Creek/Ventura | Average Weekday | Low Cost Winter Weekday | 9
| SCE | 1-in-2 | 2029 | 5 | LCA | Big Creek/Ventura | Monthly System Peak Day | Low Cost Winter Weekday | 9
| SCE | 1-in-2 | 2029 | 5 | LCA | LA Basin | Average Weekday | Low Cost Winter Weekday | 53
| SCE | 1-in-2 | 2029 | 5 | LCA | LA Basin | Monthly System Peak Day | Low Cost Winter Weekday | 53
| SCE | 1-in-2 | 2029 | 5 | LCA | Outside LA Basin | Average Weekday | Low Cost Winter Weekday | 3
| SCE | 1-in-2 | 2029 | 5 | LCA | Outside LA Basin | Monthly System Peak Day | Low Cost Winter Weekday | 3
| SCE | 1-in-2 | 2029 | 5 | Zone | Remainder of System | Average Weekday | Low Cost Winter Weekday | 44
| SCE | 1-in-2 | 2029 | 5 | Zone | Remainder of System | Monthly System Peak Day | Low Cost Winter Weekday | 44
| SCE | 1-in-2 | 2029 | 5 | Zone | South Orange County | Average Weekday | Low Cost Winter Weekday | 4
| SCE | 1-in-2 | 2029 | 5 | Zone | South Orange County | Monthly System Peak Day | Low Cost Winter Weekday | 4
| SCE | 1-in-2 | 2029 | 5 | Zone | South of Lugo | Average Weekday | Low Cost Winter Weekday | 17
| SCE | 1-in-2 | 2029 | 5 | Zone | South of Lugo | Monthly System Peak Day | Low Cost Winter Weekday | 17
| SCE | 1-in-2 | 2029 | 6 | All | All Customers | Average Weekday | Mild Summer Weekday | 65
| SCE | 1-in-2 | 2029 | 6 | All | All Customers | Monthly System Peak Day | Moderate Summer Weekday | 65
| SCE | 1-in-2 | 2029 | 6 | LCA | Big Creek/Ventura | Average Weekday | Mild Summer Weekday | 9
| SCE | 1-in-2 | 2029 | 6 | LCA | Big Creek/Ventura | Monthly System Peak Day | Moderate Summer Weekday | 9
| SCE | 1-in-2 | 2029 | 6 | LCA | LA Basin | Average Weekday | Mild Summer Weekday | 53
| SCE | 1-in-2 | 2029 | 6 | LCA | LA Basin | Monthly System Peak Day | Moderate Summer Weekday | 53
| SCE | 1-in-2 | 2029 | 6 | LCA | Outside LA Basin | Average Weekday | Mild Summer Weekday | 3
| SCE | 1-in-2 | 2029 | 6 | LCA | Outside LA Basin | Monthly System Peak Day | Moderate Summer Weekday | 3
| SCE | 1-in-2 | 2029 | 6 | Zone | Remainder of System | Average Weekday | Mild Summer Weekday | 44
| SCE | 1-in-2 | 2029 | 6 | Zone | Remainder of System | Monthly System Peak Day | Moderate Summer Weekday | 44
| SCE | 1-in-2 | 2029 | 6 | Zone | South Orange County | Average Weekday | Mild Summer Weekday | 4
| SCE | 1-in-2 | 2029 | 6 | Zone | South Orange County | Monthly System Peak Day | Moderate Summer Weekday | 4
| SCE | 1-in-2 | 2029 | 6 | Zone | South of Lugo | Average Weekday | Mild Summer Weekday | 17
| SCE | 1-in-2 | 2029 | 6 | Zone | South of Lugo | Monthly System Peak Day | Moderate Summer Weekday | 17
| SCE | 1-in-2 | 2029 | 7 | All | All Customers | Average Weekday | Moderate Summer Weekday | 65
| SCE | 1-in-2 | 2029 | 7 | All | All Customers | Monthly System Peak Day | Hot Summer Weekday | 65
| SCE | 1-in-2 | 2029 | 7 | LCA | Big Creek/Ventura | Average Weekday | Moderate Summer Weekday | 9
| SCE | 1-in-2 | 2029 | 7 | LCA | Big Creek/Ventura | Monthly System Peak Day | Hot Summer Weekday | 9
| SCE | 1-in-2 | 2029 | 7 | LCA | LA Basin | Average Weekday | Moderate Summer Weekday | 53
| SCE | 1-in-2 | 2029 | 7 | LCA | LA Basin | Monthly System Peak Day | Hot Summer Weekday | 53
| SCE | 1-in-2 | 2029 | 7 | LCA | Outside LA Basin | Average Weekday | Moderate Summer Weekday | 3
| SCE | 1-in-2 | 2029 | 7 | LCA | Outside LA Basin | Monthly System Peak Day | Hot Summer Weekday | 3
| SCE | 1-in-2 | 2029 | 7 | Zone | Remainder of System | Average Weekday | Moderate Summer Weekday | 44
| SCE | 1-in-2 | 2029 | 7 | Zone | Remainder of System | Monthly System Peak Day | Hot Summer Weekday | 44
| SCE | 1-in-2 | 2029 | 7 | Zone | South Orange County | Average Weekday | Moderate Summer Weekday | 4
| SCE | 1-in-2 | 2029 | 7 | Zone | South Orange County | Monthly System Peak Day | Hot Summer Weekday | 4
| SCE | 1-in-2 | 2029 | 7 | Zone | South of Lugo | Average Weekday | Moderate Summer Weekday | 17
| SCE | 1-in-2 | 2029 | 7 | Zone | South of Lugo | Monthly System Peak Day | Hot Summer Weekday | 17
| SCE | 1-in-2 | 2029 | 8 | All | All Customers | Average Weekday | Moderate Summer Weekday | 65
| SCE | 1-in-2 | 2029 | 8 | All | All Customers | Monthly System Peak Day | Hot Summer Weekday | 65
| SCE | 1-in-2 | 2029 | 8 | All | All Customers | Typical Event Day | Hot Summer Weekday | 65
| SCE | 1-in-2 | 2029 | 8 | LCA | Big Creek/Ventura | Average Weekday | Moderate Summer Weekday | 9
| SCE | 1-in-2 | 2029 | 8 | LCA | Big Creek/Ventura | Monthly System Peak Day | Hot Summer Weekday | 9
| SCE | 1-in-2 | 2029 | 8 | LCA | Big Creek/Ventura | Typical Event Day | Hot Summer Weekday | 9
| SCE | 1-in-2 | 2029 | 8 | LCA | LA Basin | Average Weekday | Moderate Summer Weekday | 53
| SCE | 1-in-2 | 2029 | 8 | LCA | LA Basin | Monthly System Peak Day | Hot Summer Weekday | 53
| SCE | 1-in-2 | 2029 | 8 | LCA | LA Basin | Typical Event Day | Hot Summer Weekday | 53
| SCE | 1-in-2 | 2029 | 8 | LCA | Outside LA Basin | Average Weekday | Moderate Summer Weekday | 3
| SCE | 1-in-2 | 2029 | 8 | LCA | Outside LA Basin | Monthly System Peak Day | Hot Summer Weekday | 3
| SCE | 1-in-2 | 2029 | 8 | LCA | Outside LA Basin | Typical Event Day | Hot Summer Weekday | 3
| SCE | 1-in-2 | 2029 | 8 | Zone | Remainder of System | Average Weekday | Moderate Summer Weekday | 44
| SCE | 1-in-2 | 2029 | 8 | Zone | Remainder of System | Monthly System Peak Day | Hot Summer Weekday | 44
| SCE | 1-in-2 | 2029 | 8 | Zone | Remainder of System | Typical Event Day | Hot Summer Weekday | 44
| SCE | 1-in-2 | 2029 | 8 | Zone | South Orange County | Average Weekday | Moderate Summer Weekday | 4
| SCE | 1-in-2 | 2029 | 8 | Zone | South Orange County | Monthly System Peak Day | Hot Summer Weekday | 4
| SCE | 1-in-2 | 2029 | 8 | Zone | South Orange County | Typical Event Day | Hot Summer Weekday | 4
| SCE | 1-in-2 | 2029 | 8 | Zone | South of Lugo | Average Weekday | Moderate Summer Weekday | 17
| SCE | 1-in-2 | 2029 | 8 | Zone | South of Lugo | Monthly System Peak Day | Hot Summer Weekday | 17
| SCE | 1-in-2 | 2029 | 8 | Zone | South of Lugo | Typical Event Day | Hot Summer Weekday | 17
| SCE | 1-in-2 | 2029 | 9 | All | All Customers | Average Weekday | Moderate Summer Weekday | 65
| SCE | 1-in-2 | 2029 | 9 | All | All Customers | Monthly System Peak Day | Hot Summer Weekday | 65
| SCE | 1-in-2 | 2029 | 9 | LCA | Big Creek/Ventura | Average Weekday | Moderate Summer Weekday | 9
| SCE | 1-in-2 | 2029 | 9 | LCA | Big Creek/Ventura | Monthly System Peak Day | Hot Summer Weekday | 9
| SCE | 1-in-2 | 2029 | 9 | LCA | LA Basin | Average Weekday | Moderate Summer Weekday | 53
| SCE | 1-in-2 | 2029 | 9 | LCA | LA Basin | Monthly System Peak Day | Hot Summer Weekday | 53
| SCE | 1-in-2 | 2029 | 9 | LCA | Outside LA Basin | Average Weekday | Moderate Summer Weekday | 3
| SCE | 1-in-2 | 2029 | 9 | LCA | Outside LA Basin | Monthly System Peak Day | Hot Summer Weekday | 3
| SCE | 1-in-2 | 2029 | 9 | Zone | Remainder of System | Average Weekday | Moderate Summer Weekday | 44
| SCE | 1-in-2 | 2029 | 9 | Zone | Remainder of System | Monthly System Peak Day | Hot Summer Weekday | 44
| SCE | 1-in-2 | 2029 | 9 | Zone | South Orange County | Average Weekday | Moderate Summer Weekday | 4
| SCE | 1-in-2 | 2029 | 9 | Zone | South Orange County | Monthly System Peak Day | Hot Summer Weekday | 4
| SCE | 1-in-2 | 2029 | 9 | Zone | South of Lugo | Average Weekday | Moderate Summer Weekday | 17
| SCE | 1-in-2 | 2029 | 9 | Zone | South of Lugo | Monthly System Peak Day | Hot Summer Weekday | 17
| SCE | 1-in-2 | 2029 | 10 | All | All Customers | Average Weekday | Low Cost Winter Weekday | 65
| SCE | 1-in-2 | 2029 | 10 | All | All Customers | Monthly System Peak Day | High Cost Winter Weekday | 65
| SCE | 1-in-2 | 2029 | 10 | LCA | Big Creek/Ventura | Average Weekday | Low Cost Winter Weekday | 9
| SCE | 1-in-2 | 2029 | 10 | LCA | Big Creek/Ventura | Monthly System Peak Day | High Cost Winter Weekday | 9
| SCE | 1-in-2 | 2029 | 10 | LCA | LA Basin | Average Weekday | Low Cost Winter Weekday | 53
| SCE | 1-in-2 | 2029 | 10 | LCA | LA Basin | Monthly System Peak Day | High Cost Winter Weekday | 53
| SCE | 1-in-2 | 2029 | 10 | LCA | Outside LA Basin | Average Weekday | Low Cost Winter Weekday | 3
| SCE | 1-in-2 | 2029 | 10 | LCA | Outside LA Basin | Monthly System Peak Day | High Cost Winter Weekday | 3
| SCE | 1-in-2 | 2029 | 10 | Zone | Remainder of System | Average Weekday | Low Cost Winter Weekday | 44
| SCE | 1-in-2 | 2029 | 10 | Zone | Remainder of System | Monthly System Peak Day | High Cost Winter Weekday | 44
| SCE | 1-in-2 | 2029 | 10 | Zone | South Orange County | Average Weekday | Low Cost Winter Weekday | 4
| SCE | 1-in-2 | 2029 | 10 | Zone | South Orange County | Monthly System Peak Day | High Cost Winter Weekday | 4
| SCE | 1-in-2 | 2029 | 10 | Zone | South of Lugo | Average Weekday | Low Cost Winter Weekday | 17
| SCE | 1-in-2 | 2029 | 10 | Zone | South of Lugo | Monthly System Peak Day | High Cost Winter Weekday | 17
| SCE | 1-in-2 | 2029 | 11 | All | All Customers | Average Weekday | Low Cost Winter Weekday | 65
| SCE | 1-in-2 | 2029 | 11 | All | All Customers | Monthly System Peak Day | High Cost Winter Weekday | 65
| SCE | 1-in-2 | 2029 | 11 | LCA | Big Creek/Ventura | Average Weekday | Low Cost Winter Weekday | 9
| SCE | 1-in-2 | 2029 | 11 | LCA | Big Creek/Ventura | Monthly System Peak Day | High Cost Winter Weekday | 9
| SCE | 1-in-2 | 2029 | 11 | LCA | LA Basin | Average Weekday | Low Cost Winter Weekday | 53
| SCE | 1-in-2 | 2029 | 11 | LCA | LA Basin | Monthly System Peak Day | High Cost Winter Weekday | 53
| SCE | 1-in-2 | 2029 | 11 | LCA | Outside LA Basin | Average Weekday | Low Cost Winter Weekday | 3
| SCE | 1-in-2 | 2029 | 11 | LCA | Outside LA Basin | Monthly System Peak Day | High Cost Winter Weekday | 3
| SCE | 1-in-2 | 2029 | 11 | Zone | Remainder of System | Average Weekday | Low Cost Winter Weekday | 44
| SCE | 1-in-2 | 2029 | 11 | Zone | Remainder of System | Monthly System Peak Day | High Cost Winter Weekday | 44
| SCE | 1-in-2 | 2029 | 11 | Zone | South Orange County | Average Weekday | Low Cost Winter Weekday | 4
| SCE | 1-in-2 | 2029 | 11 | Zone | South Orange County | Monthly System Peak Day | High Cost Winter Weekday | 4
| SCE | 1-in-2 | 2029 | 11 | Zone | South of Lugo | Average Weekday | Low Cost Winter Weekday | 17
| SCE | 1-in-2 | 2029 | 11 | Zone | South of Lugo | Monthly System Peak Day | High Cost Winter Weekday | 17
| SCE | 1-in-2 | 2029 | 12 | All | All Customers | Average Weekday | Low Cost Winter Weekday | 65
| SCE | 1-in-2 | 2029 | 12 | All | All Customers | Monthly System Peak Day | Low Cost Winter Weekday | 65
| SCE | 1-in-2 | 2029 | 12 | LCA | Big Creek/Ventura | Average Weekday | Low Cost Winter Weekday | 9
| SCE | 1-in-2 | 2029 | 12 | LCA | Big Creek/Ventura | Monthly System Peak Day | Low Cost Winter Weekday | 9
| SCE | 1-in-2 | 2029 | 12 | LCA | LA Basin | Average Weekday | Low Cost Winter Weekday | 53
| SCE | 1-in-2 | 2029 | 12 | LCA | LA Basin | Monthly System Peak Day | Low Cost Winter Weekday | 53
| SCE | 1-in-2 | 2029 | 12 | LCA | Outside LA Basin | Average Weekday | Low Cost Winter Weekday | 3
| SCE | 1-in-2 | 2029 | 12 | LCA | Outside LA Basin | Monthly System Peak Day | Low Cost Winter Weekday | 3
| SCE | 1-in-2 | 2029 | 12 | Zone | Remainder of System | Average Weekday | Low Cost Winter Weekday | 44
| SCE | 1-in-2 | 2029 | 12 | Zone | Remainder of System | Monthly System Peak Day | Low Cost Winter Weekday | 44
| SCE | 1-in-2 | 2029 | 12 | Zone | South Orange County | Average Weekday | Low Cost Winter Weekday | 4
| SCE | 1-in-2 | 2029 | 12 | Zone | South Orange County | Monthly System Peak Day | Low Cost Winter Weekday | 4
| SCE | 1-in-2 | 2029 | 12 | Zone | South of Lugo | Average Weekday | Low Cost Winter Weekday | 17
| SCE | 1-in-2 | 2029 | 12 | Zone | South of Lugo | Monthly System Peak Day | Low Cost Winter Weekday | 17
| SCE | 1-in-2 | 2030 | 1 | All | All Customers | Average Weekday | Low Cost Winter Weekday | 65
| SCE | 1-in-2 | 2030 | 1 | All | All Customers | Monthly System Peak Day | Low Cost Winter Weekday | 65
| SCE | 1-in-2 | 2030 | 1 | LCA | Big Creek/Ventura | Average Weekday | Low Cost Winter Weekday | 9
| SCE | 1-in-2 | 2030 | 1 | LCA | Big Creek/Ventura | Monthly System Peak Day | Low Cost Winter Weekday | 9
| SCE | 1-in-2 | 2030 | 1 | LCA | LA Basin | Average Weekday | Low Cost Winter Weekday | 53
| SCE | 1-in-2 | 2030 | 1 | LCA | LA Basin | Monthly System Peak Day | Low Cost Winter Weekday | 53
| SCE | 1-in-2 | 2030 | 1 | LCA | Outside LA Basin | Average Weekday | Low Cost Winter Weekday | 3
| SCE | 1-in-2 | 2030 | 1 | LCA | Outside LA Basin | Monthly System Peak Day | Low Cost Winter Weekday | 3
| SCE | 1-in-2 | 2030 | 1 | Zone | Remainder of System | Average Weekday | Low Cost Winter Weekday | 44
| SCE | 1-in-2 | 2030 | 1 | Zone | Remainder of System | Monthly System Peak Day | Low Cost Winter Weekday | 44
| SCE | 1-in-2 | 2030 | 1 | Zone | South Orange County | Average Weekday | Low Cost Winter Weekday | 4
| SCE | 1-in-2 | 2030 | 1 | Zone | South Orange County | Monthly System Peak Day | Low Cost Winter Weekday | 4
| SCE | 1-in-2 | 2030 | 1 | Zone | South of Lugo | Average Weekday | Low Cost Winter Weekday | 17
| SCE | 1-in-2 | 2030 | 1 | Zone | South of Lugo | Monthly System Peak Day | Low Cost Winter Weekday | 17
| SCE | 1-in-2 | 2030 | 2 | All | All Customers | Average Weekday | Low Cost Winter Weekday | 65
| SCE | 1-in-2 | 2030 | 2 | All | All Customers | Monthly System Peak Day | Low Cost Winter Weekday | 65
| SCE | 1-in-2 | 2030 | 2 | LCA | Big Creek/Ventura | Average Weekday | Low Cost Winter Weekday | 9
| SCE | 1-in-2 | 2030 | 2 | LCA | Big Creek/Ventura | Monthly System Peak Day | Low Cost Winter Weekday | 9
| SCE | 1-in-2 | 2030 | 2 | LCA | LA Basin | Average Weekday | Low Cost Winter Weekday | 53
| SCE | 1-in-2 | 2030 | 2 | LCA | LA Basin | Monthly System Peak Day | Low Cost Winter Weekday | 53
| SCE | 1-in-2 | 2030 | 2 | LCA | Outside LA Basin | Average Weekday | Low Cost Winter Weekday | 3
| SCE | 1-in-2 | 2030 | 2 | LCA | Outside LA Basin | Monthly System Peak Day | Low Cost Winter Weekday | 3
| SCE | 1-in-2 | 2030 | 2 | Zone | Remainder of System | Average Weekday | Low Cost Winter Weekday | 44
| SCE | 1-in-2 | 2030 | 2 | Zone | Remainder of System | Monthly System Peak Day | Low Cost Winter Weekday | 44
| SCE | 1-in-2 | 2030 | 2 | Zone | South Orange County | Average Weekday | Low Cost Winter Weekday | 4
| SCE | 1-in-2 | 2030 | 2 | Zone | South Orange County | Monthly System Peak Day | Low Cost Winter Weekday | 4
| SCE | 1-in-2 | 2030 | 2 | Zone | South of Lugo | Average Weekday | Low Cost Winter Weekday | 17
| SCE | 1-in-2 | 2030 | 2 | Zone | South of Lugo | Monthly System Peak Day | Low Cost Winter Weekday | 17
| SCE | 1-in-2 | 2030 | 3 | All | All Customers | Average Weekday | Low Cost Winter Weekday | 65
| SCE | 1-in-2 | 2030 | 3 | All | All Customers | Monthly System Peak Day | Low Cost Winter Weekday | 65
| SCE | 1-in-2 | 2030 | 3 | LCA | Big Creek/Ventura | Average Weekday | Low Cost Winter Weekday | 9
| SCE | 1-in-2 | 2030 | 3 | LCA | Big Creek/Ventura | Monthly System Peak Day | Low Cost Winter Weekday | 9
| SCE | 1-in-2 | 2030 | 3 | LCA | LA Basin | Average Weekday | Low Cost Winter Weekday | 53
| SCE | 1-in-2 | 2030 | 3 | LCA | LA Basin | Monthly System Peak Day | Low Cost Winter Weekday | 53
| SCE | 1-in-2 | 2030 | 3 | LCA | Outside LA Basin | Average Weekday | Low Cost Winter Weekday | 3
| SCE | 1-in-2 | 2030 | 3 | LCA | Outside LA Basin | Monthly System Peak Day | Low Cost Winter Weekday | 3
| SCE | 1-in-2 | 2030 | 3 | Zone | Remainder of System | Average Weekday | Low Cost Winter Weekday | 44
| SCE | 1-in-2 | 2030 | 3 | Zone | Remainder of System | Monthly System Peak Day | Low Cost Winter Weekday | 44
| SCE | 1-in-2 | 2030 | 3 | Zone | South Orange County | Average Weekday | Low Cost Winter Weekday | 4
| SCE | 1-in-2 | 2030 | 3 | Zone | South Orange County | Monthly System Peak Day | Low Cost Winter Weekday | 4
| SCE | 1-in-2 | 2030 | 3 | Zone | South of Lugo | Average Weekday | Low Cost Winter Weekday | 17
| SCE | 1-in-2 | 2030 | 3 | Zone | South of Lugo | Monthly System Peak Day | Low Cost Winter Weekday | 17
| SCE | 1-in-2 | 2030 | 4 | All | All Customers | Average Weekday | Low Cost Winter Weekday | 65
| SCE | 1-in-2 | 2030 | 4 | All | All Customers | Monthly System Peak Day | Low Cost Winter Weekday | 65
| SCE | 1-in-2 | 2030 | 4 | LCA | Big Creek/Ventura | Average Weekday | Low Cost Winter Weekday | 9
| SCE | 1-in-2 | 2030 | 4 | LCA | Big Creek/Ventura | Monthly System Peak Day | Low Cost Winter Weekday | 9
| SCE | 1-in-2 | 2030 | 4 | LCA | LA Basin | Average Weekday | Low Cost Winter Weekday | 53
| SCE | 1-in-2 | 2030 | 4 | LCA | LA Basin | Monthly System Peak Day | Low Cost Winter Weekday | 53
| SCE | 1-in-2 | 2030 | 4 | LCA | Outside LA Basin | Average Weekday | Low Cost Winter Weekday | 3
| SCE | 1-in-2 | 2030 | 4 | LCA | Outside LA Basin | Monthly System Peak Day | Low Cost Winter Weekday | 3
| SCE | 1-in-2 | 2030 | 4 | Zone | Remainder of System | Average Weekday | Low Cost Winter Weekday | 44
| SCE | 1-in-2 | 2030 | 4 | Zone | Remainder of System | Monthly System Peak Day | Low Cost Winter Weekday | 44
| SCE | 1-in-2 | 2030 | 4 | Zone | South Orange County | Average Weekday | Low Cost Winter Weekday | 4
| SCE | 1-in-2 | 2030 | 4 | Zone | South Orange County | Monthly System Peak Day | Low Cost Winter Weekday | 4
| SCE | 1-in-2 | 2030 | 4 | Zone | South of Lugo | Average Weekday | Low Cost Winter Weekday | 17
| SCE | 1-in-2 | 2030 | 4 | Zone | South of Lugo | Monthly System Peak Day | Low Cost Winter Weekday | 17
| SCE | 1-in-2 | 2030 | 5 | All | All Customers | Average Weekday | Low Cost Winter Weekday | 65
| SCE | 1-in-2 | 2030 | 5 | All | All Customers | Monthly System Peak Day | Low Cost Winter Weekday | 65
| SCE | 1-in-2 | 2030 | 5 | LCA | Big Creek/Ventura | Average Weekday | Low Cost Winter Weekday | 9
| SCE | 1-in-2 | 2030 | 5 | LCA | Big Creek/Ventura | Monthly System Peak Day | Low Cost Winter Weekday | 9
| SCE | 1-in-2 | 2030 | 5 | LCA | LA Basin | Average Weekday | Low Cost Winter Weekday | 53
| SCE | 1-in-2 | 2030 | 5 | LCA | LA Basin | Monthly System Peak Day | Low Cost Winter Weekday | 53
| SCE | 1-in-2 | 2030 | 5 | LCA | Outside LA Basin | Average Weekday | Low Cost Winter Weekday | 3
| SCE | 1-in-2 | 2030 | 5 | LCA | Outside LA Basin | Monthly System Peak Day | Low Cost Winter Weekday | 3
| SCE | 1-in-2 | 2030 | 5 | Zone | Remainder of System | Average Weekday | Low Cost Winter Weekday | 44
| SCE | 1-in-2 | 2030 | 5 | Zone | Remainder of System | Monthly System Peak Day | Low Cost Winter Weekday | 44
| SCE | 1-in-2 | 2030 | 5 | Zone | South Orange County | Average Weekday | Low Cost Winter Weekday | 4
| SCE | 1-in-2 | 2030 | 5 | Zone | South Orange County | Monthly System Peak Day | Low Cost Winter Weekday | 4
| SCE | 1-in-2 | 2030 | 5 | Zone | South of Lugo | Average Weekday | Low Cost Winter Weekday | 17
| SCE | 1-in-2 | 2030 | 5 | Zone | South of Lugo | Monthly System Peak Day | Low Cost Winter Weekday | 17
| SCE | 1-in-2 | 2030 | 6 | All | All Customers | Average Weekday | Mild Summer Weekday | 65
| SCE | 1-in-2 | 2030 | 6 | All | All Customers | Monthly System Peak Day | Moderate Summer Weekday | 65
| SCE | 1-in-2 | 2030 | 6 | LCA | Big Creek/Ventura | Average Weekday | Mild Summer Weekday | 9
| SCE | 1-in-2 | 2030 | 6 | LCA | Big Creek/Ventura | Monthly System Peak Day | Moderate Summer Weekday | 9
| SCE | 1-in-2 | 2030 | 6 | LCA | LA Basin | Average Weekday | Mild Summer Weekday | 53
| SCE | 1-in-2 | 2030 | 6 | LCA | LA Basin | Monthly System Peak Day | Moderate Summer Weekday | 53
| SCE | 1-in-2 | 2030 | 6 | LCA | Outside LA Basin | Average Weekday | Mild Summer Weekday | 3
| SCE | 1-in-2 | 2030 | 6 | LCA | Outside LA Basin | Monthly System Peak Day | Moderate Summer Weekday | 3
| SCE | 1-in-2 | 2030 | 6 | Zone | Remainder of System | Average Weekday | Mild Summer Weekday | 44
| SCE | 1-in-2 | 2030 | 6 | Zone | Remainder of System | Monthly System Peak Day | Moderate Summer Weekday | 44
| SCE | 1-in-2 | 2030 | 6 | Zone | South Orange County | Average Weekday | Mild Summer Weekday | 4
| SCE | 1-in-2 | 2030 | 6 | Zone | South Orange County | Monthly System Peak Day | Moderate Summer Weekday | 4
| SCE | 1-in-2 | 2030 | 6 | Zone | South of Lugo | Average Weekday | Mild Summer Weekday | 17
| SCE | 1-in-2 | 2030 | 6 | Zone | South of Lugo | Monthly System Peak Day | Moderate Summer Weekday | 17
| SCE | 1-in-2 | 2030 | 7 | All | All Customers | Average Weekday | Moderate Summer Weekday | 65
| SCE | 1-in-2 | 2030 | 7 | All | All Customers | Monthly System Peak Day | Hot Summer Weekday | 65
| SCE | 1-in-2 | 2030 | 7 | LCA | Big Creek/Ventura | Average Weekday | Moderate Summer Weekday | 9
| SCE | 1-in-2 | 2030 | 7 | LCA | Big Creek/Ventura | Monthly System Peak Day | Hot Summer Weekday | 9
| SCE | 1-in-2 | 2030 | 7 | LCA | LA Basin | Average Weekday | Moderate Summer Weekday | 53
| SCE | 1-in-2 | 2030 | 7 | LCA | LA Basin | Monthly System Peak Day | Hot Summer Weekday | 53
| SCE | 1-in-2 | 2030 | 7 | LCA | Outside LA Basin | Average Weekday | Moderate Summer Weekday | 3
| SCE | 1-in-2 | 2030 | 7 | LCA | Outside LA Basin | Monthly System Peak Day | Hot Summer Weekday | 3
| SCE | 1-in-2 | 2030 | 7 | Zone | Remainder of System | Average Weekday | Moderate Summer Weekday | 44
| SCE | 1-in-2 | 2030 | 7 | Zone | Remainder of System | Monthly System Peak Day | Hot Summer Weekday | 44
| SCE | 1-in-2 | 2030 | 7 | Zone | South Orange County | Average Weekday | Moderate Summer Weekday | 4
| SCE | 1-in-2 | 2030 | 7 | Zone | South Orange County | Monthly System Peak Day | Hot Summer Weekday | 4
| SCE | 1-in-2 | 2030 | 7 | Zone | South of Lugo | Average Weekday | Moderate Summer Weekday | 17
| SCE | 1-in-2 | 2030 | 7 | Zone | South of Lugo | Monthly System Peak Day | Hot Summer Weekday | 17
| SCE | 1-in-2 | 2030 | 8 | All | All Customers | Average Weekday | Moderate Summer Weekday | 65
| SCE | 1-in-2 | 2030 | 8 | All | All Customers | Monthly System Peak Day | Hot Summer Weekday | 65
| SCE | 1-in-2 | 2030 | 8 | All | All Customers | Typical Event Day | Hot Summer Weekday | 65
| SCE | 1-in-2 | 2030 | 8 | LCA | Big Creek/Ventura | Average Weekday | Moderate Summer Weekday | 9
| SCE | 1-in-2 | 2030 | 8 | LCA | Big Creek/Ventura | Monthly System Peak Day | Hot Summer Weekday | 9
| SCE | 1-in-2 | 2030 | 8 | LCA | Big Creek/Ventura | Typical Event Day | Hot Summer Weekday | 9
| SCE | 1-in-2 | 2030 | 8 | LCA | LA Basin | Average Weekday | Moderate Summer Weekday | 53
| SCE | 1-in-2 | 2030 | 8 | LCA | LA Basin | Monthly System Peak Day | Hot Summer Weekday | 53
| SCE | 1-in-2 | 2030 | 8 | LCA | LA Basin | Typical Event Day | Hot Summer Weekday | 53
| SCE | 1-in-2 | 2030 | 8 | LCA | Outside LA Basin | Average Weekday | Moderate Summer Weekday | 3
| SCE | 1-in-2 | 2030 | 8 | LCA | Outside LA Basin | Monthly System Peak Day | Hot Summer Weekday | 3
| SCE | 1-in-2 | 2030 | 8 | LCA | Outside LA Basin | Typical Event Day | Hot Summer Weekday | 3
| SCE | 1-in-2 | 2030 | 8 | Zone | Remainder of System | Average Weekday | Moderate Summer Weekday | 44
| SCE | 1-in-2 | 2030 | 8 | Zone | Remainder of System | Monthly System Peak Day | Hot Summer Weekday | 44
| SCE | 1-in-2 | 2030 | 8 | Zone | Remainder of System | Typical Event Day | Hot Summer Weekday | 44
| SCE | 1-in-2 | 2030 | 8 | Zone | South Orange County | Average Weekday | Moderate Summer Weekday | 4
| SCE | 1-in-2 | 2030 | 8 | Zone | South Orange County | Monthly System Peak Day | Hot Summer Weekday | 4
| SCE | 1-in-2 | 2030 | 8 | Zone | South Orange County | Typical Event Day | Hot Summer Weekday | 4
| SCE | 1-in-2 | 2030 | 8 | Zone | South of Lugo | Average Weekday | Moderate Summer Weekday | 17
| SCE | 1-in-2 | 2030 | 8 | Zone | South of Lugo | Monthly System Peak Day | Hot Summer Weekday | 17
| SCE | 1-in-2 | 2030 | 8 | Zone | South of Lugo | Typical Event Day | Hot Summer Weekday | 17
| SCE | 1-in-2 | 2030 | 9 | All | All Customers | Average Weekday | Moderate Summer Weekday | 65
| SCE | 1-in-2 | 2030 | 9 | All | All Customers | Monthly System Peak Day | Hot Summer Weekday | 65
| SCE | 1-in-2 | 2030 | 9 | LCA | Big Creek/Ventura | Average Weekday | Moderate Summer Weekday | 9
| SCE | 1-in-2 | 2030 | 9 | LCA | Big Creek/Ventura | Monthly System Peak Day | Hot Summer Weekday | 9
| SCE | 1-in-2 | 2030 | 9 | LCA | LA Basin | Average Weekday | Moderate Summer Weekday | 53
| SCE | 1-in-2 | 2030 | 9 | LCA | LA Basin | Monthly System Peak Day | Hot Summer Weekday | 53
| SCE | 1-in-2 | 2030 | 9 | LCA | Outside LA Basin | Average Weekday | Moderate Summer Weekday | 3
| SCE | 1-in-2 | 2030 | 9 | LCA | Outside LA Basin | Monthly System Peak Day | Hot Summer Weekday | 3
| SCE | 1-in-2 | 2030 | 9 | Zone | Remainder of System | Average Weekday | Moderate Summer Weekday | 44
| SCE | 1-in-2 | 2030 | 9 | Zone | Remainder of System | Monthly System Peak Day | Hot Summer Weekday | 44
| SCE | 1-in-2 | 2030 | 9 | Zone | South Orange County | Average Weekday | Moderate Summer Weekday | 4
| SCE | 1-in-2 | 2030 | 9 | Zone | South Orange County | Monthly System Peak Day | Hot Summer Weekday | 4
| SCE | 1-in-2 | 2030 | 9 | Zone | South of Lugo | Average Weekday | Moderate Summer Weekday | 17
| SCE | 1-in-2 | 2030 | 9 | Zone | South of Lugo | Monthly System Peak Day | Hot Summer Weekday | 17
| SCE | 1-in-2 | 2030 | 10 | All | All Customers | Average Weekday | Low Cost Winter Weekday | 65
| SCE | 1-in-2 | 2030 | 10 | All | All Customers | Monthly System Peak Day | High Cost Winter Weekday | 65
| SCE | 1-in-2 | 2030 | 10 | LCA | Big Creek/Ventura | Average Weekday | Low Cost Winter Weekday | 9
| SCE | 1-in-2 | 2030 | 10 | LCA | Big Creek/Ventura | Monthly System Peak Day | High Cost Winter Weekday | 9
| SCE | 1-in-2 | 2030 | 10 | LCA | LA Basin | Average Weekday | Low Cost Winter Weekday | 53
| SCE | 1-in-2 | 2030 | 10 | LCA | LA Basin | Monthly System Peak Day | High Cost Winter Weekday | 53
| SCE | 1-in-2 | 2030 | 10 | LCA | Outside LA Basin | Average Weekday | Low Cost Winter Weekday | 3
| SCE | 1-in-2 | 2030 | 10 | LCA | Outside LA Basin | Monthly System Peak Day | High Cost Winter Weekday | 3
| SCE | 1-in-2 | 2030 | 10 | Zone | Remainder of System | Average Weekday | Low Cost Winter Weekday | 44
| SCE | 1-in-2 | 2030 | 10 | Zone | Remainder of System | Monthly System Peak Day | High Cost Winter Weekday | 44
| SCE | 1-in-2 | 2030 | 10 | Zone | South Orange County | Average Weekday | Low Cost Winter Weekday | 4
| SCE | 1-in-2 | 2030 | 10 | Zone | South Orange County | Monthly System Peak Day | High Cost Winter Weekday | 4
| SCE | 1-in-2 | 2030 | 10 | Zone | South of Lugo | Average Weekday | Low Cost Winter Weekday | 17
| SCE | 1-in-2 | 2030 | 10 | Zone | South of Lugo | Monthly System Peak Day | High Cost Winter Weekday | 17
| SCE | 1-in-2 | 2030 | 11 | All | All Customers | Average Weekday | Low Cost Winter Weekday | 65
| SCE | 1-in-2 | 2030 | 11 | All | All Customers | Monthly System Peak Day | High Cost Winter Weekday | 65
| SCE | 1-in-2 | 2030 | 11 | LCA | Big Creek/Ventura | Average Weekday | Low Cost Winter Weekday | 9
| SCE | 1-in-2 | 2030 | 11 | LCA | Big Creek/Ventura | Monthly System Peak Day | High Cost Winter Weekday | 9
| SCE | 1-in-2 | 2030 | 11 | LCA | LA Basin | Average Weekday | Low Cost Winter Weekday | 53
| SCE | 1-in-2 | 2030 | 11 | LCA | LA Basin | Monthly System Peak Day | High Cost Winter Weekday | 53
| SCE | 1-in-2 | 2030 | 11 | LCA | Outside LA Basin | Average Weekday | Low Cost Winter Weekday | 3
| SCE | 1-in-2 | 2030 | 11 | LCA | Outside LA Basin | Monthly System Peak Day | High Cost Winter Weekday | 3
| SCE | 1-in-2 | 2030 | 11 | Zone | Remainder of System | Average Weekday | Low Cost Winter Weekday | 44
| SCE | 1-in-2 | 2030 | 11 | Zone | Remainder of System | Monthly System Peak Day | High Cost Winter Weekday | 44
| SCE | 1-in-2 | 2030 | 11 | Zone | South Orange County | Average Weekday | Low Cost Winter Weekday | 4
| SCE | 1-in-2 | 2030 | 11 | Zone | South Orange County | Monthly System Peak Day | High Cost Winter Weekday | 4
| SCE | 1-in-2 | 2030 | 11 | Zone | South of Lugo | Average Weekday | Low Cost Winter Weekday | 17
| SCE | 1-in-2 | 2030 | 11 | Zone | South of Lugo | Monthly System Peak Day | High Cost Winter Weekday | 17
| SCE | 1-in-2 | 2030 | 12 | All | All Customers | Average Weekday | Low Cost Winter Weekday | 65
| SCE | 1-in-2 | 2030 | 12 | All | All Customers | Monthly System Peak Day | Low Cost Winter Weekday | 65
| SCE | 1-in-2 | 2030 | 12 | LCA | Big Creek/Ventura | Average Weekday | Low Cost Winter Weekday | 9
| SCE | 1-in-2 | 2030 | 12 | LCA | Big Creek/Ventura | Monthly System Peak Day | Low Cost Winter Weekday | 9
| SCE | 1-in-2 | 2030 | 12 | LCA | LA Basin | Average Weekday | Low Cost Winter Weekday | 53
| SCE | 1-in-2 | 2030 | 12 | LCA | LA Basin | Monthly System Peak Day | Low Cost Winter Weekday | 53
| SCE | 1-in-2 | 2030 | 12 | LCA | Outside LA Basin | Average Weekday | Low Cost Winter Weekday | 3
| SCE | 1-in-2 | 2030 | 12 | LCA | Outside LA Basin | Monthly System Peak Day | Low Cost Winter Weekday | 3
| SCE | 1-in-2 | 2030 | 12 | Zone | Remainder of System | Average Weekday | Low Cost Winter Weekday | 44
| SCE | 1-in-2 | 2030 | 12 | Zone | Remainder of System | Monthly System Peak Day | Low Cost Winter Weekday | 44
| SCE | 1-in-2 | 2030 | 12 | Zone | South Orange County | Average Weekday | Low Cost Winter Weekday | 4
| SCE | 1-in-2 | 2030 | 12 | Zone | South Orange County | Monthly System Peak Day | Low Cost Winter Weekday | 4
| SCE | 1-in-2 | 2030 | 12 | Zone | South of Lugo | Average Weekday | Low Cost Winter Weekday | 17
| SCE | 1-in-2 | 2030 | 12 | Zone | South of Lugo | Monthly System Peak Day | Low Cost Winter Weekday | 17
| SCE | 1-in-2 | 2031 | 1 | All | All Customers | Average Weekday | Low Cost Winter Weekday | 65
| SCE | 1-in-2 | 2031 | 1 | All | All Customers | Monthly System Peak Day | Low Cost Winter Weekday | 65
| SCE | 1-in-2 | 2031 | 1 | LCA | Big Creek/Ventura | Average Weekday | Low Cost Winter Weekday | 9
| SCE | 1-in-2 | 2031 | 1 | LCA | Big Creek/Ventura | Monthly System Peak Day | Low Cost Winter Weekday | 9
| SCE | 1-in-2 | 2031 | 1 | LCA | LA Basin | Average Weekday | Low Cost Winter Weekday | 53
| SCE | 1-in-2 | 2031 | 1 | LCA | LA Basin | Monthly System Peak Day | Low Cost Winter Weekday | 53
| SCE | 1-in-2 | 2031 | 1 | LCA | Outside LA Basin | Average Weekday | Low Cost Winter Weekday | 3
| SCE | 1-in-2 | 2031 | 1 | LCA | Outside LA Basin | Monthly System Peak Day | Low Cost Winter Weekday | 3
| SCE | 1-in-2 | 2031 | 1 | Zone | Remainder of System | Average Weekday | Low Cost Winter Weekday | 44
| SCE | 1-in-2 | 2031 | 1 | Zone | Remainder of System | Monthly System Peak Day | Low Cost Winter Weekday | 44
| SCE | 1-in-2 | 2031 | 1 | Zone | South Orange County | Average Weekday | Low Cost Winter Weekday | 4
| SCE | 1-in-2 | 2031 | 1 | Zone | South Orange County | Monthly System Peak Day | Low Cost Winter Weekday | 4
| SCE | 1-in-2 | 2031 | 1 | Zone | South of Lugo | Average Weekday | Low Cost Winter Weekday | 17
| SCE | 1-in-2 | 2031 | 1 | Zone | South of Lugo | Monthly System Peak Day | Low Cost Winter Weekday | 17
| SCE | 1-in-2 | 2031 | 2 | All | All Customers | Average Weekday | Low Cost Winter Weekday | 65
| SCE | 1-in-2 | 2031 | 2 | All | All Customers | Monthly System Peak Day | Low Cost Winter Weekday | 65
| SCE | 1-in-2 | 2031 | 2 | LCA | Big Creek/Ventura | Average Weekday | Low Cost Winter Weekday | 9
| SCE | 1-in-2 | 2031 | 2 | LCA | Big Creek/Ventura | Monthly System Peak Day | Low Cost Winter Weekday | 9
| SCE | 1-in-2 | 2031 | 2 | LCA | LA Basin | Average Weekday | Low Cost Winter Weekday | 53
| SCE | 1-in-2 | 2031 | 2 | LCA | LA Basin | Monthly System Peak Day | Low Cost Winter Weekday | 53
| SCE | 1-in-2 | 2031 | 2 | LCA | Outside LA Basin | Average Weekday | Low Cost Winter Weekday | 3
| SCE | 1-in-2 | 2031 | 2 | LCA | Outside LA Basin | Monthly System Peak Day | Low Cost Winter Weekday | 3
| SCE | 1-in-2 | 2031 | 2 | Zone | Remainder of System | Average Weekday | Low Cost Winter Weekday | 44
| SCE | 1-in-2 | 2031 | 2 | Zone | Remainder of System | Monthly System Peak Day | Low Cost Winter Weekday | 44
| SCE | 1-in-2 | 2031 | 2 | Zone | South Orange County | Average Weekday | Low Cost Winter Weekday | 4
| SCE | 1-in-2 | 2031 | 2 | Zone | South Orange County | Monthly System Peak Day | Low Cost Winter Weekday | 4
| SCE | 1-in-2 | 2031 | 2 | Zone | South of Lugo | Average Weekday | Low Cost Winter Weekday | 17
| SCE | 1-in-2 | 2031 | 2 | Zone | South of Lugo | Monthly System Peak Day | Low Cost Winter Weekday | 17
| SCE | 1-in-2 | 2031 | 3 | All | All Customers | Average Weekday | Low Cost Winter Weekday | 65
| SCE | 1-in-2 | 2031 | 3 | All | All Customers | Monthly System Peak Day | Low Cost Winter Weekday | 65
| SCE | 1-in-2 | 2031 | 3 | LCA | Big Creek/Ventura | Average Weekday | Low Cost Winter Weekday | 9
| SCE | 1-in-2 | 2031 | 3 | LCA | Big Creek/Ventura | Monthly System Peak Day | Low Cost Winter Weekday | 9
| SCE | 1-in-2 | 2031 | 3 | LCA | LA Basin | Average Weekday | Low Cost Winter Weekday | 53
| SCE | 1-in-2 | 2031 | 3 | LCA | LA Basin | Monthly System Peak Day | Low Cost Winter Weekday | 53
| SCE | 1-in-2 | 2031 | 3 | LCA | Outside LA Basin | Average Weekday | Low Cost Winter Weekday | 3
| SCE | 1-in-2 | 2031 | 3 | LCA | Outside LA Basin | Monthly System Peak Day | Low Cost Winter Weekday | 3
| SCE | 1-in-2 | 2031 | 3 | Zone | Remainder of System | Average Weekday | Low Cost Winter Weekday | 44
| SCE | 1-in-2 | 2031 | 3 | Zone | Remainder of System | Monthly System Peak Day | Low Cost Winter Weekday | 44
| SCE | 1-in-2 | 2031 | 3 | Zone | South Orange County | Average Weekday | Low Cost Winter Weekday | 4
| SCE | 1-in-2 | 2031 | 3 | Zone | South Orange County | Monthly System Peak Day | Low Cost Winter Weekday | 4
| SCE | 1-in-2 | 2031 | 3 | Zone | South of Lugo | Average Weekday | Low Cost Winter Weekday | 17
| SCE | 1-in-2 | 2031 | 3 | Zone | South of Lugo | Monthly System Peak Day | Low Cost Winter Weekday | 17
| SCE | 1-in-2 | 2031 | 4 | All | All Customers | Average Weekday | Low Cost Winter Weekday | 65
| SCE | 1-in-2 | 2031 | 4 | All | All Customers | Monthly System Peak Day | Low Cost Winter Weekday | 65
| SCE | 1-in-2 | 2031 | 4 | LCA | Big Creek/Ventura | Average Weekday | Low Cost Winter Weekday | 9
| SCE | 1-in-2 | 2031 | 4 | LCA | Big Creek/Ventura | Monthly System Peak Day | Low Cost Winter Weekday | 9
| SCE | 1-in-2 | 2031 | 4 | LCA | LA Basin | Average Weekday | Low Cost Winter Weekday | 53
| SCE | 1-in-2 | 2031 | 4 | LCA | LA Basin | Monthly System Peak Day | Low Cost Winter Weekday | 53
| SCE | 1-in-2 | 2031 | 4 | LCA | Outside LA Basin | Average Weekday | Low Cost Winter Weekday | 3
| SCE | 1-in-2 | 2031 | 4 | LCA | Outside LA Basin | Monthly System Peak Day | Low Cost Winter Weekday | 3
| SCE | 1-in-2 | 2031 | 4 | Zone | Remainder of System | Average Weekday | Low Cost Winter Weekday | 44
| SCE | 1-in-2 | 2031 | 4 | Zone | Remainder of System | Monthly System Peak Day | Low Cost Winter Weekday | 44
| SCE | 1-in-2 | 2031 | 4 | Zone | South Orange County | Average Weekday | Low Cost Winter Weekday | 4
| SCE | 1-in-2 | 2031 | 4 | Zone | South Orange County | Monthly System Peak Day | Low Cost Winter Weekday | 4
| SCE | 1-in-2 | 2031 | 4 | Zone | South of Lugo | Average Weekday | Low Cost Winter Weekday | 17
| SCE | 1-in-2 | 2031 | 4 | Zone | South of Lugo | Monthly System Peak Day | Low Cost Winter Weekday | 17
| SCE | 1-in-2 | 2031 | 5 | All | All Customers | Average Weekday | Low Cost Winter Weekday | 65
| SCE | 1-in-2 | 2031 | 5 | All | All Customers | Monthly System Peak Day | Low Cost Winter Weekday | 65
| SCE | 1-in-2 | 2031 | 5 | LCA | Big Creek/Ventura | Average Weekday | Low Cost Winter Weekday | 9
| SCE | 1-in-2 | 2031 | 5 | LCA | Big Creek/Ventura | Monthly System Peak Day | Low Cost Winter Weekday | 9
| SCE | 1-in-2 | 2031 | 5 | LCA | LA Basin | Average Weekday | Low Cost Winter Weekday | 53
| SCE | 1-in-2 | 2031 | 5 | LCA | LA Basin | Monthly System Peak Day | Low Cost Winter Weekday | 53
| SCE | 1-in-2 | 2031 | 5 | LCA | Outside LA Basin | Average Weekday | Low Cost Winter Weekday | 3
| SCE | 1-in-2 | 2031 | 5 | LCA | Outside LA Basin | Monthly System Peak Day | Low Cost Winter Weekday | 3
| SCE | 1-in-2 | 2031 | 5 | Zone | Remainder of System | Average Weekday | Low Cost Winter Weekday | 44
| SCE | 1-in-2 | 2031 | 5 | Zone | Remainder of System | Monthly System Peak Day | Low Cost Winter Weekday | 44
| SCE | 1-in-2 | 2031 | 5 | Zone | South Orange County | Average Weekday | Low Cost Winter Weekday | 4
| SCE | 1-in-2 | 2031 | 5 | Zone | South Orange County | Monthly System Peak Day | Low Cost Winter Weekday | 4
| SCE | 1-in-2 | 2031 | 5 | Zone | South of Lugo | Average Weekday | Low Cost Winter Weekday | 17
| SCE | 1-in-2 | 2031 | 5 | Zone | South of Lugo | Monthly System Peak Day | Low Cost Winter Weekday | 17
| SCE | 1-in-2 | 2031 | 6 | All | All Customers | Average Weekday | Mild Summer Weekday | 65
| SCE | 1-in-2 | 2031 | 6 | All | All Customers | Monthly System Peak Day | Moderate Summer Weekday | 65
| SCE | 1-in-2 | 2031 | 6 | LCA | Big Creek/Ventura | Average Weekday | Mild Summer Weekday | 9
| SCE | 1-in-2 | 2031 | 6 | LCA | Big Creek/Ventura | Monthly System Peak Day | Moderate Summer Weekday | 9
| SCE | 1-in-2 | 2031 | 6 | LCA | LA Basin | Average Weekday | Mild Summer Weekday | 53
| SCE | 1-in-2 | 2031 | 6 | LCA | LA Basin | Monthly System Peak Day | Moderate Summer Weekday | 53
| SCE | 1-in-2 | 2031 | 6 | LCA | Outside LA Basin | Average Weekday | Mild Summer Weekday | 3
| SCE | 1-in-2 | 2031 | 6 | LCA | Outside LA Basin | Monthly System Peak Day | Moderate Summer Weekday | 3
| SCE | 1-in-2 | 2031 | 6 | Zone | Remainder of System | Average Weekday | Mild Summer Weekday | 44
| SCE | 1-in-2 | 2031 | 6 | Zone | Remainder of System | Monthly System Peak Day | Moderate Summer Weekday | 44
| SCE | 1-in-2 | 2031 | 6 | Zone | South Orange County | Average Weekday | Mild Summer Weekday | 4
| SCE | 1-in-2 | 2031 | 6 | Zone | South Orange County | Monthly System Peak Day | Moderate Summer Weekday | 4
| SCE | 1-in-2 | 2031 | 6 | Zone | South of Lugo | Average Weekday | Mild Summer Weekday | 17
| SCE | 1-in-2 | 2031 | 6 | Zone | South of Lugo | Monthly System Peak Day | Moderate Summer Weekday | 17
| SCE | 1-in-2 | 2031 | 7 | All | All Customers | Average Weekday | Moderate Summer Weekday | 65
| SCE | 1-in-2 | 2031 | 7 | All | All Customers | Monthly System Peak Day | Hot Summer Weekday | 65
| SCE | 1-in-2 | 2031 | 7 | LCA | Big Creek/Ventura | Average Weekday | Moderate Summer Weekday | 9
| SCE | 1-in-2 | 2031 | 7 | LCA | Big Creek/Ventura | Monthly System Peak Day | Hot Summer Weekday | 9
| SCE | 1-in-2 | 2031 | 7 | LCA | LA Basin | Average Weekday | Moderate Summer Weekday | 53
| SCE | 1-in-2 | 2031 | 7 | LCA | LA Basin | Monthly System Peak Day | Hot Summer Weekday | 53
| SCE | 1-in-2 | 2031 | 7 | LCA | Outside LA Basin | Average Weekday | Moderate Summer Weekday | 3
| SCE | 1-in-2 | 2031 | 7 | LCA | Outside LA Basin | Monthly System Peak Day | Hot Summer Weekday | 3
| SCE | 1-in-2 | 2031 | 7 | Zone | Remainder of System | Average Weekday | Moderate Summer Weekday | 44
| SCE | 1-in-2 | 2031 | 7 | Zone | Remainder of System | Monthly System Peak Day | Hot Summer Weekday | 44
| SCE | 1-in-2 | 2031 | 7 | Zone | South Orange County | Average Weekday | Moderate Summer Weekday | 4
| SCE | 1-in-2 | 2031 | 7 | Zone | South Orange County | Monthly System Peak Day | Hot Summer Weekday | 4
| SCE | 1-in-2 | 2031 | 7 | Zone | South of Lugo | Average Weekday | Moderate Summer Weekday | 17
| SCE | 1-in-2 | 2031 | 7 | Zone | South of Lugo | Monthly System Peak Day | Hot Summer Weekday | 17
| SCE | 1-in-2 | 2031 | 8 | All | All Customers | Average Weekday | Moderate Summer Weekday | 65
| SCE | 1-in-2 | 2031 | 8 | All | All Customers | Monthly System Peak Day | Hot Summer Weekday | 65
| SCE | 1-in-2 | 2031 | 8 | All | All Customers | Typical Event Day | Hot Summer Weekday | 65
| SCE | 1-in-2 | 2031 | 8 | LCA | Big Creek/Ventura | Average Weekday | Moderate Summer Weekday | 9
| SCE | 1-in-2 | 2031 | 8 | LCA | Big Creek/Ventura | Monthly System Peak Day | Hot Summer Weekday | 9
| SCE | 1-in-2 | 2031 | 8 | LCA | Big Creek/Ventura | Typical Event Day | Hot Summer Weekday | 9
| SCE | 1-in-2 | 2031 | 8 | LCA | LA Basin | Average Weekday | Moderate Summer Weekday | 53
| SCE | 1-in-2 | 2031 | 8 | LCA | LA Basin | Monthly System Peak Day | Hot Summer Weekday | 53
| SCE | 1-in-2 | 2031 | 8 | LCA | LA Basin | Typical Event Day | Hot Summer Weekday | 53
| SCE | 1-in-2 | 2031 | 8 | LCA | Outside LA Basin | Average Weekday | Moderate Summer Weekday | 3
| SCE | 1-in-2 | 2031 | 8 | LCA | Outside LA Basin | Monthly System Peak Day | Hot Summer Weekday | 3
| SCE | 1-in-2 | 2031 | 8 | LCA | Outside LA Basin | Typical Event Day | Hot Summer Weekday | 3
| SCE | 1-in-2 | 2031 | 8 | Zone | Remainder of System | Average Weekday | Moderate Summer Weekday | 44
| SCE | 1-in-2 | 2031 | 8 | Zone | Remainder of System | Monthly System Peak Day | Hot Summer Weekday | 44
| SCE | 1-in-2 | 2031 | 8 | Zone | Remainder of System | Typical Event Day | Hot Summer Weekday | 44
| SCE | 1-in-2 | 2031 | 8 | Zone | South Orange County | Average Weekday | Moderate Summer Weekday | 4
| SCE | 1-in-2 | 2031 | 8 | Zone | South Orange County | Monthly System Peak Day | Hot Summer Weekday | 4
| SCE | 1-in-2 | 2031 | 8 | Zone | South Orange County | Typical Event Day | Hot Summer Weekday | 4
| SCE | 1-in-2 | 2031 | 8 | Zone | South of Lugo | Average Weekday | Moderate Summer Weekday | 17
| SCE | 1-in-2 | 2031 | 8 | Zone | South of Lugo | Monthly System Peak Day | Hot Summer Weekday | 17
| SCE | 1-in-2 | 2031 | 8 | Zone | South of Lugo | Typical Event Day | Hot Summer Weekday | 17
| SCE | 1-in-2 | 2031 | 9 | All | All Customers | Average Weekday | Moderate Summer Weekday | 65
| SCE | 1-in-2 | 2031 | 9 | All | All Customers | Monthly System Peak Day | Hot Summer Weekday | 65
| SCE | 1-in-2 | 2031 | 9 | LCA | Big Creek/Ventura | Average Weekday | Moderate Summer Weekday | 9
| SCE | 1-in-2 | 2031 | 9 | LCA | Big Creek/Ventura | Monthly System Peak Day | Hot Summer Weekday | 9
| SCE | 1-in-2 | 2031 | 9 | LCA | LA Basin | Average Weekday | Moderate Summer Weekday | 53
| SCE | 1-in-2 | 2031 | 9 | LCA | LA Basin | Monthly System Peak Day | Hot Summer Weekday | 53
| SCE | 1-in-2 | 2031 | 9 | LCA | Outside LA Basin | Average Weekday | Moderate Summer Weekday | 3
| SCE | 1-in-2 | 2031 | 9 | LCA | Outside LA Basin | Monthly System Peak Day | Hot Summer Weekday | 3
| SCE | 1-in-2 | 2031 | 9 | Zone | Remainder of System | Average Weekday | Moderate Summer Weekday | 44
| SCE | 1-in-2 | 2031 | 9 | Zone | Remainder of System | Monthly System Peak Day | Hot Summer Weekday | 44
| SCE | 1-in-2 | 2031 | 9 | Zone | South Orange County | Average Weekday | Moderate Summer Weekday | 4
| SCE | 1-in-2 | 2031 | 9 | Zone | South Orange County | Monthly System Peak Day | Hot Summer Weekday | 4
| SCE | 1-in-2 | 2031 | 9 | Zone | South of Lugo | Average Weekday | Moderate Summer Weekday | 17
| SCE | 1-in-2 | 2031 | 9 | Zone | South of Lugo | Monthly System Peak Day | Hot Summer Weekday | 17
| SCE | 1-in-2 | 2031 | 10 | All | All Customers | Average Weekday | Low Cost Winter Weekday | 65
| SCE | 1-in-2 | 2031 | 10 | All | All Customers | Monthly System Peak Day | High Cost Winter Weekday | 65
| SCE | 1-in-2 | 2031 | 10 | LCA | Big Creek/Ventura | Average Weekday | Low Cost Winter Weekday | 9
| SCE | 1-in-2 | 2031 | 10 | LCA | Big Creek/Ventura | Monthly System Peak Day | High Cost Winter Weekday | 9
| SCE | 1-in-2 | 2031 | 10 | LCA | LA Basin | Average Weekday | Low Cost Winter Weekday | 53
| SCE | 1-in-2 | 2031 | 10 | LCA | LA Basin | Monthly System Peak Day | High Cost Winter Weekday | 53
| SCE | 1-in-2 | 2031 | 10 | LCA | Outside LA Basin | Average Weekday | Low Cost Winter Weekday | 3
| SCE | 1-in-2 | 2031 | 10 | LCA | Outside LA Basin | Monthly System Peak Day | High Cost Winter Weekday | 3
| SCE | 1-in-2 | 2031 | 10 | Zone | Remainder of System | Average Weekday | Low Cost Winter Weekday | 44
| SCE | 1-in-2 | 2031 | 10 | Zone | Remainder of System | Monthly System Peak Day | High Cost Winter Weekday | 44
| SCE | 1-in-2 | 2031 | 10 | Zone | South Orange County | Average Weekday | Low Cost Winter Weekday | 4
| SCE | 1-in-2 | 2031 | 10 | Zone | South Orange County | Monthly System Peak Day | High Cost Winter Weekday | 4
| SCE | 1-in-2 | 2031 | 10 | Zone | South of Lugo | Average Weekday | Low Cost Winter Weekday | 17
| SCE | 1-in-2 | 2031 | 10 | Zone | South of Lugo | Monthly System Peak Day | High Cost Winter Weekday | 17
| SCE | 1-in-2 | 2031 | 11 | All | All Customers | Average Weekday | Low Cost Winter Weekday | 65
| SCE | 1-in-2 | 2031 | 11 | All | All Customers | Monthly System Peak Day | High Cost Winter Weekday | 65
| SCE | 1-in-2 | 2031 | 11 | LCA | Big Creek/Ventura | Average Weekday | Low Cost Winter Weekday | 9
| SCE | 1-in-2 | 2031 | 11 | LCA | Big Creek/Ventura | Monthly System Peak Day | High Cost Winter Weekday | 9
| SCE | 1-in-2 | 2031 | 11 | LCA | LA Basin | Average Weekday | Low Cost Winter Weekday | 53
| SCE | 1-in-2 | 2031 | 11 | LCA | LA Basin | Monthly System Peak Day | High Cost Winter Weekday | 53
| SCE | 1-in-2 | 2031 | 11 | LCA | Outside LA Basin | Average Weekday | Low Cost Winter Weekday | 3
| SCE | 1-in-2 | 2031 | 11 | LCA | Outside LA Basin | Monthly System Peak Day | High Cost Winter Weekday | 3
| SCE | 1-in-2 | 2031 | 11 | Zone | Remainder of System | Average Weekday | Low Cost Winter Weekday | 44
| SCE | 1-in-2 | 2031 | 11 | Zone | Remainder of System | Monthly System Peak Day | High Cost Winter Weekday | 44
| SCE | 1-in-2 | 2031 | 11 | Zone | South Orange County | Average Weekday | Low Cost Winter Weekday | 4
| SCE | 1-in-2 | 2031 | 11 | Zone | South Orange County | Monthly System Peak Day | High Cost Winter Weekday | 4
| SCE | 1-in-2 | 2031 | 11 | Zone | South of Lugo | Average Weekday | Low Cost Winter Weekday | 17
| SCE | 1-in-2 | 2031 | 11 | Zone | South of Lugo | Monthly System Peak Day | High Cost Winter Weekday | 17
| SCE | 1-in-2 | 2031 | 12 | All | All Customers | Average Weekday | Low Cost Winter Weekday | 65
| SCE | 1-in-2 | 2031 | 12 | All | All Customers | Monthly System Peak Day | Low Cost Winter Weekday | 65
| SCE | 1-in-2 | 2031 | 12 | LCA | Big Creek/Ventura | Average Weekday | Low Cost Winter Weekday | 9
| SCE | 1-in-2 | 2031 | 12 | LCA | Big Creek/Ventura | Monthly System Peak Day | Low Cost Winter Weekday | 9
| SCE | 1-in-2 | 2031 | 12 | LCA | LA Basin | Average Weekday | Low Cost Winter Weekday | 53
| SCE | 1-in-2 | 2031 | 12 | LCA | LA Basin | Monthly System Peak Day | Low Cost Winter Weekday | 53
| SCE | 1-in-2 | 2031 | 12 | LCA | Outside LA Basin | Average Weekday | Low Cost Winter Weekday | 3
| SCE | 1-in-2 | 2031 | 12 | LCA | Outside LA Basin | Monthly System Peak Day | Low Cost Winter Weekday | 3
| SCE | 1-in-2 | 2031 | 12 | Zone | Remainder of System | Average Weekday | Low Cost Winter Weekday | 44
| SCE | 1-in-2 | 2031 | 12 | Zone | Remainder of System | Monthly System Peak Day | Low Cost Winter Weekday | 44
| SCE | 1-in-2 | 2031 | 12 | Zone | South Orange County | Average Weekday | Low Cost Winter Weekday | 4
| SCE | 1-in-2 | 2031 | 12 | Zone | South Orange County | Monthly System Peak Day | Low Cost Winter Weekday | 4
| SCE | 1-in-2 | 2031 | 12 | Zone | South of Lugo | Average Weekday | Low Cost Winter Weekday | 17
| SCE | 1-in-2 | 2031 | 12 | Zone | South of Lugo | Monthly System Peak Day | Low Cost Winter Weekday | 17

## Interval_Char (hidden)
Lookup | Category | Segment | Month | DayType | WeatherType | WeatherYear | Year | Hour | Refload | Obsload | SE | Temp | Confidential
| All | All Customers | 1 | Average Weekday | CAISO | 1-in-10 | 2021 | 1 | 384.6449 | 392.6267 | 45.2475 | 49.4499 | 0
| All | All Customers | 1 | Average Weekday | CAISO | 1-in-10 | 2021 | 2 | 373.7663 | 380.4824 | 45.2431 | 48.6517 | 0
| All | All Customers | 1 | Average Weekday | CAISO | 1-in-10 | 2021 | 3 | 463.5582 | 474.7713 | 45.2425 | 48.0156 | 0
| All | All Customers | 1 | Average Weekday | CAISO | 1-in-10 | 2021 | 4 | 576.1108 | 593.6124 | 45.2416 | 47.3298 | 0
| All | All Customers | 1 | Average Weekday | CAISO | 1-in-10 | 2021 | 5 | 578.169 | 608.0504 | 45.2429 | 46.6643 | 0
| All | All Customers | 1 | Average Weekday | CAISO | 1-in-10 | 2021 | 6 | 582.675 | 620.7122 | 45.2445 | 46.0566 | 0
| All | All Customers | 1 | Average Weekday | CAISO | 1-in-10 | 2021 | 7 | 596.6616 | 613.3867 | 45.2481 | 45.5653 | 0
| All | All Customers | 1 | Average Weekday | CAISO | 1-in-10 | 2021 | 8 | 618.8489 | 633.6912 | 45.2595 | 45.3715 | 0
| All | All Customers | 1 | Average Weekday | CAISO | 1-in-10 | 2021 | 9 | 558.054 | 582.165 | 45.2724 | 45.9366 | 0
| All | All Customers | 1 | Average Weekday | CAISO | 1-in-10 | 2021 | 10 | 545.4858 | 560.2641 | 45.2653 | 48.7274 | 0
| All | All Customers | 1 | Average Weekday | CAISO | 1-in-10 | 2021 | 11 | 531.624 | 541.334 | 45.2827 | 52.3553 | 0
| All | All Customers | 1 | Average Weekday | CAISO | 1-in-10 | 2021 | 12 | 522.8342 | 528.144 | 45.2995 | 55.6424 | 0
| All | All Customers | 1 | Average Weekday | CAISO | 1-in-10 | 2021 | 13 | 451.3904 | 460.7597 | 45.3092 | 57.9774 | 0
| All | All Customers | 1 | Average Weekday | CAISO | 1-in-10 | 2021 | 14 | 410.608 | 417.5479 | 45.2962 | 59.4872 | 0
| All | All Customers | 1 | Average Weekday | CAISO | 1-in-10 | 2021 | 15 | 377.7148 | 383.2444 | 45.2695 | 60.4221 | 0
| All | All Customers | 1 | Average Weekday | CAISO | 1-in-10 | 2021 | 16 | 336.093 | 337.6855 | 45.249 | 60.7972 | 0
| All | All Customers | 1 | Average Weekday | CAISO | 1-in-10 | 2021 | 17 | 318.6821 | 326.5829 | 45.1729 | 60.3811 | 0
| All | All Customers | 1 | Average Weekday | CAISO | 1-in-10 | 2021 | 18 | 305.818 | 312.9933 | 45.1715 | 58.9037 | 0
| All | All Customers | 1 | Average Weekday | CAISO | 1-in-10 | 2021 | 19 | 295.1555 | 299.3297 | 45.1765 | 56.6145 | 0
| All | All Customers | 1 | Average Weekday | CAISO | 1-in-10 | 2021 | 20 | 297.8653 | 370.4057 | 45.7292 | 54.9021 | 0
| All | All Customers | 1 | Average Weekday | CAISO | 1-in-10 | 2021 | 21 | 291.0889 | 296.2856 | 45.2008 | 53.6195 | 0
| All | All Customers | 1 | Average Weekday | CAISO | 1-in-10 | 2021 | 22 | 441.1339 | 460.398 | 45.2381 | 52.4654 | 0
| All | All Customers | 1 | Average Weekday | CAISO | 1-in-10 | 2021 | 23 | 425.1669 | 441.1139 | 45.2477 | 51.3586 | 0
| All | All Customers | 1 | Average Weekday | CAISO | 1-in-10 | 2021 | 24 | 432.5458 | 448.3434 | 45.2525 | 50.4441 | 0
| All | All Customers | 1 | Monthly System Peak Day | CAISO | 1-in-10 | 2021 | 1 | 384.6449 | 392.6267 | 45.2475 | 44.7473 | 0
| All | All Customers | 1 | Monthly System Peak Day | CAISO | 1-in-10 | 2021 | 2 | 373.7663 | 380.4824 | 45.2431 | 44.228 | 0
| All | All Customers | 1 | Monthly System Peak Day | CAISO | 1-in-10 | 2021 | 3 | 463.5582 | 474.7713 | 45.2425 | 44.2237 | 0
| All | All Customers | 1 | Monthly System Peak Day | CAISO | 1-in-10 | 2021 | 4 | 576.1108 | 593.6124 | 45.2416 | 43.7963 | 0
| All | All Customers | 1 | Monthly System Peak Day | CAISO | 1-in-10 | 2021 | 5 | 578.169 | 608.0504 | 45.2429 | 43.5236 | 0
| All | All Customers | 1 | Monthly System Peak Day | CAISO | 1-in-10 | 2021 | 6 | 582.675 | 620.7122 | 45.2445 | 42.6836 | 0
| All | All Customers | 1 | Monthly System Peak Day | CAISO | 1-in-10 | 2021 | 7 | 596.6616 | 613.3867 | 45.2481 | 42.4424 | 0
| All | All Customers | 1 | Monthly System Peak Day | CAISO | 1-in-10 | 2021 | 8 | 618.8489 | 633.6912 | 45.2595 | 41.562 | 0
| All | All Customers | 1 | Monthly System Peak Day | CAISO | 1-in-10 | 2021 | 9 | 558.054 | 582.165 | 45.2724 | 41.1236 | 0
| All | All Customers | 1 | Monthly System Peak Day | CAISO | 1-in-10 | 2021 | 10 | 545.4858 | 560.2641 | 45.2653 | 43.29 | 0
| All | All Customers | 1 | Monthly System Peak Day | CAISO | 1-in-10 | 2021 | 11 | 531.624 | 541.334 | 45.2827 | 45.2111 | 0
| All | All Customers | 1 | Monthly System Peak Day | CAISO | 1-in-10 | 2021 | 12 | 522.8342 | 528.144 | 45.2995 | 47.1535 | 0
| All | All Customers | 1 | Monthly System Peak Day | CAISO | 1-in-10 | 2021 | 13 | 451.3904 | 460.7597 | 45.3092 | 48.4303 | 0
| All | All Customers | 1 | Monthly System Peak Day | CAISO | 1-in-10 | 2021 | 14 | 410.608 | 417.5479 | 45.2962 | 48.4744 | 0
| All | All Customers | 1 | Monthly System Peak Day | CAISO | 1-in-10 | 2021 | 15 | 377.7148 | 383.2444 | 45.2695 | 49.3259 | 0
| All | All Customers | 1 | Monthly System Peak Day | CAISO | 1-in-10 | 2021 | 16 | 336.093 | 337.6855 | 45.249 | 50.1882 | 0
| All | All Customers | 1 | Monthly System Peak Day | CAISO | 1-in-10 | 2021 | 17 | 318.6821 | 326.5829 | 45.1729 | 50.4294 | 0
| All | All Customers | 1 | Monthly System Peak Day | CAISO | 1-in-10 | 2021 | 18 | 305.818 | 312.9933 | 45.1715 | 49.4611 | 0
| All | All Customers | 1 | Monthly System Peak Day | CAISO | 1-in-10 | 2021 | 19 | 295.1555 | 299.3297 | 45.1765 | 47.6436 | 0
| All | All Customers | 1 | Monthly System Peak Day | CAISO | 1-in-10 | 2021 | 20 | 297.8653 | 370.4057 | 45.7292 | 46.6106 | 0
| All | All Customers | 1 | Monthly System Peak Day | CAISO | 1-in-10 | 2021 | 21 | 291.0889 | 296.2856 | 45.2008 | 45.4848 | 0
| All | All Customers | 1 | Monthly System Peak Day | CAISO | 1-in-10 | 2021 | 22 | 441.1339 | 460.398 | 45.2381 | 44.7729 | 0
| All | All Customers | 1 | Monthly System Peak Day | CAISO | 1-in-10 | 2021 | 23 | 425.1669 | 441.1139 | 45.2477 | 43.8196 | 0
| All | All Customers | 1 | Monthly System Peak Day | CAISO | 1-in-10 | 2021 | 24 | 432.5458 | 448.3434 | 45.2525 | 42.8119 | 0
| All | All Customers | 2 | Average Weekday | CAISO | 1-in-10 | 2021 | 1 | 357.5581 | 366.139 | 45.2806 | 49.1051 | 0
| All | All Customers | 2 | Average Weekday | CAISO | 1-in-10 | 2021 | 2 | 347.2823 | 354.3144 | 45.2757 | 48.1832 | 0
| All | All Customers | 2 | Average Weekday | CAISO | 1-in-10 | 2021 | 3 | 429.1569 | 441.4508 | 45.275 | 47.3124 | 0
| All | All Customers | 2 | Average Weekday | CAISO | 1-in-10 | 2021 | 4 | 537.2846 | 556.6564 | 45.2742 | 46.5457 | 0
| All | All Customers | 2 | Average Weekday | CAISO | 1-in-10 | 2021 | 5 | 543.6252 | 575.0435 | 45.276 | 45.958 | 0
| All | All Customers | 2 | Average Weekday | CAISO | 1-in-10 | 2021 | 6 | 550.2932 | 591.5119 | 45.2785 | 45.4063 | 0
| All | All Customers | 2 | Average Weekday | CAISO | 1-in-10 | 2021 | 7 | 555.1296 | 571.0834 | 45.2826 | 45.0716 | 0
| All | All Customers | 2 | Average Weekday | CAISO | 1-in-10 | 2021 | 8 | 577.3258 | 592.163 | 45.294 | 44.9581 | 0
| All | All Customers | 2 | Average Weekday | CAISO | 1-in-10 | 2021 | 9 | 534.951 | 558.5662 | 45.3069 | 46.4913 | 0
| All | All Customers | 2 | Average Weekday | CAISO | 1-in-10 | 2021 | 10 | 517.8622 | 532.1081 | 45.2984 | 49.9349 | 0
| All | All Customers | 2 | Average Weekday | CAISO | 1-in-10 | 2021 | 11 | 507.8451 | 517.725 | 45.317 | 53.6421 | 0
| All | All Customers | 2 | Average Weekday | CAISO | 1-in-10 | 2021 | 12 | 497.0597 | 503.2094 | 45.3349 | 56.6628 | 0
| All | All Customers | 2 | Average Weekday | CAISO | 1-in-10 | 2021 | 13 | 424.3958 | 434.3206 | 45.3455 | 58.7798 | 0
| All | All Customers | 2 | Average Weekday | CAISO | 1-in-10 | 2021 | 14 | 379.6519 | 386.5849 | 45.3318 | 60.1811 | 0
| All | All Customers | 2 | Average Weekday | CAISO | 1-in-10 | 2021 | 15 | 342.0397 | 348.3733 | 45.3034 | 61.0903 | 0
| All | All Customers | 2 | Average Weekday | CAISO | 1-in-10 | 2021 | 16 | 299.9811 | 301.7216 | 45.2818 | 61.4625 | 0
| All | All Customers | 2 | Average Weekday | CAISO | 1-in-10 | 2021 | 17 | 271.9825 | 279.2178 | 45.1838 | 61.0792 | 0
| All | All Customers | 2 | Average Weekday | CAISO | 1-in-10 | 2021 | 18 | 259.2287 | 266.0343 | 45.183 | 59.8219 | 0
| All | All Customers | 2 | Average Weekday | CAISO | 1-in-10 | 2021 | 19 | 254.3806 | 259.1011 | 45.1767 | 57.5966 | 0
| All | All Customers | 2 | Average Weekday | CAISO | 1-in-10 | 2021 | 20 | 257.2523 | 327.5909 | 45.8102 | 55.5429 | 0
| All | All Customers | 2 | Average Weekday | CAISO | 1-in-10 | 2021 | 21 | 252.3779 | 257.7609 | 45.2131 | 53.9261 | 0
| All | All Customers | 2 | Average Weekday | CAISO | 1-in-10 | 2021 | 22 | 404.2384 | 424.0183 | 45.2726 | 52.6789 | 0
| All | All Customers | 2 | Average Weekday | CAISO | 1-in-10 | 2021 | 23 | 390.0744 | 406.7501 | 45.2821 | 51.5494 | 0
| All | All Customers | 2 | Average Weekday | CAISO | 1-in-10 | 2021 | 24 | 398.3671 | 415.1839 | 45.2864 | 50.4629 | 0
| All | All Customers | 2 | Monthly System Peak Day | CAISO | 1-in-10 | 2021 | 1 | 357.5581 | 366.139 | 45.2806 | 49.9184 | 0
| All | All Customers | 2 | Monthly System Peak Day | CAISO | 1-in-10 | 2021 | 2 | 347.2823 | 354.3144 | 45.2757 | 49.7161 | 0
| All | All Customers | 2 | Monthly System Peak Day | CAISO | 1-in-10 | 2021 | 3 | 429.1569 | 441.4508 | 45.275 | 49.6059 | 0
| All | All Customers | 2 | Monthly System Peak Day | CAISO | 1-in-10 | 2021 | 4 | 537.2846 | 556.6564 | 45.2742 | 49.7184 | 0
| All | All Customers | 2 | Monthly System Peak Day | CAISO | 1-in-10 | 2021 | 5 | 543.6252 | 575.0435 | 45.276 | 49.2817 | 0
| All | All Customers | 2 | Monthly System Peak Day | CAISO | 1-in-10 | 2021 | 6 | 550.2932 | 591.5119 | 45.2785 | 48.5715 | 0
| All | All Customers | 2 | Monthly System Peak Day | CAISO | 1-in-10 | 2021 | 7 | 555.1296 | 571.0834 | 45.2826 | 48.1753 | 0
| All | All Customers | 2 | Monthly System Peak Day | CAISO | 1-in-10 | 2021 | 8 | 577.3258 | 592.163 | 45.294 | 48.0561 | 0
| All | All Customers | 2 | Monthly System Peak Day | CAISO | 1-in-10 | 2021 | 9 | 534.951 | 558.5662 | 45.3069 | 48.4063 | 0
| All | All Customers | 2 | Monthly System Peak Day | CAISO | 1-in-10 | 2021 | 10 | 517.8622 | 532.1081 | 45.2984 | 49.6658 | 0
| All | All Customers | 2 | Monthly System Peak Day | CAISO | 1-in-10 | 2021 | 11 | 507.8451 | 517.725 | 45.317 | 50.6952 | 0
| All | All Customers | 2 | Monthly System Peak Day | CAISO | 1-in-10 | 2021 | 12 | 497.0597 | 503.2094 | 45.3349 | 51.8486 | 0
| All | All Customers | 2 | Monthly System Peak Day | CAISO | 1-in-10 | 2021 | 13 | 424.3958 | 434.3206 | 45.3455 | 53.1027 | 0
| All | All Customers | 2 | Monthly System Peak Day | CAISO | 1-in-10 | 2021 | 14 | 379.6519 | 386.5849 | 45.3318 | 54.3177 | 0
| All | All Customers | 2 | Monthly System Peak Day | CAISO | 1-in-10 | 2021 | 15 | 342.0397 | 348.3733 | 45.3034 | 54.9586 | 0
| All | All Customers | 2 | Monthly System Peak Day | CAISO | 1-in-10 | 2021 | 16 | 299.9811 | 301.7216 | 45.2818 | 55.1827 | 0
| All | All Customers | 2 | Monthly System Peak Day | CAISO | 1-in-10 | 2021 | 17 | 271.9825 | 279.2178 | 45.1838 | 56.5465 | 0
| All | All Customers | 2 | Monthly System Peak Day | CAISO | 1-in-10 | 2021 | 18 | 259.2287 | 266.0343 | 45.183 | 55.689 | 0
| All | All Customers | 2 | Monthly System Peak Day | CAISO | 1-in-10 | 2021 | 19 | 254.3806 | 259.1011 | 45.1767 | 54.5786 | 0
| All | All Customers | 2 | Monthly System Peak Day | CAISO | 1-in-10 | 2021 | 20 | 257.2523 | 327.5909 | 45.8102 | 53.4877 | 0
| All | All Customers | 2 | Monthly System Peak Day | CAISO | 1-in-10 | 2021 | 21 | 252.3779 | 257.7609 | 45.2131 | 53.0153 | 0
| All | All Customers | 2 | Monthly System Peak Day | CAISO | 1-in-10 | 2021 | 22 | 404.2384 | 424.0183 | 45.2726 | 52.4175 | 0
| All | All Customers | 2 | Monthly System Peak Day | CAISO | 1-in-10 | 2021 | 23 | 390.0744 | 406.7501 | 45.2821 | 51.8125 | 0
| All | All Customers | 2 | Monthly System Peak Day | CAISO | 1-in-10 | 2021 | 24 | 398.3671 | 415.1839 | 45.2864 | 51.1797 | 0
| All | All Customers | 3 | Average Weekday | CAISO | 1-in-10 | 2021 | 1 | 388.5334 | 403.2083 | 45.336 | 58.38 | 0
| All | All Customers | 3 | Average Weekday | CAISO | 1-in-10 | 2021 | 2 | 377.4961 | 386.0689 | 45.2968 | 57.2797 | 0
| All | All Customers | 3 | Average Weekday | CAISO | 1-in-10 | 2021 | 3 | 475.5903 | 486.3831 | 45.2908 | 56.254 | 0
| All | All Customers | 3 | Average Weekday | CAISO | 1-in-10 | 2021 | 4 | 582.3252 | 598.4277 | 45.2775 | 55.3455 | 0
| All | All Customers | 3 | Average Weekday | CAISO | 1-in-10 | 2021 | 5 | 574.9122 | 594.0228 | 45.2791 | 54.5781 | 0
| All | All Customers | 3 | Average Weekday | CAISO | 1-in-10 | 2021 | 6 | 582.4765 | 605.3817 | 45.2653 | 53.8867 | 0
| All | All Customers | 3 | Average Weekday | CAISO | 1-in-10 | 2021 | 7 | 595.0794 | 611.7444 | 45.2732 | 53.4742 | 0
| All | All Customers | 3 | Average Weekday | CAISO | 1-in-10 | 2021 | 8 | 614.865 | 643.4222 | 45.3828 | 53.4151 | 0
| All | All Customers | 3 | Average Weekday | CAISO | 1-in-10 | 2021 | 9 | 564.6858 | 601.4415 | 45.484 | 54.8301 | 0
| All | All Customers | 3 | Average Weekday | CAISO | 1-in-10 | 2021 | 10 | 550.6171 | 572.5021 | 45.3994 | 58.3814 | 0
| All | All Customers | 3 | Average Weekday | CAISO | 1-in-10 | 2021 | 11 | 530.8947 | 546.853 | 45.451 | 62.6904 | 0
| All | All Customers | 3 | Average Weekday | CAISO | 1-in-10 | 2021 | 12 | 521.6251 | 533.1629 | 45.5018 | 66.6136 | 0
| All | All Customers | 3 | Average Weekday | CAISO | 1-in-10 | 2021 | 13 | 431.9767 | 441.2426 | 45.5282 | 69.6765 | 0
| All | All Customers | 3 | Average Weekday | CAISO | 1-in-10 | 2021 | 14 | 399.9744 | 406.2015 | 45.4878 | 71.7646 | 0
| All | All Customers | 3 | Average Weekday | CAISO | 1-in-10 | 2021 | 15 | 360.5836 | 365.9044 | 45.4052 | 73.0134 | 0
| All | All Customers | 3 | Average Weekday | CAISO | 1-in-10 | 2021 | 16 | 322.3299 | 324.4484 | 45.2969 | 73.604 | 0
| All | All Customers | 3 | Average Weekday | CAISO | 1-in-10 | 2021 | 17 | 305.3498 | 314.67 | 45.1807 | 73.5115 | 0
| All | All Customers | 3 | Average Weekday | CAISO | 1-in-10 | 2021 | 18 | 290.3394 | 297.9447 | 45.1899 | 72.5285 | 0
| All | All Customers | 3 | Average Weekday | CAISO | 1-in-10 | 2021 | 19 | 284.8073 | 289.6583 | 45.2727 | 70.6931 | 0
| All | All Customers | 3 | Average Weekday | CAISO | 1-in-10 | 2021 | 20 | 277.4247 | 281.6985 | 45.1773 | 68.0039 | 0
| All | All Customers | 3 | Average Weekday | CAISO | 1-in-10 | 2021 | 21 | 263.8144 | 268.2647 | 45.1823 | 65.2746 | 0
| All | All Customers | 3 | Average Weekday | CAISO | 1-in-10 | 2021 | 22 | 435.9128 | 458.8847 | 45.2841 | 63.4622 | 0
| All | All Customers | 3 | Average Weekday | CAISO | 1-in-10 | 2021 | 23 | 425.9062 | 450.2028 | 45.3306 | 62.0728 | 0
| All | All Customers | 3 | Average Weekday | CAISO | 1-in-10 | 2021 | 24 | 441.7469 | 474.4836 | 45.3752 | 60.6886 | 0
| All | All Customers | 3 | Monthly System Peak Day | CAISO | 1-in-10 | 2021 | 1 | 388.5334 | 418.0342 | 45.0644 | 65.1566 | 0
| All | All Customers | 3 | Monthly System Peak Day | CAISO | 1-in-10 | 2021 | 2 | 377.4961 | 394.7258 | 45.1141 | 63.3314 | 0
| All | All Customers | 3 | Monthly System Peak Day | CAISO | 1-in-10 | 2021 | 3 | 475.5903 | 495.7403 | 45.1219 | 61.896 | 0
| All | All Customers | 3 | Monthly System Peak Day | CAISO | 1-in-10 | 2021 | 4 | 582.3252 | 604.6301 | 45.1466 | 60.8459 | 0
| All | All Customers | 3 | Monthly System Peak Day | CAISO | 1-in-10 | 2021 | 5 | 574.9122 | 602.4455 | 45.1422 | 59.9559 | 0
| All | All Customers | 3 | Monthly System Peak Day | CAISO | 1-in-10 | 2021 | 6 | 582.4765 | 607.3015 | 45.1716 | 58.9322 | 0
| All | All Customers | 3 | Monthly System Peak Day | CAISO | 1-in-10 | 2021 | 7 | 595.0794 | 609.5317 | 45.1748 | 58.4848 | 0
| All | All Customers | 3 | Monthly System Peak Day | CAISO | 1-in-10 | 2021 | 8 | 614.865 | 665.3173 | 45.0349 | 58.0856 | 0
| All | All Customers | 3 | Monthly System Peak Day | CAISO | 1-in-10 | 2021 | 9 | 564.6858 | 612.0964 | 45.0303 | 59.5041 | 0
| All | All Customers | 3 | Monthly System Peak Day | CAISO | 1-in-10 | 2021 | 10 | 550.6171 | 580.1552 | 45.0696 | 64.3211 | 0
| All | All Customers | 3 | Monthly System Peak Day | CAISO | 1-in-10 | 2021 | 11 | 530.8947 | 559.887 | 45.1365 | 69.9797 | 0
| All | All Customers | 3 | Monthly System Peak Day | CAISO | 1-in-10 | 2021 | 12 | 521.6251 | 546.2382 | 45.2607 | 75.7172 | 0
| All | All Customers | 3 | Monthly System Peak Day | CAISO | 1-in-10 | 2021 | 13 | 431.9767 | 444.5528 | 45.3808 | 80.9672 | 0
| All | All Customers | 3 | Monthly System Peak Day | CAISO | 1-in-10 | 2021 | 14 | 399.9744 | 406.2702 | 45.2741 | 83.4338 | 0
| All | All Customers | 3 | Monthly System Peak Day | CAISO | 1-in-10 | 2021 | 15 | 360.5836 | 366.0031 | 45.1222 | 84.3177 | 0
| All | All Customers | 3 | Monthly System Peak Day | CAISO | 1-in-10 | 2021 | 16 | 322.3299 | 322.1692 | 45.1269 | 85.1377 | 0
| All | All Customers | 3 | Monthly System Peak Day | CAISO | 1-in-10 | 2021 | 17 | 305.3498 | 314.8694 | 45.1604 | 85.8466 | 0
| All | All Customers | 3 | Monthly System Peak Day | CAISO | 1-in-10 | 2021 | 18 | 290.3394 | 298.326 | 45.1456 | 85.6149 | 0
| All | All Customers | 3 | Monthly System Peak Day | CAISO | 1-in-10 | 2021 | 19 | 284.8073 | 289.0505 | 46.4062 | 84.1317 | 0
| All | All Customers | 3 | Monthly System Peak Day | CAISO | 1-in-10 | 2021 | 20 | 277.4247 | 280.904 | 45.1773 | 81.6719 | 0
| All | All Customers | 3 | Monthly System Peak Day | CAISO | 1-in-10 | 2021 | 21 | 263.8144 | 268.9804 | 45.3032 | 77.8036 | 0
| All | All Customers | 3 | Monthly System Peak Day | CAISO | 1-in-10 | 2021 | 22 | 435.9128 | 459.2561 | 45.1307 | 74.8156 | 0
| All | All Customers | 3 | Monthly System Peak Day | CAISO | 1-in-10 | 2021 | 23 | 425.9062 | 454.8145 | 45.0764 | 72.0533 | 0
| All | All Customers | 3 | Monthly System Peak Day | CAISO | 1-in-10 | 2021 | 24 | 441.7469 | 495.2782 | 45.0274 | 69.429 | 0
| All | All Customers | 4 | Average Weekday | CAISO | 1-in-10 | 2021 | 1 | 358.4358 | 372.6071 | 45.3379 | 59.5013 | 0
| All | All Customers | 4 | Average Weekday | CAISO | 1-in-10 | 2021 | 2 | 349.8564 | 357.3363 | 45.2989 | 58.4907 | 0
| All | All Customers | 4 | Average Weekday | CAISO | 1-in-10 | 2021 | 3 | 440.6395 | 451.2681 | 45.293 | 57.4983 | 0
| All | All Customers | 4 | Average Weekday | CAISO | 1-in-10 | 2021 | 4 | 541.3569 | 556.5305 | 45.2798 | 56.5966 | 0
| All | All Customers | 4 | Average Weekday | CAISO | 1-in-10 | 2021 | 5 | 525.7241 | 543.5974 | 45.2814 | 55.8386 | 0
| All | All Customers | 4 | Average Weekday | CAISO | 1-in-10 | 2021 | 6 | 533.9277 | 556.0013 | 45.2678 | 55.2512 | 0
| All | All Customers | 4 | Average Weekday | CAISO | 1-in-10 | 2021 | 7 | 546.7964 | 563.899 | 45.2757 | 54.8291 | 0
| All | All Customers | 4 | Average Weekday | CAISO | 1-in-10 | 2021 | 8 | 565.4915 | 593.0869 | 45.3846 | 54.785 | 0
| All | All Customers | 4 | Average Weekday | CAISO | 1-in-10 | 2021 | 9 | 506.5537 | 543.3873 | 45.485 | 56.8046 | 0
| All | All Customers | 4 | Average Weekday | CAISO | 1-in-10 | 2021 | 10 | 494.1334 | 515.5031 | 45.4007 | 60.086 | 0
| All | All Customers | 4 | Average Weekday | CAISO | 1-in-10 | 2021 | 11 | 482.687 | 498.0151 | 45.4519 | 63.7355 | 0
| All | All Customers | 4 | Average Weekday | CAISO | 1-in-10 | 2021 | 12 | 473.6534 | 484.982 | 45.5022 | 67.1278 | 0
| All | All Customers | 4 | Average Weekday | CAISO | 1-in-10 | 2021 | 13 | 394.5069 | 403.7265 | 45.5284 | 69.4902 | 0
| All | All Customers | 4 | Average Weekday | CAISO | 1-in-10 | 2021 | 14 | 358.954 | 365.2516 | 45.4881 | 71.1913 | 0
| All | All Customers | 4 | Average Weekday | CAISO | 1-in-10 | 2021 | 15 | 317.5971 | 323.1649 | 45.4061 | 72.3893 | 0
| All | All Customers | 4 | Average Weekday | CAISO | 1-in-10 | 2021 | 16 | 276.2136 | 278.4066 | 45.2989 | 73 | 0
| All | All Customers | 4 | Average Weekday | CAISO | 1-in-10 | 2021 | 17 | 253.1011 | 260.9298 | 45.1831 | 73.0893 | 0
| All | All Customers | 4 | Average Weekday | CAISO | 1-in-10 | 2021 | 18 | 233.7364 | 240.0466 | 45.1918 | 72.2961 | 0
| All | All Customers | 4 | Average Weekday | CAISO | 1-in-10 | 2021 | 19 | 220.596 | 225.5827 | 45.2725 | 70.8969 | 0
| All | All Customers | 4 | Average Weekday | CAISO | 1-in-10 | 2021 | 20 | 215.6047 | 219.7449 | 45.1774 | 68.6958 | 0
| All | All Customers | 4 | Average Weekday | CAISO | 1-in-10 | 2021 | 21 | 224.5926 | 228.5765 | 45.1858 | 65.7935 | 0
| All | All Customers | 4 | Average Weekday | CAISO | 1-in-10 | 2021 | 22 | 396.3992 | 419.1189 | 45.2863 | 63.6144 | 0
| All | All Customers | 4 | Average Weekday | CAISO | 1-in-10 | 2021 | 23 | 390.098 | 414.084 | 45.3329 | 62.0737 | 0
| All | All Customers | 4 | Average Weekday | CAISO | 1-in-10 | 2021 | 24 | 408.2018 | 440.2461 | 45.377 | 60.8033 | 0
| All | All Customers | 4 | Monthly System Peak Day | CAISO | 1-in-10 | 2021 | 1 | 358.4358 | 386.8259 | 45.0702 | 71.168 | 0
| All | All Customers | 4 | Monthly System Peak Day | CAISO | 1-in-10 | 2021 | 2 | 349.8564 | 364.7785 | 45.1189 | 68.8626 | 0
| All | All Customers | 4 | Monthly System Peak Day | CAISO | 1-in-10 | 2021 | 3 | 440.6395 | 460.6954 | 45.1265 | 66.9391 | 0
| All | All Customers | 4 | Monthly System Peak Day | CAISO | 1-in-10 | 2021 | 4 | 541.3569 | 561.3609 | 45.1508 | 65.7202 | 0
| All | All Customers | 4 | Monthly System Peak Day | CAISO | 1-in-10 | 2021 | 5 | 525.7241 | 551.9744 | 45.1465 | 65.8589 | 0
| All | All Customers | 4 | Monthly System Peak Day | CAISO | 1-in-10 | 2021 | 6 | 533.9277 | 557.6454 | 45.1754 | 66.0598 | 0
| All | All Customers | 4 | Monthly System Peak Day | CAISO | 1-in-10 | 2021 | 7 | 546.7964 | 561.6803 | 45.1786 | 66.4513 | 0
| All | All Customers | 4 | Monthly System Peak Day | CAISO | 1-in-10 | 2021 | 8 | 565.4915 | 618.46 | 45.0413 | 66.7937 | 0
| All | All Customers | 4 | Monthly System Peak Day | CAISO | 1-in-10 | 2021 | 9 | 506.5537 | 553.8539 | 45.039 | 69.7332 | 0
| All | All Customers | 4 | Monthly System Peak Day | CAISO | 1-in-10 | 2021 | 10 | 494.1334 | 522.8501 | 45.077 | 74.0013 | 0
| All | All Customers | 4 | Monthly System Peak Day | CAISO | 1-in-10 | 2021 | 11 | 482.687 | 509.298 | 45.1453 | 78.2468 | 0
| All | All Customers | 4 | Monthly System Peak Day | CAISO | 1-in-10 | 2021 | 12 | 473.6534 | 497.9254 | 45.2708 | 82.2387 | 0
| All | All Customers | 4 | Monthly System Peak Day | CAISO | 1-in-10 | 2021 | 13 | 394.5069 | 407.3989 | 45.3917 | 85.1251 | 0
| All | All Customers | 4 | Monthly System Peak Day | CAISO | 1-in-10 | 2021 | 14 | 358.954 | 365.2978 | 45.2843 | 87.0217 | 0
| All | All Customers | 4 | Monthly System Peak Day | CAISO | 1-in-10 | 2021 | 15 | 317.5971 | 323.2629 | 45.1304 | 88.4091 | 0
| All | All Customers | 4 | Monthly System Peak Day | CAISO | 1-in-10 | 2021 | 16 | 276.2136 | 276.097 | 45.1317 | 89.5238 | 0
| All | All Customers | 4 | Monthly System Peak Day | CAISO | 1-in-10 | 2021 | 17 | 253.1011 | 261.076 | 45.1644 | 90.2309 | 0
| All | All Customers | 4 | Monthly System Peak Day | CAISO | 1-in-10 | 2021 | 18 | 233.7364 | 240.8118 | 45.1509 | 90.4085 | 0
| All | All Customers | 4 | Monthly System Peak Day | CAISO | 1-in-10 | 2021 | 19 | 220.596 | 224.942 | 46.4104 | 89.6202 | 0
| All | All Customers | 4 | Monthly System Peak Day | CAISO | 1-in-10 | 2021 | 20 | 215.6047 | 219.0331 | 45.1773 | 87.5628 | 0
| All | All Customers | 4 | Monthly System Peak Day | CAISO | 1-in-10 | 2021 | 21 | 224.5926 | 229.3321 | 45.3029 | 84.2362 | 0
| All | All Customers | 4 | Monthly System Peak Day | CAISO | 1-in-10 | 2021 | 22 | 396.3992 | 419.4037 | 45.1345 | 81.1628 | 0
| All | All Customers | 4 | Monthly System Peak Day | CAISO | 1-in-10 | 2021 | 23 | 390.098 | 418.5598 | 45.0818 | 78.4269 | 0
| All | All Customers | 4 | Monthly System Peak Day | CAISO | 1-in-10 | 2021 | 24 | 408.2018 | 460.5669 | 45.034 | 75.4657 | 0
| All | All Customers | 5 | Average Weekday | CAISO | 1-in-10 | 2021 | 1 | 366.3751 | 380.8326 | 45.3502 | 62.6645 | 0
| All | All Customers | 5 | Average Weekday | CAISO | 1-in-10 | 2021 | 2 | 359.2457 | 366.9178 | 45.3113 | 61.686 | 0
| All | All Customers | 5 | Average Weekday | CAISO | 1-in-10 | 2021 | 3 | 455.2458 | 465.7061 | 45.3053 | 60.8176 | 0
| All | All Customers | 5 | Average Weekday | CAISO | 1-in-10 | 2021 | 4 | 555.0801 | 571.0746 | 45.2923 | 60.0235 | 0
| All | All Customers | 5 | Average Weekday | CAISO | 1-in-10 | 2021 | 5 | 542.8146 | 561.6965 | 45.2939 | 59.4411 | 0
| All | All Customers | 5 | Average Weekday | CAISO | 1-in-10 | 2021 | 6 | 546.1549 | 568.8823 | 45.2805 | 58.9528 | 0
| All | All Customers | 5 | Average Weekday | CAISO | 1-in-10 | 2021 | 7 | 551.5702 | 568.4274 | 45.2888 | 58.7176 | 0
| All | All Customers | 5 | Average Weekday | CAISO | 1-in-10 | 2021 | 8 | 577.0383 | 607.1116 | 45.3974 | 59.4845 | 0
| All | All Customers | 5 | Average Weekday | CAISO | 1-in-10 | 2021 | 9 | 514.971 | 550.1089 | 45.4972 | 61.9999 | 0
| All | All Customers | 5 | Average Weekday | CAISO | 1-in-10 | 2021 | 10 | 506.7588 | 528.6282 | 45.4126 | 65.3043 | 0
| All | All Customers | 5 | Average Weekday | CAISO | 1-in-10 | 2021 | 11 | 496.8392 | 511.8396 | 45.4636 | 68.3821 | 0
| All | All Customers | 5 | Average Weekday | CAISO | 1-in-10 | 2021 | 12 | 483.3951 | 494.6978 | 45.5138 | 71.0609 | 0
| All | All Customers | 5 | Average Weekday | CAISO | 1-in-10 | 2021 | 13 | 404.2013 | 413.6339 | 45.5396 | 73.3291 | 0
| All | All Customers | 5 | Average Weekday | CAISO | 1-in-10 | 2021 | 14 | 374.5746 | 380.9391 | 45.4992 | 75.0832 | 0
| All | All Customers | 5 | Average Weekday | CAISO | 1-in-10 | 2021 | 15 | 338.3361 | 343.5756 | 45.4174 | 76.3265 | 0
| All | All Customers | 5 | Average Weekday | CAISO | 1-in-10 | 2021 | 16 | 290.2913 | 292.3808 | 45.3109 | 76.8948 | 0
| All | All Customers | 5 | Average Weekday | CAISO | 1-in-10 | 2021 | 17 | 260.9804 | 268.998 | 45.1883 | 76.9554 | 0
| All | All Customers | 5 | Average Weekday | CAISO | 1-in-10 | 2021 | 18 | 245.5937 | 251.9715 | 45.1969 | 76.2265 | 0
| All | All Customers | 5 | Average Weekday | CAISO | 1-in-10 | 2021 | 19 | 235.9344 | 241.1552 | 45.2694 | 74.8608 | 0
| All | All Customers | 5 | Average Weekday | CAISO | 1-in-10 | 2021 | 20 | 228.2001 | 232.6111 | 45.1774 | 72.769 | 0
| All | All Customers | 5 | Average Weekday | CAISO | 1-in-10 | 2021 | 21 | 239.7811 | 244.2695 | 45.1909 | 69.7865 | 0
| All | All Customers | 5 | Average Weekday | CAISO | 1-in-10 | 2021 | 22 | 408.4913 | 431.7498 | 45.2994 | 67.0523 | 0
| All | All Customers | 5 | Average Weekday | CAISO | 1-in-10 | 2021 | 23 | 408.5411 | 433.2689 | 45.3461 | 65.2221 | 0
| All | All Customers | 5 | Average Weekday | CAISO | 1-in-10 | 2021 | 24 | 424.0077 | 456.8241 | 45.3896 | 63.7844 | 0
| All | All Customers | 5 | Monthly System Peak Day | CAISO | 1-in-10 | 2021 | 1 | 366.3751 | 395.2503 | 45.0854 | 73.9451 | 0
| All | All Customers | 5 | Monthly System Peak Day | CAISO | 1-in-10 | 2021 | 2 | 359.2457 | 374.3696 | 45.1331 | 72.4128 | 0
| All | All Customers | 5 | Monthly System Peak Day | CAISO | 1-in-10 | 2021 | 3 | 455.2458 | 474.2886 | 45.1407 | 70.8805 | 0
| All | All Customers | 5 | Monthly System Peak Day | CAISO | 1-in-10 | 2021 | 4 | 555.0801 | 576.313 | 45.1646 | 69.4883 | 0
| All | All Customers | 5 | Monthly System Peak Day | CAISO | 1-in-10 | 2021 | 5 | 542.8146 | 570.6988 | 45.1603 | 68.5669 | 0
| All | All Customers | 5 | Monthly System Peak Day | CAISO | 1-in-10 | 2021 | 6 | 546.1549 | 570.4166 | 45.189 | 67.5106 | 0
| All | All Customers | 5 | Monthly System Peak Day | CAISO | 1-in-10 | 2021 | 7 | 551.5702 | 566.0753 | 45.1925 | 67.139 | 0
| All | All Customers | 5 | Monthly System Peak Day | CAISO | 1-in-10 | 2021 | 8 | 577.0383 | 629.4962 | 45.0575 | 67.588 | 0
| All | All Customers | 5 | Monthly System Peak Day | CAISO | 1-in-10 | 2021 | 9 | 514.971 | 560.5703 | 45.0575 | 71.9541 | 0
| All | All Customers | 5 | Monthly System Peak Day | CAISO | 1-in-10 | 2021 | 10 | 506.7588 | 535.7167 | 45.0938 | 78.4437 | 0
| All | All Customers | 5 | Monthly System Peak Day | CAISO | 1-in-10 | 2021 | 11 | 496.8392 | 523.4603 | 45.1637 | 84.4634 | 0
| All | All Customers | 5 | Monthly System Peak Day | CAISO | 1-in-10 | 2021 | 12 | 483.3951 | 506.9438 | 45.2908 | 88.5098 | 0
| All | All Customers | 5 | Monthly System Peak Day | CAISO | 1-in-10 | 2021 | 13 | 404.2013 | 417.6042 | 45.4125 | 91.3209 | 0
| All | All Customers | 5 | Monthly System Peak Day | CAISO | 1-in-10 | 2021 | 14 | 374.5746 | 381.1524 | 45.304 | 93.0051 | 0
| All | All Customers | 5 | Monthly System Peak Day | CAISO | 1-in-10 | 2021 | 15 | 338.3361 | 344.1054 | 45.1477 | 94.2891 | 0
| All | All Customers | 5 | Monthly System Peak Day | CAISO | 1-in-10 | 2021 | 16 | 290.2913 | 290.251 | 45.146 | 94.3726 | 0
| All | All Customers | 5 | Monthly System Peak Day | CAISO | 1-in-10 | 2021 | 17 | 260.9804 | 269.2495 | 45.1707 | 93.9017 | 0
| All | All Customers | 5 | Monthly System Peak Day | CAISO | 1-in-10 | 2021 | 18 | 245.5937 | 252.5925 | 45.1583 | 93.1366 | 0
| All | All Customers | 5 | Monthly System Peak Day | CAISO | 1-in-10 | 2021 | 19 | 235.9344 | 240.4359 | 46.3777 | 92.0447 | 0
| All | All Customers | 5 | Monthly System Peak Day | CAISO | 1-in-10 | 2021 | 20 | 228.2001 | 231.9412 | 45.1774 | 89.5105 | 0
| All | All Customers | 5 | Monthly System Peak Day | CAISO | 1-in-10 | 2021 | 21 | 239.7811 | 245.1956 | 45.3038 | 85.6688 | 0
| All | All Customers | 5 | Monthly System Peak Day | CAISO | 1-in-10 | 2021 | 22 | 408.4913 | 432.129 | 45.1486 | 81.9451 | 0
| All | All Customers | 5 | Monthly System Peak Day | CAISO | 1-in-10 | 2021 | 23 | 408.5411 | 437.9077 | 45.0971 | 79.3652 | 0
| All | All Customers | 5 | Monthly System Peak Day | CAISO | 1-in-10 | 2021 | 24 | 424.0077 | 477.5543 | 45.0501 | 76.6451 | 0
| All | All Customers | 6 | Average Weekday | CAISO | 1-in-10 | 2021 | 1 | 355.3201 | 383.9297 | 45.3378 | 66.5999 | 0
| All | All Customers | 6 | Average Weekday | CAISO | 1-in-10 | 2021 | 2 | 342.412 | 361.7249 | 45.3404 | 65.9006 | 0
| All | All Customers | 6 | Average Weekday | CAISO | 1-in-10 | 2021 | 3 | 433.1015 | 457.7416 | 45.3411 | 65.2662 | 0
| All | All Customers | 6 | Average Weekday | CAISO | 1-in-10 | 2021 | 4 | 523.6851 | 555.0546 | 45.3411 | 64.6507 | 0
| All | All Customers | 6 | Average Weekday | CAISO | 1-in-10 | 2021 | 5 | 512.8038 | 550.2522 | 45.3358 | 64.1746 | 0
| All | All Customers | 6 | Average Weekday | CAISO | 1-in-10 | 2021 | 6 | 531.7896 | 577.1523 | 45.3257 | 63.7832 | 0
| All | All Customers | 6 | Average Weekday | CAISO | 1-in-10 | 2021 | 7 | 545.3065 | 569.8346 | 45.2981 | 63.476 | 0
| All | All Customers | 6 | Average Weekday | CAISO | 1-in-10 | 2021 | 8 | 566.8615 | 593.6882 | 45.3457 | 64.0318 | 0
| All | All Customers | 6 | Average Weekday | CAISO | 1-in-10 | 2021 | 9 | 527.397 | 547.9358 | 45.3685 | 65.9714 | 0
| All | All Customers | 6 | Average Weekday | CAISO | 1-in-10 | 2021 | 10 | 515.3044 | 529.0355 | 45.3582 | 68.8032 | 0
| All | All Customers | 6 | Average Weekday | CAISO | 1-in-10 | 2021 | 11 | 497.1248 | 508.8878 | 45.3857 | 72.0084 | 0
| All | All Customers | 6 | Average Weekday | CAISO | 1-in-10 | 2021 | 12 | 488.4111 | 502.9137 | 45.4153 | 75.1083 | 0
| All | All Customers | 6 | Average Weekday | CAISO | 1-in-10 | 2021 | 13 | 405.3076 | 424.7489 | 45.4257 | 77.5187 | 0
| All | All Customers | 6 | Average Weekday | CAISO | 1-in-10 | 2021 | 14 | 374.5419 | 390.9141 | 45.3989 | 79.3071 | 0
| All | All Customers | 6 | Average Weekday | CAISO | 1-in-10 | 2021 | 15 | 328.4096 | 342.9077 | 45.3391 | 80.4926 | 0
| All | All Customers | 6 | Average Weekday | CAISO | 1-in-10 | 2021 | 16 | 285.5269 | 288.1227 | 45.2925 | 81.1097 | 0
| All | All Customers | 6 | Average Weekday | CAISO | 1-in-10 | 2021 | 17 | 260.422 | 269.449 | 45.5545 | 81.0308 | 0
| All | All Customers | 6 | Average Weekday | CAISO | 1-in-10 | 2021 | 18 | 237.239 | 252.0755 | 45.5703 | 80.1832 | 0
| All | All Customers | 6 | Average Weekday | CAISO | 1-in-10 | 2021 | 19 | 222.8235 | 246.6703 | 47.6636 | 78.7527 | 0
| All | All Customers | 6 | Average Weekday | CAISO | 1-in-10 | 2021 | 20 | 212.1822 | 231.9029 | 45.5562 | 76.6583 | 0
| All | All Customers | 6 | Average Weekday | CAISO | 1-in-10 | 2021 | 21 | 229.4071 | 246.3154 | 45.7427 | 73.7764 | 0
| All | All Customers | 6 | Average Weekday | CAISO | 1-in-10 | 2021 | 22 | 383.7836 | 417.3567 | 45.3795 | 70.7793 | 0
| All | All Customers | 6 | Average Weekday | CAISO | 1-in-10 | 2021 | 23 | 402.5406 | 436.6057 | 45.3555 | 68.9101 | 0
| All | All Customers | 6 | Average Weekday | CAISO | 1-in-10 | 2021 | 24 | 419.4324 | 461.0149 | 45.3458 | 67.6558 | 0
| All | All Customers | 6 | Monthly System Peak Day | CAISO | 1-in-10 | 2021 | 1 | 355.3201 | 347.9597 | 51.9146 | 74.367 | 0
| All | All Customers | 6 | Monthly System Peak Day | CAISO | 1-in-10 | 2021 | 2 | 342.412 | 316.1122 | 51.9241 | 72.8839 | 0
| All | All Customers | 6 | Monthly System Peak Day | CAISO | 1-in-10 | 2021 | 3 | 433.1015 | 385.7906 | 51.928 | 71.7346 | 0
| All | All Customers | 6 | Monthly System Peak Day | CAISO | 1-in-10 | 2021 | 4 | 523.6851 | 449.8358 | 51.9309 | 70.9788 | 0
| All | All Customers | 6 | Monthly System Peak Day | CAISO | 1-in-10 | 2021 | 5 | 512.8038 | 451.2563 | 51.9257 | 69.9524 | 0
| All | All Customers | 6 | Monthly System Peak Day | CAISO | 1-in-10 | 2021 | 6 | 531.7896 | 489.0504 | 51.9187 | 69.2472 | 0
| All | All Customers | 6 | Monthly System Peak Day | CAISO | 1-in-10 | 2021 | 7 | 545.3065 | 491.9516 | 51.851 | 68.7623 | 0
| All | All Customers | 6 | Monthly System Peak Day | CAISO | 1-in-10 | 2021 | 8 | 566.8615 | 520.0482 | 51.9044 | 69.6755 | 0
| All | All Customers | 6 | Monthly System Peak Day | CAISO | 1-in-10 | 2021 | 9 | 527.397 | 500.7835 | 51.8826 | 73.5378 | 0
| All | All Customers | 6 | Monthly System Peak Day | CAISO | 1-in-10 | 2021 | 10 | 515.3044 | 479.6094 | 51.8428 | 79.5148 | 0
| All | All Customers | 6 | Monthly System Peak Day | CAISO | 1-in-10 | 2021 | 11 | 497.1248 | 463.1806 | 51.8373 | 84.6279 | 0
| All | All Customers | 6 | Monthly System Peak Day | CAISO | 1-in-10 | 2021 | 12 | 488.4111 | 454.915 | 51.8549 | 88.9216 | 0
| All | All Customers | 6 | Monthly System Peak Day | CAISO | 1-in-10 | 2021 | 13 | 405.3076 | 390.1119 | 51.842 | 90.592 | 0
| All | All Customers | 6 | Monthly System Peak Day | CAISO | 1-in-10 | 2021 | 14 | 374.5419 | 358.4285 | 51.8538 | 92.1858 | 0
| All | All Customers | 6 | Monthly System Peak Day | CAISO | 1-in-10 | 2021 | 15 | 328.4096 | 316.6083 | 51.8368 | 93.8606 | 0
| All | All Customers | 6 | Monthly System Peak Day | CAISO | 1-in-10 | 2021 | 16 | 285.5269 | 260.8428 | 51.7852 | 95.2577 | 0
| All | All Customers | 6 | Monthly System Peak Day | CAISO | 1-in-10 | 2021 | 17 | 260.422 | 270.8938 | 51.8233 | 95.3506 | 0
| All | All Customers | 6 | Monthly System Peak Day | CAISO | 1-in-10 | 2021 | 18 | 237.239 | 261.5342 | 51.9356 | 95.0523 | 0
| All | All Customers | 6 | Monthly System Peak Day | CAISO | 1-in-10 | 2021 | 19 | 222.8235 | 216.1762 | 51.9217 | 93.4385 | 0
| All | All Customers | 6 | Monthly System Peak Day | CAISO | 1-in-10 | 2021 | 20 | 212.1822 | 214.0799 | 51.0838 | 89.3141 | 0
| All | All Customers | 6 | Monthly System Peak Day | CAISO | 1-in-10 | 2021 | 21 | 229.4071 | 212.7274 | 52.7412 | 84.8406 | 0
| All | All Customers | 6 | Monthly System Peak Day | CAISO | 1-in-10 | 2021 | 22 | 383.7836 | 360.2419 | 52.1215 | 80.8016 | 0
| All | All Customers | 6 | Monthly System Peak Day | CAISO | 1-in-10 | 2021 | 23 | 402.5406 | 371.848 | 51.9954 | 77.3827 | 0
| All | All Customers | 6 | Monthly System Peak Day | CAISO | 1-in-10 | 2021 | 24 | 419.4324 | 396.7856 | 51.9349 | 75.3019 | 0
| All | All Customers | 7 | Average Weekday | CAISO | 1-in-10 | 2021 | 1 | 356.849 | 384.0782 | 47.5744 | 72.1536 | 0
| All | All Customers | 7 | Average Weekday | CAISO | 1-in-10 | 2021 | 2 | 356.5061 | 375.5143 | 47.5711 | 71.4201 | 0
| All | All Customers | 7 | Average Weekday | CAISO | 1-in-10 | 2021 | 3 | 436.5352 | 462.2807 | 47.57 | 70.7709 | 0
| All | All Customers | 7 | Average Weekday | CAISO | 1-in-10 | 2021 | 4 | 527.967 | 560.952 | 47.5678 | 70.2504 | 0
| All | All Customers | 7 | Average Weekday | CAISO | 1-in-10 | 2021 | 5 | 520.5696 | 560.925 | 47.5648 | 69.8041 | 0
| All | All Customers | 7 | Average Weekday | CAISO | 1-in-10 | 2021 | 6 | 524.5543 | 569.1119 | 47.5574 | 69.4399 | 0
| All | All Customers | 7 | Average Weekday | CAISO | 1-in-10 | 2021 | 7 | 529.2192 | 551.1824 | 47.5559 | 69.2407 | 0
| All | All Customers | 7 | Average Weekday | CAISO | 1-in-10 | 2021 | 8 | 547.8469 | 575.7934 | 47.5858 | 69.7054 | 0
| All | All Customers | 7 | Average Weekday | CAISO | 1-in-10 | 2021 | 9 | 498.9296 | 517.7664 | 47.6185 | 71.9118 | 0
| All | All Customers | 7 | Average Weekday | CAISO | 1-in-10 | 2021 | 10 | 488.8726 | 501.8214 | 47.6198 | 74.9215 | 0
| All | All Customers | 7 | Average Weekday | CAISO | 1-in-10 | 2021 | 11 | 475.8434 | 487.2001 | 47.653 | 78.3302 | 0
| All | All Customers | 7 | Average Weekday | CAISO | 1-in-10 | 2021 | 12 | 466.5558 | 481.1402 | 47.6848 | 81.5124 | 0
| All | All Customers | 7 | Average Weekday | CAISO | 1-in-10 | 2021 | 13 | 385.3823 | 402.7629 | 47.699 | 83.9403 | 0
| All | All Customers | 7 | Average Weekday | CAISO | 1-in-10 | 2021 | 14 | 356.8731 | 372.1783 | 47.67 | 85.7186 | 0
| All | All Customers | 7 | Average Weekday | CAISO | 1-in-10 | 2021 | 15 | 316.8628 | 330.9102 | 47.6149 | 86.8585 | 0
| All | All Customers | 7 | Average Weekday | CAISO | 1-in-10 | 2021 | 16 | 268.8395 | 269.7122 | 47.5751 | 87.4293 | 0
| All | All Customers | 7 | Average Weekday | CAISO | 1-in-10 | 2021 | 17 | 247.551 | 255.433 | 47.9386 | 87.3156 | 0
| All | All Customers | 7 | Average Weekday | CAISO | 1-in-10 | 2021 | 18 | 232.4057 | 244.7744 | 47.9558 | 86.4657 | 0
| All | All Customers | 7 | Average Weekday | CAISO | 1-in-10 | 2021 | 19 | 220.1934 | 242.2789 | 48.4805 | 84.9536 | 0
| All | All Customers | 7 | Average Weekday | CAISO | 1-in-10 | 2021 | 20 | 217.4025 | 232.7552 | 47.5986 | 82.593 | 0
| All | All Customers | 7 | Average Weekday | CAISO | 1-in-10 | 2021 | 21 | 238.9059 | 251.7708 | 47.9593 | 79.4531 | 0
| All | All Customers | 7 | Average Weekday | CAISO | 1-in-10 | 2021 | 22 | 392.3536 | 427.726 | 47.5414 | 76.411 | 0
| All | All Customers | 7 | Average Weekday | CAISO | 1-in-10 | 2021 | 23 | 402.3922 | 432.9023 | 47.5578 | 74.6466 | 0
| All | All Customers | 7 | Average Weekday | CAISO | 1-in-10 | 2021 | 24 | 415.1102 | 454.1855 | 47.5757 | 73.4889 | 0
| All | All Customers | 7 | Monthly System Peak Day | CAISO | 1-in-10 | 2021 | 1 | 356.849 | 348.8384 | 47.5847 | 76.5275 | 0
| All | All Customers | 7 | Monthly System Peak Day | CAISO | 1-in-10 | 2021 | 2 | 356.5061 | 328.6093 | 47.5725 | 75.9902 | 0
| All | All Customers | 7 | Monthly System Peak Day | CAISO | 1-in-10 | 2021 | 3 | 436.5352 | 388.6045 | 47.5711 | 75.0914 | 0
| All | All Customers | 7 | Monthly System Peak Day | CAISO | 1-in-10 | 2021 | 4 | 527.967 | 454.4119 | 47.568 | 74.0715 | 0
| All | All Customers | 7 | Monthly System Peak Day | CAISO | 1-in-10 | 2021 | 5 | 520.5696 | 460.8238 | 47.5737 | 73.2621 | 0
| All | All Customers | 7 | Monthly System Peak Day | CAISO | 1-in-10 | 2021 | 6 | 524.5543 | 486.5011 | 47.5833 | 72.8051 | 0
| All | All Customers | 7 | Monthly System Peak Day | CAISO | 1-in-10 | 2021 | 7 | 529.2192 | 479.5727 | 47.6218 | 72.349 | 0
| All | All Customers | 7 | Monthly System Peak Day | CAISO | 1-in-10 | 2021 | 8 | 547.8469 | 506.6922 | 47.5996 | 72.5955 | 0
| All | All Customers | 7 | Monthly System Peak Day | CAISO | 1-in-10 | 2021 | 9 | 498.9296 | 471.7193 | 47.6078 | 75.0342 | 0
| All | All Customers | 7 | Monthly System Peak Day | CAISO | 1-in-10 | 2021 | 10 | 488.8726 | 451.7339 | 47.6025 | 78.4777 | 0
| All | All Customers | 7 | Monthly System Peak Day | CAISO | 1-in-10 | 2021 | 11 | 475.8434 | 443.6614 | 47.615 | 82.4014 | 0
| All | All Customers | 7 | Monthly System Peak Day | CAISO | 1-in-10 | 2021 | 12 | 466.5558 | 433.9284 | 47.6274 | 85.9909 | 0
| All | All Customers | 7 | Monthly System Peak Day | CAISO | 1-in-10 | 2021 | 13 | 385.3823 | 370.4926 | 47.6388 | 88.5239 | 0
| All | All Customers | 7 | Monthly System Peak Day | CAISO | 1-in-10 | 2021 | 14 | 356.8731 | 341.8316 | 47.6309 | 90.3151 | 0
| All | All Customers | 7 | Monthly System Peak Day | CAISO | 1-in-10 | 2021 | 15 | 316.8628 | 306.0128 | 47.638 | 91.4602 | 0
| All | All Customers | 7 | Monthly System Peak Day | CAISO | 1-in-10 | 2021 | 16 | 268.8395 | 244.6335 | 47.6318 | 91.8551 | 0
| All | All Customers | 7 | Monthly System Peak Day | CAISO | 1-in-10 | 2021 | 17 | 247.551 | 258.229 | 47.5621 | 90.9235 | 0
| All | All Customers | 7 | Monthly System Peak Day | CAISO | 1-in-10 | 2021 | 18 | 232.4057 | 254.9967 | 47.6342 | 90.3439 | 0
| All | All Customers | 7 | Monthly System Peak Day | CAISO | 1-in-10 | 2021 | 19 | 220.1934 | 215.7983 | 47.3202 | 88.852 | 0
| All | All Customers | 7 | Monthly System Peak Day | CAISO | 1-in-10 | 2021 | 20 | 217.4025 | 239.9279 | 47.1317 | 86.2629 | 0
| All | All Customers | 7 | Monthly System Peak Day | CAISO | 1-in-10 | 2021 | 21 | 238.9059 | 223.4056 | 48.0849 | 82.9808 | 0
| All | All Customers | 7 | Monthly System Peak Day | CAISO | 1-in-10 | 2021 | 22 | 392.3536 | 374.7429 | 47.6617 | 79.3628 | 0
| All | All Customers | 7 | Monthly System Peak Day | CAISO | 1-in-10 | 2021 | 23 | 402.3922 | 371.1682 | 47.5909 | 77.7227 | 0
| All | All Customers | 7 | Monthly System Peak Day | CAISO | 1-in-10 | 2021 | 24 | 415.1102 | 391.6079 | 47.5901 | 76.3296 | 0
| All | All Customers | 8 | Average Weekday | CAISO | 1-in-10 | 2021 | 1 | 376.383 | 407.414 | 45.5068 | 71.5409 | 0
| All | All Customers | 8 | Average Weekday | CAISO | 1-in-10 | 2021 | 2 | 364.0559 | 385.2484 | 45.5033 | 70.8332 | 0
| All | All Customers | 8 | Average Weekday | CAISO | 1-in-10 | 2021 | 3 | 441.6804 | 466.2299 | 45.502 | 70.199 | 0
| All | All Customers | 8 | Average Weekday | CAISO | 1-in-10 | 2021 | 4 | 539.8822 | 568.6113 | 45.4993 | 69.6977 | 0
| All | All Customers | 8 | Average Weekday | CAISO | 1-in-10 | 2021 | 5 | 525.4327 | 564.3321 | 45.4961 | 69.2229 | 0
| All | All Customers | 8 | Average Weekday | CAISO | 1-in-10 | 2021 | 6 | 533.2749 | 579.2979 | 45.488 | 68.8435 | 0
| All | All Customers | 8 | Average Weekday | CAISO | 1-in-10 | 2021 | 7 | 546.6002 | 573.9868 | 45.4913 | 68.5069 | 0
| All | All Customers | 8 | Average Weekday | CAISO | 1-in-10 | 2021 | 8 | 558.2785 | 588.5763 | 45.5191 | 68.5051 | 0
| All | All Customers | 8 | Average Weekday | CAISO | 1-in-10 | 2021 | 9 | 505.058 | 525.6123 | 45.5531 | 70.1299 | 0
| All | All Customers | 8 | Average Weekday | CAISO | 1-in-10 | 2021 | 10 | 497.0668 | 510.9388 | 45.5588 | 72.7973 | 0
| All | All Customers | 8 | Average Weekday | CAISO | 1-in-10 | 2021 | 11 | 480.2384 | 492.6187 | 45.5899 | 75.9355 | 0
| All | All Customers | 8 | Average Weekday | CAISO | 1-in-10 | 2021 | 12 | 468.8549 | 483.9403 | 45.6168 | 79.0539 | 0
| All | All Customers | 8 | Average Weekday | CAISO | 1-in-10 | 2021 | 13 | 395.4891 | 414.5874 | 45.6304 | 81.6854 | 0
| All | All Customers | 8 | Average Weekday | CAISO | 1-in-10 | 2021 | 14 | 365.0223 | 381.5481 | 45.6027 | 83.7858 | 0
| All | All Customers | 8 | Average Weekday | CAISO | 1-in-10 | 2021 | 15 | 324.8437 | 339.9677 | 45.5524 | 85.2137 | 0
| All | All Customers | 8 | Average Weekday | CAISO | 1-in-10 | 2021 | 16 | 277.7842 | 281.9721 | 45.5168 | 85.8037 | 0
| All | All Customers | 8 | Average Weekday | CAISO | 1-in-10 | 2021 | 17 | 258.1976 | 265.1003 | 45.8402 | 85.757 | 0
| All | All Customers | 8 | Average Weekday | CAISO | 1-in-10 | 2021 | 18 | 233.6442 | 247.2609 | 45.8839 | 84.8848 | 0
| All | All Customers | 8 | Average Weekday | CAISO | 1-in-10 | 2021 | 19 | 221.7105 | 245.7295 | 46.6188 | 83.3207 | 0
| All | All Customers | 8 | Average Weekday | CAISO | 1-in-10 | 2021 | 20 | 224.3937 | 243.9008 | 45.7194 | 80.9246 | 0
| All | All Customers | 8 | Average Weekday | CAISO | 1-in-10 | 2021 | 21 | 249.5803 | 265.9473 | 45.989 | 77.6224 | 0
| All | All Customers | 8 | Average Weekday | CAISO | 1-in-10 | 2021 | 22 | 405.7016 | 438.1913 | 45.4652 | 75.1915 | 0
| All | All Customers | 8 | Average Weekday | CAISO | 1-in-10 | 2021 | 23 | 419.5401 | 455.0563 | 45.4818 | 73.7628 | 0
| All | All Customers | 8 | Average Weekday | CAISO | 1-in-10 | 2021 | 24 | 435.7414 | 478.655 | 45.5057 | 72.683 | 0
| All | All Customers | 8 | Monthly System Peak Day | CAISO | 1-in-10 | 2021 | 1 | 376.383 | 369.8623 | 41.24 | 74.963 | 0
| All | All Customers | 8 | Monthly System Peak Day | CAISO | 1-in-10 | 2021 | 2 | 364.0559 | 335.8164 | 41.2284 | 74.0975 | 0
| All | All Customers | 8 | Monthly System Peak Day | CAISO | 1-in-10 | 2021 | 3 | 441.6804 | 396.0514 | 41.2274 | 73.4693 | 0
| All | All Customers | 8 | Monthly System Peak Day | CAISO | 1-in-10 | 2021 | 4 | 539.8822 | 466.8349 | 41.2248 | 72.8742 | 0
| All | All Customers | 8 | Monthly System Peak Day | CAISO | 1-in-10 | 2021 | 5 | 525.4327 | 469.1849 | 41.2302 | 72.1898 | 0
| All | All Customers | 8 | Monthly System Peak Day | CAISO | 1-in-10 | 2021 | 6 | 533.2749 | 492.792 | 41.2401 | 71.5783 | 0
| All | All Customers | 8 | Monthly System Peak Day | CAISO | 1-in-10 | 2021 | 7 | 546.6002 | 497.6698 | 41.2729 | 71.1706 | 0
| All | All Customers | 8 | Monthly System Peak Day | CAISO | 1-in-10 | 2021 | 8 | 558.2785 | 516.1416 | 41.2531 | 71.0271 | 0
| All | All Customers | 8 | Monthly System Peak Day | CAISO | 1-in-10 | 2021 | 9 | 505.058 | 480.4342 | 41.2607 | 73.2935 | 0
| All | All Customers | 8 | Monthly System Peak Day | CAISO | 1-in-10 | 2021 | 10 | 497.0668 | 461.6871 | 41.2512 | 77.163 | 0
| All | All Customers | 8 | Monthly System Peak Day | CAISO | 1-in-10 | 2021 | 11 | 480.2384 | 445.1563 | 41.2657 | 82.0368 | 0
| All | All Customers | 8 | Monthly System Peak Day | CAISO | 1-in-10 | 2021 | 12 | 468.8549 | 434.7207 | 41.2834 | 86.9797 | 0
| All | All Customers | 8 | Monthly System Peak Day | CAISO | 1-in-10 | 2021 | 13 | 395.4891 | 381.7589 | 41.2959 | 90.4847 | 0
| All | All Customers | 8 | Monthly System Peak Day | CAISO | 1-in-10 | 2021 | 14 | 365.0223 | 351.4933 | 41.288 | 93.1945 | 0
| All | All Customers | 8 | Monthly System Peak Day | CAISO | 1-in-10 | 2021 | 15 | 324.8437 | 316.0791 | 41.292 | 94.2092 | 0
| All | All Customers | 8 | Monthly System Peak Day | CAISO | 1-in-10 | 2021 | 16 | 277.7842 | 257.9973 | 41.278 | 94.1071 | 0
| All | All Customers | 8 | Monthly System Peak Day | CAISO | 1-in-10 | 2021 | 17 | 258.1976 | 267.7424 | 41.1792 | 93.6937 | 0
| All | All Customers | 8 | Monthly System Peak Day | CAISO | 1-in-10 | 2021 | 18 | 233.6442 | 258.2571 | 41.246 | 92.8131 | 0
| All | All Customers | 8 | Monthly System Peak Day | CAISO | 1-in-10 | 2021 | 19 | 221.7105 | 218.627 | 41.0189 | 91.0316 | 0
| All | All Customers | 8 | Monthly System Peak Day | CAISO | 1-in-10 | 2021 | 20 | 224.3937 | 214.5901 | 40.9141 | 88.4661 | 0
| All | All Customers | 8 | Monthly System Peak Day | CAISO | 1-in-10 | 2021 | 21 | 249.5803 | 229.4418 | 41.8319 | 84.3055 | 0
| All | All Customers | 8 | Monthly System Peak Day | CAISO | 1-in-10 | 2021 | 22 | 405.7016 | 380.9203 | 41.341 | 81.4134 | 0
| All | All Customers | 8 | Monthly System Peak Day | CAISO | 1-in-10 | 2021 | 23 | 419.5401 | 394.4744 | 41.2573 | 80.038 | 0
| All | All Customers | 8 | Monthly System Peak Day | CAISO | 1-in-10 | 2021 | 24 | 435.7414 | 416.3127 | 41.248 | 78.823 | 0
| All | All Customers | 8 | Typical Event Day | CAISO | 1-in-10 | 2021 | 1 | 376.383 | 369.8623 | 41.24 | 76.1053 | 0
| All | All Customers | 8 | Typical Event Day | CAISO | 1-in-10 | 2021 | 2 | 364.0559 | 335.8164 | 41.2284 | 75.1038 | 0
| All | All Customers | 8 | Typical Event Day | CAISO | 1-in-10 | 2021 | 3 | 441.6804 | 396.0514 | 41.2274 | 74.1957 | 0
| All | All Customers | 8 | Typical Event Day | CAISO | 1-in-10 | 2021 | 4 | 539.8822 | 466.8349 | 41.2248 | 73.4679 | 0
| All | All Customers | 8 | Typical Event Day | CAISO | 1-in-10 | 2021 | 5 | 525.4327 | 469.1849 | 41.2302 | 72.7368 | 0
| All | All Customers | 8 | Typical Event Day | CAISO | 1-in-10 | 2021 | 6 | 533.2749 | 492.792 | 41.2401 | 72.2123 | 0
| All | All Customers | 8 | Typical Event Day | CAISO | 1-in-10 | 2021 | 7 | 546.6002 | 497.6698 | 41.2729 | 71.8143 | 0
| All | All Customers | 8 | Typical Event Day | CAISO | 1-in-10 | 2021 | 8 | 558.2785 | 516.1416 | 41.2531 | 72.1822 | 0
| All | All Customers | 8 | Typical Event Day | CAISO | 1-in-10 | 2021 | 9 | 505.058 | 480.4342 | 41.2607 | 74.6794 | 0
| All | All Customers | 8 | Typical Event Day | CAISO | 1-in-10 | 2021 | 10 | 497.0668 | 461.6871 | 41.2512 | 78.8263 | 0
| All | All Customers | 8 | Typical Event Day | CAISO | 1-in-10 | 2021 | 11 | 480.2384 | 445.1563 | 41.2657 | 83.5047 | 0
| All | All Customers | 8 | Typical Event Day | CAISO | 1-in-10 | 2021 | 12 | 468.8549 | 434.7207 | 41.2834 | 87.7653 | 0
| All | All Customers | 8 | Typical Event Day | CAISO | 1-in-10 | 2021 | 13 | 395.4891 | 381.7589 | 41.2959 | 90.4856 | 0
| All | All Customers | 8 | Typical Event Day | CAISO | 1-in-10 | 2021 | 14 | 365.0223 | 351.4933 | 41.288 | 92.4834 | 0
| All | All Customers | 8 | Typical Event Day | CAISO | 1-in-10 | 2021 | 15 | 324.8437 | 316.0791 | 41.292 | 93.7562 | 0
| All | All Customers | 8 | Typical Event Day | CAISO | 1-in-10 | 2021 | 16 | 277.7842 | 257.9973 | 41.278 | 94.2695 | 0
| All | All Customers | 8 | Typical Event Day | CAISO | 1-in-10 | 2021 | 17 | 258.1976 | 267.7424 | 41.1792 | 94.0144 | 0
| All | All Customers | 8 | Typical Event Day | CAISO | 1-in-10 | 2021 | 18 | 233.6442 | 258.2571 | 41.246 | 93.2816 | 0
| All | All Customers | 8 | Typical Event Day | CAISO | 1-in-10 | 2021 | 19 | 221.7105 | 218.627 | 41.0189 | 91.6543 | 0
| All | All Customers | 8 | Typical Event Day | CAISO | 1-in-10 | 2021 | 20 | 224.3937 | 214.5901 | 40.9141 | 88.7224 | 0
| All | All Customers | 8 | Typical Event Day | CAISO | 1-in-10 | 2021 | 21 | 249.5803 | 229.4418 | 41.8319 | 84.953 | 0
| All | All Customers | 8 | Typical Event Day | CAISO | 1-in-10 | 2021 | 22 | 405.7016 | 380.9203 | 41.341 | 81.9084 | 0
| All | All Customers | 8 | Typical Event Day | CAISO | 1-in-10 | 2021 | 23 | 419.5401 | 394.4744 | 41.2573 | 79.9867 | 0
| All | All Customers | 8 | Typical Event Day | CAISO | 1-in-10 | 2021 | 24 | 435.7414 | 416.3127 | 41.248 | 78.3992 | 0
| All | All Customers | 9 | Average Weekday | CAISO | 1-in-10 | 2021 | 1 | 347.2395 | 367.6091 | 47.6917 | 71.6865 | 0
| All | All Customers | 9 | Average Weekday | CAISO | 1-in-10 | 2021 | 2 | 345.9847 | 356.1077 | 47.688 | 70.7796 | 0
| All | All Customers | 9 | Average Weekday | CAISO | 1-in-10 | 2021 | 3 | 435.5909 | 441.9215 | 47.6867 | 69.9662 | 0
| All | All Customers | 9 | Average Weekday | CAISO | 1-in-10 | 2021 | 4 | 536.2734 | 546.3263 | 47.6856 | 69.2514 | 0
| All | All Customers | 9 | Average Weekday | CAISO | 1-in-10 | 2021 | 5 | 511.0069 | 528.1779 | 47.6823 | 68.63 | 0
| All | All Customers | 9 | Average Weekday | CAISO | 1-in-10 | 2021 | 6 | 508.0809 | 535.2654 | 47.6753 | 68.1028 | 0
| All | All Customers | 9 | Average Weekday | CAISO | 1-in-10 | 2021 | 7 | 531.7985 | 550.1357 | 47.6662 | 67.6712 | 0
| All | All Customers | 9 | Average Weekday | CAISO | 1-in-10 | 2021 | 8 | 533.1165 | 549.4662 | 47.6988 | 67.4139 | 0
| All | All Customers | 9 | Average Weekday | CAISO | 1-in-10 | 2021 | 9 | 477.131 | 493.966 | 47.733 | 68.8038 | 0
| All | All Customers | 9 | Average Weekday | CAISO | 1-in-10 | 2021 | 10 | 475.6168 | 484.9341 | 47.7325 | 71.9381 | 0
| All | All Customers | 9 | Average Weekday | CAISO | 1-in-10 | 2021 | 11 | 462.6697 | 471.252 | 47.7716 | 75.5259 | 0
| All | All Customers | 9 | Average Weekday | CAISO | 1-in-10 | 2021 | 12 | 454.2698 | 463.2581 | 47.8107 | 78.9902 | 0
| All | All Customers | 9 | Average Weekday | CAISO | 1-in-10 | 2021 | 13 | 389.0659 | 399.7334 | 47.8275 | 81.7014 | 0
| All | All Customers | 9 | Average Weekday | CAISO | 1-in-10 | 2021 | 14 | 356.046 | 366.1092 | 47.7958 | 83.6224 | 0
| All | All Customers | 9 | Average Weekday | CAISO | 1-in-10 | 2021 | 15 | 322.7452 | 332.466 | 47.7314 | 84.909 | 0
| All | All Customers | 9 | Average Weekday | CAISO | 1-in-10 | 2021 | 16 | 290.9496 | 290.3062 | 47.685 | 85.3183 | 0
| All | All Customers | 9 | Average Weekday | CAISO | 1-in-10 | 2021 | 17 | 261.3267 | 274.134 | 47.9074 | 85.1738 | 0
| All | All Customers | 9 | Average Weekday | CAISO | 1-in-10 | 2021 | 18 | 241.5967 | 259.3184 | 47.8425 | 84.2725 | 0
| All | All Customers | 9 | Average Weekday | CAISO | 1-in-10 | 2021 | 19 | 245.9864 | 257.34 | 48.8923 | 82.4554 | 0
| All | All Customers | 9 | Average Weekday | CAISO | 1-in-10 | 2021 | 20 | 249.4128 | 257.9892 | 47.6322 | 79.5745 | 0
| All | All Customers | 9 | Average Weekday | CAISO | 1-in-10 | 2021 | 21 | 266.394 | 276.9034 | 47.7388 | 76.5206 | 0
| All | All Customers | 9 | Average Weekday | CAISO | 1-in-10 | 2021 | 22 | 404.9574 | 427.7901 | 47.641 | 74.7105 | 0
| All | All Customers | 9 | Average Weekday | CAISO | 1-in-10 | 2021 | 23 | 399.0825 | 421.7736 | 47.6883 | 73.3727 | 0
| All | All Customers | 9 | Average Weekday | CAISO | 1-in-10 | 2021 | 24 | 406.1051 | 436.6227 | 47.6965 | 72.2628 | 0
| All | All Customers | 9 | Monthly System Peak Day | CAISO | 1-in-10 | 2021 | 1 | 347.2395 | 330.1033 | 47.7583 | 78.6518 | 0
| All | All Customers | 9 | Monthly System Peak Day | CAISO | 1-in-10 | 2021 | 2 | 345.9847 | 309.6624 | 47.7473 | 77.5283 | 0
| All | All Customers | 9 | Monthly System Peak Day | CAISO | 1-in-10 | 2021 | 3 | 435.5909 | 374.0787 | 47.746 | 76.5704 | 0
| All | All Customers | 9 | Monthly System Peak Day | CAISO | 1-in-10 | 2021 | 4 | 536.2734 | 435.7408 | 47.7422 | 76.0136 | 0
| All | All Customers | 9 | Monthly System Peak Day | CAISO | 1-in-10 | 2021 | 5 | 511.0069 | 424.0256 | 47.7471 | 75.6065 | 0
| All | All Customers | 9 | Monthly System Peak Day | CAISO | 1-in-10 | 2021 | 6 | 508.0809 | 436.3393 | 47.7546 | 75.2741 | 0
| All | All Customers | 9 | Monthly System Peak Day | CAISO | 1-in-10 | 2021 | 7 | 531.7985 | 461.7329 | 47.7976 | 75.0385 | 0
| All | All Customers | 9 | Monthly System Peak Day | CAISO | 1-in-10 | 2021 | 8 | 533.1165 | 464.1166 | 47.7752 | 75.5037 | 0
| All | All Customers | 9 | Monthly System Peak Day | CAISO | 1-in-10 | 2021 | 9 | 477.131 | 445.23 | 47.7838 | 76.9356 | 0
| All | All Customers | 9 | Monthly System Peak Day | CAISO | 1-in-10 | 2021 | 10 | 475.6168 | 430.4352 | 47.7836 | 80.2439 | 0
| All | All Customers | 9 | Monthly System Peak Day | CAISO | 1-in-10 | 2021 | 11 | 462.6697 | 419.8296 | 47.7907 | 85.05 | 0
| All | All Customers | 9 | Monthly System Peak Day | CAISO | 1-in-10 | 2021 | 12 | 454.2698 | 411.4263 | 47.794 | 89.2714 | 0
| All | All Customers | 9 | Monthly System Peak Day | CAISO | 1-in-10 | 2021 | 13 | 389.0659 | 360.1165 | 47.8025 | 92.498 | 0
| All | All Customers | 9 | Monthly System Peak Day | CAISO | 1-in-10 | 2021 | 14 | 356.046 | 330.3454 | 47.7962 | 94.4061 | 0
| All | All Customers | 9 | Monthly System Peak Day | CAISO | 1-in-10 | 2021 | 15 | 322.7452 | 304.0219 | 47.8097 | 95.6612 | 0
| All | All Customers | 9 | Monthly System Peak Day | CAISO | 1-in-10 | 2021 | 16 | 290.9496 | 260.6318 | 47.8126 | 96.0092 | 0
| All | All Customers | 9 | Monthly System Peak Day | CAISO | 1-in-10 | 2021 | 17 | 261.3267 | 272.1432 | 47.7433 | 96.2122 | 0
| All | All Customers | 9 | Monthly System Peak Day | CAISO | 1-in-10 | 2021 | 18 | 241.5967 | 265.3864 | 47.7493 | 95.0316 | 0
| All | All Customers | 9 | Monthly System Peak Day | CAISO | 1-in-10 | 2021 | 19 | 245.9864 | 217.0879 | 48.169 | 93.3908 | 0
| All | All Customers | 9 | Monthly System Peak Day | CAISO | 1-in-10 | 2021 | 20 | 249.4128 | 211.1929 | 47.1048 | 91.0112 | 0
| All | All Customers | 9 | Monthly System Peak Day | CAISO | 1-in-10 | 2021 | 21 | 266.394 | 234.7366 | 47.8674 | 87.852 | 0
| All | All Customers | 9 | Monthly System Peak Day | CAISO | 1-in-10 | 2021 | 22 | 404.9574 | 362.9208 | 47.8316 | 86.1918 | 0
| All | All Customers | 9 | Monthly System Peak Day | CAISO | 1-in-10 | 2021 | 23 | 399.0825 | 354.2173 | 47.7474 | 84.9041 | 0
| All | All Customers | 9 | Monthly System Peak Day | CAISO | 1-in-10 | 2021 | 24 | 406.1051 | 369.3505 | 47.7593 | 83.2214 | 0
| All | All Customers | 10 | Average Weekday | CAISO | 1-in-10 | 2021 | 1 | 371.1865 | 384.8452 | 45.4225 | 67.7185 | 0
| All | All Customers | 10 | Average Weekday | CAISO | 1-in-10 | 2021 | 2 | 353.9167 | 360.987 | 45.3454 | 66.8116 | 0
| All | All Customers | 10 | Average Weekday | CAISO | 1-in-10 | 2021 | 3 | 439.6461 | 449.658 | 45.3343 | 66.0895 | 0
| All | All Customers | 10 | Average Weekday | CAISO | 1-in-10 | 2021 | 4 | 543.7503 | 558.6776 | 45.3075 | 65.4005 | 0
| All | All Customers | 10 | Average Weekday | CAISO | 1-in-10 | 2021 | 5 | 558.2688 | 575.1937 | 45.3111 | 64.7636 | 0
| All | All Customers | 10 | Average Weekday | CAISO | 1-in-10 | 2021 | 6 | 564.6005 | 585.6846 | 45.2831 | 64.2657 | 0
| All | All Customers | 10 | Average Weekday | CAISO | 1-in-10 | 2021 | 7 | 572.894 | 588.3666 | 45.2922 | 63.7933 | 0
| All | All Customers | 10 | Average Weekday | CAISO | 1-in-10 | 2021 | 8 | 598.6214 | 620.907 | 45.5043 | 63.4726 | 0
| All | All Customers | 10 | Average Weekday | CAISO | 1-in-10 | 2021 | 9 | 546.4425 | 581.7378 | 45.721 | 63.925 | 0
| All | All Customers | 10 | Average Weekday | CAISO | 1-in-10 | 2021 | 10 | 533.1506 | 553.1055 | 45.5427 | 66.8175 | 0
| All | All Customers | 10 | Average Weekday | CAISO | 1-in-10 | 2021 | 11 | 528.3047 | 543.1378 | 45.651 | 70.6107 | 0
| All | All Customers | 10 | Average Weekday | CAISO | 1-in-10 | 2021 | 12 | 511.6673 | 520.9749 | 45.7692 | 74.3318 | 0
| All | All Customers | 10 | Average Weekday | CAISO | 1-in-10 | 2021 | 13 | 422.7613 | 431.6153 | 45.8473 | 77.3255 | 0
| All | All Customers | 10 | Average Weekday | CAISO | 1-in-10 | 2021 | 14 | 370.3944 | 376.4575 | 45.7568 | 79.3286 | 0
| All | All Customers | 10 | Average Weekday | CAISO | 1-in-10 | 2021 | 15 | 332.4633 | 337.7206 | 45.576 | 80.544 | 0
| All | All Customers | 10 | Average Weekday | CAISO | 1-in-10 | 2021 | 16 | 285.8776 | 288.0838 | 45.3454 | 81.0973 | 0
| All | All Customers | 10 | Average Weekday | CAISO | 1-in-10 | 2021 | 17 | 264.2627 | 271.4863 | 45.1846 | 81.0095 | 0
| All | All Customers | 10 | Average Weekday | CAISO | 1-in-10 | 2021 | 18 | 255.5826 | 261.4096 | 45.2048 | 80.1858 | 0
| All | All Customers | 10 | Average Weekday | CAISO | 1-in-10 | 2021 | 19 | 247.1247 | 252.2002 | 45.6382 | 78.2469 | 0
| All | All Customers | 10 | Average Weekday | CAISO | 1-in-10 | 2021 | 20 | 250.508 | 255.0406 | 45.1774 | 75.1596 | 0
| All | All Customers | 10 | Average Weekday | CAISO | 1-in-10 | 2021 | 21 | 259.3864 | 264.2939 | 45.2013 | 72.8835 | 0
| All | All Customers | 10 | Average Weekday | CAISO | 1-in-10 | 2021 | 22 | 426.8698 | 448.8692 | 45.3204 | 71.2801 | 0
| All | All Customers | 10 | Average Weekday | CAISO | 1-in-10 | 2021 | 23 | 407.7614 | 430.973 | 45.4043 | 69.9309 | 0
| All | All Customers | 10 | Average Weekday | CAISO | 1-in-10 | 2021 | 24 | 413.2777 | 444.8482 | 45.4978 | 68.7679 | 0
| All | All Customers | 10 | Monthly System Peak Day | CAISO | 1-in-10 | 2021 | 1 | 371.1865 | 398.8517 | 45.1083 | 77.3176 | 0
| All | All Customers | 10 | Monthly System Peak Day | CAISO | 1-in-10 | 2021 | 2 | 353.9167 | 368.3291 | 45.1439 | 76.1669 | 0
| All | All Customers | 10 | Monthly System Peak Day | CAISO | 1-in-10 | 2021 | 3 | 439.6461 | 457.5157 | 45.1493 | 75.1587 | 0
| All | All Customers | 10 | Monthly System Peak Day | CAISO | 1-in-10 | 2021 | 4 | 543.7503 | 563.6767 | 45.1663 | 74.1818 | 0
| All | All Customers | 10 | Monthly System Peak Day | CAISO | 1-in-10 | 2021 | 5 | 558.2688 | 582.7142 | 45.1631 | 73.7402 | 0
| All | All Customers | 10 | Monthly System Peak Day | CAISO | 1-in-10 | 2021 | 6 | 564.6005 | 586.9094 | 45.1832 | 73.4987 | 0
| All | All Customers | 10 | Monthly System Peak Day | CAISO | 1-in-10 | 2021 | 7 | 572.894 | 585.9906 | 45.1873 | 72.796 | 0
| All | All Customers | 10 | Monthly System Peak Day | CAISO | 1-in-10 | 2021 | 8 | 598.6214 | 635.2872 | 45.0893 | 72.3983 | 0
| All | All Customers | 10 | Monthly System Peak Day | CAISO | 1-in-10 | 2021 | 9 | 546.4425 | 592.5554 | 45.0616 | 73.0147 | 0
| All | All Customers | 10 | Monthly System Peak Day | CAISO | 1-in-10 | 2021 | 10 | 533.1506 | 558.5323 | 45.1047 | 76.7836 | 0
| All | All Customers | 10 | Monthly System Peak Day | CAISO | 1-in-10 | 2021 | 11 | 528.3047 | 552.7933 | 45.1331 | 80.6676 | 0
| All | All Customers | 10 | Monthly System Peak Day | CAISO | 1-in-10 | 2021 | 12 | 511.6673 | 533.96 | 45.1892 | 84.0936 | 0
| All | All Customers | 10 | Monthly System Peak Day | CAISO | 1-in-10 | 2021 | 13 | 422.7613 | 435.5052 | 45.2418 | 86.8585 | 0
| All | All Customers | 10 | Monthly System Peak Day | CAISO | 1-in-10 | 2021 | 14 | 370.3944 | 377.5373 | 45.1913 | 88.4053 | 0
| All | All Customers | 10 | Monthly System Peak Day | CAISO | 1-in-10 | 2021 | 15 | 332.4633 | 337.2118 | 45.1241 | 89.1532 | 0
| All | All Customers | 10 | Monthly System Peak Day | CAISO | 1-in-10 | 2021 | 16 | 285.8776 | 285.8576 | 45.1523 | 89.8404 | 0
| All | All Customers | 10 | Monthly System Peak Day | CAISO | 1-in-10 | 2021 | 17 | 264.2627 | 271.709 | 45.1596 | 89.2723 | 0
| All | All Customers | 10 | Monthly System Peak Day | CAISO | 1-in-10 | 2021 | 18 | 255.5826 | 262.2001 | 45.1472 | 88.0713 | 0
| All | All Customers | 10 | Monthly System Peak Day | CAISO | 1-in-10 | 2021 | 19 | 247.1247 | 250.9808 | 45.748 | 84.9362 | 0
| All | All Customers | 10 | Monthly System Peak Day | CAISO | 1-in-10 | 2021 | 20 | 250.508 | 254.0587 | 45.1772 | 81.3926 | 0
| All | All Customers | 10 | Monthly System Peak Day | CAISO | 1-in-10 | 2021 | 21 | 259.3864 | 265.1437 | 45.2492 | 78.3037 | 0
| All | All Customers | 10 | Monthly System Peak Day | CAISO | 1-in-10 | 2021 | 22 | 426.8698 | 449.0834 | 45.1561 | 76.5022 | 0
| All | All Customers | 10 | Monthly System Peak Day | CAISO | 1-in-10 | 2021 | 23 | 407.7614 | 435.5776 | 45.12 | 75.3302 | 0
| All | All Customers | 10 | Monthly System Peak Day | CAISO | 1-in-10 | 2021 | 24 | 413.2777 | 464.9563 | 45.0813 | 74.257 | 0
| All | All Customers | 11 | Average Weekday | CAISO | 1-in-10 | 2021 | 1 | 348.2341 | 356.443 | 45.3412 | 56.8635 | 0
| All | All Customers | 11 | Average Weekday | CAISO | 1-in-10 | 2021 | 2 | 335.091 | 341.5912 | 45.3313 | 55.8747 | 0
| All | All Customers | 11 | Average Weekday | CAISO | 1-in-10 | 2021 | 3 | 420.3365 | 431.9428 | 45.3122 | 54.963 | 0
| All | All Customers | 11 | Average Weekday | CAISO | 1-in-10 | 2021 | 4 | 532.2784 | 550.442 | 45.3149 | 54.0459 | 0
| All | All Customers | 11 | Average Weekday | CAISO | 1-in-10 | 2021 | 5 | 532.1165 | 560.9623 | 45.2972 | 53.2576 | 0
| All | All Customers | 11 | Average Weekday | CAISO | 1-in-10 | 2021 | 6 | 541.5214 | 577.2585 | 45.3026 | 52.6836 | 0
| All | All Customers | 11 | Average Weekday | CAISO | 1-in-10 | 2021 | 7 | 554.0632 | 570.2098 | 45.4438 | 52.2571 | 0
| All | All Customers | 11 | Average Weekday | CAISO | 1-in-10 | 2021 | 8 | 568.441 | 581.6371 | 45.5909 | 52.0378 | 0
| All | All Customers | 11 | Average Weekday | CAISO | 1-in-10 | 2021 | 9 | 520.9741 | 546.0495 | 45.4755 | 53.6165 | 0
| All | All Customers | 11 | Average Weekday | CAISO | 1-in-10 | 2021 | 10 | 507.5777 | 521.8252 | 45.5432 | 57.5818 | 0
| All | All Customers | 11 | Average Weekday | CAISO | 1-in-10 | 2021 | 11 | 494.4097 | 503.8361 | 45.6275 | 62.1705 | 0
| All | All Customers | 11 | Average Weekday | CAISO | 1-in-10 | 2021 | 12 | 482.8876 | 489.0749 | 45.6852 | 65.9389 | 0
| All | All Customers | 11 | Average Weekday | CAISO | 1-in-10 | 2021 | 13 | 401.9468 | 411.7001 | 45.6367 | 68.6396 | 0
| All | All Customers | 11 | Average Weekday | CAISO | 1-in-10 | 2021 | 14 | 362.1172 | 369.28 | 45.5274 | 70.2556 | 0
| All | All Customers | 11 | Average Weekday | CAISO | 1-in-10 | 2021 | 15 | 314.8501 | 321.9832 | 45.3614 | 71.0991 | 0
| All | All Customers | 11 | Average Weekday | CAISO | 1-in-10 | 2021 | 16 | 275.6743 | 277.4856 | 45.3565 | 71.2778 | 0
| All | All Customers | 11 | Average Weekday | CAISO | 1-in-10 | 2021 | 17 | 253.0886 | 259.5109 | 45.2058 | 70.5447 | 0
| All | All Customers | 11 | Average Weekday | CAISO | 1-in-10 | 2021 | 18 | 241.4195 | 247.983 | 45.2585 | 68.5584 | 0
| All | All Customers | 11 | Average Weekday | CAISO | 1-in-10 | 2021 | 19 | 235.6688 | 240.5458 | 45.1768 | 65.9823 | 0
| All | All Customers | 11 | Average Weekday | CAISO | 1-in-10 | 2021 | 20 | 236.9876 | 309.4643 | 51.5501 | 63.7891 | 0
| All | All Customers | 11 | Average Weekday | CAISO | 1-in-10 | 2021 | 21 | 239.8998 | 245.9925 | 45.226 | 62.0355 | 0
| All | All Customers | 11 | Average Weekday | CAISO | 1-in-10 | 2021 | 22 | 401.0886 | 420.5974 | 45.3663 | 60.4145 | 0
| All | All Customers | 11 | Average Weekday | CAISO | 1-in-10 | 2021 | 23 | 382.8155 | 399.327 | 45.4363 | 59.0563 | 0
| All | All Customers | 11 | Average Weekday | CAISO | 1-in-10 | 2021 | 24 | 387.0806 | 403.1875 | 45.3943 | 57.8888 | 0
| All | All Customers | 11 | Monthly System Peak Day | CAISO | 1-in-10 | 2021 | 1 | 348.2341 | 364.4982 | 45.1586 | 70.1098 | 0
| All | All Customers | 11 | Monthly System Peak Day | CAISO | 1-in-10 | 2021 | 2 | 335.091 | 347.8824 | 45.1586 | 68.6984 | 0
| All | All Customers | 11 | Monthly System Peak Day | CAISO | 1-in-10 | 2021 | 3 | 420.3365 | 437.6263 | 45.1792 | 67.9816 | 0
| All | All Customers | 11 | Monthly System Peak Day | CAISO | 1-in-10 | 2021 | 4 | 532.2784 | 556.4961 | 45.1735 | 66.567 | 0
| All | All Customers | 11 | Monthly System Peak Day | CAISO | 1-in-10 | 2021 | 5 | 532.1165 | 565.3136 | 45.1994 | 65.7416 | 0
| All | All Customers | 11 | Monthly System Peak Day | CAISO | 1-in-10 | 2021 | 6 | 541.5214 | 579.6476 | 45.1961 | 64.8535 | 0
| All | All Customers | 11 | Monthly System Peak Day | CAISO | 1-in-10 | 2021 | 7 | 554.0632 | 571.0341 | 45.0634 | 64.5405 | 0
| All | All Customers | 11 | Monthly System Peak Day | CAISO | 1-in-10 | 2021 | 8 | 568.441 | 607.2266 | 45.0387 | 65.0685 | 0
| All | All Customers | 11 | Monthly System Peak Day | CAISO | 1-in-10 | 2021 | 9 | 520.9741 | 554.1464 | 45.1329 | 66.6631 | 0
| All | All Customers | 11 | Monthly System Peak Day | CAISO | 1-in-10 | 2021 | 10 | 507.5777 | 530.4923 | 45.1175 | 70.9158 | 0
| All | All Customers | 11 | Monthly System Peak Day | CAISO | 1-in-10 | 2021 | 11 | 494.4097 | 517.0534 | 45.1974 | 77.9199 | 0
| All | All Customers | 11 | Monthly System Peak Day | CAISO | 1-in-10 | 2021 | 12 | 482.8876 | 504.3255 | 45.3056 | 83.7981 | 0
| All | All Customers | 11 | Monthly System Peak Day | CAISO | 1-in-10 | 2021 | 13 | 401.9468 | 415.3435 | 45.2954 | 87.3606 | 0
| All | All Customers | 11 | Monthly System Peak Day | CAISO | 1-in-10 | 2021 | 14 | 362.1172 | 368.8983 | 45.2017 | 89.2394 | 0
| All | All Customers | 11 | Monthly System Peak Day | CAISO | 1-in-10 | 2021 | 15 | 314.8501 | 321.6361 | 45.1918 | 89.9202 | 0
| All | All Customers | 11 | Monthly System Peak Day | CAISO | 1-in-10 | 2021 | 16 | 275.6743 | 275.2757 | 45.1481 | 90.0734 | 0
| All | All Customers | 11 | Monthly System Peak Day | CAISO | 1-in-10 | 2021 | 17 | 253.0886 | 260.5829 | 45.1448 | 89.4596 | 0
| All | All Customers | 11 | Monthly System Peak Day | CAISO | 1-in-10 | 2021 | 18 | 241.4195 | 250.4218 | 45.1053 | 87.6979 | 0
| All | All Customers | 11 | Monthly System Peak Day | CAISO | 1-in-10 | 2021 | 19 | 235.6688 | 240.1319 | 45.1766 | 84.6872 | 0
| All | All Customers | 11 | Monthly System Peak Day | CAISO | 1-in-10 | 2021 | 20 | 236.9876 | 365.0141 | 55.2006 | 80.8862 | 0
| All | All Customers | 11 | Monthly System Peak Day | CAISO | 1-in-10 | 2021 | 21 | 239.8998 | 246.6562 | 45.273 | 77.491 | 0
| All | All Customers | 11 | Monthly System Peak Day | CAISO | 1-in-10 | 2021 | 22 | 401.0886 | 422.8108 | 45.1133 | 74.8802 | 0
| All | All Customers | 11 | Monthly System Peak Day | CAISO | 1-in-10 | 2021 | 23 | 382.8155 | 406.7378 | 45.0777 | 72.6836 | 0
| All | All Customers | 11 | Monthly System Peak Day | CAISO | 1-in-10 | 2021 | 24 | 387.0806 | 417.4409 | 45.1213 | 71.115 | 0
| All | All Customers | 12 | Average Weekday | CAISO | 1-in-10 | 2021 | 1 | 387.5365 | 395.5743 | 45.2481 | 51.621 | 0
| All | All Customers | 12 | Average Weekday | CAISO | 1-in-10 | 2021 | 2 | 374.3773 | 381.3907 | 45.2437 | 50.8313 | 0
| All | All Customers | 12 | Average Weekday | CAISO | 1-in-10 | 2021 | 3 | 458.9763 | 470.2476 | 45.243 | 50.0968 | 0
| All | All Customers | 12 | Average Weekday | CAISO | 1-in-10 | 2021 | 4 | 573.931 | 591.4709 | 45.2421 | 49.3942 | 0
| All | All Customers | 12 | Average Weekday | CAISO | 1-in-10 | 2021 | 5 | 574.482 | 604.4333 | 45.2434 | 48.808 | 0
| All | All Customers | 12 | Average Weekday | CAISO | 1-in-10 | 2021 | 6 | 570.4874 | 608.9642 | 45.2451 | 48.2755 | 0
| All | All Customers | 12 | Average Weekday | CAISO | 1-in-10 | 2021 | 7 | 578.0023 | 594.765 | 45.2487 | 47.8685 | 0
| All | All Customers | 12 | Average Weekday | CAISO | 1-in-10 | 2021 | 8 | 595.9495 | 611.6426 | 45.26 | 47.8005 | 0
| All | All Customers | 12 | Average Weekday | CAISO | 1-in-10 | 2021 | 9 | 539.1024 | 565.5033 | 45.273 | 48.5796 | 0
| All | All Customers | 12 | Average Weekday | CAISO | 1-in-10 | 2021 | 10 | 516.7192 | 532.8865 | 45.2658 | 51.4553 | 0
| All | All Customers | 12 | Average Weekday | CAISO | 1-in-10 | 2021 | 11 | 506.568 | 517.3984 | 45.2833 | 55.0915 | 0
| All | All Customers | 12 | Average Weekday | CAISO | 1-in-10 | 2021 | 12 | 493.7436 | 500.2852 | 45.3 | 58.3887 | 0
| All | All Customers | 12 | Average Weekday | CAISO | 1-in-10 | 2021 | 13 | 419.4183 | 428.7759 | 45.3097 | 60.7438 | 0
| All | All Customers | 12 | Average Weekday | CAISO | 1-in-10 | 2021 | 14 | 382.6776 | 389.6032 | 45.2967 | 62.2884 | 0
| All | All Customers | 12 | Average Weekday | CAISO | 1-in-10 | 2021 | 15 | 352.9289 | 359.106 | 45.27 | 63.0612 | 0
| All | All Customers | 12 | Average Weekday | CAISO | 1-in-10 | 2021 | 16 | 313.2158 | 314.5152 | 45.2495 | 63.165 | 0
| All | All Customers | 12 | Average Weekday | CAISO | 1-in-10 | 2021 | 17 | 296.7279 | 304.6004 | 45.1724 | 62.4635 | 0
| All | All Customers | 12 | Average Weekday | CAISO | 1-in-10 | 2021 | 18 | 286.6398 | 293.8096 | 45.1711 | 60.5337 | 0
| All | All Customers | 12 | Average Weekday | CAISO | 1-in-10 | 2021 | 19 | 283.5636 | 287.7479 | 45.1765 | 58.3625 | 0
| All | All Customers | 12 | Average Weekday | CAISO | 1-in-10 | 2021 | 20 | 293.2058 | 366.3416 | 45.7309 | 56.7838 | 0
| All | All Customers | 12 | Average Weekday | CAISO | 1-in-10 | 2021 | 21 | 297.8245 | 303.0598 | 45.2005 | 55.4689 | 0
| All | All Customers | 12 | Average Weekday | CAISO | 1-in-10 | 2021 | 22 | 445.9164 | 465.3358 | 45.2388 | 54.2664 | 0
| All | All Customers | 12 | Average Weekday | CAISO | 1-in-10 | 2021 | 23 | 427.2113 | 443.1075 | 45.2482 | 53.2281 | 0
| All | All Customers | 12 | Average Weekday | CAISO | 1-in-10 | 2021 | 24 | 430.9592 | 446.7628 | 45.253 | 52.3471 | 0
| All | All Customers | 12 | Monthly System Peak Day | CAISO | 1-in-10 | 2021 | 1 | 387.5365 | 395.5743 | 45.2481 | 42.9142 | 0
| All | All Customers | 12 | Monthly System Peak Day | CAISO | 1-in-10 | 2021 | 2 | 374.3773 | 381.3907 | 45.2437 | 41.9747 | 0
| All | All Customers | 12 | Monthly System Peak Day | CAISO | 1-in-10 | 2021 | 3 | 458.9763 | 470.2476 | 45.243 | 40.9278 | 0
| All | All Customers | 12 | Monthly System Peak Day | CAISO | 1-in-10 | 2021 | 4 | 573.931 | 591.4709 | 45.2421 | 40.057 | 0
| All | All Customers | 12 | Monthly System Peak Day | CAISO | 1-in-10 | 2021 | 5 | 574.482 | 604.4333 | 45.2434 | 39.156 | 0
| All | All Customers | 12 | Monthly System Peak Day | CAISO | 1-in-10 | 2021 | 6 | 570.4874 | 608.9642 | 45.2451 | 38.165 | 0
| All | All Customers | 12 | Monthly System Peak Day | CAISO | 1-in-10 | 2021 | 7 | 578.0023 | 594.765 | 45.2487 | 37.3427 | 0
| All | All Customers | 12 | Monthly System Peak Day | CAISO | 1-in-10 | 2021 | 8 | 595.9495 | 611.6426 | 45.26 | 37.5165 | 0
| All | All Customers | 12 | Monthly System Peak Day | CAISO | 1-in-10 | 2021 | 9 | 539.1024 | 565.5033 | 45.273 | 38.7112 | 0
| All | All Customers | 12 | Monthly System Peak Day | CAISO | 1-in-10 | 2021 | 10 | 516.7192 | 532.8865 | 45.2658 | 42.6329 | 0
| All | All Customers | 12 | Monthly System Peak Day | CAISO | 1-in-10 | 2021 | 11 | 506.568 | 517.3984 | 45.2833 | 47.0512 | 0
| All | All Customers | 12 | Monthly System Peak Day | CAISO | 1-in-10 | 2021 | 12 | 493.7436 | 500.2852 | 45.3 | 49.8976 | 0
| All | All Customers | 12 | Monthly System Peak Day | CAISO | 1-in-10 | 2021 | 13 | 419.4183 | 428.7759 | 45.3097 | 51.2001 | 0
| All | All Customers | 12 | Monthly System Peak Day | CAISO | 1-in-10 | 2021 | 14 | 382.6776 | 389.6032 | 45.2967 | 52.4006 | 0
| All | All Customers | 12 | Monthly System Peak Day | CAISO | 1-in-10 | 2021 | 15 | 352.9289 | 359.106 | 45.27 | 53.432 | 0
| All | All Customers | 12 | Monthly System Peak Day | CAISO | 1-in-10 | 2021 | 16 | 313.2158 | 314.5152 | 45.2495 | 53.8276 | 0
| All | All Customers | 12 | Monthly System Peak Day | CAISO | 1-in-10 | 2021 | 17 | 296.7279 | 304.6004 | 45.1724 | 53.5174 | 0
| All | All Customers | 12 | Monthly System Peak Day | CAISO | 1-in-10 | 2021 | 18 | 286.6398 | 293.8096 | 45.1711 | 51.7141 | 0
| All | All Customers | 12 | Monthly System Peak Day | CAISO | 1-in-10 | 2021 | 19 | 283.5636 | 287.7479 | 45.1765 | 49.5135 | 0
| All | All Customers | 12 | Monthly System Peak Day | CAISO | 1-in-10 | 2021 | 20 | 293.2058 | 366.3416 | 45.7309 | 48.193 | 0
| All | All Customers | 12 | Monthly System Peak Day | CAISO | 1-in-10 | 2021 | 21 | 297.8245 | 303.0598 | 45.2005 | 46.7799 | 0
| All | All Customers | 12 | Monthly System Peak Day | CAISO | 1-in-10 | 2021 | 22 | 445.9164 | 465.3358 | 45.2388 | 45.0996 | 0
| All | All Customers | 12 | Monthly System Peak Day | CAISO | 1-in-10 | 2021 | 23 | 427.2113 | 443.1075 | 45.2482 | 44.3117 | 0
| All | All Customers | 12 | Monthly System Peak Day | CAISO | 1-in-10 | 2021 | 24 | 430.9592 | 446.7628 | 45.253 | 43.8263 | 0
| All | All Customers | 1 | Average Weekday | CAISO | 1-in-10 | 2022 | 1 | 398.5098 | 406.4916 | 37.4838 | 49.4499 | 0
| All | All Customers | 1 | Average Weekday | CAISO | 1-in-10 | 2022 | 2 | 386.4054 | 394.2495 | 37.4781 | 48.6517 | 0
| All | All Customers | 1 | Average Weekday | CAISO | 1-in-10 | 2022 | 3 | 479.7793 | 492.0478 | 37.4774 | 48.0156 | 0
| All | All Customers | 1 | Average Weekday | CAISO | 1-in-10 | 2022 | 4 | 592.5347 | 610.8226 | 37.4767 | 47.3298 | 0
| All | All Customers | 1 | Average Weekday | CAISO | 1-in-10 | 2022 | 5 | 591.5776 | 622.0282 | 37.4794 | 46.6643 | 0
| All | All Customers | 1 | Average Weekday | CAISO | 1-in-10 | 2022 | 6 | 598.688 | 636.6353 | 37.4838 | 46.0566 | 0
| All | All Customers | 1 | Average Weekday | CAISO | 1-in-10 | 2022 | 7 | 613.3044 | 629.9856 | 37.4899 | 45.5653 | 0
| All | All Customers | 1 | Average Weekday | CAISO | 1-in-10 | 2022 | 8 | 634.5027 | 650.422 | 37.4986 | 45.3715 | 0
| All | All Customers | 1 | Average Weekday | CAISO | 1-in-10 | 2022 | 9 | 570.477 | 595.3612 | 37.508 | 45.9366 | 0
| All | All Customers | 1 | Average Weekday | CAISO | 1-in-10 | 2022 | 10 | 557.4846 | 572.2629 | 37.497 | 48.7274 | 0
| All | All Customers | 1 | Average Weekday | CAISO | 1-in-10 | 2022 | 11 | 541.3548 | 551.0648 | 37.5134 | 52.3553 | 0
| All | All Customers | 1 | Average Weekday | CAISO | 1-in-10 | 2022 | 12 | 531.6974 | 537.4587 | 37.5298 | 55.6424 | 0
| All | All Customers | 1 | Average Weekday | CAISO | 1-in-10 | 2022 | 13 | 458.892 | 468.2613 | 37.5399 | 57.9774 | 0
| All | All Customers | 1 | Average Weekday | CAISO | 1-in-10 | 2022 | 14 | 419.6555 | 426.6124 | 37.5279 | 59.4872 | 0
| All | All Customers | 1 | Average Weekday | CAISO | 1-in-10 | 2022 | 15 | 383.9387 | 389.5866 | 37.5031 | 60.4221 | 0
| All | All Customers | 1 | Average Weekday | CAISO | 1-in-10 | 2022 | 16 | 342.4491 | 343.7629 | 37.4838 | 60.7972 | 0
| All | All Customers | 1 | Average Weekday | CAISO | 1-in-10 | 2022 | 17 | 326.4189 | 334.5749 | 37.3577 | 60.3811 | 0
| All | All Customers | 1 | Average Weekday | CAISO | 1-in-10 | 2022 | 18 | 314.4028 | 321.561 | 37.3577 | 58.9037 | 0
| All | All Customers | 1 | Average Weekday | CAISO | 1-in-10 | 2022 | 19 | 303.2499 | 307.4796 | 37.3377 | 56.6145 | 0
| All | All Customers | 1 | Average Weekday | CAISO | 1-in-10 | 2022 | 20 | 304.4488 | 375.2784 | 38.0034 | 54.9021 | 0
| All | All Customers | 1 | Average Weekday | CAISO | 1-in-10 | 2022 | 21 | 297.1959 | 302.3884 | 37.3978 | 53.6195 | 0
| All | All Customers | 1 | Average Weekday | CAISO | 1-in-10 | 2022 | 22 | 449.4135 | 468.9443 | 37.4859 | 52.4654 | 0
| All | All Customers | 1 | Average Weekday | CAISO | 1-in-10 | 2022 | 23 | 437.5603 | 453.923 | 37.4904 | 51.3586 | 0
| All | All Customers | 1 | Average Weekday | CAISO | 1-in-10 | 2022 | 24 | 449.9708 | 465.7683 | 37.4911 | 50.4441 | 0
| All | All Customers | 1 | Monthly System Peak Day | CAISO | 1-in-10 | 2022 | 1 | 398.5098 | 406.4916 | 37.4838 | 44.7473 | 0
| All | All Customers | 1 | Monthly System Peak Day | CAISO | 1-in-10 | 2022 | 2 | 386.4054 | 394.2495 | 37.4781 | 44.228 | 0
| All | All Customers | 1 | Monthly System Peak Day | CAISO | 1-in-10 | 2022 | 3 | 479.7793 | 492.0478 | 37.4774 | 44.2237 | 0
| All | All Customers | 1 | Monthly System Peak Day | CAISO | 1-in-10 | 2022 | 4 | 592.5347 | 610.8226 | 37.4767 | 43.7963 | 0
| All | All Customers | 1 | Monthly System Peak Day | CAISO | 1-in-10 | 2022 | 5 | 591.5776 | 622.0282 | 37.4794 | 43.5236 | 0
| All | All Customers | 1 | Monthly System Peak Day | CAISO | 1-in-10 | 2022 | 6 | 598.688 | 636.6353 | 37.4838 | 42.6836 | 0
| All | All Customers | 1 | Monthly System Peak Day | CAISO | 1-in-10 | 2022 | 7 | 613.3044 | 629.9856 | 37.4899 | 42.4424 | 0
| All | All Customers | 1 | Monthly System Peak Day | CAISO | 1-in-10 | 2022 | 8 | 634.5027 | 650.422 | 37.4986 | 41.562 | 0
| All | All Customers | 1 | Monthly System Peak Day | CAISO | 1-in-10 | 2022 | 9 | 570.477 | 595.3612 | 37.508 | 41.1236 | 0
| All | All Customers | 1 | Monthly System Peak Day | CAISO | 1-in-10 | 2022 | 10 | 557.4846 | 572.2629 | 37.497 | 43.29 | 0
| All | All Customers | 1 | Monthly System Peak Day | CAISO | 1-in-10 | 2022 | 11 | 541.3548 | 551.0648 | 37.5134 | 45.2111 | 0
| All | All Customers | 1 | Monthly System Peak Day | CAISO | 1-in-10 | 2022 | 12 | 531.6974 | 537.4587 | 37.5298 | 47.1535 | 0
| All | All Customers | 1 | Monthly System Peak Day | CAISO | 1-in-10 | 2022 | 13 | 458.892 | 468.2613 | 37.5399 | 48.4303 | 0
| All | All Customers | 1 | Monthly System Peak Day | CAISO | 1-in-10 | 2022 | 14 | 419.6555 | 426.6124 | 37.5279 | 48.4744 | 0
| All | All Customers | 1 | Monthly System Peak Day | CAISO | 1-in-10 | 2022 | 15 | 383.9387 | 389.5866 | 37.5031 | 49.3259 | 0
| All | All Customers | 1 | Monthly System Peak Day | CAISO | 1-in-10 | 2022 | 16 | 342.4491 | 343.7629 | 37.4838 | 50.1882 | 0
| All | All Customers | 1 | Monthly System Peak Day | CAISO | 1-in-10 | 2022 | 17 | 326.4189 | 334.5749 | 37.3577 | 50.4294 | 0
| All | All Customers | 1 | Monthly System Peak Day | CAISO | 1-in-10 | 2022 | 18 | 314.4028 | 321.561 | 37.3577 | 49.4611 | 0
| All | All Customers | 1 | Monthly System Peak Day | CAISO | 1-in-10 | 2022 | 19 | 303.2499 | 307.4796 | 37.3377 | 47.6436 | 0
| All | All Customers | 1 | Monthly System Peak Day | CAISO | 1-in-10 | 2022 | 20 | 304.4488 | 375.2784 | 38.0034 | 46.6106 | 0
| All | All Customers | 1 | Monthly System Peak Day | CAISO | 1-in-10 | 2022 | 21 | 297.1959 | 302.3884 | 37.3978 | 45.4848 | 0
| All | All Customers | 1 | Monthly System Peak Day | CAISO | 1-in-10 | 2022 | 22 | 449.4135 | 468.9443 | 37.4859 | 44.7729 | 0
| All | All Customers | 1 | Monthly System Peak Day | CAISO | 1-in-10 | 2022 | 23 | 437.5603 | 453.923 | 37.4904 | 43.8196 | 0
| All | All Customers | 1 | Monthly System Peak Day | CAISO | 1-in-10 | 2022 | 24 | 449.9708 | 465.7683 | 37.4911 | 42.8119 | 0
| All | All Customers | 2 | Average Weekday | CAISO | 1-in-10 | 2022 | 1 | 371.9501 | 380.5569 | 37.5237 | 49.1051 | 0
| All | All Customers | 2 | Average Weekday | CAISO | 1-in-10 | 2022 | 2 | 359.3159 | 367.008 | 37.5174 | 48.1832 | 0
| All | All Customers | 2 | Average Weekday | CAISO | 1-in-10 | 2022 | 3 | 445.8823 | 458.9728 | 37.5167 | 47.3124 | 0
| All | All Customers | 2 | Average Weekday | CAISO | 1-in-10 | 2022 | 4 | 554.2258 | 573.7728 | 37.5161 | 46.5457 | 0
| All | All Customers | 2 | Average Weekday | CAISO | 1-in-10 | 2022 | 5 | 556.6297 | 589.4705 | 37.5193 | 45.958 | 0
| All | All Customers | 2 | Average Weekday | CAISO | 1-in-10 | 2022 | 6 | 566.8655 | 606.6828 | 37.5247 | 45.4063 | 0
| All | All Customers | 2 | Average Weekday | CAISO | 1-in-10 | 2022 | 7 | 571.7285 | 588.3693 | 37.5315 | 45.0716 | 0
| All | All Customers | 2 | Average Weekday | CAISO | 1-in-10 | 2022 | 8 | 593.3936 | 609.5939 | 37.5402 | 44.9581 | 0
| All | All Customers | 2 | Average Weekday | CAISO | 1-in-10 | 2022 | 9 | 547.3739 | 572.0147 | 37.5496 | 46.4913 | 0
| All | All Customers | 2 | Average Weekday | CAISO | 1-in-10 | 2022 | 10 | 529.861 | 544.1069 | 37.5369 | 49.9349 | 0
| All | All Customers | 2 | Average Weekday | CAISO | 1-in-10 | 2022 | 11 | 517.5759 | 527.4558 | 37.5547 | 53.6421 | 0
| All | All Customers | 2 | Average Weekday | CAISO | 1-in-10 | 2022 | 12 | 506.4 | 513.5954 | 37.5725 | 56.6628 | 0
| All | All Customers | 2 | Average Weekday | CAISO | 1-in-10 | 2022 | 13 | 432.1729 | 442.1808 | 37.5838 | 58.7798 | 0
| All | All Customers | 2 | Average Weekday | CAISO | 1-in-10 | 2022 | 14 | 389.3597 | 396.7932 | 37.5708 | 60.1811 | 0
| All | All Customers | 2 | Average Weekday | CAISO | 1-in-10 | 2022 | 15 | 347.3638 | 353.9295 | 37.5441 | 61.0903 | 0
| All | All Customers | 2 | Average Weekday | CAISO | 1-in-10 | 2022 | 16 | 306.4799 | 308.3356 | 37.5234 | 61.4625 | 0
| All | All Customers | 2 | Average Weekday | CAISO | 1-in-10 | 2022 | 17 | 280.0004 | 287.3558 | 37.3709 | 61.0792 | 0
| All | All Customers | 2 | Average Weekday | CAISO | 1-in-10 | 2022 | 18 | 268.0373 | 274.4911 | 37.3715 | 59.8219 | 0
| All | All Customers | 2 | Average Weekday | CAISO | 1-in-10 | 2022 | 19 | 262.6074 | 267.3261 | 37.338 | 57.5966 | 0
| All | All Customers | 2 | Average Weekday | CAISO | 1-in-10 | 2022 | 20 | 263.8358 | 332.4636 | 38.1009 | 55.5429 | 0
| All | All Customers | 2 | Average Weekday | CAISO | 1-in-10 | 2022 | 21 | 258.5298 | 263.9127 | 37.4127 | 53.9261 | 0
| All | All Customers | 2 | Average Weekday | CAISO | 1-in-10 | 2022 | 22 | 412.5561 | 432.6004 | 37.5275 | 52.6789 | 0
| All | All Customers | 2 | Average Weekday | CAISO | 1-in-10 | 2022 | 23 | 402.6537 | 419.8566 | 37.532 | 51.5494 | 0
| All | All Customers | 2 | Average Weekday | CAISO | 1-in-10 | 2022 | 24 | 416.4184 | 433.2352 | 37.532 | 50.4629 | 0
| All | All Customers | 2 | Monthly System Peak Day | CAISO | 1-in-10 | 2022 | 1 | 371.9501 | 380.5569 | 37.5237 | 49.9184 | 0
| All | All Customers | 2 | Monthly System Peak Day | CAISO | 1-in-10 | 2022 | 2 | 359.3159 | 367.008 | 37.5174 | 49.7161 | 0
| All | All Customers | 2 | Monthly System Peak Day | CAISO | 1-in-10 | 2022 | 3 | 445.8823 | 458.9728 | 37.5167 | 49.6059 | 0
| All | All Customers | 2 | Monthly System Peak Day | CAISO | 1-in-10 | 2022 | 4 | 554.2258 | 573.7728 | 37.5161 | 49.7184 | 0
| All | All Customers | 2 | Monthly System Peak Day | CAISO | 1-in-10 | 2022 | 5 | 556.6297 | 589.4705 | 37.5193 | 49.2817 | 0
| All | All Customers | 2 | Monthly System Peak Day | CAISO | 1-in-10 | 2022 | 6 | 566.8655 | 606.6828 | 37.5247 | 48.5715 | 0
| All | All Customers | 2 | Monthly System Peak Day | CAISO | 1-in-10 | 2022 | 7 | 571.7285 | 588.3693 | 37.5315 | 48.1753 | 0
| All | All Customers | 2 | Monthly System Peak Day | CAISO | 1-in-10 | 2022 | 8 | 593.3936 | 609.5939 | 37.5402 | 48.0561 | 0
| All | All Customers | 2 | Monthly System Peak Day | CAISO | 1-in-10 | 2022 | 9 | 547.3739 | 572.0147 | 37.5496 | 48.4063 | 0
| All | All Customers | 2 | Monthly System Peak Day | CAISO | 1-in-10 | 2022 | 10 | 529.861 | 544.1069 | 37.5369 | 49.6658 | 0
| All | All Customers | 2 | Monthly System Peak Day | CAISO | 1-in-10 | 2022 | 11 | 517.5759 | 527.4558 | 37.5547 | 50.6952 | 0
| All | All Customers | 2 | Monthly System Peak Day | CAISO | 1-in-10 | 2022 | 12 | 506.4 | 513.5954 | 37.5725 | 51.8486 | 0
| All | All Customers | 2 | Monthly System Peak Day | CAISO | 1-in-10 | 2022 | 13 | 432.1729 | 442.1808 | 37.5838 | 53.1027 | 0
| All | All Customers | 2 | Monthly System Peak Day | CAISO | 1-in-10 | 2022 | 14 | 389.3597 | 396.7932 | 37.5708 | 54.3177 | 0
| All | All Customers | 2 | Monthly System Peak Day | CAISO | 1-in-10 | 2022 | 15 | 347.3638 | 353.9295 | 37.5441 | 54.9586 | 0
| All | All Customers | 2 | Monthly System Peak Day | CAISO | 1-in-10 | 2022 | 16 | 306.4799 | 308.3356 | 37.5234 | 55.1827 | 0
| All | All Customers | 2 | Monthly System Peak Day | CAISO | 1-in-10 | 2022 | 17 | 280.0004 | 287.3558 | 37.3709 | 56.5465 | 0
| All | All Customers | 2 | Monthly System Peak Day | CAISO | 1-in-10 | 2022 | 18 | 268.0373 | 274.4911 | 37.3715 | 55.689 | 0
| All | All Customers | 2 | Monthly System Peak Day | CAISO | 1-in-10 | 2022 | 19 | 262.6074 | 267.3261 | 37.338 | 54.5786 | 0
| All | All Customers | 2 | Monthly System Peak Day | CAISO | 1-in-10 | 2022 | 20 | 263.8358 | 332.4636 | 38.1009 | 53.4877 | 0
| All | All Customers | 2 | Monthly System Peak Day | CAISO | 1-in-10 | 2022 | 21 | 258.5298 | 263.9127 | 37.4127 | 53.0153 | 0
| All | All Customers | 2 | Monthly System Peak Day | CAISO | 1-in-10 | 2022 | 22 | 412.5561 | 432.6004 | 37.5275 | 52.4175 | 0
| All | All Customers | 2 | Monthly System Peak Day | CAISO | 1-in-10 | 2022 | 23 | 402.6537 | 419.8566 | 37.532 | 51.8125 | 0
| All | All Customers | 2 | Monthly System Peak Day | CAISO | 1-in-10 | 2022 | 24 | 416.4184 | 433.2352 | 37.532 | 51.1797 | 0
| All | All Customers | 3 | Average Weekday | CAISO | 1-in-10 | 2022 | 1 | 403.1179 | 417.9579 | 37.5905 | 58.38 | 0
| All | All Customers | 3 | Average Weekday | CAISO | 1-in-10 | 2022 | 2 | 390.7936 | 399.3664 | 37.5429 | 57.2797 | 0
| All | All Customers | 3 | Average Weekday | CAISO | 1-in-10 | 2022 | 3 | 492.6373 | 503.6505 | 37.5358 | 56.254 | 0
| All | All Customers | 3 | Average Weekday | CAISO | 1-in-10 | 2022 | 4 | 601.01 | 617.2876 | 37.5201 | 55.3455 | 0
| All | All Customers | 3 | Average Weekday | CAISO | 1-in-10 | 2022 | 5 | 587.8244 | 607.6751 | 37.5232 | 54.5781 | 0
| All | All Customers | 3 | Average Weekday | CAISO | 1-in-10 | 2022 | 6 | 599.0807 | 622.6207 | 37.5089 | 53.8867 | 0
| All | All Customers | 3 | Average Weekday | CAISO | 1-in-10 | 2022 | 7 | 612.1187 | 628.7397 | 37.5201 | 53.4742 | 0
| All | All Customers | 3 | Average Weekday | CAISO | 1-in-10 | 2022 | 8 | 631.0422 | 659.2985 | 37.6474 | 53.4151 | 0
| All | All Customers | 3 | Average Weekday | CAISO | 1-in-10 | 2022 | 9 | 577.1088 | 614.9337 | 37.763 | 54.8301 | 0
| All | All Customers | 3 | Average Weekday | CAISO | 1-in-10 | 2022 | 10 | 562.6158 | 585.6172 | 37.6587 | 58.3814 | 0
| All | All Customers | 3 | Average Weekday | CAISO | 1-in-10 | 2022 | 11 | 540.6255 | 557.4549 | 37.7164 | 62.6904 | 0
| All | All Customers | 3 | Average Weekday | CAISO | 1-in-10 | 2022 | 12 | 532.1616 | 543.6994 | 37.7737 | 66.6136 | 0
| All | All Customers | 3 | Average Weekday | CAISO | 1-in-10 | 2022 | 13 | 439.8486 | 449.1146 | 37.804 | 69.6765 | 0
| All | All Customers | 3 | Average Weekday | CAISO | 1-in-10 | 2022 | 14 | 409.3153 | 415.5424 | 37.759 | 71.7646 | 0
| All | All Customers | 3 | Average Weekday | CAISO | 1-in-10 | 2022 | 15 | 366.8022 | 372.123 | 37.6669 | 73.0134 | 0
| All | All Customers | 3 | Average Weekday | CAISO | 1-in-10 | 2022 | 16 | 328.8287 | 330.9472 | 37.5416 | 73.604 | 0
| All | All Customers | 3 | Average Weekday | CAISO | 1-in-10 | 2022 | 17 | 313.8607 | 323.0963 | 37.3672 | 73.5115 | 0
| All | All Customers | 3 | Average Weekday | CAISO | 1-in-10 | 2022 | 18 | 299.6024 | 306.997 | 37.3799 | 72.5285 | 0
| All | All Customers | 3 | Average Weekday | CAISO | 1-in-10 | 2022 | 19 | 293.1002 | 297.9511 | 37.4541 | 70.6931 | 0
| All | All Customers | 3 | Average Weekday | CAISO | 1-in-10 | 2022 | 20 | 284.252 | 288.5252 | 37.3375 | 68.0039 | 0
| All | All Customers | 3 | Average Weekday | CAISO | 1-in-10 | 2022 | 21 | 270.4633 | 274.6214 | 37.3754 | 65.2746 | 0
| All | All Customers | 3 | Average Weekday | CAISO | 1-in-10 | 2022 | 22 | 444.4948 | 467.4439 | 37.5414 | 63.4622 | 0
| All | All Customers | 3 | Average Weekday | CAISO | 1-in-10 | 2022 | 23 | 439.2259 | 463.5224 | 37.5905 | 62.0728 | 0
| All | All Customers | 3 | Average Weekday | CAISO | 1-in-10 | 2022 | 24 | 460.1629 | 492.9039 | 37.6391 | 60.6886 | 0
| All | All Customers | 3 | Monthly System Peak Day | CAISO | 1-in-10 | 2022 | 1 | 403.1179 | 433.4936 | 37.2625 | 65.1566 | 0
| All | All Customers | 3 | Monthly System Peak Day | CAISO | 1-in-10 | 2022 | 2 | 390.7936 | 408.1747 | 37.3222 | 63.3314 | 0
| All | All Customers | 3 | Monthly System Peak Day | CAISO | 1-in-10 | 2022 | 3 | 492.6373 | 513.0557 | 37.3318 | 61.896 | 0
| All | All Customers | 3 | Monthly System Peak Day | CAISO | 1-in-10 | 2022 | 4 | 601.01 | 623.4901 | 37.362 | 60.8459 | 0
| All | All Customers | 3 | Monthly System Peak Day | CAISO | 1-in-10 | 2022 | 5 | 587.8244 | 616.8725 | 37.3578 | 59.9559 | 0
| All | All Customers | 3 | Monthly System Peak Day | CAISO | 1-in-10 | 2022 | 6 | 599.0807 | 624.5406 | 37.3957 | 58.9322 | 0
| All | All Customers | 3 | Monthly System Peak Day | CAISO | 1-in-10 | 2022 | 7 | 612.1187 | 626.527 | 37.4014 | 58.4848 | 0
| All | All Customers | 3 | Monthly System Peak Day | CAISO | 1-in-10 | 2022 | 8 | 631.0422 | 680.9609 | 37.2273 | 58.0856 | 0
| All | All Customers | 3 | Monthly System Peak Day | CAISO | 1-in-10 | 2022 | 9 | 577.1088 | 625.5885 | 37.2154 | 59.5041 | 0
| All | All Customers | 3 | Monthly System Peak Day | CAISO | 1-in-10 | 2022 | 10 | 562.6158 | 593.3386 | 37.2604 | 64.3211 | 0
| All | All Customers | 3 | Monthly System Peak Day | CAISO | 1-in-10 | 2022 | 11 | 540.6255 | 570.4888 | 37.3367 | 69.9797 | 0
| All | All Customers | 3 | Monthly System Peak Day | CAISO | 1-in-10 | 2022 | 12 | 532.1616 | 556.7747 | 37.483 | 75.7172 | 0
| All | All Customers | 3 | Monthly System Peak Day | CAISO | 1-in-10 | 2022 | 13 | 439.8486 | 452.8185 | 37.6263 | 80.9672 | 0
| All | All Customers | 3 | Monthly System Peak Day | CAISO | 1-in-10 | 2022 | 14 | 409.3153 | 416.4785 | 37.5012 | 83.4338 | 0
| All | All Customers | 3 | Monthly System Peak Day | CAISO | 1-in-10 | 2022 | 15 | 366.8022 | 372.2218 | 37.3252 | 84.3177 | 0
| All | All Customers | 3 | Monthly System Peak Day | CAISO | 1-in-10 | 2022 | 16 | 328.8287 | 328.668 | 37.3363 | 85.1377 | 0
| All | All Customers | 3 | Monthly System Peak Day | CAISO | 1-in-10 | 2022 | 17 | 313.8607 | 323.2957 | 37.3426 | 85.8466 | 0
| All | All Customers | 3 | Monthly System Peak Day | CAISO | 1-in-10 | 2022 | 18 | 299.6024 | 307.3784 | 37.3263 | 85.6149 | 0
| All | All Customers | 3 | Monthly System Peak Day | CAISO | 1-in-10 | 2022 | 19 | 293.1002 | 297.3434 | 38.8166 | 84.1317 | 0
| All | All Customers | 3 | Monthly System Peak Day | CAISO | 1-in-10 | 2022 | 20 | 284.252 | 287.7307 | 37.3375 | 81.6719 | 0
| All | All Customers | 3 | Monthly System Peak Day | CAISO | 1-in-10 | 2022 | 21 | 270.4633 | 275.347 | 37.5214 | 77.8036 | 0
| All | All Customers | 3 | Monthly System Peak Day | CAISO | 1-in-10 | 2022 | 22 | 444.4948 | 467.8153 | 37.3562 | 74.8156 | 0
| All | All Customers | 3 | Monthly System Peak Day | CAISO | 1-in-10 | 2022 | 23 | 439.2259 | 468.0961 | 37.2835 | 72.0533 | 0
| All | All Customers | 3 | Monthly System Peak Day | CAISO | 1-in-10 | 2022 | 24 | 460.1629 | 513.5824 | 37.2191 | 69.429 | 0
| All | All Customers | 4 | Average Weekday | CAISO | 1-in-10 | 2022 | 1 | 372.8277 | 387.1523 | 37.5928 | 59.5013 | 0
| All | All Customers | 4 | Average Weekday | CAISO | 1-in-10 | 2022 | 2 | 362.0077 | 369.6783 | 37.5454 | 58.4907 | 0
| All | All Customers | 4 | Average Weekday | CAISO | 1-in-10 | 2022 | 3 | 457.6864 | 469.0792 | 37.5384 | 57.4983 | 0
| All | All Customers | 4 | Average Weekday | CAISO | 1-in-10 | 2022 | 4 | 559.4957 | 574.7836 | 37.5229 | 56.5966 | 0
| All | All Customers | 4 | Average Weekday | CAISO | 1-in-10 | 2022 | 5 | 538.3848 | 557.558 | 37.526 | 55.8386 | 0
| All | All Customers | 4 | Average Weekday | CAISO | 1-in-10 | 2022 | 6 | 550.5 | 573.1409 | 37.5119 | 55.2512 | 0
| All | All Customers | 4 | Average Weekday | CAISO | 1-in-10 | 2022 | 7 | 564.0206 | 581.1443 | 37.5232 | 54.8291 | 0
| All | All Customers | 4 | Average Weekday | CAISO | 1-in-10 | 2022 | 8 | 581.6687 | 609.6606 | 37.6496 | 54.785 | 0
| All | All Customers | 4 | Average Weekday | CAISO | 1-in-10 | 2022 | 9 | 519.7499 | 556.8359 | 37.7643 | 56.8046 | 0
| All | All Customers | 4 | Average Weekday | CAISO | 1-in-10 | 2022 | 10 | 506.1321 | 528.6183 | 37.6603 | 60.086 | 0
| All | All Customers | 4 | Average Weekday | CAISO | 1-in-10 | 2022 | 11 | 492.4178 | 507.7459 | 37.7175 | 63.7355 | 0
| All | All Customers | 4 | Average Weekday | CAISO | 1-in-10 | 2022 | 12 | 484.0393 | 495.5054 | 37.7743 | 67.1278 | 0
| All | All Customers | 4 | Average Weekday | CAISO | 1-in-10 | 2022 | 13 | 402.2957 | 411.5153 | 37.8042 | 69.4902 | 0
| All | All Customers | 4 | Average Weekday | CAISO | 1-in-10 | 2022 | 14 | 368.295 | 374.5926 | 37.7593 | 71.1913 | 0
| All | All Customers | 4 | Average Weekday | CAISO | 1-in-10 | 2022 | 15 | 323.8158 | 329.3836 | 37.6679 | 72.3893 | 0
| All | All Customers | 4 | Average Weekday | CAISO | 1-in-10 | 2022 | 16 | 282.9413 | 285.1344 | 37.544 | 73 | 0
| All | All Customers | 4 | Average Weekday | CAISO | 1-in-10 | 2022 | 17 | 261.1854 | 269.3562 | 37.3701 | 73.0893 | 0
| All | All Customers | 4 | Average Weekday | CAISO | 1-in-10 | 2022 | 18 | 242.5757 | 249.1826 | 37.3822 | 72.2961 | 0
| All | All Customers | 4 | Average Weekday | CAISO | 1-in-10 | 2022 | 19 | 229.0324 | 233.9883 | 37.4538 | 70.8969 | 0
| All | All Customers | 4 | Average Weekday | CAISO | 1-in-10 | 2022 | 20 | 222.5925 | 226.7446 | 37.3376 | 68.6958 | 0
| All | All Customers | 4 | Average Weekday | CAISO | 1-in-10 | 2022 | 21 | 231.0899 | 235.1295 | 37.3796 | 65.7935 | 0
| All | All Customers | 4 | Average Weekday | CAISO | 1-in-10 | 2022 | 22 | 404.9992 | 427.701 | 37.544 | 63.6144 | 0
| All | All Customers | 4 | Average Weekday | CAISO | 1-in-10 | 2022 | 23 | 403.4177 | 427.4037 | 37.5932 | 62.0737 | 0
| All | All Customers | 4 | Average Weekday | CAISO | 1-in-10 | 2022 | 24 | 426.3691 | 458.3671 | 37.6413 | 60.8033 | 0
| All | All Customers | 4 | Monthly System Peak Day | CAISO | 1-in-10 | 2022 | 1 | 372.8277 | 401.3711 | 37.2695 | 71.168 | 0
| All | All Customers | 4 | Monthly System Peak Day | CAISO | 1-in-10 | 2022 | 2 | 362.0077 | 379.0619 | 37.328 | 68.8626 | 0
| All | All Customers | 4 | Monthly System Peak Day | CAISO | 1-in-10 | 2022 | 3 | 457.6864 | 479.333 | 37.3374 | 66.9391 | 0
| All | All Customers | 4 | Monthly System Peak Day | CAISO | 1-in-10 | 2022 | 4 | 559.4957 | 580.278 | 37.3671 | 65.7202 | 0
| All | All Customers | 4 | Monthly System Peak Day | CAISO | 1-in-10 | 2022 | 5 | 538.3848 | 566.1475 | 37.363 | 65.8589 | 0
| All | All Customers | 4 | Monthly System Peak Day | CAISO | 1-in-10 | 2022 | 6 | 550.5 | 574.7851 | 37.4004 | 66.0598 | 0
| All | All Customers | 4 | Monthly System Peak Day | CAISO | 1-in-10 | 2022 | 7 | 564.0206 | 578.9256 | 37.406 | 66.4513 | 0
| All | All Customers | 4 | Monthly System Peak Day | CAISO | 1-in-10 | 2022 | 8 | 581.6687 | 633.2865 | 37.235 | 66.7937 | 0
| All | All Customers | 4 | Monthly System Peak Day | CAISO | 1-in-10 | 2022 | 9 | 519.7499 | 567.3461 | 37.226 | 69.7332 | 0
| All | All Customers | 4 | Monthly System Peak Day | CAISO | 1-in-10 | 2022 | 10 | 506.1321 | 535.9652 | 37.2694 | 74.0013 | 0
| All | All Customers | 4 | Monthly System Peak Day | CAISO | 1-in-10 | 2022 | 11 | 492.4178 | 519.8821 | 37.3474 | 78.2468 | 0
| All | All Customers | 4 | Monthly System Peak Day | CAISO | 1-in-10 | 2022 | 12 | 484.0393 | 508.4619 | 37.4952 | 82.2387 | 0
| All | All Customers | 4 | Monthly System Peak Day | CAISO | 1-in-10 | 2022 | 13 | 402.2957 | 415.3343 | 37.6395 | 85.1251 | 0
| All | All Customers | 4 | Monthly System Peak Day | CAISO | 1-in-10 | 2022 | 14 | 368.295 | 375.4453 | 37.5135 | 87.0217 | 0
| All | All Customers | 4 | Monthly System Peak Day | CAISO | 1-in-10 | 2022 | 15 | 323.8158 | 329.6044 | 37.3351 | 88.4091 | 0
| All | All Customers | 4 | Monthly System Peak Day | CAISO | 1-in-10 | 2022 | 16 | 282.9413 | 282.8248 | 37.3422 | 89.5238 | 0
| All | All Customers | 4 | Monthly System Peak Day | CAISO | 1-in-10 | 2022 | 17 | 261.1854 | 269.5024 | 37.3475 | 90.2309 | 0
| All | All Customers | 4 | Monthly System Peak Day | CAISO | 1-in-10 | 2022 | 18 | 242.5757 | 249.8111 | 37.3327 | 90.4085 | 0
| All | All Customers | 4 | Monthly System Peak Day | CAISO | 1-in-10 | 2022 | 19 | 229.0324 | 233.3494 | 38.8216 | 89.6202 | 0
| All | All Customers | 4 | Monthly System Peak Day | CAISO | 1-in-10 | 2022 | 20 | 222.5925 | 226.0671 | 37.3375 | 87.5628 | 0
| All | All Customers | 4 | Monthly System Peak Day | CAISO | 1-in-10 | 2022 | 21 | 231.0899 | 235.9173 | 37.5211 | 84.2362 | 0
| All | All Customers | 4 | Monthly System Peak Day | CAISO | 1-in-10 | 2022 | 22 | 404.9992 | 427.9857 | 37.3609 | 81.1628 | 0
| All | All Customers | 4 | Monthly System Peak Day | CAISO | 1-in-10 | 2022 | 23 | 403.4177 | 431.8795 | 37.29 | 78.4269 | 0
| All | All Customers | 4 | Monthly System Peak Day | CAISO | 1-in-10 | 2022 | 24 | 426.3691 | 478.6797 | 37.227 | 75.4657 | 0
| All | All Customers | 5 | Average Weekday | CAISO | 1-in-10 | 2022 | 1 | 380.767 | 395.2245 | 37.6077 | 62.6645 | 0
| All | All Customers | 5 | Average Weekday | CAISO | 1-in-10 | 2022 | 2 | 371.2792 | 378.9514 | 37.5604 | 61.686 | 0
| All | All Customers | 5 | Average Weekday | CAISO | 1-in-10 | 2022 | 3 | 471.3849 | 482.2729 | 37.5533 | 60.8176 | 0
| All | All Customers | 5 | Average Weekday | CAISO | 1-in-10 | 2022 | 4 | 573.2158 | 589.2103 | 37.5379 | 60.0235 | 0
| All | All Customers | 5 | Average Weekday | CAISO | 1-in-10 | 2022 | 5 | 555.8747 | 575.8696 | 37.541 | 59.4411 | 0
| All | All Customers | 5 | Average Weekday | CAISO | 1-in-10 | 2022 | 6 | 562.7272 | 585.795 | 37.5273 | 58.9528 | 0
| All | All Customers | 5 | Average Weekday | CAISO | 1-in-10 | 2022 | 7 | 568.5655 | 585.4227 | 37.5389 | 58.7176 | 0
| All | All Customers | 5 | Average Weekday | CAISO | 1-in-10 | 2022 | 8 | 593.855 | 624.5648 | 37.665 | 59.4845 | 0
| All | All Customers | 5 | Average Weekday | CAISO | 1-in-10 | 2022 | 9 | 528.1672 | 563.3793 | 37.779 | 61.9999 | 0
| All | All Customers | 5 | Average Weekday | CAISO | 1-in-10 | 2022 | 10 | 518.7576 | 541.7433 | 37.6747 | 65.3043 | 0
| All | All Customers | 5 | Average Weekday | CAISO | 1-in-10 | 2022 | 11 | 506.57 | 521.9587 | 37.7316 | 68.3821 | 0
| All | All Customers | 5 | Average Weekday | CAISO | 1-in-10 | 2022 | 12 | 493.781 | 505.0838 | 37.7882 | 71.0609 | 0
| All | All Customers | 5 | Average Weekday | CAISO | 1-in-10 | 2022 | 13 | 411.7029 | 421.1355 | 37.8177 | 73.3291 | 0
| All | All Customers | 5 | Average Weekday | CAISO | 1-in-10 | 2022 | 14 | 383.6491 | 390.1374 | 37.7727 | 75.0832 | 0
| All | All Customers | 5 | Average Weekday | CAISO | 1-in-10 | 2022 | 15 | 344.497 | 349.8857 | 37.6815 | 76.3265 | 0
| All | All Customers | 5 | Average Weekday | CAISO | 1-in-10 | 2022 | 16 | 297.045 | 299.1755 | 37.5585 | 76.8948 | 0
| All | All Customers | 5 | Average Weekday | CAISO | 1-in-10 | 2022 | 17 | 268.629 | 277.4243 | 37.3764 | 76.9554 | 0
| All | All Customers | 5 | Average Weekday | CAISO | 1-in-10 | 2022 | 18 | 253.979 | 260.9248 | 37.3884 | 76.2265 | 0
| All | All Customers | 5 | Average Weekday | CAISO | 1-in-10 | 2022 | 19 | 244.1595 | 249.3803 | 37.45 | 74.8608 | 0
| All | All Customers | 5 | Average Weekday | CAISO | 1-in-10 | 2022 | 20 | 234.9806 | 239.3134 | 37.3376 | 72.769 | 0
| All | All Customers | 5 | Average Weekday | CAISO | 1-in-10 | 2022 | 21 | 246.317 | 250.6751 | 37.3859 | 69.7865 | 0
| All | All Customers | 5 | Average Weekday | CAISO | 1-in-10 | 2022 | 22 | 417.0913 | 440.3319 | 37.5599 | 67.0523 | 0
| All | All Customers | 5 | Average Weekday | CAISO | 1-in-10 | 2022 | 23 | 421.8608 | 446.5886 | 37.6091 | 65.2221 | 0
| All | All Customers | 5 | Average Weekday | CAISO | 1-in-10 | 2022 | 24 | 442.1751 | 474.9487 | 37.6565 | 63.7844 | 0
| All | All Customers | 5 | Monthly System Peak Day | CAISO | 1-in-10 | 2022 | 1 | 380.767 | 409.7955 | 37.288 | 73.9451 | 0
| All | All Customers | 5 | Monthly System Peak Day | CAISO | 1-in-10 | 2022 | 2 | 371.2792 | 386.928 | 37.3453 | 72.4128 | 0
| All | All Customers | 5 | Monthly System Peak Day | CAISO | 1-in-10 | 2022 | 3 | 471.3849 | 491.6943 | 37.3545 | 70.8805 | 0
| All | All Customers | 5 | Monthly System Peak Day | CAISO | 1-in-10 | 2022 | 4 | 573.2158 | 595.1638 | 37.3838 | 69.4883 | 0
| All | All Customers | 5 | Monthly System Peak Day | CAISO | 1-in-10 | 2022 | 5 | 555.8747 | 584.8719 | 37.3797 | 68.5669 | 0
| All | All Customers | 5 | Monthly System Peak Day | CAISO | 1-in-10 | 2022 | 6 | 562.7272 | 588.1371 | 37.4168 | 67.5106 | 0
| All | All Customers | 5 | Monthly System Peak Day | CAISO | 1-in-10 | 2022 | 7 | 568.5655 | 583.0706 | 37.4228 | 67.139 | 0
| All | All Customers | 5 | Monthly System Peak Day | CAISO | 1-in-10 | 2022 | 8 | 593.855 | 644.3227 | 37.2546 | 67.588 | 0
| All | All Customers | 5 | Monthly System Peak Day | CAISO | 1-in-10 | 2022 | 9 | 528.1672 | 574.0624 | 37.2482 | 71.9541 | 0
| All | All Customers | 5 | Monthly System Peak Day | CAISO | 1-in-10 | 2022 | 10 | 518.7576 | 548.8318 | 37.2898 | 78.4437 | 0
| All | All Customers | 5 | Monthly System Peak Day | CAISO | 1-in-10 | 2022 | 11 | 506.57 | 534.0444 | 37.3697 | 84.4634 | 0
| All | All Customers | 5 | Monthly System Peak Day | CAISO | 1-in-10 | 2022 | 12 | 493.781 | 517.3298 | 37.5194 | 88.5098 | 0
| All | All Customers | 5 | Monthly System Peak Day | CAISO | 1-in-10 | 2022 | 13 | 411.7029 | 425.1058 | 37.6646 | 91.3209 | 0
| All | All Customers | 5 | Monthly System Peak Day | CAISO | 1-in-10 | 2022 | 14 | 383.6491 | 390.1677 | 37.5373 | 93.0051 | 0
| All | All Customers | 5 | Monthly System Peak Day | CAISO | 1-in-10 | 2022 | 15 | 344.497 | 350.225 | 37.356 | 94.2891 | 0
| All | All Customers | 5 | Monthly System Peak Day | CAISO | 1-in-10 | 2022 | 16 | 297.045 | 296.954 | 37.3594 | 94.3726 | 0
| All | All Customers | 5 | Monthly System Peak Day | CAISO | 1-in-10 | 2022 | 17 | 268.629 | 277.6436 | 37.3551 | 93.9017 | 0
| All | All Customers | 5 | Monthly System Peak Day | CAISO | 1-in-10 | 2022 | 18 | 253.979 | 261.4191 | 37.3417 | 93.1366 | 0
| All | All Customers | 5 | Monthly System Peak Day | CAISO | 1-in-10 | 2022 | 19 | 244.1595 | 248.6609 | 38.7824 | 92.0447 | 0
| All | All Customers | 5 | Monthly System Peak Day | CAISO | 1-in-10 | 2022 | 20 | 234.9806 | 238.6381 | 37.3376 | 89.5105 | 0
| All | All Customers | 5 | Monthly System Peak Day | CAISO | 1-in-10 | 2022 | 21 | 246.317 | 251.4761 | 37.5222 | 85.6688 | 0
| All | All Customers | 5 | Monthly System Peak Day | CAISO | 1-in-10 | 2022 | 22 | 417.0913 | 440.6928 | 37.3779 | 81.9451 | 0
| All | All Customers | 5 | Monthly System Peak Day | CAISO | 1-in-10 | 2022 | 23 | 421.8608 | 451.2273 | 37.3085 | 79.3652 | 0
| All | All Customers | 5 | Monthly System Peak Day | CAISO | 1-in-10 | 2022 | 24 | 442.1751 | 495.6056 | 37.2466 | 76.6451 | 0
| All | All Customers | 6 | Average Weekday | CAISO | 1-in-10 | 2022 | 1 | 368.6881 | 397.2977 | 37.5927 | 66.5999 | 0
| All | All Customers | 6 | Average Weekday | CAISO | 1-in-10 | 2022 | 2 | 354.5173 | 374.6124 | 37.5955 | 65.9006 | 0
| All | All Customers | 6 | Average Weekday | CAISO | 1-in-10 | 2022 | 3 | 449.0311 | 474.9282 | 37.5964 | 65.2662 | 0
| All | All Customers | 6 | Average Weekday | CAISO | 1-in-10 | 2022 | 4 | 542.7653 | 572.6737 | 37.5969 | 64.6507 | 0
| All | All Customers | 6 | Average Weekday | CAISO | 1-in-10 | 2022 | 5 | 526.5118 | 565.353 | 37.5916 | 64.1746 | 0
| All | All Customers | 6 | Average Weekday | CAISO | 1-in-10 | 2022 | 6 | 548.0166 | 593.4265 | 37.5817 | 63.7832 | 0
| All | All Customers | 6 | Average Weekday | CAISO | 1-in-10 | 2022 | 7 | 561.5596 | 586.3637 | 37.5502 | 63.476 | 0
| All | All Customers | 6 | Average Weekday | CAISO | 1-in-10 | 2022 | 8 | 582.0161 | 610.0705 | 37.6026 | 64.0318 | 0
| All | All Customers | 6 | Average Weekday | CAISO | 1-in-10 | 2022 | 9 | 539.5998 | 560.1416 | 37.6239 | 65.9714 | 0
| All | All Customers | 6 | Average Weekday | CAISO | 1-in-10 | 2022 | 10 | 526.5865 | 540.3568 | 37.609 | 68.8032 | 0
| All | All Customers | 6 | Average Weekday | CAISO | 1-in-10 | 2022 | 11 | 506.1533 | 518.019 | 37.6377 | 72.0084 | 0
| All | All Customers | 6 | Average Weekday | CAISO | 1-in-10 | 2022 | 12 | 497.1763 | 511.7762 | 37.6695 | 75.1083 | 0
| All | All Customers | 6 | Average Weekday | CAISO | 1-in-10 | 2022 | 13 | 413.6994 | 433.1407 | 37.6804 | 77.5187 | 0
| All | All Customers | 6 | Average Weekday | CAISO | 1-in-10 | 2022 | 14 | 383.6882 | 400.0604 | 37.6518 | 79.3071 | 0
| All | All Customers | 6 | Average Weekday | CAISO | 1-in-10 | 2022 | 15 | 334.6196 | 349.1177 | 37.5871 | 80.4926 | 0
| All | All Customers | 6 | Average Weekday | CAISO | 1-in-10 | 2022 | 16 | 292.0695 | 294.6652 | 37.5363 | 81.1097 | 0
| All | All Customers | 6 | Average Weekday | CAISO | 1-in-10 | 2022 | 17 | 268.2177 | 277.5897 | 37.8182 | 81.0308 | 0
| All | All Customers | 6 | Average Weekday | CAISO | 1-in-10 | 2022 | 18 | 245.7531 | 260.8721 | 37.8389 | 80.1832 | 0
| All | All Customers | 6 | Average Weekday | CAISO | 1-in-10 | 2022 | 19 | 230.9436 | 253.884 | 40.3114 | 78.7527 | 0
| All | All Customers | 6 | Average Weekday | CAISO | 1-in-10 | 2022 | 20 | 218.4858 | 238.0598 | 37.7951 | 76.6583 | 0
| All | All Customers | 6 | Average Weekday | CAISO | 1-in-10 | 2022 | 21 | 235.6313 | 251.7958 | 38.0509 | 73.7764 | 0
| All | All Customers | 6 | Average Weekday | CAISO | 1-in-10 | 2022 | 22 | 391.8324 | 425.3767 | 37.6564 | 70.7793 | 0
| All | All Customers | 6 | Average Weekday | CAISO | 1-in-10 | 2022 | 23 | 415.2001 | 449.2109 | 37.6205 | 68.9101 | 0
| All | All Customers | 6 | Average Weekday | CAISO | 1-in-10 | 2022 | 24 | 437.1971 | 478.7797 | 37.6037 | 67.6558 | 0
| All | All Customers | 6 | Monthly System Peak Day | CAISO | 1-in-10 | 2022 | 1 | 368.6881 | 361.3406 | 45.3081 | 74.367 | 0
| All | All Customers | 6 | Monthly System Peak Day | CAISO | 1-in-10 | 2022 | 2 | 354.5173 | 330.582 | 45.3186 | 72.8839 | 0
| All | All Customers | 6 | Monthly System Peak Day | CAISO | 1-in-10 | 2022 | 3 | 449.0311 | 402.0171 | 45.3232 | 71.7346 | 0
| All | All Customers | 6 | Monthly System Peak Day | CAISO | 1-in-10 | 2022 | 4 | 542.7653 | 467.2495 | 45.3269 | 70.9788 | 0
| All | All Customers | 6 | Monthly System Peak Day | CAISO | 1-in-10 | 2022 | 5 | 526.5118 | 466.4452 | 45.3218 | 69.9524 | 0
| All | All Customers | 6 | Monthly System Peak Day | CAISO | 1-in-10 | 2022 | 6 | 548.0166 | 502.6385 | 45.3158 | 69.2472 | 0
| All | All Customers | 6 | Monthly System Peak Day | CAISO | 1-in-10 | 2022 | 7 | 561.5596 | 505.5173 | 45.2396 | 68.7623 | 0
| All | All Customers | 6 | Monthly System Peak Day | CAISO | 1-in-10 | 2022 | 8 | 582.0161 | 534.3441 | 45.2966 | 69.6755 | 0
| All | All Customers | 6 | Monthly System Peak Day | CAISO | 1-in-10 | 2022 | 9 | 539.5998 | 513.3273 | 45.2666 | 73.5378 | 0
| All | All Customers | 6 | Monthly System Peak Day | CAISO | 1-in-10 | 2022 | 10 | 526.5865 | 491.2321 | 45.2189 | 79.5148 | 0
| All | All Customers | 6 | Monthly System Peak Day | CAISO | 1-in-10 | 2022 | 11 | 506.1533 | 470.5222 | 45.2088 | 84.6279 | 0
| All | All Customers | 6 | Monthly System Peak Day | CAISO | 1-in-10 | 2022 | 12 | 497.1763 | 462.5113 | 45.2258 | 88.9216 | 0
| All | All Customers | 6 | Monthly System Peak Day | CAISO | 1-in-10 | 2022 | 13 | 413.6994 | 396.6734 | 45.2097 | 90.592 | 0
| All | All Customers | 6 | Monthly System Peak Day | CAISO | 1-in-10 | 2022 | 14 | 383.6882 | 367.2579 | 45.2262 | 92.1858 | 0
| All | All Customers | 6 | Monthly System Peak Day | CAISO | 1-in-10 | 2022 | 15 | 334.6196 | 322.3928 | 45.213 | 93.8606 | 0
| All | All Customers | 6 | Monthly System Peak Day | CAISO | 1-in-10 | 2022 | 16 | 292.0695 | 267.2227 | 45.1583 | 95.2577 | 0
| All | All Customers | 6 | Monthly System Peak Day | CAISO | 1-in-10 | 2022 | 17 | 268.2177 | 279.076 | 45.1737 | 95.3506 | 0
| All | All Customers | 6 | Monthly System Peak Day | CAISO | 1-in-10 | 2022 | 18 | 245.7531 | 270.2865 | 45.3039 | 95.0523 | 0
| All | All Customers | 6 | Monthly System Peak Day | CAISO | 1-in-10 | 2022 | 19 | 230.9436 | 224.6672 | 45.2664 | 93.4385 | 0
| All | All Customers | 6 | Monthly System Peak Day | CAISO | 1-in-10 | 2022 | 20 | 218.4858 | 221.7518 | 44.3019 | 89.3141 | 0
| All | All Customers | 6 | Monthly System Peak Day | CAISO | 1-in-10 | 2022 | 21 | 235.6313 | 219.3046 | 46.2289 | 84.8406 | 0
| All | All Customers | 6 | Monthly System Peak Day | CAISO | 1-in-10 | 2022 | 22 | 391.8324 | 370.1878 | 45.556 | 80.8016 | 0
| All | All Customers | 6 | Monthly System Peak Day | CAISO | 1-in-10 | 2022 | 23 | 415.2001 | 383.7665 | 45.406 | 77.3827 | 0
| All | All Customers | 6 | Monthly System Peak Day | CAISO | 1-in-10 | 2022 | 24 | 437.1971 | 414.4608 | 45.3324 | 75.3019 | 0
| All | All Customers | 7 | Average Weekday | CAISO | 1-in-10 | 2022 | 1 | 369.9442 | 397.3203 | 40.2618 | 72.1536 | 0
| All | All Customers | 7 | Average Weekday | CAISO | 1-in-10 | 2022 | 2 | 368.3871 | 387.4779 | 40.2576 | 71.4201 | 0
| All | All Customers | 7 | Average Weekday | CAISO | 1-in-10 | 2022 | 3 | 452.2392 | 477.9943 | 40.2564 | 70.7709 | 0
| All | All Customers | 7 | Average Weekday | CAISO | 1-in-10 | 2022 | 4 | 546.8934 | 578.212 | 40.2542 | 70.2504 | 0
| All | All Customers | 7 | Average Weekday | CAISO | 1-in-10 | 2022 | 5 | 533.9058 | 574.3426 | 40.2517 | 69.8041 | 0
| All | All Customers | 7 | Average Weekday | CAISO | 1-in-10 | 2022 | 6 | 540.1998 | 583.377 | 40.2451 | 69.4399 | 0
| All | All Customers | 7 | Average Weekday | CAISO | 1-in-10 | 2022 | 7 | 545.2534 | 567.4839 | 40.2451 | 69.2407 | 0
| All | All Customers | 7 | Average Weekday | CAISO | 1-in-10 | 2022 | 8 | 562.8531 | 591.156 | 40.2757 | 69.7054 | 0
| All | All Customers | 7 | Average Weekday | CAISO | 1-in-10 | 2022 | 9 | 510.5976 | 529.8867 | 40.3086 | 71.9118 | 0
| All | All Customers | 7 | Average Weekday | CAISO | 1-in-10 | 2022 | 10 | 499.9016 | 512.8389 | 40.3079 | 74.9215 | 0
| All | All Customers | 7 | Average Weekday | CAISO | 1-in-10 | 2022 | 11 | 484.6935 | 496.0853 | 40.3428 | 78.3302 | 0
| All | All Customers | 7 | Average Weekday | CAISO | 1-in-10 | 2022 | 12 | 476.012 | 491.0931 | 40.3767 | 81.5124 | 0
| All | All Customers | 7 | Average Weekday | CAISO | 1-in-10 | 2022 | 13 | 392.8062 | 410.3135 | 40.3921 | 83.9403 | 0
| All | All Customers | 7 | Average Weekday | CAISO | 1-in-10 | 2022 | 14 | 365.7621 | 381.138 | 40.3611 | 85.7186 | 0
| All | All Customers | 7 | Average Weekday | CAISO | 1-in-10 | 2022 | 15 | 322.7567 | 336.8751 | 40.303 | 86.8585 | 0
| All | All Customers | 7 | Average Weekday | CAISO | 1-in-10 | 2022 | 16 | 275.1843 | 275.9989 | 40.2611 | 87.4293 | 0
| All | All Customers | 7 | Average Weekday | CAISO | 1-in-10 | 2022 | 17 | 255.1345 | 263.2991 | 40.6585 | 87.3156 | 0
| All | All Customers | 7 | Average Weekday | CAISO | 1-in-10 | 2022 | 18 | 240.7122 | 253.3915 | 40.6804 | 86.4657 | 0
| All | All Customers | 7 | Average Weekday | CAISO | 1-in-10 | 2022 | 19 | 227.9746 | 249.2933 | 41.2741 | 84.9536 | 0
| All | All Customers | 7 | Average Weekday | CAISO | 1-in-10 | 2022 | 20 | 223.7187 | 239.0392 | 40.2334 | 82.593 | 0
| All | All Customers | 7 | Average Weekday | CAISO | 1-in-10 | 2022 | 21 | 244.9187 | 257.1872 | 40.6888 | 79.4531 | 0
| All | All Customers | 7 | Average Weekday | CAISO | 1-in-10 | 2022 | 22 | 400.2373 | 435.7071 | 40.2355 | 76.411 | 0
| All | All Customers | 7 | Average Weekday | CAISO | 1-in-10 | 2022 | 23 | 414.8082 | 445.2648 | 40.2483 | 74.6466 | 0
| All | All Customers | 7 | Average Weekday | CAISO | 1-in-10 | 2022 | 24 | 432.5124 | 471.5877 | 40.2647 | 73.4889 | 0
| All | All Customers | 7 | Monthly System Peak Day | CAISO | 1-in-10 | 2022 | 1 | 369.9442 | 362.0932 | 40.274 | 76.5275 | 0
| All | All Customers | 7 | Monthly System Peak Day | CAISO | 1-in-10 | 2022 | 2 | 368.3871 | 340.152 | 40.2592 | 75.9902 | 0
| All | All Customers | 7 | Monthly System Peak Day | CAISO | 1-in-10 | 2022 | 3 | 452.2392 | 403.4222 | 40.2577 | 75.0914 | 0
| All | All Customers | 7 | Monthly System Peak Day | CAISO | 1-in-10 | 2022 | 4 | 546.8934 | 472.8677 | 40.2545 | 74.0715 | 0
| All | All Customers | 7 | Monthly System Peak Day | CAISO | 1-in-10 | 2022 | 5 | 533.9058 | 475.5085 | 40.2622 | 73.2621 | 0
| All | All Customers | 7 | Monthly System Peak Day | CAISO | 1-in-10 | 2022 | 6 | 540.1998 | 499.9306 | 40.2758 | 72.8051 | 0
| All | All Customers | 7 | Monthly System Peak Day | CAISO | 1-in-10 | 2022 | 7 | 545.2534 | 492.6623 | 40.3229 | 72.349 | 0
| All | All Customers | 7 | Monthly System Peak Day | CAISO | 1-in-10 | 2022 | 8 | 562.8531 | 521.3679 | 40.292 | 72.5955 | 0
| All | All Customers | 7 | Monthly System Peak Day | CAISO | 1-in-10 | 2022 | 9 | 510.5976 | 483.7751 | 40.2959 | 75.0342 | 0
| All | All Customers | 7 | Monthly System Peak Day | CAISO | 1-in-10 | 2022 | 10 | 499.9016 | 463.0964 | 40.2874 | 78.4777 | 0
| All | All Customers | 7 | Monthly System Peak Day | CAISO | 1-in-10 | 2022 | 11 | 484.6935 | 450.842 | 40.2979 | 82.4014 | 0
| All | All Customers | 7 | Monthly System Peak Day | CAISO | 1-in-10 | 2022 | 12 | 476.012 | 442.1696 | 40.309 | 85.9909 | 0
| All | All Customers | 7 | Monthly System Peak Day | CAISO | 1-in-10 | 2022 | 13 | 392.8062 | 376.8092 | 40.3209 | 88.5239 | 0
| All | All Customers | 7 | Monthly System Peak Day | CAISO | 1-in-10 | 2022 | 14 | 365.7621 | 350.5609 | 40.315 | 90.3151 | 0
| All | All Customers | 7 | Monthly System Peak Day | CAISO | 1-in-10 | 2022 | 15 | 322.7567 | 311.6436 | 40.3303 | 91.4602 | 0
| All | All Customers | 7 | Monthly System Peak Day | CAISO | 1-in-10 | 2022 | 16 | 275.1843 | 250.3309 | 40.3281 | 91.8551 | 0
| All | All Customers | 7 | Monthly System Peak Day | CAISO | 1-in-10 | 2022 | 17 | 255.1345 | 266.0481 | 40.214 | 90.9235 | 0
| All | All Customers | 7 | Monthly System Peak Day | CAISO | 1-in-10 | 2022 | 18 | 240.7122 | 263.6823 | 40.3007 | 90.3439 | 0
| All | All Customers | 7 | Monthly System Peak Day | CAISO | 1-in-10 | 2022 | 19 | 227.9746 | 223.8047 | 39.9048 | 88.852 | 0
| All | All Customers | 7 | Monthly System Peak Day | CAISO | 1-in-10 | 2022 | 20 | 223.7187 | 246.3176 | 39.6799 | 86.2629 | 0
| All | All Customers | 7 | Monthly System Peak Day | CAISO | 1-in-10 | 2022 | 21 | 244.9187 | 230.1181 | 40.8368 | 82.9808 | 0
| All | All Customers | 7 | Monthly System Peak Day | CAISO | 1-in-10 | 2022 | 22 | 400.2373 | 384.4861 | 40.3775 | 79.3628 | 0
| All | All Customers | 7 | Monthly System Peak Day | CAISO | 1-in-10 | 2022 | 23 | 414.8082 | 382.7926 | 40.2874 | 77.7227 | 0
| All | All Customers | 7 | Monthly System Peak Day | CAISO | 1-in-10 | 2022 | 24 | 432.5124 | 408.9223 | 40.2817 | 76.3296 | 0
| All | All Customers | 8 | Average Weekday | CAISO | 1-in-10 | 2022 | 1 | 390.1748 | 421.3528 | 37.7964 | 71.5409 | 0
| All | All Customers | 8 | Average Weekday | CAISO | 1-in-10 | 2022 | 2 | 375.9141 | 397.6579 | 37.7918 | 70.8332 | 0
| All | All Customers | 8 | Average Weekday | CAISO | 1-in-10 | 2022 | 3 | 457.5044 | 482.9031 | 37.7904 | 70.199 | 0
| All | All Customers | 8 | Average Weekday | CAISO | 1-in-10 | 2022 | 4 | 558.8087 | 588.68 | 37.7874 | 69.6977 | 0
| All | All Customers | 8 | Average Weekday | CAISO | 1-in-10 | 2022 | 5 | 538.7702 | 579.1248 | 37.7847 | 69.2229 | 0
| All | All Customers | 8 | Average Weekday | CAISO | 1-in-10 | 2022 | 6 | 549.1656 | 596.0424 | 37.7773 | 68.8435 | 0
| All | All Customers | 8 | Average Weekday | CAISO | 1-in-10 | 2022 | 7 | 562.9018 | 590.2884 | 37.7831 | 68.5069 | 0
| All | All Customers | 8 | Average Weekday | CAISO | 1-in-10 | 2022 | 8 | 573.7953 | 605.2958 | 37.8116 | 68.5051 | 0
| All | All Customers | 8 | Average Weekday | CAISO | 1-in-10 | 2022 | 9 | 516.6103 | 537.4097 | 37.8463 | 70.1299 | 0
| All | All Customers | 8 | Average Weekday | CAISO | 1-in-10 | 2022 | 10 | 507.9338 | 521.7944 | 37.8508 | 72.7973 | 0
| All | All Customers | 8 | Average Weekday | CAISO | 1-in-10 | 2022 | 11 | 488.9937 | 501.4087 | 37.8837 | 75.9355 | 0
| All | All Customers | 8 | Average Weekday | CAISO | 1-in-10 | 2022 | 12 | 477.4036 | 493.7015 | 37.9121 | 79.0539 | 0
| All | All Customers | 8 | Average Weekday | CAISO | 1-in-10 | 2022 | 13 | 402.59 | 422.671 | 37.927 | 81.6854 | 0
| All | All Customers | 8 | Average Weekday | CAISO | 1-in-10 | 2022 | 14 | 373.6815 | 390.5078 | 37.8973 | 83.7858 | 0
| All | All Customers | 8 | Average Weekday | CAISO | 1-in-10 | 2022 | 15 | 330.7614 | 345.8481 | 37.8442 | 85.2137 | 0
| All | All Customers | 8 | Average Weekday | CAISO | 1-in-10 | 2022 | 16 | 284.1165 | 288.1476 | 37.8067 | 85.8037 | 0
| All | All Customers | 8 | Average Weekday | CAISO | 1-in-10 | 2022 | 17 | 265.4218 | 272.9664 | 38.1619 | 85.757 | 0
| All | All Customers | 8 | Average Weekday | CAISO | 1-in-10 | 2022 | 18 | 241.5727 | 255.878 | 38.216 | 84.8848 | 0
| All | All Customers | 8 | Average Weekday | CAISO | 1-in-10 | 2022 | 19 | 229.3663 | 252.7465 | 39.0705 | 83.3207 | 0
| All | All Customers | 8 | Average Weekday | CAISO | 1-in-10 | 2022 | 20 | 230.5038 | 249.913 | 37.9916 | 80.9246 | 0
| All | All Customers | 8 | Average Weekday | CAISO | 1-in-10 | 2022 | 21 | 255.5932 | 271.2881 | 38.3468 | 77.6224 | 0
| All | All Customers | 8 | Average Weekday | CAISO | 1-in-10 | 2022 | 22 | 413.4947 | 445.8662 | 37.7597 | 75.1915 | 0
| All | All Customers | 8 | Average Weekday | CAISO | 1-in-10 | 2022 | 23 | 431.8538 | 467.3171 | 37.7726 | 73.7628 | 0
| All | All Customers | 8 | Average Weekday | CAISO | 1-in-10 | 2022 | 24 | 453.1436 | 496.0572 | 37.7964 | 72.683 | 0
| All | All Customers | 8 | Monthly System Peak Day | CAISO | 1-in-10 | 2022 | 1 | 390.1748 | 382.9702 | 32.5336 | 74.963 | 0
| All | All Customers | 8 | Monthly System Peak Day | CAISO | 1-in-10 | 2022 | 2 | 375.9141 | 349.6643 | 32.5184 | 74.0975 | 0
| All | All Customers | 8 | Monthly System Peak Day | CAISO | 1-in-10 | 2022 | 3 | 457.5044 | 412.9452 | 32.5173 | 73.4693 | 0
| All | All Customers | 8 | Monthly System Peak Day | CAISO | 1-in-10 | 2022 | 4 | 558.8087 | 486.4192 | 32.5145 | 72.8742 | 0
| All | All Customers | 8 | Monthly System Peak Day | CAISO | 1-in-10 | 2022 | 5 | 538.7702 | 484.0638 | 32.5225 | 72.1898 | 0
| All | All Customers | 8 | Monthly System Peak Day | CAISO | 1-in-10 | 2022 | 6 | 549.1656 | 507.1768 | 32.5379 | 71.5783 | 0
| All | All Customers | 8 | Monthly System Peak Day | CAISO | 1-in-10 | 2022 | 7 | 562.9018 | 510.9993 | 32.5815 | 71.1706 | 0
| All | All Customers | 8 | Monthly System Peak Day | CAISO | 1-in-10 | 2022 | 8 | 573.7953 | 530.8173 | 32.5506 | 71.0271 | 0
| All | All Customers | 8 | Monthly System Peak Day | CAISO | 1-in-10 | 2022 | 9 | 516.6103 | 492.2317 | 32.553 | 73.2935 | 0
| All | All Customers | 8 | Monthly System Peak Day | CAISO | 1-in-10 | 2022 | 10 | 507.9338 | 472.8876 | 32.5383 | 77.163 | 0
| All | All Customers | 8 | Monthly System Peak Day | CAISO | 1-in-10 | 2022 | 11 | 488.9937 | 452.603 | 32.5513 | 82.0368 | 0
| All | All Customers | 8 | Monthly System Peak Day | CAISO | 1-in-10 | 2022 | 12 | 477.4036 | 442.4098 | 32.5694 | 86.9797 | 0
| All | All Customers | 8 | Monthly System Peak Day | CAISO | 1-in-10 | 2022 | 13 | 402.59 | 388.0364 | 32.5833 | 90.4847 | 0
| All | All Customers | 8 | Monthly System Peak Day | CAISO | 1-in-10 | 2022 | 14 | 373.6815 | 359.7309 | 32.5775 | 93.1945 | 0
| All | All Customers | 8 | Monthly System Peak Day | CAISO | 1-in-10 | 2022 | 15 | 330.7614 | 321.2988 | 32.5911 | 94.2092 | 0
| All | All Customers | 8 | Monthly System Peak Day | CAISO | 1-in-10 | 2022 | 16 | 284.1165 | 263.3498 | 32.5797 | 94.1071 | 0
| All | All Customers | 8 | Monthly System Peak Day | CAISO | 1-in-10 | 2022 | 17 | 265.4218 | 275.367 | 32.415 | 93.6937 | 0
| All | All Customers | 8 | Monthly System Peak Day | CAISO | 1-in-10 | 2022 | 18 | 241.5727 | 266.6082 | 32.5018 | 92.8131 | 0
| All | All Customers | 8 | Monthly System Peak Day | CAISO | 1-in-10 | 2022 | 19 | 229.3663 | 226.5901 | 32.1829 | 91.0316 | 0
| All | All Customers | 8 | Monthly System Peak Day | CAISO | 1-in-10 | 2022 | 20 | 230.5038 | 220.9391 | 32.0478 | 88.4661 | 0
| All | All Customers | 8 | Monthly System Peak Day | CAISO | 1-in-10 | 2022 | 21 | 255.5932 | 235.6098 | 33.2474 | 84.3055 | 0
| All | All Customers | 8 | Monthly System Peak Day | CAISO | 1-in-10 | 2022 | 22 | 413.4947 | 388.6937 | 32.6769 | 81.4134 | 0
| All | All Customers | 8 | Monthly System Peak Day | CAISO | 1-in-10 | 2022 | 23 | 431.8538 | 406.2263 | 32.5628 | 80.038 | 0
| All | All Customers | 8 | Monthly System Peak Day | CAISO | 1-in-10 | 2022 | 24 | 453.1436 | 433.6271 | 32.5452 | 78.823 | 0
| All | All Customers | 8 | Typical Event Day | CAISO | 1-in-10 | 2022 | 1 | 390.1748 | 382.9702 | 32.5336 | 76.1053 | 0
| All | All Customers | 8 | Typical Event Day | CAISO | 1-in-10 | 2022 | 2 | 375.9141 | 349.6643 | 32.5184 | 75.1038 | 0
| All | All Customers | 8 | Typical Event Day | CAISO | 1-in-10 | 2022 | 3 | 457.5044 | 412.9452 | 32.5173 | 74.1957 | 0
| All | All Customers | 8 | Typical Event Day | CAISO | 1-in-10 | 2022 | 4 | 558.8087 | 486.4192 | 32.5145 | 73.4679 | 0
| All | All Customers | 8 | Typical Event Day | CAISO | 1-in-10 | 2022 | 5 | 538.7702 | 484.0638 | 32.5225 | 72.7368 | 0
| All | All Customers | 8 | Typical Event Day | CAISO | 1-in-10 | 2022 | 6 | 549.1656 | 507.1768 | 32.5379 | 72.2123 | 0
| All | All Customers | 8 | Typical Event Day | CAISO | 1-in-10 | 2022 | 7 | 562.9018 | 510.9993 | 32.5815 | 71.8143 | 0
| All | All Customers | 8 | Typical Event Day | CAISO | 1-in-10 | 2022 | 8 | 573.7953 | 530.8173 | 32.5506 | 72.1822 | 0
| All | All Customers | 8 | Typical Event Day | CAISO | 1-in-10 | 2022 | 9 | 516.6103 | 492.2317 | 32.553 | 74.6794 | 0
| All | All Customers | 8 | Typical Event Day | CAISO | 1-in-10 | 2022 | 10 | 507.9338 | 472.8876 | 32.5383 | 78.8263 | 0
| All | All Customers | 8 | Typical Event Day | CAISO | 1-in-10 | 2022 | 11 | 488.9937 | 452.603 | 32.5513 | 83.5047 | 0
| All | All Customers | 8 | Typical Event Day | CAISO | 1-in-10 | 2022 | 12 | 477.4036 | 442.4098 | 32.5694 | 87.7653 | 0
| All | All Customers | 8 | Typical Event Day | CAISO | 1-in-10 | 2022 | 13 | 402.59 | 388.0364 | 32.5833 | 90.4856 | 0
| All | All Customers | 8 | Typical Event Day | CAISO | 1-in-10 | 2022 | 14 | 373.6815 | 359.7309 | 32.5775 | 92.4834 | 0
| All | All Customers | 8 | Typical Event Day | CAISO | 1-in-10 | 2022 | 15 | 330.7614 | 321.2988 | 32.5911 | 93.7562 | 0
| All | All Customers | 8 | Typical Event Day | CAISO | 1-in-10 | 2022 | 16 | 284.1165 | 263.3498 | 32.5797 | 94.2695 | 0
| All | All Customers | 8 | Typical Event Day | CAISO | 1-in-10 | 2022 | 17 | 265.4218 | 275.367 | 32.415 | 94.0144 | 0
| All | All Customers | 8 | Typical Event Day | CAISO | 1-in-10 | 2022 | 18 | 241.5727 | 266.6082 | 32.5018 | 93.2816 | 0
| All | All Customers | 8 | Typical Event Day | CAISO | 1-in-10 | 2022 | 19 | 229.3663 | 226.5901 | 32.1829 | 91.6543 | 0
| All | All Customers | 8 | Typical Event Day | CAISO | 1-in-10 | 2022 | 20 | 230.5038 | 220.9391 | 32.0478 | 88.7224 | 0
| All | All Customers | 8 | Typical Event Day | CAISO | 1-in-10 | 2022 | 21 | 255.5932 | 235.6098 | 33.2474 | 84.953 | 0
| All | All Customers | 8 | Typical Event Day | CAISO | 1-in-10 | 2022 | 22 | 413.4947 | 388.6937 | 32.6769 | 81.9084 | 0
| All | All Customers | 8 | Typical Event Day | CAISO | 1-in-10 | 2022 | 23 | 431.8538 | 406.2263 | 32.5628 | 79.9867 | 0
| All | All Customers | 8 | Typical Event Day | CAISO | 1-in-10 | 2022 | 24 | 453.1436 | 433.6271 | 32.5452 | 78.3992 | 0
| All | All Customers | 9 | Average Weekday | CAISO | 1-in-10 | 2022 | 1 | 359.8292 | 380.7043 | 40.4004 | 71.6865 | 0
| All | All Customers | 9 | Average Weekday | CAISO | 1-in-10 | 2022 | 2 | 357.3363 | 367.9659 | 40.3957 | 70.7796 | 0
| All | All Customers | 9 | Average Weekday | CAISO | 1-in-10 | 2022 | 3 | 450.9162 | 457.7455 | 40.3942 | 69.9662 | 0
| All | All Customers | 9 | Average Weekday | CAISO | 1-in-10 | 2022 | 4 | 554.7036 | 565.2527 | 40.3933 | 69.2514 | 0
| All | All Customers | 9 | Average Weekday | CAISO | 1-in-10 | 2022 | 5 | 523.7796 | 541.3815 | 40.3905 | 68.63 | 0
| All | All Customers | 9 | Average Weekday | CAISO | 1-in-10 | 2022 | 6 | 523.0917 | 551.1613 | 40.3845 | 68.1028 | 0
| All | All Customers | 9 | Average Weekday | CAISO | 1-in-10 | 2022 | 7 | 547.6428 | 566.1625 | 40.3753 | 67.6712 | 0
| All | All Customers | 9 | Average Weekday | CAISO | 1-in-10 | 2022 | 8 | 547.9686 | 564.3184 | 40.4091 | 67.4139 | 0
| All | All Customers | 9 | Average Weekday | CAISO | 1-in-10 | 2022 | 9 | 488.6972 | 505.4441 | 40.4437 | 68.8038 | 0
| All | All Customers | 9 | Average Weekday | CAISO | 1-in-10 | 2022 | 10 | 486.6774 | 496.0116 | 40.4409 | 71.9381 | 0
| All | All Customers | 9 | Average Weekday | CAISO | 1-in-10 | 2022 | 11 | 471.5067 | 480.1265 | 40.4828 | 75.5259 | 0
| All | All Customers | 9 | Average Weekday | CAISO | 1-in-10 | 2022 | 12 | 462.7498 | 471.8403 | 40.5254 | 78.9902 | 0
| All | All Customers | 9 | Average Weekday | CAISO | 1-in-10 | 2022 | 13 | 397.2864 | 407.9539 | 40.5438 | 81.7014 | 0
| All | All Customers | 9 | Average Weekday | CAISO | 1-in-10 | 2022 | 14 | 364.8622 | 374.9254 | 40.5097 | 83.6224 | 0
| All | All Customers | 9 | Average Weekday | CAISO | 1-in-10 | 2022 | 15 | 328.5393 | 338.3625 | 40.4406 | 84.909 | 0
| All | All Customers | 9 | Average Weekday | CAISO | 1-in-10 | 2022 | 16 | 297.2944 | 296.6509 | 40.3909 | 85.3183 | 0
| All | All Customers | 9 | Average Weekday | CAISO | 1-in-10 | 2022 | 17 | 269.1253 | 282.0001 | 40.6218 | 85.1738 | 0
| All | All Customers | 9 | Average Weekday | CAISO | 1-in-10 | 2022 | 18 | 250.0782 | 267.9355 | 40.5467 | 84.2725 | 0
| All | All Customers | 9 | Average Weekday | CAISO | 1-in-10 | 2022 | 19 | 253.7403 | 264.321 | 41.757 | 82.4554 | 0
| All | All Customers | 9 | Average Weekday | CAISO | 1-in-10 | 2022 | 20 | 255.5105 | 264.0713 | 40.2732 | 79.5745 | 0
| All | All Customers | 9 | Average Weekday | CAISO | 1-in-10 | 2022 | 21 | 272.3387 | 282.326 | 40.4287 | 76.5206 | 0
| All | All Customers | 9 | Average Weekday | CAISO | 1-in-10 | 2022 | 22 | 412.7939 | 435.8209 | 40.353 | 74.7105 | 0
| All | All Customers | 9 | Average Weekday | CAISO | 1-in-10 | 2022 | 23 | 411.6014 | 434.2358 | 40.4023 | 73.3727 | 0
| All | All Customers | 9 | Average Weekday | CAISO | 1-in-10 | 2022 | 24 | 422.9065 | 454.0249 | 40.4074 | 72.2628 | 0
| All | All Customers | 9 | Monthly System Peak Day | CAISO | 1-in-10 | 2022 | 1 | 359.8292 | 343.1985 | 40.479 | 78.6518 | 0
| All | All Customers | 9 | Monthly System Peak Day | CAISO | 1-in-10 | 2022 | 2 | 357.3363 | 320.3369 | 40.4658 | 77.5283 | 0
| All | All Customers | 9 | Monthly System Peak Day | CAISO | 1-in-10 | 2022 | 3 | 450.9162 | 388.8868 | 40.4643 | 76.5704 | 0
| All | All Customers | 9 | Monthly System Peak Day | CAISO | 1-in-10 | 2022 | 4 | 554.7036 | 454.3047 | 40.4601 | 76.0136 | 0
| All | All Customers | 9 | Monthly System Peak Day | CAISO | 1-in-10 | 2022 | 5 | 523.7796 | 437.2292 | 40.467 | 75.6065 | 0
| All | All Customers | 9 | Monthly System Peak Day | CAISO | 1-in-10 | 2022 | 6 | 523.0917 | 449.783 | 40.478 | 75.2741 | 0
| All | All Customers | 9 | Monthly System Peak Day | CAISO | 1-in-10 | 2022 | 7 | 547.6428 | 474.8643 | 40.5304 | 75.0385 | 0
| All | All Customers | 9 | Monthly System Peak Day | CAISO | 1-in-10 | 2022 | 8 | 547.9686 | 476.925 | 40.4994 | 75.5037 | 0
| All | All Customers | 9 | Monthly System Peak Day | CAISO | 1-in-10 | 2022 | 9 | 488.6972 | 456.9502 | 40.5036 | 76.9356 | 0
| All | All Customers | 9 | Monthly System Peak Day | CAISO | 1-in-10 | 2022 | 10 | 486.6774 | 441.9234 | 40.5012 | 80.2439 | 0
| All | All Customers | 9 | Monthly System Peak Day | CAISO | 1-in-10 | 2022 | 11 | 471.5067 | 426.9972 | 40.5053 | 85.05 | 0
| All | All Customers | 9 | Monthly System Peak Day | CAISO | 1-in-10 | 2022 | 12 | 462.7498 | 418.7965 | 40.5057 | 89.2714 | 0
| All | All Customers | 9 | Monthly System Peak Day | CAISO | 1-in-10 | 2022 | 13 | 397.2864 | 366.4844 | 40.5142 | 92.498 | 0
| All | All Customers | 9 | Monthly System Peak Day | CAISO | 1-in-10 | 2022 | 14 | 364.8622 | 338.4865 | 40.5101 | 94.4061 | 0
| All | All Customers | 9 | Monthly System Peak Day | CAISO | 1-in-10 | 2022 | 15 | 328.5393 | 309.4056 | 40.5329 | 95.6612 | 0
| All | All Customers | 9 | Monthly System Peak Day | CAISO | 1-in-10 | 2022 | 16 | 297.2944 | 266.3434 | 40.5414 | 96.0092 | 0
| All | All Customers | 9 | Monthly System Peak Day | CAISO | 1-in-10 | 2022 | 17 | 269.1253 | 280.05 | 40.4281 | 96.2122 | 0
| All | All Customers | 9 | Monthly System Peak Day | CAISO | 1-in-10 | 2022 | 18 | 250.0782 | 273.8523 | 40.4366 | 95.0316 | 0
| All | All Customers | 9 | Monthly System Peak Day | CAISO | 1-in-10 | 2022 | 19 | 253.7403 | 225.1998 | 40.9077 | 93.3908 | 0
| All | All Customers | 9 | Monthly System Peak Day | CAISO | 1-in-10 | 2022 | 20 | 255.5105 | 216.1974 | 39.648 | 91.0112 | 0
| All | All Customers | 9 | Monthly System Peak Day | CAISO | 1-in-10 | 2022 | 21 | 272.3387 | 241.1187 | 40.5804 | 87.852 | 0
| All | All Customers | 9 | Monthly System Peak Day | CAISO | 1-in-10 | 2022 | 22 | 412.7939 | 370.7543 | 40.5779 | 86.1918 | 0
| All | All Customers | 9 | Monthly System Peak Day | CAISO | 1-in-10 | 2022 | 23 | 411.6014 | 366.1747 | 40.4721 | 84.9041 | 0
| All | All Customers | 9 | Monthly System Peak Day | CAISO | 1-in-10 | 2022 | 24 | 422.9065 | 386.6572 | 40.4814 | 83.2214 | 0
| All | All Customers | 10 | Average Weekday | CAISO | 1-in-10 | 2022 | 1 | 385.5784 | 399.3513 | 37.6947 | 67.7185 | 0
| All | All Customers | 10 | Average Weekday | CAISO | 1-in-10 | 2022 | 2 | 365.9502 | 373.0411 | 37.6015 | 66.8116 | 0
| All | All Customers | 10 | Average Weekday | CAISO | 1-in-10 | 2022 | 3 | 456.3715 | 466.3833 | 37.5882 | 66.0895 | 0
| All | All Customers | 10 | Average Weekday | CAISO | 1-in-10 | 2022 | 4 | 562.2761 | 577.2034 | 37.5563 | 65.4005 | 0
| All | All Customers | 10 | Average Weekday | CAISO | 1-in-10 | 2022 | 5 | 571.1395 | 588.134 | 37.5617 | 64.7636 | 0
| All | All Customers | 10 | Average Weekday | CAISO | 1-in-10 | 2022 | 6 | 581.0112 | 602.0954 | 37.5304 | 64.2657 | 0
| All | All Customers | 10 | Average Weekday | CAISO | 1-in-10 | 2022 | 7 | 589.5369 | 605.0452 | 37.5431 | 63.7933 | 0
| All | All Customers | 10 | Average Weekday | CAISO | 1-in-10 | 2022 | 8 | 614.1056 | 638.3319 | 37.7937 | 63.4726 | 0
| All | All Customers | 10 | Average Weekday | CAISO | 1-in-10 | 2022 | 9 | 556.7635 | 593.0844 | 38.0482 | 63.925 | 0
| All | All Customers | 10 | Average Weekday | CAISO | 1-in-10 | 2022 | 10 | 543.0017 | 562.9565 | 37.8314 | 66.8175 | 0
| All | All Customers | 10 | Average Weekday | CAISO | 1-in-10 | 2022 | 11 | 535.9648 | 550.7979 | 37.9571 | 70.6107 | 0
| All | All Customers | 10 | Average Weekday | CAISO | 1-in-10 | 2022 | 12 | 519.0837 | 529.5566 | 38.0955 | 74.3318 | 0
| All | All Customers | 10 | Average Weekday | CAISO | 1-in-10 | 2022 | 13 | 428.2384 | 437.1174 | 38.1877 | 77.3255 | 0
| All | All Customers | 10 | Average Weekday | CAISO | 1-in-10 | 2022 | 14 | 377.4253 | 383.5627 | 38.0826 | 79.3286 | 0
| All | All Customers | 10 | Average Weekday | CAISO | 1-in-10 | 2022 | 15 | 336.6703 | 341.9277 | 37.8725 | 80.544 | 0
| All | All Customers | 10 | Average Weekday | CAISO | 1-in-10 | 2022 | 16 | 290.3693 | 292.5755 | 37.6001 | 81.0973 | 0
| All | All Customers | 10 | Average Weekday | CAISO | 1-in-10 | 2022 | 17 | 270.3646 | 278.0186 | 37.3718 | 81.0095 | 0
| All | All Customers | 10 | Average Weekday | CAISO | 1-in-10 | 2022 | 18 | 262.3824 | 268.435 | 37.3979 | 80.1858 | 0
| All | All Customers | 10 | Average Weekday | CAISO | 1-in-10 | 2022 | 19 | 252.8462 | 257.9217 | 37.8951 | 78.2469 | 0
| All | All Customers | 10 | Average Weekday | CAISO | 1-in-10 | 2022 | 20 | 255.097 | 259.6297 | 37.3376 | 75.1596 | 0
| All | All Customers | 10 | Average Weekday | CAISO | 1-in-10 | 2022 | 21 | 263.3876 | 268.2952 | 37.3983 | 72.8835 | 0
| All | All Customers | 10 | Average Weekday | CAISO | 1-in-10 | 2022 | 22 | 433.4502 | 455.53 | 37.5852 | 71.2801 | 0
| All | All Customers | 10 | Average Weekday | CAISO | 1-in-10 | 2022 | 23 | 418.8575 | 442.3418 | 37.6793 | 69.9309 | 0
| All | All Customers | 10 | Average Weekday | CAISO | 1-in-10 | 2022 | 24 | 431.3289 | 462.8995 | 37.7868 | 68.7679 | 0
| All | All Customers | 10 | Monthly System Peak Day | CAISO | 1-in-10 | 2022 | 1 | 385.5784 | 413.3969 | 37.3156 | 77.3176 | 0
| All | All Customers | 10 | Monthly System Peak Day | CAISO | 1-in-10 | 2022 | 2 | 365.9502 | 380.2481 | 37.3583 | 76.1669 | 0
| All | All Customers | 10 | Monthly System Peak Day | CAISO | 1-in-10 | 2022 | 3 | 456.3715 | 474.2411 | 37.3648 | 75.1587 | 0
| All | All Customers | 10 | Monthly System Peak Day | CAISO | 1-in-10 | 2022 | 4 | 562.2761 | 582.2025 | 37.3859 | 74.1818 | 0
| All | All Customers | 10 | Monthly System Peak Day | CAISO | 1-in-10 | 2022 | 5 | 571.1395 | 595.6971 | 37.3831 | 73.7402 | 0
| All | All Customers | 10 | Monthly System Peak Day | CAISO | 1-in-10 | 2022 | 6 | 581.0112 | 603.3201 | 37.4098 | 73.4987 | 0
| All | All Customers | 10 | Monthly System Peak Day | CAISO | 1-in-10 | 2022 | 7 | 589.5369 | 602.8168 | 37.4165 | 72.796 | 0
| All | All Customers | 10 | Monthly System Peak Day | CAISO | 1-in-10 | 2022 | 8 | 614.1056 | 650.0538 | 37.293 | 72.3983 | 0
| All | All Customers | 10 | Monthly System Peak Day | CAISO | 1-in-10 | 2022 | 9 | 556.7635 | 603.9019 | 37.2532 | 73.0147 | 0
| All | All Customers | 10 | Monthly System Peak Day | CAISO | 1-in-10 | 2022 | 10 | 543.0017 | 568.5919 | 37.3029 | 76.7836 | 0
| All | All Customers | 10 | Monthly System Peak Day | CAISO | 1-in-10 | 2022 | 11 | 535.9648 | 560.4533 | 37.3327 | 80.6676 | 0
| All | All Customers | 10 | Monthly System Peak Day | CAISO | 1-in-10 | 2022 | 12 | 519.0837 | 542.4053 | 37.3966 | 84.0936 | 0
| All | All Customers | 10 | Monthly System Peak Day | CAISO | 1-in-10 | 2022 | 13 | 428.2384 | 440.9824 | 37.4586 | 86.8585 | 0
| All | All Customers | 10 | Monthly System Peak Day | CAISO | 1-in-10 | 2022 | 14 | 377.4253 | 384.4822 | 37.4011 | 88.4053 | 0
| All | All Customers | 10 | Monthly System Peak Day | CAISO | 1-in-10 | 2022 | 15 | 336.6703 | 341.4647 | 37.3274 | 89.1532 | 0
| All | All Customers | 10 | Monthly System Peak Day | CAISO | 1-in-10 | 2022 | 16 | 290.3693 | 290.3493 | 37.367 | 89.8404 | 0
| All | All Customers | 10 | Monthly System Peak Day | CAISO | 1-in-10 | 2022 | 17 | 270.3646 | 278.1436 | 37.3416 | 89.2723 | 0
| All | All Customers | 10 | Monthly System Peak Day | CAISO | 1-in-10 | 2022 | 18 | 262.3824 | 269.0768 | 37.3282 | 88.0713 | 0
| All | All Customers | 10 | Monthly System Peak Day | CAISO | 1-in-10 | 2022 | 19 | 252.8462 | 256.8001 | 38.0272 | 84.9362 | 0
| All | All Customers | 10 | Monthly System Peak Day | CAISO | 1-in-10 | 2022 | 20 | 255.097 | 258.6477 | 37.3374 | 81.3926 | 0
| All | All Customers | 10 | Monthly System Peak Day | CAISO | 1-in-10 | 2022 | 21 | 263.3876 | 269.145 | 37.4562 | 78.3037 | 0
| All | All Customers | 10 | Monthly System Peak Day | CAISO | 1-in-10 | 2022 | 22 | 433.4502 | 455.7442 | 37.3869 | 76.5022 | 0
| All | All Customers | 10 | Monthly System Peak Day | CAISO | 1-in-10 | 2022 | 23 | 418.8575 | 446.7208 | 37.3362 | 75.3302 | 0
| All | All Customers | 10 | Monthly System Peak Day | CAISO | 1-in-10 | 2022 | 24 | 431.3289 | 483.0076 | 37.2843 | 74.257 | 0
| All | All Customers | 11 | Average Weekday | CAISO | 1-in-10 | 2022 | 1 | 362.0858 | 370.2946 | 37.5968 | 56.8635 | 0
| All | All Customers | 11 | Average Weekday | CAISO | 1-in-10 | 2022 | 2 | 346.5771 | 353.2563 | 37.5846 | 55.8747 | 0
| All | All Customers | 11 | Average Weekday | CAISO | 1-in-10 | 2022 | 3 | 436.5197 | 448.1261 | 37.5615 | 54.963 | 0
| All | All Customers | 11 | Average Weekday | CAISO | 1-in-10 | 2022 | 4 | 548.8195 | 567.0302 | 37.5653 | 54.0459 | 0
| All | All Customers | 11 | Average Weekday | CAISO | 1-in-10 | 2022 | 5 | 544.4751 | 573.5176 | 37.5449 | 53.2576 | 0
| All | All Customers | 11 | Average Weekday | CAISO | 1-in-10 | 2022 | 6 | 557.278 | 593.6479 | 37.5539 | 52.6836 | 0
| All | All Customers | 11 | Average Weekday | CAISO | 1-in-10 | 2022 | 7 | 570.7061 | 587.0162 | 37.7258 | 52.2571 | 0
| All | All Customers | 11 | Average Weekday | CAISO | 1-in-10 | 2022 | 8 | 583.918 | 597.5952 | 37.8979 | 52.0378 | 0
| All | All Customers | 11 | Average Weekday | CAISO | 1-in-10 | 2022 | 9 | 531.2516 | 557.1002 | 37.7529 | 53.6165 | 0
| All | All Customers | 11 | Average Weekday | CAISO | 1-in-10 | 2022 | 10 | 517.3604 | 531.6079 | 37.832 | 57.5818 | 0
| All | All Customers | 11 | Average Weekday | CAISO | 1-in-10 | 2022 | 11 | 502.0519 | 511.4784 | 37.9289 | 62.1705 | 0
| All | All Customers | 11 | Average Weekday | CAISO | 1-in-10 | 2022 | 12 | 490.5055 | 497.2609 | 37.9945 | 65.9389 | 0
| All | All Customers | 11 | Average Weekday | CAISO | 1-in-10 | 2022 | 13 | 407.3409 | 417.1772 | 37.9345 | 68.6396 | 0
| All | All Customers | 11 | Average Weekday | CAISO | 1-in-10 | 2022 | 14 | 369.0621 | 376.2249 | 37.8066 | 70.2556 | 0
| All | All Customers | 11 | Average Weekday | CAISO | 1-in-10 | 2022 | 15 | 318.9571 | 326.0902 | 37.614 | 71.0991 | 0
| All | All Customers | 11 | Average Weekday | CAISO | 1-in-10 | 2022 | 16 | 280.2154 | 282.0267 | 37.6135 | 71.2778 | 0
| All | All Customers | 11 | Average Weekday | CAISO | 1-in-10 | 2022 | 17 | 259.1905 | 265.6128 | 37.3975 | 70.5447 | 0
| All | All Customers | 11 | Average Weekday | CAISO | 1-in-10 | 2022 | 18 | 248.2192 | 254.7827 | 37.4628 | 68.5584 | 0
| All | All Customers | 11 | Average Weekday | CAISO | 1-in-10 | 2022 | 19 | 242.4023 | 246.8279 | 37.3381 | 65.9823 | 0
| All | All Customers | 11 | Average Weekday | CAISO | 1-in-10 | 2022 | 20 | 242.1825 | 312.2118 | 44.8387 | 63.7891 | 0
| All | All Customers | 11 | Average Weekday | CAISO | 1-in-10 | 2022 | 21 | 244.8842 | 250.1636 | 37.4282 | 62.0355 | 0
| All | All Customers | 11 | Average Weekday | CAISO | 1-in-10 | 2022 | 22 | 407.9727 | 427.8453 | 37.6405 | 60.4145 | 0
| All | All Customers | 11 | Average Weekday | CAISO | 1-in-10 | 2022 | 23 | 393.8775 | 410.5147 | 37.7178 | 59.0563 | 0
| All | All Customers | 11 | Average Weekday | CAISO | 1-in-10 | 2022 | 24 | 404.4809 | 420.5878 | 37.6621 | 57.8888 | 0
| All | All Customers | 11 | Monthly System Peak Day | CAISO | 1-in-10 | 2022 | 1 | 362.0858 | 378.5031 | 37.3764 | 70.1098 | 0
| All | All Customers | 11 | Monthly System Peak Day | CAISO | 1-in-10 | 2022 | 2 | 346.5771 | 359.5476 | 37.376 | 68.6984 | 0
| All | All Customers | 11 | Monthly System Peak Day | CAISO | 1-in-10 | 2022 | 3 | 436.5197 | 454.0781 | 37.401 | 67.9816 | 0
| All | All Customers | 11 | Monthly System Peak Day | CAISO | 1-in-10 | 2022 | 4 | 548.8195 | 573.2115 | 37.3945 | 66.567 | 0
| All | All Customers | 11 | Monthly System Peak Day | CAISO | 1-in-10 | 2022 | 5 | 544.4751 | 577.8689 | 37.4269 | 65.7416 | 0
| All | All Customers | 11 | Monthly System Peak Day | CAISO | 1-in-10 | 2022 | 6 | 557.278 | 596.4425 | 37.4253 | 64.8535 | 0
| All | All Customers | 11 | Monthly System Peak Day | CAISO | 1-in-10 | 2022 | 7 | 570.7061 | 587.3232 | 37.2667 | 64.5405 | 0
| All | All Customers | 11 | Monthly System Peak Day | CAISO | 1-in-10 | 2022 | 8 | 583.918 | 621.3514 | 37.2318 | 65.0685 | 0
| All | All Customers | 11 | Monthly System Peak Day | CAISO | 1-in-10 | 2022 | 9 | 531.2516 | 565.2405 | 37.3395 | 66.6631 | 0
| All | All Customers | 11 | Monthly System Peak Day | CAISO | 1-in-10 | 2022 | 10 | 517.3604 | 540.4891 | 37.3184 | 70.9158 | 0
| All | All Customers | 11 | Monthly System Peak Day | CAISO | 1-in-10 | 2022 | 11 | 502.0519 | 524.7217 | 37.4104 | 77.9199 | 0
| All | All Customers | 11 | Monthly System Peak Day | CAISO | 1-in-10 | 2022 | 12 | 490.5055 | 512.9007 | 37.5371 | 83.7981 | 0
| All | All Customers | 11 | Monthly System Peak Day | CAISO | 1-in-10 | 2022 | 13 | 407.3409 | 420.7375 | 37.5233 | 87.3606 | 0
| All | All Customers | 11 | Monthly System Peak Day | CAISO | 1-in-10 | 2022 | 14 | 369.0621 | 375.8432 | 37.4137 | 89.2394 | 0
| All | All Customers | 11 | Monthly System Peak Day | CAISO | 1-in-10 | 2022 | 15 | 318.9571 | 325.7431 | 37.4093 | 89.9202 | 0
| All | All Customers | 11 | Monthly System Peak Day | CAISO | 1-in-10 | 2022 | 16 | 280.2154 | 279.8168 | 37.3619 | 90.0734 | 0
| All | All Customers | 11 | Monthly System Peak Day | CAISO | 1-in-10 | 2022 | 17 | 259.1905 | 266.6848 | 37.3237 | 89.4596 | 0
| All | All Customers | 11 | Monthly System Peak Day | CAISO | 1-in-10 | 2022 | 18 | 248.2192 | 257.2215 | 37.2775 | 87.6979 | 0
| All | All Customers | 11 | Monthly System Peak Day | CAISO | 1-in-10 | 2022 | 19 | 242.4023 | 246.5627 | 37.3378 | 84.6872 | 0
| All | All Customers | 11 | Monthly System Peak Day | CAISO | 1-in-10 | 2022 | 20 | 242.1825 | 367.8044 | 48.992 | 80.8862 | 0
| All | All Customers | 11 | Monthly System Peak Day | CAISO | 1-in-10 | 2022 | 21 | 244.8842 | 250.8784 | 37.4851 | 77.491 | 0
| All | All Customers | 11 | Monthly System Peak Day | CAISO | 1-in-10 | 2022 | 22 | 407.9727 | 430.1028 | 37.3352 | 74.8802 | 0
| All | All Customers | 11 | Monthly System Peak Day | CAISO | 1-in-10 | 2022 | 23 | 393.8775 | 417.8093 | 37.285 | 72.6836 | 0
| All | All Customers | 11 | Monthly System Peak Day | CAISO | 1-in-10 | 2022 | 24 | 404.4809 | 434.9345 | 37.3326 | 71.115 | 0
| All | All Customers | 12 | Average Weekday | CAISO | 1-in-10 | 2022 | 1 | 401.5061 | 409.953 | 37.4844 | 51.621 | 0
| All | All Customers | 12 | Average Weekday | CAISO | 1-in-10 | 2022 | 2 | 386.9605 | 394.3946 | 37.4788 | 50.8313 | 0
| All | All Customers | 12 | Average Weekday | CAISO | 1-in-10 | 2022 | 3 | 475.3076 | 487.0414 | 37.4781 | 50.0968 | 0
| All | All Customers | 12 | Average Weekday | CAISO | 1-in-10 | 2022 | 4 | 590.3826 | 608.5406 | 37.4774 | 49.3942 | 0
| All | All Customers | 12 | Average Weekday | CAISO | 1-in-10 | 2022 | 5 | 587.3823 | 618.8604 | 37.4801 | 48.808 | 0
| All | All Customers | 12 | Average Weekday | CAISO | 1-in-10 | 2022 | 6 | 586.9996 | 626.2264 | 37.4845 | 48.2755 | 0
| All | All Customers | 12 | Average Weekday | CAISO | 1-in-10 | 2022 | 7 | 594.6011 | 611.5125 | 37.4906 | 47.8685 | 0
| All | All Customers | 12 | Average Weekday | CAISO | 1-in-10 | 2022 | 8 | 612.627 | 628.8978 | 37.4992 | 47.8005 | 0
| All | All Customers | 12 | Average Weekday | CAISO | 1-in-10 | 2022 | 9 | 551.5253 | 578.6995 | 37.5087 | 48.5796 | 0
| All | All Customers | 12 | Average Weekday | CAISO | 1-in-10 | 2022 | 10 | 528.718 | 544.8853 | 37.4976 | 51.4553 | 0
| All | All Customers | 12 | Average Weekday | CAISO | 1-in-10 | 2022 | 11 | 516.2988 | 527.1292 | 37.5141 | 55.0915 | 0
| All | All Customers | 12 | Average Weekday | CAISO | 1-in-10 | 2022 | 12 | 503.7338 | 510.2754 | 37.5304 | 58.3887 | 0
| All | All Customers | 12 | Average Weekday | CAISO | 1-in-10 | 2022 | 13 | 426.9199 | 436.2959 | 37.5405 | 60.7438 | 0
| All | All Customers | 12 | Average Weekday | CAISO | 1-in-10 | 2022 | 14 | 391.7789 | 399.0656 | 37.5285 | 62.2884 | 0
| All | All Customers | 12 | Average Weekday | CAISO | 1-in-10 | 2022 | 15 | 359.2711 | 365.4482 | 37.5037 | 63.0612 | 0
| All | All Customers | 12 | Average Weekday | CAISO | 1-in-10 | 2022 | 16 | 319.1082 | 320.4373 | 37.4844 | 63.165 | 0
| All | All Customers | 12 | Average Weekday | CAISO | 1-in-10 | 2022 | 17 | 304.1787 | 312.3063 | 37.3572 | 62.4635 | 0
| All | All Customers | 12 | Average Weekday | CAISO | 1-in-10 | 2022 | 18 | 295.0119 | 302.163 | 37.3572 | 60.5337 | 0
| All | All Customers | 12 | Average Weekday | CAISO | 1-in-10 | 2022 | 19 | 291.7333 | 295.973 | 37.3377 | 58.3625 | 0
| All | All Customers | 12 | Average Weekday | CAISO | 1-in-10 | 2022 | 20 | 299.867 | 371.2143 | 38.0054 | 56.7838 | 0
| All | All Customers | 12 | Average Weekday | CAISO | 1-in-10 | 2022 | 21 | 303.9273 | 309.2505 | 37.3975 | 55.4689 | 0
| All | All Customers | 12 | Average Weekday | CAISO | 1-in-10 | 2022 | 22 | 454.4179 | 473.8145 | 37.4867 | 54.2664 | 0
| All | All Customers | 12 | Average Weekday | CAISO | 1-in-10 | 2022 | 23 | 439.6223 | 456.2072 | 37.491 | 53.2281 | 0
| All | All Customers | 12 | Average Weekday | CAISO | 1-in-10 | 2022 | 24 | 448.3595 | 464.7893 | 37.4917 | 52.3471 | 0
| All | All Customers | 12 | Monthly System Peak Day | CAISO | 1-in-10 | 2022 | 1 | 401.5061 | 409.953 | 37.4844 | 42.9142 | 0
| All | All Customers | 12 | Monthly System Peak Day | CAISO | 1-in-10 | 2022 | 2 | 386.9605 | 394.3946 | 37.4788 | 41.9747 | 0
| All | All Customers | 12 | Monthly System Peak Day | CAISO | 1-in-10 | 2022 | 3 | 475.3076 | 487.0414 | 37.4781 | 40.9278 | 0
| All | All Customers | 12 | Monthly System Peak Day | CAISO | 1-in-10 | 2022 | 4 | 590.3826 | 608.5406 | 37.4774 | 40.057 | 0
| All | All Customers | 12 | Monthly System Peak Day | CAISO | 1-in-10 | 2022 | 5 | 587.3823 | 618.8604 | 37.4801 | 39.156 | 0
| All | All Customers | 12 | Monthly System Peak Day | CAISO | 1-in-10 | 2022 | 6 | 586.9996 | 626.2264 | 37.4845 | 38.165 | 0
| All | All Customers | 12 | Monthly System Peak Day | CAISO | 1-in-10 | 2022 | 7 | 594.6011 | 611.5125 | 37.4906 | 37.3427 | 0
| All | All Customers | 12 | Monthly System Peak Day | CAISO | 1-in-10 | 2022 | 8 | 612.627 | 628.8978 | 37.4992 | 37.5165 | 0
| All | All Customers | 12 | Monthly System Peak Day | CAISO | 1-in-10 | 2022 | 9 | 551.5253 | 578.6995 | 37.5087 | 38.7112 | 0
| All | All Customers | 12 | Monthly System Peak Day | CAISO | 1-in-10 | 2022 | 10 | 528.718 | 544.8853 | 37.4976 | 42.6329 | 0
| All | All Customers | 12 | Monthly System Peak Day | CAISO | 1-in-10 | 2022 | 11 | 516.2988 | 527.1292 | 37.5141 | 47.0512 | 0
| All | All Customers | 12 | Monthly System Peak Day | CAISO | 1-in-10 | 2022 | 12 | 503.7338 | 510.2754 | 37.5304 | 49.8976 | 0
| All | All Customers | 12 | Monthly System Peak Day | CAISO | 1-in-10 | 2022 | 13 | 426.9199 | 436.2959 | 37.5405 | 51.2001 | 0
| All | All Customers | 12 | Monthly System Peak Day | CAISO | 1-in-10 | 2022 | 14 | 391.7789 | 399.0656 | 37.5285 | 52.4006 | 0
| All | All Customers | 12 | Monthly System Peak Day | CAISO | 1-in-10 | 2022 | 15 | 359.2711 | 365.4482 | 37.5037 | 53.432 | 0
| All | All Customers | 12 | Monthly System Peak Day | CAISO | 1-in-10 | 2022 | 16 | 319.1082 | 320.4373 | 37.4844 | 53.8276 | 0
| All | All Customers | 12 | Monthly System Peak Day | CAISO | 1-in-10 | 2022 | 17 | 304.1787 | 312.3063 | 37.3572 | 53.5174 | 0
| All | All Customers | 12 | Monthly System Peak Day | CAISO | 1-in-10 | 2022 | 18 | 295.0119 | 302.163 | 37.3572 | 51.7141 | 0
| All | All Customers | 12 | Monthly System Peak Day | CAISO | 1-in-10 | 2022 | 19 | 291.7333 | 295.973 | 37.3377 | 49.5135 | 0
| All | All Customers | 12 | Monthly System Peak Day | CAISO | 1-in-10 | 2022 | 20 | 299.867 | 371.2143 | 38.0054 | 48.193 | 0
| All | All Customers | 12 | Monthly System Peak Day | CAISO | 1-in-10 | 2022 | 21 | 303.9273 | 309.2505 | 37.3975 | 46.7799 | 0
| All | All Customers | 12 | Monthly System Peak Day | CAISO | 1-in-10 | 2022 | 22 | 454.4179 | 473.8145 | 37.4867 | 45.0996 | 0
| All | All Customers | 12 | Monthly System Peak Day | CAISO | 1-in-10 | 2022 | 23 | 439.6223 | 456.2072 | 37.491 | 44.3117 | 0
| All | All Customers | 12 | Monthly System Peak Day | CAISO | 1-in-10 | 2022 | 24 | 448.3595 | 464.7893 | 37.4917 | 43.8263 | 0
| All | All Customers | 1 | Average Weekday | CAISO | 1-in-10 | 2023 | 1 | 405.4424 | 413.4242 | 35.9968 | 49.4499 | 0
| All | All Customers | 1 | Average Weekday | CAISO | 1-in-10 | 2023 | 2 | 393.2353 | 401.1688 | 35.9909 | 48.6517 | 0
| All | All Customers | 1 | Average Weekday | CAISO | 1-in-10 | 2023 | 3 | 488.5825 | 500.9726 | 35.9902 | 48.0156 | 0
| All | All Customers | 1 | Average Weekday | CAISO | 1-in-10 | 2023 | 4 | 600.9962 | 619.6593 | 35.9896 | 47.3298 | 0
| All | All Customers | 1 | Average Weekday | CAISO | 1-in-10 | 2023 | 5 | 598.3947 | 629.0172 | 35.9925 | 46.6643 | 0
| All | All Customers | 1 | Average Weekday | CAISO | 1-in-10 | 2023 | 6 | 606.6947 | 645.3917 | 35.9975 | 46.0566 | 0
| All | All Customers | 1 | Average Weekday | CAISO | 1-in-10 | 2023 | 7 | 621.626 | 638.2852 | 36.0042 | 45.5653 | 0
| All | All Customers | 1 | Average Weekday | CAISO | 1-in-10 | 2023 | 8 | 642.8683 | 658.7876 | 36.0123 | 45.3715 | 0
| All | All Customers | 1 | Average Weekday | CAISO | 1-in-10 | 2023 | 9 | 576.6886 | 601.9594 | 36.021 | 45.9366 | 0
| All | All Customers | 1 | Average Weekday | CAISO | 1-in-10 | 2023 | 10 | 563.4841 | 578.2624 | 36.0091 | 48.7274 | 0
| All | All Customers | 1 | Average Weekday | CAISO | 1-in-10 | 2023 | 11 | 546.2203 | 555.9303 | 36.0255 | 52.3553 | 0
| All | All Customers | 1 | Average Weekday | CAISO | 1-in-10 | 2023 | 12 | 536.3079 | 542.6518 | 36.0418 | 55.6424 | 0
| All | All Customers | 1 | Average Weekday | CAISO | 1-in-10 | 2023 | 13 | 462.6429 | 472.0122 | 36.052 | 57.9774 | 0
| All | All Customers | 1 | Average Weekday | CAISO | 1-in-10 | 2023 | 14 | 424.3261 | 431.283 | 36.0402 | 59.4872 | 0
| All | All Customers | 1 | Average Weekday | CAISO | 1-in-10 | 2023 | 15 | 387.1099 | 392.7578 | 36.0157 | 60.4221 | 0
| All | All Customers | 1 | Average Weekday | CAISO | 1-in-10 | 2023 | 16 | 345.7321 | 347.0124 | 35.9965 | 60.7972 | 0
| All | All Customers | 1 | Average Weekday | CAISO | 1-in-10 | 2023 | 17 | 330.3918 | 338.6817 | 35.8591 | 60.3811 | 0
| All | All Customers | 1 | Average Weekday | CAISO | 1-in-10 | 2023 | 18 | 318.7228 | 325.881 | 35.8594 | 58.9037 | 0
| All | All Customers | 1 | Average Weekday | CAISO | 1-in-10 | 2023 | 19 | 307.3091 | 311.5923 | 35.834 | 56.6145 | 0
| All | All Customers | 1 | Average Weekday | CAISO | 1-in-10 | 2023 | 20 | 307.745 | 377.7149 | 36.5269 | 54.9021 | 0
| All | All Customers | 1 | Average Weekday | CAISO | 1-in-10 | 2023 | 21 | 300.2523 | 305.4666 | 35.9021 | 53.6195 | 0
| All | All Customers | 1 | Average Weekday | CAISO | 1-in-10 | 2023 | 22 | 453.6696 | 473.224 | 36.0015 | 52.4654 | 0
| All | All Customers | 1 | Average Weekday | CAISO | 1-in-10 | 2023 | 23 | 443.954 | 460.583 | 36.0049 | 51.3586 | 0
| All | All Customers | 1 | Average Weekday | CAISO | 1-in-10 | 2023 | 24 | 458.6834 | 474.481 | 36.0047 | 50.4441 | 0
| All | All Customers | 1 | Monthly System Peak Day | CAISO | 1-in-10 | 2023 | 1 | 405.4424 | 413.4242 | 35.9968 | 44.7473 | 0
| All | All Customers | 1 | Monthly System Peak Day | CAISO | 1-in-10 | 2023 | 2 | 393.2353 | 401.1688 | 35.9909 | 44.228 | 0
| All | All Customers | 1 | Monthly System Peak Day | CAISO | 1-in-10 | 2023 | 3 | 488.5825 | 500.9726 | 35.9902 | 44.2237 | 0
| All | All Customers | 1 | Monthly System Peak Day | CAISO | 1-in-10 | 2023 | 4 | 600.9962 | 619.6593 | 35.9896 | 43.7963 | 0
| All | All Customers | 1 | Monthly System Peak Day | CAISO | 1-in-10 | 2023 | 5 | 598.3947 | 629.0172 | 35.9925 | 43.5236 | 0
| All | All Customers | 1 | Monthly System Peak Day | CAISO | 1-in-10 | 2023 | 6 | 606.6947 | 645.3917 | 35.9975 | 42.6836 | 0
| All | All Customers | 1 | Monthly System Peak Day | CAISO | 1-in-10 | 2023 | 7 | 621.626 | 638.2852 | 36.0042 | 42.4424 | 0
| All | All Customers | 1 | Monthly System Peak Day | CAISO | 1-in-10 | 2023 | 8 | 642.8683 | 658.7876 | 36.0123 | 41.562 | 0
| All | All Customers | 1 | Monthly System Peak Day | CAISO | 1-in-10 | 2023 | 9 | 576.6886 | 601.9594 | 36.021 | 41.1236 | 0
| All | All Customers | 1 | Monthly System Peak Day | CAISO | 1-in-10 | 2023 | 10 | 563.4841 | 578.2624 | 36.0091 | 43.29 | 0
| All | All Customers | 1 | Monthly System Peak Day | CAISO | 1-in-10 | 2023 | 11 | 546.2203 | 555.9303 | 36.0255 | 45.2111 | 0
| All | All Customers | 1 | Monthly System Peak Day | CAISO | 1-in-10 | 2023 | 12 | 536.3079 | 542.6518 | 36.0418 | 47.1535 | 0
| All | All Customers | 1 | Monthly System Peak Day | CAISO | 1-in-10 | 2023 | 13 | 462.6429 | 472.0122 | 36.052 | 48.4303 | 0
| All | All Customers | 1 | Monthly System Peak Day | CAISO | 1-in-10 | 2023 | 14 | 424.3261 | 431.283 | 36.0402 | 48.4744 | 0
| All | All Customers | 1 | Monthly System Peak Day | CAISO | 1-in-10 | 2023 | 15 | 387.1099 | 392.7578 | 36.0157 | 49.3259 | 0
| All | All Customers | 1 | Monthly System Peak Day | CAISO | 1-in-10 | 2023 | 16 | 345.7321 | 347.0124 | 35.9965 | 50.1882 | 0
| All | All Customers | 1 | Monthly System Peak Day | CAISO | 1-in-10 | 2023 | 17 | 330.3918 | 338.6817 | 35.8591 | 50.4294 | 0
| All | All Customers | 1 | Monthly System Peak Day | CAISO | 1-in-10 | 2023 | 18 | 318.7228 | 325.881 | 35.8594 | 49.4611 | 0
| All | All Customers | 1 | Monthly System Peak Day | CAISO | 1-in-10 | 2023 | 19 | 307.3091 | 311.5923 | 35.834 | 47.6436 | 0
| All | All Customers | 1 | Monthly System Peak Day | CAISO | 1-in-10 | 2023 | 20 | 307.745 | 377.7149 | 36.5269 | 46.6106 | 0
| All | All Customers | 1 | Monthly System Peak Day | CAISO | 1-in-10 | 2023 | 21 | 300.2523 | 305.4666 | 35.9021 | 45.4848 | 0
| All | All Customers | 1 | Monthly System Peak Day | CAISO | 1-in-10 | 2023 | 22 | 453.6696 | 473.224 | 36.0015 | 44.7729 | 0
| All | All Customers | 1 | Monthly System Peak Day | CAISO | 1-in-10 | 2023 | 23 | 443.954 | 460.583 | 36.0049 | 43.8196 | 0
| All | All Customers | 1 | Monthly System Peak Day | CAISO | 1-in-10 | 2023 | 24 | 458.6834 | 474.481 | 36.0047 | 42.8119 | 0
| All | All Customers | 2 | Average Weekday | CAISO | 1-in-10 | 2023 | 1 | 379.1462 | 387.8297 | 36.0384 | 49.1051 | 0
| All | All Customers | 2 | Average Weekday | CAISO | 1-in-10 | 2023 | 2 | 365.6387 | 374.0559 | 36.0318 | 48.1832 | 0
| All | All Customers | 2 | Average Weekday | CAISO | 1-in-10 | 2023 | 3 | 454.7128 | 468.1575 | 36.0311 | 47.3124 | 0
| All | All Customers | 2 | Average Weekday | CAISO | 1-in-10 | 2023 | 4 | 562.6967 | 582.8685 | 36.0305 | 46.5457 | 0
| All | All Customers | 2 | Average Weekday | CAISO | 1-in-10 | 2023 | 5 | 563.657 | 596.6841 | 36.0341 | 45.958 | 0
| All | All Customers | 2 | Average Weekday | CAISO | 1-in-10 | 2023 | 6 | 575.1518 | 615.6991 | 36.0402 | 45.4063 | 0
| All | All Customers | 2 | Average Weekday | CAISO | 1-in-10 | 2023 | 7 | 580.0422 | 597.1559 | 36.0475 | 45.0716 | 0
| All | All Customers | 2 | Average Weekday | CAISO | 1-in-10 | 2023 | 8 | 602.1093 | 618.3096 | 36.0557 | 44.9581 | 0
| All | All Customers | 2 | Average Weekday | CAISO | 1-in-10 | 2023 | 9 | 553.5856 | 578.7391 | 36.0644 | 46.4913 | 0
| All | All Customers | 2 | Average Weekday | CAISO | 1-in-10 | 2023 | 10 | 535.8605 | 550.1064 | 36.0507 | 49.9349 | 0
| All | All Customers | 2 | Average Weekday | CAISO | 1-in-10 | 2023 | 11 | 522.4414 | 532.3213 | 36.0685 | 53.6421 | 0
| All | All Customers | 2 | Average Weekday | CAISO | 1-in-10 | 2023 | 12 | 511.5931 | 518.8181 | 36.0863 | 56.6628 | 0
| All | All Customers | 2 | Average Weekday | CAISO | 1-in-10 | 2023 | 13 | 436.0674 | 446.1427 | 36.0978 | 58.7798 | 0
| All | All Customers | 2 | Average Weekday | CAISO | 1-in-10 | 2023 | 14 | 394.4639 | 401.8974 | 36.0849 | 60.1811 | 0
| All | All Customers | 2 | Average Weekday | CAISO | 1-in-10 | 2023 | 15 | 350.0341 | 356.9037 | 36.0584 | 61.0903 | 0
| All | All Customers | 2 | Average Weekday | CAISO | 1-in-10 | 2023 | 16 | 309.7294 | 311.8326 | 36.0378 | 61.4625 | 0
| All | All Customers | 2 | Average Weekday | CAISO | 1-in-10 | 2023 | 17 | 284.0406 | 291.4626 | 35.8729 | 61.0792 | 0
| All | All Customers | 2 | Average Weekday | CAISO | 1-in-10 | 2023 | 18 | 272.5282 | 278.9403 | 35.8739 | 59.8219 | 0
| All | All Customers | 2 | Average Weekday | CAISO | 1-in-10 | 2023 | 19 | 266.7209 | 271.4388 | 35.8343 | 57.5966 | 0
| All | All Customers | 2 | Average Weekday | CAISO | 1-in-10 | 2023 | 20 | 267.1277 | 334.9001 | 36.6283 | 55.5429 | 0
| All | All Customers | 2 | Average Weekday | CAISO | 1-in-10 | 2023 | 21 | 261.6057 | 266.9887 | 35.9176 | 53.9261 | 0
| All | All Customers | 2 | Average Weekday | CAISO | 1-in-10 | 2023 | 22 | 416.8069 | 436.8916 | 36.0447 | 52.6789 | 0
| All | All Customers | 2 | Average Weekday | CAISO | 1-in-10 | 2023 | 23 | 409.1916 | 426.5166 | 36.0482 | 51.5494 | 0
| All | All Customers | 2 | Average Weekday | CAISO | 1-in-10 | 2023 | 24 | 425.4442 | 442.261 | 36.0473 | 50.4629 | 0
| All | All Customers | 2 | Monthly System Peak Day | CAISO | 1-in-10 | 2023 | 1 | 379.1462 | 387.8297 | 36.0384 | 49.9184 | 0
| All | All Customers | 2 | Monthly System Peak Day | CAISO | 1-in-10 | 2023 | 2 | 365.6387 | 374.0559 | 36.0318 | 49.7161 | 0
| All | All Customers | 2 | Monthly System Peak Day | CAISO | 1-in-10 | 2023 | 3 | 454.7128 | 468.1575 | 36.0311 | 49.6059 | 0
| All | All Customers | 2 | Monthly System Peak Day | CAISO | 1-in-10 | 2023 | 4 | 562.6967 | 582.8685 | 36.0305 | 49.7184 | 0
| All | All Customers | 2 | Monthly System Peak Day | CAISO | 1-in-10 | 2023 | 5 | 563.657 | 596.6841 | 36.0341 | 49.2817 | 0
| All | All Customers | 2 | Monthly System Peak Day | CAISO | 1-in-10 | 2023 | 6 | 575.1518 | 615.6991 | 36.0402 | 48.5715 | 0
| All | All Customers | 2 | Monthly System Peak Day | CAISO | 1-in-10 | 2023 | 7 | 580.0422 | 597.1559 | 36.0475 | 48.1753 | 0
| All | All Customers | 2 | Monthly System Peak Day | CAISO | 1-in-10 | 2023 | 8 | 602.1093 | 618.3096 | 36.0557 | 48.0561 | 0
| All | All Customers | 2 | Monthly System Peak Day | CAISO | 1-in-10 | 2023 | 9 | 553.5856 | 578.7391 | 36.0644 | 48.4063 | 0
| All | All Customers | 2 | Monthly System Peak Day | CAISO | 1-in-10 | 2023 | 10 | 535.8605 | 550.1064 | 36.0507 | 49.6658 | 0
| All | All Customers | 2 | Monthly System Peak Day | CAISO | 1-in-10 | 2023 | 11 | 522.4414 | 532.3213 | 36.0685 | 50.6952 | 0
| All | All Customers | 2 | Monthly System Peak Day | CAISO | 1-in-10 | 2023 | 12 | 511.5931 | 518.8181 | 36.0863 | 51.8486 | 0
| All | All Customers | 2 | Monthly System Peak Day | CAISO | 1-in-10 | 2023 | 13 | 436.0674 | 446.1427 | 36.0978 | 53.1027 | 0
| All | All Customers | 2 | Monthly System Peak Day | CAISO | 1-in-10 | 2023 | 14 | 394.4639 | 401.8974 | 36.0849 | 54.3177 | 0
| All | All Customers | 2 | Monthly System Peak Day | CAISO | 1-in-10 | 2023 | 15 | 350.0341 | 356.9037 | 36.0584 | 54.9586 | 0
| All | All Customers | 2 | Monthly System Peak Day | CAISO | 1-in-10 | 2023 | 16 | 309.7294 | 311.8326 | 36.0378 | 55.1827 | 0
| All | All Customers | 2 | Monthly System Peak Day | CAISO | 1-in-10 | 2023 | 17 | 284.0406 | 291.4626 | 35.8729 | 56.5465 | 0
| All | All Customers | 2 | Monthly System Peak Day | CAISO | 1-in-10 | 2023 | 18 | 272.5282 | 278.9403 | 35.8739 | 55.689 | 0
| All | All Customers | 2 | Monthly System Peak Day | CAISO | 1-in-10 | 2023 | 19 | 266.7209 | 271.4388 | 35.8343 | 54.5786 | 0
| All | All Customers | 2 | Monthly System Peak Day | CAISO | 1-in-10 | 2023 | 20 | 267.1277 | 334.9001 | 36.6283 | 53.4877 | 0
| All | All Customers | 2 | Monthly System Peak Day | CAISO | 1-in-10 | 2023 | 21 | 261.6057 | 266.9887 | 35.9176 | 53.0153 | 0
| All | All Customers | 2 | Monthly System Peak Day | CAISO | 1-in-10 | 2023 | 22 | 416.8069 | 436.8916 | 36.0447 | 52.4175 | 0
| All | All Customers | 2 | Monthly System Peak Day | CAISO | 1-in-10 | 2023 | 23 | 409.1916 | 426.5166 | 36.0482 | 51.8125 | 0
| All | All Customers | 2 | Monthly System Peak Day | CAISO | 1-in-10 | 2023 | 24 | 425.4442 | 442.261 | 36.0473 | 51.1797 | 0
| All | All Customers | 3 | Average Weekday | CAISO | 1-in-10 | 2023 | 1 | 410.4952 | 425.4823 | 36.108 | 58.38 | 0
| All | All Customers | 3 | Average Weekday | CAISO | 1-in-10 | 2023 | 2 | 397.4424 | 406.0153 | 36.0583 | 57.2797 | 0
| All | All Customers | 3 | Average Weekday | CAISO | 1-in-10 | 2023 | 3 | 501.1609 | 512.3084 | 36.051 | 56.254 | 0
| All | All Customers | 3 | Average Weekday | CAISO | 1-in-10 | 2023 | 4 | 610.3526 | 626.7178 | 36.0347 | 55.3455 | 0
| All | All Customers | 3 | Average Weekday | CAISO | 1-in-10 | 2023 | 5 | 594.3049 | 614.8887 | 36.0381 | 54.5781 | 0
| All | All Customers | 3 | Average Weekday | CAISO | 1-in-10 | 2023 | 6 | 607.4167 | 631.2405 | 36.0236 | 53.8867 | 0
| All | All Customers | 3 | Average Weekday | CAISO | 1-in-10 | 2023 | 7 | 620.6385 | 637.2375 | 36.0357 | 53.4742 | 0
| All | All Customers | 3 | Average Weekday | CAISO | 1-in-10 | 2023 | 8 | 639.131 | 668.4568 | 36.1673 | 53.4151 | 0
| All | All Customers | 3 | Average Weekday | CAISO | 1-in-10 | 2023 | 9 | 583.517 | 621.6799 | 36.2865 | 54.8301 | 0
| All | All Customers | 3 | Average Weekday | CAISO | 1-in-10 | 2023 | 10 | 568.9568 | 592.175 | 36.1775 | 58.3814 | 0
| All | All Customers | 3 | Average Weekday | CAISO | 1-in-10 | 2023 | 11 | 545.491 | 562.756 | 36.2368 | 62.6904 | 0
| All | All Customers | 3 | Average Weekday | CAISO | 1-in-10 | 2023 | 12 | 537.4299 | 548.9678 | 36.2957 | 66.6136 | 0
| All | All Customers | 3 | Average Weekday | CAISO | 1-in-10 | 2023 | 13 | 443.7846 | 453.0506 | 36.327 | 69.6765 | 0
| All | All Customers | 3 | Average Weekday | CAISO | 1-in-10 | 2023 | 14 | 413.9859 | 420.213 | 36.2807 | 71.7646 | 0
| All | All Customers | 3 | Average Weekday | CAISO | 1-in-10 | 2023 | 15 | 369.9117 | 375.2325 | 36.1862 | 73.0134 | 0
| All | All Customers | 3 | Average Weekday | CAISO | 1-in-10 | 2023 | 16 | 332.0782 | 334.1967 | 36.0568 | 73.604 | 0
| All | All Customers | 3 | Average Weekday | CAISO | 1-in-10 | 2023 | 17 | 318.1412 | 327.3096 | 35.8691 | 73.5115 | 0
| All | All Customers | 3 | Average Weekday | CAISO | 1-in-10 | 2023 | 18 | 304.3182 | 311.5233 | 35.8825 | 72.5285 | 0
| All | All Customers | 3 | Average Weekday | CAISO | 1-in-10 | 2023 | 19 | 297.2467 | 302.0977 | 35.9553 | 70.6931 | 0
| All | All Customers | 3 | Average Weekday | CAISO | 1-in-10 | 2023 | 20 | 287.769 | 291.9386 | 35.8336 | 68.0039 | 0
| All | All Customers | 3 | Average Weekday | CAISO | 1-in-10 | 2023 | 21 | 273.8392 | 277.8177 | 35.8787 | 65.2746 | 0
| All | All Customers | 3 | Average Weekday | CAISO | 1-in-10 | 2023 | 22 | 448.7859 | 471.7237 | 36.0592 | 63.4622 | 0
| All | All Customers | 3 | Average Weekday | CAISO | 1-in-10 | 2023 | 23 | 445.8859 | 470.1824 | 36.1091 | 62.0728 | 0
| All | All Customers | 3 | Average Weekday | CAISO | 1-in-10 | 2023 | 24 | 469.3733 | 502.1143 | 36.1588 | 60.6886 | 0
| All | All Customers | 3 | Monthly System Peak Day | CAISO | 1-in-10 | 2023 | 1 | 410.4952 | 441.2234 | 35.7663 | 65.1566 | 0
| All | All Customers | 3 | Monthly System Peak Day | CAISO | 1-in-10 | 2023 | 2 | 397.4424 | 415.4952 | 35.8285 | 63.3314 | 0
| All | All Customers | 3 | Monthly System Peak Day | CAISO | 1-in-10 | 2023 | 3 | 501.1609 | 521.9257 | 35.8385 | 61.896 | 0
| All | All Customers | 3 | Monthly System Peak Day | CAISO | 1-in-10 | 2023 | 4 | 610.3526 | 633.0817 | 35.8701 | 60.8459 | 0
| All | All Customers | 3 | Monthly System Peak Day | CAISO | 1-in-10 | 2023 | 5 | 594.3049 | 624.0861 | 35.8659 | 59.9559 | 0
| All | All Customers | 3 | Monthly System Peak Day | CAISO | 1-in-10 | 2023 | 6 | 607.4167 | 633.1603 | 35.9058 | 58.9322 | 0
| All | All Customers | 3 | Monthly System Peak Day | CAISO | 1-in-10 | 2023 | 7 | 620.6385 | 635.0248 | 35.912 | 58.4848 | 0
| All | All Customers | 3 | Monthly System Peak Day | CAISO | 1-in-10 | 2023 | 8 | 639.131 | 688.7828 | 35.7297 | 58.0856 | 0
| All | All Customers | 3 | Monthly System Peak Day | CAISO | 1-in-10 | 2023 | 9 | 583.517 | 632.3347 | 35.7162 | 59.5041 | 0
| All | All Customers | 3 | Monthly System Peak Day | CAISO | 1-in-10 | 2023 | 10 | 568.9568 | 599.9305 | 35.7628 | 64.3211 | 0
| All | All Customers | 3 | Monthly System Peak Day | CAISO | 1-in-10 | 2023 | 11 | 545.491 | 575.7899 | 35.8414 | 69.9797 | 0
| All | All Customers | 3 | Monthly System Peak Day | CAISO | 1-in-10 | 2023 | 12 | 537.4299 | 562.043 | 35.9931 | 75.7172 | 0
| All | All Customers | 3 | Monthly System Peak Day | CAISO | 1-in-10 | 2023 | 13 | 443.7846 | 457.1248 | 36.142 | 80.9672 | 0
| All | All Customers | 3 | Monthly System Peak Day | CAISO | 1-in-10 | 2023 | 14 | 413.9859 | 421.5827 | 36.0124 | 83.4338 | 0
| All | All Customers | 3 | Monthly System Peak Day | CAISO | 1-in-10 | 2023 | 15 | 369.9117 | 375.3312 | 35.8304 | 84.3177 | 0
| All | All Customers | 3 | Monthly System Peak Day | CAISO | 1-in-10 | 2023 | 16 | 332.0782 | 331.9174 | 35.8429 | 85.1377 | 0
| All | All Customers | 3 | Monthly System Peak Day | CAISO | 1-in-10 | 2023 | 17 | 318.1412 | 327.5089 | 35.8435 | 85.8466 | 0
| All | All Customers | 3 | Monthly System Peak Day | CAISO | 1-in-10 | 2023 | 18 | 304.3182 | 311.9046 | 35.8267 | 85.6149 | 0
| All | All Customers | 3 | Monthly System Peak Day | CAISO | 1-in-10 | 2023 | 19 | 297.2467 | 301.4899 | 37.3724 | 84.1317 | 0
| All | All Customers | 3 | Monthly System Peak Day | CAISO | 1-in-10 | 2023 | 20 | 287.769 | 291.1837 | 35.8336 | 81.6719 | 0
| All | All Customers | 3 | Monthly System Peak Day | CAISO | 1-in-10 | 2023 | 21 | 273.8392 | 278.5797 | 36.0308 | 77.8036 | 0
| All | All Customers | 3 | Monthly System Peak Day | CAISO | 1-in-10 | 2023 | 22 | 448.7859 | 472.095 | 35.8664 | 74.8156 | 0
| All | All Customers | 3 | Monthly System Peak Day | CAISO | 1-in-10 | 2023 | 23 | 445.8859 | 474.7481 | 35.7894 | 72.0533 | 0
| All | All Customers | 3 | Monthly System Peak Day | CAISO | 1-in-10 | 2023 | 24 | 469.3733 | 522.7347 | 35.7214 | 69.429 | 0
| All | All Customers | 4 | Average Weekday | CAISO | 1-in-10 | 2023 | 1 | 380.0238 | 394.425 | 36.1103 | 59.5013 | 0
| All | All Customers | 4 | Average Weekday | CAISO | 1-in-10 | 2023 | 2 | 368.2512 | 376.748 | 36.061 | 58.4907 | 0
| All | All Customers | 4 | Average Weekday | CAISO | 1-in-10 | 2023 | 3 | 466.7777 | 478.3759 | 36.0537 | 57.4983 | 0
| All | All Customers | 4 | Average Weekday | CAISO | 1-in-10 | 2023 | 4 | 568.6432 | 584.1069 | 36.0376 | 56.5966 | 0
| All | All Customers | 4 | Average Weekday | CAISO | 1-in-10 | 2023 | 5 | 545.2661 | 564.6448 | 36.041 | 55.8386 | 0
| All | All Customers | 4 | Average Weekday | CAISO | 1-in-10 | 2023 | 6 | 558.7863 | 581.7109 | 36.0268 | 55.2512 | 0
| All | All Customers | 4 | Average Weekday | CAISO | 1-in-10 | 2023 | 7 | 572.6434 | 589.7672 | 36.0388 | 54.8291 | 0
| All | All Customers | 4 | Average Weekday | CAISO | 1-in-10 | 2023 | 8 | 590.116 | 618.4158 | 36.1695 | 54.785 | 0
| All | All Customers | 4 | Average Weekday | CAISO | 1-in-10 | 2023 | 9 | 526.3481 | 563.5604 | 36.2878 | 56.8046 | 0
| All | All Customers | 4 | Average Weekday | CAISO | 1-in-10 | 2023 | 10 | 512.1317 | 535.176 | 36.1791 | 60.086 | 0
| All | All Customers | 4 | Average Weekday | CAISO | 1-in-10 | 2023 | 11 | 497.2833 | 512.7308 | 36.2379 | 63.7355 | 0
| All | All Customers | 4 | Average Weekday | CAISO | 1-in-10 | 2023 | 12 | 489.2349 | 500.7737 | 36.2963 | 67.1278 | 0
| All | All Customers | 4 | Average Weekday | CAISO | 1-in-10 | 2023 | 13 | 406.1901 | 415.4098 | 36.3272 | 69.4902 | 0
| All | All Customers | 4 | Average Weekday | CAISO | 1-in-10 | 2023 | 14 | 372.9656 | 379.2631 | 36.2811 | 71.1913 | 0
| All | All Customers | 4 | Average Weekday | CAISO | 1-in-10 | 2023 | 15 | 326.9252 | 332.493 | 36.1873 | 72.3893 | 0
| All | All Customers | 4 | Average Weekday | CAISO | 1-in-10 | 2023 | 16 | 286.3053 | 288.4983 | 36.0592 | 73 | 0
| All | All Customers | 4 | Average Weekday | CAISO | 1-in-10 | 2023 | 17 | 265.3594 | 273.5694 | 35.872 | 73.0893 | 0
| All | All Customers | 4 | Average Weekday | CAISO | 1-in-10 | 2023 | 18 | 247.2491 | 253.7507 | 35.885 | 72.2961 | 0
| All | All Customers | 4 | Average Weekday | CAISO | 1-in-10 | 2023 | 19 | 233.3117 | 238.1912 | 35.955 | 70.8969 | 0
| All | All Customers | 4 | Average Weekday | CAISO | 1-in-10 | 2023 | 20 | 226.1413 | 230.2616 | 35.8337 | 68.6958 | 0
| All | All Customers | 4 | Average Weekday | CAISO | 1-in-10 | 2023 | 21 | 234.3387 | 238.4222 | 35.8831 | 65.7935 | 0
| All | All Customers | 4 | Average Weekday | CAISO | 1-in-10 | 2023 | 22 | 409.2993 | 431.9921 | 36.0619 | 63.6144 | 0
| All | All Customers | 4 | Average Weekday | CAISO | 1-in-10 | 2023 | 23 | 410.0777 | 434.0637 | 36.1119 | 62.0737 | 0
| All | All Customers | 4 | Average Weekday | CAISO | 1-in-10 | 2023 | 24 | 435.453 | 467.4837 | 36.161 | 60.8033 | 0
| All | All Customers | 4 | Monthly System Peak Day | CAISO | 1-in-10 | 2023 | 1 | 380.0238 | 408.6438 | 35.7736 | 71.168 | 0
| All | All Customers | 4 | Monthly System Peak Day | CAISO | 1-in-10 | 2023 | 2 | 368.2512 | 386.3825 | 35.8345 | 68.8626 | 0
| All | All Customers | 4 | Monthly System Peak Day | CAISO | 1-in-10 | 2023 | 3 | 466.7777 | 488.6519 | 35.8443 | 66.9391 | 0
| All | All Customers | 4 | Monthly System Peak Day | CAISO | 1-in-10 | 2023 | 4 | 568.6432 | 590.317 | 35.8754 | 65.7202 | 0
| All | All Customers | 4 | Monthly System Peak Day | CAISO | 1-in-10 | 2023 | 5 | 545.2661 | 573.2343 | 35.8713 | 65.8589 | 0
| All | All Customers | 4 | Monthly System Peak Day | CAISO | 1-in-10 | 2023 | 6 | 558.7863 | 583.3899 | 35.9106 | 66.0598 | 0
| All | All Customers | 4 | Monthly System Peak Day | CAISO | 1-in-10 | 2023 | 7 | 572.6434 | 587.5485 | 35.9168 | 66.4513 | 0
| All | All Customers | 4 | Monthly System Peak Day | CAISO | 1-in-10 | 2023 | 8 | 590.116 | 640.7 | 35.7378 | 66.7937 | 0
| All | All Customers | 4 | Monthly System Peak Day | CAISO | 1-in-10 | 2023 | 9 | 526.3481 | 574.0923 | 35.7273 | 69.7332 | 0
| All | All Customers | 4 | Monthly System Peak Day | CAISO | 1-in-10 | 2023 | 10 | 512.1317 | 542.5229 | 35.7721 | 74.0013 | 0
| All | All Customers | 4 | Monthly System Peak Day | CAISO | 1-in-10 | 2023 | 11 | 497.2833 | 525.1743 | 35.8525 | 78.2468 | 0
| All | All Customers | 4 | Monthly System Peak Day | CAISO | 1-in-10 | 2023 | 12 | 489.2349 | 513.7303 | 36.0058 | 82.2387 | 0
| All | All Customers | 4 | Monthly System Peak Day | CAISO | 1-in-10 | 2023 | 13 | 406.1901 | 419.6405 | 36.1558 | 85.1251 | 0
| All | All Customers | 4 | Monthly System Peak Day | CAISO | 1-in-10 | 2023 | 14 | 372.9656 | 380.5495 | 36.0252 | 87.0217 | 0
| All | All Customers | 4 | Monthly System Peak Day | CAISO | 1-in-10 | 2023 | 15 | 326.9252 | 332.7755 | 35.8407 | 88.4091 | 0
| All | All Customers | 4 | Monthly System Peak Day | CAISO | 1-in-10 | 2023 | 16 | 286.3053 | 286.1888 | 35.8491 | 89.5238 | 0
| All | All Customers | 4 | Monthly System Peak Day | CAISO | 1-in-10 | 2023 | 17 | 265.3594 | 273.7288 | 35.8485 | 90.2309 | 0
| All | All Customers | 4 | Monthly System Peak Day | CAISO | 1-in-10 | 2023 | 18 | 247.2491 | 254.3927 | 35.8335 | 90.4085 | 0
| All | All Customers | 4 | Monthly System Peak Day | CAISO | 1-in-10 | 2023 | 19 | 233.3117 | 237.5775 | 37.3777 | 89.6202 | 0
| All | All Customers | 4 | Monthly System Peak Day | CAISO | 1-in-10 | 2023 | 20 | 226.1413 | 229.5842 | 35.8336 | 87.5628 | 0
| All | All Customers | 4 | Monthly System Peak Day | CAISO | 1-in-10 | 2023 | 21 | 234.3387 | 239.21 | 36.0304 | 84.2362 | 0
| All | All Customers | 4 | Monthly System Peak Day | CAISO | 1-in-10 | 2023 | 22 | 409.2993 | 432.2769 | 35.8712 | 81.1628 | 0
| All | All Customers | 4 | Monthly System Peak Day | CAISO | 1-in-10 | 2023 | 23 | 410.0777 | 438.5395 | 35.7961 | 78.4269 | 0
| All | All Customers | 4 | Monthly System Peak Day | CAISO | 1-in-10 | 2023 | 24 | 435.453 | 487.8321 | 35.7297 | 75.4657 | 0
| All | All Customers | 5 | Average Weekday | CAISO | 1-in-10 | 2023 | 1 | 387.9631 | 402.4516 | 36.1258 | 62.6645 | 0
| All | All Customers | 5 | Average Weekday | CAISO | 1-in-10 | 2023 | 2 | 377.2961 | 384.9683 | 36.0765 | 61.686 | 0
| All | All Customers | 5 | Average Weekday | CAISO | 1-in-10 | 2023 | 3 | 479.5762 | 490.895 | 36.0692 | 60.8176 | 0
| All | All Customers | 5 | Average Weekday | CAISO | 1-in-10 | 2023 | 4 | 582.2839 | 598.6409 | 36.0533 | 60.0235 | 0
| All | All Customers | 5 | Average Weekday | CAISO | 1-in-10 | 2023 | 5 | 562.9164 | 582.9563 | 36.0567 | 59.4411 | 0
| All | All Customers | 5 | Average Weekday | CAISO | 1-in-10 | 2023 | 6 | 571.0135 | 594.8311 | 36.0428 | 58.9528 | 0
| All | All Customers | 5 | Average Weekday | CAISO | 1-in-10 | 2023 | 7 | 577.0634 | 593.9206 | 36.0553 | 58.7176 | 0
| All | All Customers | 5 | Average Weekday | CAISO | 1-in-10 | 2023 | 8 | 602.5706 | 633.3199 | 36.1856 | 59.4845 | 0
| All | All Customers | 5 | Average Weekday | CAISO | 1-in-10 | 2023 | 9 | 534.7654 | 570.1038 | 36.3031 | 61.9999 | 0
| All | All Customers | 5 | Average Weekday | CAISO | 1-in-10 | 2023 | 10 | 524.7906 | 548.301 | 36.1941 | 65.3043 | 0
| All | All Customers | 5 | Average Weekday | CAISO | 1-in-10 | 2023 | 11 | 511.4355 | 527.2508 | 36.2526 | 68.3821 | 0
| All | All Customers | 5 | Average Weekday | CAISO | 1-in-10 | 2023 | 12 | 498.9741 | 510.2769 | 36.3108 | 71.0609 | 0
| All | All Customers | 5 | Average Weekday | CAISO | 1-in-10 | 2023 | 13 | 415.4538 | 424.8864 | 36.3412 | 73.3291 | 0
| All | All Customers | 5 | Average Weekday | CAISO | 1-in-10 | 2023 | 14 | 388.3196 | 394.808 | 36.295 | 75.0832 | 0
| All | All Customers | 5 | Average Weekday | CAISO | 1-in-10 | 2023 | 15 | 347.6359 | 353.0568 | 36.2014 | 76.3265 | 0
| All | All Customers | 5 | Average Weekday | CAISO | 1-in-10 | 2023 | 16 | 300.4425 | 302.573 | 36.0744 | 76.8948 | 0
| All | All Customers | 5 | Average Weekday | CAISO | 1-in-10 | 2023 | 17 | 272.7756 | 281.6376 | 35.8786 | 76.9554 | 0
| All | All Customers | 5 | Average Weekday | CAISO | 1-in-10 | 2023 | 18 | 258.582 | 265.4511 | 35.8914 | 76.2265 | 0
| All | All Customers | 5 | Average Weekday | CAISO | 1-in-10 | 2023 | 19 | 248.2721 | 253.4929 | 35.951 | 74.8608 | 0
| All | All Customers | 5 | Average Weekday | CAISO | 1-in-10 | 2023 | 20 | 238.4248 | 242.7323 | 35.8337 | 72.769 | 0
| All | All Customers | 5 | Average Weekday | CAISO | 1-in-10 | 2023 | 21 | 249.6293 | 253.9742 | 35.8896 | 69.7865 | 0
| All | All Customers | 5 | Average Weekday | CAISO | 1-in-10 | 2023 | 22 | 421.3914 | 444.623 | 36.0785 | 67.0523 | 0
| All | All Customers | 5 | Average Weekday | CAISO | 1-in-10 | 2023 | 23 | 428.5208 | 453.2486 | 36.1284 | 65.2221 | 0
| All | All Customers | 5 | Average Weekday | CAISO | 1-in-10 | 2023 | 24 | 451.2589 | 484.0326 | 36.1769 | 63.7844 | 0
| All | All Customers | 5 | Monthly System Peak Day | CAISO | 1-in-10 | 2023 | 1 | 387.9631 | 417.0682 | 35.7929 | 73.9451 | 0
| All | All Customers | 5 | Monthly System Peak Day | CAISO | 1-in-10 | 2023 | 2 | 377.2961 | 393.7061 | 35.8525 | 72.4128 | 0
| All | All Customers | 5 | Monthly System Peak Day | CAISO | 1-in-10 | 2023 | 3 | 479.5762 | 500.6809 | 35.8621 | 70.8805 | 0
| All | All Customers | 5 | Monthly System Peak Day | CAISO | 1-in-10 | 2023 | 4 | 582.2839 | 604.9282 | 35.8928 | 69.4883 | 0
| All | All Customers | 5 | Monthly System Peak Day | CAISO | 1-in-10 | 2023 | 5 | 562.9164 | 591.9587 | 35.8887 | 68.5669 | 0
| All | All Customers | 5 | Monthly System Peak Day | CAISO | 1-in-10 | 2023 | 6 | 571.0135 | 597.1732 | 35.9278 | 67.5106 | 0
| All | All Customers | 5 | Monthly System Peak Day | CAISO | 1-in-10 | 2023 | 7 | 577.0634 | 591.5684 | 35.9343 | 67.139 | 0
| All | All Customers | 5 | Monthly System Peak Day | CAISO | 1-in-10 | 2023 | 8 | 602.5706 | 651.7573 | 35.7582 | 67.588 | 0
| All | All Customers | 5 | Monthly System Peak Day | CAISO | 1-in-10 | 2023 | 9 | 534.7654 | 580.8086 | 35.7505 | 71.9541 | 0
| All | All Customers | 5 | Monthly System Peak Day | CAISO | 1-in-10 | 2023 | 10 | 524.7906 | 555.3895 | 35.7934 | 78.4437 | 0
| All | All Customers | 5 | Monthly System Peak Day | CAISO | 1-in-10 | 2023 | 11 | 511.4355 | 539.3366 | 35.8758 | 84.4634 | 0
| All | All Customers | 5 | Monthly System Peak Day | CAISO | 1-in-10 | 2023 | 12 | 498.9741 | 522.5229 | 36.031 | 88.5098 | 0
| All | All Customers | 5 | Monthly System Peak Day | CAISO | 1-in-10 | 2023 | 13 | 415.4538 | 428.8567 | 36.1819 | 91.3209 | 0
| All | All Customers | 5 | Monthly System Peak Day | CAISO | 1-in-10 | 2023 | 14 | 388.3196 | 394.6754 | 36.05 | 93.0051 | 0
| All | All Customers | 5 | Monthly System Peak Day | CAISO | 1-in-10 | 2023 | 15 | 347.6359 | 353.3962 | 35.8625 | 94.2891 | 0
| All | All Customers | 5 | Monthly System Peak Day | CAISO | 1-in-10 | 2023 | 16 | 300.4425 | 300.3514 | 35.867 | 94.3726 | 0
| All | All Customers | 5 | Monthly System Peak Day | CAISO | 1-in-10 | 2023 | 17 | 272.7756 | 281.8569 | 35.8565 | 93.9017 | 0
| All | All Customers | 5 | Monthly System Peak Day | CAISO | 1-in-10 | 2023 | 18 | 258.582 | 265.8561 | 35.8428 | 93.1366 | 0
| All | All Customers | 5 | Monthly System Peak Day | CAISO | 1-in-10 | 2023 | 19 | 248.2721 | 252.7736 | 37.337 | 92.0447 | 0
| All | All Customers | 5 | Monthly System Peak Day | CAISO | 1-in-10 | 2023 | 20 | 238.4248 | 242.0823 | 35.8337 | 89.5105 | 0
| All | All Customers | 5 | Monthly System Peak Day | CAISO | 1-in-10 | 2023 | 21 | 249.6293 | 254.7883 | 36.0316 | 85.6688 | 0
| All | All Customers | 5 | Monthly System Peak Day | CAISO | 1-in-10 | 2023 | 22 | 421.3914 | 444.9839 | 35.889 | 81.9451 | 0
| All | All Customers | 5 | Monthly System Peak Day | CAISO | 1-in-10 | 2023 | 23 | 428.5208 | 457.8873 | 35.8155 | 79.3652 | 0
| All | All Customers | 5 | Monthly System Peak Day | CAISO | 1-in-10 | 2023 | 24 | 451.2589 | 504.6314 | 35.75 | 76.6451 | 0
| All | All Customers | 6 | Average Weekday | CAISO | 1-in-10 | 2023 | 1 | 375.3723 | 404.0023 | 36.1103 | 66.5999 | 0
| All | All Customers | 6 | Average Weekday | CAISO | 1-in-10 | 2023 | 2 | 362.3005 | 382.4156 | 36.1131 | 65.9006 | 0
| All | All Customers | 6 | Average Weekday | CAISO | 1-in-10 | 2023 | 3 | 457.123 | 483.5961 | 36.114 | 65.2662 | 0
| All | All Customers | 6 | Average Weekday | CAISO | 1-in-10 | 2023 | 4 | 552.4332 | 581.5983 | 36.1146 | 64.6507 | 0
| All | All Customers | 6 | Average Weekday | CAISO | 1-in-10 | 2023 | 5 | 533.366 | 572.9036 | 36.1093 | 64.1746 | 0
| All | All Customers | 6 | Average Weekday | CAISO | 1-in-10 | 2023 | 6 | 556.1303 | 601.9965 | 36.0995 | 63.7832 | 0
| All | All Customers | 6 | Average Weekday | CAISO | 1-in-10 | 2023 | 7 | 569.6863 | 594.6845 | 36.067 | 63.476 | 0
| All | All Customers | 6 | Average Weekday | CAISO | 1-in-10 | 2023 | 8 | 589.5936 | 618.2618 | 36.1206 | 64.0318 | 0
| All | All Customers | 6 | Average Weekday | CAISO | 1-in-10 | 2023 | 9 | 545.8268 | 566.3687 | 36.1417 | 65.9714 | 0
| All | All Customers | 6 | Average Weekday | CAISO | 1-in-10 | 2023 | 10 | 532.4946 | 546.4726 | 36.1258 | 68.8032 | 0
| All | All Customers | 6 | Average Weekday | CAISO | 1-in-10 | 2023 | 11 | 510.9175 | 523.0854 | 36.1548 | 72.0084 | 0
| All | All Customers | 6 | Average Weekday | CAISO | 1-in-10 | 2023 | 12 | 501.7643 | 516.3643 | 36.1873 | 75.1083 | 0
| All | All Customers | 6 | Average Weekday | CAISO | 1-in-10 | 2023 | 13 | 417.8954 | 437.3366 | 36.1984 | 77.5187 | 0
| All | All Customers | 6 | Average Weekday | CAISO | 1-in-10 | 2023 | 14 | 388.2615 | 404.6337 | 36.1692 | 79.3071 | 0
| All | All Customers | 6 | Average Weekday | CAISO | 1-in-10 | 2023 | 15 | 337.7247 | 352.2228 | 36.1031 | 80.4926 | 0
| All | All Customers | 6 | Average Weekday | CAISO | 1-in-10 | 2023 | 16 | 295.3408 | 298.1053 | 36.0513 | 81.1097 | 0
| All | All Customers | 6 | Average Weekday | CAISO | 1-in-10 | 2023 | 17 | 272.3468 | 281.6601 | 36.3387 | 81.0308 | 0
| All | All Customers | 6 | Average Weekday | CAISO | 1-in-10 | 2023 | 18 | 250.2307 | 265.2705 | 36.3605 | 80.1832 | 0
| All | All Customers | 6 | Average Weekday | CAISO | 1-in-10 | 2023 | 19 | 235.0037 | 257.9442 | 38.9228 | 78.7527 | 0
| All | All Customers | 6 | Average Weekday | CAISO | 1-in-10 | 2023 | 20 | 221.8016 | 241.3756 | 36.3101 | 76.6583 | 0
| All | All Customers | 6 | Average Weekday | CAISO | 1-in-10 | 2023 | 21 | 238.8322 | 254.908 | 36.5819 | 73.7764 | 0
| All | All Customers | 6 | Average Weekday | CAISO | 1-in-10 | 2023 | 22 | 396.0342 | 429.5784 | 36.179 | 70.7793 | 0
| All | All Customers | 6 | Average Weekday | CAISO | 1-in-10 | 2023 | 23 | 421.7213 | 455.7321 | 36.1403 | 68.9101 | 0
| All | All Customers | 6 | Average Weekday | CAISO | 1-in-10 | 2023 | 24 | 446.0797 | 487.6664 | 36.1219 | 67.6558 | 0
| All | All Customers | 6 | Monthly System Peak Day | CAISO | 1-in-10 | 2023 | 1 | 375.3723 | 368.0313 | 44.0858 | 74.367 | 0
| All | All Customers | 6 | Monthly System Peak Day | CAISO | 1-in-10 | 2023 | 2 | 362.3005 | 338.299 | 44.0966 | 72.8839 | 0
| All | All Customers | 6 | Monthly System Peak Day | CAISO | 1-in-10 | 2023 | 3 | 457.123 | 410.5582 | 44.1013 | 71.7346 | 0
| All | All Customers | 6 | Monthly System Peak Day | CAISO | 1-in-10 | 2023 | 4 | 552.4332 | 476.6035 | 44.1052 | 70.9788 | 0
| All | All Customers | 6 | Monthly System Peak Day | CAISO | 1-in-10 | 2023 | 5 | 533.366 | 474.0398 | 44.1001 | 69.9524 | 0
| All | All Customers | 6 | Monthly System Peak Day | CAISO | 1-in-10 | 2023 | 6 | 556.1303 | 509.8995 | 44.0943 | 69.2472 | 0
| All | All Customers | 6 | Monthly System Peak Day | CAISO | 1-in-10 | 2023 | 7 | 569.6863 | 512.321 | 44.0163 | 68.7623 | 0
| All | All Customers | 6 | Monthly System Peak Day | CAISO | 1-in-10 | 2023 | 8 | 589.5936 | 541.4921 | 44.0742 | 69.6755 | 0
| All | All Customers | 6 | Monthly System Peak Day | CAISO | 1-in-10 | 2023 | 9 | 545.8268 | 519.7234 | 44.0424 | 73.5378 | 0
| All | All Customers | 6 | Monthly System Peak Day | CAISO | 1-in-10 | 2023 | 10 | 532.4946 | 497.3144 | 43.993 | 79.5148 | 0
| All | All Customers | 6 | Monthly System Peak Day | CAISO | 1-in-10 | 2023 | 11 | 510.9175 | 474.8045 | 43.9819 | 84.6279 | 0
| All | All Customers | 6 | Monthly System Peak Day | CAISO | 1-in-10 | 2023 | 12 | 501.7643 | 466.5093 | 43.9989 | 88.9216 | 0
| All | All Customers | 6 | Monthly System Peak Day | CAISO | 1-in-10 | 2023 | 13 | 417.8954 | 399.9839 | 43.9821 | 90.592 | 0
| All | All Customers | 6 | Monthly System Peak Day | CAISO | 1-in-10 | 2023 | 14 | 388.2615 | 371.9089 | 43.9996 | 92.1858 | 0
| All | All Customers | 6 | Monthly System Peak Day | CAISO | 1-in-10 | 2023 | 15 | 337.7247 | 325.5034 | 43.9871 | 93.8606 | 0
| All | All Customers | 6 | Monthly System Peak Day | CAISO | 1-in-10 | 2023 | 16 | 295.3408 | 270.4684 | 43.9317 | 95.2577 | 0
| All | All Customers | 6 | Monthly System Peak Day | CAISO | 1-in-10 | 2023 | 17 | 272.3468 | 283.1672 | 43.9425 | 95.3506 | 0
| All | All Customers | 6 | Monthly System Peak Day | CAISO | 1-in-10 | 2023 | 18 | 250.2307 | 274.7512 | 44.0765 | 95.0523 | 0
| All | All Customers | 6 | Monthly System Peak Day | CAISO | 1-in-10 | 2023 | 19 | 235.0037 | 228.9176 | 44.0343 | 93.4385 | 0
| All | All Customers | 6 | Monthly System Peak Day | CAISO | 1-in-10 | 2023 | 20 | 221.8016 | 225.5879 | 43.042 | 89.3141 | 0
| All | All Customers | 6 | Monthly System Peak Day | CAISO | 1-in-10 | 2023 | 21 | 238.8322 | 222.7522 | 45.0275 | 84.8406 | 0
| All | All Customers | 6 | Monthly System Peak Day | CAISO | 1-in-10 | 2023 | 22 | 396.0342 | 375.2092 | 44.3426 | 80.8016 | 0
| All | All Customers | 6 | Monthly System Peak Day | CAISO | 1-in-10 | 2023 | 23 | 421.7213 | 390.027 | 44.1874 | 77.3827 | 0
| All | All Customers | 6 | Monthly System Peak Day | CAISO | 1-in-10 | 2023 | 24 | 446.0797 | 423.2986 | 44.111 | 75.3019 | 0
| All | All Customers | 7 | Average Weekday | CAISO | 1-in-10 | 2023 | 1 | 376.4919 | 403.9415 | 38.8813 | 72.1536 | 0
| All | All Customers | 7 | Average Weekday | CAISO | 1-in-10 | 2023 | 2 | 374.4021 | 393.6338 | 38.8769 | 71.4201 | 0
| All | All Customers | 7 | Average Weekday | CAISO | 1-in-10 | 2023 | 3 | 460.1953 | 485.8512 | 38.8757 | 70.7709 | 0
| All | All Customers | 7 | Average Weekday | CAISO | 1-in-10 | 2023 | 4 | 556.3568 | 586.8972 | 38.8735 | 70.2504 | 0
| All | All Customers | 7 | Average Weekday | CAISO | 1-in-10 | 2023 | 5 | 540.5747 | 581.0515 | 38.871 | 69.8041 | 0
| All | All Customers | 7 | Average Weekday | CAISO | 1-in-10 | 2023 | 6 | 548.0228 | 591.7722 | 38.8646 | 69.4399 | 0
| All | All Customers | 7 | Average Weekday | CAISO | 1-in-10 | 2023 | 7 | 553.4254 | 575.6349 | 38.8648 | 69.2407 | 0
| All | All Customers | 7 | Average Weekday | CAISO | 1-in-10 | 2023 | 8 | 570.6152 | 599.5159 | 38.8958 | 69.7054 | 0
| All | All Customers | 7 | Average Weekday | CAISO | 1-in-10 | 2023 | 9 | 516.6976 | 536.3575 | 38.9288 | 71.9118 | 0
| All | All Customers | 7 | Average Weekday | CAISO | 1-in-10 | 2023 | 10 | 505.689 | 518.6263 | 38.9276 | 74.9215 | 0
| All | All Customers | 7 | Average Weekday | CAISO | 1-in-10 | 2023 | 11 | 489.3689 | 501.0055 | 38.9631 | 78.3302 | 0
| All | All Customers | 7 | Average Weekday | CAISO | 1-in-10 | 2023 | 12 | 481.0653 | 496.1465 | 38.9975 | 81.5124 | 0
| All | All Customers | 7 | Average Weekday | CAISO | 1-in-10 | 2023 | 13 | 396.5816 | 414.1541 | 39.0132 | 83.9403 | 0
| All | All Customers | 7 | Average Weekday | CAISO | 1-in-10 | 2023 | 14 | 370.2421 | 385.618 | 38.9817 | 85.7186 | 0
| All | All Customers | 7 | Average Weekday | CAISO | 1-in-10 | 2023 | 15 | 325.7392 | 339.8575 | 38.9228 | 86.8585 | 0
| All | All Customers | 7 | Average Weekday | CAISO | 1-in-10 | 2023 | 16 | 278.3568 | 279.1714 | 38.8803 | 87.4293 | 0
| All | All Customers | 7 | Average Weekday | CAISO | 1-in-10 | 2023 | 17 | 259.1794 | 267.2322 | 39.2861 | 87.3156 | 0
| All | All Customers | 7 | Average Weekday | CAISO | 1-in-10 | 2023 | 18 | 245.2223 | 257.7001 | 39.309 | 86.4657 | 0
| All | All Customers | 7 | Average Weekday | CAISO | 1-in-10 | 2023 | 19 | 231.9232 | 253.2705 | 39.9189 | 84.9536 | 0
| All | All Customers | 7 | Average Weekday | CAISO | 1-in-10 | 2023 | 20 | 226.9452 | 242.2874 | 38.8418 | 82.593 | 0
| All | All Customers | 7 | Average Weekday | CAISO | 1-in-10 | 2023 | 21 | 247.9252 | 260.2359 | 39.3185 | 79.4531 | 0
| All | All Customers | 7 | Average Weekday | CAISO | 1-in-10 | 2023 | 22 | 404.3533 | 439.8231 | 38.8562 | 76.411 | 0
| All | All Customers | 7 | Average Weekday | CAISO | 1-in-10 | 2023 | 23 | 421.1964 | 451.6529 | 38.8683 | 74.6466 | 0
| All | All Customers | 7 | Average Weekday | CAISO | 1-in-10 | 2023 | 24 | 441.2137 | 480.289 | 38.8845 | 73.4889 | 0
| All | All Customers | 7 | Monthly System Peak Day | CAISO | 1-in-10 | 2023 | 1 | 376.4919 | 368.7208 | 38.8939 | 76.5275 | 0
| All | All Customers | 7 | Monthly System Peak Day | CAISO | 1-in-10 | 2023 | 2 | 374.4021 | 347.2853 | 38.8785 | 75.9902 | 0
| All | All Customers | 7 | Monthly System Peak Day | CAISO | 1-in-10 | 2023 | 3 | 460.1953 | 410.8312 | 38.877 | 75.0914 | 0
| All | All Customers | 7 | Monthly System Peak Day | CAISO | 1-in-10 | 2023 | 4 | 556.3568 | 482.1443 | 38.8737 | 74.0715 | 0
| All | All Customers | 7 | Monthly System Peak Day | CAISO | 1-in-10 | 2023 | 5 | 540.5747 | 482.9028 | 38.8819 | 73.2621 | 0
| All | All Customers | 7 | Monthly System Peak Day | CAISO | 1-in-10 | 2023 | 6 | 548.0228 | 507.0331 | 38.8964 | 72.8051 | 0
| All | All Customers | 7 | Monthly System Peak Day | CAISO | 1-in-10 | 2023 | 7 | 553.4254 | 499.3162 | 38.9454 | 72.349 | 0
| All | All Customers | 7 | Monthly System Peak Day | CAISO | 1-in-10 | 2023 | 8 | 570.6152 | 528.7059 | 38.9125 | 72.5955 | 0
| All | All Customers | 7 | Monthly System Peak Day | CAISO | 1-in-10 | 2023 | 9 | 516.6976 | 490.246 | 38.9156 | 75.0342 | 0
| All | All Customers | 7 | Monthly System Peak Day | CAISO | 1-in-10 | 2023 | 10 | 505.689 | 469.0546 | 38.9064 | 78.4777 | 0
| All | All Customers | 7 | Monthly System Peak Day | CAISO | 1-in-10 | 2023 | 11 | 489.3689 | 454.6818 | 38.9165 | 82.4014 | 0
| All | All Customers | 7 | Monthly System Peak Day | CAISO | 1-in-10 | 2023 | 12 | 481.0653 | 446.6234 | 38.9274 | 85.9909 | 0
| All | All Customers | 7 | Monthly System Peak Day | CAISO | 1-in-10 | 2023 | 13 | 396.5816 | 380.023 | 38.9395 | 88.5239 | 0
| All | All Customers | 7 | Monthly System Peak Day | CAISO | 1-in-10 | 2023 | 14 | 370.2421 | 354.9607 | 38.9339 | 90.3151 | 0
| All | All Customers | 7 | Monthly System Peak Day | CAISO | 1-in-10 | 2023 | 15 | 325.7392 | 314.669 | 38.9511 | 91.4602 | 0
| All | All Customers | 7 | Monthly System Peak Day | CAISO | 1-in-10 | 2023 | 16 | 278.3568 | 253.4242 | 38.9496 | 91.8551 | 0
| All | All Customers | 7 | Monthly System Peak Day | CAISO | 1-in-10 | 2023 | 17 | 259.1794 | 269.9577 | 38.8259 | 90.9235 | 0
| All | All Customers | 7 | Monthly System Peak Day | CAISO | 1-in-10 | 2023 | 18 | 245.2223 | 268.0251 | 38.9159 | 90.3439 | 0
| All | All Customers | 7 | Monthly System Peak Day | CAISO | 1-in-10 | 2023 | 19 | 231.9232 | 227.808 | 38.5015 | 88.852 | 0
| All | All Customers | 7 | Monthly System Peak Day | CAISO | 1-in-10 | 2023 | 20 | 226.9452 | 249.6148 | 38.2682 | 86.2629 | 0
| All | All Customers | 7 | Monthly System Peak Day | CAISO | 1-in-10 | 2023 | 21 | 247.9252 | 233.5082 | 39.4716 | 82.9808 | 0
| All | All Customers | 7 | Monthly System Peak Day | CAISO | 1-in-10 | 2023 | 22 | 404.3533 | 389.405 | 39.0032 | 79.3628 | 0
| All | All Customers | 7 | Monthly System Peak Day | CAISO | 1-in-10 | 2023 | 23 | 421.1964 | 388.9253 | 38.9088 | 77.7227 | 0
| All | All Customers | 7 | Monthly System Peak Day | CAISO | 1-in-10 | 2023 | 24 | 441.2137 | 417.5798 | 38.9021 | 76.3296 | 0
| All | All Customers | 8 | Average Weekday | CAISO | 1-in-10 | 2023 | 1 | 397.0708 | 428.3223 | 36.3222 | 71.5409 | 0
| All | All Customers | 8 | Average Weekday | CAISO | 1-in-10 | 2023 | 2 | 382.676 | 404.4069 | 36.3174 | 70.8332 | 0
| All | All Customers | 8 | Average Weekday | CAISO | 1-in-10 | 2023 | 3 | 465.4165 | 491.2399 | 36.3159 | 70.199 | 0
| All | All Customers | 8 | Average Weekday | CAISO | 1-in-10 | 2023 | 4 | 568.2721 | 598.7218 | 36.3129 | 69.6977 | 0
| All | All Customers | 8 | Average Weekday | CAISO | 1-in-10 | 2023 | 5 | 545.4391 | 586.5212 | 36.3103 | 69.2229 | 0
| All | All Customers | 8 | Average Weekday | CAISO | 1-in-10 | 2023 | 6 | 557.1137 | 604.4375 | 36.303 | 68.8435 | 0
| All | All Customers | 8 | Average Weekday | CAISO | 1-in-10 | 2023 | 7 | 571.0528 | 598.4394 | 36.3094 | 68.5069 | 0
| All | All Customers | 8 | Average Weekday | CAISO | 1-in-10 | 2023 | 8 | 581.554 | 613.6557 | 36.3382 | 68.5051 | 0
| All | All Customers | 8 | Average Weekday | CAISO | 1-in-10 | 2023 | 9 | 522.5893 | 543.5096 | 36.3732 | 70.1299 | 0
| All | All Customers | 8 | Average Weekday | CAISO | 1-in-10 | 2023 | 10 | 513.7212 | 527.5818 | 36.3774 | 72.7973 | 0
| All | All Customers | 8 | Average Weekday | CAISO | 1-in-10 | 2023 | 11 | 493.6691 | 506.2982 | 36.4108 | 75.9355 | 0
| All | All Customers | 8 | Average Weekday | CAISO | 1-in-10 | 2023 | 12 | 482.4536 | 498.7548 | 36.4398 | 79.0539 | 0
| All | All Customers | 8 | Average Weekday | CAISO | 1-in-10 | 2023 | 13 | 406.7003 | 426.7814 | 36.455 | 81.6854 | 0
| All | All Customers | 8 | Average Weekday | CAISO | 1-in-10 | 2023 | 14 | 378.1614 | 394.9878 | 36.4247 | 83.7858 | 0
| All | All Customers | 8 | Average Weekday | CAISO | 1-in-10 | 2023 | 15 | 333.8031 | 348.8791 | 36.3707 | 85.2137 | 0
| All | All Customers | 8 | Average Weekday | CAISO | 1-in-10 | 2023 | 16 | 287.289 | 291.32 | 36.3327 | 85.8037 | 0
| All | All Customers | 8 | Average Weekday | CAISO | 1-in-10 | 2023 | 17 | 269.4666 | 276.8996 | 36.6962 | 85.757 | 0
| All | All Customers | 8 | Average Weekday | CAISO | 1-in-10 | 2023 | 18 | 246.0362 | 260.1867 | 36.7527 | 84.8848 | 0
| All | All Customers | 8 | Average Weekday | CAISO | 1-in-10 | 2023 | 19 | 233.1943 | 256.7238 | 37.6361 | 83.3207 | 0
| All | All Customers | 8 | Average Weekday | CAISO | 1-in-10 | 2023 | 20 | 233.7049 | 253.1144 | 36.5147 | 80.9246 | 0
| All | All Customers | 8 | Average Weekday | CAISO | 1-in-10 | 2023 | 21 | 258.5997 | 274.3367 | 36.8895 | 77.6224 | 0
| All | All Customers | 8 | Average Weekday | CAISO | 1-in-10 | 2023 | 22 | 417.6107 | 449.982 | 36.2864 | 75.1915 | 0
| All | All Customers | 8 | Average Weekday | CAISO | 1-in-10 | 2023 | 23 | 438.2419 | 473.7053 | 36.2987 | 73.7628 | 0
| All | All Customers | 8 | Average Weekday | CAISO | 1-in-10 | 2023 | 24 | 461.8449 | 504.7585 | 36.3225 | 72.683 | 0
| All | All Customers | 8 | Monthly System Peak Day | CAISO | 1-in-10 | 2023 | 1 | 397.0708 | 389.5635 | 30.8087 | 74.963 | 0
| All | All Customers | 8 | Monthly System Peak Day | CAISO | 1-in-10 | 2023 | 2 | 382.676 | 357.6614 | 30.7926 | 74.0975 | 0
| All | All Customers | 8 | Monthly System Peak Day | CAISO | 1-in-10 | 2023 | 3 | 465.4165 | 421.3923 | 30.7914 | 73.4693 | 0
| All | All Customers | 8 | Monthly System Peak Day | CAISO | 1-in-10 | 2023 | 4 | 568.2721 | 496.2979 | 30.7885 | 72.8742 | 0
| All | All Customers | 8 | Monthly System Peak Day | CAISO | 1-in-10 | 2023 | 5 | 545.4391 | 491.5034 | 30.7972 | 72.1898 | 0
| All | All Customers | 8 | Monthly System Peak Day | CAISO | 1-in-10 | 2023 | 6 | 557.1137 | 514.4717 | 30.814 | 71.5783 | 0
| All | All Customers | 8 | Monthly System Peak Day | CAISO | 1-in-10 | 2023 | 7 | 571.0528 | 517.6642 | 30.8603 | 71.1706 | 0
| All | All Customers | 8 | Monthly System Peak Day | CAISO | 1-in-10 | 2023 | 8 | 581.554 | 538.1553 | 30.8267 | 71.0271 | 0
| All | All Customers | 8 | Monthly System Peak Day | CAISO | 1-in-10 | 2023 | 9 | 522.5893 | 498.3318 | 30.828 | 73.2935 | 0
| All | All Customers | 8 | Monthly System Peak Day | CAISO | 1-in-10 | 2023 | 10 | 513.7212 | 478.8458 | 30.8119 | 77.163 | 0
| All | All Customers | 8 | Monthly System Peak Day | CAISO | 1-in-10 | 2023 | 11 | 493.6691 | 457.5575 | 30.8247 | 82.0368 | 0
| All | All Customers | 8 | Monthly System Peak Day | CAISO | 1-in-10 | 2023 | 12 | 482.4536 | 446.9573 | 30.843 | 86.9797 | 0
| All | All Customers | 8 | Monthly System Peak Day | CAISO | 1-in-10 | 2023 | 13 | 406.7003 | 391.1752 | 30.8574 | 90.4847 | 0
| All | All Customers | 8 | Monthly System Peak Day | CAISO | 1-in-10 | 2023 | 14 | 378.1614 | 364.1307 | 30.852 | 93.1945 | 0
| All | All Customers | 8 | Monthly System Peak Day | CAISO | 1-in-10 | 2023 | 15 | 333.8031 | 324.1696 | 30.868 | 94.2092 | 0
| All | All Customers | 8 | Monthly System Peak Day | CAISO | 1-in-10 | 2023 | 16 | 287.289 | 266.1114 | 30.857 | 94.1071 | 0
| All | All Customers | 8 | Monthly System Peak Day | CAISO | 1-in-10 | 2023 | 17 | 269.4666 | 279.3068 | 30.676 | 93.6937 | 0
| All | All Customers | 8 | Monthly System Peak Day | CAISO | 1-in-10 | 2023 | 18 | 246.0362 | 270.9302 | 30.768 | 92.8131 | 0
| All | All Customers | 8 | Monthly System Peak Day | CAISO | 1-in-10 | 2023 | 19 | 233.1943 | 230.5977 | 30.4256 | 91.0316 | 0
| All | All Customers | 8 | Monthly System Peak Day | CAISO | 1-in-10 | 2023 | 20 | 233.7049 | 224.2518 | 30.2824 | 88.4661 | 0
| All | All Customers | 8 | Monthly System Peak Day | CAISO | 1-in-10 | 2023 | 21 | 258.5997 | 238.6939 | 31.5556 | 84.3055 | 0
| All | All Customers | 8 | Monthly System Peak Day | CAISO | 1-in-10 | 2023 | 22 | 417.6107 | 392.6743 | 30.9628 | 81.4134 | 0
| All | All Customers | 8 | Monthly System Peak Day | CAISO | 1-in-10 | 2023 | 23 | 438.2419 | 412.3591 | 30.8409 | 80.038 | 0
| All | All Customers | 8 | Monthly System Peak Day | CAISO | 1-in-10 | 2023 | 24 | 461.8449 | 442.2845 | 30.8212 | 78.823 | 0
| All | All Customers | 8 | Typical Event Day | CAISO | 1-in-10 | 2023 | 1 | 397.0708 | 389.5635 | 30.8087 | 76.1053 | 0
| All | All Customers | 8 | Typical Event Day | CAISO | 1-in-10 | 2023 | 2 | 382.676 | 357.6614 | 30.7926 | 75.1038 | 0
| All | All Customers | 8 | Typical Event Day | CAISO | 1-in-10 | 2023 | 3 | 465.4165 | 421.3923 | 30.7914 | 74.1957 | 0
| All | All Customers | 8 | Typical Event Day | CAISO | 1-in-10 | 2023 | 4 | 568.2721 | 496.2979 | 30.7885 | 73.4679 | 0
| All | All Customers | 8 | Typical Event Day | CAISO | 1-in-10 | 2023 | 5 | 545.4391 | 491.5034 | 30.7972 | 72.7368 | 0
| All | All Customers | 8 | Typical Event Day | CAISO | 1-in-10 | 2023 | 6 | 557.1137 | 514.4717 | 30.814 | 72.2123 | 0
| All | All Customers | 8 | Typical Event Day | CAISO | 1-in-10 | 2023 | 7 | 571.0528 | 517.6642 | 30.8603 | 71.8143 | 0
| All | All Customers | 8 | Typical Event Day | CAISO | 1-in-10 | 2023 | 8 | 581.554 | 538.1553 | 30.8267 | 72.1822 | 0
| All | All Customers | 8 | Typical Event Day | CAISO | 1-in-10 | 2023 | 9 | 522.5893 | 498.3318 | 30.828 | 74.6794 | 0
| All | All Customers | 8 | Typical Event Day | CAISO | 1-in-10 | 2023 | 10 | 513.7212 | 478.8458 | 30.8119 | 78.8263 | 0
| All | All Customers | 8 | Typical Event Day | CAISO | 1-in-10 | 2023 | 11 | 493.6691 | 457.5575 | 30.8247 | 83.5047 | 0
| All | All Customers | 8 | Typical Event Day | CAISO | 1-in-10 | 2023 | 12 | 482.4536 | 446.9573 | 30.843 | 87.7653 | 0
| All | All Customers | 8 | Typical Event Day | CAISO | 1-in-10 | 2023 | 13 | 406.7003 | 391.1752 | 30.8574 | 90.4856 | 0
| All | All Customers | 8 | Typical Event Day | CAISO | 1-in-10 | 2023 | 14 | 378.1614 | 364.1307 | 30.852 | 92.4834 | 0
| All | All Customers | 8 | Typical Event Day | CAISO | 1-in-10 | 2023 | 15 | 333.8031 | 324.1696 | 30.868 | 93.7562 | 0
| All | All Customers | 8 | Typical Event Day | CAISO | 1-in-10 | 2023 | 16 | 287.289 | 266.1114 | 30.857 | 94.2695 | 0
| All | All Customers | 8 | Typical Event Day | CAISO | 1-in-10 | 2023 | 17 | 269.4666 | 279.3068 | 30.676 | 94.0144 | 0
| All | All Customers | 8 | Typical Event Day | CAISO | 1-in-10 | 2023 | 18 | 246.0362 | 270.9302 | 30.768 | 93.2816 | 0
| All | All Customers | 8 | Typical Event Day | CAISO | 1-in-10 | 2023 | 19 | 233.1943 | 230.5977 | 30.4256 | 91.6543 | 0
| All | All Customers | 8 | Typical Event Day | CAISO | 1-in-10 | 2023 | 20 | 233.7049 | 224.2518 | 30.2824 | 88.7224 | 0
| All | All Customers | 8 | Typical Event Day | CAISO | 1-in-10 | 2023 | 21 | 258.5997 | 238.6939 | 31.5556 | 84.953 | 0
| All | All Customers | 8 | Typical Event Day | CAISO | 1-in-10 | 2023 | 22 | 417.6107 | 392.6743 | 30.9628 | 81.9084 | 0
| All | All Customers | 8 | Typical Event Day | CAISO | 1-in-10 | 2023 | 23 | 438.2419 | 412.3591 | 30.8409 | 79.9867 | 0
| All | All Customers | 8 | Typical Event Day | CAISO | 1-in-10 | 2023 | 24 | 461.8449 | 442.2845 | 30.8212 | 78.3992 | 0
| All | All Customers | 9 | Average Weekday | CAISO | 1-in-10 | 2023 | 1 | 366.1241 | 387.252 | 39.0248 | 71.6865 | 0
| All | All Customers | 9 | Average Weekday | CAISO | 1-in-10 | 2023 | 2 | 363.0724 | 373.8951 | 39.0199 | 70.7796 | 0
| All | All Customers | 9 | Average Weekday | CAISO | 1-in-10 | 2023 | 3 | 458.6494 | 465.6576 | 39.0183 | 69.9662 | 0
| All | All Customers | 9 | Average Weekday | CAISO | 1-in-10 | 2023 | 4 | 563.9835 | 574.7161 | 39.0175 | 69.2514 | 0
| All | All Customers | 9 | Average Weekday | CAISO | 1-in-10 | 2023 | 5 | 530.1661 | 548.0432 | 39.0147 | 68.63 | 0
| All | All Customers | 9 | Average Weekday | CAISO | 1-in-10 | 2023 | 6 | 530.5972 | 559.1094 | 39.0089 | 68.1028 | 0
| All | All Customers | 9 | Average Weekday | CAISO | 1-in-10 | 2023 | 7 | 555.6248 | 574.3346 | 38.9997 | 67.6712 | 0
| All | All Customers | 9 | Average Weekday | CAISO | 1-in-10 | 2023 | 8 | 555.3949 | 571.9184 | 39.0338 | 67.4139 | 0
| All | All Customers | 9 | Average Weekday | CAISO | 1-in-10 | 2023 | 9 | 494.7972 | 511.5011 | 39.0687 | 68.8038 | 0
| All | All Customers | 9 | Average Weekday | CAISO | 1-in-10 | 2023 | 10 | 492.4648 | 501.799 | 39.0653 | 71.9381 | 0
| All | All Customers | 9 | Average Weekday | CAISO | 1-in-10 | 2023 | 11 | 476.1822 | 484.802 | 39.108 | 75.5259 | 0
| All | All Customers | 9 | Average Weekday | CAISO | 1-in-10 | 2023 | 12 | 467.2442 | 476.3347 | 39.1514 | 78.9902 | 0
| All | All Customers | 9 | Average Weekday | CAISO | 1-in-10 | 2023 | 13 | 401.3968 | 412.0643 | 39.1702 | 81.7014 | 0
| All | All Customers | 9 | Average Weekday | CAISO | 1-in-10 | 2023 | 14 | 369.2703 | 379.3336 | 39.1355 | 83.6224 | 0
| All | All Customers | 9 | Average Weekday | CAISO | 1-in-10 | 2023 | 15 | 331.5218 | 341.345 | 39.0652 | 84.909 | 0
| All | All Customers | 9 | Average Weekday | CAISO | 1-in-10 | 2023 | 16 | 300.4668 | 299.8234 | 39.0147 | 85.3183 | 0
| All | All Customers | 9 | Average Weekday | CAISO | 1-in-10 | 2023 | 17 | 273.1126 | 285.9332 | 39.2481 | 85.1738 | 0
| All | All Customers | 9 | Average Weekday | CAISO | 1-in-10 | 2023 | 18 | 254.3868 | 272.2441 | 39.1706 | 84.2725 | 0
| All | All Customers | 9 | Average Weekday | CAISO | 1-in-10 | 2023 | 19 | 257.7176 | 268.2983 | 40.4181 | 82.4554 | 0
| All | All Customers | 9 | Average Weekday | CAISO | 1-in-10 | 2023 | 20 | 258.7587 | 267.3195 | 38.883 | 79.5745 | 0
| All | All Customers | 9 | Average Weekday | CAISO | 1-in-10 | 2023 | 21 | 275.3874 | 285.3747 | 39.0492 | 76.5206 | 0
| All | All Customers | 9 | Average Weekday | CAISO | 1-in-10 | 2023 | 22 | 416.9099 | 439.9369 | 38.9779 | 74.7105 | 0
| All | All Customers | 9 | Average Weekday | CAISO | 1-in-10 | 2023 | 23 | 417.9896 | 440.6239 | 39.0278 | 73.3727 | 0
| All | All Customers | 9 | Average Weekday | CAISO | 1-in-10 | 2023 | 24 | 431.3074 | 462.7262 | 39.0322 | 72.2628 | 0
| All | All Customers | 9 | Monthly System Peak Day | CAISO | 1-in-10 | 2023 | 1 | 366.1241 | 349.7462 | 39.1061 | 78.6518 | 0
| All | All Customers | 9 | Monthly System Peak Day | CAISO | 1-in-10 | 2023 | 2 | 363.0724 | 327.2436 | 39.0924 | 77.5283 | 0
| All | All Customers | 9 | Monthly System Peak Day | CAISO | 1-in-10 | 2023 | 3 | 458.6494 | 396.291 | 39.0908 | 76.5704 | 0
| All | All Customers | 9 | Monthly System Peak Day | CAISO | 1-in-10 | 2023 | 4 | 563.9835 | 463.5868 | 39.0866 | 76.0136 | 0
| All | All Customers | 9 | Monthly System Peak Day | CAISO | 1-in-10 | 2023 | 5 | 530.1661 | 443.8546 | 39.0939 | 75.6065 | 0
| All | All Customers | 9 | Monthly System Peak Day | CAISO | 1-in-10 | 2023 | 6 | 530.5972 | 456.5817 | 39.1057 | 75.2741 | 0
| All | All Customers | 9 | Monthly System Peak Day | CAISO | 1-in-10 | 2023 | 7 | 555.6248 | 481.5502 | 39.1602 | 75.0385 | 0
| All | All Customers | 9 | Monthly System Peak Day | CAISO | 1-in-10 | 2023 | 8 | 555.3949 | 483.5407 | 39.1273 | 75.5037 | 0
| All | All Customers | 9 | Monthly System Peak Day | CAISO | 1-in-10 | 2023 | 9 | 494.7972 | 463.0504 | 39.1307 | 76.9356 | 0
| All | All Customers | 9 | Monthly System Peak Day | CAISO | 1-in-10 | 2023 | 10 | 492.4648 | 447.9143 | 39.1277 | 80.2439 | 0
| All | All Customers | 9 | Monthly System Peak Day | CAISO | 1-in-10 | 2023 | 11 | 476.1822 | 431.0802 | 39.1313 | 85.05 | 0
| All | All Customers | 9 | Monthly System Peak Day | CAISO | 1-in-10 | 2023 | 12 | 467.2442 | 422.7851 | 39.131 | 89.2714 | 0
| All | All Customers | 9 | Monthly System Peak Day | CAISO | 1-in-10 | 2023 | 13 | 401.3968 | 369.8008 | 39.1396 | 92.498 | 0
| All | All Customers | 9 | Monthly System Peak Day | CAISO | 1-in-10 | 2023 | 14 | 369.2703 | 343.0264 | 39.1359 | 94.4061 | 0
| All | All Customers | 9 | Monthly System Peak Day | CAISO | 1-in-10 | 2023 | 15 | 331.5218 | 312.2317 | 39.1608 | 95.6612 | 0
| All | All Customers | 9 | Monthly System Peak Day | CAISO | 1-in-10 | 2023 | 16 | 300.4668 | 269.1993 | 39.1705 | 96.0092 | 0
| All | All Customers | 9 | Monthly System Peak Day | CAISO | 1-in-10 | 2023 | 17 | 273.1126 | 284.0035 | 39.0476 | 96.2122 | 0
| All | All Customers | 9 | Monthly System Peak Day | CAISO | 1-in-10 | 2023 | 18 | 254.3868 | 278.1609 | 39.0567 | 95.0316 | 0
| All | All Customers | 9 | Monthly System Peak Day | CAISO | 1-in-10 | 2023 | 19 | 257.7176 | 229.3043 | 39.54 | 93.3908 | 0
| All | All Customers | 9 | Monthly System Peak Day | CAISO | 1-in-10 | 2023 | 20 | 258.7587 | 218.6998 | 38.235 | 91.0112 | 0
| All | All Customers | 9 | Monthly System Peak Day | CAISO | 1-in-10 | 2023 | 21 | 275.3874 | 244.3098 | 39.2063 | 87.852 | 0
| All | All Customers | 9 | Monthly System Peak Day | CAISO | 1-in-10 | 2023 | 22 | 416.9099 | 374.7349 | 39.2107 | 86.1918 | 0
| All | All Customers | 9 | Monthly System Peak Day | CAISO | 1-in-10 | 2023 | 23 | 417.9896 | 372.3074 | 39.1 | 84.9041 | 0
| All | All Customers | 9 | Monthly System Peak Day | CAISO | 1-in-10 | 2023 | 24 | 431.3074 | 395.3146 | 39.1088 | 83.2214 | 0
| All | All Customers | 10 | Average Weekday | CAISO | 1-in-10 | 2023 | 1 | 392.7746 | 406.624 | 36.2165 | 67.7185 | 0
| All | All Customers | 10 | Average Weekday | CAISO | 1-in-10 | 2023 | 2 | 371.9671 | 379.1475 | 36.1193 | 66.8116 | 0
| All | All Customers | 10 | Average Weekday | CAISO | 1-in-10 | 2023 | 3 | 464.7343 | 474.7462 | 36.1055 | 66.0895 | 0
| All | All Customers | 10 | Average Weekday | CAISO | 1-in-10 | 2023 | 4 | 571.5393 | 586.4666 | 36.0724 | 65.4005 | 0
| All | All Customers | 10 | Average Weekday | CAISO | 1-in-10 | 2023 | 5 | 577.5751 | 594.6144 | 36.0782 | 64.7636 | 0
| All | All Customers | 10 | Average Weekday | CAISO | 1-in-10 | 2023 | 6 | 589.2168 | 610.301 | 36.046 | 64.2657 | 0
| All | All Customers | 10 | Average Weekday | CAISO | 1-in-10 | 2023 | 7 | 597.8585 | 613.543 | 36.0596 | 63.7933 | 0
| All | All Customers | 10 | Average Weekday | CAISO | 1-in-10 | 2023 | 8 | 621.8478 | 647.0476 | 36.3195 | 63.4726 | 0
| All | All Customers | 10 | Average Weekday | CAISO | 1-in-10 | 2023 | 9 | 561.9241 | 598.7578 | 36.5832 | 63.925 | 0
| All | All Customers | 10 | Average Weekday | CAISO | 1-in-10 | 2023 | 10 | 547.9274 | 567.8822 | 36.3573 | 66.8175 | 0
| All | All Customers | 10 | Average Weekday | CAISO | 1-in-10 | 2023 | 11 | 539.7949 | 554.628 | 36.4872 | 70.6107 | 0
| All | All Customers | 10 | Average Weekday | CAISO | 1-in-10 | 2023 | 12 | 522.792 | 533.8475 | 36.6305 | 74.3318 | 0
| All | All Customers | 10 | Average Weekday | CAISO | 1-in-10 | 2023 | 13 | 431.0348 | 439.9996 | 36.7262 | 77.3255 | 0
| All | All Customers | 10 | Average Weekday | CAISO | 1-in-10 | 2023 | 14 | 381.0607 | 387.198 | 36.6174 | 79.3286 | 0
| All | All Customers | 10 | Average Weekday | CAISO | 1-in-10 | 2023 | 15 | 338.7739 | 344.0312 | 36.4002 | 80.544 | 0
| All | All Customers | 10 | Average Weekday | CAISO | 1-in-10 | 2023 | 16 | 292.6152 | 294.8214 | 36.1176 | 81.0973 | 0
| All | All Customers | 10 | Average Weekday | CAISO | 1-in-10 | 2023 | 17 | 273.4156 | 281.3099 | 35.8739 | 81.0095 | 0
| All | All Customers | 10 | Average Weekday | CAISO | 1-in-10 | 2023 | 18 | 265.7823 | 272.0377 | 35.9014 | 80.1858 | 0
| All | All Customers | 10 | Average Weekday | CAISO | 1-in-10 | 2023 | 19 | 256.3846 | 260.8969 | 36.4144 | 78.2469 | 0
| All | All Customers | 10 | Average Weekday | CAISO | 1-in-10 | 2023 | 20 | 258.2104 | 262.2346 | 35.8337 | 75.1596 | 0
| All | All Customers | 10 | Average Weekday | CAISO | 1-in-10 | 2023 | 21 | 266.1257 | 270.3958 | 35.9026 | 72.8835 | 0
| All | All Customers | 10 | Average Weekday | CAISO | 1-in-10 | 2023 | 22 | 436.7494 | 458.9046 | 36.1049 | 71.2801 | 0
| All | All Customers | 10 | Average Weekday | CAISO | 1-in-10 | 2023 | 23 | 424.5564 | 448.0407 | 36.2015 | 69.9309 | 0
| All | All Customers | 10 | Average Weekday | CAISO | 1-in-10 | 2023 | 24 | 440.3548 | 471.9253 | 36.3125 | 68.7679 | 0
| All | All Customers | 10 | Monthly System Peak Day | CAISO | 1-in-10 | 2023 | 1 | 392.7746 | 420.6696 | 35.8216 | 77.3176 | 0
| All | All Customers | 10 | Monthly System Peak Day | CAISO | 1-in-10 | 2023 | 2 | 371.9671 | 386.3545 | 35.8661 | 76.1669 | 0
| All | All Customers | 10 | Monthly System Peak Day | CAISO | 1-in-10 | 2023 | 3 | 464.7343 | 482.6414 | 35.8729 | 75.1587 | 0
| All | All Customers | 10 | Monthly System Peak Day | CAISO | 1-in-10 | 2023 | 4 | 571.5393 | 591.4656 | 35.8949 | 74.1818 | 0
| All | All Customers | 10 | Monthly System Peak Day | CAISO | 1-in-10 | 2023 | 5 | 577.5751 | 602.1995 | 35.8922 | 73.7402 | 0
| All | All Customers | 10 | Monthly System Peak Day | CAISO | 1-in-10 | 2023 | 6 | 589.2168 | 611.5257 | 35.9204 | 73.4987 | 0
| All | All Customers | 10 | Monthly System Peak Day | CAISO | 1-in-10 | 2023 | 7 | 597.8585 | 611.3146 | 35.9277 | 72.796 | 0
| All | All Customers | 10 | Monthly System Peak Day | CAISO | 1-in-10 | 2023 | 8 | 621.8478 | 658.2564 | 35.7982 | 72.3983 | 0
| All | All Customers | 10 | Monthly System Peak Day | CAISO | 1-in-10 | 2023 | 9 | 561.9241 | 609.5753 | 35.7556 | 73.0147 | 0
| All | All Customers | 10 | Monthly System Peak Day | CAISO | 1-in-10 | 2023 | 10 | 547.9274 | 574.0757 | 35.807 | 76.7836 | 0
| All | All Customers | 10 | Monthly System Peak Day | CAISO | 1-in-10 | 2023 | 11 | 539.7949 | 564.3119 | 35.8372 | 80.6676 | 0
| All | All Customers | 10 | Monthly System Peak Day | CAISO | 1-in-10 | 2023 | 12 | 522.792 | 547.1029 | 35.9031 | 84.0936 | 0
| All | All Customers | 10 | Monthly System Peak Day | CAISO | 1-in-10 | 2023 | 13 | 431.0348 | 443.721 | 35.9674 | 86.8585 | 0
| All | All Customers | 10 | Monthly System Peak Day | CAISO | 1-in-10 | 2023 | 14 | 381.0607 | 387.9547 | 35.9082 | 88.4053 | 0
| All | All Customers | 10 | Monthly System Peak Day | CAISO | 1-in-10 | 2023 | 15 | 338.7739 | 343.63 | 35.8327 | 89.1532 | 0
| All | All Customers | 10 | Monthly System Peak Day | CAISO | 1-in-10 | 2023 | 16 | 292.6152 | 292.5952 | 35.8749 | 89.8404 | 0
| All | All Customers | 10 | Monthly System Peak Day | CAISO | 1-in-10 | 2023 | 17 | 273.4156 | 281.4349 | 35.8424 | 89.2723 | 0
| All | All Customers | 10 | Monthly System Peak Day | CAISO | 1-in-10 | 2023 | 18 | 265.7823 | 272.5896 | 35.8288 | 88.0713 | 0
| All | All Customers | 10 | Monthly System Peak Day | CAISO | 1-in-10 | 2023 | 19 | 256.3846 | 260.1668 | 36.5519 | 84.9362 | 0
| All | All Customers | 10 | Monthly System Peak Day | CAISO | 1-in-10 | 2023 | 20 | 258.2104 | 261.4317 | 35.8335 | 81.3926 | 0
| All | All Customers | 10 | Monthly System Peak Day | CAISO | 1-in-10 | 2023 | 21 | 266.1257 | 271.2867 | 35.963 | 78.3037 | 0
| All | All Customers | 10 | Monthly System Peak Day | CAISO | 1-in-10 | 2023 | 22 | 436.7494 | 459.1355 | 35.8983 | 76.5022 | 0
| All | All Customers | 10 | Monthly System Peak Day | CAISO | 1-in-10 | 2023 | 23 | 424.5564 | 452.4197 | 35.8442 | 75.3302 | 0
| All | All Customers | 10 | Monthly System Peak Day | CAISO | 1-in-10 | 2023 | 24 | 440.3548 | 492.0334 | 35.7893 | 74.257 | 0
| All | All Customers | 11 | Average Weekday | CAISO | 1-in-10 | 2023 | 1 | 369.0117 | 377.2795 | 36.1145 | 56.8635 | 0
| All | All Customers | 11 | Average Weekday | CAISO | 1-in-10 | 2023 | 2 | 352.3204 | 359.089 | 36.1017 | 55.8747 | 0
| All | All Customers | 11 | Average Weekday | CAISO | 1-in-10 | 2023 | 3 | 444.6116 | 456.2179 | 36.0778 | 54.963 | 0
| All | All Customers | 11 | Average Weekday | CAISO | 1-in-10 | 2023 | 4 | 557.8239 | 576.0347 | 36.0817 | 54.0459 | 0
| All | All Customers | 11 | Average Weekday | CAISO | 1-in-10 | 2023 | 5 | 550.731 | 579.7954 | 36.0607 | 53.2576 | 0
| All | All Customers | 11 | Average Weekday | CAISO | 1-in-10 | 2023 | 6 | 565.2039 | 602.0805 | 36.0705 | 52.6836 | 0
| All | All Customers | 11 | Average Weekday | CAISO | 1-in-10 | 2023 | 7 | 579.0997 | 595.4409 | 36.2498 | 52.2571 | 0
| All | All Customers | 11 | Average Weekday | CAISO | 1-in-10 | 2023 | 8 | 591.6567 | 605.9607 | 36.4279 | 52.0378 | 0
| All | All Customers | 11 | Average Weekday | CAISO | 1-in-10 | 2023 | 9 | 536.851 | 563.0972 | 36.276 | 53.6165 | 0
| All | All Customers | 11 | Average Weekday | CAISO | 1-in-10 | 2023 | 10 | 522.722 | 536.9158 | 36.3579 | 57.5818 | 0
| All | All Customers | 11 | Average Weekday | CAISO | 1-in-10 | 2023 | 11 | 506.5032 | 516.0449 | 36.4579 | 62.1705 | 0
| All | All Customers | 11 | Average Weekday | CAISO | 1-in-10 | 2023 | 12 | 495.3504 | 502.2357 | 36.5254 | 65.9389 | 0
| All | All Customers | 11 | Average Weekday | CAISO | 1-in-10 | 2023 | 13 | 410.5388 | 420.3159 | 36.4628 | 68.6396 | 0
| All | All Customers | 11 | Average Weekday | CAISO | 1-in-10 | 2023 | 14 | 373.0663 | 380.0504 | 36.3303 | 70.2556 | 0
| All | All Customers | 11 | Average Weekday | CAISO | 1-in-10 | 2023 | 15 | 321.6039 | 328.4607 | 36.1311 | 71.0991 | 0
| All | All Customers | 11 | Average Weekday | CAISO | 1-in-10 | 2023 | 16 | 283.1571 | 284.6366 | 36.1316 | 71.2778 | 0
| All | All Customers | 11 | Average Weekday | CAISO | 1-in-10 | 2023 | 17 | 262.2415 | 269.3206 | 35.9007 | 70.5447 | 0
| All | All Customers | 11 | Average Weekday | CAISO | 1-in-10 | 2023 | 18 | 251.6328 | 258.4502 | 35.9689 | 68.5584 | 0
| All | All Customers | 11 | Average Weekday | CAISO | 1-in-10 | 2023 | 19 | 246.5149 | 250.9405 | 35.8345 | 65.9823 | 0
| All | All Customers | 11 | Average Weekday | CAISO | 1-in-10 | 2023 | 20 | 245.4764 | 314.7195 | 43.5943 | 63.7891 | 0
| All | All Customers | 11 | Average Weekday | CAISO | 1-in-10 | 2023 | 21 | 247.9356 | 253.215 | 35.9337 | 62.0355 | 0
| All | All Customers | 11 | Average Weekday | CAISO | 1-in-10 | 2023 | 22 | 412.2236 | 432.125 | 36.1624 | 60.4145 | 0
| All | All Customers | 11 | Average Weekday | CAISO | 1-in-10 | 2023 | 23 | 400.2712 | 417.14 | 36.2416 | 59.0563 | 0
| All | All Customers | 11 | Average Weekday | CAISO | 1-in-10 | 2023 | 24 | 413.1812 | 429.2881 | 36.1827 | 57.8888 | 0
| All | All Customers | 11 | Monthly System Peak Day | CAISO | 1-in-10 | 2023 | 1 | 369.0117 | 385.5056 | 35.885 | 70.1098 | 0
| All | All Customers | 11 | Monthly System Peak Day | CAISO | 1-in-10 | 2023 | 2 | 352.3204 | 365.7637 | 35.8846 | 68.6984 | 0
| All | All Customers | 11 | Monthly System Peak Day | CAISO | 1-in-10 | 2023 | 3 | 444.6116 | 462.3042 | 35.9106 | 67.9816 | 0
| All | All Customers | 11 | Monthly System Peak Day | CAISO | 1-in-10 | 2023 | 4 | 557.8239 | 582.3133 | 35.9039 | 66.567 | 0
| All | All Customers | 11 | Monthly System Peak Day | CAISO | 1-in-10 | 2023 | 5 | 550.731 | 584.4238 | 35.9379 | 65.7416 | 0
| All | All Customers | 11 | Monthly System Peak Day | CAISO | 1-in-10 | 2023 | 6 | 565.2039 | 604.9927 | 35.9366 | 64.8535 | 0
| All | All Customers | 11 | Monthly System Peak Day | CAISO | 1-in-10 | 2023 | 7 | 579.0997 | 595.4679 | 35.7717 | 64.5405 | 0
| All | All Customers | 11 | Monthly System Peak Day | CAISO | 1-in-10 | 2023 | 8 | 591.6567 | 628.7649 | 35.7345 | 65.0685 | 0
| All | All Customers | 11 | Monthly System Peak Day | CAISO | 1-in-10 | 2023 | 9 | 536.851 | 571.2642 | 35.8455 | 66.6631 | 0
| All | All Customers | 11 | Monthly System Peak Day | CAISO | 1-in-10 | 2023 | 10 | 522.722 | 546.3075 | 35.8232 | 70.9158 | 0
| All | All Customers | 11 | Monthly System Peak Day | CAISO | 1-in-10 | 2023 | 11 | 506.5032 | 529.9514 | 35.9182 | 77.9199 | 0
| All | All Customers | 11 | Monthly System Peak Day | CAISO | 1-in-10 | 2023 | 12 | 495.3504 | 517.9712 | 36.0495 | 83.7981 | 0
| All | All Customers | 11 | Monthly System Peak Day | CAISO | 1-in-10 | 2023 | 13 | 410.5388 | 423.5452 | 36.0347 | 87.3606 | 0
| All | All Customers | 11 | Monthly System Peak Day | CAISO | 1-in-10 | 2023 | 14 | 373.0663 | 379.4465 | 35.9213 | 89.2394 | 0
| All | All Customers | 11 | Monthly System Peak Day | CAISO | 1-in-10 | 2023 | 15 | 321.6039 | 327.9285 | 35.9181 | 89.9202 | 0
| All | All Customers | 11 | Monthly System Peak Day | CAISO | 1-in-10 | 2023 | 16 | 283.1571 | 282.3633 | 35.8696 | 90.0734 | 0
| All | All Customers | 11 | Monthly System Peak Day | CAISO | 1-in-10 | 2023 | 17 | 262.2415 | 270.1554 | 35.8238 | 89.4596 | 0
| All | All Customers | 11 | Monthly System Peak Day | CAISO | 1-in-10 | 2023 | 18 | 251.6328 | 260.6215 | 35.7759 | 87.6979 | 0
| All | All Customers | 11 | Monthly System Peak Day | CAISO | 1-in-10 | 2023 | 19 | 246.5149 | 250.6753 | 35.8341 | 84.6872 | 0
| All | All Customers | 11 | Monthly System Peak Day | CAISO | 1-in-10 | 2023 | 20 | 245.4764 | 370.2409 | 47.8557 | 80.8862 | 0
| All | All Customers | 11 | Monthly System Peak Day | CAISO | 1-in-10 | 2023 | 21 | 247.9356 | 253.9299 | 35.9929 | 77.491 | 0
| All | All Customers | 11 | Monthly System Peak Day | CAISO | 1-in-10 | 2023 | 22 | 412.2236 | 434.3825 | 35.8445 | 74.8802 | 0
| All | All Customers | 11 | Monthly System Peak Day | CAISO | 1-in-10 | 2023 | 23 | 400.2712 | 424.3596 | 35.791 | 72.6836 | 0
| All | All Customers | 11 | Monthly System Peak Day | CAISO | 1-in-10 | 2023 | 24 | 413.1812 | 443.948 | 35.8396 | 71.115 | 0
| All | All Customers | 12 | Average Weekday | CAISO | 1-in-10 | 2023 | 1 | 408.6956 | 417.1661 | 35.9975 | 51.621 | 0
| All | All Customers | 12 | Average Weekday | CAISO | 1-in-10 | 2023 | 2 | 393.3732 | 400.8967 | 35.9916 | 50.8313 | 0
| All | All Customers | 12 | Average Weekday | CAISO | 1-in-10 | 2023 | 3 | 483.6594 | 496.0543 | 35.9909 | 50.0968 | 0
| All | All Customers | 12 | Average Weekday | CAISO | 1-in-10 | 2023 | 4 | 598.8534 | 617.6871 | 35.9902 | 49.3942 | 0
| All | All Customers | 12 | Average Weekday | CAISO | 1-in-10 | 2023 | 5 | 594.5959 | 626.074 | 35.9932 | 48.808 | 0
| All | All Customers | 12 | Average Weekday | CAISO | 1-in-10 | 2023 | 6 | 595.3357 | 635.3123 | 35.9982 | 48.2755 | 0
| All | All Customers | 12 | Average Weekday | CAISO | 1-in-10 | 2023 | 7 | 602.9008 | 620.0103 | 36.0049 | 47.8685 | 0
| All | All Customers | 12 | Average Weekday | CAISO | 1-in-10 | 2023 | 8 | 620.9926 | 637.6135 | 36.013 | 47.8005 | 0
| All | All Customers | 12 | Average Weekday | CAISO | 1-in-10 | 2023 | 9 | 557.9471 | 585.2977 | 36.0217 | 48.5796 | 0
| All | All Customers | 12 | Average Weekday | CAISO | 1-in-10 | 2023 | 10 | 534.7175 | 551.2365 | 36.0098 | 51.4553 | 0
| All | All Customers | 12 | Average Weekday | CAISO | 1-in-10 | 2023 | 11 | 521.1643 | 531.9947 | 36.0261 | 55.0915 | 0
| All | All Customers | 12 | Average Weekday | CAISO | 1-in-10 | 2023 | 12 | 508.729 | 515.3465 | 36.0424 | 58.3887 | 0
| All | All Customers | 12 | Average Weekday | CAISO | 1-in-10 | 2023 | 13 | 430.7244 | 440.1903 | 36.0527 | 60.7438 | 0
| All | All Customers | 12 | Average Weekday | CAISO | 1-in-10 | 2023 | 14 | 396.6434 | 404.1699 | 36.0409 | 62.2884 | 0
| All | All Customers | 12 | Average Weekday | CAISO | 1-in-10 | 2023 | 15 | 362.4422 | 368.6194 | 36.0164 | 63.0612 | 0
| All | All Customers | 12 | Average Weekday | CAISO | 1-in-10 | 2023 | 16 | 322.2501 | 323.4876 | 35.9972 | 63.165 | 0
| All | All Customers | 12 | Average Weekday | CAISO | 1-in-10 | 2023 | 17 | 308.1516 | 316.4131 | 35.8586 | 62.4635 | 0
| All | All Customers | 12 | Average Weekday | CAISO | 1-in-10 | 2023 | 18 | 299.332 | 306.4831 | 35.8589 | 60.5337 | 0
| All | All Customers | 12 | Average Weekday | CAISO | 1-in-10 | 2023 | 19 | 295.846 | 300.0856 | 35.834 | 58.3625 | 0
| All | All Customers | 12 | Average Weekday | CAISO | 1-in-10 | 2023 | 20 | 303.2076 | 373.6508 | 36.529 | 56.7838 | 0
| All | All Customers | 12 | Average Weekday | CAISO | 1-in-10 | 2023 | 21 | 306.9788 | 312.3459 | 35.9017 | 55.4689 | 0
| All | All Customers | 12 | Average Weekday | CAISO | 1-in-10 | 2023 | 22 | 458.6688 | 478.054 | 36.0023 | 54.2664 | 0
| All | All Customers | 12 | Average Weekday | CAISO | 1-in-10 | 2023 | 23 | 446.2823 | 462.8672 | 36.0055 | 53.2281 | 0
| All | All Customers | 12 | Average Weekday | CAISO | 1-in-10 | 2023 | 24 | 457.2152 | 473.8028 | 36.0053 | 52.3471 | 0
| All | All Customers | 12 | Monthly System Peak Day | CAISO | 1-in-10 | 2023 | 1 | 408.6956 | 417.1661 | 35.9975 | 42.9142 | 0
| All | All Customers | 12 | Monthly System Peak Day | CAISO | 1-in-10 | 2023 | 2 | 393.3732 | 400.8967 | 35.9916 | 41.9747 | 0
| All | All Customers | 12 | Monthly System Peak Day | CAISO | 1-in-10 | 2023 | 3 | 483.6594 | 496.0543 | 35.9909 | 40.9278 | 0
| All | All Customers | 12 | Monthly System Peak Day | CAISO | 1-in-10 | 2023 | 4 | 598.8534 | 617.6871 | 35.9902 | 40.057 | 0
| All | All Customers | 12 | Monthly System Peak Day | CAISO | 1-in-10 | 2023 | 5 | 594.5959 | 626.074 | 35.9932 | 39.156 | 0
| All | All Customers | 12 | Monthly System Peak Day | CAISO | 1-in-10 | 2023 | 6 | 595.3357 | 635.3123 | 35.9982 | 38.165 | 0
| All | All Customers | 12 | Monthly System Peak Day | CAISO | 1-in-10 | 2023 | 7 | 602.9008 | 620.0103 | 36.0049 | 37.3427 | 0
| All | All Customers | 12 | Monthly System Peak Day | CAISO | 1-in-10 | 2023 | 8 | 620.9926 | 637.6135 | 36.013 | 37.5165 | 0
| All | All Customers | 12 | Monthly System Peak Day | CAISO | 1-in-10 | 2023 | 9 | 557.9471 | 585.2977 | 36.0217 | 38.7112 | 0
| All | All Customers | 12 | Monthly System Peak Day | CAISO | 1-in-10 | 2023 | 10 | 534.7175 | 551.2365 | 36.0098 | 42.6329 | 0
| All | All Customers | 12 | Monthly System Peak Day | CAISO | 1-in-10 | 2023 | 11 | 521.1643 | 531.9947 | 36.0261 | 47.0512 | 0
| All | All Customers | 12 | Monthly System Peak Day | CAISO | 1-in-10 | 2023 | 12 | 508.729 | 515.3465 | 36.0424 | 49.8976 | 0
| All | All Customers | 12 | Monthly System Peak Day | CAISO | 1-in-10 | 2023 | 13 | 430.7244 | 440.1903 | 36.0527 | 51.2001 | 0
| All | All Customers | 12 | Monthly System Peak Day | CAISO | 1-in-10 | 2023 | 14 | 396.6434 | 404.1699 | 36.0409 | 52.4006 | 0
| All | All Customers | 12 | Monthly System Peak Day | CAISO | 1-in-10 | 2023 | 15 | 362.4422 | 368.6194 | 36.0164 | 53.432 | 0
| All | All Customers | 12 | Monthly System Peak Day | CAISO | 1-in-10 | 2023 | 16 | 322.2501 | 323.4876 | 35.9972 | 53.8276 | 0
| All | All Customers | 12 | Monthly System Peak Day | CAISO | 1-in-10 | 2023 | 17 | 308.1516 | 316.4131 | 35.8586 | 53.5174 | 0
| All | All Customers | 12 | Monthly System Peak Day | CAISO | 1-in-10 | 2023 | 18 | 299.332 | 306.4831 | 35.8589 | 51.7141 | 0
| All | All Customers | 12 | Monthly System Peak Day | CAISO | 1-in-10 | 2023 | 19 | 295.846 | 300.0856 | 35.834 | 49.5135 | 0
| All | All Customers | 12 | Monthly System Peak Day | CAISO | 1-in-10 | 2023 | 20 | 303.2076 | 373.6508 | 36.529 | 48.193 | 0
| All | All Customers | 12 | Monthly System Peak Day | CAISO | 1-in-10 | 2023 | 21 | 306.9788 | 312.3459 | 35.9017 | 46.7799 | 0
| All | All Customers | 12 | Monthly System Peak Day | CAISO | 1-in-10 | 2023 | 22 | 458.6688 | 478.054 | 36.0023 | 45.0996 | 0
| All | All Customers | 12 | Monthly System Peak Day | CAISO | 1-in-10 | 2023 | 23 | 446.2823 | 462.8672 | 36.0055 | 44.3117 | 0
| All | All Customers | 12 | Monthly System Peak Day | CAISO | 1-in-10 | 2023 | 24 | 457.2152 | 473.8028 | 36.0053 | 43.8263 | 0
| All | All Customers | 1 | Average Weekday | CAISO | 1-in-10 | 2024 | 1 | 408.9086 | 416.9279 | 35.9738 | 49.4499 | 0
| All | All Customers | 1 | Average Weekday | CAISO | 1-in-10 | 2024 | 2 | 396.65 | 404.6283 | 35.9679 | 48.6517 | 0
| All | All Customers | 1 | Average Weekday | CAISO | 1-in-10 | 2024 | 3 | 493.0447 | 505.4347 | 35.9672 | 48.0156 | 0
| All | All Customers | 1 | Average Weekday | CAISO | 1-in-10 | 2024 | 4 | 605.4925 | 624.2407 | 35.9665 | 47.3298 | 0
| All | All Customers | 1 | Average Weekday | CAISO | 1-in-10 | 2024 | 5 | 601.8032 | 632.5116 | 35.9695 | 46.6643 | 0
| All | All Customers | 1 | Average Weekday | CAISO | 1-in-10 | 2024 | 6 | 610.6978 | 649.7697 | 35.9746 | 46.0566 | 0
| All | All Customers | 1 | Average Weekday | CAISO | 1-in-10 | 2024 | 7 | 625.7867 | 642.4348 | 35.9812 | 45.5653 | 0
| All | All Customers | 1 | Average Weekday | CAISO | 1-in-10 | 2024 | 8 | 647.0509 | 662.9702 | 35.9893 | 45.3715 | 0
| All | All Customers | 1 | Average Weekday | CAISO | 1-in-10 | 2024 | 9 | 579.7943 | 605.2584 | 35.998 | 45.9366 | 0
| All | All Customers | 1 | Average Weekday | CAISO | 1-in-10 | 2024 | 10 | 566.4838 | 581.262 | 35.9861 | 48.7274 | 0
| All | All Customers | 1 | Average Weekday | CAISO | 1-in-10 | 2024 | 11 | 548.653 | 558.363 | 36.0025 | 52.3553 | 0
| All | All Customers | 1 | Average Weekday | CAISO | 1-in-10 | 2024 | 12 | 538.613 | 545.2482 | 36.0188 | 55.6424 | 0
| All | All Customers | 1 | Average Weekday | CAISO | 1-in-10 | 2024 | 13 | 464.5183 | 473.9486 | 36.029 | 57.9774 | 0
| All | All Customers | 1 | Average Weekday | CAISO | 1-in-10 | 2024 | 14 | 426.6613 | 433.6182 | 36.0172 | 59.4872 | 0
| All | All Customers | 1 | Average Weekday | CAISO | 1-in-10 | 2024 | 15 | 388.6954 | 394.3433 | 35.9927 | 60.4221 | 0
| All | All Customers | 1 | Average Weekday | CAISO | 1-in-10 | 2024 | 16 | 347.3734 | 348.6371 | 35.9735 | 60.7972 | 0
| All | All Customers | 1 | Average Weekday | CAISO | 1-in-10 | 2024 | 17 | 332.399 | 340.735 | 35.8359 | 60.3811 | 0
| All | All Customers | 1 | Average Weekday | CAISO | 1-in-10 | 2024 | 18 | 320.8828 | 328.0968 | 35.8362 | 58.9037 | 0
| All | All Customers | 1 | Average Weekday | CAISO | 1-in-10 | 2024 | 19 | 309.3654 | 313.6485 | 35.8107 | 56.6145 | 0
| All | All Customers | 1 | Average Weekday | CAISO | 1-in-10 | 2024 | 20 | 309.4152 | 378.933 | 36.5041 | 54.9021 | 0
| All | All Customers | 1 | Average Weekday | CAISO | 1-in-10 | 2024 | 21 | 301.7805 | 307.0168 | 35.8789 | 53.6195 | 0
| All | All Customers | 1 | Average Weekday | CAISO | 1-in-10 | 2024 | 22 | 455.7994 | 475.3638 | 35.9785 | 52.4654 | 0
| All | All Customers | 1 | Average Weekday | CAISO | 1-in-10 | 2024 | 23 | 447.2773 | 463.9128 | 35.9819 | 51.3586 | 0
| All | All Customers | 1 | Average Weekday | CAISO | 1-in-10 | 2024 | 24 | 463.0396 | 478.8371 | 35.9817 | 50.4441 | 0
| All | All Customers | 1 | Monthly System Peak Day | CAISO | 1-in-10 | 2024 | 1 | 408.9086 | 416.9279 | 35.9738 | 44.7473 | 0
| All | All Customers | 1 | Monthly System Peak Day | CAISO | 1-in-10 | 2024 | 2 | 396.65 | 404.6283 | 35.9679 | 44.228 | 0
| All | All Customers | 1 | Monthly System Peak Day | CAISO | 1-in-10 | 2024 | 3 | 493.0447 | 505.4347 | 35.9672 | 44.2237 | 0
| All | All Customers | 1 | Monthly System Peak Day | CAISO | 1-in-10 | 2024 | 4 | 605.4925 | 624.2407 | 35.9665 | 43.7963 | 0
| All | All Customers | 1 | Monthly System Peak Day | CAISO | 1-in-10 | 2024 | 5 | 601.8032 | 632.5116 | 35.9695 | 43.5236 | 0
| All | All Customers | 1 | Monthly System Peak Day | CAISO | 1-in-10 | 2024 | 6 | 610.6978 | 649.7697 | 35.9746 | 42.6836 | 0
| All | All Customers | 1 | Monthly System Peak Day | CAISO | 1-in-10 | 2024 | 7 | 625.7867 | 642.4348 | 35.9812 | 42.4424 | 0
| All | All Customers | 1 | Monthly System Peak Day | CAISO | 1-in-10 | 2024 | 8 | 647.0509 | 662.9702 | 35.9893 | 41.562 | 0
| All | All Customers | 1 | Monthly System Peak Day | CAISO | 1-in-10 | 2024 | 9 | 579.7943 | 605.2584 | 35.998 | 41.1236 | 0
| All | All Customers | 1 | Monthly System Peak Day | CAISO | 1-in-10 | 2024 | 10 | 566.4838 | 581.262 | 35.9861 | 43.29 | 0
| All | All Customers | 1 | Monthly System Peak Day | CAISO | 1-in-10 | 2024 | 11 | 548.653 | 558.363 | 36.0025 | 45.2111 | 0
| All | All Customers | 1 | Monthly System Peak Day | CAISO | 1-in-10 | 2024 | 12 | 538.613 | 545.2482 | 36.0188 | 47.1535 | 0
| All | All Customers | 1 | Monthly System Peak Day | CAISO | 1-in-10 | 2024 | 13 | 464.5183 | 473.9486 | 36.029 | 48.4303 | 0
| All | All Customers | 1 | Monthly System Peak Day | CAISO | 1-in-10 | 2024 | 14 | 426.6613 | 433.6182 | 36.0172 | 48.4744 | 0
| All | All Customers | 1 | Monthly System Peak Day | CAISO | 1-in-10 | 2024 | 15 | 388.6954 | 394.3433 | 35.9927 | 49.3259 | 0
| All | All Customers | 1 | Monthly System Peak Day | CAISO | 1-in-10 | 2024 | 16 | 347.3734 | 348.6371 | 35.9735 | 50.1882 | 0
| All | All Customers | 1 | Monthly System Peak Day | CAISO | 1-in-10 | 2024 | 17 | 332.399 | 340.735 | 35.8359 | 50.4294 | 0
| All | All Customers | 1 | Monthly System Peak Day | CAISO | 1-in-10 | 2024 | 18 | 320.8828 | 328.0968 | 35.8362 | 49.4611 | 0
| All | All Customers | 1 | Monthly System Peak Day | CAISO | 1-in-10 | 2024 | 19 | 309.3654 | 313.6485 | 35.8107 | 47.6436 | 0
| All | All Customers | 1 | Monthly System Peak Day | CAISO | 1-in-10 | 2024 | 20 | 309.4152 | 378.933 | 36.5041 | 46.6106 | 0
| All | All Customers | 1 | Monthly System Peak Day | CAISO | 1-in-10 | 2024 | 21 | 301.7805 | 307.0168 | 35.8789 | 45.4848 | 0
| All | All Customers | 1 | Monthly System Peak Day | CAISO | 1-in-10 | 2024 | 22 | 455.7994 | 475.3638 | 35.9785 | 44.7729 | 0
| All | All Customers | 1 | Monthly System Peak Day | CAISO | 1-in-10 | 2024 | 23 | 447.2773 | 463.9128 | 35.9819 | 43.8196 | 0
| All | All Customers | 1 | Monthly System Peak Day | CAISO | 1-in-10 | 2024 | 24 | 463.0396 | 478.8371 | 35.9817 | 42.8119 | 0
| All | All Customers | 2 | Average Weekday | CAISO | 1-in-10 | 2024 | 1 | 382.7441 | 391.4659 | 36.0155 | 49.1051 | 0
| All | All Customers | 2 | Average Weekday | CAISO | 1-in-10 | 2024 | 2 | 368.8992 | 377.6474 | 36.0089 | 48.1832 | 0
| All | All Customers | 2 | Average Weekday | CAISO | 1-in-10 | 2024 | 3 | 459.305 | 472.7566 | 36.0081 | 47.3124 | 0
| All | All Customers | 2 | Average Weekday | CAISO | 1-in-10 | 2024 | 4 | 567.0665 | 587.6398 | 36.0075 | 46.5457 | 0
| All | All Customers | 2 | Average Weekday | CAISO | 1-in-10 | 2024 | 5 | 567.2637 | 600.2908 | 36.0111 | 45.958 | 0
| All | All Customers | 2 | Average Weekday | CAISO | 1-in-10 | 2024 | 6 | 579.2948 | 620.207 | 36.0172 | 45.4063 | 0
| All | All Customers | 2 | Average Weekday | CAISO | 1-in-10 | 2024 | 7 | 584.291 | 601.5491 | 36.0246 | 45.0716 | 0
| All | All Customers | 2 | Average Weekday | CAISO | 1-in-10 | 2024 | 8 | 606.4669 | 622.6672 | 36.0327 | 44.9581 | 0
| All | All Customers | 2 | Average Weekday | CAISO | 1-in-10 | 2024 | 9 | 556.6912 | 582.1012 | 36.0414 | 46.4913 | 0
| All | All Customers | 2 | Average Weekday | CAISO | 1-in-10 | 2024 | 10 | 538.8601 | 553.106 | 36.0277 | 49.9349 | 0
| All | All Customers | 2 | Average Weekday | CAISO | 1-in-10 | 2024 | 11 | 524.8741 | 534.754 | 36.0455 | 53.6421 | 0
| All | All Customers | 2 | Average Weekday | CAISO | 1-in-10 | 2024 | 12 | 514.1895 | 521.4521 | 36.0633 | 56.6628 | 0
| All | All Customers | 2 | Average Weekday | CAISO | 1-in-10 | 2024 | 13 | 438.0623 | 448.3165 | 36.0748 | 58.7798 | 0
| All | All Customers | 2 | Average Weekday | CAISO | 1-in-10 | 2024 | 14 | 397.0159 | 404.4494 | 36.0619 | 60.1811 | 0
| All | All Customers | 2 | Average Weekday | CAISO | 1-in-10 | 2024 | 15 | 351.3959 | 358.3914 | 36.0354 | 61.0903 | 0
| All | All Customers | 2 | Average Weekday | CAISO | 1-in-10 | 2024 | 16 | 311.4081 | 313.6379 | 36.0148 | 61.4625 | 0
| All | All Customers | 2 | Average Weekday | CAISO | 1-in-10 | 2024 | 17 | 286.0606 | 293.5159 | 35.8497 | 61.0792 | 0
| All | All Customers | 2 | Average Weekday | CAISO | 1-in-10 | 2024 | 18 | 274.7739 | 281.1679 | 35.8507 | 59.8219 | 0
| All | All Customers | 2 | Average Weekday | CAISO | 1-in-10 | 2024 | 19 | 268.7776 | 273.495 | 35.8111 | 57.5966 | 0
| All | All Customers | 2 | Average Weekday | CAISO | 1-in-10 | 2024 | 20 | 268.7736 | 336.1182 | 36.6056 | 55.5429 | 0
| All | All Customers | 2 | Average Weekday | CAISO | 1-in-10 | 2024 | 21 | 263.1437 | 268.5266 | 35.8945 | 53.9261 | 0
| All | All Customers | 2 | Average Weekday | CAISO | 1-in-10 | 2024 | 22 | 418.9352 | 439.037 | 36.0218 | 52.6789 | 0
| All | All Customers | 2 | Average Weekday | CAISO | 1-in-10 | 2024 | 23 | 412.5214 | 429.8464 | 36.0252 | 51.5494 | 0
| All | All Customers | 2 | Average Weekday | CAISO | 1-in-10 | 2024 | 24 | 429.9569 | 446.7737 | 36.0243 | 50.4629 | 0
| All | All Customers | 2 | Monthly System Peak Day | CAISO | 1-in-10 | 2024 | 1 | 382.7441 | 391.4659 | 36.0155 | 49.9184 | 0
| All | All Customers | 2 | Monthly System Peak Day | CAISO | 1-in-10 | 2024 | 2 | 368.8992 | 377.6474 | 36.0089 | 49.7161 | 0
| All | All Customers | 2 | Monthly System Peak Day | CAISO | 1-in-10 | 2024 | 3 | 459.305 | 472.7566 | 36.0081 | 49.6059 | 0
| All | All Customers | 2 | Monthly System Peak Day | CAISO | 1-in-10 | 2024 | 4 | 567.0665 | 587.6398 | 36.0075 | 49.7184 | 0
| All | All Customers | 2 | Monthly System Peak Day | CAISO | 1-in-10 | 2024 | 5 | 567.2637 | 600.2908 | 36.0111 | 49.2817 | 0
| All | All Customers | 2 | Monthly System Peak Day | CAISO | 1-in-10 | 2024 | 6 | 579.2948 | 620.207 | 36.0172 | 48.5715 | 0
| All | All Customers | 2 | Monthly System Peak Day | CAISO | 1-in-10 | 2024 | 7 | 584.291 | 601.5491 | 36.0246 | 48.1753 | 0
| All | All Customers | 2 | Monthly System Peak Day | CAISO | 1-in-10 | 2024 | 8 | 606.4669 | 622.6672 | 36.0327 | 48.0561 | 0
| All | All Customers | 2 | Monthly System Peak Day | CAISO | 1-in-10 | 2024 | 9 | 556.6912 | 582.1012 | 36.0414 | 48.4063 | 0
| All | All Customers | 2 | Monthly System Peak Day | CAISO | 1-in-10 | 2024 | 10 | 538.8601 | 553.106 | 36.0277 | 49.6658 | 0
| All | All Customers | 2 | Monthly System Peak Day | CAISO | 1-in-10 | 2024 | 11 | 524.8741 | 534.754 | 36.0455 | 50.6952 | 0
| All | All Customers | 2 | Monthly System Peak Day | CAISO | 1-in-10 | 2024 | 12 | 514.1895 | 521.4521 | 36.0633 | 51.8486 | 0
| All | All Customers | 2 | Monthly System Peak Day | CAISO | 1-in-10 | 2024 | 13 | 438.0623 | 448.3165 | 36.0748 | 53.1027 | 0
| All | All Customers | 2 | Monthly System Peak Day | CAISO | 1-in-10 | 2024 | 14 | 397.0159 | 404.4494 | 36.0619 | 54.3177 | 0
| All | All Customers | 2 | Monthly System Peak Day | CAISO | 1-in-10 | 2024 | 15 | 351.3959 | 358.3914 | 36.0354 | 54.9586 | 0
| All | All Customers | 2 | Monthly System Peak Day | CAISO | 1-in-10 | 2024 | 16 | 311.4081 | 313.6379 | 36.0148 | 55.1827 | 0
| All | All Customers | 2 | Monthly System Peak Day | CAISO | 1-in-10 | 2024 | 17 | 286.0606 | 293.5159 | 35.8497 | 56.5465 | 0
| All | All Customers | 2 | Monthly System Peak Day | CAISO | 1-in-10 | 2024 | 18 | 274.7739 | 281.1679 | 35.8507 | 55.689 | 0
| All | All Customers | 2 | Monthly System Peak Day | CAISO | 1-in-10 | 2024 | 19 | 268.7776 | 273.495 | 35.8111 | 54.5786 | 0
| All | All Customers | 2 | Monthly System Peak Day | CAISO | 1-in-10 | 2024 | 20 | 268.7736 | 336.1182 | 36.6056 | 53.4877 | 0
| All | All Customers | 2 | Monthly System Peak Day | CAISO | 1-in-10 | 2024 | 21 | 263.1437 | 268.5266 | 35.8945 | 53.0153 | 0
| All | All Customers | 2 | Monthly System Peak Day | CAISO | 1-in-10 | 2024 | 22 | 418.9352 | 439.037 | 36.0218 | 52.4175 | 0
| All | All Customers | 2 | Monthly System Peak Day | CAISO | 1-in-10 | 2024 | 23 | 412.5214 | 429.8464 | 36.0252 | 51.8125 | 0
| All | All Customers | 2 | Monthly System Peak Day | CAISO | 1-in-10 | 2024 | 24 | 429.9569 | 446.7737 | 36.0243 | 51.1797 | 0
| All | All Customers | 3 | Average Weekday | CAISO | 1-in-10 | 2024 | 1 | 414.1837 | 429.3471 | 36.085 | 58.38 | 0
| All | All Customers | 3 | Average Weekday | CAISO | 1-in-10 | 2024 | 2 | 400.7668 | 409.3396 | 36.0354 | 57.2797 | 0
| All | All Customers | 3 | Average Weekday | CAISO | 1-in-10 | 2024 | 3 | 505.4225 | 516.6371 | 36.028 | 56.254 | 0
| All | All Customers | 3 | Average Weekday | CAISO | 1-in-10 | 2024 | 4 | 615.0237 | 631.4326 | 36.0117 | 55.3455 | 0
| All | All Customers | 3 | Average Weekday | CAISO | 1-in-10 | 2024 | 5 | 597.8892 | 618.4954 | 36.0151 | 54.5781 | 0
| All | All Customers | 3 | Average Weekday | CAISO | 1-in-10 | 2024 | 6 | 611.5846 | 635.5501 | 36.0006 | 53.8867 | 0
| All | All Customers | 3 | Average Weekday | CAISO | 1-in-10 | 2024 | 7 | 624.8982 | 641.4863 | 36.0127 | 53.4742 | 0
| All | All Customers | 3 | Average Weekday | CAISO | 1-in-10 | 2024 | 8 | 643.1752 | 673.0385 | 36.1444 | 53.4151 | 0
| All | All Customers | 3 | Average Weekday | CAISO | 1-in-10 | 2024 | 9 | 586.816 | 625.0528 | 36.2637 | 54.8301 | 0
| All | All Customers | 3 | Average Weekday | CAISO | 1-in-10 | 2024 | 10 | 572.2355 | 595.4537 | 36.1546 | 58.3814 | 0
| All | All Customers | 3 | Average Weekday | CAISO | 1-in-10 | 2024 | 11 | 548.018 | 565.4064 | 36.2139 | 62.6904 | 0
| All | All Customers | 3 | Average Weekday | CAISO | 1-in-10 | 2024 | 12 | 540.064 | 551.6018 | 36.2729 | 66.6136 | 0
| All | All Customers | 3 | Average Weekday | CAISO | 1-in-10 | 2024 | 13 | 445.7525 | 455.0185 | 36.3042 | 69.6765 | 0
| All | All Customers | 3 | Average Weekday | CAISO | 1-in-10 | 2024 | 14 | 416.3211 | 422.5482 | 36.2579 | 71.7646 | 0
| All | All Customers | 3 | Average Weekday | CAISO | 1-in-10 | 2024 | 15 | 371.4663 | 376.7871 | 36.1633 | 73.0134 | 0
| All | All Customers | 3 | Average Weekday | CAISO | 1-in-10 | 2024 | 16 | 333.7029 | 335.8214 | 36.0338 | 73.604 | 0
| All | All Customers | 3 | Average Weekday | CAISO | 1-in-10 | 2024 | 17 | 320.2813 | 329.4161 | 35.8459 | 73.5115 | 0
| All | All Customers | 3 | Average Weekday | CAISO | 1-in-10 | 2024 | 18 | 306.6761 | 313.7863 | 35.8594 | 72.5285 | 0
| All | All Customers | 3 | Average Weekday | CAISO | 1-in-10 | 2024 | 19 | 299.3199 | 304.1708 | 35.9321 | 70.6931 | 0
| All | All Customers | 3 | Average Weekday | CAISO | 1-in-10 | 2024 | 20 | 289.5412 | 293.6452 | 35.8104 | 68.0039 | 0
| All | All Customers | 3 | Average Weekday | CAISO | 1-in-10 | 2024 | 21 | 275.527 | 279.4845 | 35.8555 | 65.2746 | 0
| All | All Customers | 3 | Average Weekday | CAISO | 1-in-10 | 2024 | 22 | 450.9314 | 473.8634 | 36.0363 | 63.4622 | 0
| All | All Customers | 3 | Average Weekday | CAISO | 1-in-10 | 2024 | 23 | 449.2157 | 473.5123 | 36.0862 | 62.0728 | 0
| All | All Customers | 3 | Average Weekday | CAISO | 1-in-10 | 2024 | 24 | 473.9783 | 506.7193 | 36.1359 | 60.6886 | 0
| All | All Customers | 3 | Monthly System Peak Day | CAISO | 1-in-10 | 2024 | 1 | 414.1837 | 445.0882 | 35.7432 | 65.1566 | 0
| All | All Customers | 3 | Monthly System Peak Day | CAISO | 1-in-10 | 2024 | 2 | 400.7668 | 419.1553 | 35.8054 | 63.3314 | 0
| All | All Customers | 3 | Monthly System Peak Day | CAISO | 1-in-10 | 2024 | 3 | 505.4225 | 526.585 | 35.8154 | 61.896 | 0
| All | All Customers | 3 | Monthly System Peak Day | CAISO | 1-in-10 | 2024 | 4 | 615.0237 | 638.1009 | 35.847 | 60.8459 | 0
| All | All Customers | 3 | Monthly System Peak Day | CAISO | 1-in-10 | 2024 | 5 | 597.8892 | 627.6928 | 35.8428 | 59.9559 | 0
| All | All Customers | 3 | Monthly System Peak Day | CAISO | 1-in-10 | 2024 | 6 | 611.5846 | 637.47 | 35.8828 | 58.9322 | 0
| All | All Customers | 3 | Monthly System Peak Day | CAISO | 1-in-10 | 2024 | 7 | 624.8982 | 639.2736 | 35.8889 | 58.4848 | 0
| All | All Customers | 3 | Monthly System Peak Day | CAISO | 1-in-10 | 2024 | 8 | 643.1752 | 692.6936 | 35.7066 | 58.0856 | 0
| All | All Customers | 3 | Monthly System Peak Day | CAISO | 1-in-10 | 2024 | 9 | 586.816 | 635.7076 | 35.693 | 59.5041 | 0
| All | All Customers | 3 | Monthly System Peak Day | CAISO | 1-in-10 | 2024 | 10 | 572.2355 | 603.2263 | 35.7396 | 64.3211 | 0
| All | All Customers | 3 | Monthly System Peak Day | CAISO | 1-in-10 | 2024 | 11 | 548.018 | 578.4403 | 35.8183 | 69.9797 | 0
| All | All Customers | 3 | Monthly System Peak Day | CAISO | 1-in-10 | 2024 | 12 | 540.064 | 564.6771 | 35.97 | 75.7172 | 0
| All | All Customers | 3 | Monthly System Peak Day | CAISO | 1-in-10 | 2024 | 13 | 445.7525 | 459.3058 | 36.1191 | 80.9672 | 0
| All | All Customers | 3 | Monthly System Peak Day | CAISO | 1-in-10 | 2024 | 14 | 416.3211 | 424.1347 | 35.9893 | 83.4338 | 0
| All | All Customers | 3 | Monthly System Peak Day | CAISO | 1-in-10 | 2024 | 15 | 371.4663 | 376.8859 | 35.8073 | 84.3177 | 0
| All | All Customers | 3 | Monthly System Peak Day | CAISO | 1-in-10 | 2024 | 16 | 333.7029 | 333.5421 | 35.8198 | 85.1377 | 0
| All | All Customers | 3 | Monthly System Peak Day | CAISO | 1-in-10 | 2024 | 17 | 320.2813 | 329.6155 | 35.8203 | 85.8466 | 0
| All | All Customers | 3 | Monthly System Peak Day | CAISO | 1-in-10 | 2024 | 18 | 306.6761 | 314.1676 | 35.8035 | 85.6149 | 0
| All | All Customers | 3 | Monthly System Peak Day | CAISO | 1-in-10 | 2024 | 19 | 299.3199 | 303.563 | 37.3501 | 84.1317 | 0
| All | All Customers | 3 | Monthly System Peak Day | CAISO | 1-in-10 | 2024 | 20 | 289.5412 | 292.9422 | 35.8103 | 81.6719 | 0
| All | All Customers | 3 | Monthly System Peak Day | CAISO | 1-in-10 | 2024 | 21 | 275.527 | 280.2649 | 36.0078 | 77.8036 | 0
| All | All Customers | 3 | Monthly System Peak Day | CAISO | 1-in-10 | 2024 | 22 | 450.9314 | 474.2348 | 35.8434 | 74.8156 | 0
| All | All Customers | 3 | Monthly System Peak Day | CAISO | 1-in-10 | 2024 | 23 | 449.2157 | 478.0779 | 35.7662 | 72.0533 | 0
| All | All Customers | 3 | Monthly System Peak Day | CAISO | 1-in-10 | 2024 | 24 | 473.9783 | 527.3106 | 35.6983 | 69.429 | 0
| All | All Customers | 4 | Average Weekday | CAISO | 1-in-10 | 2024 | 1 | 383.6512 | 398.0612 | 36.0874 | 59.5013 | 0
| All | All Customers | 4 | Average Weekday | CAISO | 1-in-10 | 2024 | 2 | 371.3729 | 380.4081 | 36.038 | 58.4907 | 0
| All | All Customers | 4 | Average Weekday | CAISO | 1-in-10 | 2024 | 3 | 471.3699 | 483.0352 | 36.0307 | 57.4983 | 0
| All | All Customers | 4 | Average Weekday | CAISO | 1-in-10 | 2024 | 4 | 573.2168 | 589.0077 | 36.0147 | 56.5966 | 0
| All | All Customers | 4 | Average Weekday | CAISO | 1-in-10 | 2024 | 5 | 548.7869 | 568.188 | 36.018 | 55.8386 | 0
| All | All Customers | 4 | Average Weekday | CAISO | 1-in-10 | 2024 | 6 | 562.9293 | 585.9957 | 36.0038 | 55.2512 | 0
| All | All Customers | 4 | Average Weekday | CAISO | 1-in-10 | 2024 | 7 | 576.9546 | 594.0784 | 36.0159 | 54.8291 | 0
| All | All Customers | 4 | Average Weekday | CAISO | 1-in-10 | 2024 | 8 | 594.4736 | 622.7932 | 36.1466 | 54.785 | 0
| All | All Customers | 4 | Average Weekday | CAISO | 1-in-10 | 2024 | 9 | 529.6471 | 566.9224 | 36.265 | 56.8046 | 0
| All | All Customers | 4 | Average Weekday | CAISO | 1-in-10 | 2024 | 10 | 515.1313 | 538.4547 | 36.1562 | 60.086 | 0
| All | All Customers | 4 | Average Weekday | CAISO | 1-in-10 | 2024 | 11 | 499.7159 | 515.3767 | 36.215 | 63.7355 | 0
| All | All Customers | 4 | Average Weekday | CAISO | 1-in-10 | 2024 | 12 | 491.869 | 503.4078 | 36.2735 | 67.1278 | 0
| All | All Customers | 4 | Average Weekday | CAISO | 1-in-10 | 2024 | 13 | 408.1373 | 417.3569 | 36.3043 | 69.4902 | 0
| All | All Customers | 4 | Average Weekday | CAISO | 1-in-10 | 2024 | 14 | 375.3008 | 381.5983 | 36.2583 | 71.1913 | 0
| All | All Customers | 4 | Average Weekday | CAISO | 1-in-10 | 2024 | 15 | 328.508 | 334.0476 | 36.1644 | 72.3893 | 0
| All | All Customers | 4 | Average Weekday | CAISO | 1-in-10 | 2024 | 16 | 287.9872 | 290.1802 | 36.0363 | 73 | 0
| All | All Customers | 4 | Average Weekday | CAISO | 1-in-10 | 2024 | 17 | 267.4714 | 275.676 | 35.8489 | 73.0893 | 0
| All | All Customers | 4 | Average Weekday | CAISO | 1-in-10 | 2024 | 18 | 249.6007 | 256.0346 | 35.8619 | 72.2961 | 0
| All | All Customers | 4 | Average Weekday | CAISO | 1-in-10 | 2024 | 19 | 235.4512 | 240.2942 | 35.9318 | 70.8969 | 0
| All | All Customers | 4 | Average Weekday | CAISO | 1-in-10 | 2024 | 20 | 227.962 | 232.0822 | 35.8104 | 68.6958 | 0
| All | All Customers | 4 | Average Weekday | CAISO | 1-in-10 | 2024 | 21 | 235.963 | 240.0685 | 35.86 | 65.7935 | 0
| All | All Customers | 4 | Average Weekday | CAISO | 1-in-10 | 2024 | 22 | 411.4493 | 434.1376 | 36.039 | 63.6144 | 0
| All | All Customers | 4 | Average Weekday | CAISO | 1-in-10 | 2024 | 23 | 413.4075 | 437.3935 | 36.089 | 62.0737 | 0
| All | All Customers | 4 | Average Weekday | CAISO | 1-in-10 | 2024 | 24 | 439.9947 | 472.0887 | 36.1381 | 60.8033 | 0
| All | All Customers | 4 | Monthly System Peak Day | CAISO | 1-in-10 | 2024 | 1 | 383.6512 | 412.28 | 35.7505 | 71.168 | 0
| All | All Customers | 4 | Monthly System Peak Day | CAISO | 1-in-10 | 2024 | 2 | 371.3729 | 390.0426 | 35.8114 | 68.8626 | 0
| All | All Customers | 4 | Monthly System Peak Day | CAISO | 1-in-10 | 2024 | 3 | 471.3699 | 493.3112 | 35.8213 | 66.9391 | 0
| All | All Customers | 4 | Monthly System Peak Day | CAISO | 1-in-10 | 2024 | 4 | 573.2168 | 595.3362 | 35.8523 | 65.7202 | 0
| All | All Customers | 4 | Monthly System Peak Day | CAISO | 1-in-10 | 2024 | 5 | 548.7869 | 576.7778 | 35.8482 | 65.8589 | 0
| All | All Customers | 4 | Monthly System Peak Day | CAISO | 1-in-10 | 2024 | 6 | 562.9293 | 587.6996 | 35.8876 | 66.0598 | 0
| All | All Customers | 4 | Monthly System Peak Day | CAISO | 1-in-10 | 2024 | 7 | 576.9546 | 591.8597 | 35.8938 | 66.4513 | 0
| All | All Customers | 4 | Monthly System Peak Day | CAISO | 1-in-10 | 2024 | 8 | 594.4736 | 644.4066 | 35.7146 | 66.7937 | 0
| All | All Customers | 4 | Monthly System Peak Day | CAISO | 1-in-10 | 2024 | 9 | 529.6471 | 577.4653 | 35.7041 | 69.7332 | 0
| All | All Customers | 4 | Monthly System Peak Day | CAISO | 1-in-10 | 2024 | 10 | 515.1313 | 545.8016 | 35.7489 | 74.0013 | 0
| All | All Customers | 4 | Monthly System Peak Day | CAISO | 1-in-10 | 2024 | 11 | 499.7159 | 527.8202 | 35.8294 | 78.2468 | 0
| All | All Customers | 4 | Monthly System Peak Day | CAISO | 1-in-10 | 2024 | 12 | 491.869 | 516.3643 | 35.9828 | 82.2387 | 0
| All | All Customers | 4 | Monthly System Peak Day | CAISO | 1-in-10 | 2024 | 13 | 408.1373 | 421.7936 | 36.1328 | 85.1251 | 0
| All | All Customers | 4 | Monthly System Peak Day | CAISO | 1-in-10 | 2024 | 14 | 375.3008 | 383.1015 | 36.0022 | 87.0217 | 0
| All | All Customers | 4 | Monthly System Peak Day | CAISO | 1-in-10 | 2024 | 15 | 328.508 | 334.3611 | 35.8176 | 88.4091 | 0
| All | All Customers | 4 | Monthly System Peak Day | CAISO | 1-in-10 | 2024 | 16 | 287.9872 | 287.8707 | 35.826 | 89.5238 | 0
| All | All Customers | 4 | Monthly System Peak Day | CAISO | 1-in-10 | 2024 | 17 | 267.4714 | 275.869 | 35.8253 | 90.2309 | 0
| All | All Customers | 4 | Monthly System Peak Day | CAISO | 1-in-10 | 2024 | 18 | 249.6007 | 256.7412 | 35.8103 | 90.4085 | 0
| All | All Customers | 4 | Monthly System Peak Day | CAISO | 1-in-10 | 2024 | 19 | 235.4512 | 239.717 | 37.3554 | 89.6202 | 0
| All | All Customers | 4 | Monthly System Peak Day | CAISO | 1-in-10 | 2024 | 20 | 227.962 | 231.3874 | 35.8104 | 87.5628 | 0
| All | All Customers | 4 | Monthly System Peak Day | CAISO | 1-in-10 | 2024 | 21 | 235.963 | 240.8562 | 36.0074 | 84.2362 | 0
| All | All Customers | 4 | Monthly System Peak Day | CAISO | 1-in-10 | 2024 | 22 | 411.4493 | 434.4223 | 35.8482 | 81.1628 | 0
| All | All Customers | 4 | Monthly System Peak Day | CAISO | 1-in-10 | 2024 | 23 | 413.4075 | 441.8693 | 35.773 | 78.4269 | 0
| All | All Customers | 4 | Monthly System Peak Day | CAISO | 1-in-10 | 2024 | 24 | 439.9947 | 492.408 | 35.7065 | 75.4657 | 0
| All | All Customers | 5 | Average Weekday | CAISO | 1-in-10 | 2024 | 1 | 391.561 | 406.0878 | 36.1029 | 62.6645 | 0
| All | All Customers | 5 | Average Weekday | CAISO | 1-in-10 | 2024 | 2 | 380.3044 | 388.1505 | 36.0536 | 61.686 | 0
| All | All Customers | 5 | Average Weekday | CAISO | 1-in-10 | 2024 | 3 | 483.6717 | 495.3881 | 36.0462 | 60.8176 | 0
| All | All Customers | 5 | Average Weekday | CAISO | 1-in-10 | 2024 | 4 | 586.8177 | 603.4791 | 36.0303 | 60.0235 | 0
| All | All Customers | 5 | Average Weekday | CAISO | 1-in-10 | 2024 | 5 | 566.4371 | 586.4995 | 36.0337 | 59.4411 | 0
| All | All Customers | 5 | Average Weekday | CAISO | 1-in-10 | 2024 | 6 | 575.1566 | 599.3489 | 36.0198 | 58.9528 | 0
| All | All Customers | 5 | Average Weekday | CAISO | 1-in-10 | 2024 | 7 | 581.3121 | 598.1693 | 36.0323 | 58.7176 | 0
| All | All Customers | 5 | Average Weekday | CAISO | 1-in-10 | 2024 | 8 | 606.935 | 637.6973 | 36.1627 | 59.4845 | 0
| All | All Customers | 5 | Average Weekday | CAISO | 1-in-10 | 2024 | 9 | 538.0644 | 573.4659 | 36.2803 | 61.9999 | 0
| All | All Customers | 5 | Average Weekday | CAISO | 1-in-10 | 2024 | 10 | 528.0693 | 551.5797 | 36.1712 | 65.3043 | 0
| All | All Customers | 5 | Average Weekday | CAISO | 1-in-10 | 2024 | 11 | 513.8682 | 529.8968 | 36.2297 | 68.3821 | 0
| All | All Customers | 5 | Average Weekday | CAISO | 1-in-10 | 2024 | 12 | 501.5705 | 512.8733 | 36.2879 | 71.0609 | 0
| All | All Customers | 5 | Average Weekday | CAISO | 1-in-10 | 2024 | 13 | 417.3292 | 426.8235 | 36.3184 | 73.3291 | 0
| All | All Customers | 5 | Average Weekday | CAISO | 1-in-10 | 2024 | 14 | 390.6548 | 397.1432 | 36.2722 | 75.0832 | 0
| All | All Customers | 5 | Average Weekday | CAISO | 1-in-10 | 2024 | 15 | 349.2052 | 354.6423 | 36.1785 | 76.3265 | 0
| All | All Customers | 5 | Average Weekday | CAISO | 1-in-10 | 2024 | 16 | 302.1411 | 304.2716 | 36.0514 | 76.8948 | 0
| All | All Customers | 5 | Average Weekday | CAISO | 1-in-10 | 2024 | 17 | 274.8488 | 283.7441 | 35.8555 | 76.9554 | 0
| All | All Customers | 5 | Average Weekday | CAISO | 1-in-10 | 2024 | 18 | 260.8834 | 267.7141 | 35.8683 | 76.2265 | 0
| All | All Customers | 5 | Average Weekday | CAISO | 1-in-10 | 2024 | 19 | 250.3283 | 255.5491 | 35.9278 | 74.8608 | 0
| All | All Customers | 5 | Average Weekday | CAISO | 1-in-10 | 2024 | 20 | 240.1468 | 244.4908 | 35.8105 | 72.769 | 0
| All | All Customers | 5 | Average Weekday | CAISO | 1-in-10 | 2024 | 21 | 251.2853 | 255.6302 | 35.8665 | 69.7865 | 0
| All | All Customers | 5 | Average Weekday | CAISO | 1-in-10 | 2024 | 22 | 423.5414 | 446.7685 | 36.0556 | 67.0523 | 0
| All | All Customers | 5 | Average Weekday | CAISO | 1-in-10 | 2024 | 23 | 431.8507 | 456.5784 | 36.1055 | 65.2221 | 0
| All | All Customers | 5 | Average Weekday | CAISO | 1-in-10 | 2024 | 24 | 455.8007 | 488.5743 | 36.154 | 63.7844 | 0
| All | All Customers | 5 | Monthly System Peak Day | CAISO | 1-in-10 | 2024 | 1 | 391.561 | 420.7044 | 35.7698 | 73.9451 | 0
| All | All Customers | 5 | Monthly System Peak Day | CAISO | 1-in-10 | 2024 | 2 | 380.3044 | 397.0949 | 35.8294 | 72.4128 | 0
| All | All Customers | 5 | Monthly System Peak Day | CAISO | 1-in-10 | 2024 | 3 | 483.6717 | 505.174 | 35.839 | 70.8805 | 0
| All | All Customers | 5 | Monthly System Peak Day | CAISO | 1-in-10 | 2024 | 4 | 586.8177 | 609.8496 | 35.8697 | 69.4883 | 0
| All | All Customers | 5 | Monthly System Peak Day | CAISO | 1-in-10 | 2024 | 5 | 566.4371 | 595.5018 | 35.8657 | 68.5669 | 0
| All | All Customers | 5 | Monthly System Peak Day | CAISO | 1-in-10 | 2024 | 6 | 575.1566 | 601.691 | 35.9047 | 67.5106 | 0
| All | All Customers | 5 | Monthly System Peak Day | CAISO | 1-in-10 | 2024 | 7 | 581.3121 | 595.8171 | 35.9112 | 67.139 | 0
| All | All Customers | 5 | Monthly System Peak Day | CAISO | 1-in-10 | 2024 | 8 | 606.935 | 655.5029 | 35.7351 | 67.588 | 0
| All | All Customers | 5 | Monthly System Peak Day | CAISO | 1-in-10 | 2024 | 9 | 538.0644 | 584.1816 | 35.7273 | 71.9541 | 0
| All | All Customers | 5 | Monthly System Peak Day | CAISO | 1-in-10 | 2024 | 10 | 528.0693 | 558.6683 | 35.7702 | 78.4437 | 0
| All | All Customers | 5 | Monthly System Peak Day | CAISO | 1-in-10 | 2024 | 11 | 513.8682 | 541.9825 | 35.8527 | 84.4634 | 0
| All | All Customers | 5 | Monthly System Peak Day | CAISO | 1-in-10 | 2024 | 12 | 501.5705 | 525.1193 | 36.0079 | 88.5098 | 0
| All | All Customers | 5 | Monthly System Peak Day | CAISO | 1-in-10 | 2024 | 13 | 417.3292 | 430.7321 | 36.159 | 91.3209 | 0
| All | All Customers | 5 | Monthly System Peak Day | CAISO | 1-in-10 | 2024 | 14 | 390.6548 | 397.0298 | 36.027 | 93.0051 | 0
| All | All Customers | 5 | Monthly System Peak Day | CAISO | 1-in-10 | 2024 | 15 | 349.2052 | 354.9817 | 35.8394 | 94.2891 | 0
| All | All Customers | 5 | Monthly System Peak Day | CAISO | 1-in-10 | 2024 | 16 | 302.1411 | 302.05 | 35.8439 | 94.3726 | 0
| All | All Customers | 5 | Monthly System Peak Day | CAISO | 1-in-10 | 2024 | 17 | 274.8488 | 283.9634 | 35.8333 | 93.9017 | 0
| All | All Customers | 5 | Monthly System Peak Day | CAISO | 1-in-10 | 2024 | 18 | 260.8834 | 268.1191 | 35.8196 | 93.1366 | 0
| All | All Customers | 5 | Monthly System Peak Day | CAISO | 1-in-10 | 2024 | 19 | 250.3283 | 254.8298 | 37.3147 | 92.0447 | 0
| All | All Customers | 5 | Monthly System Peak Day | CAISO | 1-in-10 | 2024 | 20 | 240.1468 | 243.8212 | 35.8104 | 89.5105 | 0
| All | All Customers | 5 | Monthly System Peak Day | CAISO | 1-in-10 | 2024 | 21 | 251.2853 | 256.4444 | 36.0085 | 85.6688 | 0
| All | All Customers | 5 | Monthly System Peak Day | CAISO | 1-in-10 | 2024 | 22 | 423.5414 | 447.1294 | 35.8659 | 81.9451 | 0
| All | All Customers | 5 | Monthly System Peak Day | CAISO | 1-in-10 | 2024 | 23 | 431.8507 | 461.2172 | 35.7924 | 79.3652 | 0
| All | All Customers | 5 | Monthly System Peak Day | CAISO | 1-in-10 | 2024 | 24 | 455.8007 | 509.1441 | 35.7269 | 76.6451 | 0
| All | All Customers | 6 | Average Weekday | CAISO | 1-in-10 | 2024 | 1 | 378.7142 | 407.3817 | 36.0873 | 66.5999 | 0
| All | All Customers | 6 | Average Weekday | CAISO | 1-in-10 | 2024 | 2 | 366.253 | 386.7454 | 36.0902 | 65.9006 | 0
| All | All Customers | 6 | Average Weekday | CAISO | 1-in-10 | 2024 | 3 | 461.184 | 487.9299 | 36.0911 | 65.2662 | 0
| All | All Customers | 6 | Average Weekday | CAISO | 1-in-10 | 2024 | 4 | 557.2669 | 586.0766 | 36.0917 | 64.6507 | 0
| All | All Customers | 6 | Average Weekday | CAISO | 1-in-10 | 2024 | 5 | 536.7928 | 576.6788 | 36.0864 | 64.1746 | 0
| All | All Customers | 6 | Average Weekday | CAISO | 1-in-10 | 2024 | 6 | 560.187 | 606.2814 | 36.0766 | 63.7832 | 0
| All | All Customers | 6 | Average Weekday | CAISO | 1-in-10 | 2024 | 7 | 573.7495 | 598.8447 | 36.0441 | 63.476 | 0
| All | All Customers | 6 | Average Weekday | CAISO | 1-in-10 | 2024 | 8 | 593.3821 | 622.4642 | 36.0977 | 64.0318 | 0
| All | All Customers | 6 | Average Weekday | CAISO | 1-in-10 | 2024 | 9 | 548.9403 | 569.4821 | 36.1188 | 65.9714 | 0
| All | All Customers | 6 | Average Weekday | CAISO | 1-in-10 | 2024 | 10 | 535.4484 | 549.5304 | 36.1029 | 68.8032 | 0
| All | All Customers | 6 | Average Weekday | CAISO | 1-in-10 | 2024 | 11 | 513.2994 | 525.6185 | 36.1319 | 72.0084 | 0
| All | All Customers | 6 | Average Weekday | CAISO | 1-in-10 | 2024 | 12 | 504.0583 | 518.6581 | 36.1644 | 75.1083 | 0
| All | All Customers | 6 | Average Weekday | CAISO | 1-in-10 | 2024 | 13 | 419.9933 | 439.4345 | 36.1755 | 77.5187 | 0
| All | All Customers | 6 | Average Weekday | CAISO | 1-in-10 | 2024 | 14 | 390.548 | 406.9202 | 36.1462 | 79.3071 | 0
| All | All Customers | 6 | Average Weekday | CAISO | 1-in-10 | 2024 | 15 | 339.2772 | 353.7753 | 36.0802 | 80.4926 | 0
| All | All Customers | 6 | Average Weekday | CAISO | 1-in-10 | 2024 | 16 | 296.9763 | 299.8622 | 36.0283 | 81.1097 | 0
| All | All Customers | 6 | Average Weekday | CAISO | 1-in-10 | 2024 | 17 | 274.4113 | 283.6952 | 36.3158 | 81.0308 | 0
| All | All Customers | 6 | Average Weekday | CAISO | 1-in-10 | 2024 | 18 | 252.4695 | 267.4696 | 36.3376 | 80.1832 | 0
| All | All Customers | 6 | Average Weekday | CAISO | 1-in-10 | 2024 | 19 | 237.0337 | 259.9741 | 38.9014 | 78.7527 | 0
| All | All Customers | 6 | Average Weekday | CAISO | 1-in-10 | 2024 | 20 | 223.4595 | 243.0335 | 36.2872 | 76.6583 | 0
| All | All Customers | 6 | Average Weekday | CAISO | 1-in-10 | 2024 | 21 | 240.4417 | 256.464 | 36.5592 | 73.7764 | 0
| All | All Customers | 6 | Average Weekday | CAISO | 1-in-10 | 2024 | 22 | 398.1349 | 431.6792 | 36.1561 | 70.7793 | 0
| All | All Customers | 6 | Average Weekday | CAISO | 1-in-10 | 2024 | 23 | 424.9818 | 458.9926 | 36.1174 | 68.9101 | 0
| All | All Customers | 6 | Average Weekday | CAISO | 1-in-10 | 2024 | 24 | 450.5208 | 492.1135 | 36.099 | 67.6558 | 0
| All | All Customers | 6 | Monthly System Peak Day | CAISO | 1-in-10 | 2024 | 1 | 378.7142 | 371.3764 | 44.0671 | 74.367 | 0
| All | All Customers | 6 | Monthly System Peak Day | CAISO | 1-in-10 | 2024 | 2 | 366.253 | 342.1573 | 44.0779 | 72.8839 | 0
| All | All Customers | 6 | Monthly System Peak Day | CAISO | 1-in-10 | 2024 | 3 | 461.184 | 414.9226 | 44.0826 | 71.7346 | 0
| All | All Customers | 6 | Monthly System Peak Day | CAISO | 1-in-10 | 2024 | 4 | 557.2669 | 481.3837 | 44.0864 | 70.9788 | 0
| All | All Customers | 6 | Monthly System Peak Day | CAISO | 1-in-10 | 2024 | 5 | 536.7928 | 477.837 | 44.0813 | 69.9524 | 0
| All | All Customers | 6 | Monthly System Peak Day | CAISO | 1-in-10 | 2024 | 6 | 560.187 | 513.6227 | 44.0755 | 69.2472 | 0
| All | All Customers | 6 | Monthly System Peak Day | CAISO | 1-in-10 | 2024 | 7 | 573.7495 | 515.7228 | 43.9975 | 68.7623 | 0
| All | All Customers | 6 | Monthly System Peak Day | CAISO | 1-in-10 | 2024 | 8 | 593.3821 | 545.2073 | 44.0554 | 69.6755 | 0
| All | All Customers | 6 | Monthly System Peak Day | CAISO | 1-in-10 | 2024 | 9 | 548.9403 | 522.9213 | 44.0236 | 73.5378 | 0
| All | All Customers | 6 | Monthly System Peak Day | CAISO | 1-in-10 | 2024 | 10 | 535.4484 | 500.3554 | 43.9742 | 79.5148 | 0
| All | All Customers | 6 | Monthly System Peak Day | CAISO | 1-in-10 | 2024 | 11 | 513.2994 | 477.3333 | 43.9631 | 84.6279 | 0
| All | All Customers | 6 | Monthly System Peak Day | CAISO | 1-in-10 | 2024 | 12 | 504.0583 | 468.5082 | 43.9801 | 88.9216 | 0
| All | All Customers | 6 | Monthly System Peak Day | CAISO | 1-in-10 | 2024 | 13 | 419.9933 | 401.6945 | 43.9632 | 90.592 | 0
| All | All Customers | 6 | Monthly System Peak Day | CAISO | 1-in-10 | 2024 | 14 | 390.548 | 374.2343 | 43.9808 | 92.1858 | 0
| All | All Customers | 6 | Monthly System Peak Day | CAISO | 1-in-10 | 2024 | 15 | 339.2772 | 327.1023 | 43.9682 | 93.8606 | 0
| All | All Customers | 6 | Monthly System Peak Day | CAISO | 1-in-10 | 2024 | 16 | 296.9763 | 272.0912 | 43.9128 | 95.2577 | 0
| All | All Customers | 6 | Monthly System Peak Day | CAISO | 1-in-10 | 2024 | 17 | 274.4113 | 285.2126 | 43.9236 | 95.3506 | 0
| All | All Customers | 6 | Monthly System Peak Day | CAISO | 1-in-10 | 2024 | 18 | 252.4695 | 277.0302 | 44.0577 | 95.0523 | 0
| All | All Customers | 6 | Monthly System Peak Day | CAISO | 1-in-10 | 2024 | 19 | 237.0337 | 231.0763 | 44.0154 | 93.4385 | 0
| All | All Customers | 6 | Monthly System Peak Day | CAISO | 1-in-10 | 2024 | 20 | 223.4595 | 227.5058 | 43.0227 | 89.3141 | 0
| All | All Customers | 6 | Monthly System Peak Day | CAISO | 1-in-10 | 2024 | 21 | 240.4417 | 224.5949 | 45.009 | 84.8406 | 0
| All | All Customers | 6 | Monthly System Peak Day | CAISO | 1-in-10 | 2024 | 22 | 398.1349 | 377.7197 | 44.3239 | 80.8016 | 0
| All | All Customers | 6 | Monthly System Peak Day | CAISO | 1-in-10 | 2024 | 23 | 424.9818 | 393.1571 | 44.1686 | 77.3827 | 0
| All | All Customers | 6 | Monthly System Peak Day | CAISO | 1-in-10 | 2024 | 24 | 450.5208 | 427.7173 | 44.0922 | 75.3019 | 0
| All | All Customers | 7 | Average Weekday | CAISO | 1-in-10 | 2024 | 1 | 379.7656 | 407.252 | 38.86 | 72.1536 | 0
| All | All Customers | 7 | Average Weekday | CAISO | 1-in-10 | 2024 | 2 | 377.5898 | 396.7115 | 38.8556 | 71.4201 | 0
| All | All Customers | 7 | Average Weekday | CAISO | 1-in-10 | 2024 | 3 | 464.1732 | 489.7795 | 38.8544 | 70.7709 | 0
| All | All Customers | 7 | Average Weekday | CAISO | 1-in-10 | 2024 | 4 | 561.0884 | 591.244 | 38.8522 | 70.2504 | 0
| All | All Customers | 7 | Average Weekday | CAISO | 1-in-10 | 2024 | 5 | 543.909 | 584.4058 | 38.8497 | 69.8041 | 0
| All | All Customers | 7 | Average Weekday | CAISO | 1-in-10 | 2024 | 6 | 551.934 | 595.9696 | 38.8433 | 69.4399 | 0
| All | All Customers | 7 | Average Weekday | CAISO | 1-in-10 | 2024 | 7 | 557.5113 | 579.7103 | 38.8435 | 69.2407 | 0
| All | All Customers | 7 | Average Weekday | CAISO | 1-in-10 | 2024 | 8 | 574.4961 | 603.6957 | 38.8745 | 69.7054 | 0
| All | All Customers | 7 | Average Weekday | CAISO | 1-in-10 | 2024 | 9 | 519.7475 | 539.5928 | 38.9075 | 71.9118 | 0
| All | All Customers | 7 | Average Weekday | CAISO | 1-in-10 | 2024 | 10 | 508.5826 | 521.52 | 38.9063 | 74.9215 | 0
| All | All Customers | 7 | Average Weekday | CAISO | 1-in-10 | 2024 | 11 | 491.7065 | 503.4869 | 38.9418 | 78.3302 | 0
| All | All Customers | 7 | Average Weekday | CAISO | 1-in-10 | 2024 | 12 | 483.5918 | 498.673 | 38.9763 | 81.5124 | 0
| All | All Customers | 7 | Average Weekday | CAISO | 1-in-10 | 2024 | 13 | 398.4692 | 416.2092 | 38.9919 | 83.9403 | 0
| All | All Customers | 7 | Average Weekday | CAISO | 1-in-10 | 2024 | 14 | 372.4819 | 387.8578 | 38.9604 | 85.7186 | 0
| All | All Customers | 7 | Average Weekday | CAISO | 1-in-10 | 2024 | 15 | 327.2304 | 341.3488 | 38.9015 | 86.8585 | 0
| All | All Customers | 7 | Average Weekday | CAISO | 1-in-10 | 2024 | 16 | 279.9429 | 280.7575 | 38.859 | 87.4293 | 0
| All | All Customers | 7 | Average Weekday | CAISO | 1-in-10 | 2024 | 17 | 261.2017 | 269.1987 | 39.2649 | 87.3156 | 0
| All | All Customers | 7 | Average Weekday | CAISO | 1-in-10 | 2024 | 18 | 247.4772 | 259.8543 | 39.2878 | 86.4657 | 0
| All | All Customers | 7 | Average Weekday | CAISO | 1-in-10 | 2024 | 19 | 233.9118 | 255.2591 | 39.8981 | 84.9536 | 0
| All | All Customers | 7 | Average Weekday | CAISO | 1-in-10 | 2024 | 20 | 228.5692 | 243.9114 | 38.8204 | 82.593 | 0
| All | All Customers | 7 | Average Weekday | CAISO | 1-in-10 | 2024 | 21 | 249.4284 | 261.7601 | 39.2973 | 79.4531 | 0
| All | All Customers | 7 | Average Weekday | CAISO | 1-in-10 | 2024 | 22 | 406.4112 | 441.881 | 38.835 | 76.411 | 0
| All | All Customers | 7 | Average Weekday | CAISO | 1-in-10 | 2024 | 23 | 424.3903 | 454.8469 | 38.847 | 74.6466 | 0
| All | All Customers | 7 | Average Weekday | CAISO | 1-in-10 | 2024 | 24 | 445.5641 | 484.6394 | 38.8632 | 73.4889 | 0
| All | All Customers | 7 | Monthly System Peak Day | CAISO | 1-in-10 | 2024 | 1 | 379.7656 | 372.0344 | 38.8726 | 76.5275 | 0
| All | All Customers | 7 | Monthly System Peak Day | CAISO | 1-in-10 | 2024 | 2 | 377.5898 | 350.8518 | 38.8573 | 75.9902 | 0
| All | All Customers | 7 | Monthly System Peak Day | CAISO | 1-in-10 | 2024 | 3 | 464.1732 | 414.5356 | 38.8557 | 75.0914 | 0
| All | All Customers | 7 | Monthly System Peak Day | CAISO | 1-in-10 | 2024 | 4 | 561.0884 | 486.7823 | 38.8524 | 74.0715 | 0
| All | All Customers | 7 | Monthly System Peak Day | CAISO | 1-in-10 | 2024 | 5 | 543.909 | 486.5997 | 38.8606 | 73.2621 | 0
| All | All Customers | 7 | Monthly System Peak Day | CAISO | 1-in-10 | 2024 | 6 | 551.934 | 510.5843 | 38.8751 | 72.8051 | 0
| All | All Customers | 7 | Monthly System Peak Day | CAISO | 1-in-10 | 2024 | 7 | 557.5113 | 502.6485 | 38.9242 | 72.349 | 0
| All | All Customers | 7 | Monthly System Peak Day | CAISO | 1-in-10 | 2024 | 8 | 574.4961 | 532.3747 | 38.8913 | 72.5955 | 0
| All | All Customers | 7 | Monthly System Peak Day | CAISO | 1-in-10 | 2024 | 9 | 519.7475 | 493.4814 | 38.8943 | 75.0342 | 0
| All | All Customers | 7 | Monthly System Peak Day | CAISO | 1-in-10 | 2024 | 10 | 508.5826 | 472.0336 | 38.8851 | 78.4777 | 0
| All | All Customers | 7 | Monthly System Peak Day | CAISO | 1-in-10 | 2024 | 11 | 491.7065 | 456.6016 | 38.8952 | 82.4014 | 0
| All | All Customers | 7 | Monthly System Peak Day | CAISO | 1-in-10 | 2024 | 12 | 483.5918 | 448.897 | 38.9061 | 85.9909 | 0
| All | All Customers | 7 | Monthly System Peak Day | CAISO | 1-in-10 | 2024 | 13 | 398.4692 | 381.6299 | 38.9182 | 88.5239 | 0
| All | All Customers | 7 | Monthly System Peak Day | CAISO | 1-in-10 | 2024 | 14 | 372.4819 | 357.1605 | 38.9126 | 90.3151 | 0
| All | All Customers | 7 | Monthly System Peak Day | CAISO | 1-in-10 | 2024 | 15 | 327.2304 | 316.1816 | 38.9298 | 91.4602 | 0
| All | All Customers | 7 | Monthly System Peak Day | CAISO | 1-in-10 | 2024 | 16 | 279.9429 | 254.9708 | 38.9283 | 91.8551 | 0
| All | All Customers | 7 | Monthly System Peak Day | CAISO | 1-in-10 | 2024 | 17 | 261.2017 | 271.9124 | 38.8045 | 90.9235 | 0
| All | All Customers | 7 | Monthly System Peak Day | CAISO | 1-in-10 | 2024 | 18 | 247.4772 | 270.2313 | 38.8946 | 90.3439 | 0
| All | All Customers | 7 | Monthly System Peak Day | CAISO | 1-in-10 | 2024 | 19 | 233.9118 | 229.8096 | 38.4798 | 88.852 | 0
| All | All Customers | 7 | Monthly System Peak Day | CAISO | 1-in-10 | 2024 | 20 | 228.5692 | 251.3851 | 38.2464 | 86.2629 | 0
| All | All Customers | 7 | Monthly System Peak Day | CAISO | 1-in-10 | 2024 | 21 | 249.4284 | 235.2032 | 39.4505 | 82.9808 | 0
| All | All Customers | 7 | Monthly System Peak Day | CAISO | 1-in-10 | 2024 | 22 | 406.4112 | 391.8643 | 38.982 | 79.3628 | 0
| All | All Customers | 7 | Monthly System Peak Day | CAISO | 1-in-10 | 2024 | 23 | 424.3903 | 391.9915 | 38.8875 | 77.7227 | 0
| All | All Customers | 7 | Monthly System Peak Day | CAISO | 1-in-10 | 2024 | 24 | 445.5641 | 421.9083 | 38.8808 | 76.3296 | 0
| All | All Customers | 8 | Average Weekday | CAISO | 1-in-10 | 2024 | 1 | 400.5187 | 431.8069 | 36.2994 | 71.5409 | 0
| All | All Customers | 8 | Average Weekday | CAISO | 1-in-10 | 2024 | 2 | 386.5544 | 408.6483 | 36.2946 | 70.8332 | 0
| All | All Customers | 8 | Average Weekday | CAISO | 1-in-10 | 2024 | 3 | 469.3848 | 495.4081 | 36.2932 | 70.199 | 0
| All | All Customers | 8 | Average Weekday | CAISO | 1-in-10 | 2024 | 4 | 573.0036 | 603.7424 | 36.2901 | 69.6977 | 0
| All | All Customers | 8 | Average Weekday | CAISO | 1-in-10 | 2024 | 5 | 548.7734 | 590.2194 | 36.2875 | 69.2229 | 0
| All | All Customers | 8 | Average Weekday | CAISO | 1-in-10 | 2024 | 6 | 561.0876 | 608.6349 | 36.2802 | 68.8435 | 0
| All | All Customers | 8 | Average Weekday | CAISO | 1-in-10 | 2024 | 7 | 575.1281 | 602.5147 | 36.2866 | 68.5069 | 0
| All | All Customers | 8 | Average Weekday | CAISO | 1-in-10 | 2024 | 8 | 585.4331 | 617.8355 | 36.3154 | 68.5051 | 0
| All | All Customers | 8 | Average Weekday | CAISO | 1-in-10 | 2024 | 9 | 525.6275 | 546.5595 | 36.3504 | 70.1299 | 0
| All | All Customers | 8 | Average Weekday | CAISO | 1-in-10 | 2024 | 10 | 516.6148 | 530.4802 | 36.3547 | 72.7973 | 0
| All | All Customers | 8 | Average Weekday | CAISO | 1-in-10 | 2024 | 11 | 496.0067 | 508.7796 | 36.3881 | 75.9355 | 0
| All | All Customers | 8 | Average Weekday | CAISO | 1-in-10 | 2024 | 12 | 484.9801 | 501.2813 | 36.417 | 79.0539 | 0
| All | All Customers | 8 | Average Weekday | CAISO | 1-in-10 | 2024 | 13 | 408.7554 | 428.8365 | 36.4322 | 81.6854 | 0
| All | All Customers | 8 | Average Weekday | CAISO | 1-in-10 | 2024 | 14 | 380.4013 | 397.2276 | 36.4019 | 83.7858 | 0
| All | All Customers | 8 | Average Weekday | CAISO | 1-in-10 | 2024 | 15 | 335.3239 | 350.3999 | 36.3479 | 85.2137 | 0
| All | All Customers | 8 | Average Weekday | CAISO | 1-in-10 | 2024 | 16 | 288.8752 | 292.9062 | 36.3099 | 85.8037 | 0
| All | All Customers | 8 | Average Weekday | CAISO | 1-in-10 | 2024 | 17 | 271.489 | 278.8661 | 36.6736 | 85.757 | 0
| All | All Customers | 8 | Average Weekday | CAISO | 1-in-10 | 2024 | 18 | 248.2912 | 262.3409 | 36.7301 | 84.8848 | 0
| All | All Customers | 8 | Average Weekday | CAISO | 1-in-10 | 2024 | 19 | 235.1082 | 258.7123 | 37.6139 | 83.3207 | 0
| All | All Customers | 8 | Average Weekday | CAISO | 1-in-10 | 2024 | 20 | 235.3056 | 254.7151 | 36.4919 | 80.9246 | 0
| All | All Customers | 8 | Average Weekday | CAISO | 1-in-10 | 2024 | 21 | 260.1029 | 275.861 | 36.867 | 77.6224 | 0
| All | All Customers | 8 | Average Weekday | CAISO | 1-in-10 | 2024 | 22 | 419.6686 | 452.0399 | 36.2637 | 75.1915 | 0
| All | All Customers | 8 | Average Weekday | CAISO | 1-in-10 | 2024 | 23 | 441.4359 | 476.8992 | 36.2759 | 73.7628 | 0
| All | All Customers | 8 | Average Weekday | CAISO | 1-in-10 | 2024 | 24 | 466.1954 | 509.1089 | 36.2997 | 72.683 | 0
| All | All Customers | 8 | Monthly System Peak Day | CAISO | 1-in-10 | 2024 | 1 | 400.5187 | 392.8772 | 30.7818 | 74.963 | 0
| All | All Customers | 8 | Monthly System Peak Day | CAISO | 1-in-10 | 2024 | 2 | 386.5544 | 361.6599 | 30.7657 | 74.0975 | 0
| All | All Customers | 8 | Monthly System Peak Day | CAISO | 1-in-10 | 2024 | 3 | 469.3848 | 425.6719 | 30.7645 | 73.4693 | 0
| All | All Customers | 8 | Monthly System Peak Day | CAISO | 1-in-10 | 2024 | 4 | 573.0036 | 501.3162 | 30.7616 | 72.8742 | 0
| All | All Customers | 8 | Monthly System Peak Day | CAISO | 1-in-10 | 2024 | 5 | 548.7734 | 495.2231 | 30.7704 | 72.1898 | 0
| All | All Customers | 8 | Monthly System Peak Day | CAISO | 1-in-10 | 2024 | 6 | 561.0876 | 518.119 | 30.7871 | 71.5783 | 0
| All | All Customers | 8 | Monthly System Peak Day | CAISO | 1-in-10 | 2024 | 7 | 575.1281 | 520.9965 | 30.8335 | 71.1706 | 0
| All | All Customers | 8 | Monthly System Peak Day | CAISO | 1-in-10 | 2024 | 8 | 585.4331 | 541.8241 | 30.7998 | 71.0271 | 0
| All | All Customers | 8 | Monthly System Peak Day | CAISO | 1-in-10 | 2024 | 9 | 525.6275 | 501.3818 | 30.8011 | 73.2935 | 0
| All | All Customers | 8 | Monthly System Peak Day | CAISO | 1-in-10 | 2024 | 10 | 516.6148 | 481.8248 | 30.785 | 77.163 | 0
| All | All Customers | 8 | Monthly System Peak Day | CAISO | 1-in-10 | 2024 | 11 | 496.0067 | 460.0347 | 30.7978 | 82.0368 | 0
| All | All Customers | 8 | Monthly System Peak Day | CAISO | 1-in-10 | 2024 | 12 | 484.9801 | 449.2309 | 30.8161 | 86.9797 | 0
| All | All Customers | 8 | Monthly System Peak Day | CAISO | 1-in-10 | 2024 | 13 | 408.7554 | 392.7445 | 30.8305 | 90.4847 | 0
| All | All Customers | 8 | Monthly System Peak Day | CAISO | 1-in-10 | 2024 | 14 | 380.4013 | 366.3306 | 30.8251 | 93.1945 | 0
| All | All Customers | 8 | Monthly System Peak Day | CAISO | 1-in-10 | 2024 | 15 | 335.3239 | 325.6452 | 30.8411 | 94.2092 | 0
| All | All Customers | 8 | Monthly System Peak Day | CAISO | 1-in-10 | 2024 | 16 | 288.8752 | 267.4921 | 30.8301 | 94.1071 | 0
| All | All Customers | 8 | Monthly System Peak Day | CAISO | 1-in-10 | 2024 | 17 | 271.489 | 281.2834 | 30.6489 | 93.6937 | 0
| All | All Customers | 8 | Monthly System Peak Day | CAISO | 1-in-10 | 2024 | 18 | 248.2912 | 273.1015 | 30.741 | 92.8131 | 0
| All | All Customers | 8 | Monthly System Peak Day | CAISO | 1-in-10 | 2024 | 19 | 235.1082 | 232.6868 | 30.3982 | 91.0316 | 0
| All | All Customers | 8 | Monthly System Peak Day | CAISO | 1-in-10 | 2024 | 20 | 235.3056 | 226.0451 | 30.2548 | 88.4661 | 0
| All | All Customers | 8 | Monthly System Peak Day | CAISO | 1-in-10 | 2024 | 21 | 260.1029 | 240.2359 | 31.5293 | 84.3055 | 0
| All | All Customers | 8 | Monthly System Peak Day | CAISO | 1-in-10 | 2024 | 22 | 419.6686 | 394.6645 | 30.9361 | 81.4134 | 0
| All | All Customers | 8 | Monthly System Peak Day | CAISO | 1-in-10 | 2024 | 23 | 441.4359 | 415.4253 | 30.814 | 80.038 | 0
| All | All Customers | 8 | Monthly System Peak Day | CAISO | 1-in-10 | 2024 | 24 | 466.1954 | 446.6131 | 30.7944 | 78.823 | 0
| All | All Customers | 8 | Typical Event Day | CAISO | 1-in-10 | 2024 | 1 | 400.5187 | 392.8772 | 30.7818 | 76.1053 | 0
| All | All Customers | 8 | Typical Event Day | CAISO | 1-in-10 | 2024 | 2 | 386.5544 | 361.6599 | 30.7657 | 75.1038 | 0
| All | All Customers | 8 | Typical Event Day | CAISO | 1-in-10 | 2024 | 3 | 469.3848 | 425.6719 | 30.7645 | 74.1957 | 0
| All | All Customers | 8 | Typical Event Day | CAISO | 1-in-10 | 2024 | 4 | 573.0036 | 501.3162 | 30.7616 | 73.4679 | 0
| All | All Customers | 8 | Typical Event Day | CAISO | 1-in-10 | 2024 | 5 | 548.7734 | 495.2231 | 30.7704 | 72.7368 | 0
| All | All Customers | 8 | Typical Event Day | CAISO | 1-in-10 | 2024 | 6 | 561.0876 | 518.119 | 30.7871 | 72.2123 | 0
| All | All Customers | 8 | Typical Event Day | CAISO | 1-in-10 | 2024 | 7 | 575.1281 | 520.9965 | 30.8335 | 71.8143 | 0
| All | All Customers | 8 | Typical Event Day | CAISO | 1-in-10 | 2024 | 8 | 585.4331 | 541.8241 | 30.7998 | 72.1822 | 0
| All | All Customers | 8 | Typical Event Day | CAISO | 1-in-10 | 2024 | 9 | 525.6275 | 501.3818 | 30.8011 | 74.6794 | 0
| All | All Customers | 8 | Typical Event Day | CAISO | 1-in-10 | 2024 | 10 | 516.6148 | 481.8248 | 30.785 | 78.8263 | 0
| All | All Customers | 8 | Typical Event Day | CAISO | 1-in-10 | 2024 | 11 | 496.0067 | 460.0347 | 30.7978 | 83.5047 | 0
| All | All Customers | 8 | Typical Event Day | CAISO | 1-in-10 | 2024 | 12 | 484.9801 | 449.2309 | 30.8161 | 87.7653 | 0
| All | All Customers | 8 | Typical Event Day | CAISO | 1-in-10 | 2024 | 13 | 408.7554 | 392.7445 | 30.8305 | 90.4856 | 0
| All | All Customers | 8 | Typical Event Day | CAISO | 1-in-10 | 2024 | 14 | 380.4013 | 366.3306 | 30.8251 | 92.4834 | 0
| All | All Customers | 8 | Typical Event Day | CAISO | 1-in-10 | 2024 | 15 | 335.3239 | 325.6452 | 30.8411 | 93.7562 | 0
| All | All Customers | 8 | Typical Event Day | CAISO | 1-in-10 | 2024 | 16 | 288.8752 | 267.4921 | 30.8301 | 94.2695 | 0
| All | All Customers | 8 | Typical Event Day | CAISO | 1-in-10 | 2024 | 17 | 271.489 | 281.2834 | 30.6489 | 94.0144 | 0
| All | All Customers | 8 | Typical Event Day | CAISO | 1-in-10 | 2024 | 18 | 248.2912 | 273.1015 | 30.741 | 93.2816 | 0
| All | All Customers | 8 | Typical Event Day | CAISO | 1-in-10 | 2024 | 19 | 235.1082 | 232.6868 | 30.3982 | 91.6543 | 0
| All | All Customers | 8 | Typical Event Day | CAISO | 1-in-10 | 2024 | 20 | 235.3056 | 226.0451 | 30.2548 | 88.7224 | 0
| All | All Customers | 8 | Typical Event Day | CAISO | 1-in-10 | 2024 | 21 | 260.1029 | 240.2359 | 31.5293 | 84.953 | 0
| All | All Customers | 8 | Typical Event Day | CAISO | 1-in-10 | 2024 | 22 | 419.6686 | 394.6645 | 30.9361 | 81.9084 | 0
| All | All Customers | 8 | Typical Event Day | CAISO | 1-in-10 | 2024 | 23 | 441.4359 | 415.4253 | 30.814 | 79.9867 | 0
| All | All Customers | 8 | Typical Event Day | CAISO | 1-in-10 | 2024 | 24 | 466.1954 | 446.6131 | 30.7944 | 78.3992 | 0
| All | All Customers | 9 | Average Weekday | CAISO | 1-in-10 | 2024 | 1 | 369.3347 | 390.5257 | 39.0036 | 71.6865 | 0
| All | All Customers | 9 | Average Weekday | CAISO | 1-in-10 | 2024 | 2 | 366.0369 | 376.8596 | 38.9986 | 70.7796 | 0
| All | All Customers | 9 | Average Weekday | CAISO | 1-in-10 | 2024 | 3 | 462.6053 | 469.6135 | 38.9971 | 69.9662 | 0
| All | All Customers | 9 | Average Weekday | CAISO | 1-in-10 | 2024 | 4 | 568.715 | 579.4476 | 38.9963 | 69.2514 | 0
| All | All Customers | 9 | Average Weekday | CAISO | 1-in-10 | 2024 | 5 | 533.3663 | 551.3773 | 38.9935 | 68.63 | 0
| All | All Customers | 9 | Average Weekday | CAISO | 1-in-10 | 2024 | 6 | 534.3499 | 563.0833 | 38.9877 | 68.1028 | 0
| All | All Customers | 9 | Average Weekday | CAISO | 1-in-10 | 2024 | 7 | 559.6155 | 578.4205 | 38.9785 | 67.6712 | 0
| All | All Customers | 9 | Average Weekday | CAISO | 1-in-10 | 2024 | 8 | 559.1078 | 575.7993 | 39.0126 | 67.4139 | 0
| All | All Customers | 9 | Average Weekday | CAISO | 1-in-10 | 2024 | 9 | 497.8471 | 514.5509 | 39.0475 | 68.8038 | 0
| All | All Customers | 9 | Average Weekday | CAISO | 1-in-10 | 2024 | 10 | 495.3584 | 504.6926 | 39.0441 | 71.9381 | 0
| All | All Customers | 9 | Average Weekday | CAISO | 1-in-10 | 2024 | 11 | 478.5198 | 487.1396 | 39.0868 | 75.5259 | 0
| All | All Customers | 9 | Average Weekday | CAISO | 1-in-10 | 2024 | 12 | 469.4914 | 478.5818 | 39.1302 | 78.9902 | 0
| All | All Customers | 9 | Average Weekday | CAISO | 1-in-10 | 2024 | 13 | 403.4518 | 414.1194 | 39.149 | 81.7014 | 0
| All | All Customers | 9 | Average Weekday | CAISO | 1-in-10 | 2024 | 14 | 371.4743 | 381.5376 | 39.1143 | 83.6224 | 0
| All | All Customers | 9 | Average Weekday | CAISO | 1-in-10 | 2024 | 15 | 333.013 | 342.8362 | 39.044 | 84.909 | 0
| All | All Customers | 9 | Average Weekday | CAISO | 1-in-10 | 2024 | 16 | 302.053 | 301.4095 | 38.9934 | 85.3183 | 0
| All | All Customers | 9 | Average Weekday | CAISO | 1-in-10 | 2024 | 17 | 275.1062 | 287.8997 | 39.2269 | 85.1738 | 0
| All | All Customers | 9 | Average Weekday | CAISO | 1-in-10 | 2024 | 18 | 256.5411 | 274.3983 | 39.1494 | 84.2725 | 0
| All | All Customers | 9 | Average Weekday | CAISO | 1-in-10 | 2024 | 19 | 259.7061 | 270.2869 | 40.3975 | 82.4554 | 0
| All | All Customers | 9 | Average Weekday | CAISO | 1-in-10 | 2024 | 20 | 260.3827 | 268.9435 | 38.8615 | 79.5745 | 0
| All | All Customers | 9 | Average Weekday | CAISO | 1-in-10 | 2024 | 21 | 276.9117 | 286.8989 | 39.0279 | 76.5206 | 0
| All | All Customers | 9 | Average Weekday | CAISO | 1-in-10 | 2024 | 22 | 418.9678 | 441.9948 | 38.9567 | 74.7105 | 0
| All | All Customers | 9 | Average Weekday | CAISO | 1-in-10 | 2024 | 23 | 421.1835 | 443.8179 | 39.0066 | 73.3727 | 0
| All | All Customers | 9 | Average Weekday | CAISO | 1-in-10 | 2024 | 24 | 435.5126 | 467.0767 | 39.011 | 72.2628 | 0
| All | All Customers | 9 | Monthly System Peak Day | CAISO | 1-in-10 | 2024 | 1 | 369.3347 | 353.0199 | 39.085 | 78.6518 | 0
| All | All Customers | 9 | Monthly System Peak Day | CAISO | 1-in-10 | 2024 | 2 | 366.0369 | 330.6968 | 39.0712 | 77.5283 | 0
| All | All Customers | 9 | Monthly System Peak Day | CAISO | 1-in-10 | 2024 | 3 | 462.6053 | 399.993 | 39.0697 | 76.5704 | 0
| All | All Customers | 9 | Monthly System Peak Day | CAISO | 1-in-10 | 2024 | 4 | 568.715 | 468.2276 | 39.0654 | 76.0136 | 0
| All | All Customers | 9 | Monthly System Peak Day | CAISO | 1-in-10 | 2024 | 5 | 533.3663 | 447.1781 | 39.0727 | 75.6065 | 0
| All | All Customers | 9 | Monthly System Peak Day | CAISO | 1-in-10 | 2024 | 6 | 534.3499 | 459.9809 | 39.0845 | 75.2741 | 0
| All | All Customers | 9 | Monthly System Peak Day | CAISO | 1-in-10 | 2024 | 7 | 559.6155 | 484.8931 | 39.1391 | 75.0385 | 0
| All | All Customers | 9 | Monthly System Peak Day | CAISO | 1-in-10 | 2024 | 8 | 559.1078 | 486.9106 | 39.1061 | 75.5037 | 0
| All | All Customers | 9 | Monthly System Peak Day | CAISO | 1-in-10 | 2024 | 9 | 497.8471 | 466.1003 | 39.1095 | 76.9356 | 0
| All | All Customers | 9 | Monthly System Peak Day | CAISO | 1-in-10 | 2024 | 10 | 495.3584 | 450.9097 | 39.1065 | 80.2439 | 0
| All | All Customers | 9 | Monthly System Peak Day | CAISO | 1-in-10 | 2024 | 11 | 478.5198 | 433.5573 | 39.1101 | 85.05 | 0
| All | All Customers | 9 | Monthly System Peak Day | CAISO | 1-in-10 | 2024 | 12 | 469.4914 | 424.7793 | 39.1098 | 89.2714 | 0
| All | All Customers | 9 | Monthly System Peak Day | CAISO | 1-in-10 | 2024 | 13 | 403.4518 | 371.459 | 39.1184 | 92.498 | 0
| All | All Customers | 9 | Monthly System Peak Day | CAISO | 1-in-10 | 2024 | 14 | 371.4743 | 345.3043 | 39.1147 | 94.4061 | 0
| All | All Customers | 9 | Monthly System Peak Day | CAISO | 1-in-10 | 2024 | 15 | 333.013 | 313.7443 | 39.1396 | 95.6612 | 0
| All | All Customers | 9 | Monthly System Peak Day | CAISO | 1-in-10 | 2024 | 16 | 302.053 | 270.7439 | 39.1493 | 96.0092 | 0
| All | All Customers | 9 | Monthly System Peak Day | CAISO | 1-in-10 | 2024 | 17 | 275.1062 | 285.9802 | 39.0263 | 96.2122 | 0
| All | All Customers | 9 | Monthly System Peak Day | CAISO | 1-in-10 | 2024 | 18 | 256.5411 | 280.3152 | 39.0354 | 95.0316 | 0
| All | All Customers | 9 | Monthly System Peak Day | CAISO | 1-in-10 | 2024 | 19 | 259.7061 | 231.3565 | 39.5189 | 93.3908 | 0
| All | All Customers | 9 | Monthly System Peak Day | CAISO | 1-in-10 | 2024 | 20 | 260.3827 | 220.3383 | 38.2132 | 91.0112 | 0
| All | All Customers | 9 | Monthly System Peak Day | CAISO | 1-in-10 | 2024 | 21 | 276.9117 | 245.9052 | 39.1851 | 87.852 | 0
| All | All Customers | 9 | Monthly System Peak Day | CAISO | 1-in-10 | 2024 | 22 | 418.9678 | 376.7251 | 39.1896 | 86.1918 | 0
| All | All Customers | 9 | Monthly System Peak Day | CAISO | 1-in-10 | 2024 | 23 | 421.1835 | 375.3736 | 39.0788 | 84.9041 | 0
| All | All Customers | 9 | Monthly System Peak Day | CAISO | 1-in-10 | 2024 | 24 | 435.5126 | 399.6432 | 39.0876 | 83.2214 | 0
| All | All Customers | 10 | Average Weekday | CAISO | 1-in-10 | 2024 | 1 | 396.3725 | 410.2602 | 36.1936 | 67.7185 | 0
| All | All Customers | 10 | Average Weekday | CAISO | 1-in-10 | 2024 | 2 | 374.9754 | 382.2005 | 36.0964 | 66.8116 | 0
| All | All Customers | 10 | Average Weekday | CAISO | 1-in-10 | 2024 | 3 | 468.9156 | 478.9274 | 36.0826 | 66.0895 | 0
| All | All Customers | 10 | Average Weekday | CAISO | 1-in-10 | 2024 | 4 | 576.1707 | 591.0979 | 36.0494 | 65.4005 | 0
| All | All Customers | 10 | Average Weekday | CAISO | 1-in-10 | 2024 | 5 | 580.7927 | 597.8546 | 36.0553 | 64.7636 | 0
| All | All Customers | 10 | Average Weekday | CAISO | 1-in-10 | 2024 | 6 | 593.3194 | 614.4036 | 36.0231 | 64.2657 | 0
| All | All Customers | 10 | Average Weekday | CAISO | 1-in-10 | 2024 | 7 | 602.0191 | 617.7917 | 36.0366 | 63.7933 | 0
| All | All Customers | 10 | Average Weekday | CAISO | 1-in-10 | 2024 | 8 | 625.7188 | 651.4166 | 36.2967 | 63.4726 | 0
| All | All Customers | 10 | Average Weekday | CAISO | 1-in-10 | 2024 | 9 | 564.6526 | 601.759 | 36.5606 | 63.925 | 0
| All | All Customers | 10 | Average Weekday | CAISO | 1-in-10 | 2024 | 10 | 550.606 | 570.4808 | 36.3345 | 66.8175 | 0
| All | All Customers | 10 | Average Weekday | CAISO | 1-in-10 | 2024 | 11 | 541.8837 | 556.9167 | 36.4645 | 70.6107 | 0
| All | All Customers | 10 | Average Weekday | CAISO | 1-in-10 | 2024 | 12 | 524.9621 | 536.4396 | 36.6078 | 74.3318 | 0
| All | All Customers | 10 | Average Weekday | CAISO | 1-in-10 | 2024 | 13 | 432.7578 | 441.6661 | 36.7036 | 77.3255 | 0
| All | All Customers | 10 | Average Weekday | CAISO | 1-in-10 | 2024 | 14 | 383.1772 | 389.2332 | 36.5948 | 79.3286 | 0
| All | All Customers | 10 | Average Weekday | CAISO | 1-in-10 | 2024 | 15 | 340.1593 | 345.2501 | 36.3774 | 80.544 | 0
| All | All Customers | 10 | Average Weekday | CAISO | 1-in-10 | 2024 | 16 | 294.0502 | 295.9997 | 36.0947 | 81.0973 | 0
| All | All Customers | 10 | Average Weekday | CAISO | 1-in-10 | 2024 | 17 | 274.9602 | 283.2591 | 35.8507 | 81.0095 | 0
| All | All Customers | 10 | Average Weekday | CAISO | 1-in-10 | 2024 | 18 | 267.4822 | 273.9476 | 35.8782 | 80.1858 | 0
| All | All Customers | 10 | Average Weekday | CAISO | 1-in-10 | 2024 | 19 | 258.3575 | 262.8942 | 36.3915 | 78.2469 | 0
| All | All Customers | 10 | Average Weekday | CAISO | 1-in-10 | 2024 | 20 | 259.917 | 263.9413 | 35.8105 | 75.1596 | 0
| All | All Customers | 10 | Average Weekday | CAISO | 1-in-10 | 2024 | 21 | 267.6758 | 271.946 | 35.8795 | 72.8835 | 0
| All | All Customers | 10 | Average Weekday | CAISO | 1-in-10 | 2024 | 22 | 438.8105 | 461.0501 | 36.082 | 71.2801 | 0
| All | All Customers | 10 | Average Weekday | CAISO | 1-in-10 | 2024 | 23 | 427.6323 | 451.0824 | 36.1787 | 69.9309 | 0
| All | All Customers | 10 | Average Weekday | CAISO | 1-in-10 | 2024 | 24 | 444.8675 | 476.438 | 36.2897 | 68.7679 | 0
| All | All Customers | 10 | Monthly System Peak Day | CAISO | 1-in-10 | 2024 | 1 | 396.3725 | 424.3058 | 35.7985 | 77.3176 | 0
| All | All Customers | 10 | Monthly System Peak Day | CAISO | 1-in-10 | 2024 | 2 | 374.9754 | 389.5058 | 35.843 | 76.1669 | 0
| All | All Customers | 10 | Monthly System Peak Day | CAISO | 1-in-10 | 2024 | 3 | 468.9156 | 487.1531 | 35.8498 | 75.1587 | 0
| All | All Customers | 10 | Monthly System Peak Day | CAISO | 1-in-10 | 2024 | 4 | 576.1707 | 596.097 | 35.8718 | 74.1818 | 0
| All | All Customers | 10 | Monthly System Peak Day | CAISO | 1-in-10 | 2024 | 5 | 580.7927 | 605.4506 | 35.8692 | 73.7402 | 0
| All | All Customers | 10 | Monthly System Peak Day | CAISO | 1-in-10 | 2024 | 6 | 593.3194 | 615.6284 | 35.8974 | 73.4987 | 0
| All | All Customers | 10 | Monthly System Peak Day | CAISO | 1-in-10 | 2024 | 7 | 602.0191 | 615.5634 | 35.9047 | 72.796 | 0
| All | All Customers | 10 | Monthly System Peak Day | CAISO | 1-in-10 | 2024 | 8 | 625.7188 | 662.5347 | 35.7751 | 72.3983 | 0
| All | All Customers | 10 | Monthly System Peak Day | CAISO | 1-in-10 | 2024 | 9 | 564.6526 | 612.5826 | 35.7325 | 73.0147 | 0
| All | All Customers | 10 | Monthly System Peak Day | CAISO | 1-in-10 | 2024 | 10 | 550.606 | 576.9187 | 35.7838 | 76.7836 | 0
| All | All Customers | 10 | Monthly System Peak Day | CAISO | 1-in-10 | 2024 | 11 | 541.8837 | 566.7879 | 35.8141 | 80.6676 | 0
| All | All Customers | 10 | Monthly System Peak Day | CAISO | 1-in-10 | 2024 | 12 | 524.9621 | 549.7369 | 35.88 | 84.0936 | 0
| All | All Customers | 10 | Monthly System Peak Day | CAISO | 1-in-10 | 2024 | 13 | 432.7578 | 445.0903 | 35.9443 | 86.8585 | 0
| All | All Customers | 10 | Monthly System Peak Day | CAISO | 1-in-10 | 2024 | 14 | 383.1772 | 389.6909 | 35.8851 | 88.4053 | 0
| All | All Customers | 10 | Monthly System Peak Day | CAISO | 1-in-10 | 2024 | 15 | 340.1593 | 344.7126 | 35.8096 | 89.1532 | 0
| All | All Customers | 10 | Monthly System Peak Day | CAISO | 1-in-10 | 2024 | 16 | 294.0502 | 293.7181 | 35.8518 | 89.8404 | 0
| All | All Customers | 10 | Monthly System Peak Day | CAISO | 1-in-10 | 2024 | 17 | 274.9602 | 283.2743 | 35.8192 | 89.2723 | 0
| All | All Customers | 10 | Monthly System Peak Day | CAISO | 1-in-10 | 2024 | 18 | 267.4822 | 274.3459 | 35.8056 | 88.0713 | 0
| All | All Customers | 10 | Monthly System Peak Day | CAISO | 1-in-10 | 2024 | 19 | 258.3575 | 262.1948 | 36.5291 | 84.9362 | 0
| All | All Customers | 10 | Monthly System Peak Day | CAISO | 1-in-10 | 2024 | 20 | 259.917 | 263.1383 | 35.8102 | 81.3926 | 0
| All | All Customers | 10 | Monthly System Peak Day | CAISO | 1-in-10 | 2024 | 21 | 267.6758 | 272.8369 | 35.9398 | 78.3037 | 0
| All | All Customers | 10 | Monthly System Peak Day | CAISO | 1-in-10 | 2024 | 22 | 438.8105 | 461.2809 | 35.8753 | 76.5022 | 0
| All | All Customers | 10 | Monthly System Peak Day | CAISO | 1-in-10 | 2024 | 23 | 427.6323 | 455.4518 | 35.8212 | 75.3302 | 0
| All | All Customers | 10 | Monthly System Peak Day | CAISO | 1-in-10 | 2024 | 24 | 444.8675 | 496.5461 | 35.7662 | 74.257 | 0
| All | All Customers | 11 | Average Weekday | CAISO | 1-in-10 | 2024 | 1 | 372.4746 | 380.7807 | 36.0916 | 56.8635 | 0
| All | All Customers | 11 | Average Weekday | CAISO | 1-in-10 | 2024 | 2 | 355.1923 | 362.0052 | 36.0788 | 55.8747 | 0
| All | All Customers | 11 | Average Weekday | CAISO | 1-in-10 | 2024 | 3 | 448.6573 | 460.2681 | 36.0548 | 54.963 | 0
| All | All Customers | 11 | Average Weekday | CAISO | 1-in-10 | 2024 | 4 | 562.3259 | 580.5367 | 36.0588 | 54.0459 | 0
| All | All Customers | 11 | Average Weekday | CAISO | 1-in-10 | 2024 | 5 | 553.8588 | 582.9341 | 36.0378 | 53.2576 | 0
| All | All Customers | 11 | Average Weekday | CAISO | 1-in-10 | 2024 | 6 | 569.1667 | 606.3554 | 36.0475 | 52.6836 | 0
| All | All Customers | 11 | Average Weekday | CAISO | 1-in-10 | 2024 | 7 | 583.3228 | 599.653 | 36.2269 | 52.2571 | 0
| All | All Customers | 11 | Average Weekday | CAISO | 1-in-10 | 2024 | 8 | 595.5259 | 610.1433 | 36.4052 | 52.0378 | 0
| All | All Customers | 11 | Average Weekday | CAISO | 1-in-10 | 2024 | 9 | 539.9566 | 566.3962 | 36.2532 | 53.6165 | 0
| All | All Customers | 11 | Average Weekday | CAISO | 1-in-10 | 2024 | 10 | 525.7217 | 539.9154 | 36.3351 | 57.5818 | 0
| All | All Customers | 11 | Average Weekday | CAISO | 1-in-10 | 2024 | 11 | 508.9359 | 518.4775 | 36.4352 | 62.1705 | 0
| All | All Customers | 11 | Average Weekday | CAISO | 1-in-10 | 2024 | 12 | 497.8856 | 504.8698 | 36.5027 | 65.9389 | 0
| All | All Customers | 11 | Average Weekday | CAISO | 1-in-10 | 2024 | 13 | 412.435 | 422.212 | 36.44 | 68.6396 | 0
| All | All Customers | 11 | Average Weekday | CAISO | 1-in-10 | 2024 | 14 | 375.3201 | 382.3042 | 36.3074 | 70.2556 | 0
| All | All Customers | 11 | Average Weekday | CAISO | 1-in-10 | 2024 | 15 | 323.1894 | 330.0462 | 36.1082 | 71.0991 | 0
| All | All Customers | 11 | Average Weekday | CAISO | 1-in-10 | 2024 | 16 | 284.7941 | 286.2736 | 36.1087 | 71.2778 | 0
| All | All Customers | 11 | Average Weekday | CAISO | 1-in-10 | 2024 | 17 | 263.7669 | 271.3594 | 35.8775 | 70.5447 | 0
| All | All Customers | 11 | Average Weekday | CAISO | 1-in-10 | 2024 | 18 | 253.342 | 260.6102 | 35.9458 | 68.5584 | 0
| All | All Customers | 11 | Average Weekday | CAISO | 1-in-10 | 2024 | 19 | 248.5711 | 252.9967 | 35.8112 | 65.9823 | 0
| All | All Customers | 11 | Average Weekday | CAISO | 1-in-10 | 2024 | 20 | 247.1587 | 315.9741 | 43.5752 | 63.7891 | 0
| All | All Customers | 11 | Average Weekday | CAISO | 1-in-10 | 2024 | 21 | 249.4613 | 254.7407 | 35.9106 | 62.0355 | 0
| All | All Customers | 11 | Average Weekday | CAISO | 1-in-10 | 2024 | 22 | 414.349 | 434.2648 | 36.1396 | 60.4145 | 0
| All | All Customers | 11 | Average Weekday | CAISO | 1-in-10 | 2024 | 23 | 403.4679 | 420.4698 | 36.2188 | 59.0563 | 0
| All | All Customers | 11 | Average Weekday | CAISO | 1-in-10 | 2024 | 24 | 417.5312 | 433.6381 | 36.1599 | 57.8888 | 0
| All | All Customers | 11 | Monthly System Peak Day | CAISO | 1-in-10 | 2024 | 1 | 372.4746 | 389.0068 | 35.8619 | 70.1098 | 0
| All | All Customers | 11 | Monthly System Peak Day | CAISO | 1-in-10 | 2024 | 2 | 355.1923 | 368.8825 | 35.8615 | 68.6984 | 0
| All | All Customers | 11 | Monthly System Peak Day | CAISO | 1-in-10 | 2024 | 3 | 448.6573 | 466.4171 | 35.8876 | 67.9816 | 0
| All | All Customers | 11 | Monthly System Peak Day | CAISO | 1-in-10 | 2024 | 4 | 562.3259 | 586.9885 | 35.8809 | 66.567 | 0
| All | All Customers | 11 | Monthly System Peak Day | CAISO | 1-in-10 | 2024 | 5 | 553.8588 | 587.9181 | 35.9149 | 65.7416 | 0
| All | All Customers | 11 | Monthly System Peak Day | CAISO | 1-in-10 | 2024 | 6 | 569.1667 | 609.2676 | 35.9136 | 64.8535 | 0
| All | All Customers | 11 | Monthly System Peak Day | CAISO | 1-in-10 | 2024 | 7 | 583.3228 | 599.5401 | 35.7486 | 64.5405 | 0
| All | All Customers | 11 | Monthly System Peak Day | CAISO | 1-in-10 | 2024 | 8 | 595.5259 | 632.8887 | 35.7113 | 65.0685 | 0
| All | All Customers | 11 | Monthly System Peak Day | CAISO | 1-in-10 | 2024 | 9 | 539.9566 | 574.574 | 35.8224 | 66.6631 | 0
| All | All Customers | 11 | Monthly System Peak Day | CAISO | 1-in-10 | 2024 | 10 | 525.7217 | 549.5862 | 35.8 | 70.9158 | 0
| All | All Customers | 11 | Monthly System Peak Day | CAISO | 1-in-10 | 2024 | 11 | 508.9359 | 532.6018 | 35.8951 | 77.9199 | 0
| All | All Customers | 11 | Monthly System Peak Day | CAISO | 1-in-10 | 2024 | 12 | 497.8856 | 520.5063 | 36.0264 | 83.7981 | 0
| All | All Customers | 11 | Monthly System Peak Day | CAISO | 1-in-10 | 2024 | 13 | 412.435 | 425.4206 | 36.0117 | 87.3606 | 0
| All | All Customers | 11 | Monthly System Peak Day | CAISO | 1-in-10 | 2024 | 14 | 375.3201 | 381.7884 | 35.8982 | 89.2394 | 0
| All | All Customers | 11 | Monthly System Peak Day | CAISO | 1-in-10 | 2024 | 15 | 323.1894 | 329.4827 | 35.895 | 89.9202 | 0
| All | All Customers | 11 | Monthly System Peak Day | CAISO | 1-in-10 | 2024 | 16 | 284.7941 | 284.0003 | 35.8465 | 90.0734 | 0
| All | All Customers | 11 | Monthly System Peak Day | CAISO | 1-in-10 | 2024 | 17 | 263.7669 | 272.141 | 35.8006 | 89.4596 | 0
| All | All Customers | 11 | Monthly System Peak Day | CAISO | 1-in-10 | 2024 | 18 | 253.342 | 262.6739 | 35.7527 | 87.6979 | 0
| All | All Customers | 11 | Monthly System Peak Day | CAISO | 1-in-10 | 2024 | 19 | 248.5711 | 252.7315 | 35.8109 | 84.6872 | 0
| All | All Customers | 11 | Monthly System Peak Day | CAISO | 1-in-10 | 2024 | 20 | 247.1587 | 371.459 | 47.8383 | 80.8862 | 0
| All | All Customers | 11 | Monthly System Peak Day | CAISO | 1-in-10 | 2024 | 21 | 249.4613 | 255.4556 | 35.9699 | 77.491 | 0
| All | All Customers | 11 | Monthly System Peak Day | CAISO | 1-in-10 | 2024 | 22 | 414.349 | 436.5223 | 35.8215 | 74.8802 | 0
| All | All Customers | 11 | Monthly System Peak Day | CAISO | 1-in-10 | 2024 | 23 | 403.4679 | 427.6799 | 35.7679 | 72.6836 | 0
| All | All Customers | 11 | Monthly System Peak Day | CAISO | 1-in-10 | 2024 | 24 | 417.5312 | 448.4546 | 35.8165 | 71.115 | 0
| All | All Customers | 12 | Average Weekday | CAISO | 1-in-10 | 2024 | 1 | 412.2902 | 420.838 | 35.9745 | 51.621 | 0
| All | All Customers | 12 | Average Weekday | CAISO | 1-in-10 | 2024 | 2 | 396.59 | 404.1476 | 35.9686 | 50.8313 | 0
| All | All Customers | 12 | Average Weekday | CAISO | 1-in-10 | 2024 | 3 | 487.9192 | 500.5722 | 35.9679 | 50.0968 | 0
| All | All Customers | 12 | Average Weekday | CAISO | 1-in-10 | 2024 | 4 | 603.0886 | 622.2704 | 35.9672 | 49.3942 | 0
| All | All Customers | 12 | Average Weekday | CAISO | 1-in-10 | 2024 | 5 | 598.2026 | 629.6807 | 35.9702 | 48.808 | 0
| All | All Customers | 12 | Average Weekday | CAISO | 1-in-10 | 2024 | 6 | 599.5035 | 639.855 | 35.9753 | 48.2755 | 0
| All | All Customers | 12 | Average Weekday | CAISO | 1-in-10 | 2024 | 7 | 607.0504 | 624.259 | 35.9819 | 47.8685 | 0
| All | All Customers | 12 | Average Weekday | CAISO | 1-in-10 | 2024 | 8 | 625.3207 | 641.9711 | 35.99 | 47.8005 | 0
| All | All Customers | 12 | Average Weekday | CAISO | 1-in-10 | 2024 | 9 | 561.246 | 588.5967 | 35.9987 | 48.5796 | 0
| All | All Customers | 12 | Average Weekday | CAISO | 1-in-10 | 2024 | 10 | 537.7172 | 554.5152 | 35.9868 | 51.4553 | 0
| All | All Customers | 12 | Average Weekday | CAISO | 1-in-10 | 2024 | 11 | 523.597 | 534.4273 | 36.0031 | 55.0915 | 0
| All | All Customers | 12 | Average Weekday | CAISO | 1-in-10 | 2024 | 12 | 511.281 | 517.9429 | 36.0194 | 58.3887 | 0
| All | All Customers | 12 | Average Weekday | CAISO | 1-in-10 | 2024 | 13 | 432.6716 | 442.1375 | 36.0297 | 60.7438 | 0
| All | All Customers | 12 | Average Weekday | CAISO | 1-in-10 | 2024 | 14 | 399.1954 | 406.7219 | 36.0179 | 62.2884 | 0
| All | All Customers | 12 | Average Weekday | CAISO | 1-in-10 | 2024 | 15 | 364.0277 | 370.2049 | 35.9934 | 63.0612 | 0
| All | All Customers | 12 | Average Weekday | CAISO | 1-in-10 | 2024 | 16 | 323.8915 | 325.1936 | 35.9742 | 63.165 | 0
| All | All Customers | 12 | Average Weekday | CAISO | 1-in-10 | 2024 | 17 | 310.138 | 318.5144 | 35.8354 | 62.4635 | 0
| All | All Customers | 12 | Average Weekday | CAISO | 1-in-10 | 2024 | 18 | 301.4919 | 308.643 | 35.8357 | 60.5337 | 0
| All | All Customers | 12 | Average Weekday | CAISO | 1-in-10 | 2024 | 19 | 297.9022 | 302.1418 | 35.8107 | 58.3625 | 0
| All | All Customers | 12 | Average Weekday | CAISO | 1-in-10 | 2024 | 20 | 304.8777 | 374.8689 | 36.5062 | 56.7838 | 0
| All | All Customers | 12 | Average Weekday | CAISO | 1-in-10 | 2024 | 21 | 308.5044 | 313.8965 | 35.8786 | 55.4689 | 0
| All | All Customers | 12 | Average Weekday | CAISO | 1-in-10 | 2024 | 22 | 460.7942 | 480.1756 | 35.9793 | 54.2664 | 0
| All | All Customers | 12 | Average Weekday | CAISO | 1-in-10 | 2024 | 23 | 449.6122 | 466.197 | 35.9826 | 53.2281 | 0
| All | All Customers | 12 | Average Weekday | CAISO | 1-in-10 | 2024 | 24 | 461.7218 | 478.3094 | 35.9824 | 52.3471 | 0
| All | All Customers | 12 | Monthly System Peak Day | CAISO | 1-in-10 | 2024 | 1 | 412.2902 | 420.838 | 35.9745 | 42.9142 | 0
| All | All Customers | 12 | Monthly System Peak Day | CAISO | 1-in-10 | 2024 | 2 | 396.59 | 404.1476 | 35.9686 | 41.9747 | 0
| All | All Customers | 12 | Monthly System Peak Day | CAISO | 1-in-10 | 2024 | 3 | 487.9192 | 500.5722 | 35.9679 | 40.9278 | 0
| All | All Customers | 12 | Monthly System Peak Day | CAISO | 1-in-10 | 2024 | 4 | 603.0886 | 622.2704 | 35.9672 | 40.057 | 0
| All | All Customers | 12 | Monthly System Peak Day | CAISO | 1-in-10 | 2024 | 5 | 598.2026 | 629.6807 | 35.9702 | 39.156 | 0
| All | All Customers | 12 | Monthly System Peak Day | CAISO | 1-in-10 | 2024 | 6 | 599.5035 | 639.855 | 35.9753 | 38.165 | 0
| All | All Customers | 12 | Monthly System Peak Day | CAISO | 1-in-10 | 2024 | 7 | 607.0504 | 624.259 | 35.9819 | 37.3427 | 0
| All | All Customers | 12 | Monthly System Peak Day | CAISO | 1-in-10 | 2024 | 8 | 625.3207 | 641.9711 | 35.99 | 37.5165 | 0
| All | All Customers | 12 | Monthly System Peak Day | CAISO | 1-in-10 | 2024 | 9 | 561.246 | 588.5967 | 35.9987 | 38.7112 | 0
| All | All Customers | 12 | Monthly System Peak Day | CAISO | 1-in-10 | 2024 | 10 | 537.7172 | 554.5152 | 35.9868 | 42.6329 | 0
| All | All Customers | 12 | Monthly System Peak Day | CAISO | 1-in-10 | 2024 | 11 | 523.597 | 534.4273 | 36.0031 | 47.0512 | 0
| All | All Customers | 12 | Monthly System Peak Day | CAISO | 1-in-10 | 2024 | 12 | 511.281 | 517.9429 | 36.0194 | 49.8976 | 0
| All | All Customers | 12 | Monthly System Peak Day | CAISO | 1-in-10 | 2024 | 13 | 432.6716 | 442.1375 | 36.0297 | 51.2001 | 0
| All | All Customers | 12 | Monthly System Peak Day | CAISO | 1-in-10 | 2024 | 14 | 399.1954 | 406.7219 | 36.0179 | 52.4006 | 0
| All | All Customers | 12 | Monthly System Peak Day | CAISO | 1-in-10 | 2024 | 15 | 364.0277 | 370.2049 | 35.9934 | 53.432 | 0
| All | All Customers | 12 | Monthly System Peak Day | CAISO | 1-in-10 | 2024 | 16 | 323.8915 | 325.1936 | 35.9742 | 53.8276 | 0
| All | All Customers | 12 | Monthly System Peak Day | CAISO | 1-in-10 | 2024 | 17 | 310.138 | 318.5144 | 35.8354 | 53.5174 | 0
| All | All Customers | 12 | Monthly System Peak Day | CAISO | 1-in-10 | 2024 | 18 | 301.4919 | 308.643 | 35.8357 | 51.7141 | 0
| All | All Customers | 12 | Monthly System Peak Day | CAISO | 1-in-10 | 2024 | 19 | 297.9022 | 302.1418 | 35.8107 | 49.5135 | 0
| All | All Customers | 12 | Monthly System Peak Day | CAISO | 1-in-10 | 2024 | 20 | 304.8777 | 374.8689 | 36.5062 | 48.193 | 0
| All | All Customers | 12 | Monthly System Peak Day | CAISO | 1-in-10 | 2024 | 21 | 308.5044 | 313.8965 | 35.8786 | 46.7799 | 0
| All | All Customers | 12 | Monthly System Peak Day | CAISO | 1-in-10 | 2024 | 22 | 460.7942 | 480.1756 | 35.9793 | 45.0996 | 0
| All | All Customers | 12 | Monthly System Peak Day | CAISO | 1-in-10 | 2024 | 23 | 449.6122 | 466.197 | 35.9826 | 44.3117 | 0
| All | All Customers | 12 | Monthly System Peak Day | CAISO | 1-in-10 | 2024 | 24 | 461.7218 | 478.3094 | 35.9824 | 43.8263 | 0
| All | All Customers | 1 | Average Weekday | CAISO | 1-in-10 | 2025 | 1 | 410.6417 | 418.6802 | 36.146 | 49.4499 | 0
| All | All Customers | 1 | Average Weekday | CAISO | 1-in-10 | 2025 | 2 | 398.3575 | 406.3581 | 36.1401 | 48.6517 | 0
| All | All Customers | 1 | Average Weekday | CAISO | 1-in-10 | 2025 | 3 | 495.2759 | 507.6659 | 36.1394 | 48.0156 | 0
| All | All Customers | 1 | Average Weekday | CAISO | 1-in-10 | 2025 | 4 | 607.8958 | 626.6658 | 36.1387 | 47.3298 | 0
| All | All Customers | 1 | Average Weekday | CAISO | 1-in-10 | 2025 | 5 | 603.5074 | 634.2589 | 36.1417 | 46.6643 | 0
| All | All Customers | 1 | Average Weekday | CAISO | 1-in-10 | 2025 | 6 | 612.6995 | 651.9588 | 36.1466 | 46.0566 | 0
| All | All Customers | 1 | Average Weekday | CAISO | 1-in-10 | 2025 | 7 | 627.8671 | 644.5097 | 36.1532 | 45.5653 | 0
| All | All Customers | 1 | Average Weekday | CAISO | 1-in-10 | 2025 | 8 | 649.1423 | 665.0616 | 36.1614 | 45.3715 | 0
| All | All Customers | 1 | Average Weekday | CAISO | 1-in-10 | 2025 | 9 | 581.3472 | 606.9079 | 36.1702 | 45.9366 | 0
| All | All Customers | 1 | Average Weekday | CAISO | 1-in-10 | 2025 | 10 | 567.9836 | 582.7619 | 36.1584 | 48.7274 | 0
| All | All Customers | 1 | Average Weekday | CAISO | 1-in-10 | 2025 | 11 | 549.8693 | 559.5793 | 36.1747 | 52.3553 | 0
| All | All Customers | 1 | Average Weekday | CAISO | 1-in-10 | 2025 | 12 | 539.8665 | 546.5637 | 36.191 | 55.6424 | 0
| All | All Customers | 1 | Average Weekday | CAISO | 1-in-10 | 2025 | 13 | 465.456 | 474.9222 | 36.2013 | 57.9774 | 0
| All | All Customers | 1 | Average Weekday | CAISO | 1-in-10 | 2025 | 14 | 427.8289 | 434.7858 | 36.1894 | 59.4872 | 0
| All | All Customers | 1 | Average Weekday | CAISO | 1-in-10 | 2025 | 15 | 389.4882 | 395.1361 | 36.1649 | 60.4221 | 0
| All | All Customers | 1 | Average Weekday | CAISO | 1-in-10 | 2025 | 16 | 348.1942 | 349.4495 | 36.1457 | 60.7972 | 0
| All | All Customers | 1 | Average Weekday | CAISO | 1-in-10 | 2025 | 17 | 333.4257 | 341.7617 | 36.0095 | 60.3811 | 0
| All | All Customers | 1 | Average Weekday | CAISO | 1-in-10 | 2025 | 18 | 321.9628 | 329.205 | 36.0097 | 58.9037 | 0
| All | All Customers | 1 | Average Weekday | CAISO | 1-in-10 | 2025 | 19 | 310.3935 | 314.6766 | 35.9849 | 56.6145 | 0
| All | All Customers | 1 | Average Weekday | CAISO | 1-in-10 | 2025 | 20 | 310.2503 | 379.5421 | 36.675 | 54.9021 | 0
| All | All Customers | 1 | Average Weekday | CAISO | 1-in-10 | 2025 | 21 | 302.5446 | 307.7919 | 36.0521 | 53.6195 | 0
| All | All Customers | 1 | Average Weekday | CAISO | 1-in-10 | 2025 | 22 | 456.8644 | 476.4337 | 36.1504 | 52.4654 | 0
| All | All Customers | 1 | Average Weekday | CAISO | 1-in-10 | 2025 | 23 | 448.9423 | 465.5778 | 36.1539 | 51.3586 | 0
| All | All Customers | 1 | Average Weekday | CAISO | 1-in-10 | 2025 | 24 | 465.2177 | 481.0153 | 36.1538 | 50.4441 | 0
| All | All Customers | 1 | Monthly System Peak Day | CAISO | 1-in-10 | 2025 | 1 | 410.6417 | 418.6802 | 36.146 | 44.7473 | 0
| All | All Customers | 1 | Monthly System Peak Day | CAISO | 1-in-10 | 2025 | 2 | 398.3575 | 406.3581 | 36.1401 | 44.228 | 0
| All | All Customers | 1 | Monthly System Peak Day | CAISO | 1-in-10 | 2025 | 3 | 495.2759 | 507.6659 | 36.1394 | 44.2237 | 0
| All | All Customers | 1 | Monthly System Peak Day | CAISO | 1-in-10 | 2025 | 4 | 607.8958 | 626.6658 | 36.1387 | 43.7963 | 0
| All | All Customers | 1 | Monthly System Peak Day | CAISO | 1-in-10 | 2025 | 5 | 603.5074 | 634.2589 | 36.1417 | 43.5236 | 0
| All | All Customers | 1 | Monthly System Peak Day | CAISO | 1-in-10 | 2025 | 6 | 612.6995 | 651.9588 | 36.1466 | 42.6836 | 0
| All | All Customers | 1 | Monthly System Peak Day | CAISO | 1-in-10 | 2025 | 7 | 627.8671 | 644.5097 | 36.1532 | 42.4424 | 0
| All | All Customers | 1 | Monthly System Peak Day | CAISO | 1-in-10 | 2025 | 8 | 649.1423 | 665.0616 | 36.1614 | 41.562 | 0
| All | All Customers | 1 | Monthly System Peak Day | CAISO | 1-in-10 | 2025 | 9 | 581.3472 | 606.9079 | 36.1702 | 41.1236 | 0
| All | All Customers | 1 | Monthly System Peak Day | CAISO | 1-in-10 | 2025 | 10 | 567.9836 | 582.7619 | 36.1584 | 43.29 | 0
| All | All Customers | 1 | Monthly System Peak Day | CAISO | 1-in-10 | 2025 | 11 | 549.8693 | 559.5793 | 36.1747 | 45.2111 | 0
| All | All Customers | 1 | Monthly System Peak Day | CAISO | 1-in-10 | 2025 | 12 | 539.8665 | 546.5637 | 36.191 | 47.1535 | 0
| All | All Customers | 1 | Monthly System Peak Day | CAISO | 1-in-10 | 2025 | 13 | 465.456 | 474.9222 | 36.2013 | 48.4303 | 0
| All | All Customers | 1 | Monthly System Peak Day | CAISO | 1-in-10 | 2025 | 14 | 427.8289 | 434.7858 | 36.1894 | 48.4744 | 0
| All | All Customers | 1 | Monthly System Peak Day | CAISO | 1-in-10 | 2025 | 15 | 389.4882 | 395.1361 | 36.1649 | 49.3259 | 0
| All | All Customers | 1 | Monthly System Peak Day | CAISO | 1-in-10 | 2025 | 16 | 348.1942 | 349.4495 | 36.1457 | 50.1882 | 0
| All | All Customers | 1 | Monthly System Peak Day | CAISO | 1-in-10 | 2025 | 17 | 333.4257 | 341.7617 | 36.0095 | 50.4294 | 0
| All | All Customers | 1 | Monthly System Peak Day | CAISO | 1-in-10 | 2025 | 18 | 321.9628 | 329.205 | 36.0097 | 49.4611 | 0
| All | All Customers | 1 | Monthly System Peak Day | CAISO | 1-in-10 | 2025 | 19 | 310.3935 | 314.6766 | 35.9849 | 47.6436 | 0
| All | All Customers | 1 | Monthly System Peak Day | CAISO | 1-in-10 | 2025 | 20 | 310.2503 | 379.5421 | 36.675 | 46.6106 | 0
| All | All Customers | 1 | Monthly System Peak Day | CAISO | 1-in-10 | 2025 | 21 | 302.5446 | 307.7919 | 36.0521 | 45.4848 | 0
| All | All Customers | 1 | Monthly System Peak Day | CAISO | 1-in-10 | 2025 | 22 | 456.8644 | 476.4337 | 36.1504 | 44.7729 | 0
| All | All Customers | 1 | Monthly System Peak Day | CAISO | 1-in-10 | 2025 | 23 | 448.9423 | 465.5778 | 36.1539 | 43.8196 | 0
| All | All Customers | 1 | Monthly System Peak Day | CAISO | 1-in-10 | 2025 | 24 | 465.2177 | 481.0153 | 36.1538 | 42.8119 | 0
| All | All Customers | 2 | Average Weekday | CAISO | 1-in-10 | 2025 | 1 | 384.5431 | 393.2841 | 36.1874 | 49.1051 | 0
| All | All Customers | 2 | Average Weekday | CAISO | 1-in-10 | 2025 | 2 | 370.6951 | 379.4432 | 36.1809 | 48.1832 | 0
| All | All Customers | 2 | Average Weekday | CAISO | 1-in-10 | 2025 | 3 | 461.6011 | 475.0863 | 36.1801 | 47.3124 | 0
| All | All Customers | 2 | Average Weekday | CAISO | 1-in-10 | 2025 | 4 | 569.3822 | 590.1297 | 36.1795 | 46.5457 | 0
| All | All Customers | 2 | Average Weekday | CAISO | 1-in-10 | 2025 | 5 | 569.0671 | 602.0942 | 36.1831 | 45.958 | 0
| All | All Customers | 2 | Average Weekday | CAISO | 1-in-10 | 2025 | 6 | 581.3663 | 622.4611 | 36.1891 | 45.4063 | 0
| All | All Customers | 2 | Average Weekday | CAISO | 1-in-10 | 2025 | 7 | 586.4154 | 603.7458 | 36.1964 | 45.0716 | 0
| All | All Customers | 2 | Average Weekday | CAISO | 1-in-10 | 2025 | 8 | 608.6458 | 624.8461 | 36.2046 | 44.9581 | 0
| All | All Customers | 2 | Average Weekday | CAISO | 1-in-10 | 2025 | 9 | 558.2441 | 583.7823 | 36.2134 | 46.4913 | 0
| All | All Customers | 2 | Average Weekday | CAISO | 1-in-10 | 2025 | 10 | 540.36 | 554.6059 | 36.1998 | 49.9349 | 0
| All | All Customers | 2 | Average Weekday | CAISO | 1-in-10 | 2025 | 11 | 526.0905 | 535.9703 | 36.2176 | 53.6421 | 0
| All | All Customers | 2 | Average Weekday | CAISO | 1-in-10 | 2025 | 12 | 515.4878 | 522.7692 | 36.2354 | 56.6628 | 0
| All | All Customers | 2 | Average Weekday | CAISO | 1-in-10 | 2025 | 13 | 439.1493 | 449.4034 | 36.2468 | 58.7798 | 0
| All | All Customers | 2 | Average Weekday | CAISO | 1-in-10 | 2025 | 14 | 398.292 | 405.7255 | 36.234 | 60.1811 | 0
| All | All Customers | 2 | Average Weekday | CAISO | 1-in-10 | 2025 | 15 | 352.0769 | 359.2467 | 36.2074 | 61.0903 | 0
| All | All Customers | 2 | Average Weekday | CAISO | 1-in-10 | 2025 | 16 | 312.2491 | 314.5408 | 36.1868 | 61.4625 | 0
| All | All Customers | 2 | Average Weekday | CAISO | 1-in-10 | 2025 | 17 | 287.0706 | 294.5426 | 36.0232 | 61.0792 | 0
| All | All Customers | 2 | Average Weekday | CAISO | 1-in-10 | 2025 | 18 | 275.9013 | 282.3084 | 36.0241 | 59.8219 | 0
| All | All Customers | 2 | Average Weekday | CAISO | 1-in-10 | 2025 | 19 | 269.806 | 274.5231 | 35.9852 | 57.5966 | 0
| All | All Customers | 2 | Average Weekday | CAISO | 1-in-10 | 2025 | 20 | 269.5965 | 336.7273 | 36.776 | 55.5429 | 0
| All | All Customers | 2 | Average Weekday | CAISO | 1-in-10 | 2025 | 21 | 263.9127 | 269.2956 | 36.0676 | 53.9261 | 0
| All | All Customers | 2 | Average Weekday | CAISO | 1-in-10 | 2025 | 22 | 420.0002 | 440.1098 | 36.1935 | 52.6789 | 0
| All | All Customers | 2 | Average Weekday | CAISO | 1-in-10 | 2025 | 23 | 414.1864 | 431.5114 | 36.197 | 51.5494 | 0
| All | All Customers | 2 | Average Weekday | CAISO | 1-in-10 | 2025 | 24 | 432.2133 | 449.0302 | 36.1962 | 50.4629 | 0
| All | All Customers | 2 | Monthly System Peak Day | CAISO | 1-in-10 | 2025 | 1 | 384.5431 | 393.2841 | 36.1874 | 49.9184 | 0
| All | All Customers | 2 | Monthly System Peak Day | CAISO | 1-in-10 | 2025 | 2 | 370.6951 | 379.4432 | 36.1809 | 49.7161 | 0
| All | All Customers | 2 | Monthly System Peak Day | CAISO | 1-in-10 | 2025 | 3 | 461.6011 | 475.0863 | 36.1801 | 49.6059 | 0
| All | All Customers | 2 | Monthly System Peak Day | CAISO | 1-in-10 | 2025 | 4 | 569.3822 | 590.1297 | 36.1795 | 49.7184 | 0
| All | All Customers | 2 | Monthly System Peak Day | CAISO | 1-in-10 | 2025 | 5 | 569.0671 | 602.0942 | 36.1831 | 49.2817 | 0
| All | All Customers | 2 | Monthly System Peak Day | CAISO | 1-in-10 | 2025 | 6 | 581.3663 | 622.4611 | 36.1891 | 48.5715 | 0
| All | All Customers | 2 | Monthly System Peak Day | CAISO | 1-in-10 | 2025 | 7 | 586.4154 | 603.7458 | 36.1964 | 48.1753 | 0
| All | All Customers | 2 | Monthly System Peak Day | CAISO | 1-in-10 | 2025 | 8 | 608.6458 | 624.8461 | 36.2046 | 48.0561 | 0
| All | All Customers | 2 | Monthly System Peak Day | CAISO | 1-in-10 | 2025 | 9 | 558.2441 | 583.7823 | 36.2134 | 48.4063 | 0
| All | All Customers | 2 | Monthly System Peak Day | CAISO | 1-in-10 | 2025 | 10 | 540.36 | 554.6059 | 36.1998 | 49.6658 | 0
| All | All Customers | 2 | Monthly System Peak Day | CAISO | 1-in-10 | 2025 | 11 | 526.0905 | 535.9703 | 36.2176 | 50.6952 | 0
| All | All Customers | 2 | Monthly System Peak Day | CAISO | 1-in-10 | 2025 | 12 | 515.4878 | 522.7692 | 36.2354 | 51.8486 | 0
| All | All Customers | 2 | Monthly System Peak Day | CAISO | 1-in-10 | 2025 | 13 | 439.1493 | 449.4034 | 36.2468 | 53.1027 | 0
| All | All Customers | 2 | Monthly System Peak Day | CAISO | 1-in-10 | 2025 | 14 | 398.292 | 405.7255 | 36.234 | 54.3177 | 0
| All | All Customers | 2 | Monthly System Peak Day | CAISO | 1-in-10 | 2025 | 15 | 352.0769 | 359.2467 | 36.2074 | 54.9586 | 0
| All | All Customers | 2 | Monthly System Peak Day | CAISO | 1-in-10 | 2025 | 16 | 312.2491 | 314.5408 | 36.1868 | 55.1827 | 0
| All | All Customers | 2 | Monthly System Peak Day | CAISO | 1-in-10 | 2025 | 17 | 287.0706 | 294.5426 | 36.0232 | 56.5465 | 0
| All | All Customers | 2 | Monthly System Peak Day | CAISO | 1-in-10 | 2025 | 18 | 275.9013 | 282.3084 | 36.0241 | 55.689 | 0
| All | All Customers | 2 | Monthly System Peak Day | CAISO | 1-in-10 | 2025 | 19 | 269.806 | 274.5231 | 35.9852 | 54.5786 | 0
| All | All Customers | 2 | Monthly System Peak Day | CAISO | 1-in-10 | 2025 | 20 | 269.5965 | 336.7273 | 36.776 | 53.4877 | 0
| All | All Customers | 2 | Monthly System Peak Day | CAISO | 1-in-10 | 2025 | 21 | 263.9127 | 269.2956 | 36.0676 | 53.0153 | 0
| All | All Customers | 2 | Monthly System Peak Day | CAISO | 1-in-10 | 2025 | 22 | 420.0002 | 440.1098 | 36.1935 | 52.4175 | 0
| All | All Customers | 2 | Monthly System Peak Day | CAISO | 1-in-10 | 2025 | 23 | 414.1864 | 431.5114 | 36.197 | 51.8125 | 0
| All | All Customers | 2 | Monthly System Peak Day | CAISO | 1-in-10 | 2025 | 24 | 432.2133 | 449.0302 | 36.1962 | 51.1797 | 0
| All | All Customers | 3 | Average Weekday | CAISO | 1-in-10 | 2025 | 1 | 416.028 | 431.2795 | 36.2567 | 58.38 | 0
| All | All Customers | 3 | Average Weekday | CAISO | 1-in-10 | 2025 | 2 | 402.429 | 411.0666 | 36.2072 | 57.2797 | 0
| All | All Customers | 3 | Average Weekday | CAISO | 1-in-10 | 2025 | 3 | 507.5534 | 518.8016 | 36.1999 | 56.254 | 0
| All | All Customers | 3 | Average Weekday | CAISO | 1-in-10 | 2025 | 4 | 617.3593 | 633.7902 | 36.1837 | 55.3455 | 0
| All | All Customers | 3 | Average Weekday | CAISO | 1-in-10 | 2025 | 5 | 599.6871 | 620.2988 | 36.187 | 54.5781 | 0
| All | All Customers | 3 | Average Weekday | CAISO | 1-in-10 | 2025 | 6 | 613.6807 | 637.705 | 36.1726 | 53.8867 | 0
| All | All Customers | 3 | Average Weekday | CAISO | 1-in-10 | 2025 | 7 | 627.0282 | 643.6107 | 36.1846 | 53.4742 | 0
| All | All Customers | 3 | Average Weekday | CAISO | 1-in-10 | 2025 | 8 | 645.2233 | 675.3293 | 36.3157 | 53.4151 | 0
| All | All Customers | 3 | Average Weekday | CAISO | 1-in-10 | 2025 | 9 | 588.4655 | 626.7393 | 36.4346 | 54.8301 | 0
| All | All Customers | 3 | Average Weekday | CAISO | 1-in-10 | 2025 | 10 | 573.875 | 597.0931 | 36.3261 | 58.3814 | 0
| All | All Customers | 3 | Average Weekday | CAISO | 1-in-10 | 2025 | 11 | 549.3411 | 566.7316 | 36.3852 | 62.6904 | 0
| All | All Customers | 3 | Average Weekday | CAISO | 1-in-10 | 2025 | 12 | 541.3811 | 552.9189 | 36.444 | 66.6136 | 0
| All | All Customers | 3 | Average Weekday | CAISO | 1-in-10 | 2025 | 13 | 446.7365 | 456.0025 | 36.4751 | 69.6765 | 0
| All | All Customers | 3 | Average Weekday | CAISO | 1-in-10 | 2025 | 14 | 417.4887 | 423.8167 | 36.429 | 71.7646 | 0
| All | All Customers | 3 | Average Weekday | CAISO | 1-in-10 | 2025 | 15 | 372.2437 | 377.5645 | 36.3347 | 73.0134 | 0
| All | All Customers | 3 | Average Weekday | CAISO | 1-in-10 | 2025 | 16 | 334.5153 | 336.6338 | 36.2057 | 73.604 | 0
| All | All Customers | 3 | Average Weekday | CAISO | 1-in-10 | 2025 | 17 | 321.3514 | 330.4694 | 36.0194 | 73.5115 | 0
| All | All Customers | 3 | Average Weekday | CAISO | 1-in-10 | 2025 | 18 | 307.855 | 314.9179 | 36.0328 | 72.5285 | 0
| All | All Customers | 3 | Average Weekday | CAISO | 1-in-10 | 2025 | 19 | 300.3565 | 305.2075 | 36.1056 | 70.6931 | 0
| All | All Customers | 3 | Average Weekday | CAISO | 1-in-10 | 2025 | 20 | 290.4383 | 294.5 | 35.9845 | 68.0039 | 0
| All | All Customers | 3 | Average Weekday | CAISO | 1-in-10 | 2025 | 21 | 276.371 | 280.3272 | 36.0289 | 65.2746 | 0
| All | All Customers | 3 | Average Weekday | CAISO | 1-in-10 | 2025 | 22 | 452.0042 | 474.9334 | 36.2079 | 63.4622 | 0
| All | All Customers | 3 | Average Weekday | CAISO | 1-in-10 | 2025 | 23 | 450.8807 | 475.1772 | 36.2576 | 62.0728 | 0
| All | All Customers | 3 | Average Weekday | CAISO | 1-in-10 | 2025 | 24 | 476.2809 | 509.0219 | 36.3073 | 60.6886 | 0
| All | All Customers | 3 | Monthly System Peak Day | CAISO | 1-in-10 | 2025 | 1 | 416.028 | 447.0206 | 35.9164 | 65.1566 | 0
| All | All Customers | 3 | Monthly System Peak Day | CAISO | 1-in-10 | 2025 | 2 | 402.429 | 420.9855 | 35.9784 | 63.3314 | 0
| All | All Customers | 3 | Monthly System Peak Day | CAISO | 1-in-10 | 2025 | 3 | 507.5534 | 528.9147 | 35.9883 | 61.896 | 0
| All | All Customers | 3 | Monthly System Peak Day | CAISO | 1-in-10 | 2025 | 4 | 617.3593 | 640.6106 | 36.0198 | 60.8459 | 0
| All | All Customers | 3 | Monthly System Peak Day | CAISO | 1-in-10 | 2025 | 5 | 599.6871 | 629.4962 | 36.0155 | 59.9559 | 0
| All | All Customers | 3 | Monthly System Peak Day | CAISO | 1-in-10 | 2025 | 6 | 613.6807 | 639.6249 | 36.0553 | 58.9322 | 0
| All | All Customers | 3 | Monthly System Peak Day | CAISO | 1-in-10 | 2025 | 7 | 627.0282 | 641.398 | 36.0614 | 58.4848 | 0
| All | All Customers | 3 | Monthly System Peak Day | CAISO | 1-in-10 | 2025 | 8 | 645.2233 | 694.6491 | 35.88 | 58.0856 | 0
| All | All Customers | 3 | Monthly System Peak Day | CAISO | 1-in-10 | 2025 | 9 | 588.4655 | 637.3942 | 35.8667 | 59.5041 | 0
| All | All Customers | 3 | Monthly System Peak Day | CAISO | 1-in-10 | 2025 | 10 | 573.875 | 604.8743 | 35.913 | 64.3211 | 0
| All | All Customers | 3 | Monthly System Peak Day | CAISO | 1-in-10 | 2025 | 11 | 549.3411 | 579.7656 | 35.9915 | 69.9797 | 0
| All | All Customers | 3 | Monthly System Peak Day | CAISO | 1-in-10 | 2025 | 12 | 541.3811 | 565.9942 | 36.1425 | 75.7172 | 0
| All | All Customers | 3 | Monthly System Peak Day | CAISO | 1-in-10 | 2025 | 13 | 446.7365 | 460.403 | 36.2909 | 80.9672 | 0
| All | All Customers | 3 | Monthly System Peak Day | CAISO | 1-in-10 | 2025 | 14 | 417.4887 | 425.4108 | 36.1617 | 83.4338 | 0
| All | All Customers | 3 | Monthly System Peak Day | CAISO | 1-in-10 | 2025 | 15 | 372.2437 | 377.6632 | 35.9804 | 84.3177 | 0
| All | All Customers | 3 | Monthly System Peak Day | CAISO | 1-in-10 | 2025 | 16 | 334.5153 | 334.3545 | 35.9927 | 85.1377 | 0
| All | All Customers | 3 | Monthly System Peak Day | CAISO | 1-in-10 | 2025 | 17 | 321.3514 | 330.6688 | 35.9939 | 85.8466 | 0
| All | All Customers | 3 | Monthly System Peak Day | CAISO | 1-in-10 | 2025 | 18 | 307.855 | 315.2992 | 35.9772 | 85.6149 | 0
| All | All Customers | 3 | Monthly System Peak Day | CAISO | 1-in-10 | 2025 | 19 | 300.3565 | 304.5997 | 37.5171 | 84.1317 | 0
| All | All Customers | 3 | Monthly System Peak Day | CAISO | 1-in-10 | 2025 | 20 | 290.4383 | 293.8244 | 35.9845 | 81.6719 | 0
| All | All Customers | 3 | Monthly System Peak Day | CAISO | 1-in-10 | 2025 | 21 | 276.371 | 281.1088 | 36.1804 | 77.8036 | 0
| All | All Customers | 3 | Monthly System Peak Day | CAISO | 1-in-10 | 2025 | 22 | 452.0042 | 475.3047 | 36.0159 | 74.8156 | 0
| All | All Customers | 3 | Monthly System Peak Day | CAISO | 1-in-10 | 2025 | 23 | 450.8807 | 479.743 | 35.9393 | 72.0533 | 0
| All | All Customers | 3 | Monthly System Peak Day | CAISO | 1-in-10 | 2025 | 24 | 476.2809 | 529.5987 | 35.8717 | 69.429 | 0
| All | All Customers | 4 | Average Weekday | CAISO | 1-in-10 | 2025 | 1 | 385.4694 | 399.8794 | 36.259 | 59.5013 | 0
| All | All Customers | 4 | Average Weekday | CAISO | 1-in-10 | 2025 | 2 | 372.9457 | 382.2382 | 36.2099 | 58.4907 | 0
| All | All Customers | 4 | Average Weekday | CAISO | 1-in-10 | 2025 | 3 | 473.666 | 485.3649 | 36.2026 | 57.4983 | 0
| All | All Customers | 4 | Average Weekday | CAISO | 1-in-10 | 2025 | 4 | 575.5037 | 591.4955 | 36.1866 | 56.5966 | 0
| All | All Customers | 4 | Average Weekday | CAISO | 1-in-10 | 2025 | 5 | 550.5473 | 569.9597 | 36.1899 | 55.8386 | 0
| All | All Customers | 4 | Average Weekday | CAISO | 1-in-10 | 2025 | 6 | 565.0235 | 588.1382 | 36.1757 | 55.2512 | 0
| All | All Customers | 4 | Average Weekday | CAISO | 1-in-10 | 2025 | 7 | 579.1103 | 596.2341 | 36.1877 | 54.8291 | 0
| All | All Customers | 4 | Average Weekday | CAISO | 1-in-10 | 2025 | 8 | 596.6525 | 624.9819 | 36.318 | 54.785 | 0
| All | All Customers | 4 | Average Weekday | CAISO | 1-in-10 | 2025 | 9 | 531.2966 | 568.6038 | 36.4359 | 56.8046 | 0
| All | All Customers | 4 | Average Weekday | CAISO | 1-in-10 | 2025 | 10 | 516.6312 | 540.0941 | 36.3277 | 60.086 | 0
| All | All Customers | 4 | Average Weekday | CAISO | 1-in-10 | 2025 | 11 | 500.9323 | 516.6998 | 36.3863 | 63.7355 | 0
| All | All Customers | 4 | Average Weekday | CAISO | 1-in-10 | 2025 | 12 | 493.1861 | 504.7249 | 36.4445 | 67.1278 | 0
| All | All Customers | 4 | Average Weekday | CAISO | 1-in-10 | 2025 | 13 | 409.1109 | 418.3306 | 36.4753 | 69.4902 | 0
| All | All Customers | 4 | Average Weekday | CAISO | 1-in-10 | 2025 | 14 | 376.4684 | 382.789 | 36.4294 | 71.1913 | 0
| All | All Customers | 4 | Average Weekday | CAISO | 1-in-10 | 2025 | 15 | 329.3008 | 334.825 | 36.3358 | 72.3893 | 0
| All | All Customers | 4 | Average Weekday | CAISO | 1-in-10 | 2025 | 16 | 288.8282 | 291.0212 | 36.2082 | 73 | 0
| All | All Customers | 4 | Average Weekday | CAISO | 1-in-10 | 2025 | 17 | 268.5415 | 276.7293 | 36.0223 | 73.0893 | 0
| All | All Customers | 4 | Average Weekday | CAISO | 1-in-10 | 2025 | 18 | 250.7765 | 257.1766 | 36.0352 | 72.2961 | 0
| All | All Customers | 4 | Average Weekday | CAISO | 1-in-10 | 2025 | 19 | 236.5211 | 241.3497 | 36.1054 | 70.8969 | 0
| All | All Customers | 4 | Average Weekday | CAISO | 1-in-10 | 2025 | 20 | 228.8725 | 232.9926 | 35.9846 | 68.6958 | 0
| All | All Customers | 4 | Average Weekday | CAISO | 1-in-10 | 2025 | 21 | 236.7751 | 240.8916 | 36.0333 | 65.7935 | 0
| All | All Customers | 4 | Average Weekday | CAISO | 1-in-10 | 2025 | 22 | 412.5243 | 435.2104 | 36.2106 | 63.6144 | 0
| All | All Customers | 4 | Average Weekday | CAISO | 1-in-10 | 2025 | 23 | 415.0725 | 439.0585 | 36.2605 | 62.0737 | 0
| All | All Customers | 4 | Average Weekday | CAISO | 1-in-10 | 2025 | 24 | 442.2657 | 474.3913 | 36.3095 | 60.8033 | 0
| All | All Customers | 4 | Monthly System Peak Day | CAISO | 1-in-10 | 2025 | 1 | 385.4694 | 414.0981 | 35.9237 | 71.168 | 0
| All | All Customers | 4 | Monthly System Peak Day | CAISO | 1-in-10 | 2025 | 2 | 372.9457 | 391.8727 | 35.9844 | 68.8626 | 0
| All | All Customers | 4 | Monthly System Peak Day | CAISO | 1-in-10 | 2025 | 3 | 473.666 | 495.6409 | 35.9941 | 66.9391 | 0
| All | All Customers | 4 | Monthly System Peak Day | CAISO | 1-in-10 | 2025 | 4 | 575.5037 | 597.8459 | 36.0251 | 65.7202 | 0
| All | All Customers | 4 | Monthly System Peak Day | CAISO | 1-in-10 | 2025 | 5 | 550.5473 | 578.5812 | 36.0209 | 65.8589 | 0
| All | All Customers | 4 | Monthly System Peak Day | CAISO | 1-in-10 | 2025 | 6 | 565.0235 | 589.8545 | 36.0601 | 66.0598 | 0
| All | All Customers | 4 | Monthly System Peak Day | CAISO | 1-in-10 | 2025 | 7 | 579.1103 | 594.0154 | 36.0662 | 66.4513 | 0
| All | All Customers | 4 | Monthly System Peak Day | CAISO | 1-in-10 | 2025 | 8 | 596.6525 | 646.2599 | 35.888 | 66.7937 | 0
| All | All Customers | 4 | Monthly System Peak Day | CAISO | 1-in-10 | 2025 | 9 | 531.2966 | 579.1518 | 35.8776 | 69.7332 | 0
| All | All Customers | 4 | Monthly System Peak Day | CAISO | 1-in-10 | 2025 | 10 | 516.6312 | 547.4411 | 35.9223 | 74.0013 | 0
| All | All Customers | 4 | Monthly System Peak Day | CAISO | 1-in-10 | 2025 | 11 | 500.9323 | 529.1432 | 36.0025 | 78.2468 | 0
| All | All Customers | 4 | Monthly System Peak Day | CAISO | 1-in-10 | 2025 | 12 | 493.1861 | 517.6814 | 36.1552 | 82.2387 | 0
| All | All Customers | 4 | Monthly System Peak Day | CAISO | 1-in-10 | 2025 | 13 | 409.1109 | 422.8701 | 36.3046 | 85.1251 | 0
| All | All Customers | 4 | Monthly System Peak Day | CAISO | 1-in-10 | 2025 | 14 | 376.4684 | 384.3776 | 36.1745 | 87.0217 | 0
| All | All Customers | 4 | Monthly System Peak Day | CAISO | 1-in-10 | 2025 | 15 | 329.3008 | 335.1538 | 35.9907 | 88.4091 | 0
| All | All Customers | 4 | Monthly System Peak Day | CAISO | 1-in-10 | 2025 | 16 | 288.8282 | 288.7116 | 35.9989 | 89.5238 | 0
| All | All Customers | 4 | Monthly System Peak Day | CAISO | 1-in-10 | 2025 | 17 | 268.5415 | 276.9391 | 35.9989 | 90.2309 | 0
| All | All Customers | 4 | Monthly System Peak Day | CAISO | 1-in-10 | 2025 | 18 | 250.7765 | 257.9155 | 35.9839 | 90.4085 | 0
| All | All Customers | 4 | Monthly System Peak Day | CAISO | 1-in-10 | 2025 | 19 | 236.5211 | 240.7868 | 37.5224 | 89.6202 | 0
| All | All Customers | 4 | Monthly System Peak Day | CAISO | 1-in-10 | 2025 | 20 | 228.8725 | 232.2978 | 35.9845 | 87.5628 | 0
| All | All Customers | 4 | Monthly System Peak Day | CAISO | 1-in-10 | 2025 | 21 | 236.7751 | 241.6794 | 36.18 | 84.2362 | 0
| All | All Customers | 4 | Monthly System Peak Day | CAISO | 1-in-10 | 2025 | 22 | 412.5243 | 435.4951 | 36.0207 | 81.1628 | 0
| All | All Customers | 4 | Monthly System Peak Day | CAISO | 1-in-10 | 2025 | 23 | 415.0725 | 443.5343 | 35.946 | 78.4269 | 0
| All | All Customers | 4 | Monthly System Peak Day | CAISO | 1-in-10 | 2025 | 24 | 442.2657 | 494.696 | 35.8799 | 75.4657 | 0
| All | All Customers | 5 | Average Weekday | CAISO | 1-in-10 | 2025 | 1 | 393.3601 | 407.906 | 36.2745 | 62.6645 | 0
| All | All Customers | 5 | Average Weekday | CAISO | 1-in-10 | 2025 | 2 | 381.8087 | 389.8294 | 36.2254 | 61.686 | 0
| All | All Customers | 5 | Average Weekday | CAISO | 1-in-10 | 2025 | 3 | 485.7195 | 497.6348 | 36.2181 | 60.8176 | 0
| All | All Customers | 5 | Average Weekday | CAISO | 1-in-10 | 2025 | 4 | 589.0847 | 605.8983 | 36.2022 | 60.0235 | 0
| All | All Customers | 5 | Average Weekday | CAISO | 1-in-10 | 2025 | 5 | 568.1976 | 588.2712 | 36.2056 | 59.4411 | 0
| All | All Customers | 5 | Average Weekday | CAISO | 1-in-10 | 2025 | 6 | 577.2281 | 601.6079 | 36.1917 | 58.9528 | 0
| All | All Customers | 5 | Average Weekday | CAISO | 1-in-10 | 2025 | 7 | 583.4365 | 600.2938 | 36.2041 | 58.7176 | 0
| All | All Customers | 5 | Average Weekday | CAISO | 1-in-10 | 2025 | 8 | 609.1238 | 639.8861 | 36.334 | 59.4845 | 0
| All | All Customers | 5 | Average Weekday | CAISO | 1-in-10 | 2025 | 9 | 539.714 | 575.147 | 36.4511 | 61.9999 | 0
| All | All Customers | 5 | Average Weekday | CAISO | 1-in-10 | 2025 | 10 | 529.7087 | 553.2191 | 36.3426 | 65.3043 | 0
| All | All Customers | 5 | Average Weekday | CAISO | 1-in-10 | 2025 | 11 | 515.0845 | 531.2198 | 36.4009 | 68.3821 | 0
| All | All Customers | 5 | Average Weekday | CAISO | 1-in-10 | 2025 | 12 | 502.8688 | 514.1716 | 36.4589 | 71.0609 | 0
| All | All Customers | 5 | Average Weekday | CAISO | 1-in-10 | 2025 | 13 | 418.2669 | 427.7971 | 36.4893 | 73.3291 | 0
| All | All Customers | 5 | Average Weekday | CAISO | 1-in-10 | 2025 | 14 | 391.8225 | 398.3108 | 36.4432 | 75.0832 | 0
| All | All Customers | 5 | Average Weekday | CAISO | 1-in-10 | 2025 | 15 | 349.9899 | 355.4351 | 36.3499 | 76.3265 | 0
| All | All Customers | 5 | Average Weekday | CAISO | 1-in-10 | 2025 | 16 | 302.9904 | 305.1209 | 36.2233 | 76.8948 | 0
| All | All Customers | 5 | Average Weekday | CAISO | 1-in-10 | 2025 | 17 | 275.8855 | 284.7974 | 36.0289 | 76.9554 | 0
| All | All Customers | 5 | Average Weekday | CAISO | 1-in-10 | 2025 | 18 | 262.0341 | 268.8457 | 36.0416 | 76.2265 | 0
| All | All Customers | 5 | Average Weekday | CAISO | 1-in-10 | 2025 | 19 | 251.3565 | 256.5772 | 36.1014 | 74.8608 | 0
| All | All Customers | 5 | Average Weekday | CAISO | 1-in-10 | 2025 | 20 | 241.0078 | 245.3701 | 35.9846 | 72.769 | 0
| All | All Customers | 5 | Average Weekday | CAISO | 1-in-10 | 2025 | 21 | 252.1133 | 256.4583 | 36.0397 | 69.7865 | 0
| All | All Customers | 5 | Average Weekday | CAISO | 1-in-10 | 2025 | 22 | 424.6164 | 447.8413 | 36.2271 | 67.0523 | 0
| All | All Customers | 5 | Average Weekday | CAISO | 1-in-10 | 2025 | 23 | 433.5157 | 458.2434 | 36.2769 | 65.2221 | 0
| All | All Customers | 5 | Average Weekday | CAISO | 1-in-10 | 2025 | 24 | 458.0717 | 490.8453 | 36.3253 | 63.7844 | 0
| All | All Customers | 5 | Monthly System Peak Day | CAISO | 1-in-10 | 2025 | 1 | 393.3601 | 422.5226 | 35.9429 | 73.9451 | 0
| All | All Customers | 5 | Monthly System Peak Day | CAISO | 1-in-10 | 2025 | 2 | 381.8087 | 398.794 | 36.0023 | 72.4128 | 0
| All | All Customers | 5 | Monthly System Peak Day | CAISO | 1-in-10 | 2025 | 3 | 485.7195 | 507.4207 | 36.0118 | 70.8805 | 0
| All | All Customers | 5 | Monthly System Peak Day | CAISO | 1-in-10 | 2025 | 4 | 589.0847 | 612.3105 | 36.0423 | 69.4883 | 0
| All | All Customers | 5 | Monthly System Peak Day | CAISO | 1-in-10 | 2025 | 5 | 568.1976 | 597.2736 | 36.0383 | 68.5669 | 0
| All | All Customers | 5 | Monthly System Peak Day | CAISO | 1-in-10 | 2025 | 6 | 577.2281 | 603.9501 | 36.0771 | 67.5106 | 0
| All | All Customers | 5 | Monthly System Peak Day | CAISO | 1-in-10 | 2025 | 7 | 583.4365 | 597.9416 | 36.0836 | 67.139 | 0
| All | All Customers | 5 | Monthly System Peak Day | CAISO | 1-in-10 | 2025 | 8 | 609.1238 | 657.3759 | 35.9084 | 67.588 | 0
| All | All Customers | 5 | Monthly System Peak Day | CAISO | 1-in-10 | 2025 | 9 | 539.714 | 585.8681 | 35.9008 | 71.9541 | 0
| All | All Customers | 5 | Monthly System Peak Day | CAISO | 1-in-10 | 2025 | 10 | 529.7087 | 560.3077 | 35.9435 | 78.4437 | 0
| All | All Customers | 5 | Monthly System Peak Day | CAISO | 1-in-10 | 2025 | 11 | 515.0845 | 543.3056 | 36.0257 | 84.4634 | 0
| All | All Customers | 5 | Monthly System Peak Day | CAISO | 1-in-10 | 2025 | 12 | 502.8688 | 526.4175 | 36.1803 | 88.5098 | 0
| All | All Customers | 5 | Monthly System Peak Day | CAISO | 1-in-10 | 2025 | 13 | 418.2669 | 431.6698 | 36.3306 | 91.3209 | 0
| All | All Customers | 5 | Monthly System Peak Day | CAISO | 1-in-10 | 2025 | 14 | 391.8225 | 398.2937 | 36.1992 | 93.0051 | 0
| All | All Customers | 5 | Monthly System Peak Day | CAISO | 1-in-10 | 2025 | 15 | 349.9899 | 355.7744 | 36.0123 | 94.2891 | 0
| All | All Customers | 5 | Monthly System Peak Day | CAISO | 1-in-10 | 2025 | 16 | 302.9904 | 302.8994 | 36.0167 | 94.3726 | 0
| All | All Customers | 5 | Monthly System Peak Day | CAISO | 1-in-10 | 2025 | 17 | 275.8855 | 285.0168 | 36.0068 | 93.9017 | 0
| All | All Customers | 5 | Monthly System Peak Day | CAISO | 1-in-10 | 2025 | 18 | 262.0341 | 269.2506 | 35.9932 | 93.1366 | 0
| All | All Customers | 5 | Monthly System Peak Day | CAISO | 1-in-10 | 2025 | 19 | 251.3565 | 255.8579 | 37.4818 | 92.0447 | 0
| All | All Customers | 5 | Monthly System Peak Day | CAISO | 1-in-10 | 2025 | 20 | 241.0078 | 244.7004 | 35.9846 | 89.5105 | 0
| All | All Customers | 5 | Monthly System Peak Day | CAISO | 1-in-10 | 2025 | 21 | 252.1133 | 257.2724 | 36.1811 | 85.6688 | 0
| All | All Customers | 5 | Monthly System Peak Day | CAISO | 1-in-10 | 2025 | 22 | 424.6164 | 448.2022 | 36.0383 | 81.9451 | 0
| All | All Customers | 5 | Monthly System Peak Day | CAISO | 1-in-10 | 2025 | 23 | 433.5157 | 462.8822 | 35.9653 | 79.3652 | 0
| All | All Customers | 5 | Monthly System Peak Day | CAISO | 1-in-10 | 2025 | 24 | 458.0717 | 511.4005 | 35.9002 | 76.6451 | 0
| All | All Customers | 6 | Average Weekday | CAISO | 1-in-10 | 2025 | 1 | 380.3852 | 409.0715 | 36.259 | 66.5999 | 0
| All | All Customers | 6 | Average Weekday | CAISO | 1-in-10 | 2025 | 2 | 368.2293 | 388.9103 | 36.2618 | 65.9006 | 0
| All | All Customers | 6 | Average Weekday | CAISO | 1-in-10 | 2025 | 3 | 463.2163 | 490.0969 | 36.2627 | 65.2662 | 0
| All | All Customers | 6 | Average Weekday | CAISO | 1-in-10 | 2025 | 4 | 559.6839 | 588.3159 | 36.2633 | 64.6507 | 0
| All | All Customers | 6 | Average Weekday | CAISO | 1-in-10 | 2025 | 5 | 538.5064 | 578.5664 | 36.258 | 64.1746 | 0
| All | All Customers | 6 | Average Weekday | CAISO | 1-in-10 | 2025 | 6 | 562.2154 | 608.4239 | 36.2482 | 63.7832 | 0
| All | All Customers | 6 | Average Weekday | CAISO | 1-in-10 | 2025 | 7 | 575.7812 | 600.9249 | 36.2158 | 63.476 | 0
| All | All Customers | 6 | Average Weekday | CAISO | 1-in-10 | 2025 | 8 | 595.2765 | 624.5977 | 36.2693 | 64.0318 | 0
| All | All Customers | 6 | Average Weekday | CAISO | 1-in-10 | 2025 | 9 | 550.4971 | 571.0389 | 36.2904 | 65.9714 | 0
| All | All Customers | 6 | Average Weekday | CAISO | 1-in-10 | 2025 | 10 | 536.9254 | 551.0593 | 36.2746 | 68.8032 | 0
| All | All Customers | 6 | Average Weekday | CAISO | 1-in-10 | 2025 | 11 | 514.4905 | 526.8851 | 36.3036 | 72.0084 | 0
| All | All Customers | 6 | Average Weekday | CAISO | 1-in-10 | 2025 | 12 | 505.2053 | 519.8052 | 36.3359 | 75.1083 | 0
| All | All Customers | 6 | Average Weekday | CAISO | 1-in-10 | 2025 | 13 | 421.0423 | 440.4835 | 36.347 | 77.5187 | 0
| All | All Customers | 6 | Average Weekday | CAISO | 1-in-10 | 2025 | 14 | 391.6913 | 408.0636 | 36.3179 | 79.3071 | 0
| All | All Customers | 6 | Average Weekday | CAISO | 1-in-10 | 2025 | 15 | 340.0534 | 354.5515 | 36.252 | 80.4926 | 0
| All | All Customers | 6 | Average Weekday | CAISO | 1-in-10 | 2025 | 16 | 297.7942 | 300.7406 | 36.2002 | 81.1097 | 0
| All | All Customers | 6 | Average Weekday | CAISO | 1-in-10 | 2025 | 17 | 275.4435 | 284.7128 | 36.4871 | 81.0308 | 0
| All | All Customers | 6 | Average Weekday | CAISO | 1-in-10 | 2025 | 18 | 253.5889 | 268.5692 | 36.5088 | 80.1832 | 0
| All | All Customers | 6 | Average Weekday | CAISO | 1-in-10 | 2025 | 19 | 238.0487 | 260.9892 | 39.0617 | 78.7527 | 0
| All | All Customers | 6 | Average Weekday | CAISO | 1-in-10 | 2025 | 20 | 224.2885 | 243.8624 | 36.4591 | 76.6583 | 0
| All | All Customers | 6 | Average Weekday | CAISO | 1-in-10 | 2025 | 21 | 241.2465 | 257.2421 | 36.7292 | 73.7764 | 0
| All | All Customers | 6 | Average Weekday | CAISO | 1-in-10 | 2025 | 22 | 399.1854 | 432.7296 | 36.3271 | 70.7793 | 0
| All | All Customers | 6 | Average Weekday | CAISO | 1-in-10 | 2025 | 23 | 426.6121 | 460.6229 | 36.2888 | 68.9101 | 0
| All | All Customers | 6 | Average Weekday | CAISO | 1-in-10 | 2025 | 24 | 452.7414 | 494.3372 | 36.2705 | 67.6558 | 0
| All | All Customers | 6 | Monthly System Peak Day | CAISO | 1-in-10 | 2025 | 1 | 380.3852 | 373.0491 | 44.2077 | 74.367 | 0
| All | All Customers | 6 | Monthly System Peak Day | CAISO | 1-in-10 | 2025 | 2 | 368.2293 | 344.0866 | 44.2185 | 72.8839 | 0
| All | All Customers | 6 | Monthly System Peak Day | CAISO | 1-in-10 | 2025 | 3 | 463.2163 | 417.1221 | 44.2232 | 71.7346 | 0
| All | All Customers | 6 | Monthly System Peak Day | CAISO | 1-in-10 | 2025 | 4 | 559.6839 | 483.7738 | 44.227 | 70.9788 | 0
| All | All Customers | 6 | Monthly System Peak Day | CAISO | 1-in-10 | 2025 | 5 | 538.5064 | 479.7356 | 44.2219 | 69.9524 | 0
| All | All Customers | 6 | Monthly System Peak Day | CAISO | 1-in-10 | 2025 | 6 | 562.2154 | 515.4844 | 44.2161 | 69.2472 | 0
| All | All Customers | 6 | Monthly System Peak Day | CAISO | 1-in-10 | 2025 | 7 | 575.7812 | 517.4237 | 44.1382 | 68.7623 | 0
| All | All Customers | 6 | Monthly System Peak Day | CAISO | 1-in-10 | 2025 | 8 | 595.2765 | 547.08 | 44.1961 | 69.6755 | 0
| All | All Customers | 6 | Monthly System Peak Day | CAISO | 1-in-10 | 2025 | 9 | 550.4971 | 524.5204 | 44.1645 | 73.5378 | 0
| All | All Customers | 6 | Monthly System Peak Day | CAISO | 1-in-10 | 2025 | 10 | 536.9254 | 501.876 | 44.1153 | 79.5148 | 0
| All | All Customers | 6 | Monthly System Peak Day | CAISO | 1-in-10 | 2025 | 11 | 514.4905 | 478.5977 | 44.1043 | 84.6279 | 0
| All | All Customers | 6 | Monthly System Peak Day | CAISO | 1-in-10 | 2025 | 12 | 505.2053 | 469.5077 | 44.1213 | 88.9216 | 0
| All | All Customers | 6 | Monthly System Peak Day | CAISO | 1-in-10 | 2025 | 13 | 421.0423 | 402.5498 | 44.1045 | 90.592 | 0
| All | All Customers | 6 | Monthly System Peak Day | CAISO | 1-in-10 | 2025 | 14 | 391.6913 | 375.397 | 44.1219 | 92.1858 | 0
| All | All Customers | 6 | Monthly System Peak Day | CAISO | 1-in-10 | 2025 | 15 | 340.0534 | 327.9018 | 44.1093 | 93.8606 | 0
| All | All Customers | 6 | Monthly System Peak Day | CAISO | 1-in-10 | 2025 | 16 | 297.7942 | 272.9026 | 44.054 | 95.2577 | 0
| All | All Customers | 6 | Monthly System Peak Day | CAISO | 1-in-10 | 2025 | 17 | 275.4435 | 286.2354 | 44.0653 | 95.3506 | 0
| All | All Customers | 6 | Monthly System Peak Day | CAISO | 1-in-10 | 2025 | 18 | 253.5889 | 278.1698 | 44.1989 | 95.0523 | 0
| All | All Customers | 6 | Monthly System Peak Day | CAISO | 1-in-10 | 2025 | 19 | 238.0487 | 232.1557 | 44.1572 | 93.4385 | 0
| All | All Customers | 6 | Monthly System Peak Day | CAISO | 1-in-10 | 2025 | 20 | 224.2885 | 228.4648 | 43.1677 | 89.3141 | 0
| All | All Customers | 6 | Monthly System Peak Day | CAISO | 1-in-10 | 2025 | 21 | 241.2465 | 225.5163 | 45.1472 | 84.8406 | 0
| All | All Customers | 6 | Monthly System Peak Day | CAISO | 1-in-10 | 2025 | 22 | 399.1854 | 378.9751 | 44.4636 | 80.8016 | 0
| All | All Customers | 6 | Monthly System Peak Day | CAISO | 1-in-10 | 2025 | 23 | 426.6121 | 394.7223 | 44.3089 | 77.3827 | 0
| All | All Customers | 6 | Monthly System Peak Day | CAISO | 1-in-10 | 2025 | 24 | 452.7414 | 429.9267 | 44.2328 | 75.3019 | 0
| All | All Customers | 7 | Average Weekday | CAISO | 1-in-10 | 2025 | 1 | 381.4026 | 408.9073 | 39.0194 | 72.1536 | 0
| All | All Customers | 7 | Average Weekday | CAISO | 1-in-10 | 2025 | 2 | 379.5472 | 398.2922 | 39.015 | 71.4201 | 0
| All | All Customers | 7 | Average Weekday | CAISO | 1-in-10 | 2025 | 3 | 466.1622 | 491.8482 | 39.0138 | 70.7709 | 0
| All | All Customers | 7 | Average Weekday | CAISO | 1-in-10 | 2025 | 4 | 563.4542 | 593.4343 | 39.0116 | 70.2504 | 0
| All | All Customers | 7 | Average Weekday | CAISO | 1-in-10 | 2025 | 5 | 545.5762 | 586.0831 | 39.0092 | 69.8041 | 0
| All | All Customers | 7 | Average Weekday | CAISO | 1-in-10 | 2025 | 6 | 553.8898 | 598.0684 | 39.0027 | 69.4399 | 0
| All | All Customers | 7 | Average Weekday | CAISO | 1-in-10 | 2025 | 7 | 559.5543 | 581.748 | 39.0029 | 69.2407 | 0
| All | All Customers | 7 | Average Weekday | CAISO | 1-in-10 | 2025 | 8 | 576.4366 | 605.7856 | 39.0338 | 69.7054 | 0
| All | All Customers | 7 | Average Weekday | CAISO | 1-in-10 | 2025 | 9 | 521.2725 | 541.2105 | 39.0668 | 71.9118 | 0
| All | All Customers | 7 | Average Weekday | CAISO | 1-in-10 | 2025 | 10 | 510.0295 | 522.9668 | 39.0657 | 74.9215 | 0
| All | All Customers | 7 | Average Weekday | CAISO | 1-in-10 | 2025 | 11 | 492.8754 | 504.7277 | 39.1011 | 78.3302 | 0
| All | All Customers | 7 | Average Weekday | CAISO | 1-in-10 | 2025 | 12 | 484.8551 | 499.9363 | 39.1355 | 81.5124 | 0
| All | All Customers | 7 | Average Weekday | CAISO | 1-in-10 | 2025 | 13 | 399.4478 | 417.2368 | 39.1511 | 83.9403 | 0
| All | All Customers | 7 | Average Weekday | CAISO | 1-in-10 | 2025 | 14 | 373.6019 | 388.9778 | 39.1197 | 85.7186 | 0
| All | All Customers | 7 | Average Weekday | CAISO | 1-in-10 | 2025 | 15 | 327.976 | 342.0944 | 39.0609 | 86.8585 | 0
| All | All Customers | 7 | Average Weekday | CAISO | 1-in-10 | 2025 | 16 | 280.736 | 281.5696 | 39.0184 | 87.4293 | 0
| All | All Customers | 7 | Average Weekday | CAISO | 1-in-10 | 2025 | 17 | 262.2129 | 270.182 | 39.4234 | 87.3156 | 0
| All | All Customers | 7 | Average Weekday | CAISO | 1-in-10 | 2025 | 18 | 248.6048 | 260.9315 | 39.4461 | 86.4657 | 0
| All | All Customers | 7 | Average Weekday | CAISO | 1-in-10 | 2025 | 19 | 234.9061 | 256.2534 | 40.0544 | 84.9536 | 0
| All | All Customers | 7 | Average Weekday | CAISO | 1-in-10 | 2025 | 20 | 229.3813 | 244.7234 | 38.9811 | 82.593 | 0
| All | All Customers | 7 | Average Weekday | CAISO | 1-in-10 | 2025 | 21 | 250.18 | 262.5223 | 39.4555 | 79.4531 | 0
| All | All Customers | 7 | Average Weekday | CAISO | 1-in-10 | 2025 | 22 | 407.4402 | 442.91 | 38.9943 | 76.411 | 0
| All | All Customers | 7 | Average Weekday | CAISO | 1-in-10 | 2025 | 23 | 425.9873 | 456.4439 | 39.0064 | 74.6466 | 0
| All | All Customers | 7 | Average Weekday | CAISO | 1-in-10 | 2025 | 24 | 447.7395 | 486.8147 | 39.0226 | 73.4889 | 0
| All | All Customers | 7 | Monthly System Peak Day | CAISO | 1-in-10 | 2025 | 1 | 381.4026 | 373.6913 | 39.032 | 76.5275 | 0
| All | All Customers | 7 | Monthly System Peak Day | CAISO | 1-in-10 | 2025 | 2 | 379.5472 | 352.6351 | 39.0167 | 75.9902 | 0
| All | All Customers | 7 | Monthly System Peak Day | CAISO | 1-in-10 | 2025 | 3 | 466.1622 | 416.447 | 39.0152 | 75.0914 | 0
| All | All Customers | 7 | Monthly System Peak Day | CAISO | 1-in-10 | 2025 | 4 | 563.4542 | 489.1135 | 39.0118 | 74.0715 | 0
| All | All Customers | 7 | Monthly System Peak Day | CAISO | 1-in-10 | 2025 | 5 | 545.5762 | 488.4483 | 39.02 | 73.2621 | 0
| All | All Customers | 7 | Monthly System Peak Day | CAISO | 1-in-10 | 2025 | 6 | 553.8898 | 512.3599 | 39.0344 | 72.8051 | 0
| All | All Customers | 7 | Monthly System Peak Day | CAISO | 1-in-10 | 2025 | 7 | 559.5543 | 504.3147 | 39.0833 | 72.349 | 0
| All | All Customers | 7 | Monthly System Peak Day | CAISO | 1-in-10 | 2025 | 8 | 576.4366 | 534.2092 | 39.0506 | 72.5955 | 0
| All | All Customers | 7 | Monthly System Peak Day | CAISO | 1-in-10 | 2025 | 9 | 521.2725 | 495.0991 | 39.0537 | 75.0342 | 0
| All | All Customers | 7 | Monthly System Peak Day | CAISO | 1-in-10 | 2025 | 10 | 510.0295 | 473.5231 | 39.0446 | 78.4777 | 0
| All | All Customers | 7 | Monthly System Peak Day | CAISO | 1-in-10 | 2025 | 11 | 492.8754 | 457.5615 | 39.0547 | 82.4014 | 0
| All | All Customers | 7 | Monthly System Peak Day | CAISO | 1-in-10 | 2025 | 12 | 484.8551 | 450.0339 | 39.0656 | 85.9909 | 0
| All | All Customers | 7 | Monthly System Peak Day | CAISO | 1-in-10 | 2025 | 13 | 399.4478 | 382.4334 | 39.0777 | 88.5239 | 0
| All | All Customers | 7 | Monthly System Peak Day | CAISO | 1-in-10 | 2025 | 14 | 373.6019 | 358.2604 | 39.0721 | 90.3151 | 0
| All | All Customers | 7 | Monthly System Peak Day | CAISO | 1-in-10 | 2025 | 15 | 327.976 | 316.938 | 39.0891 | 91.4602 | 0
| All | All Customers | 7 | Monthly System Peak Day | CAISO | 1-in-10 | 2025 | 16 | 280.736 | 255.7441 | 39.0875 | 91.8551 | 0
| All | All Customers | 7 | Monthly System Peak Day | CAISO | 1-in-10 | 2025 | 17 | 262.2129 | 272.8898 | 38.9648 | 90.9235 | 0
| All | All Customers | 7 | Monthly System Peak Day | CAISO | 1-in-10 | 2025 | 18 | 248.6048 | 271.3394 | 39.0545 | 90.3439 | 0
| All | All Customers | 7 | Monthly System Peak Day | CAISO | 1-in-10 | 2025 | 19 | 234.9061 | 230.8104 | 38.6419 | 88.852 | 0
| All | All Customers | 7 | Monthly System Peak Day | CAISO | 1-in-10 | 2025 | 20 | 229.3813 | 252.3574 | 38.4095 | 86.2629 | 0
| All | All Customers | 7 | Monthly System Peak Day | CAISO | 1-in-10 | 2025 | 21 | 250.18 | 236.0508 | 39.6081 | 82.9808 | 0
| All | All Customers | 7 | Monthly System Peak Day | CAISO | 1-in-10 | 2025 | 22 | 407.4402 | 393.094 | 39.1407 | 79.3628 | 0
| All | All Customers | 7 | Monthly System Peak Day | CAISO | 1-in-10 | 2025 | 23 | 425.9873 | 393.5247 | 39.0467 | 77.7227 | 0
| All | All Customers | 7 | Monthly System Peak Day | CAISO | 1-in-10 | 2025 | 24 | 447.7395 | 424.0726 | 39.0401 | 76.3296 | 0
| All | All Customers | 8 | Average Weekday | CAISO | 1-in-10 | 2025 | 1 | 402.2427 | 433.5493 | 36.4701 | 71.5409 | 0
| All | All Customers | 8 | Average Weekday | CAISO | 1-in-10 | 2025 | 2 | 388.5118 | 410.7691 | 36.4653 | 70.8332 | 0
| All | All Customers | 8 | Average Weekday | CAISO | 1-in-10 | 2025 | 3 | 471.5214 | 497.4923 | 36.4638 | 70.199 | 0
| All | All Customers | 8 | Average Weekday | CAISO | 1-in-10 | 2025 | 4 | 575.3694 | 606.2529 | 36.4608 | 69.6977 | 0
| All | All Customers | 8 | Average Weekday | CAISO | 1-in-10 | 2025 | 5 | 550.4406 | 592.0685 | 36.4582 | 69.2229 | 0
| All | All Customers | 8 | Average Weekday | CAISO | 1-in-10 | 2025 | 6 | 563.0746 | 610.7337 | 36.4509 | 68.8435 | 0
| All | All Customers | 8 | Average Weekday | CAISO | 1-in-10 | 2025 | 7 | 577.1658 | 604.5524 | 36.4571 | 68.5069 | 0
| All | All Customers | 8 | Average Weekday | CAISO | 1-in-10 | 2025 | 8 | 587.3727 | 619.9255 | 36.4859 | 68.5051 | 0
| All | All Customers | 8 | Average Weekday | CAISO | 1-in-10 | 2025 | 9 | 527.1525 | 548.0845 | 36.5209 | 70.1299 | 0
| All | All Customers | 8 | Average Weekday | CAISO | 1-in-10 | 2025 | 10 | 518.0616 | 531.9779 | 36.5252 | 72.7973 | 0
| All | All Customers | 8 | Average Weekday | CAISO | 1-in-10 | 2025 | 11 | 497.1756 | 510.0204 | 36.5585 | 75.9355 | 0
| All | All Customers | 8 | Average Weekday | CAISO | 1-in-10 | 2025 | 12 | 486.2434 | 502.5447 | 36.5874 | 79.0539 | 0
| All | All Customers | 8 | Average Weekday | CAISO | 1-in-10 | 2025 | 13 | 409.783 | 429.864 | 36.6026 | 81.6854 | 0
| All | All Customers | 8 | Average Weekday | CAISO | 1-in-10 | 2025 | 14 | 381.5213 | 398.3476 | 36.5723 | 83.7858 | 0
| All | All Customers | 8 | Average Weekday | CAISO | 1-in-10 | 2025 | 15 | 336.0844 | 351.1603 | 36.5185 | 85.2137 | 0
| All | All Customers | 8 | Average Weekday | CAISO | 1-in-10 | 2025 | 16 | 289.6683 | 293.6993 | 36.4805 | 85.8037 | 0
| All | All Customers | 8 | Average Weekday | CAISO | 1-in-10 | 2025 | 17 | 272.5002 | 279.8493 | 36.8432 | 85.757 | 0
| All | All Customers | 8 | Average Weekday | CAISO | 1-in-10 | 2025 | 18 | 249.4187 | 263.4181 | 36.8994 | 84.8848 | 0
| All | All Customers | 8 | Average Weekday | CAISO | 1-in-10 | 2025 | 19 | 236.0652 | 259.7067 | 37.7798 | 83.3207 | 0
| All | All Customers | 8 | Average Weekday | CAISO | 1-in-10 | 2025 | 20 | 236.106 | 255.5155 | 36.6628 | 80.9246 | 0
| All | All Customers | 8 | Average Weekday | CAISO | 1-in-10 | 2025 | 21 | 260.8545 | 276.6231 | 37.0356 | 77.6224 | 0
| All | All Customers | 8 | Average Weekday | CAISO | 1-in-10 | 2025 | 22 | 420.6976 | 453.0689 | 36.4342 | 75.1915 | 0
| All | All Customers | 8 | Average Weekday | CAISO | 1-in-10 | 2025 | 23 | 443.0329 | 478.4962 | 36.4465 | 73.7628 | 0
| All | All Customers | 8 | Average Weekday | CAISO | 1-in-10 | 2025 | 24 | 468.3707 | 511.2843 | 36.4703 | 72.683 | 0
| All | All Customers | 8 | Monthly System Peak Day | CAISO | 1-in-10 | 2025 | 1 | 402.2427 | 394.534 | 30.9828 | 74.963 | 0
| All | All Customers | 8 | Monthly System Peak Day | CAISO | 1-in-10 | 2025 | 2 | 388.5118 | 363.6591 | 30.9668 | 74.0975 | 0
| All | All Customers | 8 | Monthly System Peak Day | CAISO | 1-in-10 | 2025 | 3 | 471.5214 | 427.8159 | 30.9657 | 73.4693 | 0
| All | All Customers | 8 | Monthly System Peak Day | CAISO | 1-in-10 | 2025 | 4 | 575.3694 | 503.8476 | 30.9628 | 72.8742 | 0
| All | All Customers | 8 | Monthly System Peak Day | CAISO | 1-in-10 | 2025 | 5 | 550.4406 | 497.083 | 30.9714 | 72.1898 | 0
| All | All Customers | 8 | Monthly System Peak Day | CAISO | 1-in-10 | 2025 | 6 | 563.0746 | 519.9427 | 30.988 | 71.5783 | 0
| All | All Customers | 8 | Monthly System Peak Day | CAISO | 1-in-10 | 2025 | 7 | 577.1658 | 522.6627 | 31.0341 | 71.1706 | 0
| All | All Customers | 8 | Monthly System Peak Day | CAISO | 1-in-10 | 2025 | 8 | 587.3727 | 543.6586 | 31.0007 | 71.0271 | 0
| All | All Customers | 8 | Monthly System Peak Day | CAISO | 1-in-10 | 2025 | 9 | 527.1525 | 502.9068 | 31.0021 | 73.2935 | 0
| All | All Customers | 8 | Monthly System Peak Day | CAISO | 1-in-10 | 2025 | 10 | 518.0616 | 483.3143 | 30.9862 | 77.163 | 0
| All | All Customers | 8 | Monthly System Peak Day | CAISO | 1-in-10 | 2025 | 11 | 497.1756 | 461.2733 | 30.999 | 82.0368 | 0
| All | All Customers | 8 | Monthly System Peak Day | CAISO | 1-in-10 | 2025 | 12 | 486.2434 | 450.3678 | 31.0173 | 86.9797 | 0
| All | All Customers | 8 | Monthly System Peak Day | CAISO | 1-in-10 | 2025 | 13 | 409.783 | 393.5292 | 31.0316 | 90.4847 | 0
| All | All Customers | 8 | Monthly System Peak Day | CAISO | 1-in-10 | 2025 | 14 | 381.5213 | 367.4305 | 31.0262 | 93.1945 | 0
| All | All Customers | 8 | Monthly System Peak Day | CAISO | 1-in-10 | 2025 | 15 | 336.0844 | 326.3831 | 31.0419 | 94.2092 | 0
| All | All Customers | 8 | Monthly System Peak Day | CAISO | 1-in-10 | 2025 | 16 | 289.6683 | 268.2022 | 31.0309 | 94.1071 | 0
| All | All Customers | 8 | Monthly System Peak Day | CAISO | 1-in-10 | 2025 | 17 | 272.5002 | 282.2718 | 30.8516 | 93.6937 | 0
| All | All Customers | 8 | Monthly System Peak Day | CAISO | 1-in-10 | 2025 | 18 | 249.4187 | 274.1872 | 30.943 | 92.8131 | 0
| All | All Customers | 8 | Monthly System Peak Day | CAISO | 1-in-10 | 2025 | 19 | 236.0652 | 233.7379 | 30.6031 | 91.0316 | 0
| All | All Customers | 8 | Monthly System Peak Day | CAISO | 1-in-10 | 2025 | 20 | 236.106 | 226.9653 | 30.4608 | 88.4661 | 0
| All | All Customers | 8 | Monthly System Peak Day | CAISO | 1-in-10 | 2025 | 21 | 260.8545 | 241.0069 | 31.7262 | 84.3055 | 0
| All | All Customers | 8 | Monthly System Peak Day | CAISO | 1-in-10 | 2025 | 22 | 420.6976 | 395.6596 | 31.1358 | 81.4134 | 0
| All | All Customers | 8 | Monthly System Peak Day | CAISO | 1-in-10 | 2025 | 23 | 443.0329 | 416.9585 | 31.0147 | 80.038 | 0
| All | All Customers | 8 | Monthly System Peak Day | CAISO | 1-in-10 | 2025 | 24 | 468.3707 | 448.7774 | 30.9953 | 78.823 | 0
| All | All Customers | 8 | Typical Event Day | CAISO | 1-in-10 | 2025 | 1 | 402.2427 | 394.534 | 30.9828 | 76.1053 | 0
| All | All Customers | 8 | Typical Event Day | CAISO | 1-in-10 | 2025 | 2 | 388.5118 | 363.6591 | 30.9668 | 75.1038 | 0
| All | All Customers | 8 | Typical Event Day | CAISO | 1-in-10 | 2025 | 3 | 471.5214 | 427.8159 | 30.9657 | 74.1957 | 0
| All | All Customers | 8 | Typical Event Day | CAISO | 1-in-10 | 2025 | 4 | 575.3694 | 503.8476 | 30.9628 | 73.4679 | 0
| All | All Customers | 8 | Typical Event Day | CAISO | 1-in-10 | 2025 | 5 | 550.4406 | 497.083 | 30.9714 | 72.7368 | 0
| All | All Customers | 8 | Typical Event Day | CAISO | 1-in-10 | 2025 | 6 | 563.0746 | 519.9427 | 30.988 | 72.2123 | 0
| All | All Customers | 8 | Typical Event Day | CAISO | 1-in-10 | 2025 | 7 | 577.1658 | 522.6627 | 31.0341 | 71.8143 | 0
| All | All Customers | 8 | Typical Event Day | CAISO | 1-in-10 | 2025 | 8 | 587.3727 | 543.6586 | 31.0007 | 72.1822 | 0
| All | All Customers | 8 | Typical Event Day | CAISO | 1-in-10 | 2025 | 9 | 527.1525 | 502.9068 | 31.0021 | 74.6794 | 0
| All | All Customers | 8 | Typical Event Day | CAISO | 1-in-10 | 2025 | 10 | 518.0616 | 483.3143 | 30.9862 | 78.8263 | 0
| All | All Customers | 8 | Typical Event Day | CAISO | 1-in-10 | 2025 | 11 | 497.1756 | 461.2733 | 30.999 | 83.5047 | 0
| All | All Customers | 8 | Typical Event Day | CAISO | 1-in-10 | 2025 | 12 | 486.2434 | 450.3678 | 31.0173 | 87.7653 | 0
| All | All Customers | 8 | Typical Event Day | CAISO | 1-in-10 | 2025 | 13 | 409.783 | 393.5292 | 31.0316 | 90.4856 | 0
| All | All Customers | 8 | Typical Event Day | CAISO | 1-in-10 | 2025 | 14 | 381.5213 | 367.4305 | 31.0262 | 92.4834 | 0
| All | All Customers | 8 | Typical Event Day | CAISO | 1-in-10 | 2025 | 15 | 336.0844 | 326.3831 | 31.0419 | 93.7562 | 0
| All | All Customers | 8 | Typical Event Day | CAISO | 1-in-10 | 2025 | 16 | 289.6683 | 268.2022 | 31.0309 | 94.2695 | 0
| All | All Customers | 8 | Typical Event Day | CAISO | 1-in-10 | 2025 | 17 | 272.5002 | 282.2718 | 30.8516 | 94.0144 | 0
| All | All Customers | 8 | Typical Event Day | CAISO | 1-in-10 | 2025 | 18 | 249.4187 | 274.1872 | 30.943 | 93.2816 | 0
| All | All Customers | 8 | Typical Event Day | CAISO | 1-in-10 | 2025 | 19 | 236.0652 | 233.7379 | 30.6031 | 91.6543 | 0
| All | All Customers | 8 | Typical Event Day | CAISO | 1-in-10 | 2025 | 20 | 236.106 | 226.9653 | 30.4608 | 88.7224 | 0
| All | All Customers | 8 | Typical Event Day | CAISO | 1-in-10 | 2025 | 21 | 260.8545 | 241.0069 | 31.7262 | 84.953 | 0
| All | All Customers | 8 | Typical Event Day | CAISO | 1-in-10 | 2025 | 22 | 420.6976 | 395.6596 | 31.1358 | 81.9084 | 0
| All | All Customers | 8 | Typical Event Day | CAISO | 1-in-10 | 2025 | 23 | 443.0329 | 416.9585 | 31.0147 | 79.9867 | 0
| All | All Customers | 8 | Typical Event Day | CAISO | 1-in-10 | 2025 | 24 | 468.3707 | 448.7774 | 30.9953 | 78.3992 | 0
| All | All Customers | 9 | Average Weekday | CAISO | 1-in-10 | 2025 | 1 | 370.9716 | 392.1626 | 39.1624 | 71.6865 | 0
| All | All Customers | 9 | Average Weekday | CAISO | 1-in-10 | 2025 | 2 | 367.5192 | 378.3419 | 39.1575 | 70.7796 | 0
| All | All Customers | 9 | Average Weekday | CAISO | 1-in-10 | 2025 | 3 | 464.5834 | 471.5916 | 39.156 | 69.9662 | 0
| All | All Customers | 9 | Average Weekday | CAISO | 1-in-10 | 2025 | 4 | 571.0808 | 581.8135 | 39.1551 | 69.2514 | 0
| All | All Customers | 9 | Average Weekday | CAISO | 1-in-10 | 2025 | 5 | 535.0168 | 553.0443 | 39.1524 | 68.63 | 0
| All | All Customers | 9 | Average Weekday | CAISO | 1-in-10 | 2025 | 6 | 536.2809 | 565.0703 | 39.1465 | 68.1028 | 0
| All | All Customers | 9 | Average Weekday | CAISO | 1-in-10 | 2025 | 7 | 561.611 | 580.4635 | 39.1373 | 67.6712 | 0
| All | All Customers | 9 | Average Weekday | CAISO | 1-in-10 | 2025 | 8 | 560.9644 | 577.7397 | 39.1714 | 67.4139 | 0
| All | All Customers | 9 | Average Weekday | CAISO | 1-in-10 | 2025 | 9 | 499.3721 | 516.0759 | 39.2062 | 68.8038 | 0
| All | All Customers | 9 | Average Weekday | CAISO | 1-in-10 | 2025 | 10 | 496.8052 | 506.1395 | 39.203 | 71.9381 | 0
| All | All Customers | 9 | Average Weekday | CAISO | 1-in-10 | 2025 | 11 | 479.6886 | 488.3084 | 39.2455 | 75.5259 | 0
| All | All Customers | 9 | Average Weekday | CAISO | 1-in-10 | 2025 | 12 | 470.615 | 479.7054 | 39.2888 | 78.9902 | 0
| All | All Customers | 9 | Average Weekday | CAISO | 1-in-10 | 2025 | 13 | 404.4795 | 415.1469 | 39.3076 | 81.7014 | 0
| All | All Customers | 9 | Average Weekday | CAISO | 1-in-10 | 2025 | 14 | 372.5764 | 382.6396 | 39.273 | 83.6224 | 0
| All | All Customers | 9 | Average Weekday | CAISO | 1-in-10 | 2025 | 15 | 333.7586 | 343.5818 | 39.2028 | 84.909 | 0
| All | All Customers | 9 | Average Weekday | CAISO | 1-in-10 | 2025 | 16 | 302.8461 | 302.2027 | 39.1523 | 85.3183 | 0
| All | All Customers | 9 | Average Weekday | CAISO | 1-in-10 | 2025 | 17 | 276.103 | 288.883 | 39.3855 | 85.1738 | 0
| All | All Customers | 9 | Average Weekday | CAISO | 1-in-10 | 2025 | 18 | 257.6182 | 275.4755 | 39.3083 | 84.2725 | 0
| All | All Customers | 9 | Average Weekday | CAISO | 1-in-10 | 2025 | 19 | 260.7004 | 271.2812 | 40.5519 | 82.4554 | 0
| All | All Customers | 9 | Average Weekday | CAISO | 1-in-10 | 2025 | 20 | 261.1948 | 269.7555 | 39.0221 | 79.5745 | 0
| All | All Customers | 9 | Average Weekday | CAISO | 1-in-10 | 2025 | 21 | 277.6738 | 287.6611 | 39.1872 | 76.5206 | 0
| All | All Customers | 9 | Average Weekday | CAISO | 1-in-10 | 2025 | 22 | 419.9968 | 443.0238 | 39.1155 | 74.7105 | 0
| All | All Customers | 9 | Average Weekday | CAISO | 1-in-10 | 2025 | 23 | 422.7805 | 445.4149 | 39.1653 | 73.3727 | 0
| All | All Customers | 9 | Average Weekday | CAISO | 1-in-10 | 2025 | 24 | 437.6879 | 469.252 | 39.1698 | 72.2628 | 0
| All | All Customers | 9 | Monthly System Peak Day | CAISO | 1-in-10 | 2025 | 1 | 370.9716 | 354.6569 | 39.2435 | 78.6518 | 0
| All | All Customers | 9 | Monthly System Peak Day | CAISO | 1-in-10 | 2025 | 2 | 367.5192 | 332.4235 | 39.2297 | 77.5283 | 0
| All | All Customers | 9 | Monthly System Peak Day | CAISO | 1-in-10 | 2025 | 3 | 464.5834 | 401.844 | 39.2282 | 76.5704 | 0
| All | All Customers | 9 | Monthly System Peak Day | CAISO | 1-in-10 | 2025 | 4 | 571.0808 | 470.5482 | 39.224 | 76.0136 | 0
| All | All Customers | 9 | Monthly System Peak Day | CAISO | 1-in-10 | 2025 | 5 | 535.0168 | 448.84 | 39.2313 | 75.6065 | 0
| All | All Customers | 9 | Monthly System Peak Day | CAISO | 1-in-10 | 2025 | 6 | 536.2809 | 461.6806 | 39.2429 | 75.2741 | 0
| All | All Customers | 9 | Monthly System Peak Day | CAISO | 1-in-10 | 2025 | 7 | 561.611 | 486.5646 | 39.2973 | 75.0385 | 0
| All | All Customers | 9 | Monthly System Peak Day | CAISO | 1-in-10 | 2025 | 8 | 560.9644 | 488.5956 | 39.2645 | 75.5037 | 0
| All | All Customers | 9 | Monthly System Peak Day | CAISO | 1-in-10 | 2025 | 9 | 499.3721 | 467.6253 | 39.268 | 76.9356 | 0
| All | All Customers | 9 | Monthly System Peak Day | CAISO | 1-in-10 | 2025 | 10 | 496.8052 | 452.4074 | 39.2651 | 80.2439 | 0
| All | All Customers | 9 | Monthly System Peak Day | CAISO | 1-in-10 | 2025 | 11 | 479.6886 | 434.796 | 39.2687 | 85.05 | 0
| All | All Customers | 9 | Monthly System Peak Day | CAISO | 1-in-10 | 2025 | 12 | 470.615 | 425.7765 | 39.2685 | 89.2714 | 0
| All | All Customers | 9 | Monthly System Peak Day | CAISO | 1-in-10 | 2025 | 13 | 404.4795 | 372.288 | 39.2771 | 92.498 | 0
| All | All Customers | 9 | Monthly System Peak Day | CAISO | 1-in-10 | 2025 | 14 | 372.5764 | 346.4433 | 39.2734 | 94.4061 | 0
| All | All Customers | 9 | Monthly System Peak Day | CAISO | 1-in-10 | 2025 | 15 | 333.7586 | 314.5007 | 39.2981 | 95.6612 | 0
| All | All Customers | 9 | Monthly System Peak Day | CAISO | 1-in-10 | 2025 | 16 | 302.8461 | 271.5338 | 39.3076 | 96.0092 | 0
| All | All Customers | 9 | Monthly System Peak Day | CAISO | 1-in-10 | 2025 | 17 | 276.103 | 286.9685 | 39.1857 | 96.2122 | 0
| All | All Customers | 9 | Monthly System Peak Day | CAISO | 1-in-10 | 2025 | 18 | 257.6182 | 281.3923 | 39.1947 | 95.0316 | 0
| All | All Customers | 9 | Monthly System Peak Day | CAISO | 1-in-10 | 2025 | 19 | 260.7004 | 232.3826 | 39.6768 | 93.3908 | 0
| All | All Customers | 9 | Monthly System Peak Day | CAISO | 1-in-10 | 2025 | 20 | 261.1948 | 221.274 | 38.3765 | 91.0112 | 0
| All | All Customers | 9 | Monthly System Peak Day | CAISO | 1-in-10 | 2025 | 21 | 277.6738 | 246.703 | 39.3438 | 87.852 | 0
| All | All Customers | 9 | Monthly System Peak Day | CAISO | 1-in-10 | 2025 | 22 | 419.9968 | 377.7202 | 39.3475 | 86.1918 | 0
| All | All Customers | 9 | Monthly System Peak Day | CAISO | 1-in-10 | 2025 | 23 | 422.7805 | 376.9068 | 39.2373 | 84.9041 | 0
| All | All Customers | 9 | Monthly System Peak Day | CAISO | 1-in-10 | 2025 | 24 | 437.6879 | 401.8075 | 39.2461 | 83.2214 | 0
| All | All Customers | 10 | Average Weekday | CAISO | 1-in-10 | 2025 | 1 | 398.1715 | 412.0784 | 36.3647 | 67.7185 | 0
| All | All Customers | 10 | Average Weekday | CAISO | 1-in-10 | 2025 | 2 | 376.4931 | 383.7271 | 36.268 | 66.8116 | 0
| All | All Customers | 10 | Average Weekday | CAISO | 1-in-10 | 2025 | 3 | 471.0063 | 481.0181 | 36.2542 | 66.0895 | 0
| All | All Customers | 10 | Average Weekday | CAISO | 1-in-10 | 2025 | 4 | 578.4864 | 593.4137 | 36.2212 | 65.4005 | 0
| All | All Customers | 10 | Average Weekday | CAISO | 1-in-10 | 2025 | 5 | 582.5649 | 599.4747 | 36.227 | 64.7636 | 0
| All | All Customers | 10 | Average Weekday | CAISO | 1-in-10 | 2025 | 6 | 595.3708 | 616.455 | 36.1949 | 64.2657 | 0
| All | All Customers | 10 | Average Weekday | CAISO | 1-in-10 | 2025 | 7 | 604.0995 | 619.9163 | 36.2084 | 63.7933 | 0
| All | All Customers | 10 | Average Weekday | CAISO | 1-in-10 | 2025 | 8 | 627.6544 | 653.6053 | 36.4674 | 63.4726 | 0
| All | All Customers | 10 | Average Weekday | CAISO | 1-in-10 | 2025 | 9 | 566.2109 | 603.4456 | 36.7301 | 63.925 | 0
| All | All Customers | 10 | Average Weekday | CAISO | 1-in-10 | 2025 | 10 | 552.1144 | 571.9893 | 36.5051 | 66.8175 | 0
| All | All Customers | 10 | Average Weekday | CAISO | 1-in-10 | 2025 | 11 | 543.1023 | 558.1353 | 36.6346 | 70.6107 | 0
| All | All Customers | 10 | Average Weekday | CAISO | 1-in-10 | 2025 | 12 | 526.2792 | 537.7567 | 36.7773 | 74.3318 | 0
| All | All Customers | 10 | Average Weekday | CAISO | 1-in-10 | 2025 | 13 | 433.7418 | 442.6501 | 36.8727 | 77.3255 | 0
| All | All Customers | 10 | Average Weekday | CAISO | 1-in-10 | 2025 | 14 | 384.3448 | 390.4008 | 36.7643 | 79.3286 | 0
| All | All Customers | 10 | Average Weekday | CAISO | 1-in-10 | 2025 | 15 | 340.9366 | 346.0275 | 36.5478 | 80.544 | 0
| All | All Customers | 10 | Average Weekday | CAISO | 1-in-10 | 2025 | 16 | 294.8626 | 296.812 | 36.2663 | 81.0973 | 0
| All | All Customers | 10 | Average Weekday | CAISO | 1-in-10 | 2025 | 17 | 275.7564 | 284.312 | 36.0242 | 81.0095 | 0
| All | All Customers | 10 | Average Weekday | CAISO | 1-in-10 | 2025 | 18 | 268.3322 | 275.0791 | 36.0515 | 80.1858 | 0
| All | All Customers | 10 | Average Weekday | CAISO | 1-in-10 | 2025 | 19 | 259.3439 | 263.9083 | 36.5629 | 78.2469 | 0
| All | All Customers | 10 | Average Weekday | CAISO | 1-in-10 | 2025 | 20 | 260.7704 | 264.7946 | 35.9846 | 75.1596 | 0
| All | All Customers | 10 | Average Weekday | CAISO | 1-in-10 | 2025 | 21 | 268.4509 | 272.7211 | 36.0527 | 72.8835 | 0
| All | All Customers | 10 | Average Weekday | CAISO | 1-in-10 | 2025 | 22 | 439.8755 | 462.1229 | 36.2533 | 71.2801 | 0
| All | All Customers | 10 | Average Weekday | CAISO | 1-in-10 | 2025 | 23 | 429.2973 | 452.7474 | 36.3497 | 69.9309 | 0
| All | All Customers | 10 | Average Weekday | CAISO | 1-in-10 | 2025 | 24 | 447.1239 | 478.6945 | 36.4603 | 68.7679 | 0
| All | All Customers | 10 | Monthly System Peak Day | CAISO | 1-in-10 | 2025 | 1 | 398.1715 | 426.124 | 35.9715 | 77.3176 | 0
| All | All Customers | 10 | Monthly System Peak Day | CAISO | 1-in-10 | 2025 | 2 | 376.4931 | 391.2003 | 36.0158 | 76.1669 | 0
| All | All Customers | 10 | Monthly System Peak Day | CAISO | 1-in-10 | 2025 | 3 | 471.0063 | 489.4091 | 36.0226 | 75.1587 | 0
| All | All Customers | 10 | Monthly System Peak Day | CAISO | 1-in-10 | 2025 | 4 | 578.4864 | 598.4128 | 36.0445 | 74.1818 | 0
| All | All Customers | 10 | Monthly System Peak Day | CAISO | 1-in-10 | 2025 | 5 | 582.5649 | 607.0762 | 36.0418 | 73.7402 | 0
| All | All Customers | 10 | Monthly System Peak Day | CAISO | 1-in-10 | 2025 | 6 | 595.3708 | 617.7125 | 36.0698 | 73.4987 | 0
| All | All Customers | 10 | Monthly System Peak Day | CAISO | 1-in-10 | 2025 | 7 | 604.0995 | 617.6878 | 36.0771 | 72.796 | 0
| All | All Customers | 10 | Monthly System Peak Day | CAISO | 1-in-10 | 2025 | 8 | 627.6544 | 664.674 | 35.9482 | 72.3983 | 0
| All | All Customers | 10 | Monthly System Peak Day | CAISO | 1-in-10 | 2025 | 9 | 566.2109 | 614.2691 | 35.9059 | 73.0147 | 0
| All | All Customers | 10 | Monthly System Peak Day | CAISO | 1-in-10 | 2025 | 10 | 552.1144 | 578.5667 | 35.9571 | 76.7836 | 0
| All | All Customers | 10 | Monthly System Peak Day | CAISO | 1-in-10 | 2025 | 11 | 543.1023 | 568.1132 | 35.9873 | 80.6676 | 0
| All | All Customers | 10 | Monthly System Peak Day | CAISO | 1-in-10 | 2025 | 12 | 526.2792 | 551.054 | 36.053 | 84.0936 | 0
| All | All Customers | 10 | Monthly System Peak Day | CAISO | 1-in-10 | 2025 | 13 | 433.7418 | 445.9353 | 36.117 | 86.8585 | 0
| All | All Customers | 10 | Monthly System Peak Day | CAISO | 1-in-10 | 2025 | 14 | 384.3448 | 390.7318 | 36.058 | 88.4053 | 0
| All | All Customers | 10 | Monthly System Peak Day | CAISO | 1-in-10 | 2025 | 15 | 340.9366 | 345.4658 | 35.9827 | 89.1532 | 0
| All | All Customers | 10 | Monthly System Peak Day | CAISO | 1-in-10 | 2025 | 16 | 294.8626 | 294.5226 | 36.0246 | 89.8404 | 0
| All | All Customers | 10 | Monthly System Peak Day | CAISO | 1-in-10 | 2025 | 17 | 275.7564 | 284.3271 | 35.9928 | 89.2723 | 0
| All | All Customers | 10 | Monthly System Peak Day | CAISO | 1-in-10 | 2025 | 18 | 268.3322 | 275.3546 | 35.9792 | 88.0713 | 0
| All | All Customers | 10 | Monthly System Peak Day | CAISO | 1-in-10 | 2025 | 19 | 259.3439 | 263.2089 | 36.6998 | 84.9362 | 0
| All | All Customers | 10 | Monthly System Peak Day | CAISO | 1-in-10 | 2025 | 20 | 260.7704 | 263.9917 | 35.9844 | 81.3926 | 0
| All | All Customers | 10 | Monthly System Peak Day | CAISO | 1-in-10 | 2025 | 21 | 268.4509 | 273.612 | 36.1128 | 78.3037 | 0
| All | All Customers | 10 | Monthly System Peak Day | CAISO | 1-in-10 | 2025 | 22 | 439.8755 | 462.3537 | 36.0477 | 76.5022 | 0
| All | All Customers | 10 | Monthly System Peak Day | CAISO | 1-in-10 | 2025 | 23 | 429.2973 | 457.1167 | 35.9939 | 75.3302 | 0
| All | All Customers | 10 | Monthly System Peak Day | CAISO | 1-in-10 | 2025 | 24 | 447.1239 | 498.8025 | 35.9393 | 74.257 | 0
| All | All Customers | 11 | Average Weekday | CAISO | 1-in-10 | 2025 | 1 | 374.2061 | 382.5313 | 36.2632 | 56.8635 | 0
| All | All Customers | 11 | Average Weekday | CAISO | 1-in-10 | 2025 | 2 | 356.6504 | 363.4634 | 36.2504 | 55.8747 | 0
| All | All Customers | 11 | Average Weekday | CAISO | 1-in-10 | 2025 | 3 | 450.6802 | 462.3246 | 36.2266 | 54.963 | 0
| All | All Customers | 11 | Average Weekday | CAISO | 1-in-10 | 2025 | 4 | 564.5771 | 582.804 | 36.2305 | 54.0459 | 0
| All | All Customers | 11 | Average Weekday | CAISO | 1-in-10 | 2025 | 5 | 555.4227 | 584.6607 | 36.2096 | 53.2576 | 0
| All | All Customers | 11 | Average Weekday | CAISO | 1-in-10 | 2025 | 6 | 571.1481 | 608.4973 | 36.2193 | 52.6836 | 0
| All | All Customers | 11 | Average Weekday | CAISO | 1-in-10 | 2025 | 7 | 585.4344 | 601.7591 | 36.3978 | 52.2571 | 0
| All | All Customers | 11 | Average Weekday | CAISO | 1-in-10 | 2025 | 8 | 597.4605 | 612.2347 | 36.5753 | 52.0378 | 0
| All | All Customers | 11 | Average Weekday | CAISO | 1-in-10 | 2025 | 9 | 541.5095 | 568.0457 | 36.4241 | 53.6165 | 0
| All | All Customers | 11 | Average Weekday | CAISO | 1-in-10 | 2025 | 10 | 527.2216 | 541.4153 | 36.5057 | 57.5818 | 0
| All | All Customers | 11 | Average Weekday | CAISO | 1-in-10 | 2025 | 11 | 510.1523 | 519.6939 | 36.6054 | 62.1705 | 0
| All | All Customers | 11 | Average Weekday | CAISO | 1-in-10 | 2025 | 12 | 499.2011 | 506.1869 | 36.6727 | 65.9389 | 0
| All | All Customers | 11 | Average Weekday | CAISO | 1-in-10 | 2025 | 13 | 413.3831 | 423.1601 | 36.6104 | 68.6396 | 0
| All | All Customers | 11 | Average Weekday | CAISO | 1-in-10 | 2025 | 14 | 376.447 | 383.4311 | 36.4783 | 70.2556 | 0
| All | All Customers | 11 | Average Weekday | CAISO | 1-in-10 | 2025 | 15 | 323.9821 | 330.839 | 36.2799 | 71.0991 | 0
| All | All Customers | 11 | Average Weekday | CAISO | 1-in-10 | 2025 | 16 | 285.6126 | 287.0921 | 36.2802 | 71.2778 | 0
| All | All Customers | 11 | Average Weekday | CAISO | 1-in-10 | 2025 | 17 | 264.6238 | 272.3789 | 36.0509 | 70.5447 | 0
| All | All Customers | 11 | Average Weekday | CAISO | 1-in-10 | 2025 | 18 | 254.3205 | 261.6902 | 36.1188 | 68.5584 | 0
| All | All Customers | 11 | Average Weekday | CAISO | 1-in-10 | 2025 | 19 | 249.5993 | 254.0249 | 35.9853 | 65.9823 | 0
| All | All Customers | 11 | Average Weekday | CAISO | 1-in-10 | 2025 | 20 | 247.9999 | 316.6014 | 43.7185 | 63.7891 | 0
| All | All Customers | 11 | Average Weekday | CAISO | 1-in-10 | 2025 | 21 | 250.2242 | 255.5036 | 36.0837 | 62.0355 | 0
| All | All Customers | 11 | Average Weekday | CAISO | 1-in-10 | 2025 | 22 | 415.4117 | 435.3347 | 36.3107 | 60.4145 | 0
| All | All Customers | 11 | Average Weekday | CAISO | 1-in-10 | 2025 | 23 | 405.0783 | 422.1348 | 36.3897 | 59.0563 | 0
| All | All Customers | 11 | Average Weekday | CAISO | 1-in-10 | 2025 | 24 | 419.7062 | 435.8132 | 36.3311 | 57.8888 | 0
| All | All Customers | 11 | Monthly System Peak Day | CAISO | 1-in-10 | 2025 | 1 | 374.2061 | 390.7574 | 36.0346 | 70.1098 | 0
| All | All Customers | 11 | Monthly System Peak Day | CAISO | 1-in-10 | 2025 | 2 | 356.6504 | 370.442 | 36.0342 | 68.6984 | 0
| All | All Customers | 11 | Monthly System Peak Day | CAISO | 1-in-10 | 2025 | 3 | 450.6802 | 468.4736 | 36.0602 | 67.9816 | 0
| All | All Customers | 11 | Monthly System Peak Day | CAISO | 1-in-10 | 2025 | 4 | 564.5771 | 589.3261 | 36.0535 | 66.567 | 0
| All | All Customers | 11 | Monthly System Peak Day | CAISO | 1-in-10 | 2025 | 5 | 555.4227 | 589.6653 | 36.0873 | 65.7416 | 0
| All | All Customers | 11 | Monthly System Peak Day | CAISO | 1-in-10 | 2025 | 6 | 571.1481 | 611.4052 | 36.086 | 64.8535 | 0
| All | All Customers | 11 | Monthly System Peak Day | CAISO | 1-in-10 | 2025 | 7 | 585.4344 | 601.5763 | 35.9217 | 64.5405 | 0
| All | All Customers | 11 | Monthly System Peak Day | CAISO | 1-in-10 | 2025 | 8 | 597.4605 | 635.0279 | 35.8847 | 65.0685 | 0
| All | All Customers | 11 | Monthly System Peak Day | CAISO | 1-in-10 | 2025 | 9 | 541.5095 | 576.2397 | 35.9954 | 66.6631 | 0
| All | All Customers | 11 | Monthly System Peak Day | CAISO | 1-in-10 | 2025 | 10 | 527.2216 | 551.2256 | 35.9732 | 70.9158 | 0
| All | All Customers | 11 | Monthly System Peak Day | CAISO | 1-in-10 | 2025 | 11 | 510.1523 | 533.9271 | 36.0679 | 77.9199 | 0
| All | All Customers | 11 | Monthly System Peak Day | CAISO | 1-in-10 | 2025 | 12 | 499.2011 | 521.7739 | 36.1987 | 83.7981 | 0
| All | All Customers | 11 | Monthly System Peak Day | CAISO | 1-in-10 | 2025 | 13 | 413.3831 | 426.3583 | 36.184 | 87.3606 | 0
| All | All Customers | 11 | Monthly System Peak Day | CAISO | 1-in-10 | 2025 | 14 | 376.447 | 383.0237 | 36.071 | 89.2394 | 0
| All | All Customers | 11 | Monthly System Peak Day | CAISO | 1-in-10 | 2025 | 15 | 323.9821 | 330.2755 | 36.0677 | 89.9202 | 0
| All | All Customers | 11 | Monthly System Peak Day | CAISO | 1-in-10 | 2025 | 16 | 285.6126 | 284.8188 | 36.0193 | 90.0734 | 0
| All | All Customers | 11 | Monthly System Peak Day | CAISO | 1-in-10 | 2025 | 17 | 264.6238 | 273.1338 | 35.9743 | 89.4596 | 0
| All | All Customers | 11 | Monthly System Peak Day | CAISO | 1-in-10 | 2025 | 18 | 254.3205 | 263.7539 | 35.9266 | 87.6979 | 0
| All | All Customers | 11 | Monthly System Peak Day | CAISO | 1-in-10 | 2025 | 19 | 249.5993 | 253.7596 | 35.985 | 84.6872 | 0
| All | All Customers | 11 | Monthly System Peak Day | CAISO | 1-in-10 | 2025 | 20 | 247.9999 | 372.0681 | 47.9688 | 80.8862 | 0
| All | All Customers | 11 | Monthly System Peak Day | CAISO | 1-in-10 | 2025 | 21 | 250.2242 | 256.2184 | 36.1426 | 77.491 | 0
| All | All Customers | 11 | Monthly System Peak Day | CAISO | 1-in-10 | 2025 | 22 | 415.4117 | 437.5922 | 35.9941 | 74.8802 | 0
| All | All Customers | 11 | Monthly System Peak Day | CAISO | 1-in-10 | 2025 | 23 | 405.0783 | 429.3402 | 35.9409 | 72.6836 | 0
| All | All Customers | 11 | Monthly System Peak Day | CAISO | 1-in-10 | 2025 | 24 | 419.7062 | 450.7079 | 35.9894 | 71.115 | 0
| All | All Customers | 12 | Average Weekday | CAISO | 1-in-10 | 2025 | 1 | 414.0876 | 422.7427 | 36.1467 | 51.621 | 0
| All | All Customers | 12 | Average Weekday | CAISO | 1-in-10 | 2025 | 2 | 398.2155 | 405.7732 | 36.1407 | 50.8313 | 0
| All | All Customers | 12 | Average Weekday | CAISO | 1-in-10 | 2025 | 3 | 490.1724 | 502.859 | 36.1401 | 50.0968 | 0
| All | All Customers | 12 | Average Weekday | CAISO | 1-in-10 | 2025 | 4 | 605.3398 | 624.737 | 36.1394 | 49.3942 | 0
| All | All Customers | 12 | Average Weekday | CAISO | 1-in-10 | 2025 | 5 | 600.006 | 631.484 | 36.1424 | 48.808 | 0
| All | All Customers | 12 | Average Weekday | CAISO | 1-in-10 | 2025 | 6 | 601.5875 | 642.1264 | 36.1473 | 48.2755 | 0
| All | All Customers | 12 | Average Weekday | CAISO | 1-in-10 | 2025 | 7 | 609.1253 | 626.3834 | 36.1539 | 47.8685 | 0
| All | All Customers | 12 | Average Weekday | CAISO | 1-in-10 | 2025 | 8 | 627.4997 | 644.1501 | 36.1621 | 47.8005 | 0
| All | All Customers | 12 | Average Weekday | CAISO | 1-in-10 | 2025 | 9 | 562.8956 | 590.2462 | 36.1709 | 48.5796 | 0
| All | All Customers | 12 | Average Weekday | CAISO | 1-in-10 | 2025 | 10 | 539.217 | 556.1546 | 36.1591 | 51.4553 | 0
| All | All Customers | 12 | Average Weekday | CAISO | 1-in-10 | 2025 | 11 | 524.8134 | 535.6437 | 36.1754 | 55.0915 | 0
| All | All Customers | 12 | Average Weekday | CAISO | 1-in-10 | 2025 | 12 | 512.5792 | 519.2412 | 36.1917 | 58.3887 | 0
| All | All Customers | 12 | Average Weekday | CAISO | 1-in-10 | 2025 | 13 | 433.6452 | 443.1111 | 36.202 | 60.7438 | 0
| All | All Customers | 12 | Average Weekday | CAISO | 1-in-10 | 2025 | 14 | 400.4715 | 407.998 | 36.1901 | 62.2884 | 0
| All | All Customers | 12 | Average Weekday | CAISO | 1-in-10 | 2025 | 15 | 364.8205 | 371.0453 | 36.1656 | 63.0612 | 0
| All | All Customers | 12 | Average Weekday | CAISO | 1-in-10 | 2025 | 16 | 324.7122 | 326.0762 | 36.1464 | 63.165 | 0
| All | All Customers | 12 | Average Weekday | CAISO | 1-in-10 | 2025 | 17 | 311.1469 | 319.5677 | 36.009 | 62.4635 | 0
| All | All Customers | 12 | Average Weekday | CAISO | 1-in-10 | 2025 | 18 | 302.5719 | 309.7231 | 36.0092 | 60.5337 | 0
| All | All Customers | 12 | Average Weekday | CAISO | 1-in-10 | 2025 | 19 | 298.9304 | 303.17 | 35.9849 | 58.3625 | 0
| All | All Customers | 12 | Average Weekday | CAISO | 1-in-10 | 2025 | 20 | 305.7129 | 375.478 | 36.6771 | 56.7838 | 0
| All | All Customers | 12 | Average Weekday | CAISO | 1-in-10 | 2025 | 21 | 309.2673 | 314.6753 | 36.0518 | 55.4689 | 0
| All | All Customers | 12 | Average Weekday | CAISO | 1-in-10 | 2025 | 22 | 461.8569 | 481.2455 | 36.1512 | 54.2664 | 0
| All | All Customers | 12 | Average Weekday | CAISO | 1-in-10 | 2025 | 23 | 451.2772 | 467.862 | 36.1546 | 53.2281 | 0
| All | All Customers | 12 | Average Weekday | CAISO | 1-in-10 | 2025 | 24 | 463.9752 | 480.5627 | 36.1544 | 52.3471 | 0
| All | All Customers | 12 | Monthly System Peak Day | CAISO | 1-in-10 | 2025 | 1 | 414.0876 | 422.7427 | 36.1467 | 42.9142 | 0
| All | All Customers | 12 | Monthly System Peak Day | CAISO | 1-in-10 | 2025 | 2 | 398.2155 | 405.7732 | 36.1407 | 41.9747 | 0
| All | All Customers | 12 | Monthly System Peak Day | CAISO | 1-in-10 | 2025 | 3 | 490.1724 | 502.859 | 36.1401 | 40.9278 | 0
| All | All Customers | 12 | Monthly System Peak Day | CAISO | 1-in-10 | 2025 | 4 | 605.3398 | 624.737 | 36.1394 | 40.057 | 0
| All | All Customers | 12 | Monthly System Peak Day | CAISO | 1-in-10 | 2025 | 5 | 600.006 | 631.484 | 36.1424 | 39.156 | 0
| All | All Customers | 12 | Monthly System Peak Day | CAISO | 1-in-10 | 2025 | 6 | 601.5875 | 642.1264 | 36.1473 | 38.165 | 0
| All | All Customers | 12 | Monthly System Peak Day | CAISO | 1-in-10 | 2025 | 7 | 609.1253 | 626.3834 | 36.1539 | 37.3427 | 0
| All | All Customers | 12 | Monthly System Peak Day | CAISO | 1-in-10 | 2025 | 8 | 627.4997 | 644.1501 | 36.1621 | 37.5165 | 0
| All | All Customers | 12 | Monthly System Peak Day | CAISO | 1-in-10 | 2025 | 9 | 562.8956 | 590.2462 | 36.1709 | 38.7112 | 0
| All | All Customers | 12 | Monthly System Peak Day | CAISO | 1-in-10 | 2025 | 10 | 539.217 | 556.1546 | 36.1591 | 42.6329 | 0
| All | All Customers | 12 | Monthly System Peak Day | CAISO | 1-in-10 | 2025 | 11 | 524.8134 | 535.6437 | 36.1754 | 47.0512 | 0
| All | All Customers | 12 | Monthly System Peak Day | CAISO | 1-in-10 | 2025 | 12 | 512.5792 | 519.2412 | 36.1917 | 49.8976 | 0
| All | All Customers | 12 | Monthly System Peak Day | CAISO | 1-in-10 | 2025 | 13 | 433.6452 | 443.1111 | 36.202 | 51.2001 | 0
| All | All Customers | 12 | Monthly System Peak Day | CAISO | 1-in-10 | 2025 | 14 | 400.4715 | 407.998 | 36.1901 | 52.4006 | 0
| All | All Customers | 12 | Monthly System Peak Day | CAISO | 1-in-10 | 2025 | 15 | 364.8205 | 371.0453 | 36.1656 | 53.432 | 0
| All | All Customers | 12 | Monthly System Peak Day | CAISO | 1-in-10 | 2025 | 16 | 324.7122 | 326.0762 | 36.1464 | 53.8276 | 0
| All | All Customers | 12 | Monthly System Peak Day | CAISO | 1-in-10 | 2025 | 17 | 311.1469 | 319.5677 | 36.009 | 53.5174 | 0
| All | All Customers | 12 | Monthly System Peak Day | CAISO | 1-in-10 | 2025 | 18 | 302.5719 | 309.7231 | 36.0092 | 51.7141 | 0
| All | All Customers | 12 | Monthly System Peak Day | CAISO | 1-in-10 | 2025 | 19 | 298.9304 | 303.17 | 35.9849 | 49.5135 | 0
| All | All Customers | 12 | Monthly System Peak Day | CAISO | 1-in-10 | 2025 | 20 | 305.7129 | 375.478 | 36.6771 | 48.193 | 0
| All | All Customers | 12 | Monthly System Peak Day | CAISO | 1-in-10 | 2025 | 21 | 309.2673 | 314.6753 | 36.0518 | 46.7799 | 0
| All | All Customers | 12 | Monthly System Peak Day | CAISO | 1-in-10 | 2025 | 22 | 461.8569 | 481.2455 | 36.1512 | 45.0996 | 0
| All | All Customers | 12 | Monthly System Peak Day | CAISO | 1-in-10 | 2025 | 23 | 451.2772 | 467.862 | 36.1546 | 44.3117 | 0
| All | All Customers | 12 | Monthly System Peak Day | CAISO | 1-in-10 | 2025 | 24 | 463.9752 | 480.5627 | 36.1544 | 43.8263 | 0
| All | All Customers | 1 | Average Weekday | CAISO | 1-in-10 | 2026 | 1 | 411.5083 | 419.5564 | 36.2774 | 49.4499 | 0
| All | All Customers | 1 | Average Weekday | CAISO | 1-in-10 | 2026 | 2 | 399.2112 | 407.223 | 36.2715 | 48.6517 | 0
| All | All Customers | 1 | Average Weekday | CAISO | 1-in-10 | 2026 | 3 | 496.3914 | 508.7815 | 36.2709 | 48.0156 | 0
| All | All Customers | 1 | Average Weekday | CAISO | 1-in-10 | 2026 | 4 | 609.0974 | 627.8784 | 36.2702 | 47.3298 | 0
| All | All Customers | 1 | Average Weekday | CAISO | 1-in-10 | 2026 | 5 | 604.3596 | 635.1324 | 36.2731 | 46.6643 | 0
| All | All Customers | 1 | Average Weekday | CAISO | 1-in-10 | 2026 | 6 | 613.7003 | 653.0533 | 36.278 | 46.0566 | 0
| All | All Customers | 1 | Average Weekday | CAISO | 1-in-10 | 2026 | 7 | 628.9072 | 645.5472 | 36.2845 | 45.5653 | 0
| All | All Customers | 1 | Average Weekday | CAISO | 1-in-10 | 2026 | 8 | 650.188 | 666.1073 | 36.2928 | 45.3715 | 0
| All | All Customers | 1 | Average Weekday | CAISO | 1-in-10 | 2026 | 9 | 582.1236 | 607.7327 | 36.3016 | 45.9366 | 0
| All | All Customers | 1 | Average Weekday | CAISO | 1-in-10 | 2026 | 10 | 568.7336 | 583.5118 | 36.2899 | 48.7274 | 0
| All | All Customers | 1 | Average Weekday | CAISO | 1-in-10 | 2026 | 11 | 550.4775 | 560.1875 | 36.3063 | 52.3553 | 0
| All | All Customers | 1 | Average Weekday | CAISO | 1-in-10 | 2026 | 12 | 540.5156 | 547.2223 | 36.3226 | 55.6424 | 0
| All | All Customers | 1 | Average Weekday | CAISO | 1-in-10 | 2026 | 13 | 465.9315 | 475.4091 | 36.3328 | 57.9774 | 0
| All | All Customers | 1 | Average Weekday | CAISO | 1-in-10 | 2026 | 14 | 428.4128 | 435.3696 | 36.3209 | 59.4872 | 0
| All | All Customers | 1 | Average Weekday | CAISO | 1-in-10 | 2026 | 15 | 389.8846 | 395.5325 | 36.2964 | 60.4221 | 0
| All | All Customers | 1 | Average Weekday | CAISO | 1-in-10 | 2026 | 16 | 348.6046 | 349.8556 | 36.2772 | 60.7972 | 0
| All | All Customers | 1 | Average Weekday | CAISO | 1-in-10 | 2026 | 17 | 333.9391 | 342.2751 | 36.142 | 60.3811 | 0
| All | All Customers | 1 | Average Weekday | CAISO | 1-in-10 | 2026 | 18 | 322.5028 | 329.7591 | 36.1422 | 58.9037 | 0
| All | All Customers | 1 | Average Weekday | CAISO | 1-in-10 | 2026 | 19 | 310.9076 | 315.1907 | 36.1178 | 56.6145 | 0
| All | All Customers | 1 | Average Weekday | CAISO | 1-in-10 | 2026 | 20 | 310.6679 | 379.8467 | 36.8055 | 54.9021 | 0
| All | All Customers | 1 | Average Weekday | CAISO | 1-in-10 | 2026 | 21 | 302.9267 | 308.1794 | 36.1843 | 53.6195 | 0
| All | All Customers | 1 | Average Weekday | CAISO | 1-in-10 | 2026 | 22 | 457.3969 | 476.9687 | 36.2816 | 52.4654 | 0
| All | All Customers | 1 | Average Weekday | CAISO | 1-in-10 | 2026 | 23 | 449.7747 | 466.4103 | 36.2852 | 51.3586 | 0
| All | All Customers | 1 | Average Weekday | CAISO | 1-in-10 | 2026 | 24 | 466.3068 | 482.1043 | 36.2851 | 50.4441 | 0
| All | All Customers | 1 | Monthly System Peak Day | CAISO | 1-in-10 | 2026 | 1 | 411.5083 | 419.5564 | 36.2774 | 44.7473 | 0
| All | All Customers | 1 | Monthly System Peak Day | CAISO | 1-in-10 | 2026 | 2 | 399.2112 | 407.223 | 36.2715 | 44.228 | 0
| All | All Customers | 1 | Monthly System Peak Day | CAISO | 1-in-10 | 2026 | 3 | 496.3914 | 508.7815 | 36.2709 | 44.2237 | 0
| All | All Customers | 1 | Monthly System Peak Day | CAISO | 1-in-10 | 2026 | 4 | 609.0974 | 627.8784 | 36.2702 | 43.7963 | 0
| All | All Customers | 1 | Monthly System Peak Day | CAISO | 1-in-10 | 2026 | 5 | 604.3596 | 635.1324 | 36.2731 | 43.5236 | 0
| All | All Customers | 1 | Monthly System Peak Day | CAISO | 1-in-10 | 2026 | 6 | 613.7003 | 653.0533 | 36.278 | 42.6836 | 0
| All | All Customers | 1 | Monthly System Peak Day | CAISO | 1-in-10 | 2026 | 7 | 628.9072 | 645.5472 | 36.2845 | 42.4424 | 0
| All | All Customers | 1 | Monthly System Peak Day | CAISO | 1-in-10 | 2026 | 8 | 650.188 | 666.1073 | 36.2928 | 41.562 | 0
| All | All Customers | 1 | Monthly System Peak Day | CAISO | 1-in-10 | 2026 | 9 | 582.1236 | 607.7327 | 36.3016 | 41.1236 | 0
| All | All Customers | 1 | Monthly System Peak Day | CAISO | 1-in-10 | 2026 | 10 | 568.7336 | 583.5118 | 36.2899 | 43.29 | 0
| All | All Customers | 1 | Monthly System Peak Day | CAISO | 1-in-10 | 2026 | 11 | 550.4775 | 560.1875 | 36.3063 | 45.2111 | 0
| All | All Customers | 1 | Monthly System Peak Day | CAISO | 1-in-10 | 2026 | 12 | 540.5156 | 547.2223 | 36.3226 | 47.1535 | 0
| All | All Customers | 1 | Monthly System Peak Day | CAISO | 1-in-10 | 2026 | 13 | 465.9315 | 475.4091 | 36.3328 | 48.4303 | 0
| All | All Customers | 1 | Monthly System Peak Day | CAISO | 1-in-10 | 2026 | 14 | 428.4128 | 435.3696 | 36.3209 | 48.4744 | 0
| All | All Customers | 1 | Monthly System Peak Day | CAISO | 1-in-10 | 2026 | 15 | 389.8846 | 395.5325 | 36.2964 | 49.3259 | 0
| All | All Customers | 1 | Monthly System Peak Day | CAISO | 1-in-10 | 2026 | 16 | 348.6046 | 349.8556 | 36.2772 | 50.1882 | 0
| All | All Customers | 1 | Monthly System Peak Day | CAISO | 1-in-10 | 2026 | 17 | 333.9391 | 342.2751 | 36.142 | 50.4294 | 0
| All | All Customers | 1 | Monthly System Peak Day | CAISO | 1-in-10 | 2026 | 18 | 322.5028 | 329.7591 | 36.1422 | 49.4611 | 0
| All | All Customers | 1 | Monthly System Peak Day | CAISO | 1-in-10 | 2026 | 19 | 310.9076 | 315.1907 | 36.1178 | 47.6436 | 0
| All | All Customers | 1 | Monthly System Peak Day | CAISO | 1-in-10 | 2026 | 20 | 310.6679 | 379.8467 | 36.8055 | 46.6106 | 0
| All | All Customers | 1 | Monthly System Peak Day | CAISO | 1-in-10 | 2026 | 21 | 302.9267 | 308.1794 | 36.1843 | 45.4848 | 0
| All | All Customers | 1 | Monthly System Peak Day | CAISO | 1-in-10 | 2026 | 22 | 457.3969 | 476.9687 | 36.2816 | 44.7729 | 0
| All | All Customers | 1 | Monthly System Peak Day | CAISO | 1-in-10 | 2026 | 23 | 449.7747 | 466.4103 | 36.2852 | 43.8196 | 0
| All | All Customers | 1 | Monthly System Peak Day | CAISO | 1-in-10 | 2026 | 24 | 466.3068 | 482.1043 | 36.2851 | 42.8119 | 0
| All | All Customers | 2 | Average Weekday | CAISO | 1-in-10 | 2026 | 1 | 385.4426 | 394.1931 | 36.3187 | 49.1051 | 0
| All | All Customers | 2 | Average Weekday | CAISO | 1-in-10 | 2026 | 2 | 371.593 | 380.3412 | 36.3122 | 48.1832 | 0
| All | All Customers | 2 | Average Weekday | CAISO | 1-in-10 | 2026 | 3 | 462.7492 | 476.2512 | 36.3114 | 47.3124 | 0
| All | All Customers | 2 | Average Weekday | CAISO | 1-in-10 | 2026 | 4 | 570.5401 | 591.3746 | 36.3108 | 46.5457 | 0
| All | All Customers | 2 | Average Weekday | CAISO | 1-in-10 | 2026 | 5 | 569.9688 | 602.9959 | 36.3144 | 45.958 | 0
| All | All Customers | 2 | Average Weekday | CAISO | 1-in-10 | 2026 | 6 | 582.4022 | 623.5881 | 36.3203 | 45.4063 | 0
| All | All Customers | 2 | Average Weekday | CAISO | 1-in-10 | 2026 | 7 | 587.4776 | 604.8441 | 36.3276 | 45.0716 | 0
| All | All Customers | 2 | Average Weekday | CAISO | 1-in-10 | 2026 | 8 | 609.7353 | 625.9356 | 36.3358 | 44.9581 | 0
| All | All Customers | 2 | Average Weekday | CAISO | 1-in-10 | 2026 | 9 | 559.0206 | 584.6229 | 36.3446 | 46.4913 | 0
| All | All Customers | 2 | Average Weekday | CAISO | 1-in-10 | 2026 | 10 | 541.1099 | 555.3558 | 36.3312 | 49.9349 | 0
| All | All Customers | 2 | Average Weekday | CAISO | 1-in-10 | 2026 | 11 | 526.6986 | 536.5785 | 36.3489 | 53.6421 | 0
| All | All Customers | 2 | Average Weekday | CAISO | 1-in-10 | 2026 | 12 | 516.1369 | 523.4277 | 36.3667 | 56.6628 | 0
| All | All Customers | 2 | Average Weekday | CAISO | 1-in-10 | 2026 | 13 | 439.6928 | 449.9469 | 36.3782 | 58.7798 | 0
| All | All Customers | 2 | Average Weekday | CAISO | 1-in-10 | 2026 | 14 | 398.93 | 406.3635 | 36.3653 | 60.1811 | 0
| All | All Customers | 2 | Average Weekday | CAISO | 1-in-10 | 2026 | 15 | 352.4174 | 359.6744 | 36.3387 | 61.0903 | 0
| All | All Customers | 2 | Average Weekday | CAISO | 1-in-10 | 2026 | 16 | 312.6696 | 314.9922 | 36.3181 | 61.4625 | 0
| All | All Customers | 2 | Average Weekday | CAISO | 1-in-10 | 2026 | 17 | 287.5756 | 295.056 | 36.1556 | 61.0792 | 0
| All | All Customers | 2 | Average Weekday | CAISO | 1-in-10 | 2026 | 18 | 276.465 | 282.8786 | 36.1565 | 59.8219 | 0
| All | All Customers | 2 | Average Weekday | CAISO | 1-in-10 | 2026 | 19 | 270.3202 | 275.0372 | 36.1182 | 57.5966 | 0
| All | All Customers | 2 | Average Weekday | CAISO | 1-in-10 | 2026 | 20 | 270.008 | 337.0319 | 36.9061 | 55.5429 | 0
| All | All Customers | 2 | Average Weekday | CAISO | 1-in-10 | 2026 | 21 | 264.2972 | 269.6801 | 36.1998 | 53.9261 | 0
| All | All Customers | 2 | Average Weekday | CAISO | 1-in-10 | 2026 | 22 | 420.5327 | 440.6462 | 36.3245 | 52.6789 | 0
| All | All Customers | 2 | Average Weekday | CAISO | 1-in-10 | 2026 | 23 | 415.0189 | 432.3439 | 36.3281 | 51.5494 | 0
| All | All Customers | 2 | Average Weekday | CAISO | 1-in-10 | 2026 | 24 | 433.3416 | 450.1584 | 36.3274 | 50.4629 | 0
| All | All Customers | 2 | Monthly System Peak Day | CAISO | 1-in-10 | 2026 | 1 | 385.4426 | 394.1931 | 36.3187 | 49.9184 | 0
| All | All Customers | 2 | Monthly System Peak Day | CAISO | 1-in-10 | 2026 | 2 | 371.593 | 380.3412 | 36.3122 | 49.7161 | 0
| All | All Customers | 2 | Monthly System Peak Day | CAISO | 1-in-10 | 2026 | 3 | 462.7492 | 476.2512 | 36.3114 | 49.6059 | 0
| All | All Customers | 2 | Monthly System Peak Day | CAISO | 1-in-10 | 2026 | 4 | 570.5401 | 591.3746 | 36.3108 | 49.7184 | 0
| All | All Customers | 2 | Monthly System Peak Day | CAISO | 1-in-10 | 2026 | 5 | 569.9688 | 602.9959 | 36.3144 | 49.2817 | 0
| All | All Customers | 2 | Monthly System Peak Day | CAISO | 1-in-10 | 2026 | 6 | 582.4022 | 623.5881 | 36.3203 | 48.5715 | 0
| All | All Customers | 2 | Monthly System Peak Day | CAISO | 1-in-10 | 2026 | 7 | 587.4776 | 604.8441 | 36.3276 | 48.1753 | 0
| All | All Customers | 2 | Monthly System Peak Day | CAISO | 1-in-10 | 2026 | 8 | 609.7353 | 625.9356 | 36.3358 | 48.0561 | 0
| All | All Customers | 2 | Monthly System Peak Day | CAISO | 1-in-10 | 2026 | 9 | 559.0206 | 584.6229 | 36.3446 | 48.4063 | 0
| All | All Customers | 2 | Monthly System Peak Day | CAISO | 1-in-10 | 2026 | 10 | 541.1099 | 555.3558 | 36.3312 | 49.6658 | 0
| All | All Customers | 2 | Monthly System Peak Day | CAISO | 1-in-10 | 2026 | 11 | 526.6986 | 536.5785 | 36.3489 | 50.6952 | 0
| All | All Customers | 2 | Monthly System Peak Day | CAISO | 1-in-10 | 2026 | 12 | 516.1369 | 523.4277 | 36.3667 | 51.8486 | 0
| All | All Customers | 2 | Monthly System Peak Day | CAISO | 1-in-10 | 2026 | 13 | 439.6928 | 449.9469 | 36.3782 | 53.1027 | 0
| All | All Customers | 2 | Monthly System Peak Day | CAISO | 1-in-10 | 2026 | 14 | 398.93 | 406.3635 | 36.3653 | 54.3177 | 0
| All | All Customers | 2 | Monthly System Peak Day | CAISO | 1-in-10 | 2026 | 15 | 352.4174 | 359.6744 | 36.3387 | 54.9586 | 0
| All | All Customers | 2 | Monthly System Peak Day | CAISO | 1-in-10 | 2026 | 16 | 312.6696 | 314.9922 | 36.3181 | 55.1827 | 0
| All | All Customers | 2 | Monthly System Peak Day | CAISO | 1-in-10 | 2026 | 17 | 287.5756 | 295.056 | 36.1556 | 56.5465 | 0
| All | All Customers | 2 | Monthly System Peak Day | CAISO | 1-in-10 | 2026 | 18 | 276.465 | 282.8786 | 36.1565 | 55.689 | 0
| All | All Customers | 2 | Monthly System Peak Day | CAISO | 1-in-10 | 2026 | 19 | 270.3202 | 275.0372 | 36.1182 | 54.5786 | 0
| All | All Customers | 2 | Monthly System Peak Day | CAISO | 1-in-10 | 2026 | 20 | 270.008 | 337.0319 | 36.9061 | 53.4877 | 0
| All | All Customers | 2 | Monthly System Peak Day | CAISO | 1-in-10 | 2026 | 21 | 264.2972 | 269.6801 | 36.1998 | 53.0153 | 0
| All | All Customers | 2 | Monthly System Peak Day | CAISO | 1-in-10 | 2026 | 22 | 420.5327 | 440.6462 | 36.3245 | 52.4175 | 0
| All | All Customers | 2 | Monthly System Peak Day | CAISO | 1-in-10 | 2026 | 23 | 415.0189 | 432.3439 | 36.3281 | 51.8125 | 0
| All | All Customers | 2 | Monthly System Peak Day | CAISO | 1-in-10 | 2026 | 24 | 433.3416 | 450.1584 | 36.3274 | 51.1797 | 0
| All | All Customers | 3 | Average Weekday | CAISO | 1-in-10 | 2026 | 1 | 416.9501 | 432.2458 | 36.3877 | 58.38 | 0
| All | All Customers | 3 | Average Weekday | CAISO | 1-in-10 | 2026 | 2 | 403.2601 | 411.9817 | 36.3384 | 57.2797 | 0
| All | All Customers | 3 | Average Weekday | CAISO | 1-in-10 | 2026 | 3 | 508.6189 | 519.8839 | 36.3311 | 56.254 | 0
| All | All Customers | 3 | Average Weekday | CAISO | 1-in-10 | 2026 | 4 | 618.5272 | 634.9689 | 36.315 | 55.3455 | 0
| All | All Customers | 3 | Average Weekday | CAISO | 1-in-10 | 2026 | 5 | 600.5861 | 621.2005 | 36.3183 | 54.5781 | 0
| All | All Customers | 3 | Average Weekday | CAISO | 1-in-10 | 2026 | 6 | 614.7582 | 638.7825 | 36.3039 | 53.8867 | 0
| All | All Customers | 3 | Average Weekday | CAISO | 1-in-10 | 2026 | 7 | 628.0931 | 644.6729 | 36.3158 | 53.4742 | 0
| All | All Customers | 3 | Average Weekday | CAISO | 1-in-10 | 2026 | 8 | 646.2903 | 676.4748 | 36.4465 | 53.4151 | 0
| All | All Customers | 3 | Average Weekday | CAISO | 1-in-10 | 2026 | 9 | 589.2903 | 627.5826 | 36.5651 | 54.8301 | 0
| All | All Customers | 3 | Average Weekday | CAISO | 1-in-10 | 2026 | 10 | 574.6947 | 597.9128 | 36.457 | 58.3814 | 0
| All | All Customers | 3 | Average Weekday | CAISO | 1-in-10 | 2026 | 11 | 550.0026 | 567.3942 | 36.516 | 62.6904 | 0
| All | All Customers | 3 | Average Weekday | CAISO | 1-in-10 | 2026 | 12 | 542.0396 | 553.5775 | 36.5746 | 66.6136 | 0
| All | All Customers | 3 | Average Weekday | CAISO | 1-in-10 | 2026 | 13 | 447.2285 | 456.4945 | 36.6056 | 69.6765 | 0
| All | All Customers | 3 | Average Weekday | CAISO | 1-in-10 | 2026 | 14 | 418.0725 | 424.4547 | 36.5596 | 71.7646 | 0
| All | All Customers | 3 | Average Weekday | CAISO | 1-in-10 | 2026 | 15 | 372.6323 | 377.9531 | 36.4656 | 73.0134 | 0
| All | All Customers | 3 | Average Weekday | CAISO | 1-in-10 | 2026 | 16 | 334.9214 | 337.0399 | 36.337 | 73.604 | 0
| All | All Customers | 3 | Average Weekday | CAISO | 1-in-10 | 2026 | 17 | 321.8865 | 330.9961 | 36.1518 | 73.5115 | 0
| All | All Customers | 3 | Average Weekday | CAISO | 1-in-10 | 2026 | 18 | 308.4445 | 315.4836 | 36.1651 | 72.5285 | 0
| All | All Customers | 3 | Average Weekday | CAISO | 1-in-10 | 2026 | 19 | 300.8748 | 305.7258 | 36.2381 | 70.6931 | 0
| All | All Customers | 3 | Average Weekday | CAISO | 1-in-10 | 2026 | 20 | 290.8869 | 294.9397 | 36.1175 | 68.0039 | 0
| All | All Customers | 3 | Average Weekday | CAISO | 1-in-10 | 2026 | 21 | 276.793 | 280.7485 | 36.1612 | 65.2746 | 0
| All | All Customers | 3 | Average Weekday | CAISO | 1-in-10 | 2026 | 22 | 452.5406 | 475.4698 | 36.3389 | 63.4622 | 0
| All | All Customers | 3 | Average Weekday | CAISO | 1-in-10 | 2026 | 23 | 451.7132 | 476.0097 | 36.3886 | 62.0728 | 0
| All | All Customers | 3 | Average Weekday | CAISO | 1-in-10 | 2026 | 24 | 477.4321 | 510.1731 | 36.4381 | 60.6886 | 0
| All | All Customers | 3 | Monthly System Peak Day | CAISO | 1-in-10 | 2026 | 1 | 416.9501 | 447.9869 | 36.0487 | 65.1566 | 0
| All | All Customers | 3 | Monthly System Peak Day | CAISO | 1-in-10 | 2026 | 2 | 403.2601 | 421.9005 | 36.1104 | 63.3314 | 0
| All | All Customers | 3 | Monthly System Peak Day | CAISO | 1-in-10 | 2026 | 3 | 508.6189 | 530.0795 | 36.1203 | 61.896 | 0
| All | All Customers | 3 | Monthly System Peak Day | CAISO | 1-in-10 | 2026 | 4 | 618.5272 | 641.8655 | 36.1516 | 60.8459 | 0
| All | All Customers | 3 | Monthly System Peak Day | CAISO | 1-in-10 | 2026 | 5 | 600.5861 | 630.3979 | 36.1474 | 59.9559 | 0
| All | All Customers | 3 | Monthly System Peak Day | CAISO | 1-in-10 | 2026 | 6 | 614.7582 | 640.7023 | 36.187 | 58.9322 | 0
| All | All Customers | 3 | Monthly System Peak Day | CAISO | 1-in-10 | 2026 | 7 | 628.0931 | 642.4602 | 36.1931 | 58.4848 | 0
| All | All Customers | 3 | Monthly System Peak Day | CAISO | 1-in-10 | 2026 | 8 | 646.2903 | 695.6268 | 36.0124 | 58.0856 | 0
| All | All Customers | 3 | Monthly System Peak Day | CAISO | 1-in-10 | 2026 | 9 | 589.2903 | 638.2374 | 35.9992 | 59.5041 | 0
| All | All Customers | 3 | Monthly System Peak Day | CAISO | 1-in-10 | 2026 | 10 | 574.6947 | 605.6983 | 36.0454 | 64.3211 | 0
| All | All Customers | 3 | Monthly System Peak Day | CAISO | 1-in-10 | 2026 | 11 | 550.0026 | 580.4282 | 36.1237 | 69.9797 | 0
| All | All Customers | 3 | Monthly System Peak Day | CAISO | 1-in-10 | 2026 | 12 | 542.0396 | 566.6527 | 36.2742 | 75.7172 | 0
| All | All Customers | 3 | Monthly System Peak Day | CAISO | 1-in-10 | 2026 | 13 | 447.2285 | 460.9516 | 36.4221 | 80.9672 | 0
| All | All Customers | 3 | Monthly System Peak Day | CAISO | 1-in-10 | 2026 | 14 | 418.0725 | 426.0488 | 36.2933 | 83.4338 | 0
| All | All Customers | 3 | Monthly System Peak Day | CAISO | 1-in-10 | 2026 | 15 | 372.6323 | 378.0578 | 36.1125 | 84.3177 | 0
| All | All Customers | 3 | Monthly System Peak Day | CAISO | 1-in-10 | 2026 | 16 | 334.9214 | 334.7607 | 36.1248 | 85.1377 | 0
| All | All Customers | 3 | Monthly System Peak Day | CAISO | 1-in-10 | 2026 | 17 | 321.8865 | 331.1954 | 36.1264 | 85.8466 | 0
| All | All Customers | 3 | Monthly System Peak Day | CAISO | 1-in-10 | 2026 | 18 | 308.4445 | 315.866 | 36.1098 | 85.6149 | 0
| All | All Customers | 3 | Monthly System Peak Day | CAISO | 1-in-10 | 2026 | 19 | 300.8748 | 305.118 | 37.6447 | 84.1317 | 0
| All | All Customers | 3 | Monthly System Peak Day | CAISO | 1-in-10 | 2026 | 20 | 290.8869 | 294.2729 | 36.1174 | 81.6719 | 0
| All | All Customers | 3 | Monthly System Peak Day | CAISO | 1-in-10 | 2026 | 21 | 276.793 | 281.5308 | 36.3121 | 77.8036 | 0
| All | All Customers | 3 | Monthly System Peak Day | CAISO | 1-in-10 | 2026 | 22 | 452.5406 | 475.8396 | 36.1476 | 74.8156 | 0
| All | All Customers | 3 | Monthly System Peak Day | CAISO | 1-in-10 | 2026 | 23 | 451.7132 | 480.5754 | 36.0714 | 72.0533 | 0
| All | All Customers | 3 | Monthly System Peak Day | CAISO | 1-in-10 | 2026 | 24 | 477.4321 | 530.7427 | 36.0041 | 69.429 | 0
| All | All Customers | 4 | Average Weekday | CAISO | 1-in-10 | 2026 | 1 | 386.3785 | 400.7885 | 36.39 | 59.5013 | 0
| All | All Customers | 4 | Average Weekday | CAISO | 1-in-10 | 2026 | 2 | 373.8156 | 383.1533 | 36.3411 | 58.4907 | 0
| All | All Customers | 4 | Average Weekday | CAISO | 1-in-10 | 2026 | 3 | 474.8141 | 486.5298 | 36.3338 | 57.4983 | 0
| All | All Customers | 4 | Average Weekday | CAISO | 1-in-10 | 2026 | 4 | 576.6471 | 592.7394 | 36.3179 | 56.5966 | 0
| All | All Customers | 4 | Average Weekday | CAISO | 1-in-10 | 2026 | 5 | 551.4275 | 570.8455 | 36.3212 | 55.8386 | 0
| All | All Customers | 4 | Average Weekday | CAISO | 1-in-10 | 2026 | 6 | 566.0947 | 589.2095 | 36.307 | 55.2512 | 0
| All | All Customers | 4 | Average Weekday | CAISO | 1-in-10 | 2026 | 7 | 580.1881 | 597.312 | 36.3189 | 54.8291 | 0
| All | All Customers | 4 | Average Weekday | CAISO | 1-in-10 | 2026 | 8 | 597.742 | 626.0763 | 36.4488 | 54.785 | 0
| All | All Customers | 4 | Average Weekday | CAISO | 1-in-10 | 2026 | 9 | 532.1214 | 569.447 | 36.5663 | 56.8046 | 0
| All | All Customers | 4 | Average Weekday | CAISO | 1-in-10 | 2026 | 10 | 517.3811 | 540.9138 | 36.4586 | 60.086 | 0
| All | All Customers | 4 | Average Weekday | CAISO | 1-in-10 | 2026 | 11 | 501.5405 | 517.3613 | 36.517 | 63.7355 | 0
| All | All Customers | 4 | Average Weekday | CAISO | 1-in-10 | 2026 | 12 | 493.8446 | 505.3834 | 36.5752 | 67.1278 | 0
| All | All Customers | 4 | Average Weekday | CAISO | 1-in-10 | 2026 | 13 | 409.5977 | 418.8174 | 36.6058 | 69.4902 | 0
| All | All Customers | 4 | Average Weekday | CAISO | 1-in-10 | 2026 | 14 | 377.0522 | 383.427 | 36.56 | 71.1913 | 0
| All | All Customers | 4 | Average Weekday | CAISO | 1-in-10 | 2026 | 15 | 329.6972 | 335.2137 | 36.4666 | 72.3893 | 0
| All | All Customers | 4 | Average Weekday | CAISO | 1-in-10 | 2026 | 16 | 289.2487 | 291.4417 | 36.3394 | 73 | 0
| All | All Customers | 4 | Average Weekday | CAISO | 1-in-10 | 2026 | 17 | 269.0765 | 277.2559 | 36.1548 | 73.0893 | 0
| All | All Customers | 4 | Average Weekday | CAISO | 1-in-10 | 2026 | 18 | 251.3645 | 257.7477 | 36.1676 | 72.2961 | 0
| All | All Customers | 4 | Average Weekday | CAISO | 1-in-10 | 2026 | 19 | 237.056 | 241.8774 | 36.2379 | 70.8969 | 0
| All | All Customers | 4 | Average Weekday | CAISO | 1-in-10 | 2026 | 20 | 229.3277 | 233.4478 | 36.1175 | 68.6958 | 0
| All | All Customers | 4 | Average Weekday | CAISO | 1-in-10 | 2026 | 21 | 237.1812 | 241.3032 | 36.1656 | 65.7935 | 0
| All | All Customers | 4 | Average Weekday | CAISO | 1-in-10 | 2026 | 22 | 413.0618 | 435.7468 | 36.3416 | 63.6144 | 0
| All | All Customers | 4 | Average Weekday | CAISO | 1-in-10 | 2026 | 23 | 415.905 | 439.891 | 36.3914 | 62.0737 | 0
| All | All Customers | 4 | Average Weekday | CAISO | 1-in-10 | 2026 | 24 | 443.4012 | 475.5426 | 36.4403 | 60.8033 | 0
| All | All Customers | 4 | Monthly System Peak Day | CAISO | 1-in-10 | 2026 | 1 | 386.3785 | 415.0072 | 36.056 | 71.168 | 0
| All | All Customers | 4 | Monthly System Peak Day | CAISO | 1-in-10 | 2026 | 2 | 373.8156 | 392.7878 | 36.1164 | 68.8626 | 0
| All | All Customers | 4 | Monthly System Peak Day | CAISO | 1-in-10 | 2026 | 3 | 474.8141 | 496.8058 | 36.1261 | 66.9391 | 0
| All | All Customers | 4 | Monthly System Peak Day | CAISO | 1-in-10 | 2026 | 4 | 576.6471 | 599.1008 | 36.1569 | 65.7202 | 0
| All | All Customers | 4 | Monthly System Peak Day | CAISO | 1-in-10 | 2026 | 5 | 551.4275 | 579.4828 | 36.1528 | 65.8589 | 0
| All | All Customers | 4 | Monthly System Peak Day | CAISO | 1-in-10 | 2026 | 6 | 566.0947 | 590.9319 | 36.1918 | 66.0598 | 0
| All | All Customers | 4 | Monthly System Peak Day | CAISO | 1-in-10 | 2026 | 7 | 580.1881 | 595.0932 | 36.1978 | 66.4513 | 0
| All | All Customers | 4 | Monthly System Peak Day | CAISO | 1-in-10 | 2026 | 8 | 597.742 | 647.1866 | 36.0203 | 66.7937 | 0
| All | All Customers | 4 | Monthly System Peak Day | CAISO | 1-in-10 | 2026 | 9 | 532.1214 | 579.9951 | 36.0101 | 69.7332 | 0
| All | All Customers | 4 | Monthly System Peak Day | CAISO | 1-in-10 | 2026 | 10 | 517.3811 | 548.2608 | 36.0547 | 74.0013 | 0
| All | All Customers | 4 | Monthly System Peak Day | CAISO | 1-in-10 | 2026 | 11 | 501.5405 | 529.8047 | 36.1347 | 78.2468 | 0
| All | All Customers | 4 | Monthly System Peak Day | CAISO | 1-in-10 | 2026 | 12 | 493.8446 | 518.34 | 36.2869 | 82.2387 | 0
| All | All Customers | 4 | Monthly System Peak Day | CAISO | 1-in-10 | 2026 | 13 | 409.5977 | 423.4084 | 36.4357 | 85.1251 | 0
| All | All Customers | 4 | Monthly System Peak Day | CAISO | 1-in-10 | 2026 | 14 | 377.0522 | 385.0156 | 36.3061 | 87.0217 | 0
| All | All Customers | 4 | Monthly System Peak Day | CAISO | 1-in-10 | 2026 | 15 | 329.6972 | 335.5502 | 36.1228 | 88.4091 | 0
| All | All Customers | 4 | Monthly System Peak Day | CAISO | 1-in-10 | 2026 | 16 | 289.2487 | 289.1321 | 36.1309 | 89.5238 | 0
| All | All Customers | 4 | Monthly System Peak Day | CAISO | 1-in-10 | 2026 | 17 | 269.0765 | 277.4741 | 36.1314 | 90.2309 | 0
| All | All Customers | 4 | Monthly System Peak Day | CAISO | 1-in-10 | 2026 | 18 | 251.3645 | 258.5026 | 36.1164 | 90.4085 | 0
| All | All Customers | 4 | Monthly System Peak Day | CAISO | 1-in-10 | 2026 | 19 | 237.056 | 241.3217 | 37.6499 | 89.6202 | 0
| All | All Customers | 4 | Monthly System Peak Day | CAISO | 1-in-10 | 2026 | 20 | 229.3277 | 232.753 | 36.1175 | 87.5628 | 0
| All | All Customers | 4 | Monthly System Peak Day | CAISO | 1-in-10 | 2026 | 21 | 237.1812 | 242.091 | 36.3117 | 84.2362 | 0
| All | All Customers | 4 | Monthly System Peak Day | CAISO | 1-in-10 | 2026 | 22 | 413.0618 | 436.0315 | 36.1524 | 81.1628 | 0
| All | All Customers | 4 | Monthly System Peak Day | CAISO | 1-in-10 | 2026 | 23 | 415.905 | 444.3668 | 36.0781 | 78.4269 | 0
| All | All Customers | 4 | Monthly System Peak Day | CAISO | 1-in-10 | 2026 | 24 | 443.4012 | 495.8401 | 36.0123 | 75.4657 | 0
| All | All Customers | 5 | Average Weekday | CAISO | 1-in-10 | 2026 | 1 | 394.2596 | 408.8151 | 36.4054 | 62.6645 | 0
| All | All Customers | 5 | Average Weekday | CAISO | 1-in-10 | 2026 | 2 | 382.5608 | 390.6766 | 36.3565 | 61.686 | 0
| All | All Customers | 5 | Average Weekday | CAISO | 1-in-10 | 2026 | 3 | 486.7702 | 498.7581 | 36.3492 | 60.8176 | 0
| All | All Customers | 5 | Average Weekday | CAISO | 1-in-10 | 2026 | 4 | 590.2182 | 607.1079 | 36.3334 | 60.0235 | 0
| All | All Customers | 5 | Average Weekday | CAISO | 1-in-10 | 2026 | 5 | 569.0778 | 589.157 | 36.3368 | 59.4411 | 0
| All | All Customers | 5 | Average Weekday | CAISO | 1-in-10 | 2026 | 6 | 578.2639 | 602.7374 | 36.3229 | 58.9528 | 0
| All | All Customers | 5 | Average Weekday | CAISO | 1-in-10 | 2026 | 7 | 584.4987 | 601.356 | 36.3352 | 58.7176 | 0
| All | All Customers | 5 | Average Weekday | CAISO | 1-in-10 | 2026 | 8 | 610.2181 | 640.9894 | 36.4647 | 59.4845 | 0
| All | All Customers | 5 | Average Weekday | CAISO | 1-in-10 | 2026 | 9 | 540.5387 | 575.9875 | 36.5815 | 61.9999 | 0
| All | All Customers | 5 | Average Weekday | CAISO | 1-in-10 | 2026 | 10 | 530.5284 | 554.0388 | 36.4735 | 65.3043 | 0
| All | All Customers | 5 | Average Weekday | CAISO | 1-in-10 | 2026 | 11 | 515.6927 | 531.8813 | 36.5316 | 68.3821 | 0
| All | All Customers | 5 | Average Weekday | CAISO | 1-in-10 | 2026 | 12 | 503.5179 | 514.8207 | 36.5895 | 71.0609 | 0
| All | All Customers | 5 | Average Weekday | CAISO | 1-in-10 | 2026 | 13 | 418.7357 | 428.284 | 36.6197 | 73.3291 | 0
| All | All Customers | 5 | Average Weekday | CAISO | 1-in-10 | 2026 | 14 | 392.4063 | 398.8946 | 36.5738 | 75.0832 | 0
| All | All Customers | 5 | Average Weekday | CAISO | 1-in-10 | 2026 | 15 | 350.3823 | 355.8315 | 36.4807 | 76.3265 | 0
| All | All Customers | 5 | Average Weekday | CAISO | 1-in-10 | 2026 | 16 | 303.4151 | 305.5456 | 36.3544 | 76.8948 | 0
| All | All Customers | 5 | Average Weekday | CAISO | 1-in-10 | 2026 | 17 | 276.4038 | 285.3241 | 36.1613 | 76.9554 | 0
| All | All Customers | 5 | Average Weekday | CAISO | 1-in-10 | 2026 | 18 | 262.6095 | 269.4114 | 36.174 | 76.2265 | 0
| All | All Customers | 5 | Average Weekday | CAISO | 1-in-10 | 2026 | 19 | 251.8705 | 257.0913 | 36.2339 | 74.8608 | 0
| All | All Customers | 5 | Average Weekday | CAISO | 1-in-10 | 2026 | 20 | 241.4383 | 245.8097 | 36.1176 | 72.769 | 0
| All | All Customers | 5 | Average Weekday | CAISO | 1-in-10 | 2026 | 21 | 252.5274 | 256.8723 | 36.172 | 69.7865 | 0
| All | All Customers | 5 | Average Weekday | CAISO | 1-in-10 | 2026 | 22 | 425.1539 | 448.3777 | 36.358 | 67.0523 | 0
| All | All Customers | 5 | Average Weekday | CAISO | 1-in-10 | 2026 | 23 | 434.3481 | 459.0759 | 36.4078 | 65.2221 | 0
| All | All Customers | 5 | Average Weekday | CAISO | 1-in-10 | 2026 | 24 | 459.2071 | 491.9808 | 36.456 | 63.7844 | 0
| All | All Customers | 5 | Monthly System Peak Day | CAISO | 1-in-10 | 2026 | 1 | 394.2596 | 423.4316 | 36.0751 | 73.9451 | 0
| All | All Customers | 5 | Monthly System Peak Day | CAISO | 1-in-10 | 2026 | 2 | 382.5608 | 399.6584 | 36.1343 | 72.4128 | 0
| All | All Customers | 5 | Monthly System Peak Day | CAISO | 1-in-10 | 2026 | 3 | 486.7702 | 508.544 | 36.1438 | 70.8805 | 0
| All | All Customers | 5 | Monthly System Peak Day | CAISO | 1-in-10 | 2026 | 4 | 590.2182 | 613.541 | 36.1741 | 69.4883 | 0
| All | All Customers | 5 | Monthly System Peak Day | CAISO | 1-in-10 | 2026 | 5 | 569.0778 | 598.1594 | 36.1701 | 68.5669 | 0
| All | All Customers | 5 | Monthly System Peak Day | CAISO | 1-in-10 | 2026 | 6 | 578.2639 | 605.0796 | 36.2088 | 67.5106 | 0
| All | All Customers | 5 | Monthly System Peak Day | CAISO | 1-in-10 | 2026 | 7 | 584.4987 | 599.0038 | 36.2152 | 67.139 | 0
| All | All Customers | 5 | Monthly System Peak Day | CAISO | 1-in-10 | 2026 | 8 | 610.2181 | 658.3123 | 36.0407 | 67.588 | 0
| All | All Customers | 5 | Monthly System Peak Day | CAISO | 1-in-10 | 2026 | 9 | 540.5387 | 586.7114 | 36.0332 | 71.9541 | 0
| All | All Customers | 5 | Monthly System Peak Day | CAISO | 1-in-10 | 2026 | 10 | 530.5284 | 561.1274 | 36.0758 | 78.4437 | 0
| All | All Customers | 5 | Monthly System Peak Day | CAISO | 1-in-10 | 2026 | 11 | 515.6927 | 543.9671 | 36.1577 | 84.4634 | 0
| All | All Customers | 5 | Monthly System Peak Day | CAISO | 1-in-10 | 2026 | 12 | 503.5179 | 527.0667 | 36.3118 | 88.5098 | 0
| All | All Customers | 5 | Monthly System Peak Day | CAISO | 1-in-10 | 2026 | 13 | 418.7357 | 432.1386 | 36.4617 | 91.3209 | 0
| All | All Customers | 5 | Monthly System Peak Day | CAISO | 1-in-10 | 2026 | 14 | 392.4063 | 398.9317 | 36.3307 | 93.0051 | 0
| All | All Customers | 5 | Monthly System Peak Day | CAISO | 1-in-10 | 2026 | 15 | 350.3823 | 356.1708 | 36.1444 | 94.2891 | 0
| All | All Customers | 5 | Monthly System Peak Day | CAISO | 1-in-10 | 2026 | 16 | 303.4151 | 303.3241 | 36.1487 | 94.3726 | 0
| All | All Customers | 5 | Monthly System Peak Day | CAISO | 1-in-10 | 2026 | 17 | 276.4038 | 285.5434 | 36.1393 | 93.9017 | 0
| All | All Customers | 5 | Monthly System Peak Day | CAISO | 1-in-10 | 2026 | 18 | 262.6095 | 269.8164 | 36.1257 | 93.1366 | 0
| All | All Customers | 5 | Monthly System Peak Day | CAISO | 1-in-10 | 2026 | 19 | 251.8705 | 256.372 | 37.6095 | 92.0447 | 0
| All | All Customers | 5 | Monthly System Peak Day | CAISO | 1-in-10 | 2026 | 20 | 241.4383 | 245.1401 | 36.1176 | 89.5105 | 0
| All | All Customers | 5 | Monthly System Peak Day | CAISO | 1-in-10 | 2026 | 21 | 252.5274 | 257.6865 | 36.3129 | 85.6688 | 0
| All | All Customers | 5 | Monthly System Peak Day | CAISO | 1-in-10 | 2026 | 22 | 425.1539 | 448.7386 | 36.1699 | 81.9451 | 0
| All | All Customers | 5 | Monthly System Peak Day | CAISO | 1-in-10 | 2026 | 23 | 434.3481 | 463.7147 | 36.0973 | 79.3652 | 0
| All | All Customers | 5 | Monthly System Peak Day | CAISO | 1-in-10 | 2026 | 24 | 459.2071 | 512.5287 | 36.0325 | 76.6451 | 0
| All | All Customers | 6 | Average Weekday | CAISO | 1-in-10 | 2026 | 1 | 381.2207 | 409.9164 | 36.39 | 66.5999 | 0
| All | All Customers | 6 | Average Weekday | CAISO | 1-in-10 | 2026 | 2 | 369.2174 | 389.9928 | 36.3928 | 65.9006 | 0
| All | All Customers | 6 | Average Weekday | CAISO | 1-in-10 | 2026 | 3 | 464.2329 | 491.1804 | 36.3937 | 65.2662 | 0
| All | All Customers | 6 | Average Weekday | CAISO | 1-in-10 | 2026 | 4 | 560.8924 | 589.4496 | 36.3943 | 64.6507 | 0
| All | All Customers | 6 | Average Weekday | CAISO | 1-in-10 | 2026 | 5 | 539.3632 | 579.5102 | 36.389 | 64.1746 | 0
| All | All Customers | 6 | Average Weekday | CAISO | 1-in-10 | 2026 | 6 | 563.2296 | 609.4951 | 36.3792 | 63.7832 | 0
| All | All Customers | 6 | Average Weekday | CAISO | 1-in-10 | 2026 | 7 | 576.797 | 601.965 | 36.3469 | 63.476 | 0
| All | All Customers | 6 | Average Weekday | CAISO | 1-in-10 | 2026 | 8 | 596.2237 | 625.6645 | 36.4002 | 64.0318 | 0
| All | All Customers | 6 | Average Weekday | CAISO | 1-in-10 | 2026 | 9 | 551.2754 | 571.8248 | 36.4214 | 65.9714 | 0
| All | All Customers | 6 | Average Weekday | CAISO | 1-in-10 | 2026 | 10 | 537.6639 | 551.8238 | 36.4057 | 68.8032 | 0
| All | All Customers | 6 | Average Weekday | CAISO | 1-in-10 | 2026 | 11 | 515.086 | 527.5184 | 36.4346 | 72.0084 | 0
| All | All Customers | 6 | Average Weekday | CAISO | 1-in-10 | 2026 | 12 | 505.7787 | 520.3787 | 36.4669 | 75.1083 | 0
| All | All Customers | 6 | Average Weekday | CAISO | 1-in-10 | 2026 | 13 | 421.5667 | 441.008 | 36.478 | 77.5187 | 0
| All | All Customers | 6 | Average Weekday | CAISO | 1-in-10 | 2026 | 14 | 392.263 | 408.6352 | 36.4489 | 79.3071 | 0
| All | All Customers | 6 | Average Weekday | CAISO | 1-in-10 | 2026 | 15 | 340.4416 | 354.9397 | 36.3831 | 80.4926 | 0
| All | All Customers | 6 | Average Weekday | CAISO | 1-in-10 | 2026 | 16 | 298.2031 | 301.1798 | 36.3315 | 81.1097 | 0
| All | All Customers | 6 | Average Weekday | CAISO | 1-in-10 | 2026 | 17 | 275.9597 | 285.2216 | 36.6178 | 81.0308 | 0
| All | All Customers | 6 | Average Weekday | CAISO | 1-in-10 | 2026 | 18 | 254.1486 | 269.119 | 36.6394 | 80.1832 | 0
| All | All Customers | 6 | Average Weekday | CAISO | 1-in-10 | 2026 | 19 | 238.5562 | 261.4967 | 39.1843 | 78.7527 | 0
| All | All Customers | 6 | Average Weekday | CAISO | 1-in-10 | 2026 | 20 | 224.7029 | 244.2769 | 36.5903 | 76.6583 | 0
| All | All Customers | 6 | Average Weekday | CAISO | 1-in-10 | 2026 | 21 | 241.6489 | 257.6311 | 36.859 | 73.7764 | 0
| All | All Customers | 6 | Average Weekday | CAISO | 1-in-10 | 2026 | 22 | 399.7106 | 433.2548 | 36.4577 | 70.7793 | 0
| All | All Customers | 6 | Average Weekday | CAISO | 1-in-10 | 2026 | 23 | 427.4272 | 461.4381 | 36.4196 | 68.9101 | 0
| All | All Customers | 6 | Average Weekday | CAISO | 1-in-10 | 2026 | 24 | 453.8517 | 495.449 | 36.4015 | 67.6558 | 0
| All | All Customers | 6 | Monthly System Peak Day | CAISO | 1-in-10 | 2026 | 1 | 381.2207 | 373.8854 | 44.3152 | 74.367 | 0
| All | All Customers | 6 | Monthly System Peak Day | CAISO | 1-in-10 | 2026 | 2 | 369.2174 | 345.0512 | 44.326 | 72.8839 | 0
| All | All Customers | 6 | Monthly System Peak Day | CAISO | 1-in-10 | 2026 | 3 | 464.2329 | 418.2297 | 44.3307 | 71.7346 | 0
| All | All Customers | 6 | Monthly System Peak Day | CAISO | 1-in-10 | 2026 | 4 | 560.8924 | 484.9689 | 44.3345 | 70.9788 | 0
| All | All Customers | 6 | Monthly System Peak Day | CAISO | 1-in-10 | 2026 | 5 | 539.3632 | 480.6849 | 44.3294 | 69.9524 | 0
| All | All Customers | 6 | Monthly System Peak Day | CAISO | 1-in-10 | 2026 | 6 | 563.2296 | 516.4153 | 44.3235 | 69.2472 | 0
| All | All Customers | 6 | Monthly System Peak Day | CAISO | 1-in-10 | 2026 | 7 | 576.797 | 518.2742 | 44.2459 | 68.7623 | 0
| All | All Customers | 6 | Monthly System Peak Day | CAISO | 1-in-10 | 2026 | 8 | 596.2237 | 548.0164 | 44.3036 | 69.6755 | 0
| All | All Customers | 6 | Monthly System Peak Day | CAISO | 1-in-10 | 2026 | 9 | 551.2754 | 525.3199 | 44.2722 | 73.5378 | 0
| All | All Customers | 6 | Monthly System Peak Day | CAISO | 1-in-10 | 2026 | 10 | 537.6639 | 502.6363 | 44.2231 | 79.5148 | 0
| All | All Customers | 6 | Monthly System Peak Day | CAISO | 1-in-10 | 2026 | 11 | 515.086 | 479.2299 | 44.2122 | 84.6279 | 0
| All | All Customers | 6 | Monthly System Peak Day | CAISO | 1-in-10 | 2026 | 12 | 505.7787 | 470.0074 | 44.2292 | 88.9216 | 0
| All | All Customers | 6 | Monthly System Peak Day | CAISO | 1-in-10 | 2026 | 13 | 421.5667 | 402.9972 | 44.2125 | 90.592 | 0
| All | All Customers | 6 | Monthly System Peak Day | CAISO | 1-in-10 | 2026 | 14 | 392.263 | 375.9783 | 44.2299 | 92.1858 | 0
| All | All Customers | 6 | Monthly System Peak Day | CAISO | 1-in-10 | 2026 | 15 | 340.4416 | 328.3015 | 44.2172 | 93.8606 | 0
| All | All Customers | 6 | Monthly System Peak Day | CAISO | 1-in-10 | 2026 | 16 | 298.2031 | 273.3083 | 44.1619 | 95.2577 | 0
| All | All Customers | 6 | Monthly System Peak Day | CAISO | 1-in-10 | 2026 | 17 | 275.9597 | 286.7468 | 44.1736 | 95.3506 | 0
| All | All Customers | 6 | Monthly System Peak Day | CAISO | 1-in-10 | 2026 | 18 | 254.1486 | 278.7396 | 44.3069 | 95.0523 | 0
| All | All Customers | 6 | Monthly System Peak Day | CAISO | 1-in-10 | 2026 | 19 | 238.5562 | 232.6954 | 44.2656 | 93.4385 | 0
| All | All Customers | 6 | Monthly System Peak Day | CAISO | 1-in-10 | 2026 | 20 | 224.7029 | 228.9443 | 43.2786 | 89.3141 | 0
| All | All Customers | 6 | Monthly System Peak Day | CAISO | 1-in-10 | 2026 | 21 | 241.6489 | 225.977 | 45.2529 | 84.8406 | 0
| All | All Customers | 6 | Monthly System Peak Day | CAISO | 1-in-10 | 2026 | 22 | 399.7106 | 379.6027 | 44.5703 | 80.8016 | 0
| All | All Customers | 6 | Monthly System Peak Day | CAISO | 1-in-10 | 2026 | 23 | 427.4272 | 395.5048 | 44.4161 | 77.3827 | 0
| All | All Customers | 6 | Monthly System Peak Day | CAISO | 1-in-10 | 2026 | 24 | 453.8517 | 431.0314 | 44.3402 | 75.3019 | 0
| All | All Customers | 7 | Average Weekday | CAISO | 1-in-10 | 2026 | 1 | 382.221 | 409.7349 | 39.1412 | 72.1536 | 0
| All | All Customers | 7 | Average Weekday | CAISO | 1-in-10 | 2026 | 2 | 380.529 | 399.3152 | 39.1368 | 71.4201 | 0
| All | All Customers | 7 | Average Weekday | CAISO | 1-in-10 | 2026 | 3 | 467.1567 | 492.9095 | 39.1356 | 70.7709 | 0
| All | All Customers | 7 | Average Weekday | CAISO | 1-in-10 | 2026 | 4 | 564.6371 | 594.5295 | 39.1334 | 70.2504 | 0
| All | All Customers | 7 | Average Weekday | CAISO | 1-in-10 | 2026 | 5 | 546.4098 | 586.9217 | 39.131 | 69.8041 | 0
| All | All Customers | 7 | Average Weekday | CAISO | 1-in-10 | 2026 | 6 | 554.8676 | 599.1177 | 39.1245 | 69.4399 | 0
| All | All Customers | 7 | Average Weekday | CAISO | 1-in-10 | 2026 | 7 | 560.5757 | 582.7668 | 39.1247 | 69.2407 | 0
| All | All Customers | 7 | Average Weekday | CAISO | 1-in-10 | 2026 | 8 | 577.4068 | 606.8306 | 39.1556 | 69.7054 | 0
| All | All Customers | 7 | Average Weekday | CAISO | 1-in-10 | 2026 | 9 | 522.035 | 542.0194 | 39.1885 | 71.9118 | 0
| All | All Customers | 7 | Average Weekday | CAISO | 1-in-10 | 2026 | 10 | 510.7529 | 523.6902 | 39.1875 | 74.9215 | 0
| All | All Customers | 7 | Average Weekday | CAISO | 1-in-10 | 2026 | 11 | 493.4598 | 505.3481 | 39.2228 | 78.3302 | 0
| All | All Customers | 7 | Average Weekday | CAISO | 1-in-10 | 2026 | 12 | 485.4868 | 500.568 | 39.2572 | 81.5124 | 0
| All | All Customers | 7 | Average Weekday | CAISO | 1-in-10 | 2026 | 13 | 399.9616 | 417.7506 | 39.2728 | 83.9403 | 0
| All | All Customers | 7 | Average Weekday | CAISO | 1-in-10 | 2026 | 14 | 374.1619 | 389.5378 | 39.2414 | 85.7186 | 0
| All | All Customers | 7 | Average Weekday | CAISO | 1-in-10 | 2026 | 15 | 328.3488 | 342.4743 | 39.1826 | 86.8585 | 0
| All | All Customers | 7 | Average Weekday | CAISO | 1-in-10 | 2026 | 16 | 281.1326 | 281.9959 | 39.1402 | 87.4293 | 0
| All | All Customers | 7 | Average Weekday | CAISO | 1-in-10 | 2026 | 17 | 262.7185 | 270.6736 | 39.5444 | 87.3156 | 0
| All | All Customers | 7 | Average Weekday | CAISO | 1-in-10 | 2026 | 18 | 249.1685 | 261.4701 | 39.5671 | 86.4657 | 0
| All | All Customers | 7 | Average Weekday | CAISO | 1-in-10 | 2026 | 19 | 235.4032 | 256.7505 | 40.1739 | 84.9536 | 0
| All | All Customers | 7 | Average Weekday | CAISO | 1-in-10 | 2026 | 20 | 229.7873 | 245.1294 | 39.1039 | 82.593 | 0
| All | All Customers | 7 | Average Weekday | CAISO | 1-in-10 | 2026 | 21 | 250.5571 | 262.9034 | 39.5764 | 79.4531 | 0
| All | All Customers | 7 | Average Weekday | CAISO | 1-in-10 | 2026 | 22 | 407.9547 | 443.4245 | 39.1159 | 76.411 | 0
| All | All Customers | 7 | Average Weekday | CAISO | 1-in-10 | 2026 | 23 | 426.7858 | 457.2424 | 39.1281 | 74.6466 | 0
| All | All Customers | 7 | Average Weekday | CAISO | 1-in-10 | 2026 | 24 | 448.8271 | 487.9024 | 39.1443 | 73.4889 | 0
| All | All Customers | 7 | Monthly System Peak Day | CAISO | 1-in-10 | 2026 | 1 | 382.221 | 374.5197 | 39.1537 | 76.5275 | 0
| All | All Customers | 7 | Monthly System Peak Day | CAISO | 1-in-10 | 2026 | 2 | 380.529 | 353.5283 | 39.1385 | 75.9902 | 0
| All | All Customers | 7 | Monthly System Peak Day | CAISO | 1-in-10 | 2026 | 3 | 467.1567 | 417.4524 | 39.137 | 75.0914 | 0
| All | All Customers | 7 | Monthly System Peak Day | CAISO | 1-in-10 | 2026 | 4 | 564.6371 | 490.2826 | 39.1336 | 74.0715 | 0
| All | All Customers | 7 | Monthly System Peak Day | CAISO | 1-in-10 | 2026 | 5 | 546.4098 | 489.3725 | 39.1417 | 73.2621 | 0
| All | All Customers | 7 | Monthly System Peak Day | CAISO | 1-in-10 | 2026 | 6 | 554.8676 | 513.2477 | 39.1561 | 72.8051 | 0
| All | All Customers | 7 | Monthly System Peak Day | CAISO | 1-in-10 | 2026 | 7 | 560.5757 | 505.1478 | 39.2048 | 72.349 | 0
| All | All Customers | 7 | Monthly System Peak Day | CAISO | 1-in-10 | 2026 | 8 | 577.4068 | 535.1264 | 39.1722 | 72.5955 | 0
| All | All Customers | 7 | Monthly System Peak Day | CAISO | 1-in-10 | 2026 | 9 | 522.035 | 495.908 | 39.1755 | 75.0342 | 0
| All | All Customers | 7 | Monthly System Peak Day | CAISO | 1-in-10 | 2026 | 10 | 510.7529 | 474.2679 | 39.1664 | 78.4777 | 0
| All | All Customers | 7 | Monthly System Peak Day | CAISO | 1-in-10 | 2026 | 11 | 493.4598 | 458.0415 | 39.1766 | 82.4014 | 0
| All | All Customers | 7 | Monthly System Peak Day | CAISO | 1-in-10 | 2026 | 12 | 485.4868 | 450.6023 | 39.1875 | 85.9909 | 0
| All | All Customers | 7 | Monthly System Peak Day | CAISO | 1-in-10 | 2026 | 13 | 399.9616 | 382.8351 | 39.1996 | 88.5239 | 0
| All | All Customers | 7 | Monthly System Peak Day | CAISO | 1-in-10 | 2026 | 14 | 374.1619 | 358.8104 | 39.1939 | 90.3151 | 0
| All | All Customers | 7 | Monthly System Peak Day | CAISO | 1-in-10 | 2026 | 15 | 328.3488 | 317.3162 | 39.2107 | 91.4602 | 0
| All | All Customers | 7 | Monthly System Peak Day | CAISO | 1-in-10 | 2026 | 16 | 281.1326 | 256.1308 | 39.2091 | 91.8551 | 0
| All | All Customers | 7 | Monthly System Peak Day | CAISO | 1-in-10 | 2026 | 17 | 262.7185 | 273.3785 | 39.0872 | 90.9235 | 0
| All | All Customers | 7 | Monthly System Peak Day | CAISO | 1-in-10 | 2026 | 18 | 249.1685 | 271.8934 | 39.1767 | 90.3439 | 0
| All | All Customers | 7 | Monthly System Peak Day | CAISO | 1-in-10 | 2026 | 19 | 235.4032 | 231.3127 | 38.7658 | 88.852 | 0
| All | All Customers | 7 | Monthly System Peak Day | CAISO | 1-in-10 | 2026 | 20 | 229.7873 | 252.8436 | 38.5341 | 86.2629 | 0
| All | All Customers | 7 | Monthly System Peak Day | CAISO | 1-in-10 | 2026 | 21 | 250.5571 | 236.4745 | 39.7285 | 82.9808 | 0
| All | All Customers | 7 | Monthly System Peak Day | CAISO | 1-in-10 | 2026 | 22 | 407.9547 | 393.7089 | 39.2619 | 79.3628 | 0
| All | All Customers | 7 | Monthly System Peak Day | CAISO | 1-in-10 | 2026 | 23 | 426.7858 | 394.2913 | 39.1683 | 77.7227 | 0
| All | All Customers | 7 | Monthly System Peak Day | CAISO | 1-in-10 | 2026 | 24 | 448.8271 | 425.1548 | 39.1618 | 76.3296 | 0
| All | All Customers | 8 | Average Weekday | CAISO | 1-in-10 | 2026 | 1 | 403.1047 | 434.4204 | 36.6003 | 71.5409 | 0
| All | All Customers | 8 | Average Weekday | CAISO | 1-in-10 | 2026 | 2 | 389.4905 | 411.8295 | 36.5956 | 70.8332 | 0
| All | All Customers | 8 | Average Weekday | CAISO | 1-in-10 | 2026 | 3 | 472.5897 | 498.5344 | 36.5941 | 70.199 | 0
| All | All Customers | 8 | Average Weekday | CAISO | 1-in-10 | 2026 | 4 | 576.5524 | 607.5081 | 36.5911 | 69.6977 | 0
| All | All Customers | 8 | Average Weekday | CAISO | 1-in-10 | 2026 | 5 | 551.3122 | 592.993 | 36.5885 | 69.2229 | 0
| All | All Customers | 8 | Average Weekday | CAISO | 1-in-10 | 2026 | 6 | 564.0681 | 611.7831 | 36.5811 | 68.8435 | 0
| All | All Customers | 8 | Average Weekday | CAISO | 1-in-10 | 2026 | 7 | 578.1847 | 605.5713 | 36.5874 | 68.5069 | 0
| All | All Customers | 8 | Average Weekday | CAISO | 1-in-10 | 2026 | 8 | 588.4037 | 620.9705 | 36.6161 | 68.5051 | 0
| All | All Customers | 8 | Average Weekday | CAISO | 1-in-10 | 2026 | 9 | 527.915 | 548.847 | 36.6511 | 70.1299 | 0
| All | All Customers | 8 | Average Weekday | CAISO | 1-in-10 | 2026 | 10 | 518.785 | 532.7267 | 36.6554 | 72.7973 | 0
| All | All Customers | 8 | Average Weekday | CAISO | 1-in-10 | 2026 | 11 | 497.76 | 510.6408 | 36.6887 | 75.9355 | 0
| All | All Customers | 8 | Average Weekday | CAISO | 1-in-10 | 2026 | 12 | 486.8751 | 503.1763 | 36.7175 | 79.0539 | 0
| All | All Customers | 8 | Average Weekday | CAISO | 1-in-10 | 2026 | 13 | 410.2968 | 430.3778 | 36.7326 | 81.6854 | 0
| All | All Customers | 8 | Average Weekday | CAISO | 1-in-10 | 2026 | 14 | 382.0813 | 398.9076 | 36.7024 | 83.7858 | 0
| All | All Customers | 8 | Average Weekday | CAISO | 1-in-10 | 2026 | 15 | 336.4646 | 351.5405 | 36.6487 | 85.2137 | 0
| All | All Customers | 8 | Average Weekday | CAISO | 1-in-10 | 2026 | 16 | 290.0648 | 294.0959 | 36.6107 | 85.8037 | 0
| All | All Customers | 8 | Average Weekday | CAISO | 1-in-10 | 2026 | 17 | 273.0058 | 280.341 | 36.9727 | 85.757 | 0
| All | All Customers | 8 | Average Weekday | CAISO | 1-in-10 | 2026 | 18 | 249.9824 | 263.9566 | 37.0287 | 84.8848 | 0
| All | All Customers | 8 | Average Weekday | CAISO | 1-in-10 | 2026 | 19 | 236.5437 | 260.2038 | 37.9064 | 83.3207 | 0
| All | All Customers | 8 | Average Weekday | CAISO | 1-in-10 | 2026 | 20 | 236.5061 | 255.9156 | 36.7933 | 80.9246 | 0
| All | All Customers | 8 | Average Weekday | CAISO | 1-in-10 | 2026 | 21 | 261.2303 | 277.0042 | 37.1643 | 77.6224 | 0
| All | All Customers | 8 | Average Weekday | CAISO | 1-in-10 | 2026 | 22 | 421.2121 | 453.5834 | 36.5644 | 75.1915 | 0
| All | All Customers | 8 | Average Weekday | CAISO | 1-in-10 | 2026 | 23 | 443.8314 | 479.2947 | 36.5767 | 73.7628 | 0
| All | All Customers | 8 | Average Weekday | CAISO | 1-in-10 | 2026 | 24 | 469.4583 | 512.3719 | 36.6005 | 72.683 | 0
| All | All Customers | 8 | Monthly System Peak Day | CAISO | 1-in-10 | 2026 | 1 | 403.1047 | 395.3625 | 31.1361 | 74.963 | 0
| All | All Customers | 8 | Monthly System Peak Day | CAISO | 1-in-10 | 2026 | 2 | 389.4905 | 364.6588 | 31.1202 | 74.0975 | 0
| All | All Customers | 8 | Monthly System Peak Day | CAISO | 1-in-10 | 2026 | 3 | 472.5897 | 428.8878 | 31.119 | 73.4693 | 0
| All | All Customers | 8 | Monthly System Peak Day | CAISO | 1-in-10 | 2026 | 4 | 576.5524 | 505.1133 | 31.1161 | 72.8742 | 0
| All | All Customers | 8 | Monthly System Peak Day | CAISO | 1-in-10 | 2026 | 5 | 551.3122 | 498.0129 | 31.1247 | 72.1898 | 0
| All | All Customers | 8 | Monthly System Peak Day | CAISO | 1-in-10 | 2026 | 6 | 564.0681 | 520.8546 | 31.1411 | 71.5783 | 0
| All | All Customers | 8 | Monthly System Peak Day | CAISO | 1-in-10 | 2026 | 7 | 578.1847 | 523.4958 | 31.187 | 71.1706 | 0
| All | All Customers | 8 | Monthly System Peak Day | CAISO | 1-in-10 | 2026 | 8 | 588.4037 | 544.5758 | 31.1539 | 71.0271 | 0
| All | All Customers | 8 | Monthly System Peak Day | CAISO | 1-in-10 | 2026 | 9 | 527.915 | 503.6693 | 31.1554 | 73.2935 | 0
| All | All Customers | 8 | Monthly System Peak Day | CAISO | 1-in-10 | 2026 | 10 | 518.785 | 484.0591 | 31.1396 | 77.163 | 0
| All | All Customers | 8 | Monthly System Peak Day | CAISO | 1-in-10 | 2026 | 11 | 497.76 | 461.8926 | 31.1524 | 82.0368 | 0
| All | All Customers | 8 | Monthly System Peak Day | CAISO | 1-in-10 | 2026 | 12 | 486.8751 | 450.9362 | 31.1706 | 86.9797 | 0
| All | All Customers | 8 | Monthly System Peak Day | CAISO | 1-in-10 | 2026 | 13 | 410.2968 | 393.9216 | 31.1849 | 90.4847 | 0
| All | All Customers | 8 | Monthly System Peak Day | CAISO | 1-in-10 | 2026 | 14 | 382.0813 | 367.9952 | 31.1795 | 93.1945 | 0
| All | All Customers | 8 | Monthly System Peak Day | CAISO | 1-in-10 | 2026 | 15 | 336.4646 | 326.752 | 31.195 | 94.2092 | 0
| All | All Customers | 8 | Monthly System Peak Day | CAISO | 1-in-10 | 2026 | 16 | 290.0648 | 268.5815 | 31.1839 | 94.1071 | 0
| All | All Customers | 8 | Monthly System Peak Day | CAISO | 1-in-10 | 2026 | 17 | 273.0058 | 282.766 | 31.0061 | 93.6937 | 0
| All | All Customers | 8 | Monthly System Peak Day | CAISO | 1-in-10 | 2026 | 18 | 249.9824 | 274.7301 | 31.0971 | 92.8131 | 0
| All | All Customers | 8 | Monthly System Peak Day | CAISO | 1-in-10 | 2026 | 19 | 236.5437 | 234.2634 | 30.7593 | 91.0316 | 0
| All | All Customers | 8 | Monthly System Peak Day | CAISO | 1-in-10 | 2026 | 20 | 236.5061 | 227.4254 | 30.6177 | 88.4661 | 0
| All | All Customers | 8 | Monthly System Peak Day | CAISO | 1-in-10 | 2026 | 21 | 261.2303 | 241.3924 | 31.8764 | 84.3055 | 0
| All | All Customers | 8 | Monthly System Peak Day | CAISO | 1-in-10 | 2026 | 22 | 421.2121 | 396.1572 | 31.288 | 81.4134 | 0
| All | All Customers | 8 | Monthly System Peak Day | CAISO | 1-in-10 | 2026 | 23 | 443.8314 | 417.725 | 31.1677 | 80.038 | 0
| All | All Customers | 8 | Monthly System Peak Day | CAISO | 1-in-10 | 2026 | 24 | 469.4583 | 449.8596 | 31.1484 | 78.823 | 0
| All | All Customers | 8 | Typical Event Day | CAISO | 1-in-10 | 2026 | 1 | 403.1047 | 395.3625 | 31.1361 | 76.1053 | 0
| All | All Customers | 8 | Typical Event Day | CAISO | 1-in-10 | 2026 | 2 | 389.4905 | 364.6588 | 31.1202 | 75.1038 | 0
| All | All Customers | 8 | Typical Event Day | CAISO | 1-in-10 | 2026 | 3 | 472.5897 | 428.8878 | 31.119 | 74.1957 | 0
| All | All Customers | 8 | Typical Event Day | CAISO | 1-in-10 | 2026 | 4 | 576.5524 | 505.1133 | 31.1161 | 73.4679 | 0
| All | All Customers | 8 | Typical Event Day | CAISO | 1-in-10 | 2026 | 5 | 551.3122 | 498.0129 | 31.1247 | 72.7368 | 0
| All | All Customers | 8 | Typical Event Day | CAISO | 1-in-10 | 2026 | 6 | 564.0681 | 520.8546 | 31.1411 | 72.2123 | 0
| All | All Customers | 8 | Typical Event Day | CAISO | 1-in-10 | 2026 | 7 | 578.1847 | 523.4958 | 31.187 | 71.8143 | 0
| All | All Customers | 8 | Typical Event Day | CAISO | 1-in-10 | 2026 | 8 | 588.4037 | 544.5758 | 31.1539 | 72.1822 | 0
| All | All Customers | 8 | Typical Event Day | CAISO | 1-in-10 | 2026 | 9 | 527.915 | 503.6693 | 31.1554 | 74.6794 | 0
| All | All Customers | 8 | Typical Event Day | CAISO | 1-in-10 | 2026 | 10 | 518.785 | 484.0591 | 31.1396 | 78.8263 | 0
| All | All Customers | 8 | Typical Event Day | CAISO | 1-in-10 | 2026 | 11 | 497.76 | 461.8926 | 31.1524 | 83.5047 | 0
| All | All Customers | 8 | Typical Event Day | CAISO | 1-in-10 | 2026 | 12 | 486.8751 | 450.9362 | 31.1706 | 87.7653 | 0
| All | All Customers | 8 | Typical Event Day | CAISO | 1-in-10 | 2026 | 13 | 410.2968 | 393.9216 | 31.1849 | 90.4856 | 0
| All | All Customers | 8 | Typical Event Day | CAISO | 1-in-10 | 2026 | 14 | 382.0813 | 367.9952 | 31.1795 | 92.4834 | 0
| All | All Customers | 8 | Typical Event Day | CAISO | 1-in-10 | 2026 | 15 | 336.4646 | 326.752 | 31.195 | 93.7562 | 0
| All | All Customers | 8 | Typical Event Day | CAISO | 1-in-10 | 2026 | 16 | 290.0648 | 268.5815 | 31.1839 | 94.2695 | 0
| All | All Customers | 8 | Typical Event Day | CAISO | 1-in-10 | 2026 | 17 | 273.0058 | 282.766 | 31.0061 | 94.0144 | 0
| All | All Customers | 8 | Typical Event Day | CAISO | 1-in-10 | 2026 | 18 | 249.9824 | 274.7301 | 31.0971 | 93.2816 | 0
| All | All Customers | 8 | Typical Event Day | CAISO | 1-in-10 | 2026 | 19 | 236.5437 | 234.2634 | 30.7593 | 91.6543 | 0
| All | All Customers | 8 | Typical Event Day | CAISO | 1-in-10 | 2026 | 20 | 236.5061 | 227.4254 | 30.6177 | 88.7224 | 0
| All | All Customers | 8 | Typical Event Day | CAISO | 1-in-10 | 2026 | 21 | 261.2303 | 241.3924 | 31.8764 | 84.953 | 0
| All | All Customers | 8 | Typical Event Day | CAISO | 1-in-10 | 2026 | 22 | 421.2121 | 396.1572 | 31.288 | 81.9084 | 0
| All | All Customers | 8 | Typical Event Day | CAISO | 1-in-10 | 2026 | 23 | 443.8314 | 417.725 | 31.1677 | 79.9867 | 0
| All | All Customers | 8 | Typical Event Day | CAISO | 1-in-10 | 2026 | 24 | 469.4583 | 449.8596 | 31.1484 | 78.3992 | 0
| All | All Customers | 9 | Average Weekday | CAISO | 1-in-10 | 2026 | 1 | 371.7901 | 392.9811 | 39.2838 | 71.6865 | 0
| All | All Customers | 9 | Average Weekday | CAISO | 1-in-10 | 2026 | 2 | 368.2603 | 379.083 | 39.2789 | 70.7796 | 0
| All | All Customers | 9 | Average Weekday | CAISO | 1-in-10 | 2026 | 3 | 465.5724 | 472.5806 | 39.2773 | 69.9662 | 0
| All | All Customers | 9 | Average Weekday | CAISO | 1-in-10 | 2026 | 4 | 572.2637 | 582.9964 | 39.2765 | 69.2514 | 0
| All | All Customers | 9 | Average Weekday | CAISO | 1-in-10 | 2026 | 5 | 535.842 | 553.8779 | 39.2737 | 68.63 | 0
| All | All Customers | 9 | Average Weekday | CAISO | 1-in-10 | 2026 | 6 | 537.2526 | 566.0638 | 39.2678 | 68.1028 | 0
| All | All Customers | 9 | Average Weekday | CAISO | 1-in-10 | 2026 | 7 | 562.6088 | 581.485 | 39.2587 | 67.6712 | 0
| All | All Customers | 9 | Average Weekday | CAISO | 1-in-10 | 2026 | 8 | 561.8927 | 578.71 | 39.2927 | 67.4139 | 0
| All | All Customers | 9 | Average Weekday | CAISO | 1-in-10 | 2026 | 9 | 500.1346 | 516.8384 | 39.3275 | 68.8038 | 0
| All | All Customers | 9 | Average Weekday | CAISO | 1-in-10 | 2026 | 10 | 497.5287 | 506.8629 | 39.3243 | 71.9381 | 0
| All | All Customers | 9 | Average Weekday | CAISO | 1-in-10 | 2026 | 11 | 480.2731 | 488.8929 | 39.3668 | 75.5259 | 0
| All | All Customers | 9 | Average Weekday | CAISO | 1-in-10 | 2026 | 12 | 471.1768 | 480.2672 | 39.41 | 78.9902 | 0
| All | All Customers | 9 | Average Weekday | CAISO | 1-in-10 | 2026 | 13 | 404.9932 | 415.6607 | 39.4287 | 81.7014 | 0
| All | All Customers | 9 | Average Weekday | CAISO | 1-in-10 | 2026 | 14 | 373.1274 | 383.1906 | 39.3942 | 83.6224 | 0
| All | All Customers | 9 | Average Weekday | CAISO | 1-in-10 | 2026 | 15 | 334.1314 | 343.9546 | 39.3241 | 84.909 | 0
| All | All Customers | 9 | Average Weekday | CAISO | 1-in-10 | 2026 | 16 | 303.2426 | 302.5992 | 39.2737 | 85.3183 | 0
| All | All Customers | 9 | Average Weekday | CAISO | 1-in-10 | 2026 | 17 | 276.6014 | 289.3746 | 39.5066 | 85.1738 | 0
| All | All Customers | 9 | Average Weekday | CAISO | 1-in-10 | 2026 | 18 | 258.1568 | 276.014 | 39.4296 | 84.2725 | 0
| All | All Customers | 9 | Average Weekday | CAISO | 1-in-10 | 2026 | 19 | 261.1976 | 271.7783 | 40.6699 | 82.4554 | 0
| All | All Customers | 9 | Average Weekday | CAISO | 1-in-10 | 2026 | 20 | 261.6008 | 270.1639 | 39.1447 | 79.5745 | 0
| All | All Customers | 9 | Average Weekday | CAISO | 1-in-10 | 2026 | 21 | 278.0549 | 288.0421 | 39.3089 | 76.5206 | 0
| All | All Customers | 9 | Average Weekday | CAISO | 1-in-10 | 2026 | 22 | 420.5112 | 443.5383 | 39.2368 | 74.7105 | 0
| All | All Customers | 9 | Average Weekday | CAISO | 1-in-10 | 2026 | 23 | 423.579 | 446.2134 | 39.2866 | 73.3727 | 0
| All | All Customers | 9 | Average Weekday | CAISO | 1-in-10 | 2026 | 24 | 438.7755 | 470.3396 | 39.2911 | 72.2628 | 0
| All | All Customers | 9 | Monthly System Peak Day | CAISO | 1-in-10 | 2026 | 1 | 371.7901 | 355.4753 | 39.3646 | 78.6518 | 0
| All | All Customers | 9 | Monthly System Peak Day | CAISO | 1-in-10 | 2026 | 2 | 368.2603 | 333.2868 | 39.3509 | 77.5283 | 0
| All | All Customers | 9 | Monthly System Peak Day | CAISO | 1-in-10 | 2026 | 3 | 465.5724 | 402.7695 | 39.3494 | 76.5704 | 0
| All | All Customers | 9 | Monthly System Peak Day | CAISO | 1-in-10 | 2026 | 4 | 572.2637 | 471.7084 | 39.3452 | 76.0136 | 0
| All | All Customers | 9 | Monthly System Peak Day | CAISO | 1-in-10 | 2026 | 5 | 535.842 | 449.6709 | 39.3524 | 75.6065 | 0
| All | All Customers | 9 | Monthly System Peak Day | CAISO | 1-in-10 | 2026 | 6 | 537.2526 | 462.5304 | 39.364 | 75.2741 | 0
| All | All Customers | 9 | Monthly System Peak Day | CAISO | 1-in-10 | 2026 | 7 | 562.6088 | 487.4003 | 39.4181 | 75.0385 | 0
| All | All Customers | 9 | Monthly System Peak Day | CAISO | 1-in-10 | 2026 | 8 | 561.8927 | 489.4381 | 39.3855 | 75.5037 | 0
| All | All Customers | 9 | Monthly System Peak Day | CAISO | 1-in-10 | 2026 | 9 | 500.1346 | 468.3878 | 39.3891 | 76.9356 | 0
| All | All Customers | 9 | Monthly System Peak Day | CAISO | 1-in-10 | 2026 | 10 | 497.5287 | 453.1563 | 39.3862 | 80.2439 | 0
| All | All Customers | 9 | Monthly System Peak Day | CAISO | 1-in-10 | 2026 | 11 | 480.2731 | 435.4153 | 39.3899 | 85.05 | 0
| All | All Customers | 9 | Monthly System Peak Day | CAISO | 1-in-10 | 2026 | 12 | 471.1768 | 426.275 | 39.3898 | 89.2714 | 0
| All | All Customers | 9 | Monthly System Peak Day | CAISO | 1-in-10 | 2026 | 13 | 404.9932 | 372.7026 | 39.3983 | 92.498 | 0
| All | All Customers | 9 | Monthly System Peak Day | CAISO | 1-in-10 | 2026 | 14 | 373.1274 | 347.0128 | 39.3946 | 94.4061 | 0
| All | All Customers | 9 | Monthly System Peak Day | CAISO | 1-in-10 | 2026 | 15 | 334.1314 | 314.8788 | 39.4191 | 95.6612 | 0
| All | All Customers | 9 | Monthly System Peak Day | CAISO | 1-in-10 | 2026 | 16 | 303.2426 | 271.9288 | 39.4285 | 96.0092 | 0
| All | All Customers | 9 | Monthly System Peak Day | CAISO | 1-in-10 | 2026 | 17 | 276.6014 | 287.4627 | 39.3074 | 96.2122 | 0
| All | All Customers | 9 | Monthly System Peak Day | CAISO | 1-in-10 | 2026 | 18 | 258.1568 | 281.9309 | 39.3165 | 95.0316 | 0
| All | All Customers | 9 | Monthly System Peak Day | CAISO | 1-in-10 | 2026 | 19 | 261.1976 | 232.8956 | 39.7974 | 93.3908 | 0
| All | All Customers | 9 | Monthly System Peak Day | CAISO | 1-in-10 | 2026 | 20 | 261.6008 | 221.7419 | 38.5012 | 91.0112 | 0
| All | All Customers | 9 | Monthly System Peak Day | CAISO | 1-in-10 | 2026 | 21 | 278.0549 | 247.1019 | 39.465 | 87.852 | 0
| All | All Customers | 9 | Monthly System Peak Day | CAISO | 1-in-10 | 2026 | 22 | 420.5112 | 378.2178 | 39.4681 | 86.1918 | 0
| All | All Customers | 9 | Monthly System Peak Day | CAISO | 1-in-10 | 2026 | 23 | 423.579 | 377.6734 | 39.3583 | 84.9041 | 0
| All | All Customers | 9 | Monthly System Peak Day | CAISO | 1-in-10 | 2026 | 24 | 438.7755 | 402.8897 | 39.3672 | 83.2214 | 0
| All | All Customers | 10 | Average Weekday | CAISO | 1-in-10 | 2026 | 1 | 399.071 | 412.9874 | 36.4954 | 67.7185 | 0
| All | All Customers | 10 | Average Weekday | CAISO | 1-in-10 | 2026 | 2 | 377.2564 | 384.4904 | 36.399 | 66.8116 | 0
| All | All Customers | 10 | Average Weekday | CAISO | 1-in-10 | 2026 | 3 | 472.0516 | 482.0634 | 36.3853 | 66.0895 | 0
| All | All Customers | 10 | Average Weekday | CAISO | 1-in-10 | 2026 | 4 | 579.6443 | 594.5715 | 36.3524 | 65.4005 | 0
| All | All Customers | 10 | Average Weekday | CAISO | 1-in-10 | 2026 | 5 | 583.453 | 600.2847 | 36.3582 | 64.7636 | 0
| All | All Customers | 10 | Average Weekday | CAISO | 1-in-10 | 2026 | 6 | 596.3965 | 617.4807 | 36.3261 | 64.2657 | 0
| All | All Customers | 10 | Average Weekday | CAISO | 1-in-10 | 2026 | 7 | 605.1397 | 620.9785 | 36.3395 | 63.7933 | 0
| All | All Customers | 10 | Average Weekday | CAISO | 1-in-10 | 2026 | 8 | 628.6222 | 654.6997 | 36.5976 | 63.4726 | 0
| All | All Customers | 10 | Average Weekday | CAISO | 1-in-10 | 2026 | 9 | 566.9901 | 604.2888 | 36.8595 | 63.925 | 0
| All | All Customers | 10 | Average Weekday | CAISO | 1-in-10 | 2026 | 10 | 552.8687 | 572.7435 | 36.6354 | 66.8175 | 0
| All | All Customers | 10 | Average Weekday | CAISO | 1-in-10 | 2026 | 11 | 543.7116 | 558.7446 | 36.7645 | 70.6107 | 0
| All | All Customers | 10 | Average Weekday | CAISO | 1-in-10 | 2026 | 12 | 526.9377 | 538.4152 | 36.9068 | 74.3318 | 0
| All | All Customers | 10 | Average Weekday | CAISO | 1-in-10 | 2026 | 13 | 434.2337 | 443.1422 | 37.0018 | 77.3255 | 0
| All | All Customers | 10 | Average Weekday | CAISO | 1-in-10 | 2026 | 14 | 384.9286 | 390.9847 | 36.8938 | 79.3286 | 0
| All | All Customers | 10 | Average Weekday | CAISO | 1-in-10 | 2026 | 15 | 341.3253 | 346.4161 | 36.6779 | 80.544 | 0
| All | All Customers | 10 | Average Weekday | CAISO | 1-in-10 | 2026 | 16 | 295.2688 | 297.2182 | 36.3973 | 81.0973 | 0
| All | All Customers | 10 | Average Weekday | CAISO | 1-in-10 | 2026 | 17 | 276.1545 | 284.8384 | 36.1566 | 81.0095 | 0
| All | All Customers | 10 | Average Weekday | CAISO | 1-in-10 | 2026 | 18 | 268.7572 | 275.6449 | 36.1838 | 80.1858 | 0
| All | All Customers | 10 | Average Weekday | CAISO | 1-in-10 | 2026 | 19 | 259.8372 | 264.4153 | 36.6937 | 78.2469 | 0
| All | All Customers | 10 | Average Weekday | CAISO | 1-in-10 | 2026 | 20 | 261.1971 | 265.2213 | 36.1176 | 75.1596 | 0
| All | All Customers | 10 | Average Weekday | CAISO | 1-in-10 | 2026 | 21 | 268.8385 | 273.1086 | 36.1849 | 72.8835 | 0
| All | All Customers | 10 | Average Weekday | CAISO | 1-in-10 | 2026 | 22 | 440.408 | 462.6592 | 36.3842 | 71.2801 | 0
| All | All Customers | 10 | Average Weekday | CAISO | 1-in-10 | 2026 | 23 | 430.1298 | 453.5799 | 36.4803 | 69.9309 | 0
| All | All Customers | 10 | Average Weekday | CAISO | 1-in-10 | 2026 | 24 | 448.2521 | 479.8227 | 36.5906 | 68.7679 | 0
| All | All Customers | 10 | Monthly System Peak Day | CAISO | 1-in-10 | 2026 | 1 | 399.071 | 427.033 | 36.1036 | 77.3176 | 0
| All | All Customers | 10 | Monthly System Peak Day | CAISO | 1-in-10 | 2026 | 2 | 377.2564 | 392.0475 | 36.1477 | 76.1669 | 0
| All | All Customers | 10 | Monthly System Peak Day | CAISO | 1-in-10 | 2026 | 3 | 472.0516 | 490.5371 | 36.1545 | 75.1587 | 0
| All | All Customers | 10 | Monthly System Peak Day | CAISO | 1-in-10 | 2026 | 4 | 579.6443 | 599.5707 | 36.1763 | 74.1818 | 0
| All | All Customers | 10 | Monthly System Peak Day | CAISO | 1-in-10 | 2026 | 5 | 583.453 | 607.8889 | 36.1736 | 73.7402 | 0
| All | All Customers | 10 | Monthly System Peak Day | CAISO | 1-in-10 | 2026 | 6 | 596.3965 | 618.7545 | 36.2015 | 73.4987 | 0
| All | All Customers | 10 | Monthly System Peak Day | CAISO | 1-in-10 | 2026 | 7 | 605.1397 | 618.75 | 36.2087 | 72.796 | 0
| All | All Customers | 10 | Monthly System Peak Day | CAISO | 1-in-10 | 2026 | 8 | 628.6222 | 665.7435 | 36.0803 | 72.3983 | 0
| All | All Customers | 10 | Monthly System Peak Day | CAISO | 1-in-10 | 2026 | 9 | 566.9901 | 615.1124 | 36.0383 | 73.0147 | 0
| All | All Customers | 10 | Monthly System Peak Day | CAISO | 1-in-10 | 2026 | 10 | 552.8687 | 579.3907 | 36.0893 | 76.7836 | 0
| All | All Customers | 10 | Monthly System Peak Day | CAISO | 1-in-10 | 2026 | 11 | 543.7116 | 568.7758 | 36.1195 | 80.6676 | 0
| All | All Customers | 10 | Monthly System Peak Day | CAISO | 1-in-10 | 2026 | 12 | 526.9377 | 551.7126 | 36.185 | 84.0936 | 0
| All | All Customers | 10 | Monthly System Peak Day | CAISO | 1-in-10 | 2026 | 13 | 434.2337 | 446.4094 | 36.2488 | 86.8585 | 0
| All | All Customers | 10 | Monthly System Peak Day | CAISO | 1-in-10 | 2026 | 14 | 384.9286 | 391.3156 | 36.1899 | 88.4053 | 0
| All | All Customers | 10 | Monthly System Peak Day | CAISO | 1-in-10 | 2026 | 15 | 341.3253 | 345.8622 | 36.1148 | 89.1532 | 0
| All | All Customers | 10 | Monthly System Peak Day | CAISO | 1-in-10 | 2026 | 16 | 295.2688 | 294.9287 | 36.1565 | 89.8404 | 0
| All | All Customers | 10 | Monthly System Peak Day | CAISO | 1-in-10 | 2026 | 17 | 276.1545 | 284.8536 | 36.1254 | 89.2723 | 0
| All | All Customers | 10 | Monthly System Peak Day | CAISO | 1-in-10 | 2026 | 18 | 268.7572 | 275.9203 | 36.1118 | 88.0713 | 0
| All | All Customers | 10 | Monthly System Peak Day | CAISO | 1-in-10 | 2026 | 19 | 259.8372 | 263.7159 | 36.8302 | 84.9362 | 0
| All | All Customers | 10 | Monthly System Peak Day | CAISO | 1-in-10 | 2026 | 20 | 261.1971 | 264.4183 | 36.1173 | 81.3926 | 0
| All | All Customers | 10 | Monthly System Peak Day | CAISO | 1-in-10 | 2026 | 21 | 268.8385 | 273.9995 | 36.2448 | 78.3037 | 0
| All | All Customers | 10 | Monthly System Peak Day | CAISO | 1-in-10 | 2026 | 22 | 440.408 | 462.8901 | 36.1792 | 76.5022 | 0
| All | All Customers | 10 | Monthly System Peak Day | CAISO | 1-in-10 | 2026 | 23 | 430.1298 | 457.9492 | 36.1258 | 75.3302 | 0
| All | All Customers | 10 | Monthly System Peak Day | CAISO | 1-in-10 | 2026 | 24 | 448.2521 | 499.9308 | 36.0715 | 74.257 | 0
| All | All Customers | 11 | Average Weekday | CAISO | 1-in-10 | 2026 | 1 | 375.0718 | 383.4066 | 36.3942 | 56.8635 | 0
| All | All Customers | 11 | Average Weekday | CAISO | 1-in-10 | 2026 | 2 | 357.3795 | 364.1925 | 36.3815 | 55.8747 | 0
| All | All Customers | 11 | Average Weekday | CAISO | 1-in-10 | 2026 | 3 | 451.6917 | 463.3529 | 36.3577 | 54.963 | 0
| All | All Customers | 11 | Average Weekday | CAISO | 1-in-10 | 2026 | 4 | 565.7026 | 583.9404 | 36.3617 | 54.0459 | 0
| All | All Customers | 11 | Average Weekday | CAISO | 1-in-10 | 2026 | 5 | 556.2047 | 585.5343 | 36.3408 | 53.2576 | 0
| All | All Customers | 11 | Average Weekday | CAISO | 1-in-10 | 2026 | 6 | 572.1389 | 609.5748 | 36.3504 | 52.6836 | 0
| All | All Customers | 11 | Average Weekday | CAISO | 1-in-10 | 2026 | 7 | 586.4902 | 602.8122 | 36.5282 | 52.2571 | 0
| All | All Customers | 11 | Average Weekday | CAISO | 1-in-10 | 2026 | 8 | 598.4279 | 613.2804 | 36.7052 | 52.0378 | 0
| All | All Customers | 11 | Average Weekday | CAISO | 1-in-10 | 2026 | 9 | 542.2859 | 568.8705 | 36.5546 | 53.6165 | 0
| All | All Customers | 11 | Average Weekday | CAISO | 1-in-10 | 2026 | 10 | 527.9714 | 542.1652 | 36.6359 | 57.5818 | 0
| All | All Customers | 11 | Average Weekday | CAISO | 1-in-10 | 2026 | 11 | 510.7604 | 520.3021 | 36.7354 | 62.1705 | 0
| All | All Customers | 11 | Average Weekday | CAISO | 1-in-10 | 2026 | 12 | 499.8597 | 506.8454 | 36.8025 | 65.9389 | 0
| All | All Customers | 11 | Average Weekday | CAISO | 1-in-10 | 2026 | 13 | 413.8571 | 423.6342 | 36.7404 | 68.6396 | 0
| All | All Customers | 11 | Average Weekday | CAISO | 1-in-10 | 2026 | 14 | 377.0105 | 383.9946 | 36.6088 | 70.2556 | 0
| All | All Customers | 11 | Average Weekday | CAISO | 1-in-10 | 2026 | 15 | 324.3785 | 331.2354 | 36.4109 | 71.0991 | 0
| All | All Customers | 11 | Average Weekday | CAISO | 1-in-10 | 2026 | 16 | 286.0219 | 287.5014 | 36.4112 | 71.2778 | 0
| All | All Customers | 11 | Average Weekday | CAISO | 1-in-10 | 2026 | 17 | 265.1202 | 272.8886 | 36.1832 | 70.5447 | 0
| All | All Customers | 11 | Average Weekday | CAISO | 1-in-10 | 2026 | 18 | 254.8629 | 262.2302 | 36.2508 | 68.5584 | 0
| All | All Customers | 11 | Average Weekday | CAISO | 1-in-10 | 2026 | 19 | 250.1133 | 254.539 | 36.1183 | 65.9823 | 0
| All | All Customers | 11 | Average Weekday | CAISO | 1-in-10 | 2026 | 20 | 248.426 | 316.9151 | 43.828 | 63.7891 | 0
| All | All Customers | 11 | Average Weekday | CAISO | 1-in-10 | 2026 | 21 | 250.6056 | 255.885 | 36.2158 | 62.0355 | 0
| All | All Customers | 11 | Average Weekday | CAISO | 1-in-10 | 2026 | 22 | 415.943 | 435.8697 | 36.4413 | 60.4145 | 0
| All | All Customers | 11 | Average Weekday | CAISO | 1-in-10 | 2026 | 23 | 405.9108 | 422.9673 | 36.5201 | 59.0563 | 0
| All | All Customers | 11 | Average Weekday | CAISO | 1-in-10 | 2026 | 24 | 420.7938 | 436.9007 | 36.4618 | 57.8888 | 0
| All | All Customers | 11 | Monthly System Peak Day | CAISO | 1-in-10 | 2026 | 1 | 375.0718 | 391.6327 | 36.1665 | 70.1098 | 0
| All | All Customers | 11 | Monthly System Peak Day | CAISO | 1-in-10 | 2026 | 2 | 357.3795 | 371.2218 | 36.1661 | 68.6984 | 0
| All | All Customers | 11 | Monthly System Peak Day | CAISO | 1-in-10 | 2026 | 3 | 451.6917 | 469.5018 | 36.1919 | 67.9816 | 0
| All | All Customers | 11 | Monthly System Peak Day | CAISO | 1-in-10 | 2026 | 4 | 565.7026 | 590.4949 | 36.1852 | 66.567 | 0
| All | All Customers | 11 | Monthly System Peak Day | CAISO | 1-in-10 | 2026 | 5 | 556.2047 | 590.539 | 36.2189 | 65.7416 | 0
| All | All Customers | 11 | Monthly System Peak Day | CAISO | 1-in-10 | 2026 | 6 | 572.1389 | 612.4739 | 36.2176 | 64.8535 | 0
| All | All Customers | 11 | Monthly System Peak Day | CAISO | 1-in-10 | 2026 | 7 | 586.4902 | 602.5944 | 36.0539 | 64.5405 | 0
| All | All Customers | 11 | Monthly System Peak Day | CAISO | 1-in-10 | 2026 | 8 | 598.4279 | 636.0975 | 36.0171 | 65.0685 | 0
| All | All Customers | 11 | Monthly System Peak Day | CAISO | 1-in-10 | 2026 | 9 | 542.2859 | 577.0829 | 36.1275 | 66.6631 | 0
| All | All Customers | 11 | Monthly System Peak Day | CAISO | 1-in-10 | 2026 | 10 | 527.9714 | 552.0453 | 36.1054 | 70.9158 | 0
| All | All Customers | 11 | Monthly System Peak Day | CAISO | 1-in-10 | 2026 | 11 | 510.7604 | 534.5897 | 36.1998 | 77.9199 | 0
| All | All Customers | 11 | Monthly System Peak Day | CAISO | 1-in-10 | 2026 | 12 | 499.8597 | 522.4077 | 36.3302 | 83.7981 | 0
| All | All Customers | 11 | Monthly System Peak Day | CAISO | 1-in-10 | 2026 | 13 | 413.8571 | 426.8272 | 36.3156 | 87.3606 | 0
| All | All Customers | 11 | Monthly System Peak Day | CAISO | 1-in-10 | 2026 | 14 | 377.0105 | 383.6414 | 36.203 | 89.2394 | 0
| All | All Customers | 11 | Monthly System Peak Day | CAISO | 1-in-10 | 2026 | 15 | 324.3785 | 330.6719 | 36.1995 | 89.9202 | 0
| All | All Customers | 11 | Monthly System Peak Day | CAISO | 1-in-10 | 2026 | 16 | 286.0219 | 285.2281 | 36.1513 | 90.0734 | 0
| All | All Customers | 11 | Monthly System Peak Day | CAISO | 1-in-10 | 2026 | 17 | 265.1202 | 273.6302 | 36.1069 | 89.4596 | 0
| All | All Customers | 11 | Monthly System Peak Day | CAISO | 1-in-10 | 2026 | 18 | 254.8629 | 264.2939 | 36.0594 | 87.6979 | 0
| All | All Customers | 11 | Monthly System Peak Day | CAISO | 1-in-10 | 2026 | 19 | 250.1133 | 254.2737 | 36.118 | 84.6872 | 0
| All | All Customers | 11 | Monthly System Peak Day | CAISO | 1-in-10 | 2026 | 20 | 248.426 | 372.3727 | 48.0686 | 80.8862 | 0
| All | All Customers | 11 | Monthly System Peak Day | CAISO | 1-in-10 | 2026 | 21 | 250.6056 | 256.5999 | 36.2745 | 77.491 | 0
| All | All Customers | 11 | Monthly System Peak Day | CAISO | 1-in-10 | 2026 | 22 | 415.943 | 438.1272 | 36.1259 | 74.8802 | 0
| All | All Customers | 11 | Monthly System Peak Day | CAISO | 1-in-10 | 2026 | 23 | 405.9108 | 430.1703 | 36.073 | 72.6836 | 0
| All | All Customers | 11 | Monthly System Peak Day | CAISO | 1-in-10 | 2026 | 24 | 420.7938 | 451.8346 | 36.1214 | 71.115 | 0
| All | All Customers | 12 | Average Weekday | CAISO | 1-in-10 | 2026 | 1 | 414.9862 | 423.695 | 36.2781 | 51.621 | 0
| All | All Customers | 12 | Average Weekday | CAISO | 1-in-10 | 2026 | 2 | 399.0282 | 406.5926 | 36.2722 | 50.8313 | 0
| All | All Customers | 12 | Average Weekday | CAISO | 1-in-10 | 2026 | 3 | 491.299 | 504.0024 | 36.2715 | 50.0968 | 0
| All | All Customers | 12 | Average Weekday | CAISO | 1-in-10 | 2026 | 4 | 606.4977 | 625.9819 | 36.2709 | 49.3942 | 0
| All | All Customers | 12 | Average Weekday | CAISO | 1-in-10 | 2026 | 5 | 600.9077 | 632.3857 | 36.2738 | 48.808 | 0
| All | All Customers | 12 | Average Weekday | CAISO | 1-in-10 | 2026 | 6 | 602.6296 | 643.2621 | 36.2787 | 48.2755 | 0
| All | All Customers | 12 | Average Weekday | CAISO | 1-in-10 | 2026 | 7 | 610.1627 | 627.4457 | 36.2853 | 47.8685 | 0
| All | All Customers | 12 | Average Weekday | CAISO | 1-in-10 | 2026 | 8 | 628.5891 | 645.2395 | 36.2935 | 47.8005 | 0
| All | All Customers | 12 | Average Weekday | CAISO | 1-in-10 | 2026 | 9 | 563.7203 | 591.071 | 36.3023 | 48.5796 | 0
| All | All Customers | 12 | Average Weekday | CAISO | 1-in-10 | 2026 | 10 | 539.967 | 556.9743 | 36.2906 | 51.4553 | 0
| All | All Customers | 12 | Average Weekday | CAISO | 1-in-10 | 2026 | 11 | 525.4215 | 536.2519 | 36.3069 | 55.0915 | 0
| All | All Customers | 12 | Average Weekday | CAISO | 1-in-10 | 2026 | 12 | 513.2283 | 519.8903 | 36.3232 | 58.3887 | 0
| All | All Customers | 12 | Average Weekday | CAISO | 1-in-10 | 2026 | 13 | 434.132 | 443.5979 | 36.3335 | 60.7438 | 0
| All | All Customers | 12 | Average Weekday | CAISO | 1-in-10 | 2026 | 14 | 401.1095 | 408.636 | 36.3216 | 62.2884 | 0
| All | All Customers | 12 | Average Weekday | CAISO | 1-in-10 | 2026 | 15 | 365.2169 | 371.4807 | 36.297 | 63.0612 | 0
| All | All Customers | 12 | Average Weekday | CAISO | 1-in-10 | 2026 | 16 | 325.1226 | 326.5175 | 36.2778 | 63.165 | 0
| All | All Customers | 12 | Average Weekday | CAISO | 1-in-10 | 2026 | 17 | 311.6603 | 320.0944 | 36.1414 | 62.4635 | 0
| All | All Customers | 12 | Average Weekday | CAISO | 1-in-10 | 2026 | 18 | 303.1119 | 310.263 | 36.1417 | 60.5337 | 0
| All | All Customers | 12 | Average Weekday | CAISO | 1-in-10 | 2026 | 19 | 299.4444 | 303.6841 | 36.1178 | 58.3625 | 0
| All | All Customers | 12 | Average Weekday | CAISO | 1-in-10 | 2026 | 20 | 306.1305 | 375.7826 | 36.8075 | 56.7838 | 0
| All | All Customers | 12 | Average Weekday | CAISO | 1-in-10 | 2026 | 21 | 309.6487 | 315.0646 | 36.184 | 55.4689 | 0
| All | All Customers | 12 | Average Weekday | CAISO | 1-in-10 | 2026 | 22 | 462.3882 | 481.7805 | 36.2824 | 54.2664 | 0
| All | All Customers | 12 | Average Weekday | CAISO | 1-in-10 | 2026 | 23 | 452.1097 | 468.6945 | 36.2859 | 53.2281 | 0
| All | All Customers | 12 | Average Weekday | CAISO | 1-in-10 | 2026 | 24 | 465.1018 | 481.6894 | 36.2858 | 52.3471 | 0
| All | All Customers | 12 | Monthly System Peak Day | CAISO | 1-in-10 | 2026 | 1 | 414.9862 | 423.695 | 36.2781 | 42.9142 | 0
| All | All Customers | 12 | Monthly System Peak Day | CAISO | 1-in-10 | 2026 | 2 | 399.0282 | 406.5926 | 36.2722 | 41.9747 | 0
| All | All Customers | 12 | Monthly System Peak Day | CAISO | 1-in-10 | 2026 | 3 | 491.299 | 504.0024 | 36.2715 | 40.9278 | 0
| All | All Customers | 12 | Monthly System Peak Day | CAISO | 1-in-10 | 2026 | 4 | 606.4977 | 625.9819 | 36.2709 | 40.057 | 0
| All | All Customers | 12 | Monthly System Peak Day | CAISO | 1-in-10 | 2026 | 5 | 600.9077 | 632.3857 | 36.2738 | 39.156 | 0
| All | All Customers | 12 | Monthly System Peak Day | CAISO | 1-in-10 | 2026 | 6 | 602.6296 | 643.2621 | 36.2787 | 38.165 | 0
| All | All Customers | 12 | Monthly System Peak Day | CAISO | 1-in-10 | 2026 | 7 | 610.1627 | 627.4457 | 36.2853 | 37.3427 | 0
| All | All Customers | 12 | Monthly System Peak Day | CAISO | 1-in-10 | 2026 | 8 | 628.5891 | 645.2395 | 36.2935 | 37.5165 | 0
| All | All Customers | 12 | Monthly System Peak Day | CAISO | 1-in-10 | 2026 | 9 | 563.7203 | 591.071 | 36.3023 | 38.7112 | 0
| All | All Customers | 12 | Monthly System Peak Day | CAISO | 1-in-10 | 2026 | 10 | 539.967 | 556.9743 | 36.2906 | 42.6329 | 0
| All | All Customers | 12 | Monthly System Peak Day | CAISO | 1-in-10 | 2026 | 11 | 525.4215 | 536.2519 | 36.3069 | 47.0512 | 0
| All | All Customers | 12 | Monthly System Peak Day | CAISO | 1-in-10 | 2026 | 12 | 513.2283 | 519.8903 | 36.3232 | 49.8976 | 0
| All | All Customers | 12 | Monthly System Peak Day | CAISO | 1-in-10 | 2026 | 13 | 434.132 | 443.5979 | 36.3335 | 51.2001 | 0
| All | All Customers | 12 | Monthly System Peak Day | CAISO | 1-in-10 | 2026 | 14 | 401.1095 | 408.636 | 36.3216 | 52.4006 | 0
| All | All Customers | 12 | Monthly System Peak Day | CAISO | 1-in-10 | 2026 | 15 | 365.2169 | 371.4807 | 36.297 | 53.432 | 0
| All | All Customers | 12 | Monthly System Peak Day | CAISO | 1-in-10 | 2026 | 16 | 325.1226 | 326.5175 | 36.2778 | 53.8276 | 0
| All | All Customers | 12 | Monthly System Peak Day | CAISO | 1-in-10 | 2026 | 17 | 311.6603 | 320.0944 | 36.1414 | 53.5174 | 0
| All | All Customers | 12 | Monthly System Peak Day | CAISO | 1-in-10 | 2026 | 18 | 303.1119 | 310.263 | 36.1417 | 51.7141 | 0
| All | All Customers | 12 | Monthly System Peak Day | CAISO | 1-in-10 | 2026 | 19 | 299.4444 | 303.6841 | 36.1178 | 49.5135 | 0
| All | All Customers | 12 | Monthly System Peak Day | CAISO | 1-in-10 | 2026 | 20 | 306.1305 | 375.7826 | 36.8075 | 48.193 | 0
| All | All Customers | 12 | Monthly System Peak Day | CAISO | 1-in-10 | 2026 | 21 | 309.6487 | 315.0646 | 36.184 | 46.7799 | 0
| All | All Customers | 12 | Monthly System Peak Day | CAISO | 1-in-10 | 2026 | 22 | 462.3882 | 481.7805 | 36.2824 | 45.0996 | 0
| All | All Customers | 12 | Monthly System Peak Day | CAISO | 1-in-10 | 2026 | 23 | 452.1097 | 468.6945 | 36.2859 | 44.3117 | 0
| All | All Customers | 12 | Monthly System Peak Day | CAISO | 1-in-10 | 2026 | 24 | 465.1018 | 481.6894 | 36.2858 | 43.8263 | 0
| All | All Customers | 1 | Average Weekday | CAISO | 1-in-10 | 2027 | 1 | 411.9416 | 419.9945 | 36.3544 | 49.4499 | 0
| All | All Customers | 1 | Average Weekday | CAISO | 1-in-10 | 2027 | 2 | 399.6381 | 407.6555 | 36.3485 | 48.6517 | 0
| All | All Customers | 1 | Average Weekday | CAISO | 1-in-10 | 2027 | 3 | 496.9493 | 509.3393 | 36.3478 | 48.0156 | 0
| All | All Customers | 1 | Average Weekday | CAISO | 1-in-10 | 2027 | 4 | 609.6983 | 628.4847 | 36.3471 | 47.3298 | 0
| All | All Customers | 1 | Average Weekday | CAISO | 1-in-10 | 2027 | 5 | 604.7856 | 635.5693 | 36.3501 | 46.6643 | 0
| All | All Customers | 1 | Average Weekday | CAISO | 1-in-10 | 2027 | 6 | 614.2007 | 653.6006 | 36.3549 | 46.0566 | 0
| All | All Customers | 1 | Average Weekday | CAISO | 1-in-10 | 2027 | 7 | 629.4274 | 646.0659 | 36.3614 | 45.5653 | 0
| All | All Customers | 1 | Average Weekday | CAISO | 1-in-10 | 2027 | 8 | 650.7109 | 666.6302 | 36.3697 | 45.3715 | 0
| All | All Customers | 1 | Average Weekday | CAISO | 1-in-10 | 2027 | 9 | 582.5118 | 608.1451 | 36.3786 | 45.9366 | 0
| All | All Customers | 1 | Average Weekday | CAISO | 1-in-10 | 2027 | 10 | 569.1086 | 583.8868 | 36.3669 | 48.7274 | 0
| All | All Customers | 1 | Average Weekday | CAISO | 1-in-10 | 2027 | 11 | 550.7816 | 560.4916 | 36.3832 | 52.3553 | 0
| All | All Customers | 1 | Average Weekday | CAISO | 1-in-10 | 2027 | 12 | 540.8401 | 547.5516 | 36.3996 | 55.6424 | 0
| All | All Customers | 1 | Average Weekday | CAISO | 1-in-10 | 2027 | 13 | 466.1749 | 475.6525 | 36.4098 | 57.9774 | 0
| All | All Customers | 1 | Average Weekday | CAISO | 1-in-10 | 2027 | 14 | 428.7047 | 435.6615 | 36.3979 | 59.4872 | 0
| All | All Customers | 1 | Average Weekday | CAISO | 1-in-10 | 2027 | 15 | 390.0828 | 395.7307 | 36.3733 | 60.4221 | 0
| All | All Customers | 1 | Average Weekday | CAISO | 1-in-10 | 2027 | 16 | 348.8097 | 350.0587 | 36.3541 | 60.7972 | 0
| All | All Customers | 1 | Average Weekday | CAISO | 1-in-10 | 2027 | 17 | 334.1957 | 342.5318 | 36.2195 | 60.3811 | 0
| All | All Customers | 1 | Average Weekday | CAISO | 1-in-10 | 2027 | 18 | 322.7728 | 330.0362 | 36.2197 | 58.9037 | 0
| All | All Customers | 1 | Average Weekday | CAISO | 1-in-10 | 2027 | 19 | 311.1646 | 315.4478 | 36.1956 | 56.6145 | 0
| All | All Customers | 1 | Average Weekday | CAISO | 1-in-10 | 2027 | 20 | 310.8767 | 379.999 | 36.8818 | 54.9021 | 0
| All | All Customers | 1 | Average Weekday | CAISO | 1-in-10 | 2027 | 21 | 303.1177 | 308.3732 | 36.2617 | 53.6195 | 0
| All | All Customers | 1 | Average Weekday | CAISO | 1-in-10 | 2027 | 22 | 457.6631 | 477.2361 | 36.3584 | 52.4654 | 0
| All | All Customers | 1 | Average Weekday | CAISO | 1-in-10 | 2027 | 23 | 450.191 | 466.8266 | 36.362 | 51.3586 | 0
| All | All Customers | 1 | Average Weekday | CAISO | 1-in-10 | 2027 | 24 | 466.8513 | 482.6489 | 36.362 | 50.4441 | 0
| All | All Customers | 1 | Monthly System Peak Day | CAISO | 1-in-10 | 2027 | 1 | 411.9416 | 419.9945 | 36.3544 | 44.7473 | 0
| All | All Customers | 1 | Monthly System Peak Day | CAISO | 1-in-10 | 2027 | 2 | 399.6381 | 407.6555 | 36.3485 | 44.228 | 0
| All | All Customers | 1 | Monthly System Peak Day | CAISO | 1-in-10 | 2027 | 3 | 496.9493 | 509.3393 | 36.3478 | 44.2237 | 0
| All | All Customers | 1 | Monthly System Peak Day | CAISO | 1-in-10 | 2027 | 4 | 609.6983 | 628.4847 | 36.3471 | 43.7963 | 0
| All | All Customers | 1 | Monthly System Peak Day | CAISO | 1-in-10 | 2027 | 5 | 604.7856 | 635.5693 | 36.3501 | 43.5236 | 0
| All | All Customers | 1 | Monthly System Peak Day | CAISO | 1-in-10 | 2027 | 6 | 614.2007 | 653.6006 | 36.3549 | 42.6836 | 0
| All | All Customers | 1 | Monthly System Peak Day | CAISO | 1-in-10 | 2027 | 7 | 629.4274 | 646.0659 | 36.3614 | 42.4424 | 0
| All | All Customers | 1 | Monthly System Peak Day | CAISO | 1-in-10 | 2027 | 8 | 650.7109 | 666.6302 | 36.3697 | 41.562 | 0
| All | All Customers | 1 | Monthly System Peak Day | CAISO | 1-in-10 | 2027 | 9 | 582.5118 | 608.1451 | 36.3786 | 41.1236 | 0
| All | All Customers | 1 | Monthly System Peak Day | CAISO | 1-in-10 | 2027 | 10 | 569.1086 | 583.8868 | 36.3669 | 43.29 | 0
| All | All Customers | 1 | Monthly System Peak Day | CAISO | 1-in-10 | 2027 | 11 | 550.7816 | 560.4916 | 36.3832 | 45.2111 | 0
| All | All Customers | 1 | Monthly System Peak Day | CAISO | 1-in-10 | 2027 | 12 | 540.8401 | 547.5516 | 36.3996 | 47.1535 | 0
| All | All Customers | 1 | Monthly System Peak Day | CAISO | 1-in-10 | 2027 | 13 | 466.1749 | 475.6525 | 36.4098 | 48.4303 | 0
| All | All Customers | 1 | Monthly System Peak Day | CAISO | 1-in-10 | 2027 | 14 | 428.7047 | 435.6615 | 36.3979 | 48.4744 | 0
| All | All Customers | 1 | Monthly System Peak Day | CAISO | 1-in-10 | 2027 | 15 | 390.0828 | 395.7307 | 36.3733 | 49.3259 | 0
| All | All Customers | 1 | Monthly System Peak Day | CAISO | 1-in-10 | 2027 | 16 | 348.8097 | 350.0587 | 36.3541 | 50.1882 | 0
| All | All Customers | 1 | Monthly System Peak Day | CAISO | 1-in-10 | 2027 | 17 | 334.1957 | 342.5318 | 36.2195 | 50.4294 | 0
| All | All Customers | 1 | Monthly System Peak Day | CAISO | 1-in-10 | 2027 | 18 | 322.7728 | 330.0362 | 36.2197 | 49.4611 | 0
| All | All Customers | 1 | Monthly System Peak Day | CAISO | 1-in-10 | 2027 | 19 | 311.1646 | 315.4478 | 36.1956 | 47.6436 | 0
| All | All Customers | 1 | Monthly System Peak Day | CAISO | 1-in-10 | 2027 | 20 | 310.8767 | 379.999 | 36.8818 | 46.6106 | 0
| All | All Customers | 1 | Monthly System Peak Day | CAISO | 1-in-10 | 2027 | 21 | 303.1177 | 308.3732 | 36.2617 | 45.4848 | 0
| All | All Customers | 1 | Monthly System Peak Day | CAISO | 1-in-10 | 2027 | 22 | 457.6631 | 477.2361 | 36.3584 | 44.7729 | 0
| All | All Customers | 1 | Monthly System Peak Day | CAISO | 1-in-10 | 2027 | 23 | 450.191 | 466.8266 | 36.362 | 43.8196 | 0
| All | All Customers | 1 | Monthly System Peak Day | CAISO | 1-in-10 | 2027 | 24 | 466.8513 | 482.6489 | 36.362 | 42.8119 | 0
| All | All Customers | 2 | Average Weekday | CAISO | 1-in-10 | 2027 | 1 | 385.8924 | 394.6477 | 36.3956 | 49.1051 | 0
| All | All Customers | 2 | Average Weekday | CAISO | 1-in-10 | 2027 | 2 | 372.042 | 380.7902 | 36.389 | 48.1832 | 0
| All | All Customers | 2 | Average Weekday | CAISO | 1-in-10 | 2027 | 3 | 463.3233 | 476.8336 | 36.3883 | 47.3124 | 0
| All | All Customers | 2 | Average Weekday | CAISO | 1-in-10 | 2027 | 4 | 571.1191 | 591.9971 | 36.3877 | 46.5457 | 0
| All | All Customers | 2 | Average Weekday | CAISO | 1-in-10 | 2027 | 5 | 570.4197 | 603.4468 | 36.3912 | 45.958 | 0
| All | All Customers | 2 | Average Weekday | CAISO | 1-in-10 | 2027 | 6 | 582.92 | 624.1517 | 36.3971 | 45.4063 | 0
| All | All Customers | 2 | Average Weekday | CAISO | 1-in-10 | 2027 | 7 | 588.0087 | 605.3933 | 36.4043 | 45.0716 | 0
| All | All Customers | 2 | Average Weekday | CAISO | 1-in-10 | 2027 | 8 | 610.28 | 626.4803 | 36.4126 | 44.9581 | 0
| All | All Customers | 2 | Average Weekday | CAISO | 1-in-10 | 2027 | 9 | 559.4088 | 585.0432 | 36.4215 | 46.4913 | 0
| All | All Customers | 2 | Average Weekday | CAISO | 1-in-10 | 2027 | 10 | 541.4849 | 555.7308 | 36.4081 | 49.9349 | 0
| All | All Customers | 2 | Average Weekday | CAISO | 1-in-10 | 2027 | 11 | 527.0027 | 536.8826 | 36.4258 | 53.6421 | 0
| All | All Customers | 2 | Average Weekday | CAISO | 1-in-10 | 2027 | 12 | 516.4615 | 523.757 | 36.4436 | 56.6628 | 0
| All | All Customers | 2 | Average Weekday | CAISO | 1-in-10 | 2027 | 13 | 439.9645 | 450.2187 | 36.455 | 58.7798 | 0
| All | All Customers | 2 | Average Weekday | CAISO | 1-in-10 | 2027 | 14 | 399.2491 | 406.6826 | 36.4422 | 60.1811 | 0
| All | All Customers | 2 | Average Weekday | CAISO | 1-in-10 | 2027 | 15 | 352.5876 | 359.8887 | 36.4156 | 61.0903 | 0
| All | All Customers | 2 | Average Weekday | CAISO | 1-in-10 | 2027 | 16 | 312.8799 | 315.218 | 36.3949 | 61.4625 | 0
| All | All Customers | 2 | Average Weekday | CAISO | 1-in-10 | 2027 | 17 | 287.8282 | 295.3127 | 36.2331 | 61.0792 | 0
| All | All Customers | 2 | Average Weekday | CAISO | 1-in-10 | 2027 | 18 | 276.7468 | 283.1638 | 36.234 | 59.8219 | 0
| All | All Customers | 2 | Average Weekday | CAISO | 1-in-10 | 2027 | 19 | 270.5773 | 275.2943 | 36.196 | 57.5966 | 0
| All | All Customers | 2 | Average Weekday | CAISO | 1-in-10 | 2027 | 20 | 270.2137 | 337.1842 | 36.9823 | 55.5429 | 0
| All | All Customers | 2 | Average Weekday | CAISO | 1-in-10 | 2027 | 21 | 264.4894 | 269.8724 | 36.2771 | 53.9261 | 0
| All | All Customers | 2 | Average Weekday | CAISO | 1-in-10 | 2027 | 22 | 420.7989 | 440.9144 | 36.4012 | 52.6789 | 0
| All | All Customers | 2 | Average Weekday | CAISO | 1-in-10 | 2027 | 23 | 415.4352 | 432.7602 | 36.4049 | 51.5494 | 0
| All | All Customers | 2 | Average Weekday | CAISO | 1-in-10 | 2027 | 24 | 433.9057 | 450.726 | 36.4042 | 50.4629 | 0
| All | All Customers | 2 | Monthly System Peak Day | CAISO | 1-in-10 | 2027 | 1 | 385.8924 | 394.6477 | 36.3956 | 49.9184 | 0
| All | All Customers | 2 | Monthly System Peak Day | CAISO | 1-in-10 | 2027 | 2 | 372.042 | 380.7902 | 36.389 | 49.7161 | 0
| All | All Customers | 2 | Monthly System Peak Day | CAISO | 1-in-10 | 2027 | 3 | 463.3233 | 476.8336 | 36.3883 | 49.6059 | 0
| All | All Customers | 2 | Monthly System Peak Day | CAISO | 1-in-10 | 2027 | 4 | 571.1191 | 591.9971 | 36.3877 | 49.7184 | 0
| All | All Customers | 2 | Monthly System Peak Day | CAISO | 1-in-10 | 2027 | 5 | 570.4197 | 603.4468 | 36.3912 | 49.2817 | 0
| All | All Customers | 2 | Monthly System Peak Day | CAISO | 1-in-10 | 2027 | 6 | 582.92 | 624.1517 | 36.3971 | 48.5715 | 0
| All | All Customers | 2 | Monthly System Peak Day | CAISO | 1-in-10 | 2027 | 7 | 588.0087 | 605.3933 | 36.4043 | 48.1753 | 0
| All | All Customers | 2 | Monthly System Peak Day | CAISO | 1-in-10 | 2027 | 8 | 610.28 | 626.4803 | 36.4126 | 48.0561 | 0
| All | All Customers | 2 | Monthly System Peak Day | CAISO | 1-in-10 | 2027 | 9 | 559.4088 | 585.0432 | 36.4215 | 48.4063 | 0
| All | All Customers | 2 | Monthly System Peak Day | CAISO | 1-in-10 | 2027 | 10 | 541.4849 | 555.7308 | 36.4081 | 49.6658 | 0
| All | All Customers | 2 | Monthly System Peak Day | CAISO | 1-in-10 | 2027 | 11 | 527.0027 | 536.8826 | 36.4258 | 50.6952 | 0
| All | All Customers | 2 | Monthly System Peak Day | CAISO | 1-in-10 | 2027 | 12 | 516.4615 | 523.757 | 36.4436 | 51.8486 | 0
| All | All Customers | 2 | Monthly System Peak Day | CAISO | 1-in-10 | 2027 | 13 | 439.9645 | 450.2187 | 36.455 | 53.1027 | 0
| All | All Customers | 2 | Monthly System Peak Day | CAISO | 1-in-10 | 2027 | 14 | 399.2491 | 406.6826 | 36.4422 | 54.3177 | 0
| All | All Customers | 2 | Monthly System Peak Day | CAISO | 1-in-10 | 2027 | 15 | 352.5876 | 359.8887 | 36.4156 | 54.9586 | 0
| All | All Customers | 2 | Monthly System Peak Day | CAISO | 1-in-10 | 2027 | 16 | 312.8799 | 315.218 | 36.3949 | 55.1827 | 0
| All | All Customers | 2 | Monthly System Peak Day | CAISO | 1-in-10 | 2027 | 17 | 287.8282 | 295.3127 | 36.2331 | 56.5465 | 0
| All | All Customers | 2 | Monthly System Peak Day | CAISO | 1-in-10 | 2027 | 18 | 276.7468 | 283.1638 | 36.234 | 55.689 | 0
| All | All Customers | 2 | Monthly System Peak Day | CAISO | 1-in-10 | 2027 | 19 | 270.5773 | 275.2943 | 36.196 | 54.5786 | 0
| All | All Customers | 2 | Monthly System Peak Day | CAISO | 1-in-10 | 2027 | 20 | 270.2137 | 337.1842 | 36.9823 | 53.4877 | 0
| All | All Customers | 2 | Monthly System Peak Day | CAISO | 1-in-10 | 2027 | 21 | 264.4894 | 269.8724 | 36.2771 | 53.0153 | 0
| All | All Customers | 2 | Monthly System Peak Day | CAISO | 1-in-10 | 2027 | 22 | 420.7989 | 440.9144 | 36.4012 | 52.4175 | 0
| All | All Customers | 2 | Monthly System Peak Day | CAISO | 1-in-10 | 2027 | 23 | 415.4352 | 432.7602 | 36.4049 | 51.8125 | 0
| All | All Customers | 2 | Monthly System Peak Day | CAISO | 1-in-10 | 2027 | 24 | 433.9057 | 450.726 | 36.4042 | 51.1797 | 0
| All | All Customers | 3 | Average Weekday | CAISO | 1-in-10 | 2027 | 1 | 417.4112 | 432.7289 | 36.4644 | 58.38 | 0
| All | All Customers | 3 | Average Weekday | CAISO | 1-in-10 | 2027 | 2 | 403.6756 | 412.4392 | 36.4152 | 57.2797 | 0
| All | All Customers | 3 | Average Weekday | CAISO | 1-in-10 | 2027 | 3 | 509.1516 | 520.425 | 36.408 | 56.254 | 0
| All | All Customers | 3 | Average Weekday | CAISO | 1-in-10 | 2027 | 4 | 619.1111 | 635.5583 | 36.3919 | 55.3455 | 0
| All | All Customers | 3 | Average Weekday | CAISO | 1-in-10 | 2027 | 5 | 601.0355 | 621.6514 | 36.3951 | 54.5781 | 0
| All | All Customers | 3 | Average Weekday | CAISO | 1-in-10 | 2027 | 6 | 615.2969 | 639.3213 | 36.3807 | 53.8867 | 0
| All | All Customers | 3 | Average Weekday | CAISO | 1-in-10 | 2027 | 7 | 628.6257 | 645.204 | 36.3926 | 53.4742 | 0
| All | All Customers | 3 | Average Weekday | CAISO | 1-in-10 | 2027 | 8 | 646.8239 | 677.0475 | 36.5231 | 53.4151 | 0
| All | All Customers | 3 | Average Weekday | CAISO | 1-in-10 | 2027 | 9 | 589.7027 | 628.0043 | 36.6415 | 54.8301 | 0
| All | All Customers | 3 | Average Weekday | CAISO | 1-in-10 | 2027 | 10 | 575.1046 | 598.3227 | 36.5336 | 58.3814 | 0
| All | All Customers | 3 | Average Weekday | CAISO | 1-in-10 | 2027 | 11 | 550.3334 | 567.7256 | 36.5925 | 62.6904 | 0
| All | All Customers | 3 | Average Weekday | CAISO | 1-in-10 | 2027 | 12 | 542.3689 | 553.9067 | 36.651 | 66.6136 | 0
| All | All Customers | 3 | Average Weekday | CAISO | 1-in-10 | 2027 | 13 | 447.4745 | 456.7405 | 36.682 | 69.6765 | 0
| All | All Customers | 3 | Average Weekday | CAISO | 1-in-10 | 2027 | 14 | 418.3787 | 424.7737 | 36.6361 | 71.7646 | 0
| All | All Customers | 3 | Average Weekday | CAISO | 1-in-10 | 2027 | 15 | 372.8267 | 378.1475 | 36.5422 | 73.0134 | 0
| All | All Customers | 3 | Average Weekday | CAISO | 1-in-10 | 2027 | 16 | 335.1245 | 337.243 | 36.4138 | 73.604 | 0
| All | All Customers | 3 | Average Weekday | CAISO | 1-in-10 | 2027 | 17 | 322.1541 | 331.2594 | 36.2293 | 73.5115 | 0
| All | All Customers | 3 | Average Weekday | CAISO | 1-in-10 | 2027 | 18 | 308.7392 | 315.7666 | 36.2426 | 72.5285 | 0
| All | All Customers | 3 | Average Weekday | CAISO | 1-in-10 | 2027 | 19 | 301.134 | 305.9849 | 36.3157 | 70.6931 | 0
| All | All Customers | 3 | Average Weekday | CAISO | 1-in-10 | 2027 | 20 | 291.1112 | 295.1595 | 36.1953 | 68.0039 | 0
| All | All Customers | 3 | Average Weekday | CAISO | 1-in-10 | 2027 | 21 | 277.004 | 280.9592 | 36.2386 | 65.2746 | 0
| All | All Customers | 3 | Average Weekday | CAISO | 1-in-10 | 2027 | 22 | 452.8088 | 475.738 | 36.4156 | 63.4622 | 0
| All | All Customers | 3 | Average Weekday | CAISO | 1-in-10 | 2027 | 23 | 452.1295 | 476.426 | 36.4652 | 62.0728 | 0
| All | All Customers | 3 | Average Weekday | CAISO | 1-in-10 | 2027 | 24 | 478.0078 | 510.7488 | 36.5147 | 60.6886 | 0
| All | All Customers | 3 | Monthly System Peak Day | CAISO | 1-in-10 | 2027 | 1 | 417.4112 | 448.47 | 36.1261 | 65.1566 | 0
| All | All Customers | 3 | Monthly System Peak Day | CAISO | 1-in-10 | 2027 | 2 | 403.6756 | 422.3581 | 36.1877 | 63.3314 | 0
| All | All Customers | 3 | Monthly System Peak Day | CAISO | 1-in-10 | 2027 | 3 | 509.1516 | 530.662 | 36.1976 | 61.896 | 0
| All | All Customers | 3 | Monthly System Peak Day | CAISO | 1-in-10 | 2027 | 4 | 619.1111 | 642.4929 | 36.2288 | 60.8459 | 0
| All | All Customers | 3 | Monthly System Peak Day | CAISO | 1-in-10 | 2027 | 5 | 601.0355 | 630.8488 | 36.2246 | 59.9559 | 0
| All | All Customers | 3 | Monthly System Peak Day | CAISO | 1-in-10 | 2027 | 6 | 615.2969 | 641.2411 | 36.2641 | 58.9322 | 0
| All | All Customers | 3 | Monthly System Peak Day | CAISO | 1-in-10 | 2027 | 7 | 628.6257 | 642.9913 | 36.2701 | 58.4848 | 0
| All | All Customers | 3 | Monthly System Peak Day | CAISO | 1-in-10 | 2027 | 8 | 646.8239 | 696.1157 | 36.0899 | 58.0856 | 0
| All | All Customers | 3 | Monthly System Peak Day | CAISO | 1-in-10 | 2027 | 9 | 589.7027 | 638.6591 | 36.0768 | 59.5041 | 0
| All | All Customers | 3 | Monthly System Peak Day | CAISO | 1-in-10 | 2027 | 10 | 575.1046 | 606.1103 | 36.1229 | 64.3211 | 0
| All | All Customers | 3 | Monthly System Peak Day | CAISO | 1-in-10 | 2027 | 11 | 550.3334 | 580.7595 | 36.201 | 69.9797 | 0
| All | All Customers | 3 | Monthly System Peak Day | CAISO | 1-in-10 | 2027 | 12 | 542.3689 | 566.982 | 36.3513 | 75.7172 | 0
| All | All Customers | 3 | Monthly System Peak Day | CAISO | 1-in-10 | 2027 | 13 | 447.4745 | 461.2259 | 36.4989 | 80.9672 | 0
| All | All Customers | 3 | Monthly System Peak Day | CAISO | 1-in-10 | 2027 | 14 | 418.3787 | 426.3678 | 36.3703 | 83.4338 | 0
| All | All Customers | 3 | Monthly System Peak Day | CAISO | 1-in-10 | 2027 | 15 | 372.8267 | 378.2716 | 36.1899 | 84.3177 | 0
| All | All Customers | 3 | Monthly System Peak Day | CAISO | 1-in-10 | 2027 | 16 | 335.1245 | 334.9638 | 36.202 | 85.1377 | 0
| All | All Customers | 3 | Monthly System Peak Day | CAISO | 1-in-10 | 2027 | 17 | 322.1541 | 331.4588 | 36.204 | 85.8466 | 0
| All | All Customers | 3 | Monthly System Peak Day | CAISO | 1-in-10 | 2027 | 18 | 308.7392 | 316.157 | 36.1874 | 85.6149 | 0
| All | All Customers | 3 | Monthly System Peak Day | CAISO | 1-in-10 | 2027 | 19 | 301.134 | 305.3772 | 37.7193 | 84.1317 | 0
| All | All Customers | 3 | Monthly System Peak Day | CAISO | 1-in-10 | 2027 | 20 | 291.1112 | 294.4973 | 36.1953 | 81.6719 | 0
| All | All Customers | 3 | Monthly System Peak Day | CAISO | 1-in-10 | 2027 | 21 | 277.004 | 281.7418 | 36.3893 | 77.8036 | 0
| All | All Customers | 3 | Monthly System Peak Day | CAISO | 1-in-10 | 2027 | 22 | 452.8088 | 476.1071 | 36.2246 | 74.8156 | 0
| All | All Customers | 3 | Monthly System Peak Day | CAISO | 1-in-10 | 2027 | 23 | 452.1295 | 480.9917 | 36.1487 | 72.0533 | 0
| All | All Customers | 3 | Monthly System Peak Day | CAISO | 1-in-10 | 2027 | 24 | 478.0078 | 531.3148 | 36.0816 | 69.429 | 0
| All | All Customers | 4 | Average Weekday | CAISO | 1-in-10 | 2027 | 1 | 386.8331 | 401.243 | 36.4667 | 59.5013 | 0
| All | All Customers | 4 | Average Weekday | CAISO | 1-in-10 | 2027 | 2 | 374.2732 | 383.6108 | 36.4179 | 58.4907 | 0
| All | All Customers | 4 | Average Weekday | CAISO | 1-in-10 | 2027 | 3 | 475.3882 | 487.1122 | 36.4107 | 57.4983 | 0
| All | All Customers | 4 | Average Weekday | CAISO | 1-in-10 | 2027 | 4 | 577.2189 | 593.3615 | 36.3947 | 56.5966 | 0
| All | All Customers | 4 | Average Weekday | CAISO | 1-in-10 | 2027 | 5 | 551.8676 | 571.2885 | 36.398 | 55.8386 | 0
| All | All Customers | 4 | Average Weekday | CAISO | 1-in-10 | 2027 | 6 | 566.6304 | 589.7451 | 36.3838 | 55.2512 | 0
| All | All Customers | 4 | Average Weekday | CAISO | 1-in-10 | 2027 | 7 | 580.7271 | 597.8509 | 36.3957 | 54.8291 | 0
| All | All Customers | 4 | Average Weekday | CAISO | 1-in-10 | 2027 | 8 | 598.2888 | 626.6235 | 36.5253 | 54.785 | 0
| All | All Customers | 4 | Average Weekday | CAISO | 1-in-10 | 2027 | 9 | 532.5338 | 569.8687 | 36.6427 | 56.8046 | 0
| All | All Customers | 4 | Average Weekday | CAISO | 1-in-10 | 2027 | 10 | 517.7561 | 541.3237 | 36.5352 | 60.086 | 0
| All | All Customers | 4 | Average Weekday | CAISO | 1-in-10 | 2027 | 11 | 501.8446 | 517.6921 | 36.5936 | 63.7355 | 0
| All | All Customers | 4 | Average Weekday | CAISO | 1-in-10 | 2027 | 12 | 494.1739 | 505.7127 | 36.6516 | 67.1278 | 0
| All | All Customers | 4 | Average Weekday | CAISO | 1-in-10 | 2027 | 13 | 409.8411 | 419.0608 | 36.6822 | 69.4902 | 0
| All | All Customers | 4 | Average Weekday | CAISO | 1-in-10 | 2027 | 14 | 377.3441 | 383.746 | 36.6365 | 71.1913 | 0
| All | All Customers | 4 | Average Weekday | CAISO | 1-in-10 | 2027 | 15 | 329.8954 | 335.408 | 36.5432 | 72.3893 | 0
| All | All Customers | 4 | Average Weekday | CAISO | 1-in-10 | 2027 | 16 | 289.459 | 291.652 | 36.4162 | 73 | 0
| All | All Customers | 4 | Average Weekday | CAISO | 1-in-10 | 2027 | 17 | 269.3441 | 277.5193 | 36.2323 | 73.0893 | 0
| All | All Customers | 4 | Average Weekday | CAISO | 1-in-10 | 2027 | 18 | 251.6584 | 258.0332 | 36.2451 | 72.2961 | 0
| All | All Customers | 4 | Average Weekday | CAISO | 1-in-10 | 2027 | 19 | 237.3234 | 242.1413 | 36.3154 | 70.8969 | 0
| All | All Customers | 4 | Average Weekday | CAISO | 1-in-10 | 2027 | 20 | 229.5553 | 233.6754 | 36.1954 | 68.6958 | 0
| All | All Customers | 4 | Average Weekday | CAISO | 1-in-10 | 2027 | 21 | 237.3843 | 241.509 | 36.243 | 65.7935 | 0
| All | All Customers | 4 | Average Weekday | CAISO | 1-in-10 | 2027 | 22 | 413.3306 | 436.015 | 36.4183 | 63.6144 | 0
| All | All Customers | 4 | Average Weekday | CAISO | 1-in-10 | 2027 | 23 | 416.3213 | 440.3073 | 36.468 | 62.0737 | 0
| All | All Customers | 4 | Average Weekday | CAISO | 1-in-10 | 2027 | 24 | 443.9689 | 476.1183 | 36.5169 | 60.8033 | 0
| All | All Customers | 4 | Monthly System Peak Day | CAISO | 1-in-10 | 2027 | 1 | 386.8331 | 415.4618 | 36.1334 | 71.168 | 0
| All | All Customers | 4 | Monthly System Peak Day | CAISO | 1-in-10 | 2027 | 2 | 374.2732 | 393.2453 | 36.1937 | 68.8626 | 0
| All | All Customers | 4 | Monthly System Peak Day | CAISO | 1-in-10 | 2027 | 3 | 475.3882 | 497.3882 | 36.2034 | 66.9391 | 0
| All | All Customers | 4 | Monthly System Peak Day | CAISO | 1-in-10 | 2027 | 4 | 577.2189 | 599.7282 | 36.2341 | 65.7202 | 0
| All | All Customers | 4 | Monthly System Peak Day | CAISO | 1-in-10 | 2027 | 5 | 551.8676 | 579.9338 | 36.23 | 65.8589 | 0
| All | All Customers | 4 | Monthly System Peak Day | CAISO | 1-in-10 | 2027 | 6 | 566.6304 | 591.4707 | 36.2689 | 66.0598 | 0
| All | All Customers | 4 | Monthly System Peak Day | CAISO | 1-in-10 | 2027 | 7 | 580.7271 | 595.6321 | 36.2749 | 66.4513 | 0
| All | All Customers | 4 | Monthly System Peak Day | CAISO | 1-in-10 | 2027 | 8 | 598.2888 | 647.6499 | 36.0978 | 66.7937 | 0
| All | All Customers | 4 | Monthly System Peak Day | CAISO | 1-in-10 | 2027 | 9 | 532.5338 | 580.4167 | 36.0877 | 69.7332 | 0
| All | All Customers | 4 | Monthly System Peak Day | CAISO | 1-in-10 | 2027 | 10 | 517.7561 | 548.6707 | 36.1322 | 74.0013 | 0
| All | All Customers | 4 | Monthly System Peak Day | CAISO | 1-in-10 | 2027 | 11 | 501.8446 | 530.1355 | 36.212 | 78.2468 | 0
| All | All Customers | 4 | Monthly System Peak Day | CAISO | 1-in-10 | 2027 | 12 | 494.1739 | 518.6693 | 36.3639 | 82.2387 | 0
| All | All Customers | 4 | Monthly System Peak Day | CAISO | 1-in-10 | 2027 | 13 | 409.8411 | 423.6776 | 36.5125 | 85.1251 | 0
| All | All Customers | 4 | Monthly System Peak Day | CAISO | 1-in-10 | 2027 | 14 | 377.3441 | 385.3347 | 36.3831 | 87.0217 | 0
| All | All Customers | 4 | Monthly System Peak Day | CAISO | 1-in-10 | 2027 | 15 | 329.8954 | 335.7484 | 36.2001 | 88.4091 | 0
| All | All Customers | 4 | Monthly System Peak Day | CAISO | 1-in-10 | 2027 | 16 | 289.459 | 289.3424 | 36.2081 | 89.5238 | 0
| All | All Customers | 4 | Monthly System Peak Day | CAISO | 1-in-10 | 2027 | 17 | 269.3441 | 277.7417 | 36.209 | 90.2309 | 0
| All | All Customers | 4 | Monthly System Peak Day | CAISO | 1-in-10 | 2027 | 18 | 251.6584 | 258.7962 | 36.194 | 90.4085 | 0
| All | All Customers | 4 | Monthly System Peak Day | CAISO | 1-in-10 | 2027 | 19 | 237.3234 | 241.5892 | 37.7245 | 89.6202 | 0
| All | All Customers | 4 | Monthly System Peak Day | CAISO | 1-in-10 | 2027 | 20 | 229.5553 | 232.9806 | 36.1953 | 87.5628 | 0
| All | All Customers | 4 | Monthly System Peak Day | CAISO | 1-in-10 | 2027 | 21 | 237.3843 | 242.2968 | 36.3889 | 84.2362 | 0
| All | All Customers | 4 | Monthly System Peak Day | CAISO | 1-in-10 | 2027 | 22 | 413.3306 | 436.2997 | 36.2294 | 81.1628 | 0
| All | All Customers | 4 | Monthly System Peak Day | CAISO | 1-in-10 | 2027 | 23 | 416.3213 | 444.7831 | 36.1554 | 78.4269 | 0
| All | All Customers | 4 | Monthly System Peak Day | CAISO | 1-in-10 | 2027 | 24 | 443.9689 | 496.4121 | 36.0898 | 75.4657 | 0
| All | All Customers | 5 | Average Weekday | CAISO | 1-in-10 | 2027 | 1 | 394.7094 | 409.2696 | 36.4821 | 62.6645 | 0
| All | All Customers | 5 | Average Weekday | CAISO | 1-in-10 | 2027 | 2 | 382.9369 | 391.1003 | 36.4333 | 61.686 | 0
| All | All Customers | 5 | Average Weekday | CAISO | 1-in-10 | 2027 | 3 | 487.3285 | 499.3198 | 36.426 | 60.8176 | 0
| All | All Customers | 5 | Average Weekday | CAISO | 1-in-10 | 2027 | 4 | 590.811 | 607.7151 | 36.4102 | 60.0235 | 0
| All | All Customers | 5 | Average Weekday | CAISO | 1-in-10 | 2027 | 5 | 569.5179 | 589.6 | 36.4136 | 59.4411 | 0
| All | All Customers | 5 | Average Weekday | CAISO | 1-in-10 | 2027 | 6 | 578.7818 | 603.3022 | 36.3997 | 58.9528 | 0
| All | All Customers | 5 | Average Weekday | CAISO | 1-in-10 | 2027 | 7 | 585.0298 | 601.8871 | 36.412 | 58.7176 | 0
| All | All Customers | 5 | Average Weekday | CAISO | 1-in-10 | 2027 | 8 | 610.7654 | 641.5415 | 36.5412 | 59.4845 | 0
| All | All Customers | 5 | Average Weekday | CAISO | 1-in-10 | 2027 | 9 | 540.9511 | 576.4078 | 36.6579 | 61.9999 | 0
| All | All Customers | 5 | Average Weekday | CAISO | 1-in-10 | 2027 | 10 | 530.9383 | 554.4487 | 36.5501 | 65.3043 | 0
| All | All Customers | 5 | Average Weekday | CAISO | 1-in-10 | 2027 | 11 | 515.9968 | 532.2121 | 36.6082 | 68.3821 | 0
| All | All Customers | 5 | Average Weekday | CAISO | 1-in-10 | 2027 | 12 | 503.8425 | 515.1453 | 36.6659 | 71.0609 | 0
| All | All Customers | 5 | Average Weekday | CAISO | 1-in-10 | 2027 | 13 | 418.9702 | 428.5274 | 36.6961 | 73.3291 | 0
| All | All Customers | 5 | Average Weekday | CAISO | 1-in-10 | 2027 | 14 | 392.6982 | 399.1865 | 36.6503 | 75.0832 | 0
| All | All Customers | 5 | Average Weekday | CAISO | 1-in-10 | 2027 | 15 | 350.5785 | 356.0297 | 36.5572 | 76.3265 | 0
| All | All Customers | 5 | Average Weekday | CAISO | 1-in-10 | 2027 | 16 | 303.6275 | 305.758 | 36.4312 | 76.8948 | 0
| All | All Customers | 5 | Average Weekday | CAISO | 1-in-10 | 2027 | 17 | 276.663 | 285.5874 | 36.2388 | 76.9554 | 0
| All | All Customers | 5 | Average Weekday | CAISO | 1-in-10 | 2027 | 18 | 262.8972 | 269.6943 | 36.2514 | 76.2265 | 0
| All | All Customers | 5 | Average Weekday | CAISO | 1-in-10 | 2027 | 19 | 252.1276 | 257.3484 | 36.3115 | 74.8608 | 0
| All | All Customers | 5 | Average Weekday | CAISO | 1-in-10 | 2027 | 20 | 241.6536 | 246.0295 | 36.1954 | 72.769 | 0
| All | All Customers | 5 | Average Weekday | CAISO | 1-in-10 | 2027 | 21 | 252.7344 | 257.0793 | 36.2494 | 69.7865 | 0
| All | All Customers | 5 | Average Weekday | CAISO | 1-in-10 | 2027 | 22 | 425.4226 | 448.6459 | 36.4347 | 67.0523 | 0
| All | All Customers | 5 | Average Weekday | CAISO | 1-in-10 | 2027 | 23 | 434.7644 | 459.4922 | 36.4844 | 65.2221 | 0
| All | All Customers | 5 | Average Weekday | CAISO | 1-in-10 | 2027 | 24 | 459.7749 | 492.5486 | 36.5326 | 63.7844 | 0
| All | All Customers | 5 | Monthly System Peak Day | CAISO | 1-in-10 | 2027 | 1 | 394.7094 | 423.8862 | 36.1524 | 73.9451 | 0
| All | All Customers | 5 | Monthly System Peak Day | CAISO | 1-in-10 | 2027 | 2 | 382.9369 | 400.0906 | 36.2115 | 72.4128 | 0
| All | All Customers | 5 | Monthly System Peak Day | CAISO | 1-in-10 | 2027 | 3 | 487.3285 | 509.1057 | 36.221 | 70.8805 | 0
| All | All Customers | 5 | Monthly System Peak Day | CAISO | 1-in-10 | 2027 | 4 | 590.811 | 614.1563 | 36.2513 | 69.4883 | 0
| All | All Customers | 5 | Monthly System Peak Day | CAISO | 1-in-10 | 2027 | 5 | 569.5179 | 598.6023 | 36.2473 | 68.5669 | 0
| All | All Customers | 5 | Monthly System Peak Day | CAISO | 1-in-10 | 2027 | 6 | 578.7818 | 605.6443 | 36.2858 | 67.5106 | 0
| All | All Customers | 5 | Monthly System Peak Day | CAISO | 1-in-10 | 2027 | 7 | 585.0298 | 599.5349 | 36.2922 | 67.139 | 0
| All | All Customers | 5 | Monthly System Peak Day | CAISO | 1-in-10 | 2027 | 8 | 610.7654 | 658.7805 | 36.1181 | 67.588 | 0
| All | All Customers | 5 | Monthly System Peak Day | CAISO | 1-in-10 | 2027 | 9 | 540.9511 | 587.1331 | 36.1107 | 71.9541 | 0
| All | All Customers | 5 | Monthly System Peak Day | CAISO | 1-in-10 | 2027 | 10 | 530.9383 | 561.5372 | 36.1532 | 78.4437 | 0
| All | All Customers | 5 | Monthly System Peak Day | CAISO | 1-in-10 | 2027 | 11 | 515.9968 | 544.2979 | 36.235 | 84.4634 | 0
| All | All Customers | 5 | Monthly System Peak Day | CAISO | 1-in-10 | 2027 | 12 | 503.8425 | 527.3913 | 36.3888 | 88.5098 | 0
| All | All Customers | 5 | Monthly System Peak Day | CAISO | 1-in-10 | 2027 | 13 | 418.9702 | 432.3731 | 36.5384 | 91.3209 | 0
| All | All Customers | 5 | Monthly System Peak Day | CAISO | 1-in-10 | 2027 | 14 | 392.6982 | 399.2508 | 36.4076 | 93.0051 | 0
| All | All Customers | 5 | Monthly System Peak Day | CAISO | 1-in-10 | 2027 | 15 | 350.5785 | 356.369 | 36.2216 | 94.2891 | 0
| All | All Customers | 5 | Monthly System Peak Day | CAISO | 1-in-10 | 2027 | 16 | 303.6275 | 303.5364 | 36.2259 | 94.3726 | 0
| All | All Customers | 5 | Monthly System Peak Day | CAISO | 1-in-10 | 2027 | 17 | 276.663 | 285.8068 | 36.2169 | 93.9017 | 0
| All | All Customers | 5 | Monthly System Peak Day | CAISO | 1-in-10 | 2027 | 18 | 262.8972 | 270.0993 | 36.2032 | 93.1366 | 0
| All | All Customers | 5 | Monthly System Peak Day | CAISO | 1-in-10 | 2027 | 19 | 252.1276 | 256.6291 | 37.6842 | 92.0447 | 0
| All | All Customers | 5 | Monthly System Peak Day | CAISO | 1-in-10 | 2027 | 20 | 241.6536 | 245.3599 | 36.1954 | 89.5105 | 0
| All | All Customers | 5 | Monthly System Peak Day | CAISO | 1-in-10 | 2027 | 21 | 252.7344 | 257.8935 | 36.39 | 85.6688 | 0
| All | All Customers | 5 | Monthly System Peak Day | CAISO | 1-in-10 | 2027 | 22 | 425.4226 | 449.0074 | 36.247 | 81.9451 | 0
| All | All Customers | 5 | Monthly System Peak Day | CAISO | 1-in-10 | 2027 | 23 | 434.7644 | 464.1309 | 36.1745 | 79.3652 | 0
| All | All Customers | 5 | Monthly System Peak Day | CAISO | 1-in-10 | 2027 | 24 | 459.7749 | 513.0929 | 36.1099 | 76.6451 | 0
| All | All Customers | 6 | Average Weekday | CAISO | 1-in-10 | 2027 | 1 | 381.6385 | 410.3388 | 36.4667 | 66.5999 | 0
| All | All Customers | 6 | Average Weekday | CAISO | 1-in-10 | 2027 | 2 | 369.7115 | 390.5341 | 36.4695 | 65.9006 | 0
| All | All Customers | 6 | Average Weekday | CAISO | 1-in-10 | 2027 | 3 | 464.7413 | 491.7221 | 36.4704 | 65.2662 | 0
| All | All Customers | 6 | Average Weekday | CAISO | 1-in-10 | 2027 | 4 | 561.4966 | 590.0468 | 36.471 | 64.6507 | 0
| All | All Customers | 6 | Average Weekday | CAISO | 1-in-10 | 2027 | 5 | 539.7916 | 579.9822 | 36.4656 | 64.1746 | 0
| All | All Customers | 6 | Average Weekday | CAISO | 1-in-10 | 2027 | 6 | 563.7368 | 610.0308 | 36.4559 | 63.7832 | 0
| All | All Customers | 6 | Average Weekday | CAISO | 1-in-10 | 2027 | 7 | 577.3049 | 602.485 | 36.4236 | 63.476 | 0
| All | All Customers | 6 | Average Weekday | CAISO | 1-in-10 | 2027 | 8 | 596.6973 | 626.1979 | 36.4769 | 64.0318 | 0
| All | All Customers | 6 | Average Weekday | CAISO | 1-in-10 | 2027 | 9 | 551.6646 | 572.2258 | 36.4981 | 65.9714 | 0
| All | All Customers | 6 | Average Weekday | CAISO | 1-in-10 | 2027 | 10 | 538.0332 | 552.2061 | 36.4824 | 68.8032 | 0
| All | All Customers | 6 | Average Weekday | CAISO | 1-in-10 | 2027 | 11 | 515.3838 | 527.8351 | 36.5113 | 72.0084 | 0
| All | All Customers | 6 | Average Weekday | CAISO | 1-in-10 | 2027 | 12 | 506.0655 | 520.6655 | 36.5436 | 75.1083 | 0
| All | All Customers | 6 | Average Weekday | CAISO | 1-in-10 | 2027 | 13 | 421.829 | 441.2703 | 36.5547 | 77.5187 | 0
| All | All Customers | 6 | Average Weekday | CAISO | 1-in-10 | 2027 | 14 | 392.5488 | 408.9211 | 36.5256 | 79.3071 | 0
| All | All Customers | 6 | Average Weekday | CAISO | 1-in-10 | 2027 | 15 | 340.6357 | 355.1337 | 36.4599 | 80.4926 | 0
| All | All Customers | 6 | Average Weekday | CAISO | 1-in-10 | 2027 | 16 | 298.4076 | 301.3994 | 36.4083 | 81.1097 | 0
| All | All Customers | 6 | Average Weekday | CAISO | 1-in-10 | 2027 | 17 | 276.2178 | 285.476 | 36.6944 | 81.0308 | 0
| All | All Customers | 6 | Average Weekday | CAISO | 1-in-10 | 2027 | 18 | 254.4285 | 269.3939 | 36.7159 | 80.1832 | 0
| All | All Customers | 6 | Average Weekday | CAISO | 1-in-10 | 2027 | 19 | 238.81 | 261.7505 | 39.256 | 78.7527 | 0
| All | All Customers | 6 | Average Weekday | CAISO | 1-in-10 | 2027 | 20 | 224.9102 | 244.4841 | 36.6671 | 76.6583 | 0
| All | All Customers | 6 | Average Weekday | CAISO | 1-in-10 | 2027 | 21 | 241.8501 | 257.8256 | 36.935 | 73.7764 | 0
| All | All Customers | 6 | Average Weekday | CAISO | 1-in-10 | 2027 | 22 | 399.9732 | 433.5174 | 36.5341 | 70.7793 | 0
| All | All Customers | 6 | Average Weekday | CAISO | 1-in-10 | 2027 | 23 | 427.8349 | 461.8457 | 36.4962 | 68.9101 | 0
| All | All Customers | 6 | Average Weekday | CAISO | 1-in-10 | 2027 | 24 | 454.4069 | 496.0049 | 36.4782 | 67.6558 | 0
| All | All Customers | 6 | Monthly System Peak Day | CAISO | 1-in-10 | 2027 | 1 | 381.6385 | 374.3036 | 44.3782 | 74.367 | 0
| All | All Customers | 6 | Monthly System Peak Day | CAISO | 1-in-10 | 2027 | 2 | 369.7115 | 345.5335 | 44.389 | 72.8839 | 0
| All | All Customers | 6 | Monthly System Peak Day | CAISO | 1-in-10 | 2027 | 3 | 464.7413 | 418.7835 | 44.3936 | 71.7346 | 0
| All | All Customers | 6 | Monthly System Peak Day | CAISO | 1-in-10 | 2027 | 4 | 561.4966 | 485.5664 | 44.3974 | 70.9788 | 0
| All | All Customers | 6 | Monthly System Peak Day | CAISO | 1-in-10 | 2027 | 5 | 539.7916 | 481.1596 | 44.3923 | 69.9524 | 0
| All | All Customers | 6 | Monthly System Peak Day | CAISO | 1-in-10 | 2027 | 6 | 563.7368 | 516.8807 | 44.3865 | 69.2472 | 0
| All | All Customers | 6 | Monthly System Peak Day | CAISO | 1-in-10 | 2027 | 7 | 577.3049 | 518.6994 | 44.3089 | 68.7623 | 0
| All | All Customers | 6 | Monthly System Peak Day | CAISO | 1-in-10 | 2027 | 8 | 596.6973 | 548.4846 | 44.3666 | 69.6755 | 0
| All | All Customers | 6 | Monthly System Peak Day | CAISO | 1-in-10 | 2027 | 9 | 551.6646 | 525.7197 | 44.3353 | 73.5378 | 0
| All | All Customers | 6 | Monthly System Peak Day | CAISO | 1-in-10 | 2027 | 10 | 538.0332 | 503.0164 | 44.2863 | 79.5148 | 0
| All | All Customers | 6 | Monthly System Peak Day | CAISO | 1-in-10 | 2027 | 11 | 515.3838 | 479.5461 | 44.2755 | 84.6279 | 0
| All | All Customers | 6 | Monthly System Peak Day | CAISO | 1-in-10 | 2027 | 12 | 506.0655 | 470.2573 | 44.2924 | 88.9216 | 0
| All | All Customers | 6 | Monthly System Peak Day | CAISO | 1-in-10 | 2027 | 13 | 421.829 | 403.2363 | 44.2758 | 90.592 | 0
| All | All Customers | 6 | Monthly System Peak Day | CAISO | 1-in-10 | 2027 | 14 | 392.5488 | 376.269 | 44.2931 | 92.1858 | 0
| All | All Customers | 6 | Monthly System Peak Day | CAISO | 1-in-10 | 2027 | 15 | 340.6357 | 328.5014 | 44.2804 | 93.8606 | 0
| All | All Customers | 6 | Monthly System Peak Day | CAISO | 1-in-10 | 2027 | 16 | 298.4076 | 273.5112 | 44.2251 | 95.2577 | 0
| All | All Customers | 6 | Monthly System Peak Day | CAISO | 1-in-10 | 2027 | 17 | 276.2178 | 287.0025 | 44.237 | 95.3506 | 0
| All | All Customers | 6 | Monthly System Peak Day | CAISO | 1-in-10 | 2027 | 18 | 254.4285 | 279.0245 | 44.3702 | 95.0523 | 0
| All | All Customers | 6 | Monthly System Peak Day | CAISO | 1-in-10 | 2027 | 19 | 238.81 | 232.9653 | 44.3291 | 93.4385 | 0
| All | All Customers | 6 | Monthly System Peak Day | CAISO | 1-in-10 | 2027 | 20 | 224.9102 | 229.1841 | 43.3436 | 89.3141 | 0
| All | All Customers | 6 | Monthly System Peak Day | CAISO | 1-in-10 | 2027 | 21 | 241.8501 | 226.2074 | 45.3148 | 84.8406 | 0
| All | All Customers | 6 | Monthly System Peak Day | CAISO | 1-in-10 | 2027 | 22 | 399.9732 | 379.9166 | 44.6328 | 80.8016 | 0
| All | All Customers | 6 | Monthly System Peak Day | CAISO | 1-in-10 | 2027 | 23 | 427.8349 | 395.8961 | 44.4789 | 77.3827 | 0
| All | All Customers | 6 | Monthly System Peak Day | CAISO | 1-in-10 | 2027 | 24 | 454.4069 | 431.5838 | 44.4032 | 75.3019 | 0
| All | All Customers | 7 | Average Weekday | CAISO | 1-in-10 | 2027 | 1 | 382.6303 | 410.1488 | 39.2125 | 72.1536 | 0
| All | All Customers | 7 | Average Weekday | CAISO | 1-in-10 | 2027 | 2 | 381.0266 | 399.8536 | 39.2082 | 71.4201 | 0
| All | All Customers | 7 | Average Weekday | CAISO | 1-in-10 | 2027 | 3 | 467.654 | 493.4402 | 39.2069 | 70.7709 | 0
| All | All Customers | 7 | Average Weekday | CAISO | 1-in-10 | 2027 | 4 | 565.2286 | 595.0771 | 39.2047 | 70.2504 | 0
| All | All Customers | 7 | Average Weekday | CAISO | 1-in-10 | 2027 | 5 | 546.8267 | 587.341 | 39.2023 | 69.8041 | 0
| All | All Customers | 7 | Average Weekday | CAISO | 1-in-10 | 2027 | 6 | 555.3566 | 599.6425 | 39.1958 | 69.4399 | 0
| All | All Customers | 7 | Average Weekday | CAISO | 1-in-10 | 2027 | 7 | 561.0865 | 583.2763 | 39.196 | 69.2407 | 0
| All | All Customers | 7 | Average Weekday | CAISO | 1-in-10 | 2027 | 8 | 577.892 | 607.3531 | 39.2268 | 69.7054 | 0
| All | All Customers | 7 | Average Weekday | CAISO | 1-in-10 | 2027 | 9 | 522.4163 | 542.4238 | 39.2598 | 71.9118 | 0
| All | All Customers | 7 | Average Weekday | CAISO | 1-in-10 | 2027 | 10 | 511.1146 | 524.0519 | 39.2588 | 74.9215 | 0
| All | All Customers | 7 | Average Weekday | CAISO | 1-in-10 | 2027 | 11 | 493.7521 | 505.6583 | 39.2941 | 78.3302 | 0
| All | All Customers | 7 | Average Weekday | CAISO | 1-in-10 | 2027 | 12 | 485.8026 | 500.8839 | 39.3284 | 81.5124 | 0
| All | All Customers | 7 | Average Weekday | CAISO | 1-in-10 | 2027 | 13 | 400.2186 | 418.0075 | 39.344 | 83.9403 | 0
| All | All Customers | 7 | Average Weekday | CAISO | 1-in-10 | 2027 | 14 | 374.4419 | 389.8178 | 39.3127 | 85.7186 | 0
| All | All Customers | 7 | Average Weekday | CAISO | 1-in-10 | 2027 | 15 | 328.5352 | 342.6644 | 39.2539 | 86.8585 | 0
| All | All Customers | 7 | Average Weekday | CAISO | 1-in-10 | 2027 | 16 | 281.3309 | 282.209 | 39.2116 | 87.4293 | 0
| All | All Customers | 7 | Average Weekday | CAISO | 1-in-10 | 2027 | 17 | 262.9713 | 270.9195 | 39.6153 | 87.3156 | 0
| All | All Customers | 7 | Average Weekday | CAISO | 1-in-10 | 2027 | 18 | 249.4504 | 261.7393 | 39.6379 | 86.4657 | 0
| All | All Customers | 7 | Average Weekday | CAISO | 1-in-10 | 2027 | 19 | 235.6518 | 256.9991 | 40.2439 | 84.9536 | 0
| All | All Customers | 7 | Average Weekday | CAISO | 1-in-10 | 2027 | 20 | 229.9903 | 245.3325 | 39.1757 | 82.593 | 0
| All | All Customers | 7 | Average Weekday | CAISO | 1-in-10 | 2027 | 21 | 250.7476 | 263.0939 | 39.6472 | 79.4531 | 0
| All | All Customers | 7 | Average Weekday | CAISO | 1-in-10 | 2027 | 22 | 408.212 | 443.6818 | 39.1872 | 76.411 | 0
| All | All Customers | 7 | Average Weekday | CAISO | 1-in-10 | 2027 | 23 | 427.1851 | 457.6417 | 39.1994 | 74.6466 | 0
| All | All Customers | 7 | Average Weekday | CAISO | 1-in-10 | 2027 | 24 | 449.371 | 488.4462 | 39.2156 | 73.4889 | 0
| All | All Customers | 7 | Monthly System Peak Day | CAISO | 1-in-10 | 2027 | 1 | 382.6303 | 374.934 | 39.225 | 76.5275 | 0
| All | All Customers | 7 | Monthly System Peak Day | CAISO | 1-in-10 | 2027 | 2 | 381.0266 | 354.0145 | 39.2098 | 75.9902 | 0
| All | All Customers | 7 | Monthly System Peak Day | CAISO | 1-in-10 | 2027 | 3 | 467.654 | 417.9551 | 39.2083 | 75.0914 | 0
| All | All Customers | 7 | Monthly System Peak Day | CAISO | 1-in-10 | 2027 | 4 | 565.2286 | 490.8672 | 39.205 | 74.0715 | 0
| All | All Customers | 7 | Monthly System Peak Day | CAISO | 1-in-10 | 2027 | 5 | 546.8267 | 489.8347 | 39.213 | 73.2621 | 0
| All | All Customers | 7 | Monthly System Peak Day | CAISO | 1-in-10 | 2027 | 6 | 555.3566 | 513.6917 | 39.2273 | 72.8051 | 0
| All | All Customers | 7 | Monthly System Peak Day | CAISO | 1-in-10 | 2027 | 7 | 561.0865 | 505.5644 | 39.2759 | 72.349 | 0
| All | All Customers | 7 | Monthly System Peak Day | CAISO | 1-in-10 | 2027 | 8 | 577.892 | 535.5851 | 39.2435 | 72.5955 | 0
| All | All Customers | 7 | Monthly System Peak Day | CAISO | 1-in-10 | 2027 | 9 | 522.4163 | 496.3124 | 39.2468 | 75.0342 | 0
| All | All Customers | 7 | Monthly System Peak Day | CAISO | 1-in-10 | 2027 | 10 | 511.1146 | 474.6403 | 39.2377 | 78.4777 | 0
| All | All Customers | 7 | Monthly System Peak Day | CAISO | 1-in-10 | 2027 | 11 | 493.7521 | 458.2815 | 39.2479 | 82.4014 | 0
| All | All Customers | 7 | Monthly System Peak Day | CAISO | 1-in-10 | 2027 | 12 | 485.8026 | 450.8865 | 39.2589 | 85.9909 | 0
| All | All Customers | 7 | Monthly System Peak Day | CAISO | 1-in-10 | 2027 | 13 | 400.2186 | 383.0482 | 39.2709 | 88.5239 | 0
| All | All Customers | 7 | Monthly System Peak Day | CAISO | 1-in-10 | 2027 | 14 | 374.4419 | 359.0854 | 39.2653 | 90.3151 | 0
| All | All Customers | 7 | Monthly System Peak Day | CAISO | 1-in-10 | 2027 | 15 | 328.5352 | 317.5053 | 39.282 | 91.4602 | 0
| All | All Customers | 7 | Monthly System Peak Day | CAISO | 1-in-10 | 2027 | 16 | 281.3309 | 256.3241 | 39.2803 | 91.8551 | 0
| All | All Customers | 7 | Monthly System Peak Day | CAISO | 1-in-10 | 2027 | 17 | 262.9713 | 273.6229 | 39.1589 | 90.9235 | 0
| All | All Customers | 7 | Monthly System Peak Day | CAISO | 1-in-10 | 2027 | 18 | 249.4504 | 272.1704 | 39.2482 | 90.3439 | 0
| All | All Customers | 7 | Monthly System Peak Day | CAISO | 1-in-10 | 2027 | 19 | 235.6518 | 231.5676 | 38.8383 | 88.852 | 0
| All | All Customers | 7 | Monthly System Peak Day | CAISO | 1-in-10 | 2027 | 20 | 229.9903 | 253.0867 | 38.607 | 86.2629 | 0
| All | All Customers | 7 | Monthly System Peak Day | CAISO | 1-in-10 | 2027 | 21 | 250.7476 | 236.6864 | 39.799 | 82.9808 | 0
| All | All Customers | 7 | Monthly System Peak Day | CAISO | 1-in-10 | 2027 | 22 | 408.212 | 394.0163 | 39.3329 | 79.3628 | 0
| All | All Customers | 7 | Monthly System Peak Day | CAISO | 1-in-10 | 2027 | 23 | 427.1851 | 394.6746 | 39.2395 | 77.7227 | 0
| All | All Customers | 7 | Monthly System Peak Day | CAISO | 1-in-10 | 2027 | 24 | 449.371 | 425.6959 | 39.2331 | 76.3296 | 0
| All | All Customers | 8 | Average Weekday | CAISO | 1-in-10 | 2027 | 1 | 403.5357 | 434.856 | 36.6766 | 71.5409 | 0
| All | All Customers | 8 | Average Weekday | CAISO | 1-in-10 | 2027 | 2 | 389.9799 | 412.3597 | 36.6718 | 70.8332 | 0
| All | All Customers | 8 | Average Weekday | CAISO | 1-in-10 | 2027 | 3 | 473.1238 | 499.0554 | 36.6704 | 70.199 | 0
| All | All Customers | 8 | Average Weekday | CAISO | 1-in-10 | 2027 | 4 | 577.1439 | 608.1357 | 36.6674 | 69.6977 | 0
| All | All Customers | 8 | Average Weekday | CAISO | 1-in-10 | 2027 | 5 | 551.7717 | 593.4553 | 36.6647 | 69.2229 | 0
| All | All Customers | 8 | Average Weekday | CAISO | 1-in-10 | 2027 | 6 | 564.5649 | 612.3078 | 36.6574 | 68.8435 | 0
| All | All Customers | 8 | Average Weekday | CAISO | 1-in-10 | 2027 | 7 | 578.6942 | 606.0807 | 36.6636 | 68.5069 | 0
| All | All Customers | 8 | Average Weekday | CAISO | 1-in-10 | 2027 | 8 | 588.9263 | 621.493 | 36.6923 | 68.5051 | 0
| All | All Customers | 8 | Average Weekday | CAISO | 1-in-10 | 2027 | 9 | 528.2962 | 549.2283 | 36.7273 | 70.1299 | 0
| All | All Customers | 8 | Average Weekday | CAISO | 1-in-10 | 2027 | 10 | 519.1468 | 533.1012 | 36.7316 | 72.7973 | 0
| All | All Customers | 8 | Average Weekday | CAISO | 1-in-10 | 2027 | 11 | 498.0522 | 510.951 | 36.7648 | 75.9355 | 0
| All | All Customers | 8 | Average Weekday | CAISO | 1-in-10 | 2027 | 12 | 487.1909 | 503.4922 | 36.7937 | 79.0539 | 0
| All | All Customers | 8 | Average Weekday | CAISO | 1-in-10 | 2027 | 13 | 410.5537 | 430.6347 | 36.8088 | 81.6854 | 0
| All | All Customers | 8 | Average Weekday | CAISO | 1-in-10 | 2027 | 14 | 382.3613 | 399.1876 | 36.7786 | 83.7858 | 0
| All | All Customers | 8 | Average Weekday | CAISO | 1-in-10 | 2027 | 15 | 336.6547 | 351.7307 | 36.7249 | 85.2137 | 0
| All | All Customers | 8 | Average Weekday | CAISO | 1-in-10 | 2027 | 16 | 290.2631 | 294.2942 | 36.687 | 85.8037 | 0
| All | All Customers | 8 | Average Weekday | CAISO | 1-in-10 | 2027 | 17 | 273.2586 | 280.5868 | 37.0485 | 85.757 | 0
| All | All Customers | 8 | Average Weekday | CAISO | 1-in-10 | 2027 | 18 | 250.2643 | 264.2259 | 37.1043 | 84.8848 | 0
| All | All Customers | 8 | Average Weekday | CAISO | 1-in-10 | 2027 | 19 | 236.783 | 260.4524 | 37.9805 | 83.3207 | 0
| All | All Customers | 8 | Average Weekday | CAISO | 1-in-10 | 2027 | 20 | 236.7062 | 256.1157 | 36.8697 | 80.9246 | 0
| All | All Customers | 8 | Average Weekday | CAISO | 1-in-10 | 2027 | 21 | 261.4182 | 277.1948 | 37.2397 | 77.6224 | 0
| All | All Customers | 8 | Average Weekday | CAISO | 1-in-10 | 2027 | 22 | 421.4694 | 453.8407 | 36.6406 | 75.1915 | 0
| All | All Customers | 8 | Average Weekday | CAISO | 1-in-10 | 2027 | 23 | 444.2307 | 479.694 | 36.653 | 73.7628 | 0
| All | All Customers | 8 | Average Weekday | CAISO | 1-in-10 | 2027 | 24 | 470.0022 | 512.9158 | 36.6767 | 72.683 | 0
| All | All Customers | 8 | Monthly System Peak Day | CAISO | 1-in-10 | 2027 | 1 | 403.5357 | 395.7767 | 31.2257 | 74.963 | 0
| All | All Customers | 8 | Monthly System Peak Day | CAISO | 1-in-10 | 2027 | 2 | 389.9799 | 365.1586 | 31.2098 | 74.0975 | 0
| All | All Customers | 8 | Monthly System Peak Day | CAISO | 1-in-10 | 2027 | 3 | 473.1238 | 429.4239 | 31.2086 | 73.4693 | 0
| All | All Customers | 8 | Monthly System Peak Day | CAISO | 1-in-10 | 2027 | 4 | 577.1439 | 505.7462 | 31.2058 | 72.8742 | 0
| All | All Customers | 8 | Monthly System Peak Day | CAISO | 1-in-10 | 2027 | 5 | 551.7717 | 498.4779 | 31.2143 | 72.1898 | 0
| All | All Customers | 8 | Monthly System Peak Day | CAISO | 1-in-10 | 2027 | 6 | 564.5649 | 521.3105 | 31.2307 | 71.5783 | 0
| All | All Customers | 8 | Monthly System Peak Day | CAISO | 1-in-10 | 2027 | 7 | 578.6942 | 523.9124 | 31.2764 | 71.1706 | 0
| All | All Customers | 8 | Monthly System Peak Day | CAISO | 1-in-10 | 2027 | 8 | 588.9263 | 545.0345 | 31.2434 | 71.0271 | 0
| All | All Customers | 8 | Monthly System Peak Day | CAISO | 1-in-10 | 2027 | 9 | 528.2962 | 504.0506 | 31.245 | 73.2935 | 0
| All | All Customers | 8 | Monthly System Peak Day | CAISO | 1-in-10 | 2027 | 10 | 519.1468 | 484.4315 | 31.2293 | 77.163 | 0
| All | All Customers | 8 | Monthly System Peak Day | CAISO | 1-in-10 | 2027 | 11 | 498.0522 | 462.2023 | 31.2421 | 82.0368 | 0
| All | All Customers | 8 | Monthly System Peak Day | CAISO | 1-in-10 | 2027 | 12 | 487.1909 | 451.2205 | 31.2603 | 86.9797 | 0
| All | All Customers | 8 | Monthly System Peak Day | CAISO | 1-in-10 | 2027 | 13 | 410.5537 | 394.1178 | 31.2746 | 90.4847 | 0
| All | All Customers | 8 | Monthly System Peak Day | CAISO | 1-in-10 | 2027 | 14 | 382.3613 | 368.28 | 31.2691 | 93.1945 | 0
| All | All Customers | 8 | Monthly System Peak Day | CAISO | 1-in-10 | 2027 | 15 | 336.6547 | 326.9365 | 31.2845 | 94.2092 | 0
| All | All Customers | 8 | Monthly System Peak Day | CAISO | 1-in-10 | 2027 | 16 | 290.2631 | 268.7749 | 31.2734 | 94.1071 | 0
| All | All Customers | 8 | Monthly System Peak Day | CAISO | 1-in-10 | 2027 | 17 | 273.2586 | 283.0131 | 31.0965 | 93.6937 | 0
| All | All Customers | 8 | Monthly System Peak Day | CAISO | 1-in-10 | 2027 | 18 | 250.2643 | 275.0015 | 31.1872 | 92.8131 | 0
| All | All Customers | 8 | Monthly System Peak Day | CAISO | 1-in-10 | 2027 | 19 | 236.783 | 234.5262 | 30.8507 | 91.0316 | 0
| All | All Customers | 8 | Monthly System Peak Day | CAISO | 1-in-10 | 2027 | 20 | 236.7062 | 227.6554 | 30.7095 | 88.4661 | 0
| All | All Customers | 8 | Monthly System Peak Day | CAISO | 1-in-10 | 2027 | 21 | 261.4182 | 241.5852 | 31.9642 | 84.3055 | 0
| All | All Customers | 8 | Monthly System Peak Day | CAISO | 1-in-10 | 2027 | 22 | 421.4694 | 396.406 | 31.3771 | 81.4134 | 0
| All | All Customers | 8 | Monthly System Peak Day | CAISO | 1-in-10 | 2027 | 23 | 444.2307 | 418.1084 | 31.2571 | 80.038 | 0
| All | All Customers | 8 | Monthly System Peak Day | CAISO | 1-in-10 | 2027 | 24 | 470.0022 | 450.4007 | 31.238 | 78.823 | 0
| All | All Customers | 8 | Typical Event Day | CAISO | 1-in-10 | 2027 | 1 | 403.5357 | 395.7767 | 31.2257 | 76.1053 | 0
| All | All Customers | 8 | Typical Event Day | CAISO | 1-in-10 | 2027 | 2 | 389.9799 | 365.1586 | 31.2098 | 75.1038 | 0
| All | All Customers | 8 | Typical Event Day | CAISO | 1-in-10 | 2027 | 3 | 473.1238 | 429.4239 | 31.2086 | 74.1957 | 0
| All | All Customers | 8 | Typical Event Day | CAISO | 1-in-10 | 2027 | 4 | 577.1439 | 505.7462 | 31.2058 | 73.4679 | 0
| All | All Customers | 8 | Typical Event Day | CAISO | 1-in-10 | 2027 | 5 | 551.7717 | 498.4779 | 31.2143 | 72.7368 | 0
| All | All Customers | 8 | Typical Event Day | CAISO | 1-in-10 | 2027 | 6 | 564.5649 | 521.3105 | 31.2307 | 72.2123 | 0
| All | All Customers | 8 | Typical Event Day | CAISO | 1-in-10 | 2027 | 7 | 578.6942 | 523.9124 | 31.2764 | 71.8143 | 0
| All | All Customers | 8 | Typical Event Day | CAISO | 1-in-10 | 2027 | 8 | 588.9263 | 545.0345 | 31.2434 | 72.1822 | 0
| All | All Customers | 8 | Typical Event Day | CAISO | 1-in-10 | 2027 | 9 | 528.2962 | 504.0506 | 31.245 | 74.6794 | 0
| All | All Customers | 8 | Typical Event Day | CAISO | 1-in-10 | 2027 | 10 | 519.1468 | 484.4315 | 31.2293 | 78.8263 | 0
| All | All Customers | 8 | Typical Event Day | CAISO | 1-in-10 | 2027 | 11 | 498.0522 | 462.2023 | 31.2421 | 83.5047 | 0
| All | All Customers | 8 | Typical Event Day | CAISO | 1-in-10 | 2027 | 12 | 487.1909 | 451.2205 | 31.2603 | 87.7653 | 0
| All | All Customers | 8 | Typical Event Day | CAISO | 1-in-10 | 2027 | 13 | 410.5537 | 394.1178 | 31.2746 | 90.4856 | 0
| All | All Customers | 8 | Typical Event Day | CAISO | 1-in-10 | 2027 | 14 | 382.3613 | 368.28 | 31.2691 | 92.4834 | 0
| All | All Customers | 8 | Typical Event Day | CAISO | 1-in-10 | 2027 | 15 | 336.6547 | 326.9365 | 31.2845 | 93.7562 | 0
| All | All Customers | 8 | Typical Event Day | CAISO | 1-in-10 | 2027 | 16 | 290.2631 | 268.7749 | 31.2734 | 94.2695 | 0
| All | All Customers | 8 | Typical Event Day | CAISO | 1-in-10 | 2027 | 17 | 273.2586 | 283.0131 | 31.0965 | 94.0144 | 0
| All | All Customers | 8 | Typical Event Day | CAISO | 1-in-10 | 2027 | 18 | 250.2643 | 275.0015 | 31.1872 | 93.2816 | 0
| All | All Customers | 8 | Typical Event Day | CAISO | 1-in-10 | 2027 | 19 | 236.783 | 234.5262 | 30.8507 | 91.6543 | 0
| All | All Customers | 8 | Typical Event Day | CAISO | 1-in-10 | 2027 | 20 | 236.7062 | 227.6554 | 30.7095 | 88.7224 | 0
| All | All Customers | 8 | Typical Event Day | CAISO | 1-in-10 | 2027 | 21 | 261.4182 | 241.5852 | 31.9642 | 84.953 | 0
| All | All Customers | 8 | Typical Event Day | CAISO | 1-in-10 | 2027 | 22 | 421.4694 | 396.406 | 31.3771 | 81.9084 | 0
| All | All Customers | 8 | Typical Event Day | CAISO | 1-in-10 | 2027 | 23 | 444.2307 | 418.1084 | 31.2571 | 79.9867 | 0
| All | All Customers | 8 | Typical Event Day | CAISO | 1-in-10 | 2027 | 24 | 470.0022 | 450.4007 | 31.238 | 78.3992 | 0
| All | All Customers | 9 | Average Weekday | CAISO | 1-in-10 | 2027 | 1 | 372.1993 | 393.3904 | 39.3548 | 71.6865 | 0
| All | All Customers | 9 | Average Weekday | CAISO | 1-in-10 | 2027 | 2 | 368.631 | 379.4536 | 39.3499 | 70.7796 | 0
| All | All Customers | 9 | Average Weekday | CAISO | 1-in-10 | 2027 | 3 | 466.0669 | 473.0751 | 39.3484 | 69.9662 | 0
| All | All Customers | 9 | Average Weekday | CAISO | 1-in-10 | 2027 | 4 | 572.8552 | 583.5879 | 39.3476 | 69.2514 | 0
| All | All Customers | 9 | Average Weekday | CAISO | 1-in-10 | 2027 | 5 | 536.2546 | 554.2947 | 39.3448 | 68.63 | 0
| All | All Customers | 9 | Average Weekday | CAISO | 1-in-10 | 2027 | 6 | 537.7385 | 566.5606 | 39.3389 | 68.1028 | 0
| All | All Customers | 9 | Average Weekday | CAISO | 1-in-10 | 2027 | 7 | 563.1077 | 581.9957 | 39.3297 | 67.6712 | 0
| All | All Customers | 9 | Average Weekday | CAISO | 1-in-10 | 2027 | 8 | 562.3569 | 579.1951 | 39.3638 | 67.4139 | 0
| All | All Customers | 9 | Average Weekday | CAISO | 1-in-10 | 2027 | 9 | 500.5158 | 517.2197 | 39.3985 | 68.8038 | 0
| All | All Customers | 9 | Average Weekday | CAISO | 1-in-10 | 2027 | 10 | 497.8904 | 507.2246 | 39.3953 | 71.9381 | 0
| All | All Customers | 9 | Average Weekday | CAISO | 1-in-10 | 2027 | 11 | 480.5653 | 489.1851 | 39.4378 | 75.5259 | 0
| All | All Customers | 9 | Average Weekday | CAISO | 1-in-10 | 2027 | 12 | 471.4577 | 480.5481 | 39.481 | 78.9902 | 0
| All | All Customers | 9 | Average Weekday | CAISO | 1-in-10 | 2027 | 13 | 405.2502 | 415.9176 | 39.4997 | 81.7014 | 0
| All | All Customers | 9 | Average Weekday | CAISO | 1-in-10 | 2027 | 14 | 373.4029 | 383.4662 | 39.4651 | 83.6224 | 0
| All | All Customers | 9 | Average Weekday | CAISO | 1-in-10 | 2027 | 15 | 334.3178 | 344.1411 | 39.3951 | 84.909 | 0
| All | All Customers | 9 | Average Weekday | CAISO | 1-in-10 | 2027 | 16 | 303.4409 | 302.7975 | 39.3448 | 85.3183 | 0
| All | All Customers | 9 | Average Weekday | CAISO | 1-in-10 | 2027 | 17 | 276.8507 | 289.6205 | 39.5776 | 85.1738 | 0
| All | All Customers | 9 | Average Weekday | CAISO | 1-in-10 | 2027 | 18 | 258.4261 | 276.2834 | 39.5007 | 84.2725 | 0
| All | All Customers | 9 | Average Weekday | CAISO | 1-in-10 | 2027 | 19 | 261.4462 | 272.0269 | 40.739 | 82.4554 | 0
| All | All Customers | 9 | Average Weekday | CAISO | 1-in-10 | 2027 | 20 | 261.8038 | 270.3685 | 39.2165 | 79.5745 | 0
| All | All Customers | 9 | Average Weekday | CAISO | 1-in-10 | 2027 | 21 | 278.2454 | 288.2327 | 39.3802 | 76.5206 | 0
| All | All Customers | 9 | Average Weekday | CAISO | 1-in-10 | 2027 | 22 | 420.7685 | 443.7956 | 39.3078 | 74.7105 | 0
| All | All Customers | 9 | Average Weekday | CAISO | 1-in-10 | 2027 | 23 | 423.9783 | 446.6127 | 39.3576 | 73.3727 | 0
| All | All Customers | 9 | Average Weekday | CAISO | 1-in-10 | 2027 | 24 | 439.3194 | 470.8835 | 39.3621 | 72.2628 | 0
| All | All Customers | 9 | Monthly System Peak Day | CAISO | 1-in-10 | 2027 | 1 | 372.1993 | 355.8846 | 39.4355 | 78.6518 | 0
| All | All Customers | 9 | Monthly System Peak Day | CAISO | 1-in-10 | 2027 | 2 | 368.631 | 333.7185 | 39.4218 | 77.5283 | 0
| All | All Customers | 9 | Monthly System Peak Day | CAISO | 1-in-10 | 2027 | 3 | 466.0669 | 403.2323 | 39.4203 | 76.5704 | 0
| All | All Customers | 9 | Monthly System Peak Day | CAISO | 1-in-10 | 2027 | 4 | 572.8552 | 472.2886 | 39.4161 | 76.0136 | 0
| All | All Customers | 9 | Monthly System Peak Day | CAISO | 1-in-10 | 2027 | 5 | 536.2546 | 450.0864 | 39.4233 | 75.6065 | 0
| All | All Customers | 9 | Monthly System Peak Day | CAISO | 1-in-10 | 2027 | 6 | 537.7385 | 462.9553 | 39.4349 | 75.2741 | 0
| All | All Customers | 9 | Monthly System Peak Day | CAISO | 1-in-10 | 2027 | 7 | 563.1077 | 487.8182 | 39.4889 | 75.0385 | 0
| All | All Customers | 9 | Monthly System Peak Day | CAISO | 1-in-10 | 2027 | 8 | 562.3569 | 489.8594 | 39.4564 | 75.5037 | 0
| All | All Customers | 9 | Monthly System Peak Day | CAISO | 1-in-10 | 2027 | 9 | 500.5158 | 468.7691 | 39.46 | 76.9356 | 0
| All | All Customers | 9 | Monthly System Peak Day | CAISO | 1-in-10 | 2027 | 10 | 497.8904 | 453.5308 | 39.4572 | 80.2439 | 0
| All | All Customers | 9 | Monthly System Peak Day | CAISO | 1-in-10 | 2027 | 11 | 480.5653 | 435.7249 | 39.4609 | 85.05 | 0
| All | All Customers | 9 | Monthly System Peak Day | CAISO | 1-in-10 | 2027 | 12 | 471.4577 | 426.5244 | 39.4608 | 89.2714 | 0
| All | All Customers | 9 | Monthly System Peak Day | CAISO | 1-in-10 | 2027 | 13 | 405.2502 | 372.9099 | 39.4693 | 92.498 | 0
| All | All Customers | 9 | Monthly System Peak Day | CAISO | 1-in-10 | 2027 | 14 | 373.4029 | 347.2976 | 39.4656 | 94.4061 | 0
| All | All Customers | 9 | Monthly System Peak Day | CAISO | 1-in-10 | 2027 | 15 | 334.3178 | 315.0679 | 39.4899 | 95.6612 | 0
| All | All Customers | 9 | Monthly System Peak Day | CAISO | 1-in-10 | 2027 | 16 | 303.4409 | 272.1263 | 39.4993 | 96.0092 | 0
| All | All Customers | 9 | Monthly System Peak Day | CAISO | 1-in-10 | 2027 | 17 | 276.8507 | 287.7098 | 39.3788 | 96.2122 | 0
| All | All Customers | 9 | Monthly System Peak Day | CAISO | 1-in-10 | 2027 | 18 | 258.4261 | 282.2002 | 39.3877 | 95.0316 | 0
| All | All Customers | 9 | Monthly System Peak Day | CAISO | 1-in-10 | 2027 | 19 | 261.4462 | 233.1522 | 39.868 | 93.3908 | 0
| All | All Customers | 9 | Monthly System Peak Day | CAISO | 1-in-10 | 2027 | 20 | 261.8038 | 221.9758 | 38.5742 | 91.0112 | 0
| All | All Customers | 9 | Monthly System Peak Day | CAISO | 1-in-10 | 2027 | 21 | 278.2454 | 247.3014 | 39.5359 | 87.852 | 0
| All | All Customers | 9 | Monthly System Peak Day | CAISO | 1-in-10 | 2027 | 22 | 420.7685 | 378.4666 | 39.5387 | 86.1918 | 0
| All | All Customers | 9 | Monthly System Peak Day | CAISO | 1-in-10 | 2027 | 23 | 423.9783 | 378.0567 | 39.4291 | 84.9041 | 0
| All | All Customers | 9 | Monthly System Peak Day | CAISO | 1-in-10 | 2027 | 24 | 439.3194 | 403.4308 | 39.4381 | 83.2214 | 0
| All | All Customers | 10 | Average Weekday | CAISO | 1-in-10 | 2027 | 1 | 399.5208 | 413.442 | 36.5718 | 67.7185 | 0
| All | All Customers | 10 | Average Weekday | CAISO | 1-in-10 | 2027 | 2 | 377.6381 | 384.8721 | 36.4757 | 66.8116 | 0
| All | All Customers | 10 | Average Weekday | CAISO | 1-in-10 | 2027 | 3 | 472.5743 | 482.5862 | 36.462 | 66.0895 | 0
| All | All Customers | 10 | Average Weekday | CAISO | 1-in-10 | 2027 | 4 | 580.2233 | 595.1505 | 36.4292 | 65.4005 | 0
| All | All Customers | 10 | Average Weekday | CAISO | 1-in-10 | 2027 | 5 | 583.8971 | 600.6898 | 36.4349 | 64.7636 | 0
| All | All Customers | 10 | Average Weekday | CAISO | 1-in-10 | 2027 | 6 | 596.9094 | 617.9935 | 36.4029 | 64.2657 | 0
| All | All Customers | 10 | Average Weekday | CAISO | 1-in-10 | 2027 | 7 | 605.6599 | 621.5096 | 36.4163 | 63.7933 | 0
| All | All Customers | 10 | Average Weekday | CAISO | 1-in-10 | 2027 | 8 | 629.1061 | 655.2469 | 36.6739 | 63.4726 | 0
| All | All Customers | 10 | Average Weekday | CAISO | 1-in-10 | 2027 | 9 | 567.3797 | 604.7104 | 36.9353 | 63.925 | 0
| All | All Customers | 10 | Average Weekday | CAISO | 1-in-10 | 2027 | 10 | 553.2458 | 573.1205 | 36.7116 | 66.8175 | 0
| All | All Customers | 10 | Average Weekday | CAISO | 1-in-10 | 2027 | 11 | 544.0163 | 559.0493 | 36.8405 | 70.6107 | 0
| All | All Customers | 10 | Average Weekday | CAISO | 1-in-10 | 2027 | 12 | 527.267 | 538.7445 | 36.9826 | 74.3318 | 0
| All | All Customers | 10 | Average Weekday | CAISO | 1-in-10 | 2027 | 13 | 434.4798 | 443.3882 | 37.0774 | 77.3255 | 0
| All | All Customers | 10 | Average Weekday | CAISO | 1-in-10 | 2027 | 14 | 385.2206 | 391.2766 | 36.9695 | 79.3286 | 0
| All | All Customers | 10 | Average Weekday | CAISO | 1-in-10 | 2027 | 15 | 341.5197 | 346.6105 | 36.7541 | 80.544 | 0
| All | All Customers | 10 | Average Weekday | CAISO | 1-in-10 | 2027 | 16 | 295.4719 | 297.4213 | 36.474 | 81.0973 | 0
| All | All Customers | 10 | Average Weekday | CAISO | 1-in-10 | 2027 | 17 | 276.3536 | 285.1017 | 36.2341 | 81.0095 | 0
| All | All Customers | 10 | Average Weekday | CAISO | 1-in-10 | 2027 | 18 | 268.9697 | 275.9278 | 36.2612 | 80.1858 | 0
| All | All Customers | 10 | Average Weekday | CAISO | 1-in-10 | 2027 | 19 | 260.0838 | 264.6688 | 36.7703 | 78.2469 | 0
| All | All Customers | 10 | Average Weekday | CAISO | 1-in-10 | 2027 | 20 | 261.4104 | 265.4346 | 36.1954 | 75.1596 | 0
| All | All Customers | 10 | Average Weekday | CAISO | 1-in-10 | 2027 | 21 | 269.0322 | 273.3024 | 36.2623 | 72.8835 | 0
| All | All Customers | 10 | Average Weekday | CAISO | 1-in-10 | 2027 | 22 | 440.6743 | 462.9275 | 36.4608 | 71.2801 | 0
| All | All Customers | 10 | Average Weekday | CAISO | 1-in-10 | 2027 | 23 | 430.5461 | 453.9962 | 36.5568 | 69.9309 | 0
| All | All Customers | 10 | Average Weekday | CAISO | 1-in-10 | 2027 | 24 | 448.8163 | 480.3868 | 36.6669 | 68.7679 | 0
| All | All Customers | 10 | Monthly System Peak Day | CAISO | 1-in-10 | 2027 | 1 | 399.5208 | 427.4876 | 36.1809 | 77.3176 | 0
| All | All Customers | 10 | Monthly System Peak Day | CAISO | 1-in-10 | 2027 | 2 | 377.6381 | 392.4712 | 36.2249 | 76.1669 | 0
| All | All Customers | 10 | Monthly System Peak Day | CAISO | 1-in-10 | 2027 | 3 | 472.5743 | 491.1011 | 36.2317 | 75.1587 | 0
| All | All Customers | 10 | Monthly System Peak Day | CAISO | 1-in-10 | 2027 | 4 | 580.2233 | 600.1497 | 36.2534 | 74.1818 | 0
| All | All Customers | 10 | Monthly System Peak Day | CAISO | 1-in-10 | 2027 | 5 | 583.8971 | 608.2953 | 36.2507 | 73.7402 | 0
| All | All Customers | 10 | Monthly System Peak Day | CAISO | 1-in-10 | 2027 | 6 | 596.9094 | 619.2755 | 36.2785 | 73.4987 | 0
| All | All Customers | 10 | Monthly System Peak Day | CAISO | 1-in-10 | 2027 | 7 | 605.6599 | 619.2811 | 36.2857 | 72.796 | 0
| All | All Customers | 10 | Monthly System Peak Day | CAISO | 1-in-10 | 2027 | 8 | 629.1061 | 666.2784 | 36.1577 | 72.3983 | 0
| All | All Customers | 10 | Monthly System Peak Day | CAISO | 1-in-10 | 2027 | 9 | 567.3797 | 615.5341 | 36.1158 | 73.0147 | 0
| All | All Customers | 10 | Monthly System Peak Day | CAISO | 1-in-10 | 2027 | 10 | 553.2458 | 579.8027 | 36.1667 | 76.7836 | 0
| All | All Customers | 10 | Monthly System Peak Day | CAISO | 1-in-10 | 2027 | 11 | 544.0163 | 569.1071 | 36.1969 | 80.6676 | 0
| All | All Customers | 10 | Monthly System Peak Day | CAISO | 1-in-10 | 2027 | 12 | 527.267 | 552.0419 | 36.2623 | 84.0936 | 0
| All | All Customers | 10 | Monthly System Peak Day | CAISO | 1-in-10 | 2027 | 13 | 434.4798 | 446.6464 | 36.326 | 86.8585 | 0
| All | All Customers | 10 | Monthly System Peak Day | CAISO | 1-in-10 | 2027 | 14 | 385.2206 | 391.6075 | 36.2672 | 88.4053 | 0
| All | All Customers | 10 | Monthly System Peak Day | CAISO | 1-in-10 | 2027 | 15 | 341.5197 | 346.0604 | 36.1922 | 89.1532 | 0
| All | All Customers | 10 | Monthly System Peak Day | CAISO | 1-in-10 | 2027 | 16 | 295.4719 | 295.1319 | 36.2337 | 89.8404 | 0
| All | All Customers | 10 | Monthly System Peak Day | CAISO | 1-in-10 | 2027 | 17 | 276.3536 | 285.1169 | 36.2029 | 89.2723 | 0
| All | All Customers | 10 | Monthly System Peak Day | CAISO | 1-in-10 | 2027 | 18 | 268.9697 | 276.2032 | 36.1894 | 88.0713 | 0
| All | All Customers | 10 | Monthly System Peak Day | CAISO | 1-in-10 | 2027 | 19 | 260.0838 | 263.9695 | 36.9065 | 84.9362 | 0
| All | All Customers | 10 | Monthly System Peak Day | CAISO | 1-in-10 | 2027 | 20 | 261.4104 | 264.6317 | 36.1951 | 81.3926 | 0
| All | All Customers | 10 | Monthly System Peak Day | CAISO | 1-in-10 | 2027 | 21 | 269.0322 | 274.1933 | 36.322 | 78.3037 | 0
| All | All Customers | 10 | Monthly System Peak Day | CAISO | 1-in-10 | 2027 | 22 | 440.6743 | 463.1583 | 36.2563 | 76.5022 | 0
| All | All Customers | 10 | Monthly System Peak Day | CAISO | 1-in-10 | 2027 | 23 | 430.5461 | 458.3655 | 36.203 | 75.3302 | 0
| All | All Customers | 10 | Monthly System Peak Day | CAISO | 1-in-10 | 2027 | 24 | 448.8163 | 500.4949 | 36.1488 | 74.257 | 0
| All | All Customers | 11 | Average Weekday | CAISO | 1-in-10 | 2027 | 1 | 375.5047 | 383.8443 | 36.4709 | 56.8635 | 0
| All | All Customers | 11 | Average Weekday | CAISO | 1-in-10 | 2027 | 2 | 357.7441 | 364.557 | 36.4582 | 55.8747 | 0
| All | All Customers | 11 | Average Weekday | CAISO | 1-in-10 | 2027 | 3 | 452.1975 | 463.8671 | 36.4345 | 54.963 | 0
| All | All Customers | 11 | Average Weekday | CAISO | 1-in-10 | 2027 | 4 | 566.2654 | 584.5087 | 36.4384 | 54.0459 | 0
| All | All Customers | 11 | Average Weekday | CAISO | 1-in-10 | 2027 | 5 | 556.5957 | 585.9712 | 36.4176 | 53.2576 | 0
| All | All Customers | 11 | Average Weekday | CAISO | 1-in-10 | 2027 | 6 | 572.6343 | 610.1135 | 36.4271 | 52.6836 | 0
| All | All Customers | 11 | Average Weekday | CAISO | 1-in-10 | 2027 | 7 | 587.0181 | 603.3387 | 36.6046 | 52.2571 | 0
| All | All Customers | 11 | Average Weekday | CAISO | 1-in-10 | 2027 | 8 | 598.9116 | 613.8033 | 36.7812 | 52.0378 | 0
| All | All Customers | 11 | Average Weekday | CAISO | 1-in-10 | 2027 | 9 | 542.6742 | 569.2829 | 36.631 | 53.6165 | 0
| All | All Customers | 11 | Average Weekday | CAISO | 1-in-10 | 2027 | 10 | 528.3464 | 542.5402 | 36.7122 | 57.5818 | 0
| All | All Customers | 11 | Average Weekday | CAISO | 1-in-10 | 2027 | 11 | 511.0645 | 520.6062 | 36.8115 | 62.1705 | 0
| All | All Customers | 11 | Average Weekday | CAISO | 1-in-10 | 2027 | 12 | 500.189 | 507.1747 | 36.8785 | 65.9389 | 0
| All | All Customers | 11 | Average Weekday | CAISO | 1-in-10 | 2027 | 13 | 414.0942 | 423.8712 | 36.8165 | 68.6396 | 0
| All | All Customers | 11 | Average Weekday | CAISO | 1-in-10 | 2027 | 14 | 377.2922 | 384.2763 | 36.6851 | 70.2556 | 0
| All | All Customers | 11 | Average Weekday | CAISO | 1-in-10 | 2027 | 15 | 324.5768 | 331.4336 | 36.4876 | 71.0991 | 0
| All | All Customers | 11 | Average Weekday | CAISO | 1-in-10 | 2027 | 16 | 286.2265 | 287.7061 | 36.4878 | 71.2778 | 0
| All | All Customers | 11 | Average Weekday | CAISO | 1-in-10 | 2027 | 17 | 265.3684 | 273.1435 | 36.2606 | 70.5447 | 0
| All | All Customers | 11 | Average Weekday | CAISO | 1-in-10 | 2027 | 18 | 255.1341 | 262.5002 | 36.3281 | 68.5584 | 0
| All | All Customers | 11 | Average Weekday | CAISO | 1-in-10 | 2027 | 19 | 250.3704 | 254.796 | 36.1961 | 65.9823 | 0
| All | All Customers | 11 | Average Weekday | CAISO | 1-in-10 | 2027 | 20 | 248.6393 | 317.0719 | 43.8921 | 63.7891 | 0
| All | All Customers | 11 | Average Weekday | CAISO | 1-in-10 | 2027 | 21 | 250.7963 | 256.0757 | 36.2931 | 62.0355 | 0
| All | All Customers | 11 | Average Weekday | CAISO | 1-in-10 | 2027 | 22 | 416.2087 | 436.1371 | 36.5178 | 60.4145 | 0
| All | All Customers | 11 | Average Weekday | CAISO | 1-in-10 | 2027 | 23 | 406.327 | 423.3836 | 36.5965 | 59.0563 | 0
| All | All Customers | 11 | Average Weekday | CAISO | 1-in-10 | 2027 | 24 | 421.3376 | 437.4445 | 36.5384 | 57.8888 | 0
| All | All Customers | 11 | Monthly System Peak Day | CAISO | 1-in-10 | 2027 | 1 | 375.5047 | 392.0704 | 36.2436 | 70.1098 | 0
| All | All Customers | 11 | Monthly System Peak Day | CAISO | 1-in-10 | 2027 | 2 | 357.7441 | 371.6117 | 36.2432 | 68.6984 | 0
| All | All Customers | 11 | Monthly System Peak Day | CAISO | 1-in-10 | 2027 | 3 | 452.1975 | 470.016 | 36.269 | 67.9816 | 0
| All | All Customers | 11 | Monthly System Peak Day | CAISO | 1-in-10 | 2027 | 4 | 566.2654 | 591.0794 | 36.2624 | 66.567 | 0
| All | All Customers | 11 | Monthly System Peak Day | CAISO | 1-in-10 | 2027 | 5 | 556.5957 | 590.9758 | 36.2959 | 65.7416 | 0
| All | All Customers | 11 | Monthly System Peak Day | CAISO | 1-in-10 | 2027 | 6 | 572.6343 | 613.0084 | 36.2946 | 64.8535 | 0
| All | All Customers | 11 | Monthly System Peak Day | CAISO | 1-in-10 | 2027 | 7 | 587.0181 | 603.1034 | 36.1312 | 64.5405 | 0
| All | All Customers | 11 | Monthly System Peak Day | CAISO | 1-in-10 | 2027 | 8 | 598.9116 | 636.6323 | 36.0946 | 65.0685 | 0
| All | All Customers | 11 | Monthly System Peak Day | CAISO | 1-in-10 | 2027 | 9 | 542.6742 | 577.5046 | 36.2048 | 66.6631 | 0
| All | All Customers | 11 | Monthly System Peak Day | CAISO | 1-in-10 | 2027 | 10 | 528.3464 | 552.4552 | 36.1827 | 70.9158 | 0
| All | All Customers | 11 | Monthly System Peak Day | CAISO | 1-in-10 | 2027 | 11 | 511.0645 | 534.921 | 36.277 | 77.9199 | 0
| All | All Customers | 11 | Monthly System Peak Day | CAISO | 1-in-10 | 2027 | 12 | 500.189 | 522.7247 | 36.4071 | 83.7981 | 0
| All | All Customers | 11 | Monthly System Peak Day | CAISO | 1-in-10 | 2027 | 13 | 414.0942 | 427.0616 | 36.3926 | 87.3606 | 0
| All | All Customers | 11 | Monthly System Peak Day | CAISO | 1-in-10 | 2027 | 14 | 377.2922 | 383.9502 | 36.2802 | 89.2394 | 0
| All | All Customers | 11 | Monthly System Peak Day | CAISO | 1-in-10 | 2027 | 15 | 324.5768 | 330.8701 | 36.2766 | 89.9202 | 0
| All | All Customers | 11 | Monthly System Peak Day | CAISO | 1-in-10 | 2027 | 16 | 286.2265 | 285.4327 | 36.2285 | 90.0734 | 0
| All | All Customers | 11 | Monthly System Peak Day | CAISO | 1-in-10 | 2027 | 17 | 265.3684 | 273.8784 | 36.1845 | 89.4596 | 0
| All | All Customers | 11 | Monthly System Peak Day | CAISO | 1-in-10 | 2027 | 18 | 255.1341 | 264.5639 | 36.1371 | 87.6979 | 0
| All | All Customers | 11 | Monthly System Peak Day | CAISO | 1-in-10 | 2027 | 19 | 250.3704 | 254.5308 | 36.1958 | 84.6872 | 0
| All | All Customers | 11 | Monthly System Peak Day | CAISO | 1-in-10 | 2027 | 20 | 248.6393 | 372.525 | 48.1271 | 80.8862 | 0
| All | All Customers | 11 | Monthly System Peak Day | CAISO | 1-in-10 | 2027 | 21 | 250.7963 | 256.7906 | 36.3517 | 77.491 | 0
| All | All Customers | 11 | Monthly System Peak Day | CAISO | 1-in-10 | 2027 | 22 | 416.2087 | 438.3947 | 36.203 | 74.8802 | 0
| All | All Customers | 11 | Monthly System Peak Day | CAISO | 1-in-10 | 2027 | 23 | 406.327 | 430.5854 | 36.1503 | 72.6836 | 0
| All | All Customers | 11 | Monthly System Peak Day | CAISO | 1-in-10 | 2027 | 24 | 421.3376 | 452.398 | 36.1987 | 71.115 | 0
| All | All Customers | 12 | Average Weekday | CAISO | 1-in-10 | 2027 | 1 | 415.4356 | 424.1712 | 36.355 | 51.621 | 0
| All | All Customers | 12 | Average Weekday | CAISO | 1-in-10 | 2027 | 2 | 399.4346 | 407.041 | 36.3491 | 50.8313 | 0
| All | All Customers | 12 | Average Weekday | CAISO | 1-in-10 | 2027 | 3 | 491.8624 | 504.5741 | 36.3485 | 50.0968 | 0
| All | All Customers | 12 | Average Weekday | CAISO | 1-in-10 | 2027 | 4 | 607.0898 | 626.6044 | 36.3478 | 49.3942 | 0
| All | All Customers | 12 | Average Weekday | CAISO | 1-in-10 | 2027 | 5 | 601.3586 | 632.8366 | 36.3507 | 48.808 | 0
| All | All Customers | 12 | Average Weekday | CAISO | 1-in-10 | 2027 | 6 | 603.1506 | 643.83 | 36.3556 | 48.2755 | 0
| All | All Customers | 12 | Average Weekday | CAISO | 1-in-10 | 2027 | 7 | 610.6815 | 627.9768 | 36.3621 | 47.8685 | 0
| All | All Customers | 12 | Average Weekday | CAISO | 1-in-10 | 2027 | 8 | 629.1339 | 645.7842 | 36.3704 | 47.8005 | 0
| All | All Customers | 12 | Average Weekday | CAISO | 1-in-10 | 2027 | 9 | 564.1328 | 591.4835 | 36.3792 | 48.5796 | 0
| All | All Customers | 12 | Average Weekday | CAISO | 1-in-10 | 2027 | 10 | 540.342 | 557.3842 | 36.3675 | 51.4553 | 0
| All | All Customers | 12 | Average Weekday | CAISO | 1-in-10 | 2027 | 11 | 525.7256 | 536.5574 | 36.3839 | 55.0915 | 0
| All | All Customers | 12 | Average Weekday | CAISO | 1-in-10 | 2027 | 12 | 513.5529 | 520.2149 | 36.4002 | 58.3887 | 0
| All | All Customers | 12 | Average Weekday | CAISO | 1-in-10 | 2027 | 13 | 434.3754 | 443.8413 | 36.4104 | 60.7438 | 0
| All | All Customers | 12 | Average Weekday | CAISO | 1-in-10 | 2027 | 14 | 401.4285 | 408.955 | 36.3986 | 62.2884 | 0
| All | All Customers | 12 | Average Weekday | CAISO | 1-in-10 | 2027 | 15 | 365.4151 | 371.6984 | 36.374 | 63.0612 | 0
| All | All Customers | 12 | Average Weekday | CAISO | 1-in-10 | 2027 | 16 | 325.3278 | 326.7382 | 36.3548 | 63.165 | 0
| All | All Customers | 12 | Average Weekday | CAISO | 1-in-10 | 2027 | 17 | 311.917 | 320.3577 | 36.219 | 62.4635 | 0
| All | All Customers | 12 | Average Weekday | CAISO | 1-in-10 | 2027 | 18 | 303.382 | 310.5331 | 36.2192 | 60.5337 | 0
| All | All Customers | 12 | Average Weekday | CAISO | 1-in-10 | 2027 | 19 | 299.7014 | 303.9411 | 36.1956 | 58.3625 | 0
| All | All Customers | 12 | Average Weekday | CAISO | 1-in-10 | 2027 | 20 | 306.3393 | 375.9349 | 36.8839 | 56.7838 | 0
| All | All Customers | 12 | Average Weekday | CAISO | 1-in-10 | 2027 | 21 | 309.8394 | 315.2593 | 36.2614 | 55.4689 | 0
| All | All Customers | 12 | Average Weekday | CAISO | 1-in-10 | 2027 | 22 | 462.6539 | 482.048 | 36.3592 | 54.2664 | 0
| All | All Customers | 12 | Average Weekday | CAISO | 1-in-10 | 2027 | 23 | 452.5259 | 469.1107 | 36.3627 | 53.2281 | 0
| All | All Customers | 12 | Average Weekday | CAISO | 1-in-10 | 2027 | 24 | 465.6652 | 482.2528 | 36.3627 | 52.3471 | 0
| All | All Customers | 12 | Monthly System Peak Day | CAISO | 1-in-10 | 2027 | 1 | 415.4356 | 424.1712 | 36.355 | 42.9142 | 0
| All | All Customers | 12 | Monthly System Peak Day | CAISO | 1-in-10 | 2027 | 2 | 399.4346 | 407.041 | 36.3491 | 41.9747 | 0
| All | All Customers | 12 | Monthly System Peak Day | CAISO | 1-in-10 | 2027 | 3 | 491.8624 | 504.5741 | 36.3485 | 40.9278 | 0
| All | All Customers | 12 | Monthly System Peak Day | CAISO | 1-in-10 | 2027 | 4 | 607.0898 | 626.6044 | 36.3478 | 40.057 | 0
| All | All Customers | 12 | Monthly System Peak Day | CAISO | 1-in-10 | 2027 | 5 | 601.3586 | 632.8366 | 36.3507 | 39.156 | 0
| All | All Customers | 12 | Monthly System Peak Day | CAISO | 1-in-10 | 2027 | 6 | 603.1506 | 643.83 | 36.3556 | 38.165 | 0
| All | All Customers | 12 | Monthly System Peak Day | CAISO | 1-in-10 | 2027 | 7 | 610.6815 | 627.9768 | 36.3621 | 37.3427 | 0
| All | All Customers | 12 | Monthly System Peak Day | CAISO | 1-in-10 | 2027 | 8 | 629.1339 | 645.7842 | 36.3704 | 37.5165 | 0
| All | All Customers | 12 | Monthly System Peak Day | CAISO | 1-in-10 | 2027 | 9 | 564.1328 | 591.4835 | 36.3792 | 38.7112 | 0
| All | All Customers | 12 | Monthly System Peak Day | CAISO | 1-in-10 | 2027 | 10 | 540.342 | 557.3842 | 36.3675 | 42.6329 | 0
| All | All Customers | 12 | Monthly System Peak Day | CAISO | 1-in-10 | 2027 | 11 | 525.7256 | 536.5574 | 36.3839 | 47.0512 | 0
| All | All Customers | 12 | Monthly System Peak Day | CAISO | 1-in-10 | 2027 | 12 | 513.5529 | 520.2149 | 36.4002 | 49.8976 | 0
| All | All Customers | 12 | Monthly System Peak Day | CAISO | 1-in-10 | 2027 | 13 | 434.3754 | 443.8413 | 36.4104 | 51.2001 | 0
| All | All Customers | 12 | Monthly System Peak Day | CAISO | 1-in-10 | 2027 | 14 | 401.4285 | 408.955 | 36.3986 | 52.4006 | 0
| All | All Customers | 12 | Monthly System Peak Day | CAISO | 1-in-10 | 2027 | 15 | 365.4151 | 371.6984 | 36.374 | 53.432 | 0
| All | All Customers | 12 | Monthly System Peak Day | CAISO | 1-in-10 | 2027 | 16 | 325.3278 | 326.7382 | 36.3548 | 53.8276 | 0
| All | All Customers | 12 | Monthly System Peak Day | CAISO | 1-in-10 | 2027 | 17 | 311.917 | 320.3577 | 36.219 | 53.5174 | 0
| All | All Customers | 12 | Monthly System Peak Day | CAISO | 1-in-10 | 2027 | 18 | 303.382 | 310.5331 | 36.2192 | 51.7141 | 0
| All | All Customers | 12 | Monthly System Peak Day | CAISO | 1-in-10 | 2027 | 19 | 299.7014 | 303.9411 | 36.1956 | 49.5135 | 0
| All | All Customers | 12 | Monthly System Peak Day | CAISO | 1-in-10 | 2027 | 20 | 306.3393 | 375.9349 | 36.8839 | 48.193 | 0
| All | All Customers | 12 | Monthly System Peak Day | CAISO | 1-in-10 | 2027 | 21 | 309.8394 | 315.2593 | 36.2614 | 46.7799 | 0
| All | All Customers | 12 | Monthly System Peak Day | CAISO | 1-in-10 | 2027 | 22 | 462.6539 | 482.048 | 36.3592 | 45.0996 | 0
| All | All Customers | 12 | Monthly System Peak Day | CAISO | 1-in-10 | 2027 | 23 | 452.5259 | 469.1107 | 36.3627 | 44.3117 | 0
| All | All Customers | 12 | Monthly System Peak Day | CAISO | 1-in-10 | 2027 | 24 | 465.6652 | 482.2528 | 36.3627 | 43.8263 | 0
| All | All Customers | 1 | Average Weekday | CAISO | 1-in-10 | 2028 | 1 | 412.1583 | 420.2135 | 36.3956 | 49.4499 | 0
| All | All Customers | 1 | Average Weekday | CAISO | 1-in-10 | 2028 | 2 | 399.8515 | 407.8717 | 36.3897 | 48.6517 | 0
| All | All Customers | 1 | Average Weekday | CAISO | 1-in-10 | 2028 | 3 | 497.2282 | 509.6182 | 36.3891 | 48.0156 | 0
| All | All Customers | 1 | Average Weekday | CAISO | 1-in-10 | 2028 | 4 | 609.9987 | 628.7879 | 36.3884 | 47.3298 | 0
| All | All Customers | 1 | Average Weekday | CAISO | 1-in-10 | 2028 | 5 | 604.9987 | 635.7877 | 36.3913 | 46.6643 | 0
| All | All Customers | 1 | Average Weekday | CAISO | 1-in-10 | 2028 | 6 | 614.451 | 653.8743 | 36.3961 | 46.0566 | 0
| All | All Customers | 1 | Average Weekday | CAISO | 1-in-10 | 2028 | 7 | 629.6874 | 646.3253 | 36.4026 | 45.5653 | 0
| All | All Customers | 1 | Average Weekday | CAISO | 1-in-10 | 2028 | 8 | 650.9723 | 666.8916 | 36.4109 | 45.3715 | 0
| All | All Customers | 1 | Average Weekday | CAISO | 1-in-10 | 2028 | 9 | 582.7059 | 608.3513 | 36.4198 | 45.9366 | 0
| All | All Customers | 1 | Average Weekday | CAISO | 1-in-10 | 2028 | 10 | 569.2961 | 584.0743 | 36.4082 | 48.7274 | 0
| All | All Customers | 1 | Average Weekday | CAISO | 1-in-10 | 2028 | 11 | 550.9337 | 560.6437 | 36.4245 | 52.3553 | 0
| All | All Customers | 1 | Average Weekday | CAISO | 1-in-10 | 2028 | 12 | 541.0024 | 547.7162 | 36.4408 | 55.6424 | 0
| All | All Customers | 1 | Average Weekday | CAISO | 1-in-10 | 2028 | 13 | 466.2966 | 475.7742 | 36.4511 | 57.9774 | 0
| All | All Customers | 1 | Average Weekday | CAISO | 1-in-10 | 2028 | 14 | 428.8506 | 435.8075 | 36.4392 | 59.4872 | 0
| All | All Customers | 1 | Average Weekday | CAISO | 1-in-10 | 2028 | 15 | 390.1819 | 395.8298 | 36.4146 | 60.4221 | 0
| All | All Customers | 1 | Average Weekday | CAISO | 1-in-10 | 2028 | 16 | 348.9123 | 350.1603 | 36.3954 | 60.7972 | 0
| All | All Customers | 1 | Average Weekday | CAISO | 1-in-10 | 2028 | 17 | 334.3241 | 342.6601 | 36.2611 | 60.3811 | 0
| All | All Customers | 1 | Average Weekday | CAISO | 1-in-10 | 2028 | 18 | 322.9078 | 330.1747 | 36.2613 | 58.9037 | 0
| All | All Customers | 1 | Average Weekday | CAISO | 1-in-10 | 2028 | 19 | 311.2932 | 315.5763 | 36.2374 | 56.6145 | 0
| All | All Customers | 1 | Average Weekday | CAISO | 1-in-10 | 2028 | 20 | 310.9811 | 380.0751 | 36.9228 | 54.9021 | 0
| All | All Customers | 1 | Average Weekday | CAISO | 1-in-10 | 2028 | 21 | 303.2132 | 308.4701 | 36.3032 | 53.6195 | 0
| All | All Customers | 1 | Average Weekday | CAISO | 1-in-10 | 2028 | 22 | 457.7962 | 477.3699 | 36.3995 | 52.4654 | 0
| All | All Customers | 1 | Average Weekday | CAISO | 1-in-10 | 2028 | 23 | 450.3992 | 467.0347 | 36.4032 | 51.3586 | 0
| All | All Customers | 1 | Average Weekday | CAISO | 1-in-10 | 2028 | 24 | 467.1236 | 482.9212 | 36.4033 | 50.4441 | 0
| All | All Customers | 1 | Monthly System Peak Day | CAISO | 1-in-10 | 2028 | 1 | 412.1583 | 420.2135 | 36.3956 | 44.7473 | 0
| All | All Customers | 1 | Monthly System Peak Day | CAISO | 1-in-10 | 2028 | 2 | 399.8515 | 407.8717 | 36.3897 | 44.228 | 0
| All | All Customers | 1 | Monthly System Peak Day | CAISO | 1-in-10 | 2028 | 3 | 497.2282 | 509.6182 | 36.3891 | 44.2237 | 0
| All | All Customers | 1 | Monthly System Peak Day | CAISO | 1-in-10 | 2028 | 4 | 609.9987 | 628.7879 | 36.3884 | 43.7963 | 0
| All | All Customers | 1 | Monthly System Peak Day | CAISO | 1-in-10 | 2028 | 5 | 604.9987 | 635.7877 | 36.3913 | 43.5236 | 0
| All | All Customers | 1 | Monthly System Peak Day | CAISO | 1-in-10 | 2028 | 6 | 614.451 | 653.8743 | 36.3961 | 42.6836 | 0
| All | All Customers | 1 | Monthly System Peak Day | CAISO | 1-in-10 | 2028 | 7 | 629.6874 | 646.3253 | 36.4026 | 42.4424 | 0
| All | All Customers | 1 | Monthly System Peak Day | CAISO | 1-in-10 | 2028 | 8 | 650.9723 | 666.8916 | 36.4109 | 41.562 | 0
| All | All Customers | 1 | Monthly System Peak Day | CAISO | 1-in-10 | 2028 | 9 | 582.7059 | 608.3513 | 36.4198 | 41.1236 | 0
| All | All Customers | 1 | Monthly System Peak Day | CAISO | 1-in-10 | 2028 | 10 | 569.2961 | 584.0743 | 36.4082 | 43.29 | 0
| All | All Customers | 1 | Monthly System Peak Day | CAISO | 1-in-10 | 2028 | 11 | 550.9337 | 560.6437 | 36.4245 | 45.2111 | 0
| All | All Customers | 1 | Monthly System Peak Day | CAISO | 1-in-10 | 2028 | 12 | 541.0024 | 547.7162 | 36.4408 | 47.1535 | 0
| All | All Customers | 1 | Monthly System Peak Day | CAISO | 1-in-10 | 2028 | 13 | 466.2966 | 475.7742 | 36.4511 | 48.4303 | 0
| All | All Customers | 1 | Monthly System Peak Day | CAISO | 1-in-10 | 2028 | 14 | 428.8506 | 435.8075 | 36.4392 | 48.4744 | 0
| All | All Customers | 1 | Monthly System Peak Day | CAISO | 1-in-10 | 2028 | 15 | 390.1819 | 395.8298 | 36.4146 | 49.3259 | 0
| All | All Customers | 1 | Monthly System Peak Day | CAISO | 1-in-10 | 2028 | 16 | 348.9123 | 350.1603 | 36.3954 | 50.1882 | 0
| All | All Customers | 1 | Monthly System Peak Day | CAISO | 1-in-10 | 2028 | 17 | 334.3241 | 342.6601 | 36.2611 | 50.4294 | 0
| All | All Customers | 1 | Monthly System Peak Day | CAISO | 1-in-10 | 2028 | 18 | 322.9078 | 330.1747 | 36.2613 | 49.4611 | 0
| All | All Customers | 1 | Monthly System Peak Day | CAISO | 1-in-10 | 2028 | 19 | 311.2932 | 315.5763 | 36.2374 | 47.6436 | 0
| All | All Customers | 1 | Monthly System Peak Day | CAISO | 1-in-10 | 2028 | 20 | 310.9811 | 380.0751 | 36.9228 | 46.6106 | 0
| All | All Customers | 1 | Monthly System Peak Day | CAISO | 1-in-10 | 2028 | 21 | 303.2132 | 308.4701 | 36.3032 | 45.4848 | 0
| All | All Customers | 1 | Monthly System Peak Day | CAISO | 1-in-10 | 2028 | 22 | 457.7962 | 477.3699 | 36.3995 | 44.7729 | 0
| All | All Customers | 1 | Monthly System Peak Day | CAISO | 1-in-10 | 2028 | 23 | 450.3992 | 467.0347 | 36.4032 | 43.8196 | 0
| All | All Customers | 1 | Monthly System Peak Day | CAISO | 1-in-10 | 2028 | 24 | 467.1236 | 482.9212 | 36.4033 | 42.8119 | 0
| All | All Customers | 2 | Average Weekday | CAISO | 1-in-10 | 2028 | 1 | 386.1173 | 394.875 | 36.4368 | 49.1051 | 0
| All | All Customers | 2 | Average Weekday | CAISO | 1-in-10 | 2028 | 2 | 372.2664 | 381.0146 | 36.4302 | 48.1832 | 0
| All | All Customers | 2 | Average Weekday | CAISO | 1-in-10 | 2028 | 3 | 463.6103 | 477.1249 | 36.4295 | 47.3124 | 0
| All | All Customers | 2 | Average Weekday | CAISO | 1-in-10 | 2028 | 4 | 571.4154 | 592.3083 | 36.4289 | 46.5457 | 0
| All | All Customers | 2 | Average Weekday | CAISO | 1-in-10 | 2028 | 5 | 570.6451 | 603.6722 | 36.4324 | 45.958 | 0
| All | All Customers | 2 | Average Weekday | CAISO | 1-in-10 | 2028 | 6 | 583.179 | 624.4334 | 36.4383 | 45.4063 | 0
| All | All Customers | 2 | Average Weekday | CAISO | 1-in-10 | 2028 | 7 | 588.2743 | 605.6679 | 36.4455 | 45.0716 | 0
| All | All Customers | 2 | Average Weekday | CAISO | 1-in-10 | 2028 | 8 | 610.5524 | 626.7527 | 36.4538 | 44.9581 | 0
| All | All Customers | 2 | Average Weekday | CAISO | 1-in-10 | 2028 | 9 | 559.6029 | 585.2533 | 36.4627 | 46.4913 | 0
| All | All Customers | 2 | Average Weekday | CAISO | 1-in-10 | 2028 | 10 | 541.6724 | 555.9183 | 36.4493 | 49.9349 | 0
| All | All Customers | 2 | Average Weekday | CAISO | 1-in-10 | 2028 | 11 | 527.1548 | 537.0347 | 36.467 | 53.6421 | 0
| All | All Customers | 2 | Average Weekday | CAISO | 1-in-10 | 2028 | 12 | 516.6238 | 523.9216 | 36.4849 | 56.6628 | 0
| All | All Customers | 2 | Average Weekday | CAISO | 1-in-10 | 2028 | 13 | 440.1004 | 450.3545 | 36.4963 | 58.7798 | 0
| All | All Customers | 2 | Average Weekday | CAISO | 1-in-10 | 2028 | 14 | 399.4085 | 406.8421 | 36.4834 | 60.1811 | 0
| All | All Customers | 2 | Average Weekday | CAISO | 1-in-10 | 2028 | 15 | 352.6727 | 359.9975 | 36.4568 | 61.0903 | 0
| All | All Customers | 2 | Average Weekday | CAISO | 1-in-10 | 2028 | 16 | 312.985 | 315.3308 | 36.4361 | 61.4625 | 0
| All | All Customers | 2 | Average Weekday | CAISO | 1-in-10 | 2028 | 17 | 287.9544 | 295.441 | 36.2747 | 61.0792 | 0
| All | All Customers | 2 | Average Weekday | CAISO | 1-in-10 | 2028 | 18 | 276.8878 | 283.3063 | 36.2756 | 59.8219 | 0
| All | All Customers | 2 | Average Weekday | CAISO | 1-in-10 | 2028 | 19 | 270.7058 | 275.4228 | 36.2377 | 57.5966 | 0
| All | All Customers | 2 | Average Weekday | CAISO | 1-in-10 | 2028 | 20 | 270.3166 | 337.2603 | 37.0231 | 55.5429 | 0
| All | All Customers | 2 | Average Weekday | CAISO | 1-in-10 | 2028 | 21 | 264.5855 | 269.9685 | 36.3186 | 53.9261 | 0
| All | All Customers | 2 | Average Weekday | CAISO | 1-in-10 | 2028 | 22 | 420.932 | 441.0485 | 36.4423 | 52.6789 | 0
| All | All Customers | 2 | Average Weekday | CAISO | 1-in-10 | 2028 | 23 | 415.6433 | 432.9683 | 36.4461 | 51.5494 | 0
| All | All Customers | 2 | Average Weekday | CAISO | 1-in-10 | 2028 | 24 | 434.1877 | 451.0098 | 36.4454 | 50.4629 | 0
| All | All Customers | 2 | Monthly System Peak Day | CAISO | 1-in-10 | 2028 | 1 | 386.1173 | 394.875 | 36.4368 | 49.9184 | 0
| All | All Customers | 2 | Monthly System Peak Day | CAISO | 1-in-10 | 2028 | 2 | 372.2664 | 381.0146 | 36.4302 | 49.7161 | 0
| All | All Customers | 2 | Monthly System Peak Day | CAISO | 1-in-10 | 2028 | 3 | 463.6103 | 477.1249 | 36.4295 | 49.6059 | 0
| All | All Customers | 2 | Monthly System Peak Day | CAISO | 1-in-10 | 2028 | 4 | 571.4154 | 592.3083 | 36.4289 | 49.7184 | 0
| All | All Customers | 2 | Monthly System Peak Day | CAISO | 1-in-10 | 2028 | 5 | 570.6451 | 603.6722 | 36.4324 | 49.2817 | 0
| All | All Customers | 2 | Monthly System Peak Day | CAISO | 1-in-10 | 2028 | 6 | 583.179 | 624.4334 | 36.4383 | 48.5715 | 0
| All | All Customers | 2 | Monthly System Peak Day | CAISO | 1-in-10 | 2028 | 7 | 588.2743 | 605.6679 | 36.4455 | 48.1753 | 0
| All | All Customers | 2 | Monthly System Peak Day | CAISO | 1-in-10 | 2028 | 8 | 610.5524 | 626.7527 | 36.4538 | 48.0561 | 0
| All | All Customers | 2 | Monthly System Peak Day | CAISO | 1-in-10 | 2028 | 9 | 559.6029 | 585.2533 | 36.4627 | 48.4063 | 0
| All | All Customers | 2 | Monthly System Peak Day | CAISO | 1-in-10 | 2028 | 10 | 541.6724 | 555.9183 | 36.4493 | 49.6658 | 0
| All | All Customers | 2 | Monthly System Peak Day | CAISO | 1-in-10 | 2028 | 11 | 527.1548 | 537.0347 | 36.467 | 50.6952 | 0
| All | All Customers | 2 | Monthly System Peak Day | CAISO | 1-in-10 | 2028 | 12 | 516.6238 | 523.9216 | 36.4849 | 51.8486 | 0
| All | All Customers | 2 | Monthly System Peak Day | CAISO | 1-in-10 | 2028 | 13 | 440.1004 | 450.3545 | 36.4963 | 53.1027 | 0
| All | All Customers | 2 | Monthly System Peak Day | CAISO | 1-in-10 | 2028 | 14 | 399.4085 | 406.8421 | 36.4834 | 54.3177 | 0
| All | All Customers | 2 | Monthly System Peak Day | CAISO | 1-in-10 | 2028 | 15 | 352.6727 | 359.9975 | 36.4568 | 54.9586 | 0
| All | All Customers | 2 | Monthly System Peak Day | CAISO | 1-in-10 | 2028 | 16 | 312.985 | 315.3308 | 36.4361 | 55.1827 | 0
| All | All Customers | 2 | Monthly System Peak Day | CAISO | 1-in-10 | 2028 | 17 | 287.9544 | 295.441 | 36.2747 | 56.5465 | 0
| All | All Customers | 2 | Monthly System Peak Day | CAISO | 1-in-10 | 2028 | 18 | 276.8878 | 283.3063 | 36.2756 | 55.689 | 0
| All | All Customers | 2 | Monthly System Peak Day | CAISO | 1-in-10 | 2028 | 19 | 270.7058 | 275.4228 | 36.2377 | 54.5786 | 0
| All | All Customers | 2 | Monthly System Peak Day | CAISO | 1-in-10 | 2028 | 20 | 270.3166 | 337.2603 | 37.0231 | 53.4877 | 0
| All | All Customers | 2 | Monthly System Peak Day | CAISO | 1-in-10 | 2028 | 21 | 264.5855 | 269.9685 | 36.3186 | 53.0153 | 0
| All | All Customers | 2 | Monthly System Peak Day | CAISO | 1-in-10 | 2028 | 22 | 420.932 | 441.0485 | 36.4423 | 52.4175 | 0
| All | All Customers | 2 | Monthly System Peak Day | CAISO | 1-in-10 | 2028 | 23 | 415.6433 | 432.9683 | 36.4461 | 51.8125 | 0
| All | All Customers | 2 | Monthly System Peak Day | CAISO | 1-in-10 | 2028 | 24 | 434.1877 | 451.0098 | 36.4454 | 51.1797 | 0
| All | All Customers | 3 | Average Weekday | CAISO | 1-in-10 | 2028 | 1 | 417.6417 | 432.9705 | 36.5055 | 58.38 | 0
| All | All Customers | 3 | Average Weekday | CAISO | 1-in-10 | 2028 | 2 | 403.8834 | 412.668 | 36.4564 | 57.2797 | 0
| All | All Customers | 3 | Average Weekday | CAISO | 1-in-10 | 2028 | 3 | 509.418 | 520.6956 | 36.4491 | 56.254 | 0
| All | All Customers | 3 | Average Weekday | CAISO | 1-in-10 | 2028 | 4 | 619.403 | 635.853 | 36.4331 | 55.3455 | 0
| All | All Customers | 3 | Average Weekday | CAISO | 1-in-10 | 2028 | 5 | 601.2603 | 621.8768 | 36.4363 | 54.5781 | 0
| All | All Customers | 3 | Average Weekday | CAISO | 1-in-10 | 2028 | 6 | 615.5663 | 639.5906 | 36.4219 | 53.8867 | 0
| All | All Customers | 3 | Average Weekday | CAISO | 1-in-10 | 2028 | 7 | 628.8919 | 645.4696 | 36.4337 | 53.4742 | 0
| All | All Customers | 3 | Average Weekday | CAISO | 1-in-10 | 2028 | 8 | 647.0907 | 677.3339 | 36.5641 | 53.4151 | 0
| All | All Customers | 3 | Average Weekday | CAISO | 1-in-10 | 2028 | 9 | 589.9089 | 628.2151 | 36.6824 | 54.8301 | 0
| All | All Customers | 3 | Average Weekday | CAISO | 1-in-10 | 2028 | 10 | 575.3095 | 598.5276 | 36.5747 | 58.3814 | 0
| All | All Customers | 3 | Average Weekday | CAISO | 1-in-10 | 2028 | 11 | 550.4987 | 567.8912 | 36.6335 | 62.6904 | 0
| All | All Customers | 3 | Average Weekday | CAISO | 1-in-10 | 2028 | 12 | 542.5335 | 554.0714 | 36.692 | 66.6136 | 0
| All | All Customers | 3 | Average Weekday | CAISO | 1-in-10 | 2028 | 13 | 447.5975 | 456.8635 | 36.723 | 69.6765 | 0
| All | All Customers | 3 | Average Weekday | CAISO | 1-in-10 | 2028 | 14 | 418.5382 | 424.9333 | 36.6771 | 71.7646 | 0
| All | All Customers | 3 | Average Weekday | CAISO | 1-in-10 | 2028 | 15 | 372.9239 | 378.2447 | 36.5832 | 73.0134 | 0
| All | All Customers | 3 | Average Weekday | CAISO | 1-in-10 | 2028 | 16 | 335.2261 | 337.3446 | 36.455 | 73.604 | 0
| All | All Customers | 3 | Average Weekday | CAISO | 1-in-10 | 2028 | 17 | 322.2878 | 331.3911 | 36.2709 | 73.5115 | 0
| All | All Customers | 3 | Average Weekday | CAISO | 1-in-10 | 2028 | 18 | 308.8866 | 315.908 | 36.2841 | 72.5285 | 0
| All | All Customers | 3 | Average Weekday | CAISO | 1-in-10 | 2028 | 19 | 301.2635 | 306.1145 | 36.3573 | 70.6931 | 0
| All | All Customers | 3 | Average Weekday | CAISO | 1-in-10 | 2028 | 20 | 291.2234 | 295.2694 | 36.237 | 68.0039 | 0
| All | All Customers | 3 | Average Weekday | CAISO | 1-in-10 | 2028 | 21 | 277.1095 | 281.0645 | 36.2801 | 65.2746 | 0
| All | All Customers | 3 | Average Weekday | CAISO | 1-in-10 | 2028 | 22 | 452.9429 | 475.8721 | 36.4567 | 63.4622 | 0
| All | All Customers | 3 | Average Weekday | CAISO | 1-in-10 | 2028 | 23 | 452.3376 | 476.6342 | 36.5063 | 62.0728 | 0
| All | All Customers | 3 | Average Weekday | CAISO | 1-in-10 | 2028 | 24 | 478.2957 | 511.0366 | 36.5558 | 60.6886 | 0
| All | All Customers | 3 | Monthly System Peak Day | CAISO | 1-in-10 | 2028 | 1 | 417.6417 | 448.7115 | 36.1676 | 65.1566 | 0
| All | All Customers | 3 | Monthly System Peak Day | CAISO | 1-in-10 | 2028 | 2 | 403.8834 | 422.5868 | 36.2291 | 63.3314 | 0
| All | All Customers | 3 | Monthly System Peak Day | CAISO | 1-in-10 | 2028 | 3 | 509.418 | 530.9532 | 36.239 | 61.896 | 0
| All | All Customers | 3 | Monthly System Peak Day | CAISO | 1-in-10 | 2028 | 4 | 619.403 | 642.8066 | 36.2702 | 60.8459 | 0
| All | All Customers | 3 | Monthly System Peak Day | CAISO | 1-in-10 | 2028 | 5 | 601.2603 | 631.0742 | 36.266 | 59.9559 | 0
| All | All Customers | 3 | Monthly System Peak Day | CAISO | 1-in-10 | 2028 | 6 | 615.5663 | 641.5105 | 36.3054 | 58.9322 | 0
| All | All Customers | 3 | Monthly System Peak Day | CAISO | 1-in-10 | 2028 | 7 | 628.8919 | 643.2569 | 36.3114 | 58.4848 | 0
| All | All Customers | 3 | Monthly System Peak Day | CAISO | 1-in-10 | 2028 | 8 | 647.0907 | 696.3602 | 36.1314 | 58.0856 | 0
| All | All Customers | 3 | Monthly System Peak Day | CAISO | 1-in-10 | 2028 | 9 | 589.9089 | 638.8699 | 36.1184 | 59.5041 | 0
| All | All Customers | 3 | Monthly System Peak Day | CAISO | 1-in-10 | 2028 | 10 | 575.3095 | 606.3163 | 36.1645 | 64.3211 | 0
| All | All Customers | 3 | Monthly System Peak Day | CAISO | 1-in-10 | 2028 | 11 | 550.4987 | 580.9252 | 36.2425 | 69.9797 | 0
| All | All Customers | 3 | Monthly System Peak Day | CAISO | 1-in-10 | 2028 | 12 | 542.5335 | 567.1466 | 36.3927 | 75.7172 | 0
| All | All Customers | 3 | Monthly System Peak Day | CAISO | 1-in-10 | 2028 | 13 | 447.5975 | 461.363 | 36.5401 | 80.9672 | 0
| All | All Customers | 3 | Monthly System Peak Day | CAISO | 1-in-10 | 2028 | 14 | 418.5382 | 426.5273 | 36.4116 | 83.4338 | 0
| All | All Customers | 3 | Monthly System Peak Day | CAISO | 1-in-10 | 2028 | 15 | 372.9239 | 378.3786 | 36.2314 | 84.3177 | 0
| All | All Customers | 3 | Monthly System Peak Day | CAISO | 1-in-10 | 2028 | 16 | 335.2261 | 335.0653 | 36.2434 | 85.1377 | 0
| All | All Customers | 3 | Monthly System Peak Day | CAISO | 1-in-10 | 2028 | 17 | 322.2878 | 331.5904 | 36.2456 | 85.8466 | 0
| All | All Customers | 3 | Monthly System Peak Day | CAISO | 1-in-10 | 2028 | 18 | 308.8866 | 316.3025 | 36.229 | 85.6149 | 0
| All | All Customers | 3 | Monthly System Peak Day | CAISO | 1-in-10 | 2028 | 19 | 301.2635 | 305.5067 | 37.7594 | 84.1317 | 0
| All | All Customers | 3 | Monthly System Peak Day | CAISO | 1-in-10 | 2028 | 20 | 291.2234 | 294.6094 | 36.237 | 81.6719 | 0
| All | All Customers | 3 | Monthly System Peak Day | CAISO | 1-in-10 | 2028 | 21 | 277.1095 | 281.8473 | 36.4306 | 77.8036 | 0
| All | All Customers | 3 | Monthly System Peak Day | CAISO | 1-in-10 | 2028 | 22 | 452.9429 | 476.2409 | 36.266 | 74.8156 | 0
| All | All Customers | 3 | Monthly System Peak Day | CAISO | 1-in-10 | 2028 | 23 | 452.3376 | 481.1998 | 36.1901 | 72.0533 | 0
| All | All Customers | 3 | Monthly System Peak Day | CAISO | 1-in-10 | 2028 | 24 | 478.2957 | 531.6008 | 36.1232 | 69.429 | 0
| All | All Customers | 4 | Average Weekday | CAISO | 1-in-10 | 2028 | 1 | 387.0603 | 401.4703 | 36.5078 | 59.5013 | 0
| All | All Customers | 4 | Average Weekday | CAISO | 1-in-10 | 2028 | 2 | 374.502 | 383.8396 | 36.4591 | 58.4907 | 0
| All | All Customers | 4 | Average Weekday | CAISO | 1-in-10 | 2028 | 3 | 475.6752 | 487.4034 | 36.4518 | 57.4983 | 0
| All | All Customers | 4 | Average Weekday | CAISO | 1-in-10 | 2028 | 4 | 577.5047 | 593.6724 | 36.4359 | 56.5966 | 0
| All | All Customers | 4 | Average Weekday | CAISO | 1-in-10 | 2028 | 5 | 552.0876 | 571.5099 | 36.4392 | 55.8386 | 0
| All | All Customers | 4 | Average Weekday | CAISO | 1-in-10 | 2028 | 6 | 566.8982 | 590.0129 | 36.425 | 55.2512 | 0
| All | All Customers | 4 | Average Weekday | CAISO | 1-in-10 | 2028 | 7 | 580.9966 | 598.1204 | 36.4369 | 54.8291 | 0
| All | All Customers | 4 | Average Weekday | CAISO | 1-in-10 | 2028 | 8 | 598.5624 | 626.8971 | 36.5664 | 54.785 | 0
| All | All Customers | 4 | Average Weekday | CAISO | 1-in-10 | 2028 | 9 | 532.7401 | 570.0795 | 36.6837 | 56.8046 | 0
| All | All Customers | 4 | Average Weekday | CAISO | 1-in-10 | 2028 | 10 | 517.9435 | 541.5286 | 36.5763 | 60.086 | 0
| All | All Customers | 4 | Average Weekday | CAISO | 1-in-10 | 2028 | 11 | 501.9966 | 517.8574 | 36.6346 | 63.7355 | 0
| All | All Customers | 4 | Average Weekday | CAISO | 1-in-10 | 2028 | 12 | 494.3385 | 505.8773 | 36.6926 | 67.1278 | 0
| All | All Customers | 4 | Average Weekday | CAISO | 1-in-10 | 2028 | 13 | 409.9628 | 419.1825 | 36.7232 | 69.4902 | 0
| All | All Customers | 4 | Average Weekday | CAISO | 1-in-10 | 2028 | 14 | 377.4901 | 383.9055 | 36.6775 | 71.1913 | 0
| All | All Customers | 4 | Average Weekday | CAISO | 1-in-10 | 2028 | 15 | 329.9945 | 335.5052 | 36.5843 | 72.3893 | 0
| All | All Customers | 4 | Average Weekday | CAISO | 1-in-10 | 2028 | 16 | 289.5641 | 291.7571 | 36.4574 | 73 | 0
| All | All Customers | 4 | Average Weekday | CAISO | 1-in-10 | 2028 | 17 | 269.4778 | 277.6509 | 36.2738 | 73.0893 | 0
| All | All Customers | 4 | Average Weekday | CAISO | 1-in-10 | 2028 | 18 | 251.8054 | 258.1759 | 36.2866 | 72.2961 | 0
| All | All Customers | 4 | Average Weekday | CAISO | 1-in-10 | 2028 | 19 | 237.4572 | 242.2733 | 36.357 | 70.8969 | 0
| All | All Customers | 4 | Average Weekday | CAISO | 1-in-10 | 2028 | 20 | 229.6691 | 233.7892 | 36.2371 | 68.6958 | 0
| All | All Customers | 4 | Average Weekday | CAISO | 1-in-10 | 2028 | 21 | 237.4858 | 241.6119 | 36.2845 | 65.7935 | 0
| All | All Customers | 4 | Average Weekday | CAISO | 1-in-10 | 2028 | 22 | 413.465 | 436.1491 | 36.4594 | 63.6144 | 0
| All | All Customers | 4 | Average Weekday | CAISO | 1-in-10 | 2028 | 23 | 416.5294 | 440.5154 | 36.5091 | 62.0737 | 0
| All | All Customers | 4 | Average Weekday | CAISO | 1-in-10 | 2028 | 24 | 444.2528 | 476.4061 | 36.5579 | 60.8033 | 0
| All | All Customers | 4 | Monthly System Peak Day | CAISO | 1-in-10 | 2028 | 1 | 387.0603 | 415.6891 | 36.1749 | 71.168 | 0
| All | All Customers | 4 | Monthly System Peak Day | CAISO | 1-in-10 | 2028 | 2 | 374.502 | 393.4741 | 36.2351 | 68.8626 | 0
| All | All Customers | 4 | Monthly System Peak Day | CAISO | 1-in-10 | 2028 | 3 | 475.6752 | 497.6795 | 36.2448 | 66.9391 | 0
| All | All Customers | 4 | Monthly System Peak Day | CAISO | 1-in-10 | 2028 | 4 | 577.5047 | 600.0419 | 36.2755 | 65.7202 | 0
| All | All Customers | 4 | Monthly System Peak Day | CAISO | 1-in-10 | 2028 | 5 | 552.0876 | 580.1592 | 36.2713 | 65.8589 | 0
| All | All Customers | 4 | Monthly System Peak Day | CAISO | 1-in-10 | 2028 | 6 | 566.8982 | 591.7401 | 36.3102 | 66.0598 | 0
| All | All Customers | 4 | Monthly System Peak Day | CAISO | 1-in-10 | 2028 | 7 | 580.9966 | 595.9016 | 36.3162 | 66.4513 | 0
| All | All Customers | 4 | Monthly System Peak Day | CAISO | 1-in-10 | 2028 | 8 | 598.5624 | 647.8816 | 36.1394 | 66.7937 | 0
| All | All Customers | 4 | Monthly System Peak Day | CAISO | 1-in-10 | 2028 | 9 | 532.7401 | 580.6276 | 36.1293 | 69.7332 | 0
| All | All Customers | 4 | Monthly System Peak Day | CAISO | 1-in-10 | 2028 | 10 | 517.9435 | 548.8756 | 36.1737 | 74.0013 | 0
| All | All Customers | 4 | Monthly System Peak Day | CAISO | 1-in-10 | 2028 | 11 | 501.9966 | 530.3009 | 36.2535 | 78.2468 | 0
| All | All Customers | 4 | Monthly System Peak Day | CAISO | 1-in-10 | 2028 | 12 | 494.3385 | 518.8339 | 36.4052 | 82.2387 | 0
| All | All Customers | 4 | Monthly System Peak Day | CAISO | 1-in-10 | 2028 | 13 | 409.9628 | 423.8121 | 36.5536 | 85.1251 | 0
| All | All Customers | 4 | Monthly System Peak Day | CAISO | 1-in-10 | 2028 | 14 | 377.4901 | 385.4942 | 36.4244 | 87.0217 | 0
| All | All Customers | 4 | Monthly System Peak Day | CAISO | 1-in-10 | 2028 | 15 | 329.9945 | 335.8475 | 36.2415 | 88.4091 | 0
| All | All Customers | 4 | Monthly System Peak Day | CAISO | 1-in-10 | 2028 | 16 | 289.5641 | 289.4475 | 36.2495 | 89.5238 | 0
| All | All Customers | 4 | Monthly System Peak Day | CAISO | 1-in-10 | 2028 | 17 | 269.4778 | 277.8754 | 36.2506 | 90.2309 | 0
| All | All Customers | 4 | Monthly System Peak Day | CAISO | 1-in-10 | 2028 | 18 | 251.8054 | 258.943 | 36.2356 | 90.4085 | 0
| All | All Customers | 4 | Monthly System Peak Day | CAISO | 1-in-10 | 2028 | 19 | 237.4572 | 241.7229 | 37.7646 | 89.6202 | 0
| All | All Customers | 4 | Monthly System Peak Day | CAISO | 1-in-10 | 2028 | 20 | 229.6691 | 233.0944 | 36.237 | 87.5628 | 0
| All | All Customers | 4 | Monthly System Peak Day | CAISO | 1-in-10 | 2028 | 21 | 237.4858 | 242.3997 | 36.4302 | 84.2362 | 0
| All | All Customers | 4 | Monthly System Peak Day | CAISO | 1-in-10 | 2028 | 22 | 413.465 | 436.4338 | 36.2707 | 81.1628 | 0
| All | All Customers | 4 | Monthly System Peak Day | CAISO | 1-in-10 | 2028 | 23 | 416.5294 | 444.9912 | 36.1968 | 78.4269 | 0
| All | All Customers | 4 | Monthly System Peak Day | CAISO | 1-in-10 | 2028 | 24 | 444.2528 | 496.6981 | 36.1313 | 75.4657 | 0
| All | All Customers | 5 | Average Weekday | CAISO | 1-in-10 | 2028 | 1 | 394.9342 | 409.4969 | 36.5232 | 62.6645 | 0
| All | All Customers | 5 | Average Weekday | CAISO | 1-in-10 | 2028 | 2 | 383.1249 | 391.3121 | 36.4744 | 61.686 | 0
| All | All Customers | 5 | Average Weekday | CAISO | 1-in-10 | 2028 | 3 | 487.6093 | 499.6006 | 36.4672 | 60.8176 | 0
| All | All Customers | 5 | Average Weekday | CAISO | 1-in-10 | 2028 | 4 | 591.1133 | 608.02 | 36.4514 | 60.0235 | 0
| All | All Customers | 5 | Average Weekday | CAISO | 1-in-10 | 2028 | 5 | 569.738 | 589.8214 | 36.4547 | 59.4411 | 0
| All | All Customers | 5 | Average Weekday | CAISO | 1-in-10 | 2028 | 6 | 579.0408 | 603.5845 | 36.4409 | 58.9528 | 0
| All | All Customers | 5 | Average Weekday | CAISO | 1-in-10 | 2028 | 7 | 585.2954 | 602.1526 | 36.4531 | 58.7176 | 0
| All | All Customers | 5 | Average Weekday | CAISO | 1-in-10 | 2028 | 8 | 611.0389 | 641.8176 | 36.5823 | 59.4845 | 0
| All | All Customers | 5 | Average Weekday | CAISO | 1-in-10 | 2028 | 9 | 541.1573 | 576.6179 | 36.6988 | 61.9999 | 0
| All | All Customers | 5 | Average Weekday | CAISO | 1-in-10 | 2028 | 10 | 531.1432 | 554.6536 | 36.5911 | 65.3043 | 0
| All | All Customers | 5 | Average Weekday | CAISO | 1-in-10 | 2028 | 11 | 516.1489 | 532.3775 | 36.6492 | 68.3821 | 0
| All | All Customers | 5 | Average Weekday | CAISO | 1-in-10 | 2028 | 12 | 504.0048 | 515.3076 | 36.7069 | 71.0609 | 0
| All | All Customers | 5 | Average Weekday | CAISO | 1-in-10 | 2028 | 13 | 419.0874 | 428.6491 | 36.7371 | 73.3291 | 0
| All | All Customers | 5 | Average Weekday | CAISO | 1-in-10 | 2028 | 14 | 392.8442 | 399.3325 | 36.6912 | 75.0832 | 0
| All | All Customers | 5 | Average Weekday | CAISO | 1-in-10 | 2028 | 15 | 350.6765 | 356.1288 | 36.5983 | 76.3265 | 0
| All | All Customers | 5 | Average Weekday | CAISO | 1-in-10 | 2028 | 16 | 303.7336 | 305.8641 | 36.4724 | 76.8948 | 0
| All | All Customers | 5 | Average Weekday | CAISO | 1-in-10 | 2028 | 17 | 276.7926 | 285.7191 | 36.2804 | 76.9554 | 0
| All | All Customers | 5 | Average Weekday | CAISO | 1-in-10 | 2028 | 18 | 263.041 | 269.8358 | 36.2929 | 76.2265 | 0
| All | All Customers | 5 | Average Weekday | CAISO | 1-in-10 | 2028 | 19 | 252.2561 | 257.4769 | 36.3531 | 74.8608 | 0
| All | All Customers | 5 | Average Weekday | CAISO | 1-in-10 | 2028 | 20 | 241.7612 | 246.1394 | 36.2371 | 72.769 | 0
| All | All Customers | 5 | Average Weekday | CAISO | 1-in-10 | 2028 | 21 | 252.8379 | 257.1828 | 36.2909 | 69.7865 | 0
| All | All Customers | 5 | Average Weekday | CAISO | 1-in-10 | 2028 | 22 | 425.557 | 448.78 | 36.4757 | 67.0523 | 0
| All | All Customers | 5 | Average Weekday | CAISO | 1-in-10 | 2028 | 23 | 434.9725 | 459.7003 | 36.5254 | 65.2221 | 0
| All | All Customers | 5 | Average Weekday | CAISO | 1-in-10 | 2028 | 24 | 460.0588 | 492.8324 | 36.5736 | 63.7844 | 0
| All | All Customers | 5 | Monthly System Peak Day | CAISO | 1-in-10 | 2028 | 1 | 394.9342 | 424.1135 | 36.1939 | 73.9451 | 0
| All | All Customers | 5 | Monthly System Peak Day | CAISO | 1-in-10 | 2028 | 2 | 383.1249 | 400.3067 | 36.2529 | 72.4128 | 0
| All | All Customers | 5 | Monthly System Peak Day | CAISO | 1-in-10 | 2028 | 3 | 487.6093 | 509.3865 | 36.2624 | 70.8805 | 0
| All | All Customers | 5 | Monthly System Peak Day | CAISO | 1-in-10 | 2028 | 4 | 591.1133 | 614.4639 | 36.2927 | 69.4883 | 0
| All | All Customers | 5 | Monthly System Peak Day | CAISO | 1-in-10 | 2028 | 5 | 569.738 | 598.8237 | 36.2886 | 68.5669 | 0
| All | All Customers | 5 | Monthly System Peak Day | CAISO | 1-in-10 | 2028 | 6 | 579.0408 | 605.9267 | 36.3271 | 67.5106 | 0
| All | All Customers | 5 | Monthly System Peak Day | CAISO | 1-in-10 | 2028 | 7 | 585.2954 | 599.8005 | 36.3335 | 67.139 | 0
| All | All Customers | 5 | Monthly System Peak Day | CAISO | 1-in-10 | 2028 | 8 | 611.0389 | 659.0146 | 36.1596 | 67.588 | 0
| All | All Customers | 5 | Monthly System Peak Day | CAISO | 1-in-10 | 2028 | 9 | 541.1573 | 587.3439 | 36.1522 | 71.9541 | 0
| All | All Customers | 5 | Monthly System Peak Day | CAISO | 1-in-10 | 2028 | 10 | 531.1432 | 561.7422 | 36.1948 | 78.4437 | 0
| All | All Customers | 5 | Monthly System Peak Day | CAISO | 1-in-10 | 2028 | 11 | 516.1489 | 544.4633 | 36.2765 | 84.4634 | 0
| All | All Customers | 5 | Monthly System Peak Day | CAISO | 1-in-10 | 2028 | 12 | 504.0048 | 527.5535 | 36.4301 | 88.5098 | 0
| All | All Customers | 5 | Monthly System Peak Day | CAISO | 1-in-10 | 2028 | 13 | 419.0874 | 432.4903 | 36.5795 | 91.3209 | 0
| All | All Customers | 5 | Monthly System Peak Day | CAISO | 1-in-10 | 2028 | 14 | 392.8442 | 399.4103 | 36.4489 | 93.0051 | 0
| All | All Customers | 5 | Monthly System Peak Day | CAISO | 1-in-10 | 2028 | 15 | 350.6765 | 356.4681 | 36.2631 | 94.2891 | 0
| All | All Customers | 5 | Monthly System Peak Day | CAISO | 1-in-10 | 2028 | 16 | 303.7336 | 303.6426 | 36.2673 | 94.3726 | 0
| All | All Customers | 5 | Monthly System Peak Day | CAISO | 1-in-10 | 2028 | 17 | 276.7926 | 285.9384 | 36.2584 | 93.9017 | 0
| All | All Customers | 5 | Monthly System Peak Day | CAISO | 1-in-10 | 2028 | 18 | 263.041 | 270.2408 | 36.2448 | 93.1366 | 0
| All | All Customers | 5 | Monthly System Peak Day | CAISO | 1-in-10 | 2028 | 19 | 252.2561 | 256.7576 | 37.7243 | 92.0447 | 0
| All | All Customers | 5 | Monthly System Peak Day | CAISO | 1-in-10 | 2028 | 20 | 241.7612 | 245.4698 | 36.2371 | 89.5105 | 0
| All | All Customers | 5 | Monthly System Peak Day | CAISO | 1-in-10 | 2028 | 21 | 252.8379 | 257.997 | 36.4313 | 85.6688 | 0
| All | All Customers | 5 | Monthly System Peak Day | CAISO | 1-in-10 | 2028 | 22 | 425.557 | 449.1418 | 36.2883 | 81.9451 | 0
| All | All Customers | 5 | Monthly System Peak Day | CAISO | 1-in-10 | 2028 | 23 | 434.9725 | 464.3391 | 36.2159 | 79.3652 | 0
| All | All Customers | 5 | Monthly System Peak Day | CAISO | 1-in-10 | 2028 | 24 | 460.0588 | 513.3749 | 36.1515 | 76.6451 | 0
| All | All Customers | 6 | Average Weekday | CAISO | 1-in-10 | 2028 | 1 | 381.8474 | 410.55 | 36.5078 | 66.5999 | 0
| All | All Customers | 6 | Average Weekday | CAISO | 1-in-10 | 2028 | 2 | 369.9585 | 390.8047 | 36.5106 | 65.9006 | 0
| All | All Customers | 6 | Average Weekday | CAISO | 1-in-10 | 2028 | 3 | 464.9955 | 491.993 | 36.5115 | 65.2662 | 0
| All | All Customers | 6 | Average Weekday | CAISO | 1-in-10 | 2028 | 4 | 561.7988 | 590.3453 | 36.5121 | 64.6507 | 0
| All | All Customers | 6 | Average Weekday | CAISO | 1-in-10 | 2028 | 5 | 540.0057 | 580.2181 | 36.5068 | 64.1746 | 0
| All | All Customers | 6 | Average Weekday | CAISO | 1-in-10 | 2028 | 6 | 563.9903 | 610.2986 | 36.497 | 63.7832 | 0
| All | All Customers | 6 | Average Weekday | CAISO | 1-in-10 | 2028 | 7 | 577.5589 | 602.7451 | 36.4647 | 63.476 | 0
| All | All Customers | 6 | Average Weekday | CAISO | 1-in-10 | 2028 | 8 | 596.9341 | 626.4646 | 36.518 | 64.0318 | 0
| All | All Customers | 6 | Average Weekday | CAISO | 1-in-10 | 2028 | 9 | 551.8593 | 572.4264 | 36.5392 | 65.9714 | 0
| All | All Customers | 6 | Average Weekday | CAISO | 1-in-10 | 2028 | 10 | 538.2178 | 552.3972 | 36.5235 | 68.8032 | 0
| All | All Customers | 6 | Average Weekday | CAISO | 1-in-10 | 2028 | 11 | 515.5327 | 527.9935 | 36.5525 | 72.0084 | 0
| All | All Customers | 6 | Average Weekday | CAISO | 1-in-10 | 2028 | 12 | 506.2089 | 520.8088 | 36.5847 | 75.1083 | 0
| All | All Customers | 6 | Average Weekday | CAISO | 1-in-10 | 2028 | 13 | 421.9601 | 441.4014 | 36.5958 | 77.5187 | 0
| All | All Customers | 6 | Average Weekday | CAISO | 1-in-10 | 2028 | 14 | 392.6917 | 409.064 | 36.5667 | 79.3071 | 0
| All | All Customers | 6 | Average Weekday | CAISO | 1-in-10 | 2028 | 15 | 340.7327 | 355.2308 | 36.501 | 80.4926 | 0
| All | All Customers | 6 | Average Weekday | CAISO | 1-in-10 | 2028 | 16 | 298.5098 | 301.5092 | 36.4495 | 81.1097 | 0
| All | All Customers | 6 | Average Weekday | CAISO | 1-in-10 | 2028 | 17 | 276.3468 | 285.6032 | 36.7354 | 81.0308 | 0
| All | All Customers | 6 | Average Weekday | CAISO | 1-in-10 | 2028 | 18 | 254.5684 | 269.5313 | 36.7569 | 80.1832 | 0
| All | All Customers | 6 | Average Weekday | CAISO | 1-in-10 | 2028 | 19 | 238.9368 | 261.8773 | 39.2945 | 78.7527 | 0
| All | All Customers | 6 | Average Weekday | CAISO | 1-in-10 | 2028 | 20 | 225.0138 | 244.5878 | 36.7083 | 76.6583 | 0
| All | All Customers | 6 | Average Weekday | CAISO | 1-in-10 | 2028 | 21 | 241.9507 | 257.9229 | 36.9757 | 73.7764 | 0
| All | All Customers | 6 | Average Weekday | CAISO | 1-in-10 | 2028 | 22 | 400.1045 | 433.6487 | 36.5751 | 70.7793 | 0
| All | All Customers | 6 | Average Weekday | CAISO | 1-in-10 | 2028 | 23 | 428.0386 | 462.0495 | 36.5372 | 68.9101 | 0
| All | All Customers | 6 | Average Weekday | CAISO | 1-in-10 | 2028 | 24 | 454.6844 | 496.2829 | 36.5193 | 67.6558 | 0
| All | All Customers | 6 | Monthly System Peak Day | CAISO | 1-in-10 | 2028 | 1 | 381.8474 | 374.5127 | 44.412 | 74.367 | 0
| All | All Customers | 6 | Monthly System Peak Day | CAISO | 1-in-10 | 2028 | 2 | 369.9585 | 345.7747 | 44.4228 | 72.8839 | 0
| All | All Customers | 6 | Monthly System Peak Day | CAISO | 1-in-10 | 2028 | 3 | 464.9955 | 419.0604 | 44.4274 | 71.7346 | 0
| All | All Customers | 6 | Monthly System Peak Day | CAISO | 1-in-10 | 2028 | 4 | 561.7988 | 485.8652 | 44.4312 | 70.9788 | 0
| All | All Customers | 6 | Monthly System Peak Day | CAISO | 1-in-10 | 2028 | 5 | 540.0057 | 481.3969 | 44.4261 | 69.9524 | 0
| All | All Customers | 6 | Monthly System Peak Day | CAISO | 1-in-10 | 2028 | 6 | 563.9903 | 517.1135 | 44.4203 | 69.2472 | 0
| All | All Customers | 6 | Monthly System Peak Day | CAISO | 1-in-10 | 2028 | 7 | 577.5589 | 518.912 | 44.3428 | 68.7623 | 0
| All | All Customers | 6 | Monthly System Peak Day | CAISO | 1-in-10 | 2028 | 8 | 596.9341 | 548.7187 | 44.4004 | 69.6755 | 0
| All | All Customers | 6 | Monthly System Peak Day | CAISO | 1-in-10 | 2028 | 9 | 551.8593 | 525.9196 | 44.3691 | 73.5378 | 0
| All | All Customers | 6 | Monthly System Peak Day | CAISO | 1-in-10 | 2028 | 10 | 538.2178 | 503.2065 | 44.3202 | 79.5148 | 0
| All | All Customers | 6 | Monthly System Peak Day | CAISO | 1-in-10 | 2028 | 11 | 515.5327 | 479.7041 | 44.3094 | 84.6279 | 0
| All | All Customers | 6 | Monthly System Peak Day | CAISO | 1-in-10 | 2028 | 12 | 506.2089 | 470.3823 | 44.3264 | 88.9216 | 0
| All | All Customers | 6 | Monthly System Peak Day | CAISO | 1-in-10 | 2028 | 13 | 421.9601 | 403.3558 | 44.3097 | 90.592 | 0
| All | All Customers | 6 | Monthly System Peak Day | CAISO | 1-in-10 | 2028 | 14 | 392.6917 | 376.4144 | 44.327 | 92.1858 | 0
| All | All Customers | 6 | Monthly System Peak Day | CAISO | 1-in-10 | 2028 | 15 | 340.7327 | 328.6013 | 44.3143 | 93.8606 | 0
| All | All Customers | 6 | Monthly System Peak Day | CAISO | 1-in-10 | 2028 | 16 | 298.5098 | 273.6126 | 44.2591 | 95.2577 | 0
| All | All Customers | 6 | Monthly System Peak Day | CAISO | 1-in-10 | 2028 | 17 | 276.3468 | 287.1304 | 44.2711 | 95.3506 | 0
| All | All Customers | 6 | Monthly System Peak Day | CAISO | 1-in-10 | 2028 | 18 | 254.5684 | 279.1669 | 44.4041 | 95.0523 | 0
| All | All Customers | 6 | Monthly System Peak Day | CAISO | 1-in-10 | 2028 | 19 | 238.9368 | 233.1003 | 44.3632 | 93.4385 | 0
| All | All Customers | 6 | Monthly System Peak Day | CAISO | 1-in-10 | 2028 | 20 | 225.0138 | 229.304 | 43.3785 | 89.3141 | 0
| All | All Customers | 6 | Monthly System Peak Day | CAISO | 1-in-10 | 2028 | 21 | 241.9507 | 226.3225 | 45.348 | 84.8406 | 0
| All | All Customers | 6 | Monthly System Peak Day | CAISO | 1-in-10 | 2028 | 22 | 400.1045 | 380.0735 | 44.6664 | 80.8016 | 0
| All | All Customers | 6 | Monthly System Peak Day | CAISO | 1-in-10 | 2028 | 23 | 428.0386 | 396.0917 | 44.5126 | 77.3827 | 0
| All | All Customers | 6 | Monthly System Peak Day | CAISO | 1-in-10 | 2028 | 24 | 454.6844 | 431.86 | 44.437 | 75.3019 | 0
| All | All Customers | 7 | Average Weekday | CAISO | 1-in-10 | 2028 | 1 | 382.8349 | 410.3557 | 39.2508 | 72.1536 | 0
| All | All Customers | 7 | Average Weekday | CAISO | 1-in-10 | 2028 | 2 | 381.2754 | 400.1228 | 39.2464 | 71.4201 | 0
| All | All Customers | 7 | Average Weekday | CAISO | 1-in-10 | 2028 | 3 | 467.9026 | 493.7056 | 39.2452 | 70.7709 | 0
| All | All Customers | 7 | Average Weekday | CAISO | 1-in-10 | 2028 | 4 | 565.5244 | 595.3509 | 39.243 | 70.2504 | 0
| All | All Customers | 7 | Average Weekday | CAISO | 1-in-10 | 2028 | 5 | 547.035 | 587.5507 | 39.2405 | 69.8041 | 0
| All | All Customers | 7 | Average Weekday | CAISO | 1-in-10 | 2028 | 6 | 555.6011 | 599.9048 | 39.2341 | 69.4399 | 0
| All | All Customers | 7 | Average Weekday | CAISO | 1-in-10 | 2028 | 7 | 561.3419 | 583.531 | 39.2342 | 69.2407 | 0
| All | All Customers | 7 | Average Weekday | CAISO | 1-in-10 | 2028 | 8 | 578.1345 | 607.6144 | 39.2651 | 69.7054 | 0
| All | All Customers | 7 | Average Weekday | CAISO | 1-in-10 | 2028 | 9 | 522.6069 | 542.626 | 39.298 | 71.9118 | 0
| All | All Customers | 7 | Average Weekday | CAISO | 1-in-10 | 2028 | 10 | 511.2955 | 524.2328 | 39.297 | 74.9215 | 0
| All | All Customers | 7 | Average Weekday | CAISO | 1-in-10 | 2028 | 11 | 493.8982 | 505.8134 | 39.3323 | 78.3302 | 0
| All | All Customers | 7 | Average Weekday | CAISO | 1-in-10 | 2028 | 12 | 485.9606 | 501.0417 | 39.3666 | 81.5124 | 0
| All | All Customers | 7 | Average Weekday | CAISO | 1-in-10 | 2028 | 13 | 400.347 | 418.136 | 39.3822 | 83.9403 | 0
| All | All Customers | 7 | Average Weekday | CAISO | 1-in-10 | 2028 | 14 | 374.5819 | 389.9624 | 39.3509 | 85.7186 | 0
| All | All Customers | 7 | Average Weekday | CAISO | 1-in-10 | 2028 | 15 | 328.6284 | 342.7595 | 39.2922 | 86.8585 | 0
| All | All Customers | 7 | Average Weekday | CAISO | 1-in-10 | 2028 | 16 | 281.43 | 282.3156 | 39.2498 | 87.4293 | 0
| All | All Customers | 7 | Average Weekday | CAISO | 1-in-10 | 2028 | 17 | 263.0977 | 271.0424 | 39.6533 | 87.3156 | 0
| All | All Customers | 7 | Average Weekday | CAISO | 1-in-10 | 2028 | 18 | 249.5913 | 261.874 | 39.6759 | 86.4657 | 0
| All | All Customers | 7 | Average Weekday | CAISO | 1-in-10 | 2028 | 19 | 235.7761 | 257.1234 | 40.2814 | 84.9536 | 0
| All | All Customers | 7 | Average Weekday | CAISO | 1-in-10 | 2028 | 20 | 230.0918 | 245.434 | 39.2143 | 82.593 | 0
| All | All Customers | 7 | Average Weekday | CAISO | 1-in-10 | 2028 | 21 | 250.8429 | 263.1892 | 39.6851 | 79.4531 | 0
| All | All Customers | 7 | Average Weekday | CAISO | 1-in-10 | 2028 | 22 | 408.3406 | 443.8104 | 39.2254 | 76.411 | 0
| All | All Customers | 7 | Average Weekday | CAISO | 1-in-10 | 2028 | 23 | 427.3847 | 457.8413 | 39.2376 | 74.6466 | 0
| All | All Customers | 7 | Average Weekday | CAISO | 1-in-10 | 2028 | 24 | 449.6429 | 488.7181 | 39.2538 | 73.4889 | 0
| All | All Customers | 7 | Monthly System Peak Day | CAISO | 1-in-10 | 2028 | 1 | 382.8349 | 375.1411 | 39.2633 | 76.5275 | 0
| All | All Customers | 7 | Monthly System Peak Day | CAISO | 1-in-10 | 2028 | 2 | 381.2754 | 354.2575 | 39.2481 | 75.9902 | 0
| All | All Customers | 7 | Monthly System Peak Day | CAISO | 1-in-10 | 2028 | 3 | 467.9026 | 418.2065 | 39.2465 | 75.0914 | 0
| All | All Customers | 7 | Monthly System Peak Day | CAISO | 1-in-10 | 2028 | 4 | 565.5244 | 491.1595 | 39.2432 | 74.0715 | 0
| All | All Customers | 7 | Monthly System Peak Day | CAISO | 1-in-10 | 2028 | 5 | 547.035 | 490.0658 | 39.2513 | 73.2621 | 0
| All | All Customers | 7 | Monthly System Peak Day | CAISO | 1-in-10 | 2028 | 6 | 555.6011 | 513.9136 | 39.2656 | 72.8051 | 0
| All | All Customers | 7 | Monthly System Peak Day | CAISO | 1-in-10 | 2028 | 7 | 561.3419 | 505.7727 | 39.3141 | 72.349 | 0
| All | All Customers | 7 | Monthly System Peak Day | CAISO | 1-in-10 | 2028 | 8 | 578.1345 | 535.8143 | 39.2817 | 72.5955 | 0
| All | All Customers | 7 | Monthly System Peak Day | CAISO | 1-in-10 | 2028 | 9 | 522.6069 | 496.5147 | 39.285 | 75.0342 | 0
| All | All Customers | 7 | Monthly System Peak Day | CAISO | 1-in-10 | 2028 | 10 | 511.2955 | 474.8265 | 39.276 | 78.4777 | 0
| All | All Customers | 7 | Monthly System Peak Day | CAISO | 1-in-10 | 2028 | 11 | 493.8982 | 458.4015 | 39.2862 | 82.4014 | 0
| All | All Customers | 7 | Monthly System Peak Day | CAISO | 1-in-10 | 2028 | 12 | 485.9606 | 451.0287 | 39.2971 | 85.9909 | 0
| All | All Customers | 7 | Monthly System Peak Day | CAISO | 1-in-10 | 2028 | 13 | 400.347 | 383.1609 | 39.3092 | 88.5239 | 0
| All | All Customers | 7 | Monthly System Peak Day | CAISO | 1-in-10 | 2028 | 14 | 374.5819 | 359.2229 | 39.3035 | 90.3151 | 0
| All | All Customers | 7 | Monthly System Peak Day | CAISO | 1-in-10 | 2028 | 15 | 328.6284 | 317.5998 | 39.3202 | 91.4602 | 0
| All | All Customers | 7 | Monthly System Peak Day | CAISO | 1-in-10 | 2028 | 16 | 281.43 | 256.4208 | 39.3185 | 91.8551 | 0
| All | All Customers | 7 | Monthly System Peak Day | CAISO | 1-in-10 | 2028 | 17 | 263.0977 | 273.7451 | 39.1974 | 90.9235 | 0
| All | All Customers | 7 | Monthly System Peak Day | CAISO | 1-in-10 | 2028 | 18 | 249.5913 | 272.309 | 39.2865 | 90.3439 | 0
| All | All Customers | 7 | Monthly System Peak Day | CAISO | 1-in-10 | 2028 | 19 | 235.7761 | 231.695 | 38.8771 | 88.852 | 0
| All | All Customers | 7 | Monthly System Peak Day | CAISO | 1-in-10 | 2028 | 20 | 230.0918 | 253.2082 | 38.6462 | 86.2629 | 0
| All | All Customers | 7 | Monthly System Peak Day | CAISO | 1-in-10 | 2028 | 21 | 250.8429 | 236.7923 | 39.8368 | 82.9808 | 0
| All | All Customers | 7 | Monthly System Peak Day | CAISO | 1-in-10 | 2028 | 22 | 408.3406 | 394.17 | 39.371 | 79.3628 | 0
| All | All Customers | 7 | Monthly System Peak Day | CAISO | 1-in-10 | 2028 | 23 | 427.3847 | 394.8662 | 39.2777 | 77.7227 | 0
| All | All Customers | 7 | Monthly System Peak Day | CAISO | 1-in-10 | 2028 | 24 | 449.6429 | 425.9665 | 39.2713 | 76.3296 | 0
| All | All Customers | 8 | Average Weekday | CAISO | 1-in-10 | 2028 | 1 | 403.7512 | 435.0738 | 36.7175 | 71.5409 | 0
| All | All Customers | 8 | Average Weekday | CAISO | 1-in-10 | 2028 | 2 | 390.2246 | 412.6248 | 36.7127 | 70.8332 | 0
| All | All Customers | 8 | Average Weekday | CAISO | 1-in-10 | 2028 | 3 | 473.3909 | 499.3159 | 36.7113 | 70.199 | 0
| All | All Customers | 8 | Average Weekday | CAISO | 1-in-10 | 2028 | 4 | 577.4396 | 608.4495 | 36.7083 | 69.6977 | 0
| All | All Customers | 8 | Average Weekday | CAISO | 1-in-10 | 2028 | 5 | 552.0013 | 593.6865 | 36.7056 | 69.2229 | 0
| All | All Customers | 8 | Average Weekday | CAISO | 1-in-10 | 2028 | 6 | 564.8133 | 612.5701 | 36.6983 | 68.8435 | 0
| All | All Customers | 8 | Average Weekday | CAISO | 1-in-10 | 2028 | 7 | 578.9489 | 606.3354 | 36.7045 | 68.5069 | 0
| All | All Customers | 8 | Average Weekday | CAISO | 1-in-10 | 2028 | 8 | 589.1875 | 621.7542 | 36.7332 | 68.5051 | 0
| All | All Customers | 8 | Average Weekday | CAISO | 1-in-10 | 2028 | 9 | 528.4869 | 549.4189 | 36.7681 | 70.1299 | 0
| All | All Customers | 8 | Average Weekday | CAISO | 1-in-10 | 2028 | 10 | 519.3276 | 533.2885 | 36.7724 | 72.7973 | 0
| All | All Customers | 8 | Average Weekday | CAISO | 1-in-10 | 2028 | 11 | 498.1984 | 511.1061 | 36.8057 | 75.9355 | 0
| All | All Customers | 8 | Average Weekday | CAISO | 1-in-10 | 2028 | 12 | 487.3488 | 503.6501 | 36.8345 | 79.0539 | 0
| All | All Customers | 8 | Average Weekday | CAISO | 1-in-10 | 2028 | 13 | 410.6821 | 430.7632 | 36.8496 | 81.6854 | 0
| All | All Customers | 8 | Average Weekday | CAISO | 1-in-10 | 2028 | 14 | 382.5013 | 399.3276 | 36.8195 | 83.7858 | 0
| All | All Customers | 8 | Average Weekday | CAISO | 1-in-10 | 2028 | 15 | 336.7497 | 351.8257 | 36.7658 | 85.2137 | 0
| All | All Customers | 8 | Average Weekday | CAISO | 1-in-10 | 2028 | 16 | 290.3622 | 294.3933 | 36.7278 | 85.8037 | 0
| All | All Customers | 8 | Average Weekday | CAISO | 1-in-10 | 2028 | 17 | 273.385 | 280.7097 | 37.0891 | 85.757 | 0
| All | All Customers | 8 | Average Weekday | CAISO | 1-in-10 | 2028 | 18 | 250.4053 | 264.3606 | 37.1449 | 84.8848 | 0
| All | All Customers | 8 | Average Weekday | CAISO | 1-in-10 | 2028 | 19 | 236.9026 | 260.5767 | 38.0203 | 83.3207 | 0
| All | All Customers | 8 | Average Weekday | CAISO | 1-in-10 | 2028 | 20 | 236.8063 | 256.2158 | 36.9107 | 80.9246 | 0
| All | All Customers | 8 | Average Weekday | CAISO | 1-in-10 | 2028 | 21 | 261.5144 | 277.29 | 37.2801 | 77.6224 | 0
| All | All Customers | 8 | Average Weekday | CAISO | 1-in-10 | 2028 | 22 | 421.598 | 453.9693 | 36.6814 | 75.1915 | 0
| All | All Customers | 8 | Average Weekday | CAISO | 1-in-10 | 2028 | 23 | 444.4303 | 479.8936 | 36.6939 | 73.7628 | 0
| All | All Customers | 8 | Average Weekday | CAISO | 1-in-10 | 2028 | 24 | 470.2741 | 513.1877 | 36.7176 | 72.683 | 0
| All | All Customers | 8 | Monthly System Peak Day | CAISO | 1-in-10 | 2028 | 1 | 403.7512 | 395.9838 | 31.2737 | 74.963 | 0
| All | All Customers | 8 | Monthly System Peak Day | CAISO | 1-in-10 | 2028 | 2 | 390.2246 | 365.4085 | 31.2578 | 74.0975 | 0
| All | All Customers | 8 | Monthly System Peak Day | CAISO | 1-in-10 | 2028 | 3 | 473.3909 | 429.6919 | 31.2567 | 73.4693 | 0
| All | All Customers | 8 | Monthly System Peak Day | CAISO | 1-in-10 | 2028 | 4 | 577.4396 | 506.0627 | 31.2538 | 72.8742 | 0
| All | All Customers | 8 | Monthly System Peak Day | CAISO | 1-in-10 | 2028 | 5 | 552.0013 | 498.7104 | 31.2623 | 72.1898 | 0
| All | All Customers | 8 | Monthly System Peak Day | CAISO | 1-in-10 | 2028 | 6 | 564.8133 | 521.5385 | 31.2787 | 71.5783 | 0
| All | All Customers | 8 | Monthly System Peak Day | CAISO | 1-in-10 | 2028 | 7 | 578.9489 | 524.1206 | 31.3242 | 71.1706 | 0
| All | All Customers | 8 | Monthly System Peak Day | CAISO | 1-in-10 | 2028 | 8 | 589.1875 | 545.2638 | 31.2914 | 71.0271 | 0
| All | All Customers | 8 | Monthly System Peak Day | CAISO | 1-in-10 | 2028 | 9 | 528.4869 | 504.2412 | 31.293 | 73.2935 | 0
| All | All Customers | 8 | Monthly System Peak Day | CAISO | 1-in-10 | 2028 | 10 | 519.3276 | 484.6177 | 31.2773 | 77.163 | 0
| All | All Customers | 8 | Monthly System Peak Day | CAISO | 1-in-10 | 2028 | 11 | 498.1984 | 462.3571 | 31.2902 | 82.0368 | 0
| All | All Customers | 8 | Monthly System Peak Day | CAISO | 1-in-10 | 2028 | 12 | 487.3488 | 451.3626 | 31.3084 | 86.9797 | 0
| All | All Customers | 8 | Monthly System Peak Day | CAISO | 1-in-10 | 2028 | 13 | 410.6821 | 394.2159 | 31.3226 | 90.4847 | 0
| All | All Customers | 8 | Monthly System Peak Day | CAISO | 1-in-10 | 2028 | 14 | 382.5013 | 368.4223 | 31.3172 | 93.1945 | 0
| All | All Customers | 8 | Monthly System Peak Day | CAISO | 1-in-10 | 2028 | 15 | 336.7497 | 327.0287 | 31.3324 | 94.2092 | 0
| All | All Customers | 8 | Monthly System Peak Day | CAISO | 1-in-10 | 2028 | 16 | 290.3622 | 268.8716 | 31.3213 | 94.1071 | 0
| All | All Customers | 8 | Monthly System Peak Day | CAISO | 1-in-10 | 2028 | 17 | 273.385 | 283.1366 | 31.1449 | 93.6937 | 0
| All | All Customers | 8 | Monthly System Peak Day | CAISO | 1-in-10 | 2028 | 18 | 250.4053 | 275.1372 | 31.2354 | 92.8131 | 0
| All | All Customers | 8 | Monthly System Peak Day | CAISO | 1-in-10 | 2028 | 19 | 236.9026 | 234.6576 | 30.8996 | 91.0316 | 0
| All | All Customers | 8 | Monthly System Peak Day | CAISO | 1-in-10 | 2028 | 20 | 236.8063 | 227.7705 | 30.7586 | 88.4661 | 0
| All | All Customers | 8 | Monthly System Peak Day | CAISO | 1-in-10 | 2028 | 21 | 261.5144 | 241.6815 | 32.0113 | 84.3055 | 0
| All | All Customers | 8 | Monthly System Peak Day | CAISO | 1-in-10 | 2028 | 22 | 421.598 | 396.5303 | 31.4248 | 81.4134 | 0
| All | All Customers | 8 | Monthly System Peak Day | CAISO | 1-in-10 | 2028 | 23 | 444.4303 | 418.3 | 31.305 | 80.038 | 0
| All | All Customers | 8 | Monthly System Peak Day | CAISO | 1-in-10 | 2028 | 24 | 470.2741 | 450.6712 | 31.286 | 78.823 | 0
| All | All Customers | 8 | Typical Event Day | CAISO | 1-in-10 | 2028 | 1 | 403.7512 | 395.9838 | 31.2737 | 76.1053 | 0
| All | All Customers | 8 | Typical Event Day | CAISO | 1-in-10 | 2028 | 2 | 390.2246 | 365.4085 | 31.2578 | 75.1038 | 0
| All | All Customers | 8 | Typical Event Day | CAISO | 1-in-10 | 2028 | 3 | 473.3909 | 429.6919 | 31.2567 | 74.1957 | 0
| All | All Customers | 8 | Typical Event Day | CAISO | 1-in-10 | 2028 | 4 | 577.4396 | 506.0627 | 31.2538 | 73.4679 | 0
| All | All Customers | 8 | Typical Event Day | CAISO | 1-in-10 | 2028 | 5 | 552.0013 | 498.7104 | 31.2623 | 72.7368 | 0
| All | All Customers | 8 | Typical Event Day | CAISO | 1-in-10 | 2028 | 6 | 564.8133 | 521.5385 | 31.2787 | 72.2123 | 0
| All | All Customers | 8 | Typical Event Day | CAISO | 1-in-10 | 2028 | 7 | 578.9489 | 524.1206 | 31.3242 | 71.8143 | 0
| All | All Customers | 8 | Typical Event Day | CAISO | 1-in-10 | 2028 | 8 | 589.1875 | 545.2638 | 31.2914 | 72.1822 | 0
| All | All Customers | 8 | Typical Event Day | CAISO | 1-in-10 | 2028 | 9 | 528.4869 | 504.2412 | 31.293 | 74.6794 | 0
| All | All Customers | 8 | Typical Event Day | CAISO | 1-in-10 | 2028 | 10 | 519.3276 | 484.6177 | 31.2773 | 78.8263 | 0
| All | All Customers | 8 | Typical Event Day | CAISO | 1-in-10 | 2028 | 11 | 498.1984 | 462.3571 | 31.2902 | 83.5047 | 0
| All | All Customers | 8 | Typical Event Day | CAISO | 1-in-10 | 2028 | 12 | 487.3488 | 451.3626 | 31.3084 | 87.7653 | 0
| All | All Customers | 8 | Typical Event Day | CAISO | 1-in-10 | 2028 | 13 | 410.6821 | 394.2159 | 31.3226 | 90.4856 | 0
| All | All Customers | 8 | Typical Event Day | CAISO | 1-in-10 | 2028 | 14 | 382.5013 | 368.4223 | 31.3172 | 92.4834 | 0
| All | All Customers | 8 | Typical Event Day | CAISO | 1-in-10 | 2028 | 15 | 336.7497 | 327.0287 | 31.3324 | 93.7562 | 0
| All | All Customers | 8 | Typical Event Day | CAISO | 1-in-10 | 2028 | 16 | 290.3622 | 268.8716 | 31.3213 | 94.2695 | 0
| All | All Customers | 8 | Typical Event Day | CAISO | 1-in-10 | 2028 | 17 | 273.385 | 283.1366 | 31.1449 | 94.0144 | 0
| All | All Customers | 8 | Typical Event Day | CAISO | 1-in-10 | 2028 | 18 | 250.4053 | 275.1372 | 31.2354 | 93.2816 | 0
| All | All Customers | 8 | Typical Event Day | CAISO | 1-in-10 | 2028 | 19 | 236.9026 | 234.6576 | 30.8996 | 91.6543 | 0
| All | All Customers | 8 | Typical Event Day | CAISO | 1-in-10 | 2028 | 20 | 236.8063 | 227.7705 | 30.7586 | 88.7224 | 0
| All | All Customers | 8 | Typical Event Day | CAISO | 1-in-10 | 2028 | 21 | 261.5144 | 241.6815 | 32.0113 | 84.953 | 0
| All | All Customers | 8 | Typical Event Day | CAISO | 1-in-10 | 2028 | 22 | 421.598 | 396.5303 | 31.4248 | 81.9084 | 0
| All | All Customers | 8 | Typical Event Day | CAISO | 1-in-10 | 2028 | 23 | 444.4303 | 418.3 | 31.305 | 79.9867 | 0
| All | All Customers | 8 | Typical Event Day | CAISO | 1-in-10 | 2028 | 24 | 470.2741 | 450.6712 | 31.286 | 78.3992 | 0
| All | All Customers | 9 | Average Weekday | CAISO | 1-in-10 | 2028 | 1 | 372.404 | 393.5949 | 39.3929 | 71.6865 | 0
| All | All Customers | 9 | Average Weekday | CAISO | 1-in-10 | 2028 | 2 | 368.8162 | 379.6389 | 39.388 | 70.7796 | 0
| All | All Customers | 9 | Average Weekday | CAISO | 1-in-10 | 2028 | 3 | 466.3141 | 473.3224 | 39.3865 | 69.9662 | 0
| All | All Customers | 9 | Average Weekday | CAISO | 1-in-10 | 2028 | 4 | 573.1509 | 583.8837 | 39.3857 | 69.2514 | 0
| All | All Customers | 9 | Average Weekday | CAISO | 1-in-10 | 2028 | 5 | 536.4609 | 554.5031 | 39.3829 | 68.63 | 0
| All | All Customers | 9 | Average Weekday | CAISO | 1-in-10 | 2028 | 6 | 537.9814 | 566.809 | 39.377 | 68.1028 | 0
| All | All Customers | 9 | Average Weekday | CAISO | 1-in-10 | 2028 | 7 | 563.3571 | 582.2511 | 39.3678 | 67.6712 | 0
| All | All Customers | 9 | Average Weekday | CAISO | 1-in-10 | 2028 | 8 | 562.5889 | 579.4377 | 39.4019 | 67.4139 | 0
| All | All Customers | 9 | Average Weekday | CAISO | 1-in-10 | 2028 | 9 | 500.7065 | 517.4103 | 39.4366 | 68.8038 | 0
| All | All Customers | 9 | Average Weekday | CAISO | 1-in-10 | 2028 | 10 | 498.0713 | 507.4055 | 39.4334 | 71.9381 | 0
| All | All Customers | 9 | Average Weekday | CAISO | 1-in-10 | 2028 | 11 | 480.7114 | 489.3312 | 39.4759 | 75.5259 | 0
| All | All Customers | 9 | Average Weekday | CAISO | 1-in-10 | 2028 | 12 | 471.5981 | 480.6886 | 39.519 | 78.9902 | 0
| All | All Customers | 9 | Average Weekday | CAISO | 1-in-10 | 2028 | 13 | 405.3786 | 416.0461 | 39.5377 | 81.7014 | 0
| All | All Customers | 9 | Average Weekday | CAISO | 1-in-10 | 2028 | 14 | 373.5407 | 383.6039 | 39.5032 | 83.6224 | 0
| All | All Customers | 9 | Average Weekday | CAISO | 1-in-10 | 2028 | 15 | 334.411 | 344.2342 | 39.4332 | 84.909 | 0
| All | All Customers | 9 | Average Weekday | CAISO | 1-in-10 | 2028 | 16 | 303.5401 | 302.8966 | 39.3829 | 85.3183 | 0
| All | All Customers | 9 | Average Weekday | CAISO | 1-in-10 | 2028 | 17 | 276.9753 | 289.7434 | 39.6156 | 85.1738 | 0
| All | All Customers | 9 | Average Weekday | CAISO | 1-in-10 | 2028 | 18 | 258.5607 | 276.418 | 39.5388 | 84.2725 | 0
| All | All Customers | 9 | Average Weekday | CAISO | 1-in-10 | 2028 | 19 | 261.5705 | 272.1512 | 40.7761 | 82.4554 | 0
| All | All Customers | 9 | Average Weekday | CAISO | 1-in-10 | 2028 | 20 | 261.9053 | 270.4709 | 39.2551 | 79.5745 | 0
| All | All Customers | 9 | Average Weekday | CAISO | 1-in-10 | 2028 | 21 | 278.3407 | 288.328 | 39.4184 | 76.5206 | 0
| All | All Customers | 9 | Average Weekday | CAISO | 1-in-10 | 2028 | 22 | 420.8971 | 443.9242 | 39.3459 | 74.7105 | 0
| All | All Customers | 9 | Average Weekday | CAISO | 1-in-10 | 2028 | 23 | 424.1779 | 446.8123 | 39.3956 | 73.3727 | 0
| All | All Customers | 9 | Average Weekday | CAISO | 1-in-10 | 2028 | 24 | 439.5913 | 471.1554 | 39.4002 | 72.2628 | 0
| All | All Customers | 9 | Monthly System Peak Day | CAISO | 1-in-10 | 2028 | 1 | 372.404 | 356.0892 | 39.4735 | 78.6518 | 0
| All | All Customers | 9 | Monthly System Peak Day | CAISO | 1-in-10 | 2028 | 2 | 368.8162 | 333.9343 | 39.4599 | 77.5283 | 0
| All | All Customers | 9 | Monthly System Peak Day | CAISO | 1-in-10 | 2028 | 3 | 466.3141 | 403.4639 | 39.4584 | 76.5704 | 0
| All | All Customers | 9 | Monthly System Peak Day | CAISO | 1-in-10 | 2028 | 4 | 573.1509 | 472.5786 | 39.4541 | 76.0136 | 0
| All | All Customers | 9 | Monthly System Peak Day | CAISO | 1-in-10 | 2028 | 5 | 536.4609 | 450.2941 | 39.4613 | 75.6065 | 0
| All | All Customers | 9 | Monthly System Peak Day | CAISO | 1-in-10 | 2028 | 6 | 537.9814 | 463.1678 | 39.4729 | 75.2741 | 0
| All | All Customers | 9 | Monthly System Peak Day | CAISO | 1-in-10 | 2028 | 7 | 563.3571 | 488.0271 | 39.5268 | 75.0385 | 0
| All | All Customers | 9 | Monthly System Peak Day | CAISO | 1-in-10 | 2028 | 8 | 562.5889 | 490.07 | 39.4944 | 75.5037 | 0
| All | All Customers | 9 | Monthly System Peak Day | CAISO | 1-in-10 | 2028 | 9 | 500.7065 | 468.9597 | 39.4981 | 76.9356 | 0
| All | All Customers | 9 | Monthly System Peak Day | CAISO | 1-in-10 | 2028 | 10 | 498.0713 | 453.718 | 39.4952 | 80.2439 | 0
| All | All Customers | 9 | Monthly System Peak Day | CAISO | 1-in-10 | 2028 | 11 | 480.7114 | 435.8798 | 39.4989 | 85.05 | 0
| All | All Customers | 9 | Monthly System Peak Day | CAISO | 1-in-10 | 2028 | 12 | 471.5981 | 426.649 | 39.4989 | 89.2714 | 0
| All | All Customers | 9 | Monthly System Peak Day | CAISO | 1-in-10 | 2028 | 13 | 405.3786 | 373.0135 | 39.5074 | 92.498 | 0
| All | All Customers | 9 | Monthly System Peak Day | CAISO | 1-in-10 | 2028 | 14 | 373.5407 | 347.4399 | 39.5036 | 94.4061 | 0
| All | All Customers | 9 | Monthly System Peak Day | CAISO | 1-in-10 | 2028 | 15 | 334.411 | 315.1625 | 39.528 | 95.6612 | 0
| All | All Customers | 9 | Monthly System Peak Day | CAISO | 1-in-10 | 2028 | 16 | 303.5401 | 272.225 | 39.5373 | 96.0092 | 0
| All | All Customers | 9 | Monthly System Peak Day | CAISO | 1-in-10 | 2028 | 17 | 276.9753 | 287.8333 | 39.417 | 96.2122 | 0
| All | All Customers | 9 | Monthly System Peak Day | CAISO | 1-in-10 | 2028 | 18 | 258.5607 | 282.3348 | 39.426 | 95.0316 | 0
| All | All Customers | 9 | Monthly System Peak Day | CAISO | 1-in-10 | 2028 | 19 | 261.5705 | 233.2804 | 39.9059 | 93.3908 | 0
| All | All Customers | 9 | Monthly System Peak Day | CAISO | 1-in-10 | 2028 | 20 | 261.9053 | 222.0928 | 38.6134 | 91.0112 | 0
| All | All Customers | 9 | Monthly System Peak Day | CAISO | 1-in-10 | 2028 | 21 | 278.3407 | 247.4011 | 39.574 | 87.852 | 0
| All | All Customers | 9 | Monthly System Peak Day | CAISO | 1-in-10 | 2028 | 22 | 420.8971 | 378.591 | 39.5765 | 86.1918 | 0
| All | All Customers | 9 | Monthly System Peak Day | CAISO | 1-in-10 | 2028 | 23 | 424.1779 | 378.2484 | 39.4671 | 84.9041 | 0
| All | All Customers | 9 | Monthly System Peak Day | CAISO | 1-in-10 | 2028 | 24 | 439.5913 | 403.7013 | 39.4761 | 83.2214 | 0
| All | All Customers | 10 | Average Weekday | CAISO | 1-in-10 | 2028 | 1 | 399.7457 | 413.6693 | 36.6128 | 67.7185 | 0
| All | All Customers | 10 | Average Weekday | CAISO | 1-in-10 | 2028 | 2 | 377.8289 | 385.0629 | 36.5168 | 66.8116 | 0
| All | All Customers | 10 | Average Weekday | CAISO | 1-in-10 | 2028 | 3 | 472.8356 | 482.8475 | 36.5031 | 66.0895 | 0
| All | All Customers | 10 | Average Weekday | CAISO | 1-in-10 | 2028 | 4 | 580.5127 | 595.44 | 36.4703 | 65.4005 | 0
| All | All Customers | 10 | Average Weekday | CAISO | 1-in-10 | 2028 | 5 | 584.1191 | 600.8923 | 36.4761 | 64.7636 | 0
| All | All Customers | 10 | Average Weekday | CAISO | 1-in-10 | 2028 | 6 | 597.1658 | 618.2499 | 36.4441 | 64.2657 | 0
| All | All Customers | 10 | Average Weekday | CAISO | 1-in-10 | 2028 | 7 | 605.9199 | 621.7751 | 36.4574 | 63.7933 | 0
| All | All Customers | 10 | Average Weekday | CAISO | 1-in-10 | 2028 | 8 | 629.348 | 655.5206 | 36.7148 | 63.4726 | 0
| All | All Customers | 10 | Average Weekday | CAISO | 1-in-10 | 2028 | 9 | 567.5745 | 604.9213 | 36.9759 | 63.925 | 0
| All | All Customers | 10 | Average Weekday | CAISO | 1-in-10 | 2028 | 10 | 553.4343 | 573.3091 | 36.7525 | 66.8175 | 0
| All | All Customers | 10 | Average Weekday | CAISO | 1-in-10 | 2028 | 11 | 544.1686 | 559.2015 | 36.8813 | 70.6107 | 0
| All | All Customers | 10 | Average Weekday | CAISO | 1-in-10 | 2028 | 12 | 527.4316 | 538.9092 | 37.0232 | 74.3318 | 0
| All | All Customers | 10 | Average Weekday | CAISO | 1-in-10 | 2028 | 13 | 434.6028 | 443.5112 | 37.1179 | 77.3255 | 0
| All | All Customers | 10 | Average Weekday | CAISO | 1-in-10 | 2028 | 14 | 385.3665 | 391.4225 | 37.0102 | 79.3286 | 0
| All | All Customers | 10 | Average Weekday | CAISO | 1-in-10 | 2028 | 15 | 341.6168 | 346.7076 | 36.7949 | 80.544 | 0
| All | All Customers | 10 | Average Weekday | CAISO | 1-in-10 | 2028 | 16 | 295.5734 | 297.5229 | 36.5151 | 81.0973 | 0
| All | All Customers | 10 | Average Weekday | CAISO | 1-in-10 | 2028 | 17 | 276.4531 | 285.2333 | 36.2757 | 81.0095 | 0
| All | All Customers | 10 | Average Weekday | CAISO | 1-in-10 | 2028 | 18 | 269.0759 | 276.0692 | 36.3028 | 80.1858 | 0
| All | All Customers | 10 | Average Weekday | CAISO | 1-in-10 | 2028 | 19 | 260.2071 | 264.7956 | 36.8114 | 78.2469 | 0
| All | All Customers | 10 | Average Weekday | CAISO | 1-in-10 | 2028 | 20 | 261.5171 | 265.5413 | 36.2371 | 75.1596 | 0
| All | All Customers | 10 | Average Weekday | CAISO | 1-in-10 | 2028 | 21 | 269.1291 | 273.3993 | 36.3038 | 72.8835 | 0
| All | All Customers | 10 | Average Weekday | CAISO | 1-in-10 | 2028 | 22 | 440.8073 | 463.0616 | 36.5018 | 71.2801 | 0
| All | All Customers | 10 | Average Weekday | CAISO | 1-in-10 | 2028 | 23 | 430.7542 | 454.2043 | 36.5978 | 69.9309 | 0
| All | All Customers | 10 | Average Weekday | CAISO | 1-in-10 | 2028 | 24 | 449.0983 | 480.6689 | 36.7078 | 68.7679 | 0
| All | All Customers | 10 | Monthly System Peak Day | CAISO | 1-in-10 | 2028 | 1 | 399.7457 | 427.7149 | 36.2223 | 77.3176 | 0
| All | All Customers | 10 | Monthly System Peak Day | CAISO | 1-in-10 | 2028 | 2 | 377.8289 | 392.683 | 36.2663 | 76.1669 | 0
| All | All Customers | 10 | Monthly System Peak Day | CAISO | 1-in-10 | 2028 | 3 | 472.8356 | 491.3831 | 36.2731 | 75.1587 | 0
| All | All Customers | 10 | Monthly System Peak Day | CAISO | 1-in-10 | 2028 | 4 | 580.5127 | 600.4391 | 36.2948 | 74.1818 | 0
| All | All Customers | 10 | Monthly System Peak Day | CAISO | 1-in-10 | 2028 | 5 | 584.1191 | 608.4985 | 36.2921 | 73.7402 | 0
| All | All Customers | 10 | Monthly System Peak Day | CAISO | 1-in-10 | 2028 | 6 | 597.1658 | 619.5359 | 36.3199 | 73.4987 | 0
| All | All Customers | 10 | Monthly System Peak Day | CAISO | 1-in-10 | 2028 | 7 | 605.9199 | 619.5467 | 36.327 | 72.796 | 0
| All | All Customers | 10 | Monthly System Peak Day | CAISO | 1-in-10 | 2028 | 8 | 629.348 | 666.5458 | 36.1991 | 72.3983 | 0
| All | All Customers | 10 | Monthly System Peak Day | CAISO | 1-in-10 | 2028 | 9 | 567.5745 | 615.7449 | 36.1573 | 73.0147 | 0
| All | All Customers | 10 | Monthly System Peak Day | CAISO | 1-in-10 | 2028 | 10 | 553.4343 | 580.0087 | 36.2082 | 76.7836 | 0
| All | All Customers | 10 | Monthly System Peak Day | CAISO | 1-in-10 | 2028 | 11 | 544.1686 | 569.2728 | 36.2383 | 80.6676 | 0
| All | All Customers | 10 | Monthly System Peak Day | CAISO | 1-in-10 | 2028 | 12 | 527.4316 | 552.2065 | 36.3037 | 84.0936 | 0
| All | All Customers | 10 | Monthly System Peak Day | CAISO | 1-in-10 | 2028 | 13 | 434.6028 | 446.7649 | 36.3673 | 86.8585 | 0
| All | All Customers | 10 | Monthly System Peak Day | CAISO | 1-in-10 | 2028 | 14 | 385.3665 | 391.7534 | 36.3086 | 88.4053 | 0
| All | All Customers | 10 | Monthly System Peak Day | CAISO | 1-in-10 | 2028 | 15 | 341.6168 | 346.1595 | 36.2336 | 89.1532 | 0
| All | All Customers | 10 | Monthly System Peak Day | CAISO | 1-in-10 | 2028 | 16 | 295.5734 | 295.2334 | 36.2751 | 89.8404 | 0
| All | All Customers | 10 | Monthly System Peak Day | CAISO | 1-in-10 | 2028 | 17 | 276.4531 | 285.2484 | 36.2445 | 89.2723 | 0
| All | All Customers | 10 | Monthly System Peak Day | CAISO | 1-in-10 | 2028 | 18 | 269.0759 | 276.3447 | 36.231 | 88.0713 | 0
| All | All Customers | 10 | Monthly System Peak Day | CAISO | 1-in-10 | 2028 | 19 | 260.2071 | 264.0962 | 36.9474 | 84.9362 | 0
| All | All Customers | 10 | Monthly System Peak Day | CAISO | 1-in-10 | 2028 | 20 | 261.5171 | 264.7383 | 36.2369 | 81.3926 | 0
| All | All Customers | 10 | Monthly System Peak Day | CAISO | 1-in-10 | 2028 | 21 | 269.1291 | 274.2902 | 36.3634 | 78.3037 | 0
| All | All Customers | 10 | Monthly System Peak Day | CAISO | 1-in-10 | 2028 | 22 | 440.8073 | 463.2924 | 36.2976 | 76.5022 | 0
| All | All Customers | 10 | Monthly System Peak Day | CAISO | 1-in-10 | 2028 | 23 | 430.7542 | 458.5736 | 36.2444 | 75.3302 | 0
| All | All Customers | 10 | Monthly System Peak Day | CAISO | 1-in-10 | 2028 | 24 | 449.0983 | 500.7769 | 36.1903 | 74.257 | 0
| All | All Customers | 11 | Average Weekday | CAISO | 1-in-10 | 2028 | 1 | 375.7212 | 384.0631 | 36.512 | 56.8635 | 0
| All | All Customers | 11 | Average Weekday | CAISO | 1-in-10 | 2028 | 2 | 357.9263 | 364.7393 | 36.4993 | 55.8747 | 0
| All | All Customers | 11 | Average Weekday | CAISO | 1-in-10 | 2028 | 3 | 452.4503 | 464.1241 | 36.4757 | 54.963 | 0
| All | All Customers | 11 | Average Weekday | CAISO | 1-in-10 | 2028 | 4 | 566.5468 | 584.7928 | 36.4796 | 54.0459 | 0
| All | All Customers | 11 | Average Weekday | CAISO | 1-in-10 | 2028 | 5 | 556.7912 | 586.1896 | 36.4587 | 53.2576 | 0
| All | All Customers | 11 | Average Weekday | CAISO | 1-in-10 | 2028 | 6 | 572.882 | 610.3829 | 36.4683 | 52.6836 | 0
| All | All Customers | 11 | Average Weekday | CAISO | 1-in-10 | 2028 | 7 | 587.2821 | 603.602 | 36.6455 | 52.2571 | 0
| All | All Customers | 11 | Average Weekday | CAISO | 1-in-10 | 2028 | 8 | 599.1534 | 614.0647 | 36.822 | 52.0378 | 0
| All | All Customers | 11 | Average Weekday | CAISO | 1-in-10 | 2028 | 9 | 542.8683 | 569.4891 | 36.672 | 53.6165 | 0
| All | All Customers | 11 | Average Weekday | CAISO | 1-in-10 | 2028 | 10 | 528.5339 | 542.7277 | 36.7531 | 57.5818 | 0
| All | All Customers | 11 | Average Weekday | CAISO | 1-in-10 | 2028 | 11 | 511.2166 | 520.7582 | 36.8523 | 62.1705 | 0
| All | All Customers | 11 | Average Weekday | CAISO | 1-in-10 | 2028 | 12 | 500.3536 | 507.3394 | 36.9193 | 65.9389 | 0
| All | All Customers | 11 | Average Weekday | CAISO | 1-in-10 | 2028 | 13 | 414.2127 | 423.9897 | 36.8573 | 68.6396 | 0
| All | All Customers | 11 | Average Weekday | CAISO | 1-in-10 | 2028 | 14 | 377.4331 | 384.4172 | 36.7261 | 70.2556 | 0
| All | All Customers | 11 | Average Weekday | CAISO | 1-in-10 | 2028 | 15 | 324.6758 | 331.5327 | 36.5288 | 71.0991 | 0
| All | All Customers | 11 | Average Weekday | CAISO | 1-in-10 | 2028 | 16 | 286.3289 | 287.8084 | 36.5289 | 71.2778 | 0
| All | All Customers | 11 | Average Weekday | CAISO | 1-in-10 | 2028 | 17 | 265.4925 | 273.2709 | 36.3022 | 70.5447 | 0
| All | All Customers | 11 | Average Weekday | CAISO | 1-in-10 | 2028 | 18 | 255.2696 | 262.6352 | 36.3696 | 68.5584 | 0
| All | All Customers | 11 | Average Weekday | CAISO | 1-in-10 | 2028 | 19 | 250.4989 | 254.9245 | 36.2378 | 65.9823 | 0
| All | All Customers | 11 | Average Weekday | CAISO | 1-in-10 | 2028 | 20 | 248.746 | 317.1503 | 43.9265 | 63.7891 | 0
| All | All Customers | 11 | Average Weekday | CAISO | 1-in-10 | 2028 | 21 | 250.8917 | 256.1711 | 36.3346 | 62.0355 | 0
| All | All Customers | 11 | Average Weekday | CAISO | 1-in-10 | 2028 | 22 | 416.3416 | 436.2709 | 36.5588 | 60.4145 | 0
| All | All Customers | 11 | Average Weekday | CAISO | 1-in-10 | 2028 | 23 | 406.5352 | 423.5917 | 36.6374 | 59.0563 | 0
| All | All Customers | 11 | Average Weekday | CAISO | 1-in-10 | 2028 | 24 | 421.6095 | 437.7164 | 36.5794 | 57.8888 | 0
| All | All Customers | 11 | Monthly System Peak Day | CAISO | 1-in-10 | 2028 | 1 | 375.7212 | 392.2892 | 36.285 | 70.1098 | 0
| All | All Customers | 11 | Monthly System Peak Day | CAISO | 1-in-10 | 2028 | 2 | 357.9263 | 371.8066 | 36.2846 | 68.6984 | 0
| All | All Customers | 11 | Monthly System Peak Day | CAISO | 1-in-10 | 2028 | 3 | 452.4503 | 470.273 | 36.3104 | 67.9816 | 0
| All | All Customers | 11 | Monthly System Peak Day | CAISO | 1-in-10 | 2028 | 4 | 566.5468 | 591.3716 | 36.3037 | 66.567 | 0
| All | All Customers | 11 | Monthly System Peak Day | CAISO | 1-in-10 | 2028 | 5 | 556.7912 | 591.1942 | 36.3372 | 65.7416 | 0
| All | All Customers | 11 | Monthly System Peak Day | CAISO | 1-in-10 | 2028 | 6 | 572.882 | 613.2756 | 36.3359 | 64.8535 | 0
| All | All Customers | 11 | Monthly System Peak Day | CAISO | 1-in-10 | 2028 | 7 | 587.2821 | 603.3579 | 36.1727 | 64.5405 | 0
| All | All Customers | 11 | Monthly System Peak Day | CAISO | 1-in-10 | 2028 | 8 | 599.1534 | 636.8997 | 36.1361 | 65.0685 | 0
| All | All Customers | 11 | Monthly System Peak Day | CAISO | 1-in-10 | 2028 | 9 | 542.8683 | 577.7154 | 36.2462 | 66.6631 | 0
| All | All Customers | 11 | Monthly System Peak Day | CAISO | 1-in-10 | 2028 | 10 | 528.5339 | 552.6601 | 36.2242 | 70.9158 | 0
| All | All Customers | 11 | Monthly System Peak Day | CAISO | 1-in-10 | 2028 | 11 | 511.2166 | 535.0867 | 36.3184 | 77.9199 | 0
| All | All Customers | 11 | Monthly System Peak Day | CAISO | 1-in-10 | 2028 | 12 | 500.3536 | 522.8831 | 36.4484 | 83.7981 | 0
| All | All Customers | 11 | Monthly System Peak Day | CAISO | 1-in-10 | 2028 | 13 | 414.2127 | 427.1788 | 36.4339 | 87.3606 | 0
| All | All Customers | 11 | Monthly System Peak Day | CAISO | 1-in-10 | 2028 | 14 | 377.4331 | 384.1046 | 36.3216 | 89.2394 | 0
| All | All Customers | 11 | Monthly System Peak Day | CAISO | 1-in-10 | 2028 | 15 | 324.6758 | 330.9692 | 36.318 | 89.9202 | 0
| All | All Customers | 11 | Monthly System Peak Day | CAISO | 1-in-10 | 2028 | 16 | 286.3289 | 285.535 | 36.2699 | 90.0734 | 0
| All | All Customers | 11 | Monthly System Peak Day | CAISO | 1-in-10 | 2028 | 17 | 265.4925 | 274.0025 | 36.2261 | 89.4596 | 0
| All | All Customers | 11 | Monthly System Peak Day | CAISO | 1-in-10 | 2028 | 18 | 255.2696 | 264.6989 | 36.1787 | 87.6979 | 0
| All | All Customers | 11 | Monthly System Peak Day | CAISO | 1-in-10 | 2028 | 19 | 250.4989 | 254.6593 | 36.2375 | 84.6872 | 0
| All | All Customers | 11 | Monthly System Peak Day | CAISO | 1-in-10 | 2028 | 20 | 248.746 | 372.6011 | 48.1585 | 80.8862 | 0
| All | All Customers | 11 | Monthly System Peak Day | CAISO | 1-in-10 | 2028 | 21 | 250.8917 | 256.886 | 36.3931 | 77.491 | 0
| All | All Customers | 11 | Monthly System Peak Day | CAISO | 1-in-10 | 2028 | 22 | 416.3416 | 438.5284 | 36.2443 | 74.8802 | 0
| All | All Customers | 11 | Monthly System Peak Day | CAISO | 1-in-10 | 2028 | 23 | 406.5352 | 430.7929 | 36.1917 | 72.6836 | 0
| All | All Customers | 11 | Monthly System Peak Day | CAISO | 1-in-10 | 2028 | 24 | 421.6095 | 452.6796 | 36.2401 | 71.115 | 0
| All | All Customers | 12 | Average Weekday | CAISO | 1-in-10 | 2028 | 1 | 415.6603 | 424.4093 | 36.3963 | 51.621 | 0
| All | All Customers | 12 | Average Weekday | CAISO | 1-in-10 | 2028 | 2 | 399.6378 | 407.2652 | 36.3904 | 50.8313 | 0
| All | All Customers | 12 | Average Weekday | CAISO | 1-in-10 | 2028 | 3 | 492.144 | 504.8599 | 36.3897 | 50.0968 | 0
| All | All Customers | 12 | Average Weekday | CAISO | 1-in-10 | 2028 | 4 | 607.3983 | 626.9156 | 36.3891 | 49.3942 | 0
| All | All Customers | 12 | Average Weekday | CAISO | 1-in-10 | 2028 | 5 | 601.584 | 633.0621 | 36.392 | 48.808 | 0
| All | All Customers | 12 | Average Weekday | CAISO | 1-in-10 | 2028 | 6 | 603.4111 | 644.114 | 36.3968 | 48.2755 | 0
| All | All Customers | 12 | Average Weekday | CAISO | 1-in-10 | 2028 | 7 | 610.9409 | 628.2424 | 36.4033 | 47.8685 | 0
| All | All Customers | 12 | Average Weekday | CAISO | 1-in-10 | 2028 | 8 | 629.4062 | 646.0566 | 36.4116 | 47.8005 | 0
| All | All Customers | 12 | Average Weekday | CAISO | 1-in-10 | 2028 | 9 | 564.3389 | 591.6896 | 36.4205 | 48.5796 | 0
| All | All Customers | 12 | Average Weekday | CAISO | 1-in-10 | 2028 | 10 | 540.5294 | 557.5891 | 36.4088 | 51.4553 | 0
| All | All Customers | 12 | Average Weekday | CAISO | 1-in-10 | 2028 | 11 | 525.8777 | 536.7228 | 36.4252 | 55.0915 | 0
| All | All Customers | 12 | Average Weekday | CAISO | 1-in-10 | 2028 | 12 | 513.7152 | 520.3772 | 36.4415 | 58.3887 | 0
| All | All Customers | 12 | Average Weekday | CAISO | 1-in-10 | 2028 | 13 | 434.4971 | 443.963 | 36.4517 | 60.7438 | 0
| All | All Customers | 12 | Average Weekday | CAISO | 1-in-10 | 2028 | 14 | 401.588 | 409.1145 | 36.4398 | 62.2884 | 0
| All | All Customers | 12 | Average Weekday | CAISO | 1-in-10 | 2028 | 15 | 365.5142 | 371.8073 | 36.4152 | 63.0612 | 0
| All | All Customers | 12 | Average Weekday | CAISO | 1-in-10 | 2028 | 16 | 325.4304 | 326.8485 | 36.396 | 63.165 | 0
| All | All Customers | 12 | Average Weekday | CAISO | 1-in-10 | 2028 | 17 | 312.0453 | 320.4894 | 36.2606 | 62.4635 | 0
| All | All Customers | 12 | Average Weekday | CAISO | 1-in-10 | 2028 | 18 | 303.5169 | 310.6681 | 36.2608 | 60.5337 | 0
| All | All Customers | 12 | Average Weekday | CAISO | 1-in-10 | 2028 | 19 | 299.83 | 304.0696 | 36.2373 | 58.3625 | 0
| All | All Customers | 12 | Average Weekday | CAISO | 1-in-10 | 2028 | 20 | 306.4436 | 376.011 | 36.9248 | 56.7838 | 0
| All | All Customers | 12 | Average Weekday | CAISO | 1-in-10 | 2028 | 21 | 309.9348 | 315.3567 | 36.3029 | 55.4689 | 0
| All | All Customers | 12 | Average Weekday | CAISO | 1-in-10 | 2028 | 22 | 462.7868 | 482.1817 | 36.4004 | 54.2664 | 0
| All | All Customers | 12 | Average Weekday | CAISO | 1-in-10 | 2028 | 23 | 452.7341 | 469.3189 | 36.4039 | 53.2281 | 0
| All | All Customers | 12 | Average Weekday | CAISO | 1-in-10 | 2028 | 24 | 465.9469 | 482.5345 | 36.404 | 52.3471 | 0
| All | All Customers | 12 | Monthly System Peak Day | CAISO | 1-in-10 | 2028 | 1 | 415.6603 | 424.4093 | 36.3963 | 42.9142 | 0
| All | All Customers | 12 | Monthly System Peak Day | CAISO | 1-in-10 | 2028 | 2 | 399.6378 | 407.2652 | 36.3904 | 41.9747 | 0
| All | All Customers | 12 | Monthly System Peak Day | CAISO | 1-in-10 | 2028 | 3 | 492.144 | 504.8599 | 36.3897 | 40.9278 | 0
| All | All Customers | 12 | Monthly System Peak Day | CAISO | 1-in-10 | 2028 | 4 | 607.3983 | 626.9156 | 36.3891 | 40.057 | 0
| All | All Customers | 12 | Monthly System Peak Day | CAISO | 1-in-10 | 2028 | 5 | 601.584 | 633.0621 | 36.392 | 39.156 | 0
| All | All Customers | 12 | Monthly System Peak Day | CAISO | 1-in-10 | 2028 | 6 | 603.4111 | 644.114 | 36.3968 | 38.165 | 0
| All | All Customers | 12 | Monthly System Peak Day | CAISO | 1-in-10 | 2028 | 7 | 610.9409 | 628.2424 | 36.4033 | 37.3427 | 0
| All | All Customers | 12 | Monthly System Peak Day | CAISO | 1-in-10 | 2028 | 8 | 629.4062 | 646.0566 | 36.4116 | 37.5165 | 0
| All | All Customers | 12 | Monthly System Peak Day | CAISO | 1-in-10 | 2028 | 9 | 564.3389 | 591.6896 | 36.4205 | 38.7112 | 0
| All | All Customers | 12 | Monthly System Peak Day | CAISO | 1-in-10 | 2028 | 10 | 540.5294 | 557.5891 | 36.4088 | 42.6329 | 0
| All | All Customers | 12 | Monthly System Peak Day | CAISO | 1-in-10 | 2028 | 11 | 525.8777 | 536.7228 | 36.4252 | 47.0512 | 0
| All | All Customers | 12 | Monthly System Peak Day | CAISO | 1-in-10 | 2028 | 12 | 513.7152 | 520.3772 | 36.4415 | 49.8976 | 0
| All | All Customers | 12 | Monthly System Peak Day | CAISO | 1-in-10 | 2028 | 13 | 434.4971 | 443.963 | 36.4517 | 51.2001 | 0
| All | All Customers | 12 | Monthly System Peak Day | CAISO | 1-in-10 | 2028 | 14 | 401.588 | 409.1145 | 36.4398 | 52.4006 | 0
| All | All Customers | 12 | Monthly System Peak Day | CAISO | 1-in-10 | 2028 | 15 | 365.5142 | 371.8073 | 36.4152 | 53.432 | 0
| All | All Customers | 12 | Monthly System Peak Day | CAISO | 1-in-10 | 2028 | 16 | 325.4304 | 326.8485 | 36.396 | 53.8276 | 0
| All | All Customers | 12 | Monthly System Peak Day | CAISO | 1-in-10 | 2028 | 17 | 312.0453 | 320.4894 | 36.2606 | 53.5174 | 0
| All | All Customers | 12 | Monthly System Peak Day | CAISO | 1-in-10 | 2028 | 18 | 303.5169 | 310.6681 | 36.2608 | 51.7141 | 0
| All | All Customers | 12 | Monthly System Peak Day | CAISO | 1-in-10 | 2028 | 19 | 299.83 | 304.0696 | 36.2373 | 49.5135 | 0
| All | All Customers | 12 | Monthly System Peak Day | CAISO | 1-in-10 | 2028 | 20 | 306.4436 | 376.011 | 36.9248 | 48.193 | 0
| All | All Customers | 12 | Monthly System Peak Day | CAISO | 1-in-10 | 2028 | 21 | 309.9348 | 315.3567 | 36.3029 | 46.7799 | 0
| All | All Customers | 12 | Monthly System Peak Day | CAISO | 1-in-10 | 2028 | 22 | 462.7868 | 482.1817 | 36.4004 | 45.0996 | 0
| All | All Customers | 12 | Monthly System Peak Day | CAISO | 1-in-10 | 2028 | 23 | 452.7341 | 469.3189 | 36.4039 | 44.3117 | 0
| All | All Customers | 12 | Monthly System Peak Day | CAISO | 1-in-10 | 2028 | 24 | 465.9469 | 482.5345 | 36.404 | 43.8263 | 0
| All | All Customers | 1 | Average Weekday | CAISO | 1-in-10 | 2029 | 1 | 412.2665 | 420.323 | 36.4169 | 49.4499 | 0
| All | All Customers | 1 | Average Weekday | CAISO | 1-in-10 | 2029 | 2 | 399.9582 | 407.9798 | 36.411 | 48.6517 | 0
| All | All Customers | 1 | Average Weekday | CAISO | 1-in-10 | 2029 | 3 | 497.3676 | 509.7576 | 36.4104 | 48.0156 | 0
| All | All Customers | 1 | Average Weekday | CAISO | 1-in-10 | 2029 | 4 | 610.1489 | 628.9395 | 36.4097 | 47.3298 | 0
| All | All Customers | 1 | Average Weekday | CAISO | 1-in-10 | 2029 | 5 | 605.1052 | 635.8969 | 36.4126 | 46.6643 | 0
| All | All Customers | 1 | Average Weekday | CAISO | 1-in-10 | 2029 | 6 | 614.576 | 654.011 | 36.4174 | 46.0566 | 0
| All | All Customers | 1 | Average Weekday | CAISO | 1-in-10 | 2029 | 7 | 629.8174 | 646.4549 | 36.4239 | 45.5653 | 0
| All | All Customers | 1 | Average Weekday | CAISO | 1-in-10 | 2029 | 8 | 651.103 | 667.0223 | 36.4322 | 45.3715 | 0
| All | All Customers | 1 | Average Weekday | CAISO | 1-in-10 | 2029 | 9 | 582.803 | 608.4543 | 36.4411 | 45.9366 | 0
| All | All Customers | 1 | Average Weekday | CAISO | 1-in-10 | 2029 | 10 | 569.3898 | 584.168 | 36.4295 | 48.7274 | 0
| All | All Customers | 1 | Average Weekday | CAISO | 1-in-10 | 2029 | 11 | 551.0096 | 560.7197 | 36.4458 | 52.3553 | 0
| All | All Customers | 1 | Average Weekday | CAISO | 1-in-10 | 2029 | 12 | 541.0836 | 547.7985 | 36.4621 | 55.6424 | 0
| All | All Customers | 1 | Average Weekday | CAISO | 1-in-10 | 2029 | 13 | 466.3574 | 475.835 | 36.4724 | 57.9774 | 0
| All | All Customers | 1 | Average Weekday | CAISO | 1-in-10 | 2029 | 14 | 428.9236 | 435.8804 | 36.4605 | 59.4872 | 0
| All | All Customers | 1 | Average Weekday | CAISO | 1-in-10 | 2029 | 15 | 390.2314 | 395.8793 | 36.4359 | 60.4221 | 0
| All | All Customers | 1 | Average Weekday | CAISO | 1-in-10 | 2029 | 16 | 348.9636 | 350.211 | 36.4167 | 60.7972 | 0
| All | All Customers | 1 | Average Weekday | CAISO | 1-in-10 | 2029 | 17 | 334.3882 | 342.7242 | 36.2826 | 60.3811 | 0
| All | All Customers | 1 | Average Weekday | CAISO | 1-in-10 | 2029 | 18 | 322.9753 | 330.244 | 36.2828 | 58.9037 | 0
| All | All Customers | 1 | Average Weekday | CAISO | 1-in-10 | 2029 | 19 | 311.3574 | 315.6405 | 36.2589 | 56.6145 | 0
| All | All Customers | 1 | Average Weekday | CAISO | 1-in-10 | 2029 | 20 | 311.0333 | 380.1132 | 36.9439 | 54.9021 | 0
| All | All Customers | 1 | Average Weekday | CAISO | 1-in-10 | 2029 | 21 | 303.261 | 308.5185 | 36.3247 | 53.6195 | 0
| All | All Customers | 1 | Average Weekday | CAISO | 1-in-10 | 2029 | 22 | 457.8628 | 477.4367 | 36.4208 | 52.4654 | 0
| All | All Customers | 1 | Average Weekday | CAISO | 1-in-10 | 2029 | 23 | 450.5032 | 467.1387 | 36.4245 | 51.3586 | 0
| All | All Customers | 1 | Average Weekday | CAISO | 1-in-10 | 2029 | 24 | 467.2597 | 483.0573 | 36.4246 | 50.4441 | 0
| All | All Customers | 1 | Monthly System Peak Day | CAISO | 1-in-10 | 2029 | 1 | 412.2665 | 420.323 | 36.4169 | 44.7473 | 0
| All | All Customers | 1 | Monthly System Peak Day | CAISO | 1-in-10 | 2029 | 2 | 399.9582 | 407.9798 | 36.411 | 44.228 | 0
| All | All Customers | 1 | Monthly System Peak Day | CAISO | 1-in-10 | 2029 | 3 | 497.3676 | 509.7576 | 36.4104 | 44.2237 | 0
| All | All Customers | 1 | Monthly System Peak Day | CAISO | 1-in-10 | 2029 | 4 | 610.1489 | 628.9395 | 36.4097 | 43.7963 | 0
| All | All Customers | 1 | Monthly System Peak Day | CAISO | 1-in-10 | 2029 | 5 | 605.1052 | 635.8969 | 36.4126 | 43.5236 | 0
| All | All Customers | 1 | Monthly System Peak Day | CAISO | 1-in-10 | 2029 | 6 | 614.576 | 654.011 | 36.4174 | 42.6836 | 0
| All | All Customers | 1 | Monthly System Peak Day | CAISO | 1-in-10 | 2029 | 7 | 629.8174 | 646.4549 | 36.4239 | 42.4424 | 0
| All | All Customers | 1 | Monthly System Peak Day | CAISO | 1-in-10 | 2029 | 8 | 651.103 | 667.0223 | 36.4322 | 41.562 | 0
| All | All Customers | 1 | Monthly System Peak Day | CAISO | 1-in-10 | 2029 | 9 | 582.803 | 608.4543 | 36.4411 | 41.1236 | 0
| All | All Customers | 1 | Monthly System Peak Day | CAISO | 1-in-10 | 2029 | 10 | 569.3898 | 584.168 | 36.4295 | 43.29 | 0
| All | All Customers | 1 | Monthly System Peak Day | CAISO | 1-in-10 | 2029 | 11 | 551.0096 | 560.7197 | 36.4458 | 45.2111 | 0
| All | All Customers | 1 | Monthly System Peak Day | CAISO | 1-in-10 | 2029 | 12 | 541.0836 | 547.7985 | 36.4621 | 47.1535 | 0
| All | All Customers | 1 | Monthly System Peak Day | CAISO | 1-in-10 | 2029 | 13 | 466.3574 | 475.835 | 36.4724 | 48.4303 | 0
| All | All Customers | 1 | Monthly System Peak Day | CAISO | 1-in-10 | 2029 | 14 | 428.9236 | 435.8804 | 36.4605 | 48.4744 | 0
| All | All Customers | 1 | Monthly System Peak Day | CAISO | 1-in-10 | 2029 | 15 | 390.2314 | 395.8793 | 36.4359 | 49.3259 | 0
| All | All Customers | 1 | Monthly System Peak Day | CAISO | 1-in-10 | 2029 | 16 | 348.9636 | 350.211 | 36.4167 | 50.1882 | 0
| All | All Customers | 1 | Monthly System Peak Day | CAISO | 1-in-10 | 2029 | 17 | 334.3882 | 342.7242 | 36.2826 | 50.4294 | 0
| All | All Customers | 1 | Monthly System Peak Day | CAISO | 1-in-10 | 2029 | 18 | 322.9753 | 330.244 | 36.2828 | 49.4611 | 0
| All | All Customers | 1 | Monthly System Peak Day | CAISO | 1-in-10 | 2029 | 19 | 311.3574 | 315.6405 | 36.2589 | 47.6436 | 0
| All | All Customers | 1 | Monthly System Peak Day | CAISO | 1-in-10 | 2029 | 20 | 311.0333 | 380.1132 | 36.9439 | 46.6106 | 0
| All | All Customers | 1 | Monthly System Peak Day | CAISO | 1-in-10 | 2029 | 21 | 303.261 | 308.5185 | 36.3247 | 45.4848 | 0
| All | All Customers | 1 | Monthly System Peak Day | CAISO | 1-in-10 | 2029 | 22 | 457.8628 | 477.4367 | 36.4208 | 44.7729 | 0
| All | All Customers | 1 | Monthly System Peak Day | CAISO | 1-in-10 | 2029 | 23 | 450.5032 | 467.1387 | 36.4245 | 43.8196 | 0
| All | All Customers | 1 | Monthly System Peak Day | CAISO | 1-in-10 | 2029 | 24 | 467.2597 | 483.0573 | 36.4246 | 42.8119 | 0
| All | All Customers | 2 | Average Weekday | CAISO | 1-in-10 | 2029 | 1 | 386.2297 | 394.9886 | 36.458 | 49.1051 | 0
| All | All Customers | 2 | Average Weekday | CAISO | 1-in-10 | 2029 | 2 | 372.3786 | 381.1268 | 36.4515 | 48.1832 | 0
| All | All Customers | 2 | Average Weekday | CAISO | 1-in-10 | 2029 | 3 | 463.7538 | 477.2704 | 36.4508 | 47.3124 | 0
| All | All Customers | 2 | Average Weekday | CAISO | 1-in-10 | 2029 | 4 | 571.5696 | 592.4639 | 36.4502 | 46.5457 | 0
| All | All Customers | 2 | Average Weekday | CAISO | 1-in-10 | 2029 | 5 | 570.7578 | 603.7849 | 36.4537 | 45.958 | 0
| All | All Customers | 2 | Average Weekday | CAISO | 1-in-10 | 2029 | 6 | 583.3084 | 624.5742 | 36.4595 | 45.4063 | 0
| All | All Customers | 2 | Average Weekday | CAISO | 1-in-10 | 2029 | 7 | 588.407 | 605.8051 | 36.4668 | 45.0716 | 0
| All | All Customers | 2 | Average Weekday | CAISO | 1-in-10 | 2029 | 8 | 610.6885 | 626.8889 | 36.475 | 44.9581 | 0
| All | All Customers | 2 | Average Weekday | CAISO | 1-in-10 | 2029 | 9 | 559.7 | 585.3583 | 36.484 | 46.4913 | 0
| All | All Customers | 2 | Average Weekday | CAISO | 1-in-10 | 2029 | 10 | 541.7661 | 556.012 | 36.4706 | 49.9349 | 0
| All | All Customers | 2 | Average Weekday | CAISO | 1-in-10 | 2029 | 11 | 527.2308 | 537.1107 | 36.4883 | 53.6421 | 0
| All | All Customers | 2 | Average Weekday | CAISO | 1-in-10 | 2029 | 12 | 516.7049 | 524.0039 | 36.5062 | 56.6628 | 0
| All | All Customers | 2 | Average Weekday | CAISO | 1-in-10 | 2029 | 13 | 440.1683 | 450.4225 | 36.5176 | 58.7798 | 0
| All | All Customers | 2 | Average Weekday | CAISO | 1-in-10 | 2029 | 14 | 399.4883 | 406.9218 | 36.5047 | 60.1811 | 0
| All | All Customers | 2 | Average Weekday | CAISO | 1-in-10 | 2029 | 15 | 352.72 | 360.0519 | 36.4781 | 61.0903 | 0
| All | All Customers | 2 | Average Weekday | CAISO | 1-in-10 | 2029 | 16 | 313.0375 | 315.3873 | 36.4574 | 61.4625 | 0
| All | All Customers | 2 | Average Weekday | CAISO | 1-in-10 | 2029 | 17 | 288.0175 | 295.5052 | 36.2961 | 61.0792 | 0
| All | All Customers | 2 | Average Weekday | CAISO | 1-in-10 | 2029 | 18 | 276.9582 | 283.3776 | 36.297 | 59.8219 | 0
| All | All Customers | 2 | Average Weekday | CAISO | 1-in-10 | 2029 | 19 | 270.7701 | 275.487 | 36.2592 | 57.5966 | 0
| All | All Customers | 2 | Average Weekday | CAISO | 1-in-10 | 2029 | 20 | 270.368 | 337.2984 | 37.0442 | 55.5429 | 0
| All | All Customers | 2 | Average Weekday | CAISO | 1-in-10 | 2029 | 21 | 264.6336 | 270.0165 | 36.34 | 53.9261 | 0
| All | All Customers | 2 | Average Weekday | CAISO | 1-in-10 | 2029 | 22 | 420.9986 | 441.1155 | 36.4636 | 52.6789 | 0
| All | All Customers | 2 | Average Weekday | CAISO | 1-in-10 | 2029 | 23 | 415.7473 | 433.0723 | 36.4673 | 51.5494 | 0
| All | All Customers | 2 | Average Weekday | CAISO | 1-in-10 | 2029 | 24 | 434.3287 | 451.1517 | 36.4667 | 50.4629 | 0
| All | All Customers | 2 | Monthly System Peak Day | CAISO | 1-in-10 | 2029 | 1 | 386.2297 | 394.9886 | 36.458 | 49.9184 | 0
| All | All Customers | 2 | Monthly System Peak Day | CAISO | 1-in-10 | 2029 | 2 | 372.3786 | 381.1268 | 36.4515 | 49.7161 | 0
| All | All Customers | 2 | Monthly System Peak Day | CAISO | 1-in-10 | 2029 | 3 | 463.7538 | 477.2704 | 36.4508 | 49.6059 | 0
| All | All Customers | 2 | Monthly System Peak Day | CAISO | 1-in-10 | 2029 | 4 | 571.5696 | 592.4639 | 36.4502 | 49.7184 | 0
| All | All Customers | 2 | Monthly System Peak Day | CAISO | 1-in-10 | 2029 | 5 | 570.7578 | 603.7849 | 36.4537 | 49.2817 | 0
| All | All Customers | 2 | Monthly System Peak Day | CAISO | 1-in-10 | 2029 | 6 | 583.3084 | 624.5742 | 36.4595 | 48.5715 | 0
| All | All Customers | 2 | Monthly System Peak Day | CAISO | 1-in-10 | 2029 | 7 | 588.407 | 605.8051 | 36.4668 | 48.1753 | 0
| All | All Customers | 2 | Monthly System Peak Day | CAISO | 1-in-10 | 2029 | 8 | 610.6885 | 626.8889 | 36.475 | 48.0561 | 0
| All | All Customers | 2 | Monthly System Peak Day | CAISO | 1-in-10 | 2029 | 9 | 559.7 | 585.3583 | 36.484 | 48.4063 | 0
| All | All Customers | 2 | Monthly System Peak Day | CAISO | 1-in-10 | 2029 | 10 | 541.7661 | 556.012 | 36.4706 | 49.6658 | 0
| All | All Customers | 2 | Monthly System Peak Day | CAISO | 1-in-10 | 2029 | 11 | 527.2308 | 537.1107 | 36.4883 | 50.6952 | 0
| All | All Customers | 2 | Monthly System Peak Day | CAISO | 1-in-10 | 2029 | 12 | 516.7049 | 524.0039 | 36.5062 | 51.8486 | 0
| All | All Customers | 2 | Monthly System Peak Day | CAISO | 1-in-10 | 2029 | 13 | 440.1683 | 450.4225 | 36.5176 | 53.1027 | 0
| All | All Customers | 2 | Monthly System Peak Day | CAISO | 1-in-10 | 2029 | 14 | 399.4883 | 406.9218 | 36.5047 | 54.3177 | 0
| All | All Customers | 2 | Monthly System Peak Day | CAISO | 1-in-10 | 2029 | 15 | 352.72 | 360.0519 | 36.4781 | 54.9586 | 0
| All | All Customers | 2 | Monthly System Peak Day | CAISO | 1-in-10 | 2029 | 16 | 313.0375 | 315.3873 | 36.4574 | 55.1827 | 0
| All | All Customers | 2 | Monthly System Peak Day | CAISO | 1-in-10 | 2029 | 17 | 288.0175 | 295.5052 | 36.2961 | 56.5465 | 0
| All | All Customers | 2 | Monthly System Peak Day | CAISO | 1-in-10 | 2029 | 18 | 276.9582 | 283.3776 | 36.297 | 55.689 | 0
| All | All Customers | 2 | Monthly System Peak Day | CAISO | 1-in-10 | 2029 | 19 | 270.7701 | 275.487 | 36.2592 | 54.5786 | 0
| All | All Customers | 2 | Monthly System Peak Day | CAISO | 1-in-10 | 2029 | 20 | 270.368 | 337.2984 | 37.0442 | 53.4877 | 0
| All | All Customers | 2 | Monthly System Peak Day | CAISO | 1-in-10 | 2029 | 21 | 264.6336 | 270.0165 | 36.34 | 53.0153 | 0
| All | All Customers | 2 | Monthly System Peak Day | CAISO | 1-in-10 | 2029 | 22 | 420.9986 | 441.1155 | 36.4636 | 52.4175 | 0
| All | All Customers | 2 | Monthly System Peak Day | CAISO | 1-in-10 | 2029 | 23 | 415.7473 | 433.0723 | 36.4673 | 51.8125 | 0
| All | All Customers | 2 | Monthly System Peak Day | CAISO | 1-in-10 | 2029 | 24 | 434.3287 | 451.1517 | 36.4667 | 51.1797 | 0
| All | All Customers | 3 | Average Weekday | CAISO | 1-in-10 | 2029 | 1 | 417.757 | 433.0912 | 36.5268 | 58.38 | 0
| All | All Customers | 3 | Average Weekday | CAISO | 1-in-10 | 2029 | 2 | 403.9873 | 412.7823 | 36.4777 | 57.2797 | 0
| All | All Customers | 3 | Average Weekday | CAISO | 1-in-10 | 2029 | 3 | 509.5511 | 520.8308 | 36.4704 | 56.254 | 0
| All | All Customers | 3 | Average Weekday | CAISO | 1-in-10 | 2029 | 4 | 619.549 | 636.0003 | 36.4543 | 55.3455 | 0
| All | All Customers | 3 | Average Weekday | CAISO | 1-in-10 | 2029 | 5 | 601.3726 | 621.9895 | 36.4576 | 54.5781 | 0
| All | All Customers | 3 | Average Weekday | CAISO | 1-in-10 | 2029 | 6 | 615.7009 | 639.7253 | 36.4432 | 53.8867 | 0
| All | All Customers | 3 | Average Weekday | CAISO | 1-in-10 | 2029 | 7 | 629.025 | 645.6024 | 36.455 | 53.4742 | 0
| All | All Customers | 3 | Average Weekday | CAISO | 1-in-10 | 2029 | 8 | 647.224 | 677.4771 | 36.5854 | 53.4151 | 0
| All | All Customers | 3 | Average Weekday | CAISO | 1-in-10 | 2029 | 9 | 590.012 | 628.3204 | 36.7036 | 54.8301 | 0
| All | All Customers | 3 | Average Weekday | CAISO | 1-in-10 | 2029 | 10 | 575.4119 | 598.63 | 36.5959 | 58.3814 | 0
| All | All Customers | 3 | Average Weekday | CAISO | 1-in-10 | 2029 | 11 | 550.5814 | 567.9741 | 36.6547 | 62.6904 | 0
| All | All Customers | 3 | Average Weekday | CAISO | 1-in-10 | 2029 | 12 | 542.6158 | 554.1536 | 36.7132 | 66.6136 | 0
| All | All Customers | 3 | Average Weekday | CAISO | 1-in-10 | 2029 | 13 | 447.659 | 456.925 | 36.7442 | 69.6765 | 0
| All | All Customers | 3 | Average Weekday | CAISO | 1-in-10 | 2029 | 14 | 418.6179 | 425.013 | 36.6983 | 71.7646 | 0
| All | All Customers | 3 | Average Weekday | CAISO | 1-in-10 | 2029 | 15 | 372.9724 | 378.2932 | 36.6044 | 73.0134 | 0
| All | All Customers | 3 | Average Weekday | CAISO | 1-in-10 | 2029 | 16 | 335.2768 | 337.3953 | 36.4762 | 73.604 | 0
| All | All Customers | 3 | Average Weekday | CAISO | 1-in-10 | 2029 | 17 | 322.3547 | 331.4569 | 36.2924 | 73.5115 | 0
| All | All Customers | 3 | Average Weekday | CAISO | 1-in-10 | 2029 | 18 | 308.9602 | 315.9787 | 36.3056 | 72.5285 | 0
| All | All Customers | 3 | Average Weekday | CAISO | 1-in-10 | 2029 | 19 | 301.3283 | 306.1793 | 36.3787 | 70.6931 | 0
| All | All Customers | 3 | Average Weekday | CAISO | 1-in-10 | 2029 | 20 | 291.2794 | 295.3243 | 36.2586 | 68.0039 | 0
| All | All Customers | 3 | Average Weekday | CAISO | 1-in-10 | 2029 | 21 | 277.1622 | 281.1172 | 36.3016 | 65.2746 | 0
| All | All Customers | 3 | Average Weekday | CAISO | 1-in-10 | 2029 | 22 | 453.0099 | 475.9391 | 36.4779 | 63.4622 | 0
| All | All Customers | 3 | Average Weekday | CAISO | 1-in-10 | 2029 | 23 | 452.4416 | 476.7382 | 36.5275 | 62.0728 | 0
| All | All Customers | 3 | Average Weekday | CAISO | 1-in-10 | 2029 | 24 | 478.4395 | 511.1805 | 36.577 | 60.6886 | 0
| All | All Customers | 3 | Monthly System Peak Day | CAISO | 1-in-10 | 2029 | 1 | 417.757 | 448.8323 | 36.1891 | 65.1566 | 0
| All | All Customers | 3 | Monthly System Peak Day | CAISO | 1-in-10 | 2029 | 2 | 403.9873 | 422.7012 | 36.2505 | 63.3314 | 0
| All | All Customers | 3 | Monthly System Peak Day | CAISO | 1-in-10 | 2029 | 3 | 509.5511 | 531.0988 | 36.2604 | 61.896 | 0
| All | All Customers | 3 | Monthly System Peak Day | CAISO | 1-in-10 | 2029 | 4 | 619.549 | 642.9634 | 36.2916 | 60.8459 | 0
| All | All Customers | 3 | Monthly System Peak Day | CAISO | 1-in-10 | 2029 | 5 | 601.3726 | 631.1869 | 36.2874 | 59.9559 | 0
| All | All Customers | 3 | Monthly System Peak Day | CAISO | 1-in-10 | 2029 | 6 | 615.7009 | 641.6451 | 36.3268 | 58.9322 | 0
| All | All Customers | 3 | Monthly System Peak Day | CAISO | 1-in-10 | 2029 | 7 | 629.025 | 643.3896 | 36.3328 | 58.4848 | 0
| All | All Customers | 3 | Monthly System Peak Day | CAISO | 1-in-10 | 2029 | 8 | 647.224 | 696.4824 | 36.1529 | 58.0856 | 0
| All | All Customers | 3 | Monthly System Peak Day | CAISO | 1-in-10 | 2029 | 9 | 590.012 | 638.9753 | 36.1398 | 59.5041 | 0
| All | All Customers | 3 | Monthly System Peak Day | CAISO | 1-in-10 | 2029 | 10 | 575.4119 | 606.4193 | 36.186 | 64.3211 | 0
| All | All Customers | 3 | Monthly System Peak Day | CAISO | 1-in-10 | 2029 | 11 | 550.5814 | 581.008 | 36.2639 | 69.9797 | 0
| All | All Customers | 3 | Monthly System Peak Day | CAISO | 1-in-10 | 2029 | 12 | 542.6158 | 567.2289 | 36.414 | 75.7172 | 0
| All | All Customers | 3 | Monthly System Peak Day | CAISO | 1-in-10 | 2029 | 13 | 447.659 | 461.4315 | 36.5613 | 80.9672 | 0
| All | All Customers | 3 | Monthly System Peak Day | CAISO | 1-in-10 | 2029 | 14 | 418.6179 | 426.6071 | 36.433 | 83.4338 | 0
| All | All Customers | 3 | Monthly System Peak Day | CAISO | 1-in-10 | 2029 | 15 | 372.9724 | 378.432 | 36.2528 | 84.3177 | 0
| All | All Customers | 3 | Monthly System Peak Day | CAISO | 1-in-10 | 2029 | 16 | 335.2768 | 335.1161 | 36.2649 | 85.1377 | 0
| All | All Customers | 3 | Monthly System Peak Day | CAISO | 1-in-10 | 2029 | 17 | 322.3547 | 331.6562 | 36.2671 | 85.8466 | 0
| All | All Customers | 3 | Monthly System Peak Day | CAISO | 1-in-10 | 2029 | 18 | 308.9602 | 316.3752 | 36.2505 | 85.6149 | 0
| All | All Customers | 3 | Monthly System Peak Day | CAISO | 1-in-10 | 2029 | 19 | 301.3283 | 305.5715 | 37.78 | 84.1317 | 0
| All | All Customers | 3 | Monthly System Peak Day | CAISO | 1-in-10 | 2029 | 20 | 291.2794 | 294.6654 | 36.2585 | 81.6719 | 0
| All | All Customers | 3 | Monthly System Peak Day | CAISO | 1-in-10 | 2029 | 21 | 277.1622 | 281.9 | 36.452 | 77.8036 | 0
| All | All Customers | 3 | Monthly System Peak Day | CAISO | 1-in-10 | 2029 | 22 | 453.0099 | 476.3077 | 36.2873 | 74.8156 | 0
| All | All Customers | 3 | Monthly System Peak Day | CAISO | 1-in-10 | 2029 | 23 | 452.4416 | 481.3039 | 36.2115 | 72.0533 | 0
| All | All Customers | 3 | Monthly System Peak Day | CAISO | 1-in-10 | 2029 | 24 | 478.4395 | 531.7437 | 36.1446 | 69.429 | 0
| All | All Customers | 4 | Average Weekday | CAISO | 1-in-10 | 2029 | 1 | 387.1739 | 401.5839 | 36.5291 | 59.5013 | 0
| All | All Customers | 4 | Average Weekday | CAISO | 1-in-10 | 2029 | 2 | 374.6163 | 383.9539 | 36.4803 | 58.4907 | 0
| All | All Customers | 4 | Average Weekday | CAISO | 1-in-10 | 2029 | 3 | 475.8187 | 487.549 | 36.4731 | 57.4983 | 0
| All | All Customers | 4 | Average Weekday | CAISO | 1-in-10 | 2029 | 4 | 577.6476 | 593.8279 | 36.4572 | 56.5966 | 0
| All | All Customers | 4 | Average Weekday | CAISO | 1-in-10 | 2029 | 5 | 552.1976 | 571.6206 | 36.4605 | 55.8386 | 0
| All | All Customers | 4 | Average Weekday | CAISO | 1-in-10 | 2029 | 6 | 567.032 | 590.1468 | 36.4463 | 55.2512 | 0
| All | All Customers | 4 | Average Weekday | CAISO | 1-in-10 | 2029 | 7 | 581.1312 | 598.255 | 36.4582 | 54.8291 | 0
| All | All Customers | 4 | Average Weekday | CAISO | 1-in-10 | 2029 | 8 | 598.6992 | 627.0339 | 36.5876 | 54.785 | 0
| All | All Customers | 4 | Average Weekday | CAISO | 1-in-10 | 2029 | 9 | 532.8431 | 570.1849 | 36.7048 | 56.8046 | 0
| All | All Customers | 4 | Average Weekday | CAISO | 1-in-10 | 2029 | 10 | 518.0373 | 541.631 | 36.5975 | 60.086 | 0
| All | All Customers | 4 | Average Weekday | CAISO | 1-in-10 | 2029 | 11 | 502.0726 | 517.9401 | 36.6558 | 63.7355 | 0
| All | All Customers | 4 | Average Weekday | CAISO | 1-in-10 | 2029 | 12 | 494.4208 | 505.9596 | 36.7138 | 67.1278 | 0
| All | All Customers | 4 | Average Weekday | CAISO | 1-in-10 | 2029 | 13 | 410.0237 | 419.2433 | 36.7444 | 69.4902 | 0
| All | All Customers | 4 | Average Weekday | CAISO | 1-in-10 | 2029 | 14 | 377.563 | 383.9853 | 36.6987 | 71.1913 | 0
| All | All Customers | 4 | Average Weekday | CAISO | 1-in-10 | 2029 | 15 | 330.0441 | 335.5537 | 36.6055 | 72.3893 | 0
| All | All Customers | 4 | Average Weekday | CAISO | 1-in-10 | 2029 | 16 | 289.6166 | 291.8096 | 36.4787 | 73 | 0
| All | All Customers | 4 | Average Weekday | CAISO | 1-in-10 | 2029 | 17 | 269.5447 | 277.7167 | 36.2953 | 73.0893 | 0
| All | All Customers | 4 | Average Weekday | CAISO | 1-in-10 | 2029 | 18 | 251.8789 | 258.2473 | 36.308 | 72.2961 | 0
| All | All Customers | 4 | Average Weekday | CAISO | 1-in-10 | 2029 | 19 | 237.524 | 242.3392 | 36.3785 | 70.8969 | 0
| All | All Customers | 4 | Average Weekday | CAISO | 1-in-10 | 2029 | 20 | 229.726 | 233.8461 | 36.2586 | 68.6958 | 0
| All | All Customers | 4 | Average Weekday | CAISO | 1-in-10 | 2029 | 21 | 237.5365 | 241.6634 | 36.306 | 65.7935 | 0
| All | All Customers | 4 | Average Weekday | CAISO | 1-in-10 | 2029 | 22 | 413.5321 | 436.2161 | 36.4806 | 63.6144 | 0
| All | All Customers | 4 | Average Weekday | CAISO | 1-in-10 | 2029 | 23 | 416.6334 | 440.6194 | 36.5303 | 62.0737 | 0
| All | All Customers | 4 | Average Weekday | CAISO | 1-in-10 | 2029 | 24 | 444.3947 | 476.5499 | 36.5792 | 60.8033 | 0
| All | All Customers | 4 | Monthly System Peak Day | CAISO | 1-in-10 | 2029 | 1 | 387.1739 | 415.8026 | 36.1963 | 71.168 | 0
| All | All Customers | 4 | Monthly System Peak Day | CAISO | 1-in-10 | 2029 | 2 | 374.6163 | 393.5884 | 36.2565 | 68.8626 | 0
| All | All Customers | 4 | Monthly System Peak Day | CAISO | 1-in-10 | 2029 | 3 | 475.8187 | 497.825 | 36.2662 | 66.9391 | 0
| All | All Customers | 4 | Monthly System Peak Day | CAISO | 1-in-10 | 2029 | 4 | 577.6476 | 600.1987 | 36.2969 | 65.7202 | 0
| All | All Customers | 4 | Monthly System Peak Day | CAISO | 1-in-10 | 2029 | 5 | 552.1976 | 580.2719 | 36.2927 | 65.8589 | 0
| All | All Customers | 4 | Monthly System Peak Day | CAISO | 1-in-10 | 2029 | 6 | 567.032 | 591.8747 | 36.3315 | 66.0598 | 0
| All | All Customers | 4 | Monthly System Peak Day | CAISO | 1-in-10 | 2029 | 7 | 581.1312 | 596.0363 | 36.3375 | 66.4513 | 0
| All | All Customers | 4 | Monthly System Peak Day | CAISO | 1-in-10 | 2029 | 8 | 598.6992 | 647.9974 | 36.1608 | 66.7937 | 0
| All | All Customers | 4 | Monthly System Peak Day | CAISO | 1-in-10 | 2029 | 9 | 532.8431 | 580.7329 | 36.1507 | 69.7332 | 0
| All | All Customers | 4 | Monthly System Peak Day | CAISO | 1-in-10 | 2029 | 10 | 518.0373 | 548.978 | 36.1952 | 74.0013 | 0
| All | All Customers | 4 | Monthly System Peak Day | CAISO | 1-in-10 | 2029 | 11 | 502.0726 | 530.3835 | 36.2749 | 78.2468 | 0
| All | All Customers | 4 | Monthly System Peak Day | CAISO | 1-in-10 | 2029 | 12 | 494.4208 | 518.9162 | 36.4266 | 82.2387 | 0
| All | All Customers | 4 | Monthly System Peak Day | CAISO | 1-in-10 | 2029 | 13 | 410.0237 | 423.8794 | 36.5749 | 85.1251 | 0
| All | All Customers | 4 | Monthly System Peak Day | CAISO | 1-in-10 | 2029 | 14 | 377.563 | 385.5739 | 36.4457 | 87.0217 | 0
| All | All Customers | 4 | Monthly System Peak Day | CAISO | 1-in-10 | 2029 | 15 | 330.0441 | 335.8971 | 36.263 | 88.4091 | 0
| All | All Customers | 4 | Monthly System Peak Day | CAISO | 1-in-10 | 2029 | 16 | 289.6166 | 289.5001 | 36.2709 | 89.5238 | 0
| All | All Customers | 4 | Monthly System Peak Day | CAISO | 1-in-10 | 2029 | 17 | 269.5447 | 277.9423 | 36.2721 | 90.2309 | 0
| All | All Customers | 4 | Monthly System Peak Day | CAISO | 1-in-10 | 2029 | 18 | 251.8789 | 259.0163 | 36.2571 | 90.4085 | 0
| All | All Customers | 4 | Monthly System Peak Day | CAISO | 1-in-10 | 2029 | 19 | 237.524 | 241.7898 | 37.7852 | 89.6202 | 0
| All | All Customers | 4 | Monthly System Peak Day | CAISO | 1-in-10 | 2029 | 20 | 229.726 | 233.1513 | 36.2586 | 87.5628 | 0
| All | All Customers | 4 | Monthly System Peak Day | CAISO | 1-in-10 | 2029 | 21 | 237.5365 | 242.4511 | 36.4516 | 84.2362 | 0
| All | All Customers | 4 | Monthly System Peak Day | CAISO | 1-in-10 | 2029 | 22 | 413.5321 | 436.5008 | 36.2921 | 81.1628 | 0
| All | All Customers | 4 | Monthly System Peak Day | CAISO | 1-in-10 | 2029 | 23 | 416.6334 | 445.0952 | 36.2182 | 78.4269 | 0
| All | All Customers | 4 | Monthly System Peak Day | CAISO | 1-in-10 | 2029 | 24 | 444.3947 | 496.8411 | 36.1528 | 75.4657 | 0
| All | All Customers | 5 | Average Weekday | CAISO | 1-in-10 | 2029 | 1 | 395.0466 | 409.6105 | 36.5444 | 62.6645 | 0
| All | All Customers | 5 | Average Weekday | CAISO | 1-in-10 | 2029 | 2 | 383.2189 | 391.418 | 36.4957 | 61.686 | 0
| All | All Customers | 5 | Average Weekday | CAISO | 1-in-10 | 2029 | 3 | 487.7497 | 499.741 | 36.4884 | 60.8176 | 0
| All | All Customers | 5 | Average Weekday | CAISO | 1-in-10 | 2029 | 4 | 591.2645 | 608.1723 | 36.4727 | 60.0235 | 0
| All | All Customers | 5 | Average Weekday | CAISO | 1-in-10 | 2029 | 5 | 569.848 | 589.9321 | 36.476 | 59.4411 | 0
| All | All Customers | 5 | Average Weekday | CAISO | 1-in-10 | 2029 | 6 | 579.1702 | 603.7257 | 36.4621 | 58.9528 | 0
| All | All Customers | 5 | Average Weekday | CAISO | 1-in-10 | 2029 | 7 | 585.4282 | 602.2854 | 36.4744 | 58.7176 | 0
| All | All Customers | 5 | Average Weekday | CAISO | 1-in-10 | 2029 | 8 | 611.1757 | 641.9556 | 36.6035 | 59.4845 | 0
| All | All Customers | 5 | Average Weekday | CAISO | 1-in-10 | 2029 | 9 | 541.2604 | 576.723 | 36.7199 | 61.9999 | 0
| All | All Customers | 5 | Average Weekday | CAISO | 1-in-10 | 2029 | 10 | 531.2457 | 554.7561 | 36.6123 | 65.3043 | 0
| All | All Customers | 5 | Average Weekday | CAISO | 1-in-10 | 2029 | 11 | 516.2249 | 532.4601 | 36.6704 | 68.3821 | 0
| All | All Customers | 5 | Average Weekday | CAISO | 1-in-10 | 2029 | 12 | 504.0859 | 515.3887 | 36.7281 | 71.0609 | 0
| All | All Customers | 5 | Average Weekday | CAISO | 1-in-10 | 2029 | 13 | 419.146 | 428.7099 | 36.7582 | 73.3291 | 0
| All | All Customers | 5 | Average Weekday | CAISO | 1-in-10 | 2029 | 14 | 392.9171 | 399.4055 | 36.7124 | 75.0832 | 0
| All | All Customers | 5 | Average Weekday | CAISO | 1-in-10 | 2029 | 15 | 350.7256 | 356.1783 | 36.6195 | 76.3265 | 0
| All | All Customers | 5 | Average Weekday | CAISO | 1-in-10 | 2029 | 16 | 303.7867 | 305.9172 | 36.4936 | 76.8948 | 0
| All | All Customers | 5 | Average Weekday | CAISO | 1-in-10 | 2029 | 17 | 276.8574 | 285.7849 | 36.3018 | 76.9554 | 0
| All | All Customers | 5 | Average Weekday | CAISO | 1-in-10 | 2029 | 18 | 263.1129 | 269.9065 | 36.3144 | 76.2265 | 0
| All | All Customers | 5 | Average Weekday | CAISO | 1-in-10 | 2029 | 19 | 252.3204 | 257.5411 | 36.3746 | 74.8608 | 0
| All | All Customers | 5 | Average Weekday | CAISO | 1-in-10 | 2029 | 20 | 241.815 | 246.1944 | 36.2587 | 72.769 | 0
| All | All Customers | 5 | Average Weekday | CAISO | 1-in-10 | 2029 | 21 | 252.8896 | 257.2345 | 36.3124 | 69.7865 | 0
| All | All Customers | 5 | Average Weekday | CAISO | 1-in-10 | 2029 | 22 | 425.6242 | 448.847 | 36.497 | 67.0523 | 0
| All | All Customers | 5 | Average Weekday | CAISO | 1-in-10 | 2029 | 23 | 435.0766 | 459.8043 | 36.5467 | 65.2221 | 0
| All | All Customers | 5 | Average Weekday | CAISO | 1-in-10 | 2029 | 24 | 460.2007 | 492.9743 | 36.5948 | 63.7844 | 0
| All | All Customers | 5 | Monthly System Peak Day | CAISO | 1-in-10 | 2029 | 1 | 395.0466 | 424.2271 | 36.2153 | 73.9451 | 0
| All | All Customers | 5 | Monthly System Peak Day | CAISO | 1-in-10 | 2029 | 2 | 383.2189 | 400.4147 | 36.2743 | 72.4128 | 0
| All | All Customers | 5 | Monthly System Peak Day | CAISO | 1-in-10 | 2029 | 3 | 487.7497 | 509.5269 | 36.2838 | 70.8805 | 0
| All | All Customers | 5 | Monthly System Peak Day | CAISO | 1-in-10 | 2029 | 4 | 591.2645 | 614.6177 | 36.314 | 69.4883 | 0
| All | All Customers | 5 | Monthly System Peak Day | CAISO | 1-in-10 | 2029 | 5 | 569.848 | 598.9344 | 36.31 | 68.5669 | 0
| All | All Customers | 5 | Monthly System Peak Day | CAISO | 1-in-10 | 2029 | 6 | 579.1702 | 606.0679 | 36.3485 | 67.5106 | 0
| All | All Customers | 5 | Monthly System Peak Day | CAISO | 1-in-10 | 2029 | 7 | 585.4282 | 599.9332 | 36.3548 | 67.139 | 0
| All | All Customers | 5 | Monthly System Peak Day | CAISO | 1-in-10 | 2029 | 8 | 611.1757 | 659.1317 | 36.181 | 67.588 | 0
| All | All Customers | 5 | Monthly System Peak Day | CAISO | 1-in-10 | 2029 | 9 | 541.2604 | 587.4492 | 36.1737 | 71.9541 | 0
| All | All Customers | 5 | Monthly System Peak Day | CAISO | 1-in-10 | 2029 | 10 | 531.2457 | 561.8446 | 36.2162 | 78.4437 | 0
| All | All Customers | 5 | Monthly System Peak Day | CAISO | 1-in-10 | 2029 | 11 | 516.2249 | 544.5459 | 36.2979 | 84.4634 | 0
| All | All Customers | 5 | Monthly System Peak Day | CAISO | 1-in-10 | 2029 | 12 | 504.0859 | 527.6346 | 36.4515 | 88.5098 | 0
| All | All Customers | 5 | Monthly System Peak Day | CAISO | 1-in-10 | 2029 | 13 | 419.146 | 432.5489 | 36.6007 | 91.3209 | 0
| All | All Customers | 5 | Monthly System Peak Day | CAISO | 1-in-10 | 2029 | 14 | 392.9171 | 399.49 | 36.4702 | 93.0051 | 0
| All | All Customers | 5 | Monthly System Peak Day | CAISO | 1-in-10 | 2029 | 15 | 350.7256 | 356.5177 | 36.2845 | 94.2891 | 0
| All | All Customers | 5 | Monthly System Peak Day | CAISO | 1-in-10 | 2029 | 16 | 303.7867 | 303.6956 | 36.2887 | 94.3726 | 0
| All | All Customers | 5 | Monthly System Peak Day | CAISO | 1-in-10 | 2029 | 17 | 276.8574 | 286.0042 | 36.2799 | 93.9017 | 0
| All | All Customers | 5 | Monthly System Peak Day | CAISO | 1-in-10 | 2029 | 18 | 263.1129 | 270.3115 | 36.2663 | 93.1366 | 0
| All | All Customers | 5 | Monthly System Peak Day | CAISO | 1-in-10 | 2029 | 19 | 252.3204 | 256.8218 | 37.745 | 92.0447 | 0
| All | All Customers | 5 | Monthly System Peak Day | CAISO | 1-in-10 | 2029 | 20 | 241.815 | 245.5247 | 36.2587 | 89.5105 | 0
| All | All Customers | 5 | Monthly System Peak Day | CAISO | 1-in-10 | 2029 | 21 | 252.8896 | 258.0487 | 36.4527 | 85.6688 | 0
| All | All Customers | 5 | Monthly System Peak Day | CAISO | 1-in-10 | 2029 | 22 | 425.6242 | 449.209 | 36.3096 | 81.9451 | 0
| All | All Customers | 5 | Monthly System Peak Day | CAISO | 1-in-10 | 2029 | 23 | 435.0766 | 464.4431 | 36.2373 | 79.3652 | 0
| All | All Customers | 5 | Monthly System Peak Day | CAISO | 1-in-10 | 2029 | 24 | 460.2007 | 513.5159 | 36.1729 | 76.6451 | 0
| All | All Customers | 6 | Average Weekday | CAISO | 1-in-10 | 2029 | 1 | 381.9518 | 410.6556 | 36.529 | 66.5999 | 0
| All | All Customers | 6 | Average Weekday | CAISO | 1-in-10 | 2029 | 2 | 370.082 | 390.9399 | 36.5318 | 65.9006 | 0
| All | All Customers | 6 | Average Weekday | CAISO | 1-in-10 | 2029 | 3 | 465.1225 | 492.1284 | 36.5328 | 65.2662 | 0
| All | All Customers | 6 | Average Weekday | CAISO | 1-in-10 | 2029 | 4 | 561.9498 | 590.4945 | 36.5333 | 64.6507 | 0
| All | All Customers | 6 | Average Weekday | CAISO | 1-in-10 | 2029 | 5 | 540.1128 | 580.3361 | 36.528 | 64.1746 | 0
| All | All Customers | 6 | Average Weekday | CAISO | 1-in-10 | 2029 | 6 | 564.117 | 610.4324 | 36.5182 | 63.7832 | 0
| All | All Customers | 6 | Average Weekday | CAISO | 1-in-10 | 2029 | 7 | 577.6859 | 602.8751 | 36.486 | 63.476 | 0
| All | All Customers | 6 | Average Weekday | CAISO | 1-in-10 | 2029 | 8 | 597.0524 | 626.5979 | 36.5392 | 64.0318 | 0
| All | All Customers | 6 | Average Weekday | CAISO | 1-in-10 | 2029 | 9 | 551.9565 | 572.5266 | 36.5604 | 65.9714 | 0
| All | All Customers | 6 | Average Weekday | CAISO | 1-in-10 | 2029 | 10 | 538.3101 | 552.4927 | 36.5448 | 68.8032 | 0
| All | All Customers | 6 | Average Weekday | CAISO | 1-in-10 | 2029 | 11 | 515.6071 | 528.0726 | 36.5737 | 72.0084 | 0
| All | All Customers | 6 | Average Weekday | CAISO | 1-in-10 | 2029 | 12 | 506.2806 | 520.8805 | 36.606 | 75.1083 | 0
| All | All Customers | 6 | Average Weekday | CAISO | 1-in-10 | 2029 | 13 | 422.0257 | 441.4669 | 36.617 | 77.5187 | 0
| All | All Customers | 6 | Average Weekday | CAISO | 1-in-10 | 2029 | 14 | 392.7632 | 409.1354 | 36.588 | 79.3071 | 0
| All | All Customers | 6 | Average Weekday | CAISO | 1-in-10 | 2029 | 15 | 340.7812 | 355.2793 | 36.5223 | 80.4926 | 0
| All | All Customers | 6 | Average Weekday | CAISO | 1-in-10 | 2029 | 16 | 298.5609 | 301.5641 | 36.4708 | 81.1097 | 0
| All | All Customers | 6 | Average Weekday | CAISO | 1-in-10 | 2029 | 17 | 276.4113 | 285.6668 | 36.7566 | 81.0308 | 0
| All | All Customers | 6 | Average Weekday | CAISO | 1-in-10 | 2029 | 18 | 254.6383 | 269.6 | 36.7781 | 80.1832 | 0
| All | All Customers | 6 | Average Weekday | CAISO | 1-in-10 | 2029 | 19 | 239.0003 | 261.9407 | 39.3143 | 78.7527 | 0
| All | All Customers | 6 | Average Weekday | CAISO | 1-in-10 | 2029 | 20 | 225.0656 | 244.6396 | 36.7296 | 76.6583 | 0
| All | All Customers | 6 | Average Weekday | CAISO | 1-in-10 | 2029 | 21 | 242.001 | 257.9715 | 36.9967 | 73.7764 | 0
| All | All Customers | 6 | Average Weekday | CAISO | 1-in-10 | 2029 | 22 | 400.1701 | 433.7144 | 36.5963 | 70.7793 | 0
| All | All Customers | 6 | Average Weekday | CAISO | 1-in-10 | 2029 | 23 | 428.1405 | 462.1513 | 36.5584 | 68.9101 | 0
| All | All Customers | 6 | Average Weekday | CAISO | 1-in-10 | 2029 | 24 | 454.8232 | 496.4218 | 36.5405 | 67.6558 | 0
| All | All Customers | 6 | Monthly System Peak Day | CAISO | 1-in-10 | 2029 | 1 | 381.9518 | 374.6172 | 44.4295 | 74.367 | 0
| All | All Customers | 6 | Monthly System Peak Day | CAISO | 1-in-10 | 2029 | 2 | 370.082 | 345.8952 | 44.4402 | 72.8839 | 0
| All | All Customers | 6 | Monthly System Peak Day | CAISO | 1-in-10 | 2029 | 3 | 465.1225 | 419.1988 | 44.4449 | 71.7346 | 0
| All | All Customers | 6 | Monthly System Peak Day | CAISO | 1-in-10 | 2029 | 4 | 561.9498 | 486.0146 | 44.4487 | 70.9788 | 0
| All | All Customers | 6 | Monthly System Peak Day | CAISO | 1-in-10 | 2029 | 5 | 540.1128 | 481.5156 | 44.4436 | 69.9524 | 0
| All | All Customers | 6 | Monthly System Peak Day | CAISO | 1-in-10 | 2029 | 6 | 564.117 | 517.2298 | 44.4377 | 69.2472 | 0
| All | All Customers | 6 | Monthly System Peak Day | CAISO | 1-in-10 | 2029 | 7 | 577.6859 | 519.0183 | 44.3602 | 68.7623 | 0
| All | All Customers | 6 | Monthly System Peak Day | CAISO | 1-in-10 | 2029 | 8 | 597.0524 | 548.8357 | 44.4179 | 69.6755 | 0
| All | All Customers | 6 | Monthly System Peak Day | CAISO | 1-in-10 | 2029 | 9 | 551.9565 | 526.0195 | 44.3866 | 73.5378 | 0
| All | All Customers | 6 | Monthly System Peak Day | CAISO | 1-in-10 | 2029 | 10 | 538.3101 | 503.3015 | 44.3377 | 79.5148 | 0
| All | All Customers | 6 | Monthly System Peak Day | CAISO | 1-in-10 | 2029 | 11 | 515.6071 | 479.7831 | 44.3269 | 84.6279 | 0
| All | All Customers | 6 | Monthly System Peak Day | CAISO | 1-in-10 | 2029 | 12 | 506.2806 | 470.4447 | 44.3439 | 88.9216 | 0
| All | All Customers | 6 | Monthly System Peak Day | CAISO | 1-in-10 | 2029 | 13 | 422.0257 | 403.4155 | 44.3273 | 90.592 | 0
| All | All Customers | 6 | Monthly System Peak Day | CAISO | 1-in-10 | 2029 | 14 | 392.7632 | 376.487 | 44.3445 | 92.1858 | 0
| All | All Customers | 6 | Monthly System Peak Day | CAISO | 1-in-10 | 2029 | 15 | 340.7812 | 328.6512 | 44.3318 | 93.8606 | 0
| All | All Customers | 6 | Monthly System Peak Day | CAISO | 1-in-10 | 2029 | 16 | 298.5609 | 273.6633 | 44.2766 | 95.2577 | 0
| All | All Customers | 6 | Monthly System Peak Day | CAISO | 1-in-10 | 2029 | 17 | 276.4113 | 287.1943 | 44.2887 | 95.3506 | 0
| All | All Customers | 6 | Monthly System Peak Day | CAISO | 1-in-10 | 2029 | 18 | 254.6383 | 279.2381 | 44.4216 | 95.0523 | 0
| All | All Customers | 6 | Monthly System Peak Day | CAISO | 1-in-10 | 2029 | 19 | 239.0003 | 233.1677 | 44.3808 | 93.4385 | 0
| All | All Customers | 6 | Monthly System Peak Day | CAISO | 1-in-10 | 2029 | 20 | 225.0656 | 229.3639 | 43.3965 | 89.3141 | 0
| All | All Customers | 6 | Monthly System Peak Day | CAISO | 1-in-10 | 2029 | 21 | 242.001 | 226.3801 | 45.3652 | 84.8406 | 0
| All | All Customers | 6 | Monthly System Peak Day | CAISO | 1-in-10 | 2029 | 22 | 400.1701 | 380.1519 | 44.6837 | 80.8016 | 0
| All | All Customers | 6 | Monthly System Peak Day | CAISO | 1-in-10 | 2029 | 23 | 428.1405 | 396.1895 | 44.53 | 77.3827 | 0
| All | All Customers | 6 | Monthly System Peak Day | CAISO | 1-in-10 | 2029 | 24 | 454.8232 | 431.998 | 44.4544 | 75.3019 | 0
| All | All Customers | 7 | Average Weekday | CAISO | 1-in-10 | 2029 | 1 | 382.9372 | 410.4591 | 39.2705 | 72.1536 | 0
| All | All Customers | 7 | Average Weekday | CAISO | 1-in-10 | 2029 | 2 | 381.3998 | 400.2574 | 39.2662 | 71.4201 | 0
| All | All Customers | 7 | Average Weekday | CAISO | 1-in-10 | 2029 | 3 | 468.0269 | 493.8382 | 39.265 | 70.7709 | 0
| All | All Customers | 7 | Average Weekday | CAISO | 1-in-10 | 2029 | 4 | 565.6722 | 595.4877 | 39.2627 | 70.2504 | 0
| All | All Customers | 7 | Average Weekday | CAISO | 1-in-10 | 2029 | 5 | 547.1392 | 587.6555 | 39.2603 | 69.8041 | 0
| All | All Customers | 7 | Average Weekday | CAISO | 1-in-10 | 2029 | 6 | 555.7233 | 600.0359 | 39.2538 | 69.4399 | 0
| All | All Customers | 7 | Average Weekday | CAISO | 1-in-10 | 2029 | 7 | 561.4695 | 583.6584 | 39.254 | 69.2407 | 0
| All | All Customers | 7 | Average Weekday | CAISO | 1-in-10 | 2029 | 8 | 578.2558 | 607.745 | 39.2848 | 69.7054 | 0
| All | All Customers | 7 | Average Weekday | CAISO | 1-in-10 | 2029 | 9 | 522.7021 | 542.7271 | 39.3178 | 71.9118 | 0
| All | All Customers | 7 | Average Weekday | CAISO | 1-in-10 | 2029 | 10 | 511.3859 | 524.3232 | 39.3167 | 74.9215 | 0
| All | All Customers | 7 | Average Weekday | CAISO | 1-in-10 | 2029 | 11 | 493.9712 | 505.8909 | 39.3521 | 78.3302 | 0
| All | All Customers | 7 | Average Weekday | CAISO | 1-in-10 | 2029 | 12 | 486.0395 | 501.1207 | 39.3864 | 81.5124 | 0
| All | All Customers | 7 | Average Weekday | CAISO | 1-in-10 | 2029 | 13 | 400.4112 | 418.2002 | 39.4019 | 83.9403 | 0
| All | All Customers | 7 | Average Weekday | CAISO | 1-in-10 | 2029 | 14 | 374.6519 | 390.0389 | 39.3706 | 85.7186 | 0
| All | All Customers | 7 | Average Weekday | CAISO | 1-in-10 | 2029 | 15 | 328.675 | 342.807 | 39.3119 | 86.8585 | 0
| All | All Customers | 7 | Average Weekday | CAISO | 1-in-10 | 2029 | 16 | 281.4796 | 282.3688 | 39.2696 | 87.4293 | 0
| All | All Customers | 7 | Average Weekday | CAISO | 1-in-10 | 2029 | 17 | 263.1609 | 271.1038 | 39.6729 | 87.3156 | 0
| All | All Customers | 7 | Average Weekday | CAISO | 1-in-10 | 2029 | 18 | 249.6618 | 261.9413 | 39.6955 | 86.4657 | 0
| All | All Customers | 7 | Average Weekday | CAISO | 1-in-10 | 2029 | 19 | 235.8382 | 257.1855 | 40.3008 | 84.9536 | 0
| All | All Customers | 7 | Average Weekday | CAISO | 1-in-10 | 2029 | 20 | 230.1425 | 245.4847 | 39.2342 | 82.593 | 0
| All | All Customers | 7 | Average Weekday | CAISO | 1-in-10 | 2029 | 21 | 250.8905 | 263.2368 | 39.7047 | 79.4531 | 0
| All | All Customers | 7 | Average Weekday | CAISO | 1-in-10 | 2029 | 22 | 408.4049 | 443.8747 | 39.2451 | 76.411 | 0
| All | All Customers | 7 | Average Weekday | CAISO | 1-in-10 | 2029 | 23 | 427.4845 | 457.9411 | 39.2574 | 74.6466 | 0
| All | All Customers | 7 | Average Weekday | CAISO | 1-in-10 | 2029 | 24 | 449.7788 | 488.8541 | 39.2736 | 73.4889 | 0
| All | All Customers | 7 | Monthly System Peak Day | CAISO | 1-in-10 | 2029 | 1 | 382.9372 | 375.2446 | 39.283 | 76.5275 | 0
| All | All Customers | 7 | Monthly System Peak Day | CAISO | 1-in-10 | 2029 | 2 | 381.3998 | 354.379 | 39.2678 | 75.9902 | 0
| All | All Customers | 7 | Monthly System Peak Day | CAISO | 1-in-10 | 2029 | 3 | 468.0269 | 418.3321 | 39.2663 | 75.0914 | 0
| All | All Customers | 7 | Monthly System Peak Day | CAISO | 1-in-10 | 2029 | 4 | 565.6722 | 491.3056 | 39.263 | 74.0715 | 0
| All | All Customers | 7 | Monthly System Peak Day | CAISO | 1-in-10 | 2029 | 5 | 547.1392 | 490.1812 | 39.271 | 73.2621 | 0
| All | All Customers | 7 | Monthly System Peak Day | CAISO | 1-in-10 | 2029 | 6 | 555.7233 | 514.0245 | 39.2853 | 72.8051 | 0
| All | All Customers | 7 | Monthly System Peak Day | CAISO | 1-in-10 | 2029 | 7 | 561.4695 | 505.8768 | 39.3338 | 72.349 | 0
| All | All Customers | 7 | Monthly System Peak Day | CAISO | 1-in-10 | 2029 | 8 | 578.2558 | 535.929 | 39.3014 | 72.5955 | 0
| All | All Customers | 7 | Monthly System Peak Day | CAISO | 1-in-10 | 2029 | 9 | 522.7021 | 496.6158 | 39.3048 | 75.0342 | 0
| All | All Customers | 7 | Monthly System Peak Day | CAISO | 1-in-10 | 2029 | 10 | 511.3859 | 474.9196 | 39.2958 | 78.4777 | 0
| All | All Customers | 7 | Monthly System Peak Day | CAISO | 1-in-10 | 2029 | 11 | 493.9712 | 458.4614 | 39.3059 | 82.4014 | 0
| All | All Customers | 7 | Monthly System Peak Day | CAISO | 1-in-10 | 2029 | 12 | 486.0395 | 451.0997 | 39.3169 | 85.9909 | 0
| All | All Customers | 7 | Monthly System Peak Day | CAISO | 1-in-10 | 2029 | 13 | 400.4112 | 383.2173 | 39.329 | 88.5239 | 0
| All | All Customers | 7 | Monthly System Peak Day | CAISO | 1-in-10 | 2029 | 14 | 374.6519 | 359.2916 | 39.3233 | 90.3151 | 0
| All | All Customers | 7 | Monthly System Peak Day | CAISO | 1-in-10 | 2029 | 15 | 328.675 | 317.6471 | 39.3399 | 91.4602 | 0
| All | All Customers | 7 | Monthly System Peak Day | CAISO | 1-in-10 | 2029 | 16 | 281.4796 | 256.4691 | 39.3382 | 91.8551 | 0
| All | All Customers | 7 | Monthly System Peak Day | CAISO | 1-in-10 | 2029 | 17 | 263.1609 | 273.8061 | 39.2173 | 90.9235 | 0
| All | All Customers | 7 | Monthly System Peak Day | CAISO | 1-in-10 | 2029 | 18 | 249.6618 | 272.3782 | 39.3064 | 90.3439 | 0
| All | All Customers | 7 | Monthly System Peak Day | CAISO | 1-in-10 | 2029 | 19 | 235.8382 | 231.7587 | 38.8972 | 88.852 | 0
| All | All Customers | 7 | Monthly System Peak Day | CAISO | 1-in-10 | 2029 | 20 | 230.1425 | 253.269 | 38.6664 | 86.2629 | 0
| All | All Customers | 7 | Monthly System Peak Day | CAISO | 1-in-10 | 2029 | 21 | 250.8905 | 236.8453 | 39.8563 | 82.9808 | 0
| All | All Customers | 7 | Monthly System Peak Day | CAISO | 1-in-10 | 2029 | 22 | 408.4049 | 394.2469 | 39.3906 | 79.3628 | 0
| All | All Customers | 7 | Monthly System Peak Day | CAISO | 1-in-10 | 2029 | 23 | 427.4845 | 394.962 | 39.2975 | 77.7227 | 0
| All | All Customers | 7 | Monthly System Peak Day | CAISO | 1-in-10 | 2029 | 24 | 449.7788 | 426.1017 | 39.291 | 76.3296 | 0
| All | All Customers | 8 | Average Weekday | CAISO | 1-in-10 | 2029 | 1 | 403.8589 | 435.1827 | 36.7386 | 71.5409 | 0
| All | All Customers | 8 | Average Weekday | CAISO | 1-in-10 | 2029 | 2 | 390.3469 | 412.7573 | 36.7339 | 70.8332 | 0
| All | All Customers | 8 | Average Weekday | CAISO | 1-in-10 | 2029 | 3 | 473.5244 | 499.4462 | 36.7324 | 70.199 | 0
| All | All Customers | 8 | Average Weekday | CAISO | 1-in-10 | 2029 | 4 | 577.5874 | 608.6064 | 36.7294 | 69.6977 | 0
| All | All Customers | 8 | Average Weekday | CAISO | 1-in-10 | 2029 | 5 | 552.1162 | 593.802 | 36.7267 | 69.2229 | 0
| All | All Customers | 8 | Average Weekday | CAISO | 1-in-10 | 2029 | 6 | 564.9374 | 612.7013 | 36.7194 | 68.8435 | 0
| All | All Customers | 8 | Average Weekday | CAISO | 1-in-10 | 2029 | 7 | 579.0762 | 606.4628 | 36.7256 | 68.5069 | 0
| All | All Customers | 8 | Average Weekday | CAISO | 1-in-10 | 2029 | 8 | 589.3181 | 621.8848 | 36.7543 | 68.5051 | 0
| All | All Customers | 8 | Average Weekday | CAISO | 1-in-10 | 2029 | 9 | 528.5822 | 549.5142 | 36.7892 | 70.1299 | 0
| All | All Customers | 8 | Average Weekday | CAISO | 1-in-10 | 2029 | 10 | 519.418 | 533.382 | 36.7936 | 72.7973 | 0
| All | All Customers | 8 | Average Weekday | CAISO | 1-in-10 | 2029 | 11 | 498.2714 | 511.1836 | 36.8268 | 75.9355 | 0
| All | All Customers | 8 | Average Weekday | CAISO | 1-in-10 | 2029 | 12 | 487.4278 | 503.729 | 36.8556 | 79.0539 | 0
| All | All Customers | 8 | Average Weekday | CAISO | 1-in-10 | 2029 | 13 | 410.7463 | 430.8274 | 36.8707 | 81.6854 | 0
| All | All Customers | 8 | Average Weekday | CAISO | 1-in-10 | 2029 | 14 | 382.5712 | 399.3976 | 36.8406 | 83.7858 | 0
| All | All Customers | 8 | Average Weekday | CAISO | 1-in-10 | 2029 | 15 | 336.7972 | 351.8732 | 36.7869 | 85.2137 | 0
| All | All Customers | 8 | Average Weekday | CAISO | 1-in-10 | 2029 | 16 | 290.4118 | 294.4428 | 36.749 | 85.8037 | 0
| All | All Customers | 8 | Average Weekday | CAISO | 1-in-10 | 2029 | 17 | 273.4482 | 280.7711 | 37.1101 | 85.757 | 0
| All | All Customers | 8 | Average Weekday | CAISO | 1-in-10 | 2029 | 18 | 250.4757 | 264.4279 | 37.1659 | 84.8848 | 0
| All | All Customers | 8 | Average Weekday | CAISO | 1-in-10 | 2029 | 19 | 236.9624 | 260.6388 | 38.0408 | 83.3207 | 0
| All | All Customers | 8 | Average Weekday | CAISO | 1-in-10 | 2029 | 20 | 236.8563 | 256.2658 | 36.9318 | 80.9246 | 0
| All | All Customers | 8 | Average Weekday | CAISO | 1-in-10 | 2029 | 21 | 261.563 | 277.3377 | 37.3009 | 77.6224 | 0
| All | All Customers | 8 | Average Weekday | CAISO | 1-in-10 | 2029 | 22 | 421.6623 | 454.0336 | 36.7025 | 75.1915 | 0
| All | All Customers | 8 | Average Weekday | CAISO | 1-in-10 | 2029 | 23 | 444.5301 | 479.9934 | 36.715 | 73.7628 | 0
| All | All Customers | 8 | Average Weekday | CAISO | 1-in-10 | 2029 | 24 | 470.41 | 513.3236 | 36.7387 | 72.683 | 0
| All | All Customers | 8 | Monthly System Peak Day | CAISO | 1-in-10 | 2029 | 1 | 403.8589 | 396.0873 | 31.2985 | 74.963 | 0
| All | All Customers | 8 | Monthly System Peak Day | CAISO | 1-in-10 | 2029 | 2 | 390.3469 | 365.5334 | 31.2826 | 74.0975 | 0
| All | All Customers | 8 | Monthly System Peak Day | CAISO | 1-in-10 | 2029 | 3 | 473.5244 | 429.8258 | 31.2815 | 73.4693 | 0
| All | All Customers | 8 | Monthly System Peak Day | CAISO | 1-in-10 | 2029 | 4 | 577.5874 | 506.2208 | 31.2786 | 72.8742 | 0
| All | All Customers | 8 | Monthly System Peak Day | CAISO | 1-in-10 | 2029 | 5 | 552.1162 | 498.8266 | 31.2871 | 72.1898 | 0
| All | All Customers | 8 | Monthly System Peak Day | CAISO | 1-in-10 | 2029 | 6 | 564.9374 | 521.6524 | 31.3034 | 71.5783 | 0
| All | All Customers | 8 | Monthly System Peak Day | CAISO | 1-in-10 | 2029 | 7 | 579.0762 | 524.2247 | 31.349 | 71.1706 | 0
| All | All Customers | 8 | Monthly System Peak Day | CAISO | 1-in-10 | 2029 | 8 | 589.3181 | 545.3784 | 31.3162 | 71.0271 | 0
| All | All Customers | 8 | Monthly System Peak Day | CAISO | 1-in-10 | 2029 | 9 | 528.5822 | 504.3365 | 31.3178 | 73.2935 | 0
| All | All Customers | 8 | Monthly System Peak Day | CAISO | 1-in-10 | 2029 | 10 | 519.418 | 484.7108 | 31.3021 | 77.163 | 0
| All | All Customers | 8 | Monthly System Peak Day | CAISO | 1-in-10 | 2029 | 11 | 498.2714 | 462.4345 | 31.315 | 82.0368 | 0
| All | All Customers | 8 | Monthly System Peak Day | CAISO | 1-in-10 | 2029 | 12 | 487.4278 | 451.4336 | 31.3332 | 86.9797 | 0
| All | All Customers | 8 | Monthly System Peak Day | CAISO | 1-in-10 | 2029 | 13 | 410.7463 | 394.2649 | 31.3474 | 90.4847 | 0
| All | All Customers | 8 | Monthly System Peak Day | CAISO | 1-in-10 | 2029 | 14 | 382.5712 | 368.4935 | 31.342 | 93.1945 | 0
| All | All Customers | 8 | Monthly System Peak Day | CAISO | 1-in-10 | 2029 | 15 | 336.7972 | 327.0748 | 31.3572 | 94.2092 | 0
| All | All Customers | 8 | Monthly System Peak Day | CAISO | 1-in-10 | 2029 | 16 | 290.4118 | 268.9199 | 31.3461 | 94.1071 | 0
| All | All Customers | 8 | Monthly System Peak Day | CAISO | 1-in-10 | 2029 | 17 | 273.4482 | 283.1984 | 31.1699 | 93.6937 | 0
| All | All Customers | 8 | Monthly System Peak Day | CAISO | 1-in-10 | 2029 | 18 | 250.4757 | 275.2051 | 31.2603 | 92.8131 | 0
| All | All Customers | 8 | Monthly System Peak Day | CAISO | 1-in-10 | 2029 | 19 | 236.9624 | 234.7233 | 30.9249 | 91.0316 | 0
| All | All Customers | 8 | Monthly System Peak Day | CAISO | 1-in-10 | 2029 | 20 | 236.8563 | 227.828 | 30.784 | 88.4661 | 0
| All | All Customers | 8 | Monthly System Peak Day | CAISO | 1-in-10 | 2029 | 21 | 261.563 | 241.7297 | 32.0356 | 84.3055 | 0
| All | All Customers | 8 | Monthly System Peak Day | CAISO | 1-in-10 | 2029 | 22 | 421.6623 | 396.5925 | 31.4494 | 81.4134 | 0
| All | All Customers | 8 | Monthly System Peak Day | CAISO | 1-in-10 | 2029 | 23 | 444.5301 | 418.3958 | 31.3298 | 80.038 | 0
| All | All Customers | 8 | Monthly System Peak Day | CAISO | 1-in-10 | 2029 | 24 | 470.41 | 450.8065 | 31.3107 | 78.823 | 0
| All | All Customers | 8 | Typical Event Day | CAISO | 1-in-10 | 2029 | 1 | 403.8589 | 396.0873 | 31.2985 | 76.1053 | 0
| All | All Customers | 8 | Typical Event Day | CAISO | 1-in-10 | 2029 | 2 | 390.3469 | 365.5334 | 31.2826 | 75.1038 | 0
| All | All Customers | 8 | Typical Event Day | CAISO | 1-in-10 | 2029 | 3 | 473.5244 | 429.8258 | 31.2815 | 74.1957 | 0
| All | All Customers | 8 | Typical Event Day | CAISO | 1-in-10 | 2029 | 4 | 577.5874 | 506.2208 | 31.2786 | 73.4679 | 0
| All | All Customers | 8 | Typical Event Day | CAISO | 1-in-10 | 2029 | 5 | 552.1162 | 498.8266 | 31.2871 | 72.7368 | 0
| All | All Customers | 8 | Typical Event Day | CAISO | 1-in-10 | 2029 | 6 | 564.9374 | 521.6524 | 31.3034 | 72.2123 | 0
| All | All Customers | 8 | Typical Event Day | CAISO | 1-in-10 | 2029 | 7 | 579.0762 | 524.2247 | 31.349 | 71.8143 | 0
| All | All Customers | 8 | Typical Event Day | CAISO | 1-in-10 | 2029 | 8 | 589.3181 | 545.3784 | 31.3162 | 72.1822 | 0
| All | All Customers | 8 | Typical Event Day | CAISO | 1-in-10 | 2029 | 9 | 528.5822 | 504.3365 | 31.3178 | 74.6794 | 0
| All | All Customers | 8 | Typical Event Day | CAISO | 1-in-10 | 2029 | 10 | 519.418 | 484.7108 | 31.3021 | 78.8263 | 0
| All | All Customers | 8 | Typical Event Day | CAISO | 1-in-10 | 2029 | 11 | 498.2714 | 462.4345 | 31.315 | 83.5047 | 0
| All | All Customers | 8 | Typical Event Day | CAISO | 1-in-10 | 2029 | 12 | 487.4278 | 451.4336 | 31.3332 | 87.7653 | 0
| All | All Customers | 8 | Typical Event Day | CAISO | 1-in-10 | 2029 | 13 | 410.7463 | 394.2649 | 31.3474 | 90.4856 | 0
| All | All Customers | 8 | Typical Event Day | CAISO | 1-in-10 | 2029 | 14 | 382.5712 | 368.4935 | 31.342 | 92.4834 | 0
| All | All Customers | 8 | Typical Event Day | CAISO | 1-in-10 | 2029 | 15 | 336.7972 | 327.0748 | 31.3572 | 93.7562 | 0
| All | All Customers | 8 | Typical Event Day | CAISO | 1-in-10 | 2029 | 16 | 290.4118 | 268.9199 | 31.3461 | 94.2695 | 0
| All | All Customers | 8 | Typical Event Day | CAISO | 1-in-10 | 2029 | 17 | 273.4482 | 283.1984 | 31.1699 | 94.0144 | 0
| All | All Customers | 8 | Typical Event Day | CAISO | 1-in-10 | 2029 | 18 | 250.4757 | 275.2051 | 31.2603 | 93.2816 | 0
| All | All Customers | 8 | Typical Event Day | CAISO | 1-in-10 | 2029 | 19 | 236.9624 | 234.7233 | 30.9249 | 91.6543 | 0
| All | All Customers | 8 | Typical Event Day | CAISO | 1-in-10 | 2029 | 20 | 236.8563 | 227.828 | 30.784 | 88.7224 | 0
| All | All Customers | 8 | Typical Event Day | CAISO | 1-in-10 | 2029 | 21 | 261.563 | 241.7297 | 32.0356 | 84.953 | 0
| All | All Customers | 8 | Typical Event Day | CAISO | 1-in-10 | 2029 | 22 | 421.6623 | 396.5925 | 31.4494 | 81.9084 | 0
| All | All Customers | 8 | Typical Event Day | CAISO | 1-in-10 | 2029 | 23 | 444.5301 | 418.3958 | 31.3298 | 79.9867 | 0
| All | All Customers | 8 | Typical Event Day | CAISO | 1-in-10 | 2029 | 24 | 470.41 | 450.8065 | 31.3107 | 78.3992 | 0
| All | All Customers | 9 | Average Weekday | CAISO | 1-in-10 | 2029 | 1 | 372.5062 | 393.6972 | 39.4126 | 71.6865 | 0
| All | All Customers | 9 | Average Weekday | CAISO | 1-in-10 | 2029 | 2 | 368.9088 | 379.7315 | 39.4077 | 70.7796 | 0
| All | All Customers | 9 | Average Weekday | CAISO | 1-in-10 | 2029 | 3 | 466.4377 | 473.446 | 39.4062 | 69.9662 | 0
| All | All Customers | 9 | Average Weekday | CAISO | 1-in-10 | 2029 | 4 | 573.2988 | 584.0315 | 39.4053 | 69.2514 | 0
| All | All Customers | 9 | Average Weekday | CAISO | 1-in-10 | 2029 | 5 | 536.564 | 554.6072 | 39.4026 | 68.63 | 0
| All | All Customers | 9 | Average Weekday | CAISO | 1-in-10 | 2029 | 6 | 538.1028 | 566.9332 | 39.3967 | 68.1028 | 0
| All | All Customers | 9 | Average Weekday | CAISO | 1-in-10 | 2029 | 7 | 563.4818 | 582.3788 | 39.3875 | 67.6712 | 0
| All | All Customers | 9 | Average Weekday | CAISO | 1-in-10 | 2029 | 8 | 562.705 | 579.5589 | 39.4215 | 67.4139 | 0
| All | All Customers | 9 | Average Weekday | CAISO | 1-in-10 | 2029 | 9 | 500.8018 | 517.5056 | 39.4563 | 68.8038 | 0
| All | All Customers | 9 | Average Weekday | CAISO | 1-in-10 | 2029 | 10 | 498.1617 | 507.4959 | 39.4531 | 71.9381 | 0
| All | All Customers | 9 | Average Weekday | CAISO | 1-in-10 | 2029 | 11 | 480.7844 | 489.4042 | 39.4955 | 75.5259 | 0
| All | All Customers | 9 | Average Weekday | CAISO | 1-in-10 | 2029 | 12 | 471.6683 | 480.7588 | 39.5387 | 78.9902 | 0
| All | All Customers | 9 | Average Weekday | CAISO | 1-in-10 | 2029 | 13 | 405.4428 | 416.1103 | 39.5574 | 81.7014 | 0
| All | All Customers | 9 | Average Weekday | CAISO | 1-in-10 | 2029 | 14 | 373.6095 | 383.6728 | 39.5229 | 83.6224 | 0
| All | All Customers | 9 | Average Weekday | CAISO | 1-in-10 | 2029 | 15 | 334.4576 | 344.2808 | 39.4529 | 84.909 | 0
| All | All Customers | 9 | Average Weekday | CAISO | 1-in-10 | 2029 | 16 | 303.5896 | 302.9462 | 39.4026 | 85.3183 | 0
| All | All Customers | 9 | Average Weekday | CAISO | 1-in-10 | 2029 | 17 | 277.0375 | 289.8048 | 39.6353 | 85.1738 | 0
| All | All Customers | 9 | Average Weekday | CAISO | 1-in-10 | 2029 | 18 | 258.628 | 276.4853 | 39.5585 | 84.2725 | 0
| All | All Customers | 9 | Average Weekday | CAISO | 1-in-10 | 2029 | 19 | 261.6326 | 272.2133 | 40.7953 | 82.4554 | 0
| All | All Customers | 9 | Average Weekday | CAISO | 1-in-10 | 2029 | 20 | 261.956 | 270.522 | 39.2749 | 79.5745 | 0
| All | All Customers | 9 | Average Weekday | CAISO | 1-in-10 | 2029 | 21 | 278.3883 | 288.3756 | 39.4381 | 76.5206 | 0
| All | All Customers | 9 | Average Weekday | CAISO | 1-in-10 | 2029 | 22 | 420.9614 | 443.9885 | 39.3656 | 74.7105 | 0
| All | All Customers | 9 | Average Weekday | CAISO | 1-in-10 | 2029 | 23 | 424.2777 | 446.9121 | 39.4153 | 73.3727 | 0
| All | All Customers | 9 | Average Weekday | CAISO | 1-in-10 | 2029 | 24 | 439.7272 | 471.2913 | 39.4199 | 72.2628 | 0
| All | All Customers | 9 | Monthly System Peak Day | CAISO | 1-in-10 | 2029 | 1 | 372.5062 | 356.1915 | 39.4932 | 78.6518 | 0
| All | All Customers | 9 | Monthly System Peak Day | CAISO | 1-in-10 | 2029 | 2 | 368.9088 | 334.0422 | 39.4795 | 77.5283 | 0
| All | All Customers | 9 | Monthly System Peak Day | CAISO | 1-in-10 | 2029 | 3 | 466.4377 | 403.5797 | 39.478 | 76.5704 | 0
| All | All Customers | 9 | Monthly System Peak Day | CAISO | 1-in-10 | 2029 | 4 | 573.2988 | 472.7236 | 39.4738 | 76.0136 | 0
| All | All Customers | 9 | Monthly System Peak Day | CAISO | 1-in-10 | 2029 | 5 | 536.564 | 450.3979 | 39.481 | 75.6065 | 0
| All | All Customers | 9 | Monthly System Peak Day | CAISO | 1-in-10 | 2029 | 6 | 538.1028 | 463.274 | 39.4925 | 75.2741 | 0
| All | All Customers | 9 | Monthly System Peak Day | CAISO | 1-in-10 | 2029 | 7 | 563.4818 | 488.1316 | 39.5464 | 75.0385 | 0
| All | All Customers | 9 | Monthly System Peak Day | CAISO | 1-in-10 | 2029 | 8 | 562.705 | 490.1753 | 39.514 | 75.5037 | 0
| All | All Customers | 9 | Monthly System Peak Day | CAISO | 1-in-10 | 2029 | 9 | 500.8018 | 469.055 | 39.5177 | 76.9356 | 0
| All | All Customers | 9 | Monthly System Peak Day | CAISO | 1-in-10 | 2029 | 10 | 498.1617 | 453.8116 | 39.5149 | 80.2439 | 0
| All | All Customers | 9 | Monthly System Peak Day | CAISO | 1-in-10 | 2029 | 11 | 480.7844 | 435.9572 | 39.5186 | 85.05 | 0
| All | All Customers | 9 | Monthly System Peak Day | CAISO | 1-in-10 | 2029 | 12 | 471.6683 | 426.7113 | 39.5185 | 89.2714 | 0
| All | All Customers | 9 | Monthly System Peak Day | CAISO | 1-in-10 | 2029 | 13 | 405.4428 | 373.0653 | 39.5271 | 92.498 | 0
| All | All Customers | 9 | Monthly System Peak Day | CAISO | 1-in-10 | 2029 | 14 | 373.6095 | 347.5111 | 39.5233 | 94.4061 | 0
| All | All Customers | 9 | Monthly System Peak Day | CAISO | 1-in-10 | 2029 | 15 | 334.4576 | 315.2097 | 39.5476 | 95.6612 | 0
| All | All Customers | 9 | Monthly System Peak Day | CAISO | 1-in-10 | 2029 | 16 | 303.5896 | 272.2744 | 39.5569 | 96.0092 | 0
| All | All Customers | 9 | Monthly System Peak Day | CAISO | 1-in-10 | 2029 | 17 | 277.0375 | 287.8951 | 39.4368 | 96.2122 | 0
| All | All Customers | 9 | Monthly System Peak Day | CAISO | 1-in-10 | 2029 | 18 | 258.628 | 282.4021 | 39.4457 | 95.0316 | 0
| All | All Customers | 9 | Monthly System Peak Day | CAISO | 1-in-10 | 2029 | 19 | 261.6326 | 233.3446 | 39.9255 | 93.3908 | 0
| All | All Customers | 9 | Monthly System Peak Day | CAISO | 1-in-10 | 2029 | 20 | 261.956 | 222.1512 | 38.6336 | 91.0112 | 0
| All | All Customers | 9 | Monthly System Peak Day | CAISO | 1-in-10 | 2029 | 21 | 278.3883 | 247.4509 | 39.5936 | 87.852 | 0
| All | All Customers | 9 | Monthly System Peak Day | CAISO | 1-in-10 | 2029 | 22 | 420.9614 | 378.6532 | 39.5961 | 86.1918 | 0
| All | All Customers | 9 | Monthly System Peak Day | CAISO | 1-in-10 | 2029 | 23 | 424.2777 | 378.3441 | 39.4868 | 84.9041 | 0
| All | All Customers | 9 | Monthly System Peak Day | CAISO | 1-in-10 | 2029 | 24 | 439.7272 | 403.8365 | 39.4957 | 83.2214 | 0
| All | All Customers | 10 | Average Weekday | CAISO | 1-in-10 | 2029 | 1 | 399.8581 | 413.7829 | 36.634 | 67.7185 | 0
| All | All Customers | 10 | Average Weekday | CAISO | 1-in-10 | 2029 | 2 | 377.9243 | 385.1583 | 36.538 | 66.8116 | 0
| All | All Customers | 10 | Average Weekday | CAISO | 1-in-10 | 2029 | 3 | 472.9663 | 482.9781 | 36.5244 | 66.0895 | 0
| All | All Customers | 10 | Average Weekday | CAISO | 1-in-10 | 2029 | 4 | 580.6574 | 595.5847 | 36.4916 | 65.4005 | 0
| All | All Customers | 10 | Average Weekday | CAISO | 1-in-10 | 2029 | 5 | 584.2301 | 600.9935 | 36.4973 | 64.7636 | 0
| All | All Customers | 10 | Average Weekday | CAISO | 1-in-10 | 2029 | 6 | 597.2939 | 618.3781 | 36.4654 | 64.2657 | 0
| All | All Customers | 10 | Average Weekday | CAISO | 1-in-10 | 2029 | 7 | 606.0499 | 621.9079 | 36.4787 | 63.7933 | 0
| All | All Customers | 10 | Average Weekday | CAISO | 1-in-10 | 2029 | 8 | 629.4689 | 655.6573 | 36.7359 | 63.4726 | 0
| All | All Customers | 10 | Average Weekday | CAISO | 1-in-10 | 2029 | 9 | 567.6719 | 605.0267 | 36.9969 | 63.925 | 0
| All | All Customers | 10 | Average Weekday | CAISO | 1-in-10 | 2029 | 10 | 553.5286 | 573.4034 | 36.7736 | 66.8175 | 0
| All | All Customers | 10 | Average Weekday | CAISO | 1-in-10 | 2029 | 11 | 544.2448 | 559.2777 | 36.9024 | 70.6107 | 0
| All | All Customers | 10 | Average Weekday | CAISO | 1-in-10 | 2029 | 12 | 527.5139 | 538.9915 | 37.0442 | 74.3318 | 0
| All | All Customers | 10 | Average Weekday | CAISO | 1-in-10 | 2029 | 13 | 434.6642 | 443.5726 | 37.1388 | 77.3255 | 0
| All | All Customers | 10 | Average Weekday | CAISO | 1-in-10 | 2029 | 14 | 385.4395 | 391.4955 | 37.0312 | 79.3286 | 0
| All | All Customers | 10 | Average Weekday | CAISO | 1-in-10 | 2029 | 15 | 341.6654 | 346.7562 | 36.816 | 80.544 | 0
| All | All Customers | 10 | Average Weekday | CAISO | 1-in-10 | 2029 | 16 | 295.6242 | 297.5736 | 36.5364 | 81.0973 | 0
| All | All Customers | 10 | Average Weekday | CAISO | 1-in-10 | 2029 | 17 | 276.5029 | 285.299 | 36.2972 | 81.0095 | 0
| All | All Customers | 10 | Average Weekday | CAISO | 1-in-10 | 2029 | 18 | 269.129 | 276.14 | 36.3242 | 80.1858 | 0
| All | All Customers | 10 | Average Weekday | CAISO | 1-in-10 | 2029 | 19 | 260.2688 | 264.8589 | 36.8326 | 78.2469 | 0
| All | All Customers | 10 | Average Weekday | CAISO | 1-in-10 | 2029 | 20 | 261.5704 | 265.5946 | 36.2587 | 75.1596 | 0
| All | All Customers | 10 | Average Weekday | CAISO | 1-in-10 | 2029 | 21 | 269.1776 | 273.4477 | 36.3252 | 72.8835 | 0
| All | All Customers | 10 | Average Weekday | CAISO | 1-in-10 | 2029 | 22 | 440.8739 | 463.1286 | 36.523 | 71.2801 | 0
| All | All Customers | 10 | Average Weekday | CAISO | 1-in-10 | 2029 | 23 | 430.8582 | 454.3083 | 36.6189 | 69.9309 | 0
| All | All Customers | 10 | Average Weekday | CAISO | 1-in-10 | 2029 | 24 | 449.2393 | 480.8098 | 36.7289 | 68.7679 | 0
| All | All Customers | 10 | Monthly System Peak Day | CAISO | 1-in-10 | 2029 | 1 | 399.8581 | 427.8285 | 36.2437 | 77.3176 | 0
| All | All Customers | 10 | Monthly System Peak Day | CAISO | 1-in-10 | 2029 | 2 | 377.9243 | 392.7888 | 36.2877 | 76.1669 | 0
| All | All Customers | 10 | Monthly System Peak Day | CAISO | 1-in-10 | 2029 | 3 | 472.9663 | 491.524 | 36.2944 | 75.1587 | 0
| All | All Customers | 10 | Monthly System Peak Day | CAISO | 1-in-10 | 2029 | 4 | 580.6574 | 600.5838 | 36.3161 | 74.1818 | 0
| All | All Customers | 10 | Monthly System Peak Day | CAISO | 1-in-10 | 2029 | 5 | 584.2301 | 608.6001 | 36.3135 | 73.7402 | 0
| All | All Customers | 10 | Monthly System Peak Day | CAISO | 1-in-10 | 2029 | 6 | 597.2939 | 619.6662 | 36.3412 | 73.4987 | 0
| All | All Customers | 10 | Monthly System Peak Day | CAISO | 1-in-10 | 2029 | 7 | 606.0499 | 619.6794 | 36.3483 | 72.796 | 0
| All | All Customers | 10 | Monthly System Peak Day | CAISO | 1-in-10 | 2029 | 8 | 629.4689 | 666.6794 | 36.2205 | 72.3983 | 0
| All | All Customers | 10 | Monthly System Peak Day | CAISO | 1-in-10 | 2029 | 9 | 567.6719 | 615.8502 | 36.1788 | 73.0147 | 0
| All | All Customers | 10 | Monthly System Peak Day | CAISO | 1-in-10 | 2029 | 10 | 553.5286 | 580.1116 | 36.2297 | 76.7836 | 0
| All | All Customers | 10 | Monthly System Peak Day | CAISO | 1-in-10 | 2029 | 11 | 544.2448 | 569.3556 | 36.2598 | 80.6676 | 0
| All | All Customers | 10 | Monthly System Peak Day | CAISO | 1-in-10 | 2029 | 12 | 527.5139 | 552.2888 | 36.3251 | 84.0936 | 0
| All | All Customers | 10 | Monthly System Peak Day | CAISO | 1-in-10 | 2029 | 13 | 434.6642 | 446.8242 | 36.3887 | 86.8585 | 0
| All | All Customers | 10 | Monthly System Peak Day | CAISO | 1-in-10 | 2029 | 14 | 385.4395 | 391.8264 | 36.33 | 88.4053 | 0
| All | All Customers | 10 | Monthly System Peak Day | CAISO | 1-in-10 | 2029 | 15 | 341.6654 | 346.209 | 36.2551 | 89.1532 | 0
| All | All Customers | 10 | Monthly System Peak Day | CAISO | 1-in-10 | 2029 | 16 | 295.6242 | 295.2841 | 36.2964 | 89.8404 | 0
| All | All Customers | 10 | Monthly System Peak Day | CAISO | 1-in-10 | 2029 | 17 | 276.5029 | 285.3142 | 36.266 | 89.2723 | 0
| All | All Customers | 10 | Monthly System Peak Day | CAISO | 1-in-10 | 2029 | 18 | 269.129 | 276.4154 | 36.2524 | 88.0713 | 0
| All | All Customers | 10 | Monthly System Peak Day | CAISO | 1-in-10 | 2029 | 19 | 260.2688 | 264.1595 | 36.9686 | 84.9362 | 0
| All | All Customers | 10 | Monthly System Peak Day | CAISO | 1-in-10 | 2029 | 20 | 261.5704 | 264.7917 | 36.2584 | 81.3926 | 0
| All | All Customers | 10 | Monthly System Peak Day | CAISO | 1-in-10 | 2029 | 21 | 269.1776 | 274.3387 | 36.3848 | 78.3037 | 0
| All | All Customers | 10 | Monthly System Peak Day | CAISO | 1-in-10 | 2029 | 22 | 440.8739 | 463.3595 | 36.3189 | 76.5022 | 0
| All | All Customers | 10 | Monthly System Peak Day | CAISO | 1-in-10 | 2029 | 23 | 430.8582 | 458.6776 | 36.2658 | 75.3302 | 0
| All | All Customers | 10 | Monthly System Peak Day | CAISO | 1-in-10 | 2029 | 24 | 449.2393 | 500.9179 | 36.2117 | 74.257 | 0
| All | All Customers | 11 | Average Weekday | CAISO | 1-in-10 | 2029 | 1 | 375.8293 | 384.1725 | 36.5332 | 56.8635 | 0
| All | All Customers | 11 | Average Weekday | CAISO | 1-in-10 | 2029 | 2 | 358.0174 | 364.8304 | 36.5206 | 55.8747 | 0
| All | All Customers | 11 | Average Weekday | CAISO | 1-in-10 | 2029 | 3 | 452.5767 | 464.2526 | 36.4969 | 54.963 | 0
| All | All Customers | 11 | Average Weekday | CAISO | 1-in-10 | 2029 | 4 | 566.6874 | 584.9348 | 36.5008 | 54.0459 | 0
| All | All Customers | 11 | Average Weekday | CAISO | 1-in-10 | 2029 | 5 | 556.8889 | 586.2987 | 36.48 | 53.2576 | 0
| All | All Customers | 11 | Average Weekday | CAISO | 1-in-10 | 2029 | 6 | 573.0057 | 610.5175 | 36.4895 | 52.6836 | 0
| All | All Customers | 11 | Average Weekday | CAISO | 1-in-10 | 2029 | 7 | 587.4141 | 603.7336 | 36.6667 | 52.2571 | 0
| All | All Customers | 11 | Average Weekday | CAISO | 1-in-10 | 2029 | 8 | 599.2742 | 614.1954 | 36.8431 | 52.0378 | 0
| All | All Customers | 11 | Average Weekday | CAISO | 1-in-10 | 2029 | 9 | 542.9653 | 569.5922 | 36.6931 | 53.6165 | 0
| All | All Customers | 11 | Average Weekday | CAISO | 1-in-10 | 2029 | 10 | 528.6276 | 542.8214 | 36.7742 | 57.5818 | 0
| All | All Customers | 11 | Average Weekday | CAISO | 1-in-10 | 2029 | 11 | 511.2926 | 520.8342 | 36.8733 | 62.1705 | 0
| All | All Customers | 11 | Average Weekday | CAISO | 1-in-10 | 2029 | 12 | 500.4359 | 507.4217 | 36.9403 | 65.9389 | 0
| All | All Customers | 11 | Average Weekday | CAISO | 1-in-10 | 2029 | 13 | 414.2719 | 424.049 | 36.8784 | 68.6396 | 0
| All | All Customers | 11 | Average Weekday | CAISO | 1-in-10 | 2029 | 14 | 377.5035 | 384.4876 | 36.7472 | 70.2556 | 0
| All | All Customers | 11 | Average Weekday | CAISO | 1-in-10 | 2029 | 15 | 324.7254 | 331.5822 | 36.55 | 71.0991 | 0
| All | All Customers | 11 | Average Weekday | CAISO | 1-in-10 | 2029 | 16 | 286.38 | 287.8595 | 36.5502 | 71.2778 | 0
| All | All Customers | 11 | Average Weekday | CAISO | 1-in-10 | 2029 | 17 | 265.5546 | 273.3346 | 36.3236 | 70.5447 | 0
| All | All Customers | 11 | Average Weekday | CAISO | 1-in-10 | 2029 | 18 | 255.3374 | 262.7027 | 36.391 | 68.5584 | 0
| All | All Customers | 11 | Average Weekday | CAISO | 1-in-10 | 2029 | 19 | 250.5631 | 254.9888 | 36.2593 | 65.9823 | 0
| All | All Customers | 11 | Average Weekday | CAISO | 1-in-10 | 2029 | 20 | 248.7993 | 317.1895 | 43.9443 | 63.7891 | 0
| All | All Customers | 11 | Average Weekday | CAISO | 1-in-10 | 2029 | 21 | 250.9393 | 256.2188 | 36.356 | 62.0355 | 0
| All | All Customers | 11 | Average Weekday | CAISO | 1-in-10 | 2029 | 22 | 416.408 | 436.3377 | 36.5799 | 60.4145 | 0
| All | All Customers | 11 | Average Weekday | CAISO | 1-in-10 | 2029 | 23 | 406.6392 | 423.6957 | 36.6586 | 59.0563 | 0
| All | All Customers | 11 | Average Weekday | CAISO | 1-in-10 | 2029 | 24 | 421.7454 | 437.8523 | 36.6006 | 57.8888 | 0
| All | All Customers | 11 | Monthly System Peak Day | CAISO | 1-in-10 | 2029 | 1 | 375.8293 | 392.3986 | 36.3064 | 70.1098 | 0
| All | All Customers | 11 | Monthly System Peak Day | CAISO | 1-in-10 | 2029 | 2 | 358.0174 | 371.9041 | 36.306 | 68.6984 | 0
| All | All Customers | 11 | Monthly System Peak Day | CAISO | 1-in-10 | 2029 | 3 | 452.5767 | 470.4015 | 36.3317 | 67.9816 | 0
| All | All Customers | 11 | Monthly System Peak Day | CAISO | 1-in-10 | 2029 | 4 | 566.6874 | 591.5176 | 36.3251 | 66.567 | 0
| All | All Customers | 11 | Monthly System Peak Day | CAISO | 1-in-10 | 2029 | 5 | 556.8889 | 591.3034 | 36.3586 | 65.7416 | 0
| All | All Customers | 11 | Monthly System Peak Day | CAISO | 1-in-10 | 2029 | 6 | 573.0057 | 613.4091 | 36.3572 | 64.8535 | 0
| All | All Customers | 11 | Monthly System Peak Day | CAISO | 1-in-10 | 2029 | 7 | 587.4141 | 603.4852 | 36.1941 | 64.5405 | 0
| All | All Customers | 11 | Monthly System Peak Day | CAISO | 1-in-10 | 2029 | 8 | 599.2742 | 637.0334 | 36.1576 | 65.0685 | 0
| All | All Customers | 11 | Monthly System Peak Day | CAISO | 1-in-10 | 2029 | 9 | 542.9653 | 577.8208 | 36.2676 | 66.6631 | 0
| All | All Customers | 11 | Monthly System Peak Day | CAISO | 1-in-10 | 2029 | 10 | 528.6276 | 552.7626 | 36.2456 | 70.9158 | 0
| All | All Customers | 11 | Monthly System Peak Day | CAISO | 1-in-10 | 2029 | 11 | 511.2926 | 535.1694 | 36.3398 | 77.9199 | 0
| All | All Customers | 11 | Monthly System Peak Day | CAISO | 1-in-10 | 2029 | 12 | 500.4359 | 522.964 | 36.4697 | 83.7981 | 0
| All | All Customers | 11 | Monthly System Peak Day | CAISO | 1-in-10 | 2029 | 13 | 414.2719 | 427.2374 | 36.4552 | 87.3606 | 0
| All | All Customers | 11 | Monthly System Peak Day | CAISO | 1-in-10 | 2029 | 14 | 377.5035 | 384.1818 | 36.343 | 89.2394 | 0
| All | All Customers | 11 | Monthly System Peak Day | CAISO | 1-in-10 | 2029 | 15 | 324.7254 | 331.0187 | 36.3394 | 89.9202 | 0
| All | All Customers | 11 | Monthly System Peak Day | CAISO | 1-in-10 | 2029 | 16 | 286.38 | 285.5862 | 36.2912 | 90.0734 | 0
| All | All Customers | 11 | Monthly System Peak Day | CAISO | 1-in-10 | 2029 | 17 | 265.5546 | 274.0645 | 36.2476 | 89.4596 | 0
| All | All Customers | 11 | Monthly System Peak Day | CAISO | 1-in-10 | 2029 | 18 | 255.3374 | 264.7664 | 36.2003 | 87.6979 | 0
| All | All Customers | 11 | Monthly System Peak Day | CAISO | 1-in-10 | 2029 | 19 | 250.5631 | 254.7235 | 36.259 | 84.6872 | 0
| All | All Customers | 11 | Monthly System Peak Day | CAISO | 1-in-10 | 2029 | 20 | 248.7993 | 372.6392 | 48.1747 | 80.8862 | 0
| All | All Customers | 11 | Monthly System Peak Day | CAISO | 1-in-10 | 2029 | 21 | 250.9393 | 256.9336 | 36.4145 | 77.491 | 0
| All | All Customers | 11 | Monthly System Peak Day | CAISO | 1-in-10 | 2029 | 22 | 416.408 | 438.5952 | 36.2657 | 74.8802 | 0
| All | All Customers | 11 | Monthly System Peak Day | CAISO | 1-in-10 | 2029 | 23 | 406.6392 | 430.8966 | 36.2131 | 72.6836 | 0
| All | All Customers | 11 | Monthly System Peak Day | CAISO | 1-in-10 | 2029 | 24 | 421.7454 | 452.8204 | 36.2615 | 71.115 | 0
| All | All Customers | 12 | Average Weekday | CAISO | 1-in-10 | 2029 | 1 | 415.7726 | 424.5283 | 36.4176 | 51.621 | 0
| All | All Customers | 12 | Average Weekday | CAISO | 1-in-10 | 2029 | 2 | 399.7394 | 407.3772 | 36.4117 | 50.8313 | 0
| All | All Customers | 12 | Average Weekday | CAISO | 1-in-10 | 2029 | 3 | 492.2848 | 505.0028 | 36.411 | 50.0968 | 0
| All | All Customers | 12 | Average Weekday | CAISO | 1-in-10 | 2029 | 4 | 607.5525 | 627.0712 | 36.4104 | 49.3942 | 0
| All | All Customers | 12 | Average Weekday | CAISO | 1-in-10 | 2029 | 5 | 601.6967 | 633.1747 | 36.4133 | 48.808 | 0
| All | All Customers | 12 | Average Weekday | CAISO | 1-in-10 | 2029 | 6 | 603.5413 | 644.2559 | 36.4181 | 48.2755 | 0
| All | All Customers | 12 | Average Weekday | CAISO | 1-in-10 | 2029 | 7 | 611.0705 | 628.3751 | 36.4246 | 47.8685 | 0
| All | All Customers | 12 | Average Weekday | CAISO | 1-in-10 | 2029 | 8 | 629.5424 | 646.1927 | 36.4329 | 47.8005 | 0
| All | All Customers | 12 | Average Weekday | CAISO | 1-in-10 | 2029 | 9 | 564.442 | 591.7927 | 36.4418 | 48.5796 | 0
| All | All Customers | 12 | Average Weekday | CAISO | 1-in-10 | 2029 | 10 | 540.6232 | 557.6916 | 36.4301 | 51.4553 | 0
| All | All Customers | 12 | Average Weekday | CAISO | 1-in-10 | 2029 | 11 | 525.9537 | 536.8054 | 36.4465 | 55.0915 | 0
| All | All Customers | 12 | Average Weekday | CAISO | 1-in-10 | 2029 | 12 | 513.7963 | 520.4583 | 36.4628 | 58.3887 | 0
| All | All Customers | 12 | Average Weekday | CAISO | 1-in-10 | 2029 | 13 | 434.558 | 444.0239 | 36.473 | 60.7438 | 0
| All | All Customers | 12 | Average Weekday | CAISO | 1-in-10 | 2029 | 14 | 401.6678 | 409.1942 | 36.4611 | 62.2884 | 0
| All | All Customers | 12 | Average Weekday | CAISO | 1-in-10 | 2029 | 15 | 365.5638 | 371.8617 | 36.4366 | 63.0612 | 0
| All | All Customers | 12 | Average Weekday | CAISO | 1-in-10 | 2029 | 16 | 325.4817 | 326.9037 | 36.4173 | 63.165 | 0
| All | All Customers | 12 | Average Weekday | CAISO | 1-in-10 | 2029 | 17 | 312.1095 | 320.5552 | 36.282 | 62.4635 | 0
| All | All Customers | 12 | Average Weekday | CAISO | 1-in-10 | 2029 | 18 | 303.5844 | 310.7355 | 36.2822 | 60.5337 | 0
| All | All Customers | 12 | Average Weekday | CAISO | 1-in-10 | 2029 | 19 | 299.8942 | 304.1339 | 36.2589 | 58.3625 | 0
| All | All Customers | 12 | Average Weekday | CAISO | 1-in-10 | 2029 | 20 | 306.4958 | 376.0491 | 36.946 | 56.7838 | 0
| All | All Customers | 12 | Average Weekday | CAISO | 1-in-10 | 2029 | 21 | 309.9825 | 315.4053 | 36.3243 | 55.4689 | 0
| All | All Customers | 12 | Average Weekday | CAISO | 1-in-10 | 2029 | 22 | 462.8532 | 482.2486 | 36.4217 | 54.2664 | 0
| All | All Customers | 12 | Average Weekday | CAISO | 1-in-10 | 2029 | 23 | 452.8381 | 469.4229 | 36.4252 | 53.2281 | 0
| All | All Customers | 12 | Average Weekday | CAISO | 1-in-10 | 2029 | 24 | 466.0876 | 482.6752 | 36.4253 | 52.3471 | 0
| All | All Customers | 12 | Monthly System Peak Day | CAISO | 1-in-10 | 2029 | 1 | 415.7726 | 424.5283 | 36.4176 | 42.9142 | 0
| All | All Customers | 12 | Monthly System Peak Day | CAISO | 1-in-10 | 2029 | 2 | 399.7394 | 407.3772 | 36.4117 | 41.9747 | 0
| All | All Customers | 12 | Monthly System Peak Day | CAISO | 1-in-10 | 2029 | 3 | 492.2848 | 505.0028 | 36.411 | 40.9278 | 0
| All | All Customers | 12 | Monthly System Peak Day | CAISO | 1-in-10 | 2029 | 4 | 607.5525 | 627.0712 | 36.4104 | 40.057 | 0
| All | All Customers | 12 | Monthly System Peak Day | CAISO | 1-in-10 | 2029 | 5 | 601.6967 | 633.1747 | 36.4133 | 39.156 | 0
| All | All Customers | 12 | Monthly System Peak Day | CAISO | 1-in-10 | 2029 | 6 | 603.5413 | 644.2559 | 36.4181 | 38.165 | 0
| All | All Customers | 12 | Monthly System Peak Day | CAISO | 1-in-10 | 2029 | 7 | 611.0705 | 628.3751 | 36.4246 | 37.3427 | 0
| All | All Customers | 12 | Monthly System Peak Day | CAISO | 1-in-10 | 2029 | 8 | 629.5424 | 646.1927 | 36.4329 | 37.5165 | 0
| All | All Customers | 12 | Monthly System Peak Day | CAISO | 1-in-10 | 2029 | 9 | 564.442 | 591.7927 | 36.4418 | 38.7112 | 0
| All | All Customers | 12 | Monthly System Peak Day | CAISO | 1-in-10 | 2029 | 10 | 540.6232 | 557.6916 | 36.4301 | 42.6329 | 0
| All | All Customers | 12 | Monthly System Peak Day | CAISO | 1-in-10 | 2029 | 11 | 525.9537 | 536.8054 | 36.4465 | 47.0512 | 0
| All | All Customers | 12 | Monthly System Peak Day | CAISO | 1-in-10 | 2029 | 12 | 513.7963 | 520.4583 | 36.4628 | 49.8976 | 0
| All | All Customers | 12 | Monthly System Peak Day | CAISO | 1-in-10 | 2029 | 13 | 434.558 | 444.0239 | 36.473 | 51.2001 | 0
| All | All Customers | 12 | Monthly System Peak Day | CAISO | 1-in-10 | 2029 | 14 | 401.6678 | 409.1942 | 36.4611 | 52.4006 | 0
| All | All Customers | 12 | Monthly System Peak Day | CAISO | 1-in-10 | 2029 | 15 | 365.5638 | 371.8617 | 36.4366 | 53.432 | 0
| All | All Customers | 12 | Monthly System Peak Day | CAISO | 1-in-10 | 2029 | 16 | 325.4817 | 326.9037 | 36.4173 | 53.8276 | 0
| All | All Customers | 12 | Monthly System Peak Day | CAISO | 1-in-10 | 2029 | 17 | 312.1095 | 320.5552 | 36.282 | 53.5174 | 0
| All | All Customers | 12 | Monthly System Peak Day | CAISO | 1-in-10 | 2029 | 18 | 303.5844 | 310.7355 | 36.2822 | 51.7141 | 0
| All | All Customers | 12 | Monthly System Peak Day | CAISO | 1-in-10 | 2029 | 19 | 299.8942 | 304.1339 | 36.2589 | 49.5135 | 0
| All | All Customers | 12 | Monthly System Peak Day | CAISO | 1-in-10 | 2029 | 20 | 306.4958 | 376.0491 | 36.946 | 48.193 | 0
| All | All Customers | 12 | Monthly System Peak Day | CAISO | 1-in-10 | 2029 | 21 | 309.9825 | 315.4053 | 36.3243 | 46.7799 | 0
| All | All Customers | 12 | Monthly System Peak Day | CAISO | 1-in-10 | 2029 | 22 | 462.8532 | 482.2486 | 36.4217 | 45.0996 | 0
| All | All Customers | 12 | Monthly System Peak Day | CAISO | 1-in-10 | 2029 | 23 | 452.8381 | 469.4229 | 36.4252 | 44.3117 | 0
| All | All Customers | 12 | Monthly System Peak Day | CAISO | 1-in-10 | 2029 | 24 | 466.0876 | 482.6752 | 36.4253 | 43.8263 | 0
| All | All Customers | 1 | Average Weekday | CAISO | 1-in-10 | 2030 | 1 | 412.3207 | 420.3777 | 36.4277 | 49.4499 | 0
| All | All Customers | 1 | Average Weekday | CAISO | 1-in-10 | 2030 | 2 | 400.0115 | 408.0339 | 36.4219 | 48.6517 | 0
| All | All Customers | 1 | Average Weekday | CAISO | 1-in-10 | 2030 | 3 | 497.4373 | 509.8273 | 36.4212 | 48.0156 | 0
| All | All Customers | 1 | Average Weekday | CAISO | 1-in-10 | 2030 | 4 | 610.2239 | 629.0153 | 36.4205 | 47.3298 | 0
| All | All Customers | 1 | Average Weekday | CAISO | 1-in-10 | 2030 | 5 | 605.1584 | 635.9515 | 36.4234 | 46.6643 | 0
| All | All Customers | 1 | Average Weekday | CAISO | 1-in-10 | 2030 | 6 | 614.6386 | 654.0795 | 36.4282 | 46.0566 | 0
| All | All Customers | 1 | Average Weekday | CAISO | 1-in-10 | 2030 | 7 | 629.8824 | 646.5198 | 36.4347 | 45.5653 | 0
| All | All Customers | 1 | Average Weekday | CAISO | 1-in-10 | 2030 | 8 | 651.1683 | 667.0876 | 36.443 | 45.3715 | 0
| All | All Customers | 1 | Average Weekday | CAISO | 1-in-10 | 2030 | 9 | 582.8515 | 608.5059 | 36.452 | 45.9366 | 0
| All | All Customers | 1 | Average Weekday | CAISO | 1-in-10 | 2030 | 10 | 569.4366 | 584.2149 | 36.4403 | 48.7274 | 0
| All | All Customers | 1 | Average Weekday | CAISO | 1-in-10 | 2030 | 11 | 551.0477 | 560.7577 | 36.4567 | 52.3553 | 0
| All | All Customers | 1 | Average Weekday | CAISO | 1-in-10 | 2030 | 12 | 541.1241 | 547.8397 | 36.473 | 55.6424 | 0
| All | All Customers | 1 | Average Weekday | CAISO | 1-in-10 | 2030 | 13 | 466.3878 | 475.8654 | 36.4832 | 57.9774 | 0
| All | All Customers | 1 | Average Weekday | CAISO | 1-in-10 | 2030 | 14 | 428.9601 | 435.9169 | 36.4713 | 59.4872 | 0
| All | All Customers | 1 | Average Weekday | CAISO | 1-in-10 | 2030 | 15 | 390.2562 | 395.9041 | 36.4467 | 60.4221 | 0
| All | All Customers | 1 | Average Weekday | CAISO | 1-in-10 | 2030 | 16 | 348.9893 | 350.2364 | 36.4275 | 60.7972 | 0
| All | All Customers | 1 | Average Weekday | CAISO | 1-in-10 | 2030 | 17 | 334.4203 | 342.7563 | 36.2935 | 60.3811 | 0
| All | All Customers | 1 | Average Weekday | CAISO | 1-in-10 | 2030 | 18 | 323.0091 | 330.2786 | 36.2937 | 58.9037 | 0
| All | All Customers | 1 | Average Weekday | CAISO | 1-in-10 | 2030 | 19 | 311.3895 | 315.6726 | 36.2699 | 56.6145 | 0
| All | All Customers | 1 | Average Weekday | CAISO | 1-in-10 | 2030 | 20 | 311.0594 | 380.1322 | 36.9547 | 54.9021 | 0
| All | All Customers | 1 | Average Weekday | CAISO | 1-in-10 | 2030 | 21 | 303.2848 | 308.5427 | 36.3356 | 53.6195 | 0
| All | All Customers | 1 | Average Weekday | CAISO | 1-in-10 | 2030 | 22 | 457.8961 | 477.4702 | 36.4316 | 52.4654 | 0
| All | All Customers | 1 | Average Weekday | CAISO | 1-in-10 | 2030 | 23 | 450.5552 | 467.1908 | 36.4353 | 51.3586 | 0
| All | All Customers | 1 | Average Weekday | CAISO | 1-in-10 | 2030 | 24 | 467.3278 | 483.1254 | 36.4354 | 50.4441 | 0
| All | All Customers | 1 | Monthly System Peak Day | CAISO | 1-in-10 | 2030 | 1 | 412.3207 | 420.3777 | 36.4277 | 44.7473 | 0
| All | All Customers | 1 | Monthly System Peak Day | CAISO | 1-in-10 | 2030 | 2 | 400.0115 | 408.0339 | 36.4219 | 44.228 | 0
| All | All Customers | 1 | Monthly System Peak Day | CAISO | 1-in-10 | 2030 | 3 | 497.4373 | 509.8273 | 36.4212 | 44.2237 | 0
| All | All Customers | 1 | Monthly System Peak Day | CAISO | 1-in-10 | 2030 | 4 | 610.2239 | 629.0153 | 36.4205 | 43.7963 | 0
| All | All Customers | 1 | Monthly System Peak Day | CAISO | 1-in-10 | 2030 | 5 | 605.1584 | 635.9515 | 36.4234 | 43.5236 | 0
| All | All Customers | 1 | Monthly System Peak Day | CAISO | 1-in-10 | 2030 | 6 | 614.6386 | 654.0795 | 36.4282 | 42.6836 | 0
| All | All Customers | 1 | Monthly System Peak Day | CAISO | 1-in-10 | 2030 | 7 | 629.8824 | 646.5198 | 36.4347 | 42.4424 | 0
| All | All Customers | 1 | Monthly System Peak Day | CAISO | 1-in-10 | 2030 | 8 | 651.1683 | 667.0876 | 36.443 | 41.562 | 0
| All | All Customers | 1 | Monthly System Peak Day | CAISO | 1-in-10 | 2030 | 9 | 582.8515 | 608.5059 | 36.452 | 41.1236 | 0
| All | All Customers | 1 | Monthly System Peak Day | CAISO | 1-in-10 | 2030 | 10 | 569.4366 | 584.2149 | 36.4403 | 43.29 | 0
| All | All Customers | 1 | Monthly System Peak Day | CAISO | 1-in-10 | 2030 | 11 | 551.0477 | 560.7577 | 36.4567 | 45.2111 | 0
| All | All Customers | 1 | Monthly System Peak Day | CAISO | 1-in-10 | 2030 | 12 | 541.1241 | 547.8397 | 36.473 | 47.1535 | 0
| All | All Customers | 1 | Monthly System Peak Day | CAISO | 1-in-10 | 2030 | 13 | 466.3878 | 475.8654 | 36.4832 | 48.4303 | 0
| All | All Customers | 1 | Monthly System Peak Day | CAISO | 1-in-10 | 2030 | 14 | 428.9601 | 435.9169 | 36.4713 | 48.4744 | 0
| All | All Customers | 1 | Monthly System Peak Day | CAISO | 1-in-10 | 2030 | 15 | 390.2562 | 395.9041 | 36.4467 | 49.3259 | 0
| All | All Customers | 1 | Monthly System Peak Day | CAISO | 1-in-10 | 2030 | 16 | 348.9893 | 350.2364 | 36.4275 | 50.1882 | 0
| All | All Customers | 1 | Monthly System Peak Day | CAISO | 1-in-10 | 2030 | 17 | 334.4203 | 342.7563 | 36.2935 | 50.4294 | 0
| All | All Customers | 1 | Monthly System Peak Day | CAISO | 1-in-10 | 2030 | 18 | 323.0091 | 330.2786 | 36.2937 | 49.4611 | 0
| All | All Customers | 1 | Monthly System Peak Day | CAISO | 1-in-10 | 2030 | 19 | 311.3895 | 315.6726 | 36.2699 | 47.6436 | 0
| All | All Customers | 1 | Monthly System Peak Day | CAISO | 1-in-10 | 2030 | 20 | 311.0594 | 380.1322 | 36.9547 | 46.6106 | 0
| All | All Customers | 1 | Monthly System Peak Day | CAISO | 1-in-10 | 2030 | 21 | 303.2848 | 308.5427 | 36.3356 | 45.4848 | 0
| All | All Customers | 1 | Monthly System Peak Day | CAISO | 1-in-10 | 2030 | 22 | 457.8961 | 477.4702 | 36.4316 | 44.7729 | 0
| All | All Customers | 1 | Monthly System Peak Day | CAISO | 1-in-10 | 2030 | 23 | 450.5552 | 467.1908 | 36.4353 | 43.8196 | 0
| All | All Customers | 1 | Monthly System Peak Day | CAISO | 1-in-10 | 2030 | 24 | 467.3278 | 483.1254 | 36.4354 | 42.8119 | 0
| All | All Customers | 2 | Average Weekday | CAISO | 1-in-10 | 2030 | 1 | 386.2859 | 395.0454 | 36.4689 | 49.1051 | 0
| All | All Customers | 2 | Average Weekday | CAISO | 1-in-10 | 2030 | 2 | 372.4348 | 381.183 | 36.4623 | 48.1832 | 0
| All | All Customers | 2 | Average Weekday | CAISO | 1-in-10 | 2030 | 3 | 463.8255 | 477.3432 | 36.4616 | 47.3124 | 0
| All | All Customers | 2 | Average Weekday | CAISO | 1-in-10 | 2030 | 4 | 571.6467 | 592.5417 | 36.461 | 46.5457 | 0
| All | All Customers | 2 | Average Weekday | CAISO | 1-in-10 | 2030 | 5 | 570.8141 | 603.8412 | 36.4645 | 45.958 | 0
| All | All Customers | 2 | Average Weekday | CAISO | 1-in-10 | 2030 | 6 | 583.3732 | 624.6447 | 36.4704 | 45.4063 | 0
| All | All Customers | 2 | Average Weekday | CAISO | 1-in-10 | 2030 | 7 | 588.4734 | 605.8738 | 36.4776 | 45.0716 | 0
| All | All Customers | 2 | Average Weekday | CAISO | 1-in-10 | 2030 | 8 | 610.7567 | 626.9569 | 36.4859 | 44.9581 | 0
| All | All Customers | 2 | Average Weekday | CAISO | 1-in-10 | 2030 | 9 | 559.7485 | 585.4109 | 36.4948 | 46.4913 | 0
| All | All Customers | 2 | Average Weekday | CAISO | 1-in-10 | 2030 | 10 | 541.813 | 556.0588 | 36.4814 | 49.9349 | 0
| All | All Customers | 2 | Average Weekday | CAISO | 1-in-10 | 2030 | 11 | 527.2688 | 537.1487 | 36.4992 | 53.6421 | 0
| All | All Customers | 2 | Average Weekday | CAISO | 1-in-10 | 2030 | 12 | 516.7455 | 524.0451 | 36.517 | 56.6628 | 0
| All | All Customers | 2 | Average Weekday | CAISO | 1-in-10 | 2030 | 13 | 440.2023 | 450.4564 | 36.5284 | 58.7798 | 0
| All | All Customers | 2 | Average Weekday | CAISO | 1-in-10 | 2030 | 14 | 399.5282 | 406.9617 | 36.5155 | 60.1811 | 0
| All | All Customers | 2 | Average Weekday | CAISO | 1-in-10 | 2030 | 15 | 352.7448 | 360.0791 | 36.4889 | 61.0903 | 0
| All | All Customers | 2 | Average Weekday | CAISO | 1-in-10 | 2030 | 16 | 313.0638 | 315.4155 | 36.4683 | 61.4625 | 0
| All | All Customers | 2 | Average Weekday | CAISO | 1-in-10 | 2030 | 17 | 288.0491 | 295.5372 | 36.3071 | 61.0792 | 0
| All | All Customers | 2 | Average Weekday | CAISO | 1-in-10 | 2030 | 18 | 276.9934 | 283.4132 | 36.3079 | 59.8219 | 0
| All | All Customers | 2 | Average Weekday | CAISO | 1-in-10 | 2030 | 19 | 270.8022 | 275.5191 | 36.2702 | 57.5966 | 0
| All | All Customers | 2 | Average Weekday | CAISO | 1-in-10 | 2030 | 20 | 270.3938 | 337.3174 | 37.0549 | 55.5429 | 0
| All | All Customers | 2 | Average Weekday | CAISO | 1-in-10 | 2030 | 21 | 264.6576 | 270.0406 | 36.3509 | 53.9261 | 0
| All | All Customers | 2 | Average Weekday | CAISO | 1-in-10 | 2030 | 22 | 421.0319 | 441.1491 | 36.4744 | 52.6789 | 0
| All | All Customers | 2 | Average Weekday | CAISO | 1-in-10 | 2030 | 23 | 415.7993 | 433.1243 | 36.4781 | 51.5494 | 0
| All | All Customers | 2 | Average Weekday | CAISO | 1-in-10 | 2030 | 24 | 434.3992 | 451.2227 | 36.4775 | 50.4629 | 0
| All | All Customers | 2 | Monthly System Peak Day | CAISO | 1-in-10 | 2030 | 1 | 386.2859 | 395.0454 | 36.4689 | 49.9184 | 0
| All | All Customers | 2 | Monthly System Peak Day | CAISO | 1-in-10 | 2030 | 2 | 372.4348 | 381.183 | 36.4623 | 49.7161 | 0
| All | All Customers | 2 | Monthly System Peak Day | CAISO | 1-in-10 | 2030 | 3 | 463.8255 | 477.3432 | 36.4616 | 49.6059 | 0
| All | All Customers | 2 | Monthly System Peak Day | CAISO | 1-in-10 | 2030 | 4 | 571.6467 | 592.5417 | 36.461 | 49.7184 | 0
| All | All Customers | 2 | Monthly System Peak Day | CAISO | 1-in-10 | 2030 | 5 | 570.8141 | 603.8412 | 36.4645 | 49.2817 | 0
| All | All Customers | 2 | Monthly System Peak Day | CAISO | 1-in-10 | 2030 | 6 | 583.3732 | 624.6447 | 36.4704 | 48.5715 | 0
| All | All Customers | 2 | Monthly System Peak Day | CAISO | 1-in-10 | 2030 | 7 | 588.4734 | 605.8738 | 36.4776 | 48.1753 | 0
| All | All Customers | 2 | Monthly System Peak Day | CAISO | 1-in-10 | 2030 | 8 | 610.7567 | 626.9569 | 36.4859 | 48.0561 | 0
| All | All Customers | 2 | Monthly System Peak Day | CAISO | 1-in-10 | 2030 | 9 | 559.7485 | 585.4109 | 36.4948 | 48.4063 | 0
| All | All Customers | 2 | Monthly System Peak Day | CAISO | 1-in-10 | 2030 | 10 | 541.813 | 556.0588 | 36.4814 | 49.6658 | 0
| All | All Customers | 2 | Monthly System Peak Day | CAISO | 1-in-10 | 2030 | 11 | 527.2688 | 537.1487 | 36.4992 | 50.6952 | 0
| All | All Customers | 2 | Monthly System Peak Day | CAISO | 1-in-10 | 2030 | 12 | 516.7455 | 524.0451 | 36.517 | 51.8486 | 0
| All | All Customers | 2 | Monthly System Peak Day | CAISO | 1-in-10 | 2030 | 13 | 440.2023 | 450.4564 | 36.5284 | 53.1027 | 0
| All | All Customers | 2 | Monthly System Peak Day | CAISO | 1-in-10 | 2030 | 14 | 399.5282 | 406.9617 | 36.5155 | 54.3177 | 0
| All | All Customers | 2 | Monthly System Peak Day | CAISO | 1-in-10 | 2030 | 15 | 352.7448 | 360.0791 | 36.4889 | 54.9586 | 0
| All | All Customers | 2 | Monthly System Peak Day | CAISO | 1-in-10 | 2030 | 16 | 313.0638 | 315.4155 | 36.4683 | 55.1827 | 0
| All | All Customers | 2 | Monthly System Peak Day | CAISO | 1-in-10 | 2030 | 17 | 288.0491 | 295.5372 | 36.3071 | 56.5465 | 0
| All | All Customers | 2 | Monthly System Peak Day | CAISO | 1-in-10 | 2030 | 18 | 276.9934 | 283.4132 | 36.3079 | 55.689 | 0
| All | All Customers | 2 | Monthly System Peak Day | CAISO | 1-in-10 | 2030 | 19 | 270.8022 | 275.5191 | 36.2702 | 54.5786 | 0
| All | All Customers | 2 | Monthly System Peak Day | CAISO | 1-in-10 | 2030 | 20 | 270.3938 | 337.3174 | 37.0549 | 53.4877 | 0
| All | All Customers | 2 | Monthly System Peak Day | CAISO | 1-in-10 | 2030 | 21 | 264.6576 | 270.0406 | 36.3509 | 53.0153 | 0
| All | All Customers | 2 | Monthly System Peak Day | CAISO | 1-in-10 | 2030 | 22 | 421.0319 | 441.1491 | 36.4744 | 52.4175 | 0
| All | All Customers | 2 | Monthly System Peak Day | CAISO | 1-in-10 | 2030 | 23 | 415.7993 | 433.1243 | 36.4781 | 51.8125 | 0
| All | All Customers | 2 | Monthly System Peak Day | CAISO | 1-in-10 | 2030 | 24 | 434.3992 | 451.2227 | 36.4775 | 51.1797 | 0
| All | All Customers | 3 | Average Weekday | CAISO | 1-in-10 | 2030 | 1 | 417.8146 | 433.1516 | 36.5376 | 58.38 | 0
| All | All Customers | 3 | Average Weekday | CAISO | 1-in-10 | 2030 | 2 | 404.0392 | 412.8395 | 36.4885 | 57.2797 | 0
| All | All Customers | 3 | Average Weekday | CAISO | 1-in-10 | 2030 | 3 | 509.6177 | 520.8984 | 36.4812 | 56.254 | 0
| All | All Customers | 3 | Average Weekday | CAISO | 1-in-10 | 2030 | 4 | 619.6219 | 636.074 | 36.4652 | 55.3455 | 0
| All | All Customers | 3 | Average Weekday | CAISO | 1-in-10 | 2030 | 5 | 601.4288 | 622.0458 | 36.4684 | 54.5781 | 0
| All | All Customers | 3 | Average Weekday | CAISO | 1-in-10 | 2030 | 6 | 615.7683 | 639.7926 | 36.454 | 53.8867 | 0
| All | All Customers | 3 | Average Weekday | CAISO | 1-in-10 | 2030 | 7 | 629.0916 | 645.6687 | 36.4658 | 53.4742 | 0
| All | All Customers | 3 | Average Weekday | CAISO | 1-in-10 | 2030 | 8 | 647.2907 | 677.5486 | 36.5961 | 53.4151 | 0
| All | All Customers | 3 | Average Weekday | CAISO | 1-in-10 | 2030 | 9 | 590.0635 | 628.3732 | 36.7143 | 54.8301 | 0
| All | All Customers | 3 | Average Weekday | CAISO | 1-in-10 | 2030 | 10 | 575.4631 | 598.6813 | 36.6067 | 58.3814 | 0
| All | All Customers | 3 | Average Weekday | CAISO | 1-in-10 | 2030 | 11 | 550.6227 | 568.0154 | 36.6655 | 62.6904 | 0
| All | All Customers | 3 | Average Weekday | CAISO | 1-in-10 | 2030 | 12 | 542.657 | 554.1948 | 36.724 | 66.6136 | 0
| All | All Customers | 3 | Average Weekday | CAISO | 1-in-10 | 2030 | 13 | 447.6898 | 456.9558 | 36.7549 | 69.6765 | 0
| All | All Customers | 3 | Average Weekday | CAISO | 1-in-10 | 2030 | 14 | 418.6578 | 425.0529 | 36.709 | 71.7646 | 0
| All | All Customers | 3 | Average Weekday | CAISO | 1-in-10 | 2030 | 15 | 372.9967 | 378.3175 | 36.6152 | 73.0134 | 0
| All | All Customers | 3 | Average Weekday | CAISO | 1-in-10 | 2030 | 16 | 335.3022 | 337.4207 | 36.487 | 73.604 | 0
| All | All Customers | 3 | Average Weekday | CAISO | 1-in-10 | 2030 | 17 | 322.3881 | 331.4898 | 36.3033 | 73.5115 | 0
| All | All Customers | 3 | Average Weekday | CAISO | 1-in-10 | 2030 | 18 | 308.9971 | 316.0141 | 36.3165 | 72.5285 | 0
| All | All Customers | 3 | Average Weekday | CAISO | 1-in-10 | 2030 | 19 | 301.3607 | 306.2117 | 36.3897 | 70.6931 | 0
| All | All Customers | 3 | Average Weekday | CAISO | 1-in-10 | 2030 | 20 | 291.3075 | 295.3518 | 36.2696 | 68.0039 | 0
| All | All Customers | 3 | Average Weekday | CAISO | 1-in-10 | 2030 | 21 | 277.1886 | 281.1435 | 36.3125 | 65.2746 | 0
| All | All Customers | 3 | Average Weekday | CAISO | 1-in-10 | 2030 | 22 | 453.0435 | 475.9726 | 36.4887 | 63.4622 | 0
| All | All Customers | 3 | Average Weekday | CAISO | 1-in-10 | 2030 | 23 | 452.4937 | 476.7902 | 36.5383 | 62.0728 | 0
| All | All Customers | 3 | Average Weekday | CAISO | 1-in-10 | 2030 | 24 | 478.5115 | 511.2525 | 36.5878 | 60.6886 | 0
| All | All Customers | 3 | Monthly System Peak Day | CAISO | 1-in-10 | 2030 | 1 | 417.8146 | 448.8927 | 36.2 | 65.1566 | 0
| All | All Customers | 3 | Monthly System Peak Day | CAISO | 1-in-10 | 2030 | 2 | 404.0392 | 422.7584 | 36.2614 | 63.3314 | 0
| All | All Customers | 3 | Monthly System Peak Day | CAISO | 1-in-10 | 2030 | 3 | 509.6177 | 531.1716 | 36.2713 | 61.896 | 0
| All | All Customers | 3 | Monthly System Peak Day | CAISO | 1-in-10 | 2030 | 4 | 619.6219 | 643.0419 | 36.3025 | 60.8459 | 0
| All | All Customers | 3 | Monthly System Peak Day | CAISO | 1-in-10 | 2030 | 5 | 601.4288 | 631.2432 | 36.2983 | 59.9559 | 0
| All | All Customers | 3 | Monthly System Peak Day | CAISO | 1-in-10 | 2030 | 6 | 615.7683 | 641.7125 | 36.3376 | 58.9322 | 0
| All | All Customers | 3 | Monthly System Peak Day | CAISO | 1-in-10 | 2030 | 7 | 629.0916 | 643.456 | 36.3436 | 58.4848 | 0
| All | All Customers | 3 | Monthly System Peak Day | CAISO | 1-in-10 | 2030 | 8 | 647.2907 | 696.5435 | 36.1638 | 58.0856 | 0
| All | All Customers | 3 | Monthly System Peak Day | CAISO | 1-in-10 | 2030 | 9 | 590.0635 | 639.028 | 36.1508 | 59.5041 | 0
| All | All Customers | 3 | Monthly System Peak Day | CAISO | 1-in-10 | 2030 | 10 | 575.4631 | 606.4708 | 36.1969 | 64.3211 | 0
| All | All Customers | 3 | Monthly System Peak Day | CAISO | 1-in-10 | 2030 | 11 | 550.6227 | 581.0494 | 36.2748 | 69.9797 | 0
| All | All Customers | 3 | Monthly System Peak Day | CAISO | 1-in-10 | 2030 | 12 | 542.657 | 567.2701 | 36.4249 | 75.7172 | 0
| All | All Customers | 3 | Monthly System Peak Day | CAISO | 1-in-10 | 2030 | 13 | 447.6898 | 461.4659 | 36.5721 | 80.9672 | 0
| All | All Customers | 3 | Monthly System Peak Day | CAISO | 1-in-10 | 2030 | 14 | 418.6578 | 426.6469 | 36.4438 | 83.4338 | 0
| All | All Customers | 3 | Monthly System Peak Day | CAISO | 1-in-10 | 2030 | 15 | 372.9967 | 378.4587 | 36.2637 | 84.3177 | 0
| All | All Customers | 3 | Monthly System Peak Day | CAISO | 1-in-10 | 2030 | 16 | 335.3022 | 335.1414 | 36.2757 | 85.1377 | 0
| All | All Customers | 3 | Monthly System Peak Day | CAISO | 1-in-10 | 2030 | 17 | 322.3881 | 331.6892 | 36.278 | 85.8466 | 0
| All | All Customers | 3 | Monthly System Peak Day | CAISO | 1-in-10 | 2030 | 18 | 308.9971 | 316.4116 | 36.2614 | 85.6149 | 0
| All | All Customers | 3 | Monthly System Peak Day | CAISO | 1-in-10 | 2030 | 19 | 301.3607 | 305.6039 | 37.7905 | 84.1317 | 0
| All | All Customers | 3 | Monthly System Peak Day | CAISO | 1-in-10 | 2030 | 20 | 291.3075 | 294.6935 | 36.2695 | 81.6719 | 0
| All | All Customers | 3 | Monthly System Peak Day | CAISO | 1-in-10 | 2030 | 21 | 277.1886 | 281.9264 | 36.4628 | 77.8036 | 0
| All | All Customers | 3 | Monthly System Peak Day | CAISO | 1-in-10 | 2030 | 22 | 453.0435 | 476.3412 | 36.2982 | 74.8156 | 0
| All | All Customers | 3 | Monthly System Peak Day | CAISO | 1-in-10 | 2030 | 23 | 452.4937 | 481.3559 | 36.2224 | 72.0533 | 0
| All | All Customers | 3 | Monthly System Peak Day | CAISO | 1-in-10 | 2030 | 24 | 478.5115 | 531.8152 | 36.1556 | 69.429 | 0
| All | All Customers | 4 | Average Weekday | CAISO | 1-in-10 | 2030 | 1 | 387.2307 | 401.6407 | 36.5399 | 59.5013 | 0
| All | All Customers | 4 | Average Weekday | CAISO | 1-in-10 | 2030 | 2 | 374.6735 | 384.0111 | 36.4912 | 58.4907 | 0
| All | All Customers | 4 | Average Weekday | CAISO | 1-in-10 | 2030 | 3 | 475.8904 | 487.6218 | 36.4839 | 57.4983 | 0
| All | All Customers | 4 | Average Weekday | CAISO | 1-in-10 | 2030 | 4 | 577.7191 | 593.9056 | 36.468 | 56.5966 | 0
| All | All Customers | 4 | Average Weekday | CAISO | 1-in-10 | 2030 | 5 | 552.2527 | 571.676 | 36.4713 | 55.8386 | 0
| All | All Customers | 4 | Average Weekday | CAISO | 1-in-10 | 2030 | 6 | 567.099 | 590.2137 | 36.4571 | 55.2512 | 0
| All | All Customers | 4 | Average Weekday | CAISO | 1-in-10 | 2030 | 7 | 581.1986 | 598.3224 | 36.469 | 54.8291 | 0
| All | All Customers | 4 | Average Weekday | CAISO | 1-in-10 | 2030 | 8 | 598.7676 | 627.1023 | 36.5984 | 54.785 | 0
| All | All Customers | 4 | Average Weekday | CAISO | 1-in-10 | 2030 | 9 | 532.8947 | 570.2376 | 36.7156 | 56.8046 | 0
| All | All Customers | 4 | Average Weekday | CAISO | 1-in-10 | 2030 | 10 | 518.0842 | 541.6823 | 36.6083 | 60.086 | 0
| All | All Customers | 4 | Average Weekday | CAISO | 1-in-10 | 2030 | 11 | 502.1106 | 517.9814 | 36.6666 | 63.7355 | 0
| All | All Customers | 4 | Average Weekday | CAISO | 1-in-10 | 2030 | 12 | 494.462 | 506.0008 | 36.7245 | 67.1278 | 0
| All | All Customers | 4 | Average Weekday | CAISO | 1-in-10 | 2030 | 13 | 410.0541 | 419.2737 | 36.7551 | 69.4902 | 0
| All | All Customers | 4 | Average Weekday | CAISO | 1-in-10 | 2030 | 14 | 377.5995 | 384.0251 | 36.7094 | 71.1913 | 0
| All | All Customers | 4 | Average Weekday | CAISO | 1-in-10 | 2030 | 15 | 330.0688 | 335.578 | 36.6163 | 72.3893 | 0
| All | All Customers | 4 | Average Weekday | CAISO | 1-in-10 | 2030 | 16 | 289.6429 | 291.8359 | 36.4895 | 73 | 0
| All | All Customers | 4 | Average Weekday | CAISO | 1-in-10 | 2030 | 17 | 269.5781 | 277.7497 | 36.3062 | 73.0893 | 0
| All | All Customers | 4 | Average Weekday | CAISO | 1-in-10 | 2030 | 18 | 251.9156 | 258.283 | 36.319 | 72.2961 | 0
| All | All Customers | 4 | Average Weekday | CAISO | 1-in-10 | 2030 | 19 | 237.5574 | 242.3722 | 36.3894 | 70.8969 | 0
| All | All Customers | 4 | Average Weekday | CAISO | 1-in-10 | 2030 | 20 | 229.7544 | 233.8745 | 36.2696 | 68.6958 | 0
| All | All Customers | 4 | Average Weekday | CAISO | 1-in-10 | 2030 | 21 | 237.5619 | 241.6891 | 36.3169 | 65.7935 | 0
| All | All Customers | 4 | Average Weekday | CAISO | 1-in-10 | 2030 | 22 | 413.5657 | 436.2496 | 36.4914 | 63.6144 | 0
| All | All Customers | 4 | Average Weekday | CAISO | 1-in-10 | 2030 | 23 | 416.6855 | 440.6714 | 36.5411 | 62.0737 | 0
| All | All Customers | 4 | Average Weekday | CAISO | 1-in-10 | 2030 | 24 | 444.4656 | 476.6219 | 36.5899 | 60.8033 | 0
| All | All Customers | 4 | Monthly System Peak Day | CAISO | 1-in-10 | 2030 | 1 | 387.2307 | 415.8595 | 36.2072 | 71.168 | 0
| All | All Customers | 4 | Monthly System Peak Day | CAISO | 1-in-10 | 2030 | 2 | 374.6735 | 393.6456 | 36.2674 | 68.8626 | 0
| All | All Customers | 4 | Monthly System Peak Day | CAISO | 1-in-10 | 2030 | 3 | 475.8904 | 497.8978 | 36.2771 | 66.9391 | 0
| All | All Customers | 4 | Monthly System Peak Day | CAISO | 1-in-10 | 2030 | 4 | 577.7191 | 600.2772 | 36.3077 | 65.7202 | 0
| All | All Customers | 4 | Monthly System Peak Day | CAISO | 1-in-10 | 2030 | 5 | 552.2527 | 580.3282 | 36.3036 | 65.8589 | 0
| All | All Customers | 4 | Monthly System Peak Day | CAISO | 1-in-10 | 2030 | 6 | 567.099 | 591.9421 | 36.3424 | 66.0598 | 0
| All | All Customers | 4 | Monthly System Peak Day | CAISO | 1-in-10 | 2030 | 7 | 581.1986 | 596.1037 | 36.3484 | 66.4513 | 0
| All | All Customers | 4 | Monthly System Peak Day | CAISO | 1-in-10 | 2030 | 8 | 598.7676 | 648.0553 | 36.1717 | 66.7937 | 0
| All | All Customers | 4 | Monthly System Peak Day | CAISO | 1-in-10 | 2030 | 9 | 532.8947 | 580.7856 | 36.1617 | 69.7332 | 0
| All | All Customers | 4 | Monthly System Peak Day | CAISO | 1-in-10 | 2030 | 10 | 518.0842 | 549.0292 | 36.2061 | 74.0013 | 0
| All | All Customers | 4 | Monthly System Peak Day | CAISO | 1-in-10 | 2030 | 11 | 502.1106 | 530.4249 | 36.2858 | 78.2468 | 0
| All | All Customers | 4 | Monthly System Peak Day | CAISO | 1-in-10 | 2030 | 12 | 494.462 | 518.9573 | 36.4374 | 82.2387 | 0
| All | All Customers | 4 | Monthly System Peak Day | CAISO | 1-in-10 | 2030 | 13 | 410.0541 | 423.9131 | 36.5857 | 85.1251 | 0
| All | All Customers | 4 | Monthly System Peak Day | CAISO | 1-in-10 | 2030 | 14 | 377.5995 | 385.6138 | 36.4565 | 87.0217 | 0
| All | All Customers | 4 | Monthly System Peak Day | CAISO | 1-in-10 | 2030 | 15 | 330.0688 | 335.9218 | 36.2738 | 88.4091 | 0
| All | All Customers | 4 | Monthly System Peak Day | CAISO | 1-in-10 | 2030 | 16 | 289.6429 | 289.5263 | 36.2818 | 89.5238 | 0
| All | All Customers | 4 | Monthly System Peak Day | CAISO | 1-in-10 | 2030 | 17 | 269.5781 | 277.9757 | 36.283 | 90.2309 | 0
| All | All Customers | 4 | Monthly System Peak Day | CAISO | 1-in-10 | 2030 | 18 | 251.9156 | 259.053 | 36.268 | 90.4085 | 0
| All | All Customers | 4 | Monthly System Peak Day | CAISO | 1-in-10 | 2030 | 19 | 237.5574 | 241.8232 | 37.7957 | 89.6202 | 0
| All | All Customers | 4 | Monthly System Peak Day | CAISO | 1-in-10 | 2030 | 20 | 229.7544 | 233.1798 | 36.2695 | 87.5628 | 0
| All | All Customers | 4 | Monthly System Peak Day | CAISO | 1-in-10 | 2030 | 21 | 237.5619 | 242.4768 | 36.4624 | 84.2362 | 0
| All | All Customers | 4 | Monthly System Peak Day | CAISO | 1-in-10 | 2030 | 22 | 413.5657 | 436.5344 | 36.3029 | 81.1628 | 0
| All | All Customers | 4 | Monthly System Peak Day | CAISO | 1-in-10 | 2030 | 23 | 416.6855 | 445.1472 | 36.2291 | 78.4269 | 0
| All | All Customers | 4 | Monthly System Peak Day | CAISO | 1-in-10 | 2030 | 24 | 444.4656 | 496.9126 | 36.1637 | 75.4657 | 0
| All | All Customers | 5 | Average Weekday | CAISO | 1-in-10 | 2030 | 1 | 395.1028 | 409.6673 | 36.5552 | 62.6645 | 0
| All | All Customers | 5 | Average Weekday | CAISO | 1-in-10 | 2030 | 2 | 383.2659 | 391.4709 | 36.5065 | 61.686 | 0
| All | All Customers | 5 | Average Weekday | CAISO | 1-in-10 | 2030 | 3 | 487.8199 | 499.8112 | 36.4993 | 60.8176 | 0
| All | All Customers | 5 | Average Weekday | CAISO | 1-in-10 | 2030 | 4 | 591.3401 | 608.2485 | 36.4835 | 60.0235 | 0
| All | All Customers | 5 | Average Weekday | CAISO | 1-in-10 | 2030 | 5 | 569.903 | 589.9875 | 36.4868 | 59.4411 | 0
| All | All Customers | 5 | Average Weekday | CAISO | 1-in-10 | 2030 | 6 | 579.2349 | 603.7963 | 36.473 | 58.9528 | 0
| All | All Customers | 5 | Average Weekday | CAISO | 1-in-10 | 2030 | 7 | 585.4946 | 602.3518 | 36.4852 | 58.7176 | 0
| All | All Customers | 5 | Average Weekday | CAISO | 1-in-10 | 2030 | 8 | 611.2441 | 642.0245 | 36.6142 | 59.4845 | 0
| All | All Customers | 5 | Average Weekday | CAISO | 1-in-10 | 2030 | 9 | 541.312 | 576.7755 | 36.7307 | 61.9999 | 0
| All | All Customers | 5 | Average Weekday | CAISO | 1-in-10 | 2030 | 10 | 531.2969 | 554.8073 | 36.6231 | 65.3043 | 0
| All | All Customers | 5 | Average Weekday | CAISO | 1-in-10 | 2030 | 11 | 516.2629 | 532.5015 | 36.6811 | 68.3821 | 0
| All | All Customers | 5 | Average Weekday | CAISO | 1-in-10 | 2030 | 12 | 504.1265 | 515.4292 | 36.7388 | 71.0609 | 0
| All | All Customers | 5 | Average Weekday | CAISO | 1-in-10 | 2030 | 13 | 419.1753 | 428.7403 | 36.769 | 73.3291 | 0
| All | All Customers | 5 | Average Weekday | CAISO | 1-in-10 | 2030 | 14 | 392.9536 | 399.4419 | 36.7232 | 75.0832 | 0
| All | All Customers | 5 | Average Weekday | CAISO | 1-in-10 | 2030 | 15 | 350.7501 | 356.2031 | 36.6303 | 76.3265 | 0
| All | All Customers | 5 | Average Weekday | CAISO | 1-in-10 | 2030 | 16 | 303.8133 | 305.9438 | 36.5045 | 76.8948 | 0
| All | All Customers | 5 | Average Weekday | CAISO | 1-in-10 | 2030 | 17 | 276.8897 | 285.8178 | 36.3127 | 76.9554 | 0
| All | All Customers | 5 | Average Weekday | CAISO | 1-in-10 | 2030 | 18 | 263.1489 | 269.9419 | 36.3253 | 76.2265 | 0
| All | All Customers | 5 | Average Weekday | CAISO | 1-in-10 | 2030 | 19 | 252.3525 | 257.5733 | 36.3855 | 74.8608 | 0
| All | All Customers | 5 | Average Weekday | CAISO | 1-in-10 | 2030 | 20 | 241.8419 | 246.2218 | 36.2697 | 72.769 | 0
| All | All Customers | 5 | Average Weekday | CAISO | 1-in-10 | 2030 | 21 | 252.9155 | 257.2604 | 36.3233 | 69.7865 | 0
| All | All Customers | 5 | Average Weekday | CAISO | 1-in-10 | 2030 | 22 | 425.6578 | 448.8805 | 36.5078 | 67.0523 | 0
| All | All Customers | 5 | Average Weekday | CAISO | 1-in-10 | 2030 | 23 | 435.1286 | 459.8564 | 36.5574 | 65.2221 | 0
| All | All Customers | 5 | Average Weekday | CAISO | 1-in-10 | 2030 | 24 | 460.2716 | 493.0453 | 36.6056 | 63.7844 | 0
| All | All Customers | 5 | Monthly System Peak Day | CAISO | 1-in-10 | 2030 | 1 | 395.1028 | 424.2839 | 36.2262 | 73.9451 | 0
| All | All Customers | 5 | Monthly System Peak Day | CAISO | 1-in-10 | 2030 | 2 | 383.2659 | 400.4687 | 36.2852 | 72.4128 | 0
| All | All Customers | 5 | Monthly System Peak Day | CAISO | 1-in-10 | 2030 | 3 | 487.8199 | 509.5971 | 36.2946 | 70.8805 | 0
| All | All Customers | 5 | Monthly System Peak Day | CAISO | 1-in-10 | 2030 | 4 | 591.3401 | 614.6946 | 36.3249 | 69.4883 | 0
| All | All Customers | 5 | Monthly System Peak Day | CAISO | 1-in-10 | 2030 | 5 | 569.903 | 598.9898 | 36.3208 | 68.5669 | 0
| All | All Customers | 5 | Monthly System Peak Day | CAISO | 1-in-10 | 2030 | 6 | 579.2349 | 606.1384 | 36.3593 | 67.5106 | 0
| All | All Customers | 5 | Monthly System Peak Day | CAISO | 1-in-10 | 2030 | 7 | 585.4946 | 599.9996 | 36.3656 | 67.139 | 0
| All | All Customers | 5 | Monthly System Peak Day | CAISO | 1-in-10 | 2030 | 8 | 611.2441 | 659.1902 | 36.1919 | 67.588 | 0
| All | All Customers | 5 | Monthly System Peak Day | CAISO | 1-in-10 | 2030 | 9 | 541.312 | 587.502 | 36.1846 | 71.9541 | 0
| All | All Customers | 5 | Monthly System Peak Day | CAISO | 1-in-10 | 2030 | 10 | 531.2969 | 561.8959 | 36.2271 | 78.4437 | 0
| All | All Customers | 5 | Monthly System Peak Day | CAISO | 1-in-10 | 2030 | 11 | 516.2629 | 544.5873 | 36.3088 | 84.4634 | 0
| All | All Customers | 5 | Monthly System Peak Day | CAISO | 1-in-10 | 2030 | 12 | 504.1265 | 527.6752 | 36.4623 | 88.5098 | 0
| All | All Customers | 5 | Monthly System Peak Day | CAISO | 1-in-10 | 2030 | 13 | 419.1753 | 432.5782 | 36.6115 | 91.3209 | 0
| All | All Customers | 5 | Monthly System Peak Day | CAISO | 1-in-10 | 2030 | 14 | 392.9536 | 399.5299 | 36.481 | 93.0051 | 0
| All | All Customers | 5 | Monthly System Peak Day | CAISO | 1-in-10 | 2030 | 15 | 350.7501 | 356.5424 | 36.2953 | 94.2891 | 0
| All | All Customers | 5 | Monthly System Peak Day | CAISO | 1-in-10 | 2030 | 16 | 303.8133 | 303.7222 | 36.2995 | 94.3726 | 0
| All | All Customers | 5 | Monthly System Peak Day | CAISO | 1-in-10 | 2030 | 17 | 276.8897 | 286.0371 | 36.2908 | 93.9017 | 0
| All | All Customers | 5 | Monthly System Peak Day | CAISO | 1-in-10 | 2030 | 18 | 263.1489 | 270.3468 | 36.2772 | 93.1366 | 0
| All | All Customers | 5 | Monthly System Peak Day | CAISO | 1-in-10 | 2030 | 19 | 252.3525 | 256.8539 | 37.7555 | 92.0447 | 0
| All | All Customers | 5 | Monthly System Peak Day | CAISO | 1-in-10 | 2030 | 20 | 241.8419 | 245.5522 | 36.2696 | 89.5105 | 0
| All | All Customers | 5 | Monthly System Peak Day | CAISO | 1-in-10 | 2030 | 21 | 252.9155 | 258.0746 | 36.4636 | 85.6688 | 0
| All | All Customers | 5 | Monthly System Peak Day | CAISO | 1-in-10 | 2030 | 22 | 425.6578 | 449.2426 | 36.3205 | 81.9451 | 0
| All | All Customers | 5 | Monthly System Peak Day | CAISO | 1-in-10 | 2030 | 23 | 435.1286 | 464.4951 | 36.2482 | 79.3652 | 0
| All | All Customers | 5 | Monthly System Peak Day | CAISO | 1-in-10 | 2030 | 24 | 460.2716 | 513.5864 | 36.1838 | 76.6451 | 0
| All | All Customers | 6 | Average Weekday | CAISO | 1-in-10 | 2030 | 1 | 382.004 | 410.7084 | 36.5398 | 66.5999 | 0
| All | All Customers | 6 | Average Weekday | CAISO | 1-in-10 | 2030 | 2 | 370.1438 | 391.0076 | 36.5426 | 65.9006 | 0
| All | All Customers | 6 | Average Weekday | CAISO | 1-in-10 | 2030 | 3 | 465.186 | 492.1961 | 36.5436 | 65.2662 | 0
| All | All Customers | 6 | Average Weekday | CAISO | 1-in-10 | 2030 | 4 | 562.0253 | 590.5692 | 36.5441 | 64.6507 | 0
| All | All Customers | 6 | Average Weekday | CAISO | 1-in-10 | 2030 | 5 | 540.1664 | 580.395 | 36.5388 | 64.1746 | 0
| All | All Customers | 6 | Average Weekday | CAISO | 1-in-10 | 2030 | 6 | 564.1804 | 610.4994 | 36.529 | 63.7832 | 0
| All | All Customers | 6 | Average Weekday | CAISO | 1-in-10 | 2030 | 7 | 577.7493 | 602.9401 | 36.4968 | 63.476 | 0
| All | All Customers | 6 | Average Weekday | CAISO | 1-in-10 | 2030 | 8 | 597.1116 | 626.6646 | 36.55 | 64.0318 | 0
| All | All Customers | 6 | Average Weekday | CAISO | 1-in-10 | 2030 | 9 | 552.0051 | 572.5768 | 36.5712 | 65.9714 | 0
| All | All Customers | 6 | Average Weekday | CAISO | 1-in-10 | 2030 | 10 | 538.3563 | 552.5405 | 36.5556 | 68.8032 | 0
| All | All Customers | 6 | Average Weekday | CAISO | 1-in-10 | 2030 | 11 | 515.6443 | 528.1122 | 36.5845 | 72.0084 | 0
| All | All Customers | 6 | Average Weekday | CAISO | 1-in-10 | 2030 | 12 | 506.3164 | 520.9163 | 36.6168 | 75.1083 | 0
| All | All Customers | 6 | Average Weekday | CAISO | 1-in-10 | 2030 | 13 | 422.0584 | 441.4997 | 36.6278 | 77.5187 | 0
| All | All Customers | 6 | Average Weekday | CAISO | 1-in-10 | 2030 | 14 | 392.7989 | 409.1711 | 36.5988 | 79.3071 | 0
| All | All Customers | 6 | Average Weekday | CAISO | 1-in-10 | 2030 | 15 | 340.8055 | 355.3035 | 36.5331 | 80.4926 | 0
| All | All Customers | 6 | Average Weekday | CAISO | 1-in-10 | 2030 | 16 | 298.5864 | 301.5916 | 36.4816 | 81.1097 | 0
| All | All Customers | 6 | Average Weekday | CAISO | 1-in-10 | 2030 | 17 | 276.4436 | 285.6986 | 36.7674 | 81.0308 | 0
| All | All Customers | 6 | Average Weekday | CAISO | 1-in-10 | 2030 | 18 | 254.6733 | 269.6344 | 36.7888 | 80.1832 | 0
| All | All Customers | 6 | Average Weekday | CAISO | 1-in-10 | 2030 | 19 | 239.032 | 261.9725 | 39.3244 | 78.7527 | 0
| All | All Customers | 6 | Average Weekday | CAISO | 1-in-10 | 2030 | 20 | 225.0915 | 244.6655 | 36.7404 | 76.6583 | 0
| All | All Customers | 6 | Average Weekday | CAISO | 1-in-10 | 2030 | 21 | 242.0261 | 257.9958 | 37.0074 | 73.7764 | 0
| All | All Customers | 6 | Average Weekday | CAISO | 1-in-10 | 2030 | 22 | 400.203 | 433.7472 | 36.6071 | 70.7793 | 0
| All | All Customers | 6 | Average Weekday | CAISO | 1-in-10 | 2030 | 23 | 428.1915 | 462.2023 | 36.5692 | 68.9101 | 0
| All | All Customers | 6 | Average Weekday | CAISO | 1-in-10 | 2030 | 24 | 454.8926 | 496.4913 | 36.5513 | 67.6558 | 0
| All | All Customers | 6 | Monthly System Peak Day | CAISO | 1-in-10 | 2030 | 1 | 382.004 | 374.6694 | 44.4384 | 74.367 | 0
| All | All Customers | 6 | Monthly System Peak Day | CAISO | 1-in-10 | 2030 | 2 | 370.1438 | 345.9555 | 44.4491 | 72.8839 | 0
| All | All Customers | 6 | Monthly System Peak Day | CAISO | 1-in-10 | 2030 | 3 | 465.186 | 419.268 | 44.4537 | 71.7346 | 0
| All | All Customers | 6 | Monthly System Peak Day | CAISO | 1-in-10 | 2030 | 4 | 562.0253 | 486.0892 | 44.4575 | 70.9788 | 0
| All | All Customers | 6 | Monthly System Peak Day | CAISO | 1-in-10 | 2030 | 5 | 540.1664 | 481.5749 | 44.4525 | 69.9524 | 0
| All | All Customers | 6 | Monthly System Peak Day | CAISO | 1-in-10 | 2030 | 6 | 564.1804 | 517.288 | 44.4466 | 69.2472 | 0
| All | All Customers | 6 | Monthly System Peak Day | CAISO | 1-in-10 | 2030 | 7 | 577.7493 | 519.0715 | 44.3691 | 68.7623 | 0
| All | All Customers | 6 | Monthly System Peak Day | CAISO | 1-in-10 | 2030 | 8 | 597.1116 | 548.8942 | 44.4268 | 69.6755 | 0
| All | All Customers | 6 | Monthly System Peak Day | CAISO | 1-in-10 | 2030 | 9 | 552.0051 | 526.0694 | 44.3955 | 73.5378 | 0
| All | All Customers | 6 | Monthly System Peak Day | CAISO | 1-in-10 | 2030 | 10 | 538.3563 | 503.349 | 44.3466 | 79.5148 | 0
| All | All Customers | 6 | Monthly System Peak Day | CAISO | 1-in-10 | 2030 | 11 | 515.6443 | 479.8226 | 44.3358 | 84.6279 | 0
| All | All Customers | 6 | Monthly System Peak Day | CAISO | 1-in-10 | 2030 | 12 | 506.3164 | 470.476 | 44.3528 | 88.9216 | 0
| All | All Customers | 6 | Monthly System Peak Day | CAISO | 1-in-10 | 2030 | 13 | 422.0584 | 403.4454 | 44.3362 | 90.592 | 0
| All | All Customers | 6 | Monthly System Peak Day | CAISO | 1-in-10 | 2030 | 14 | 392.7989 | 376.5234 | 44.3534 | 92.1858 | 0
| All | All Customers | 6 | Monthly System Peak Day | CAISO | 1-in-10 | 2030 | 15 | 340.8055 | 328.6762 | 44.3407 | 93.8606 | 0
| All | All Customers | 6 | Monthly System Peak Day | CAISO | 1-in-10 | 2030 | 16 | 298.5864 | 273.6887 | 44.2855 | 95.2577 | 0
| All | All Customers | 6 | Monthly System Peak Day | CAISO | 1-in-10 | 2030 | 17 | 276.4436 | 287.2263 | 44.2976 | 95.3506 | 0
| All | All Customers | 6 | Monthly System Peak Day | CAISO | 1-in-10 | 2030 | 18 | 254.6733 | 279.2737 | 44.4306 | 95.0523 | 0
| All | All Customers | 6 | Monthly System Peak Day | CAISO | 1-in-10 | 2030 | 19 | 239.032 | 233.2014 | 44.3897 | 93.4385 | 0
| All | All Customers | 6 | Monthly System Peak Day | CAISO | 1-in-10 | 2030 | 20 | 225.0915 | 229.3939 | 43.4056 | 89.3141 | 0
| All | All Customers | 6 | Monthly System Peak Day | CAISO | 1-in-10 | 2030 | 21 | 242.0261 | 226.4089 | 45.3739 | 84.8406 | 0
| All | All Customers | 6 | Monthly System Peak Day | CAISO | 1-in-10 | 2030 | 22 | 400.203 | 380.1912 | 44.6925 | 80.8016 | 0
| All | All Customers | 6 | Monthly System Peak Day | CAISO | 1-in-10 | 2030 | 23 | 428.1915 | 396.2384 | 44.5388 | 77.3827 | 0
| All | All Customers | 6 | Monthly System Peak Day | CAISO | 1-in-10 | 2030 | 24 | 454.8926 | 432.067 | 44.4633 | 75.3019 | 0
| All | All Customers | 7 | Average Weekday | CAISO | 1-in-10 | 2030 | 1 | 382.9883 | 410.5108 | 39.2806 | 72.1536 | 0
| All | All Customers | 7 | Average Weekday | CAISO | 1-in-10 | 2030 | 2 | 381.462 | 400.3247 | 39.2762 | 71.4201 | 0
| All | All Customers | 7 | Average Weekday | CAISO | 1-in-10 | 2030 | 3 | 468.089 | 493.9045 | 39.275 | 70.7709 | 0
| All | All Customers | 7 | Average Weekday | CAISO | 1-in-10 | 2030 | 4 | 565.7461 | 595.5562 | 39.2728 | 70.2504 | 0
| All | All Customers | 7 | Average Weekday | CAISO | 1-in-10 | 2030 | 5 | 547.1913 | 587.7078 | 39.2703 | 69.8041 | 0
| All | All Customers | 7 | Average Weekday | CAISO | 1-in-10 | 2030 | 6 | 555.7844 | 600.1016 | 39.2639 | 69.4399 | 0
| All | All Customers | 7 | Average Weekday | CAISO | 1-in-10 | 2030 | 7 | 561.5334 | 583.722 | 39.264 | 69.2407 | 0
| All | All Customers | 7 | Average Weekday | CAISO | 1-in-10 | 2030 | 8 | 578.3164 | 607.8103 | 39.2949 | 69.7054 | 0
| All | All Customers | 7 | Average Weekday | CAISO | 1-in-10 | 2030 | 9 | 522.7498 | 542.7776 | 39.3278 | 71.9118 | 0
| All | All Customers | 7 | Average Weekday | CAISO | 1-in-10 | 2030 | 10 | 511.4311 | 524.3684 | 39.3268 | 74.9215 | 0
| All | All Customers | 7 | Average Weekday | CAISO | 1-in-10 | 2030 | 11 | 494.0077 | 505.9297 | 39.3621 | 78.3302 | 0
| All | All Customers | 7 | Average Weekday | CAISO | 1-in-10 | 2030 | 12 | 486.079 | 501.1602 | 39.3964 | 81.5124 | 0
| All | All Customers | 7 | Average Weekday | CAISO | 1-in-10 | 2030 | 13 | 400.4433 | 418.2323 | 39.4119 | 83.9403 | 0
| All | All Customers | 7 | Average Weekday | CAISO | 1-in-10 | 2030 | 14 | 374.6869 | 390.0771 | 39.3806 | 85.7186 | 0
| All | All Customers | 7 | Average Weekday | CAISO | 1-in-10 | 2030 | 15 | 328.6983 | 342.8307 | 39.322 | 86.8585 | 0
| All | All Customers | 7 | Average Weekday | CAISO | 1-in-10 | 2030 | 16 | 281.5043 | 282.3955 | 39.2796 | 87.4293 | 0
| All | All Customers | 7 | Average Weekday | CAISO | 1-in-10 | 2030 | 17 | 263.1925 | 271.1345 | 39.6829 | 87.3156 | 0
| All | All Customers | 7 | Average Weekday | CAISO | 1-in-10 | 2030 | 18 | 249.697 | 261.975 | 39.7055 | 86.4657 | 0
| All | All Customers | 7 | Average Weekday | CAISO | 1-in-10 | 2030 | 19 | 235.8693 | 257.2166 | 40.3107 | 84.9536 | 0
| All | All Customers | 7 | Average Weekday | CAISO | 1-in-10 | 2030 | 20 | 230.1679 | 245.5101 | 39.2443 | 82.593 | 0
| All | All Customers | 7 | Average Weekday | CAISO | 1-in-10 | 2030 | 21 | 250.9143 | 263.2607 | 39.7147 | 79.4531 | 0
| All | All Customers | 7 | Average Weekday | CAISO | 1-in-10 | 2030 | 22 | 408.437 | 443.9068 | 39.2551 | 76.411 | 0
| All | All Customers | 7 | Average Weekday | CAISO | 1-in-10 | 2030 | 23 | 427.5344 | 457.991 | 39.2674 | 74.6466 | 0
| All | All Customers | 7 | Average Weekday | CAISO | 1-in-10 | 2030 | 24 | 449.8468 | 488.9221 | 39.2836 | 73.4889 | 0
| All | All Customers | 7 | Monthly System Peak Day | CAISO | 1-in-10 | 2030 | 1 | 382.9883 | 375.2964 | 39.293 | 76.5275 | 0
| All | All Customers | 7 | Monthly System Peak Day | CAISO | 1-in-10 | 2030 | 2 | 381.462 | 354.4397 | 39.2779 | 75.9902 | 0
| All | All Customers | 7 | Monthly System Peak Day | CAISO | 1-in-10 | 2030 | 3 | 468.089 | 418.3949 | 39.2763 | 75.0914 | 0
| All | All Customers | 7 | Monthly System Peak Day | CAISO | 1-in-10 | 2030 | 4 | 565.7461 | 491.3786 | 39.273 | 74.0715 | 0
| All | All Customers | 7 | Monthly System Peak Day | CAISO | 1-in-10 | 2030 | 5 | 547.1913 | 490.239 | 39.2811 | 73.2621 | 0
| All | All Customers | 7 | Monthly System Peak Day | CAISO | 1-in-10 | 2030 | 6 | 555.7844 | 514.08 | 39.2953 | 72.8051 | 0
| All | All Customers | 7 | Monthly System Peak Day | CAISO | 1-in-10 | 2030 | 7 | 561.5334 | 505.9289 | 39.3438 | 72.349 | 0
| All | All Customers | 7 | Monthly System Peak Day | CAISO | 1-in-10 | 2030 | 8 | 578.3164 | 535.9863 | 39.3115 | 72.5955 | 0
| All | All Customers | 7 | Monthly System Peak Day | CAISO | 1-in-10 | 2030 | 9 | 522.7498 | 496.6663 | 39.3148 | 75.0342 | 0
| All | All Customers | 7 | Monthly System Peak Day | CAISO | 1-in-10 | 2030 | 10 | 511.4311 | 474.9661 | 39.3058 | 78.4777 | 0
| All | All Customers | 7 | Monthly System Peak Day | CAISO | 1-in-10 | 2030 | 11 | 494.0077 | 458.4914 | 39.316 | 82.4014 | 0
| All | All Customers | 7 | Monthly System Peak Day | CAISO | 1-in-10 | 2030 | 12 | 486.079 | 451.1352 | 39.327 | 85.9909 | 0
| All | All Customers | 7 | Monthly System Peak Day | CAISO | 1-in-10 | 2030 | 13 | 400.4433 | 383.2455 | 39.339 | 88.5239 | 0
| All | All Customers | 7 | Monthly System Peak Day | CAISO | 1-in-10 | 2030 | 14 | 374.6869 | 359.326 | 39.3333 | 90.3151 | 0
| All | All Customers | 7 | Monthly System Peak Day | CAISO | 1-in-10 | 2030 | 15 | 328.6983 | 317.6707 | 39.3499 | 91.4602 | 0
| All | All Customers | 7 | Monthly System Peak Day | CAISO | 1-in-10 | 2030 | 16 | 281.5043 | 256.4933 | 39.3482 | 91.8551 | 0
| All | All Customers | 7 | Monthly System Peak Day | CAISO | 1-in-10 | 2030 | 17 | 263.1925 | 273.8367 | 39.2274 | 90.9235 | 0
| All | All Customers | 7 | Monthly System Peak Day | CAISO | 1-in-10 | 2030 | 18 | 249.697 | 272.4128 | 39.3164 | 90.3439 | 0
| All | All Customers | 7 | Monthly System Peak Day | CAISO | 1-in-10 | 2030 | 19 | 235.8693 | 231.7906 | 38.9074 | 88.852 | 0
| All | All Customers | 7 | Monthly System Peak Day | CAISO | 1-in-10 | 2030 | 20 | 230.1679 | 253.2993 | 38.6766 | 86.2629 | 0
| All | All Customers | 7 | Monthly System Peak Day | CAISO | 1-in-10 | 2030 | 21 | 250.9143 | 236.8718 | 39.8663 | 82.9808 | 0
| All | All Customers | 7 | Monthly System Peak Day | CAISO | 1-in-10 | 2030 | 22 | 408.437 | 394.2853 | 39.4006 | 79.3628 | 0
| All | All Customers | 7 | Monthly System Peak Day | CAISO | 1-in-10 | 2030 | 23 | 427.5344 | 395.0099 | 39.3075 | 77.7227 | 0
| All | All Customers | 7 | Monthly System Peak Day | CAISO | 1-in-10 | 2030 | 24 | 449.8468 | 426.1693 | 39.3011 | 76.3296 | 0
| All | All Customers | 8 | Average Weekday | CAISO | 1-in-10 | 2030 | 1 | 403.9128 | 435.2372 | 36.7493 | 71.5409 | 0
| All | All Customers | 8 | Average Weekday | CAISO | 1-in-10 | 2030 | 2 | 390.4081 | 412.8236 | 36.7446 | 70.8332 | 0
| All | All Customers | 8 | Average Weekday | CAISO | 1-in-10 | 2030 | 3 | 473.5912 | 499.5113 | 36.7431 | 70.199 | 0
| All | All Customers | 8 | Average Weekday | CAISO | 1-in-10 | 2030 | 4 | 577.6613 | 608.6848 | 36.7401 | 69.6977 | 0
| All | All Customers | 8 | Average Weekday | CAISO | 1-in-10 | 2030 | 5 | 552.1736 | 593.8597 | 36.7375 | 69.2229 | 0
| All | All Customers | 8 | Average Weekday | CAISO | 1-in-10 | 2030 | 6 | 564.9996 | 612.7668 | 36.7302 | 68.8435 | 0
| All | All Customers | 8 | Average Weekday | CAISO | 1-in-10 | 2030 | 7 | 579.1399 | 606.5265 | 36.7363 | 68.5069 | 0
| All | All Customers | 8 | Average Weekday | CAISO | 1-in-10 | 2030 | 8 | 589.3834 | 621.9501 | 36.765 | 68.5051 | 0
| All | All Customers | 8 | Average Weekday | CAISO | 1-in-10 | 2030 | 9 | 528.6298 | 549.5619 | 36.8 | 70.1299 | 0
| All | All Customers | 8 | Average Weekday | CAISO | 1-in-10 | 2030 | 10 | 519.4633 | 533.4288 | 36.8043 | 72.7973 | 0
| All | All Customers | 8 | Average Weekday | CAISO | 1-in-10 | 2030 | 11 | 498.3079 | 511.2224 | 36.8375 | 75.9355 | 0
| All | All Customers | 8 | Average Weekday | CAISO | 1-in-10 | 2030 | 12 | 487.4673 | 503.7685 | 36.8663 | 79.0539 | 0
| All | All Customers | 8 | Average Weekday | CAISO | 1-in-10 | 2030 | 13 | 410.7784 | 430.8595 | 36.8814 | 81.6854 | 0
| All | All Customers | 8 | Average Weekday | CAISO | 1-in-10 | 2030 | 14 | 382.6062 | 399.4326 | 36.8513 | 83.7858 | 0
| All | All Customers | 8 | Average Weekday | CAISO | 1-in-10 | 2030 | 15 | 336.821 | 351.897 | 36.7976 | 85.2137 | 0
| All | All Customers | 8 | Average Weekday | CAISO | 1-in-10 | 2030 | 16 | 290.4366 | 294.4676 | 36.7597 | 85.8037 | 0
| All | All Customers | 8 | Average Weekday | CAISO | 1-in-10 | 2030 | 17 | 273.4798 | 280.8019 | 37.1208 | 85.757 | 0
| All | All Customers | 8 | Average Weekday | CAISO | 1-in-10 | 2030 | 18 | 250.5109 | 264.4615 | 37.1765 | 84.8848 | 0
| All | All Customers | 8 | Average Weekday | CAISO | 1-in-10 | 2030 | 19 | 236.9923 | 260.6699 | 38.0513 | 83.3207 | 0
| All | All Customers | 8 | Average Weekday | CAISO | 1-in-10 | 2030 | 20 | 236.8813 | 256.2908 | 36.9426 | 80.9246 | 0
| All | All Customers | 8 | Average Weekday | CAISO | 1-in-10 | 2030 | 21 | 261.5873 | 277.3615 | 37.3116 | 77.6224 | 0
| All | All Customers | 8 | Average Weekday | CAISO | 1-in-10 | 2030 | 22 | 421.6944 | 454.0658 | 36.7133 | 75.1915 | 0
| All | All Customers | 8 | Average Weekday | CAISO | 1-in-10 | 2030 | 23 | 444.58 | 480.0433 | 36.7257 | 73.7628 | 0
| All | All Customers | 8 | Average Weekday | CAISO | 1-in-10 | 2030 | 24 | 470.478 | 513.3916 | 36.7495 | 72.683 | 0
| All | All Customers | 8 | Monthly System Peak Day | CAISO | 1-in-10 | 2030 | 1 | 403.9128 | 396.1391 | 31.3111 | 74.963 | 0
| All | All Customers | 8 | Monthly System Peak Day | CAISO | 1-in-10 | 2030 | 2 | 390.4081 | 365.5959 | 31.2953 | 74.0975 | 0
| All | All Customers | 8 | Monthly System Peak Day | CAISO | 1-in-10 | 2030 | 3 | 473.5912 | 429.8928 | 31.2941 | 73.4693 | 0
| All | All Customers | 8 | Monthly System Peak Day | CAISO | 1-in-10 | 2030 | 4 | 577.6613 | 506.2999 | 31.2912 | 72.8742 | 0
| All | All Customers | 8 | Monthly System Peak Day | CAISO | 1-in-10 | 2030 | 5 | 552.1736 | 498.8848 | 31.2997 | 72.1898 | 0
| All | All Customers | 8 | Monthly System Peak Day | CAISO | 1-in-10 | 2030 | 6 | 564.9996 | 521.7094 | 31.316 | 71.5783 | 0
| All | All Customers | 8 | Monthly System Peak Day | CAISO | 1-in-10 | 2030 | 7 | 579.1399 | 524.2768 | 31.3616 | 71.1706 | 0
| All | All Customers | 8 | Monthly System Peak Day | CAISO | 1-in-10 | 2030 | 8 | 589.3834 | 545.4357 | 31.3288 | 71.0271 | 0
| All | All Customers | 8 | Monthly System Peak Day | CAISO | 1-in-10 | 2030 | 9 | 528.6298 | 504.3842 | 31.3304 | 73.2935 | 0
| All | All Customers | 8 | Monthly System Peak Day | CAISO | 1-in-10 | 2030 | 10 | 519.4633 | 484.7573 | 31.3147 | 77.163 | 0
| All | All Customers | 8 | Monthly System Peak Day | CAISO | 1-in-10 | 2030 | 11 | 498.3079 | 462.4732 | 31.3276 | 82.0368 | 0
| All | All Customers | 8 | Monthly System Peak Day | CAISO | 1-in-10 | 2030 | 12 | 487.4673 | 451.4691 | 31.3458 | 86.9797 | 0
| All | All Customers | 8 | Monthly System Peak Day | CAISO | 1-in-10 | 2030 | 13 | 410.7784 | 394.2894 | 31.36 | 90.4847 | 0
| All | All Customers | 8 | Monthly System Peak Day | CAISO | 1-in-10 | 2030 | 14 | 382.6062 | 368.5291 | 31.3546 | 93.1945 | 0
| All | All Customers | 8 | Monthly System Peak Day | CAISO | 1-in-10 | 2030 | 15 | 336.821 | 327.0979 | 31.3698 | 94.2092 | 0
| All | All Customers | 8 | Monthly System Peak Day | CAISO | 1-in-10 | 2030 | 16 | 290.4366 | 268.9441 | 31.3587 | 94.1071 | 0
| All | All Customers | 8 | Monthly System Peak Day | CAISO | 1-in-10 | 2030 | 17 | 273.4798 | 283.2293 | 31.1826 | 93.6937 | 0
| All | All Customers | 8 | Monthly System Peak Day | CAISO | 1-in-10 | 2030 | 18 | 250.5109 | 275.239 | 31.273 | 92.8131 | 0
| All | All Customers | 8 | Monthly System Peak Day | CAISO | 1-in-10 | 2030 | 19 | 236.9923 | 234.7561 | 30.9377 | 91.0316 | 0
| All | All Customers | 8 | Monthly System Peak Day | CAISO | 1-in-10 | 2030 | 20 | 236.8813 | 227.8567 | 30.7969 | 88.4661 | 0
| All | All Customers | 8 | Monthly System Peak Day | CAISO | 1-in-10 | 2030 | 21 | 261.5873 | 241.7538 | 32.0479 | 84.3055 | 0
| All | All Customers | 8 | Monthly System Peak Day | CAISO | 1-in-10 | 2030 | 22 | 421.6944 | 396.6236 | 31.4619 | 81.4134 | 0
| All | All Customers | 8 | Monthly System Peak Day | CAISO | 1-in-10 | 2030 | 23 | 444.58 | 418.4437 | 31.3423 | 80.038 | 0
| All | All Customers | 8 | Monthly System Peak Day | CAISO | 1-in-10 | 2030 | 24 | 470.478 | 450.8741 | 31.3233 | 78.823 | 0
| All | All Customers | 8 | Typical Event Day | CAISO | 1-in-10 | 2030 | 1 | 403.9128 | 396.1391 | 31.3111 | 76.1053 | 0
| All | All Customers | 8 | Typical Event Day | CAISO | 1-in-10 | 2030 | 2 | 390.4081 | 365.5959 | 31.2953 | 75.1038 | 0
| All | All Customers | 8 | Typical Event Day | CAISO | 1-in-10 | 2030 | 3 | 473.5912 | 429.8928 | 31.2941 | 74.1957 | 0
| All | All Customers | 8 | Typical Event Day | CAISO | 1-in-10 | 2030 | 4 | 577.6613 | 506.2999 | 31.2912 | 73.4679 | 0
| All | All Customers | 8 | Typical Event Day | CAISO | 1-in-10 | 2030 | 5 | 552.1736 | 498.8848 | 31.2997 | 72.7368 | 0
| All | All Customers | 8 | Typical Event Day | CAISO | 1-in-10 | 2030 | 6 | 564.9996 | 521.7094 | 31.316 | 72.2123 | 0
| All | All Customers | 8 | Typical Event Day | CAISO | 1-in-10 | 2030 | 7 | 579.1399 | 524.2768 | 31.3616 | 71.8143 | 0
| All | All Customers | 8 | Typical Event Day | CAISO | 1-in-10 | 2030 | 8 | 589.3834 | 545.4357 | 31.3288 | 72.1822 | 0
| All | All Customers | 8 | Typical Event Day | CAISO | 1-in-10 | 2030 | 9 | 528.6298 | 504.3842 | 31.3304 | 74.6794 | 0
| All | All Customers | 8 | Typical Event Day | CAISO | 1-in-10 | 2030 | 10 | 519.4633 | 484.7573 | 31.3147 | 78.8263 | 0
| All | All Customers | 8 | Typical Event Day | CAISO | 1-in-10 | 2030 | 11 | 498.3079 | 462.4732 | 31.3276 | 83.5047 | 0
| All | All Customers | 8 | Typical Event Day | CAISO | 1-in-10 | 2030 | 12 | 487.4673 | 451.4691 | 31.3458 | 87.7653 | 0
| All | All Customers | 8 | Typical Event Day | CAISO | 1-in-10 | 2030 | 13 | 410.7784 | 394.2894 | 31.36 | 90.4856 | 0
| All | All Customers | 8 | Typical Event Day | CAISO | 1-in-10 | 2030 | 14 | 382.6062 | 368.5291 | 31.3546 | 92.4834 | 0
| All | All Customers | 8 | Typical Event Day | CAISO | 1-in-10 | 2030 | 15 | 336.821 | 327.0979 | 31.3698 | 93.7562 | 0
| All | All Customers | 8 | Typical Event Day | CAISO | 1-in-10 | 2030 | 16 | 290.4366 | 268.9441 | 31.3587 | 94.2695 | 0
| All | All Customers | 8 | Typical Event Day | CAISO | 1-in-10 | 2030 | 17 | 273.4798 | 283.2293 | 31.1826 | 94.0144 | 0
| All | All Customers | 8 | Typical Event Day | CAISO | 1-in-10 | 2030 | 18 | 250.5109 | 275.239 | 31.273 | 93.2816 | 0
| All | All Customers | 8 | Typical Event Day | CAISO | 1-in-10 | 2030 | 19 | 236.9923 | 234.7561 | 30.9377 | 91.6543 | 0
| All | All Customers | 8 | Typical Event Day | CAISO | 1-in-10 | 2030 | 20 | 236.8813 | 227.8567 | 30.7969 | 88.7224 | 0
| All | All Customers | 8 | Typical Event Day | CAISO | 1-in-10 | 2030 | 21 | 261.5873 | 241.7538 | 32.0479 | 84.953 | 0
| All | All Customers | 8 | Typical Event Day | CAISO | 1-in-10 | 2030 | 22 | 421.6944 | 396.6236 | 31.4619 | 81.9084 | 0
| All | All Customers | 8 | Typical Event Day | CAISO | 1-in-10 | 2030 | 23 | 444.58 | 418.4437 | 31.3423 | 79.9867 | 0
| All | All Customers | 8 | Typical Event Day | CAISO | 1-in-10 | 2030 | 24 | 470.478 | 450.8741 | 31.3233 | 78.3992 | 0
| All | All Customers | 9 | Average Weekday | CAISO | 1-in-10 | 2030 | 1 | 372.5574 | 393.7484 | 39.4226 | 71.6865 | 0
| All | All Customers | 9 | Average Weekday | CAISO | 1-in-10 | 2030 | 2 | 368.9552 | 379.7778 | 39.4177 | 70.7796 | 0
| All | All Customers | 9 | Average Weekday | CAISO | 1-in-10 | 2030 | 3 | 466.4996 | 473.5078 | 39.4162 | 69.9662 | 0
| All | All Customers | 9 | Average Weekday | CAISO | 1-in-10 | 2030 | 4 | 573.3727 | 584.1054 | 39.4154 | 69.2514 | 0
| All | All Customers | 9 | Average Weekday | CAISO | 1-in-10 | 2030 | 5 | 536.6157 | 554.6593 | 39.4126 | 68.63 | 0
| All | All Customers | 9 | Average Weekday | CAISO | 1-in-10 | 2030 | 6 | 538.1636 | 566.9952 | 39.4067 | 68.1028 | 0
| All | All Customers | 9 | Average Weekday | CAISO | 1-in-10 | 2030 | 7 | 563.5441 | 582.4426 | 39.3975 | 67.6712 | 0
| All | All Customers | 9 | Average Weekday | CAISO | 1-in-10 | 2030 | 8 | 562.7629 | 579.6196 | 39.4315 | 67.4139 | 0
| All | All Customers | 9 | Average Weekday | CAISO | 1-in-10 | 2030 | 9 | 500.8494 | 517.5532 | 39.4663 | 68.8038 | 0
| All | All Customers | 9 | Average Weekday | CAISO | 1-in-10 | 2030 | 10 | 498.2069 | 507.5411 | 39.4631 | 71.9381 | 0
| All | All Customers | 9 | Average Weekday | CAISO | 1-in-10 | 2030 | 11 | 480.821 | 489.4408 | 39.5055 | 75.5259 | 0
| All | All Customers | 9 | Average Weekday | CAISO | 1-in-10 | 2030 | 12 | 471.7034 | 480.7939 | 39.5487 | 78.9902 | 0
| All | All Customers | 9 | Average Weekday | CAISO | 1-in-10 | 2030 | 13 | 405.4749 | 416.1424 | 39.5674 | 81.7014 | 0
| All | All Customers | 9 | Average Weekday | CAISO | 1-in-10 | 2030 | 14 | 373.644 | 383.7072 | 39.5329 | 83.6224 | 0
| All | All Customers | 9 | Average Weekday | CAISO | 1-in-10 | 2030 | 15 | 334.4809 | 344.3041 | 39.4629 | 84.909 | 0
| All | All Customers | 9 | Average Weekday | CAISO | 1-in-10 | 2030 | 16 | 303.6144 | 302.971 | 39.4127 | 85.3183 | 0
| All | All Customers | 9 | Average Weekday | CAISO | 1-in-10 | 2030 | 17 | 277.0687 | 289.8355 | 39.6453 | 85.1738 | 0
| All | All Customers | 9 | Average Weekday | CAISO | 1-in-10 | 2030 | 18 | 258.6617 | 276.519 | 39.5685 | 84.2725 | 0
| All | All Customers | 9 | Average Weekday | CAISO | 1-in-10 | 2030 | 19 | 261.6637 | 272.2444 | 40.805 | 82.4554 | 0
| All | All Customers | 9 | Average Weekday | CAISO | 1-in-10 | 2030 | 20 | 261.9814 | 270.5476 | 39.2851 | 79.5745 | 0
| All | All Customers | 9 | Average Weekday | CAISO | 1-in-10 | 2030 | 21 | 278.4121 | 288.3994 | 39.4481 | 76.5206 | 0
| All | All Customers | 9 | Average Weekday | CAISO | 1-in-10 | 2030 | 22 | 420.9936 | 444.0206 | 39.3756 | 74.7105 | 0
| All | All Customers | 9 | Average Weekday | CAISO | 1-in-10 | 2030 | 23 | 424.3276 | 446.962 | 39.4253 | 73.3727 | 0
| All | All Customers | 9 | Average Weekday | CAISO | 1-in-10 | 2030 | 24 | 439.7952 | 471.3593 | 39.4299 | 72.2628 | 0
| All | All Customers | 9 | Monthly System Peak Day | CAISO | 1-in-10 | 2030 | 1 | 372.5574 | 356.2426 | 39.5031 | 78.6518 | 0
| All | All Customers | 9 | Monthly System Peak Day | CAISO | 1-in-10 | 2030 | 2 | 368.9552 | 334.0962 | 39.4895 | 77.5283 | 0
| All | All Customers | 9 | Monthly System Peak Day | CAISO | 1-in-10 | 2030 | 3 | 466.4996 | 403.6377 | 39.488 | 76.5704 | 0
| All | All Customers | 9 | Monthly System Peak Day | CAISO | 1-in-10 | 2030 | 4 | 573.3727 | 472.7961 | 39.4838 | 76.0136 | 0
| All | All Customers | 9 | Monthly System Peak Day | CAISO | 1-in-10 | 2030 | 5 | 536.6157 | 450.4499 | 39.491 | 75.6065 | 0
| All | All Customers | 9 | Monthly System Peak Day | CAISO | 1-in-10 | 2030 | 6 | 538.1636 | 463.3271 | 39.5025 | 75.2741 | 0
| All | All Customers | 9 | Monthly System Peak Day | CAISO | 1-in-10 | 2030 | 7 | 563.5441 | 488.1838 | 39.5564 | 75.0385 | 0
| All | All Customers | 9 | Monthly System Peak Day | CAISO | 1-in-10 | 2030 | 8 | 562.7629 | 490.228 | 39.524 | 75.5037 | 0
| All | All Customers | 9 | Monthly System Peak Day | CAISO | 1-in-10 | 2030 | 9 | 500.8494 | 469.1027 | 39.5277 | 76.9356 | 0
| All | All Customers | 9 | Monthly System Peak Day | CAISO | 1-in-10 | 2030 | 10 | 498.2069 | 453.8584 | 39.5249 | 80.2439 | 0
| All | All Customers | 9 | Monthly System Peak Day | CAISO | 1-in-10 | 2030 | 11 | 480.821 | 435.9959 | 39.5286 | 85.05 | 0
| All | All Customers | 9 | Monthly System Peak Day | CAISO | 1-in-10 | 2030 | 12 | 471.7034 | 426.7424 | 39.5285 | 89.2714 | 0
| All | All Customers | 9 | Monthly System Peak Day | CAISO | 1-in-10 | 2030 | 13 | 405.4749 | 373.0912 | 39.5371 | 92.498 | 0
| All | All Customers | 9 | Monthly System Peak Day | CAISO | 1-in-10 | 2030 | 14 | 373.644 | 347.5467 | 39.5333 | 94.4061 | 0
| All | All Customers | 9 | Monthly System Peak Day | CAISO | 1-in-10 | 2030 | 15 | 334.4809 | 315.2334 | 39.5576 | 95.6612 | 0
| All | All Customers | 9 | Monthly System Peak Day | CAISO | 1-in-10 | 2030 | 16 | 303.6144 | 272.2991 | 39.5669 | 96.0092 | 0
| All | All Customers | 9 | Monthly System Peak Day | CAISO | 1-in-10 | 2030 | 17 | 277.0687 | 287.926 | 39.4468 | 96.2122 | 0
| All | All Customers | 9 | Monthly System Peak Day | CAISO | 1-in-10 | 2030 | 18 | 258.6617 | 282.4358 | 39.4557 | 95.0316 | 0
| All | All Customers | 9 | Monthly System Peak Day | CAISO | 1-in-10 | 2030 | 19 | 261.6637 | 233.3766 | 39.9354 | 93.3908 | 0
| All | All Customers | 9 | Monthly System Peak Day | CAISO | 1-in-10 | 2030 | 20 | 261.9814 | 222.1805 | 38.6439 | 91.0112 | 0
| All | All Customers | 9 | Monthly System Peak Day | CAISO | 1-in-10 | 2030 | 21 | 278.4121 | 247.4759 | 39.6036 | 87.852 | 0
| All | All Customers | 9 | Monthly System Peak Day | CAISO | 1-in-10 | 2030 | 22 | 420.9936 | 378.6843 | 39.6061 | 86.1918 | 0
| All | All Customers | 9 | Monthly System Peak Day | CAISO | 1-in-10 | 2030 | 23 | 424.3276 | 378.3921 | 39.4968 | 84.9041 | 0
| All | All Customers | 9 | Monthly System Peak Day | CAISO | 1-in-10 | 2030 | 24 | 439.7952 | 403.9042 | 39.5057 | 83.2214 | 0
| All | All Customers | 10 | Average Weekday | CAISO | 1-in-10 | 2030 | 1 | 399.9143 | 413.8397 | 36.6448 | 67.7185 | 0
| All | All Customers | 10 | Average Weekday | CAISO | 1-in-10 | 2030 | 2 | 377.972 | 385.206 | 36.5488 | 66.8116 | 0
| All | All Customers | 10 | Average Weekday | CAISO | 1-in-10 | 2030 | 3 | 473.0316 | 483.0435 | 36.5352 | 66.0895 | 0
| All | All Customers | 10 | Average Weekday | CAISO | 1-in-10 | 2030 | 4 | 580.7298 | 595.657 | 36.5024 | 65.4005 | 0
| All | All Customers | 10 | Average Weekday | CAISO | 1-in-10 | 2030 | 5 | 584.2856 | 601.0441 | 36.5081 | 64.7636 | 0
| All | All Customers | 10 | Average Weekday | CAISO | 1-in-10 | 2030 | 6 | 597.358 | 618.4422 | 36.4762 | 64.2657 | 0
| All | All Customers | 10 | Average Weekday | CAISO | 1-in-10 | 2030 | 7 | 606.1149 | 621.9742 | 36.4895 | 63.7933 | 0
| All | All Customers | 10 | Average Weekday | CAISO | 1-in-10 | 2030 | 8 | 629.5294 | 655.7257 | 36.7466 | 63.4726 | 0
| All | All Customers | 10 | Average Weekday | CAISO | 1-in-10 | 2030 | 9 | 567.7206 | 605.0793 | 37.0076 | 63.925 | 0
| All | All Customers | 10 | Average Weekday | CAISO | 1-in-10 | 2030 | 10 | 553.5757 | 573.4505 | 36.7844 | 66.8175 | 0
| All | All Customers | 10 | Average Weekday | CAISO | 1-in-10 | 2030 | 11 | 544.2828 | 559.3158 | 36.9131 | 70.6107 | 0
| All | All Customers | 10 | Average Weekday | CAISO | 1-in-10 | 2030 | 12 | 527.5551 | 539.0326 | 37.0548 | 74.3318 | 0
| All | All Customers | 10 | Average Weekday | CAISO | 1-in-10 | 2030 | 13 | 434.695 | 443.6034 | 37.1495 | 77.3255 | 0
| All | All Customers | 10 | Average Weekday | CAISO | 1-in-10 | 2030 | 14 | 385.476 | 391.532 | 37.0418 | 79.3286 | 0
| All | All Customers | 10 | Average Weekday | CAISO | 1-in-10 | 2030 | 15 | 341.6897 | 346.7805 | 36.8267 | 80.544 | 0
| All | All Customers | 10 | Average Weekday | CAISO | 1-in-10 | 2030 | 16 | 295.6495 | 297.599 | 36.5472 | 81.0973 | 0
| All | All Customers | 10 | Average Weekday | CAISO | 1-in-10 | 2030 | 17 | 276.5277 | 285.3319 | 36.3081 | 81.0095 | 0
| All | All Customers | 10 | Average Weekday | CAISO | 1-in-10 | 2030 | 18 | 269.1556 | 276.1753 | 36.3351 | 80.1858 | 0
| All | All Customers | 10 | Average Weekday | CAISO | 1-in-10 | 2030 | 19 | 260.2996 | 264.8906 | 36.8434 | 78.2469 | 0
| All | All Customers | 10 | Average Weekday | CAISO | 1-in-10 | 2030 | 20 | 261.5971 | 265.6213 | 36.2696 | 75.1596 | 0
| All | All Customers | 10 | Average Weekday | CAISO | 1-in-10 | 2030 | 21 | 269.2018 | 273.4719 | 36.3361 | 72.8835 | 0
| All | All Customers | 10 | Average Weekday | CAISO | 1-in-10 | 2030 | 22 | 440.9072 | 463.1621 | 36.5338 | 71.2801 | 0
| All | All Customers | 10 | Average Weekday | CAISO | 1-in-10 | 2030 | 23 | 430.9102 | 454.3604 | 36.6297 | 69.9309 | 0
| All | All Customers | 10 | Average Weekday | CAISO | 1-in-10 | 2030 | 24 | 449.3098 | 480.8803 | 36.7396 | 68.7679 | 0
| All | All Customers | 10 | Monthly System Peak Day | CAISO | 1-in-10 | 2030 | 1 | 399.9143 | 427.8853 | 36.2546 | 77.3176 | 0
| All | All Customers | 10 | Monthly System Peak Day | CAISO | 1-in-10 | 2030 | 2 | 377.972 | 392.8418 | 36.2986 | 76.1669 | 0
| All | All Customers | 10 | Monthly System Peak Day | CAISO | 1-in-10 | 2030 | 3 | 473.0316 | 491.5945 | 36.3053 | 75.1587 | 0
| All | All Customers | 10 | Monthly System Peak Day | CAISO | 1-in-10 | 2030 | 4 | 580.7298 | 600.6562 | 36.327 | 74.1818 | 0
| All | All Customers | 10 | Monthly System Peak Day | CAISO | 1-in-10 | 2030 | 5 | 584.2856 | 608.6509 | 36.3243 | 73.7402 | 0
| All | All Customers | 10 | Monthly System Peak Day | CAISO | 1-in-10 | 2030 | 6 | 597.358 | 619.7313 | 36.352 | 73.4987 | 0
| All | All Customers | 10 | Monthly System Peak Day | CAISO | 1-in-10 | 2030 | 7 | 606.1149 | 619.7458 | 36.3592 | 72.796 | 0
| All | All Customers | 10 | Monthly System Peak Day | CAISO | 1-in-10 | 2030 | 8 | 629.5294 | 666.7463 | 36.2314 | 72.3983 | 0
| All | All Customers | 10 | Monthly System Peak Day | CAISO | 1-in-10 | 2030 | 9 | 567.7206 | 615.903 | 36.1897 | 73.0147 | 0
| All | All Customers | 10 | Monthly System Peak Day | CAISO | 1-in-10 | 2030 | 10 | 553.5757 | 580.1631 | 36.2406 | 76.7836 | 0
| All | All Customers | 10 | Monthly System Peak Day | CAISO | 1-in-10 | 2030 | 11 | 544.2828 | 569.397 | 36.2707 | 80.6676 | 0
| All | All Customers | 10 | Monthly System Peak Day | CAISO | 1-in-10 | 2030 | 12 | 527.5551 | 552.33 | 36.336 | 84.0936 | 0
| All | All Customers | 10 | Monthly System Peak Day | CAISO | 1-in-10 | 2030 | 13 | 434.695 | 446.8538 | 36.3996 | 86.8585 | 0
| All | All Customers | 10 | Monthly System Peak Day | CAISO | 1-in-10 | 2030 | 14 | 385.476 | 391.8629 | 36.3409 | 88.4053 | 0
| All | All Customers | 10 | Monthly System Peak Day | CAISO | 1-in-10 | 2030 | 15 | 341.6897 | 346.2338 | 36.2659 | 89.1532 | 0
| All | All Customers | 10 | Monthly System Peak Day | CAISO | 1-in-10 | 2030 | 16 | 295.6495 | 295.3095 | 36.3073 | 89.8404 | 0
| All | All Customers | 10 | Monthly System Peak Day | CAISO | 1-in-10 | 2030 | 17 | 276.5277 | 285.3471 | 36.2769 | 89.2723 | 0
| All | All Customers | 10 | Monthly System Peak Day | CAISO | 1-in-10 | 2030 | 18 | 269.1556 | 276.4508 | 36.2634 | 88.0713 | 0
| All | All Customers | 10 | Monthly System Peak Day | CAISO | 1-in-10 | 2030 | 19 | 260.2996 | 264.1913 | 36.9793 | 84.9362 | 0
| All | All Customers | 10 | Monthly System Peak Day | CAISO | 1-in-10 | 2030 | 20 | 261.5971 | 264.8183 | 36.2694 | 81.3926 | 0
| All | All Customers | 10 | Monthly System Peak Day | CAISO | 1-in-10 | 2030 | 21 | 269.2018 | 274.3629 | 36.3957 | 78.3037 | 0
| All | All Customers | 10 | Monthly System Peak Day | CAISO | 1-in-10 | 2030 | 22 | 440.9072 | 463.393 | 36.3297 | 76.5022 | 0
| All | All Customers | 10 | Monthly System Peak Day | CAISO | 1-in-10 | 2030 | 23 | 430.9102 | 458.7297 | 36.2766 | 75.3302 | 0
| All | All Customers | 10 | Monthly System Peak Day | CAISO | 1-in-10 | 2030 | 24 | 449.3098 | 500.9884 | 36.2226 | 74.257 | 0
| All | All Customers | 11 | Average Weekday | CAISO | 1-in-10 | 2030 | 1 | 375.8835 | 384.2272 | 36.544 | 56.8635 | 0
| All | All Customers | 11 | Average Weekday | CAISO | 1-in-10 | 2030 | 2 | 358.063 | 364.876 | 36.5314 | 55.8747 | 0
| All | All Customers | 11 | Average Weekday | CAISO | 1-in-10 | 2030 | 3 | 452.64 | 464.3169 | 36.5077 | 54.963 | 0
| All | All Customers | 11 | Average Weekday | CAISO | 1-in-10 | 2030 | 4 | 566.7578 | 585.0059 | 36.5116 | 54.0459 | 0
| All | All Customers | 11 | Average Weekday | CAISO | 1-in-10 | 2030 | 5 | 556.9378 | 586.3533 | 36.4908 | 53.2576 | 0
| All | All Customers | 11 | Average Weekday | CAISO | 1-in-10 | 2030 | 6 | 573.0677 | 610.5849 | 36.5003 | 52.6836 | 0
| All | All Customers | 11 | Average Weekday | CAISO | 1-in-10 | 2030 | 7 | 587.48 | 603.7994 | 36.6774 | 52.2571 | 0
| All | All Customers | 11 | Average Weekday | CAISO | 1-in-10 | 2030 | 8 | 599.3347 | 614.2607 | 36.8538 | 52.0378 | 0
| All | All Customers | 11 | Average Weekday | CAISO | 1-in-10 | 2030 | 9 | 543.0139 | 569.6437 | 36.7039 | 53.6165 | 0
| All | All Customers | 11 | Average Weekday | CAISO | 1-in-10 | 2030 | 10 | 528.6745 | 542.8682 | 36.7849 | 57.5818 | 0
| All | All Customers | 11 | Average Weekday | CAISO | 1-in-10 | 2030 | 11 | 511.3306 | 520.8723 | 36.8841 | 62.1705 | 0
| All | All Customers | 11 | Average Weekday | CAISO | 1-in-10 | 2030 | 12 | 500.4771 | 507.4628 | 36.951 | 65.9389 | 0
| All | All Customers | 11 | Average Weekday | CAISO | 1-in-10 | 2030 | 13 | 414.3015 | 424.0786 | 36.8892 | 68.6396 | 0
| All | All Customers | 11 | Average Weekday | CAISO | 1-in-10 | 2030 | 14 | 377.5387 | 384.5228 | 36.758 | 70.2556 | 0
| All | All Customers | 11 | Average Weekday | CAISO | 1-in-10 | 2030 | 15 | 324.7502 | 331.607 | 36.5608 | 71.0991 | 0
| All | All Customers | 11 | Average Weekday | CAISO | 1-in-10 | 2030 | 16 | 286.4056 | 287.8851 | 36.561 | 71.2778 | 0
| All | All Customers | 11 | Average Weekday | CAISO | 1-in-10 | 2030 | 17 | 265.5856 | 273.3664 | 36.3345 | 70.5447 | 0
| All | All Customers | 11 | Average Weekday | CAISO | 1-in-10 | 2030 | 18 | 255.3713 | 262.7365 | 36.4019 | 68.5584 | 0
| All | All Customers | 11 | Average Weekday | CAISO | 1-in-10 | 2030 | 19 | 250.5953 | 255.0209 | 36.2703 | 65.9823 | 0
| All | All Customers | 11 | Average Weekday | CAISO | 1-in-10 | 2030 | 20 | 248.826 | 317.2091 | 43.9534 | 63.7891 | 0
| All | All Customers | 11 | Average Weekday | CAISO | 1-in-10 | 2030 | 21 | 250.9632 | 256.2426 | 36.3669 | 62.0355 | 0
| All | All Customers | 11 | Average Weekday | CAISO | 1-in-10 | 2030 | 22 | 416.4412 | 436.3712 | 36.5907 | 60.4145 | 0
| All | All Customers | 11 | Average Weekday | CAISO | 1-in-10 | 2030 | 23 | 406.6912 | 423.7478 | 36.6693 | 59.0563 | 0
| All | All Customers | 11 | Average Weekday | CAISO | 1-in-10 | 2030 | 24 | 421.8133 | 437.9203 | 36.6114 | 57.8888 | 0
| All | All Customers | 11 | Monthly System Peak Day | CAISO | 1-in-10 | 2030 | 1 | 375.8835 | 392.4533 | 36.3172 | 70.1098 | 0
| All | All Customers | 11 | Monthly System Peak Day | CAISO | 1-in-10 | 2030 | 2 | 358.063 | 371.9528 | 36.3168 | 68.6984 | 0
| All | All Customers | 11 | Monthly System Peak Day | CAISO | 1-in-10 | 2030 | 3 | 452.64 | 470.4658 | 36.3426 | 67.9816 | 0
| All | All Customers | 11 | Monthly System Peak Day | CAISO | 1-in-10 | 2030 | 4 | 566.7578 | 591.5907 | 36.3359 | 66.567 | 0
| All | All Customers | 11 | Monthly System Peak Day | CAISO | 1-in-10 | 2030 | 5 | 556.9378 | 591.358 | 36.3694 | 65.7416 | 0
| All | All Customers | 11 | Monthly System Peak Day | CAISO | 1-in-10 | 2030 | 6 | 573.0677 | 613.4759 | 36.3681 | 64.8535 | 0
| All | All Customers | 11 | Monthly System Peak Day | CAISO | 1-in-10 | 2030 | 7 | 587.48 | 603.5488 | 36.205 | 64.5405 | 0
| All | All Customers | 11 | Monthly System Peak Day | CAISO | 1-in-10 | 2030 | 8 | 599.3347 | 637.1003 | 36.1685 | 65.0685 | 0
| All | All Customers | 11 | Monthly System Peak Day | CAISO | 1-in-10 | 2030 | 9 | 543.0139 | 577.8735 | 36.2785 | 66.6631 | 0
| All | All Customers | 11 | Monthly System Peak Day | CAISO | 1-in-10 | 2030 | 10 | 528.6745 | 552.8138 | 36.2565 | 70.9158 | 0
| All | All Customers | 11 | Monthly System Peak Day | CAISO | 1-in-10 | 2030 | 11 | 511.3306 | 535.2109 | 36.3507 | 77.9199 | 0
| All | All Customers | 11 | Monthly System Peak Day | CAISO | 1-in-10 | 2030 | 12 | 500.4771 | 523.0052 | 36.4806 | 83.7981 | 0
| All | All Customers | 11 | Monthly System Peak Day | CAISO | 1-in-10 | 2030 | 13 | 414.3015 | 427.2667 | 36.4661 | 87.3606 | 0
| All | All Customers | 11 | Monthly System Peak Day | CAISO | 1-in-10 | 2030 | 14 | 377.5387 | 384.2204 | 36.3539 | 89.2394 | 0
| All | All Customers | 11 | Monthly System Peak Day | CAISO | 1-in-10 | 2030 | 15 | 324.7502 | 331.0435 | 36.3502 | 89.9202 | 0
| All | All Customers | 11 | Monthly System Peak Day | CAISO | 1-in-10 | 2030 | 16 | 286.4056 | 285.6118 | 36.3021 | 90.0734 | 0
| All | All Customers | 11 | Monthly System Peak Day | CAISO | 1-in-10 | 2030 | 17 | 265.5856 | 274.0956 | 36.2586 | 89.4596 | 0
| All | All Customers | 11 | Monthly System Peak Day | CAISO | 1-in-10 | 2030 | 18 | 255.3713 | 264.8001 | 36.2112 | 87.6979 | 0
| All | All Customers | 11 | Monthly System Peak Day | CAISO | 1-in-10 | 2030 | 19 | 250.5953 | 254.7556 | 36.27 | 84.6872 | 0
| All | All Customers | 11 | Monthly System Peak Day | CAISO | 1-in-10 | 2030 | 20 | 248.826 | 372.6582 | 48.183 | 80.8862 | 0
| All | All Customers | 11 | Monthly System Peak Day | CAISO | 1-in-10 | 2030 | 21 | 250.9632 | 256.9575 | 36.4254 | 77.491 | 0
| All | All Customers | 11 | Monthly System Peak Day | CAISO | 1-in-10 | 2030 | 22 | 416.4412 | 438.6287 | 36.2766 | 74.8802 | 0
| All | All Customers | 11 | Monthly System Peak Day | CAISO | 1-in-10 | 2030 | 23 | 406.6912 | 430.9485 | 36.224 | 72.6836 | 0
| All | All Customers | 11 | Monthly System Peak Day | CAISO | 1-in-10 | 2030 | 24 | 421.8133 | 452.8908 | 36.2723 | 71.115 | 0
| All | All Customers | 12 | Average Weekday | CAISO | 1-in-10 | 2030 | 1 | 415.8287 | 424.5878 | 36.4284 | 51.621 | 0
| All | All Customers | 12 | Average Weekday | CAISO | 1-in-10 | 2030 | 2 | 399.7902 | 407.4333 | 36.4225 | 50.8313 | 0
| All | All Customers | 12 | Average Weekday | CAISO | 1-in-10 | 2030 | 3 | 492.3552 | 505.0745 | 36.4219 | 50.0968 | 0
| All | All Customers | 12 | Average Weekday | CAISO | 1-in-10 | 2030 | 4 | 607.6296 | 627.149 | 36.4212 | 49.3942 | 0
| All | All Customers | 12 | Average Weekday | CAISO | 1-in-10 | 2030 | 5 | 601.753 | 633.2311 | 36.4241 | 48.808 | 0
| All | All Customers | 12 | Average Weekday | CAISO | 1-in-10 | 2030 | 6 | 603.6064 | 644.3268 | 36.4289 | 48.2755 | 0
| All | All Customers | 12 | Average Weekday | CAISO | 1-in-10 | 2030 | 7 | 611.1353 | 628.4415 | 36.4354 | 47.8685 | 0
| All | All Customers | 12 | Average Weekday | CAISO | 1-in-10 | 2030 | 8 | 629.6105 | 646.2609 | 36.4437 | 47.8005 | 0
| All | All Customers | 12 | Average Weekday | CAISO | 1-in-10 | 2030 | 9 | 564.4936 | 591.8442 | 36.4526 | 48.5796 | 0
| All | All Customers | 12 | Average Weekday | CAISO | 1-in-10 | 2030 | 10 | 540.67 | 557.7428 | 36.441 | 51.4553 | 0
| All | All Customers | 12 | Average Weekday | CAISO | 1-in-10 | 2030 | 11 | 525.9917 | 536.8468 | 36.4573 | 55.0915 | 0
| All | All Customers | 12 | Average Weekday | CAISO | 1-in-10 | 2030 | 12 | 513.8369 | 520.4989 | 36.4736 | 58.3887 | 0
| All | All Customers | 12 | Average Weekday | CAISO | 1-in-10 | 2030 | 13 | 434.5884 | 444.0543 | 36.4839 | 60.7438 | 0
| All | All Customers | 12 | Average Weekday | CAISO | 1-in-10 | 2030 | 14 | 401.7076 | 409.2341 | 36.472 | 62.2884 | 0
| All | All Customers | 12 | Average Weekday | CAISO | 1-in-10 | 2030 | 15 | 365.5885 | 371.8889 | 36.4474 | 63.0612 | 0
| All | All Customers | 12 | Average Weekday | CAISO | 1-in-10 | 2030 | 16 | 325.5073 | 326.9312 | 36.4282 | 63.165 | 0
| All | All Customers | 12 | Average Weekday | CAISO | 1-in-10 | 2030 | 17 | 312.1415 | 320.5881 | 36.2929 | 62.4635 | 0
| All | All Customers | 12 | Average Weekday | CAISO | 1-in-10 | 2030 | 18 | 303.6182 | 310.7693 | 36.2931 | 60.5337 | 0
| All | All Customers | 12 | Average Weekday | CAISO | 1-in-10 | 2030 | 19 | 299.9264 | 304.166 | 36.2699 | 58.3625 | 0
| All | All Customers | 12 | Average Weekday | CAISO | 1-in-10 | 2030 | 20 | 306.5219 | 376.0681 | 36.9567 | 56.7838 | 0
| All | All Customers | 12 | Average Weekday | CAISO | 1-in-10 | 2030 | 21 | 310.0063 | 315.4296 | 36.3352 | 55.4689 | 0
| All | All Customers | 12 | Average Weekday | CAISO | 1-in-10 | 2030 | 22 | 462.8864 | 482.282 | 36.4325 | 54.2664 | 0
| All | All Customers | 12 | Average Weekday | CAISO | 1-in-10 | 2030 | 23 | 452.8901 | 469.4749 | 36.436 | 53.2281 | 0
| All | All Customers | 12 | Average Weekday | CAISO | 1-in-10 | 2030 | 24 | 466.1581 | 482.7457 | 36.4361 | 52.3471 | 0
| All | All Customers | 12 | Monthly System Peak Day | CAISO | 1-in-10 | 2030 | 1 | 415.8287 | 424.5878 | 36.4284 | 42.9142 | 0
| All | All Customers | 12 | Monthly System Peak Day | CAISO | 1-in-10 | 2030 | 2 | 399.7902 | 407.4333 | 36.4225 | 41.9747 | 0
| All | All Customers | 12 | Monthly System Peak Day | CAISO | 1-in-10 | 2030 | 3 | 492.3552 | 505.0745 | 36.4219 | 40.9278 | 0
| All | All Customers | 12 | Monthly System Peak Day | CAISO | 1-in-10 | 2030 | 4 | 607.6296 | 627.149 | 36.4212 | 40.057 | 0
| All | All Customers | 12 | Monthly System Peak Day | CAISO | 1-in-10 | 2030 | 5 | 601.753 | 633.2311 | 36.4241 | 39.156 | 0
| All | All Customers | 12 | Monthly System Peak Day | CAISO | 1-in-10 | 2030 | 6 | 603.6064 | 644.3268 | 36.4289 | 38.165 | 0
| All | All Customers | 12 | Monthly System Peak Day | CAISO | 1-in-10 | 2030 | 7 | 611.1353 | 628.4415 | 36.4354 | 37.3427 | 0
| All | All Customers | 12 | Monthly System Peak Day | CAISO | 1-in-10 | 2030 | 8 | 629.6105 | 646.2609 | 36.4437 | 37.5165 | 0
| All | All Customers | 12 | Monthly System Peak Day | CAISO | 1-in-10 | 2030 | 9 | 564.4936 | 591.8442 | 36.4526 | 38.7112 | 0
| All | All Customers | 12 | Monthly System Peak Day | CAISO | 1-in-10 | 2030 | 10 | 540.67 | 557.7428 | 36.441 | 42.6329 | 0
| All | All Customers | 12 | Monthly System Peak Day | CAISO | 1-in-10 | 2030 | 11 | 525.9917 | 536.8468 | 36.4573 | 47.0512 | 0
| All | All Customers | 12 | Monthly System Peak Day | CAISO | 1-in-10 | 2030 | 12 | 513.8369 | 520.4989 | 36.4736 | 49.8976 | 0
| All | All Customers | 12 | Monthly System Peak Day | CAISO | 1-in-10 | 2030 | 13 | 434.5884 | 444.0543 | 36.4839 | 51.2001 | 0
| All | All Customers | 12 | Monthly System Peak Day | CAISO | 1-in-10 | 2030 | 14 | 401.7076 | 409.2341 | 36.472 | 52.4006 | 0
| All | All Customers | 12 | Monthly System Peak Day | CAISO | 1-in-10 | 2030 | 15 | 365.5885 | 371.8889 | 36.4474 | 53.432 | 0
| All | All Customers | 12 | Monthly System Peak Day | CAISO | 1-in-10 | 2030 | 16 | 325.5073 | 326.9312 | 36.4282 | 53.8276 | 0
| All | All Customers | 12 | Monthly System Peak Day | CAISO | 1-in-10 | 2030 | 17 | 312.1415 | 320.5881 | 36.2929 | 53.5174 | 0
| All | All Customers | 12 | Monthly System Peak Day | CAISO | 1-in-10 | 2030 | 18 | 303.6182 | 310.7693 | 36.2931 | 51.7141 | 0
| All | All Customers | 12 | Monthly System Peak Day | CAISO | 1-in-10 | 2030 | 19 | 299.9264 | 304.166 | 36.2699 | 49.5135 | 0
| All | All Customers | 12 | Monthly System Peak Day | CAISO | 1-in-10 | 2030 | 20 | 306.5219 | 376.0681 | 36.9567 | 48.193 | 0
| All | All Customers | 12 | Monthly System Peak Day | CAISO | 1-in-10 | 2030 | 21 | 310.0063 | 315.4296 | 36.3352 | 46.7799 | 0
| All | All Customers | 12 | Monthly System Peak Day | CAISO | 1-in-10 | 2030 | 22 | 462.8864 | 482.282 | 36.4325 | 45.0996 | 0
| All | All Customers | 12 | Monthly System Peak Day | CAISO | 1-in-10 | 2030 | 23 | 452.8901 | 469.4749 | 36.436 | 44.3117 | 0
| All | All Customers | 12 | Monthly System Peak Day | CAISO | 1-in-10 | 2030 | 24 | 466.1581 | 482.7457 | 36.4361 | 43.8263 | 0
| All | All Customers | 1 | Average Weekday | CAISO | 1-in-10 | 2031 | 1 | 412.3749 | 420.4325 | 36.4387 | 49.4499 | 0
| All | All Customers | 1 | Average Weekday | CAISO | 1-in-10 | 2031 | 2 | 400.0649 | 408.0879 | 36.4328 | 48.6517 | 0
| All | All Customers | 1 | Average Weekday | CAISO | 1-in-10 | 2031 | 3 | 497.507 | 509.8971 | 36.4321 | 48.0156 | 0
| All | All Customers | 1 | Average Weekday | CAISO | 1-in-10 | 2031 | 4 | 610.2991 | 629.091 | 36.4315 | 47.3298 | 0
| All | All Customers | 1 | Average Weekday | CAISO | 1-in-10 | 2031 | 5 | 605.2117 | 636.0061 | 36.4344 | 46.6643 | 0
| All | All Customers | 1 | Average Weekday | CAISO | 1-in-10 | 2031 | 6 | 614.7012 | 654.1479 | 36.4392 | 46.0566 | 0
| All | All Customers | 1 | Average Weekday | CAISO | 1-in-10 | 2031 | 7 | 629.9474 | 646.5846 | 36.4457 | 45.5653 | 0
| All | All Customers | 1 | Average Weekday | CAISO | 1-in-10 | 2031 | 8 | 651.2337 | 667.153 | 36.4539 | 45.3715 | 0
| All | All Customers | 1 | Average Weekday | CAISO | 1-in-10 | 2031 | 9 | 582.9 | 608.5575 | 36.4629 | 45.9366 | 0
| All | All Customers | 1 | Average Weekday | CAISO | 1-in-10 | 2031 | 10 | 569.4835 | 584.2618 | 36.4513 | 48.7274 | 0
| All | All Customers | 1 | Average Weekday | CAISO | 1-in-10 | 2031 | 11 | 551.0857 | 560.7957 | 36.4676 | 52.3553 | 0
| All | All Customers | 1 | Average Weekday | CAISO | 1-in-10 | 2031 | 12 | 541.1647 | 547.8808 | 36.4839 | 55.6424 | 0
| All | All Customers | 1 | Average Weekday | CAISO | 1-in-10 | 2031 | 13 | 466.4183 | 475.8959 | 36.4942 | 57.9774 | 0
| All | All Customers | 1 | Average Weekday | CAISO | 1-in-10 | 2031 | 14 | 428.9966 | 435.9534 | 36.4823 | 59.4872 | 0
| All | All Customers | 1 | Average Weekday | CAISO | 1-in-10 | 2031 | 15 | 390.2809 | 395.9289 | 36.4577 | 60.4221 | 0
| All | All Customers | 1 | Average Weekday | CAISO | 1-in-10 | 2031 | 16 | 349.0149 | 350.2618 | 36.4385 | 60.7972 | 0
| All | All Customers | 1 | Average Weekday | CAISO | 1-in-10 | 2031 | 17 | 334.4524 | 342.7884 | 36.3045 | 60.3811 | 0
| All | All Customers | 1 | Average Weekday | CAISO | 1-in-10 | 2031 | 18 | 323.0428 | 330.3132 | 36.3047 | 58.9037 | 0
| All | All Customers | 1 | Average Weekday | CAISO | 1-in-10 | 2031 | 19 | 311.4217 | 315.7048 | 36.2809 | 56.6145 | 0
| All | All Customers | 1 | Average Weekday | CAISO | 1-in-10 | 2031 | 20 | 311.0855 | 380.1512 | 36.9656 | 54.9021 | 0
| All | All Customers | 1 | Average Weekday | CAISO | 1-in-10 | 2031 | 21 | 303.3087 | 308.567 | 36.3466 | 53.6195 | 0
| All | All Customers | 1 | Average Weekday | CAISO | 1-in-10 | 2031 | 22 | 457.9294 | 477.5036 | 36.4426 | 52.4654 | 0
| All | All Customers | 1 | Average Weekday | CAISO | 1-in-10 | 2031 | 23 | 450.6073 | 467.2428 | 36.4463 | 51.3586 | 0
| All | All Customers | 1 | Average Weekday | CAISO | 1-in-10 | 2031 | 24 | 467.3959 | 483.1935 | 36.4463 | 50.4441 | 0
| All | All Customers | 1 | Monthly System Peak Day | CAISO | 1-in-10 | 2031 | 1 | 412.3749 | 420.4325 | 36.4387 | 44.7473 | 0
| All | All Customers | 1 | Monthly System Peak Day | CAISO | 1-in-10 | 2031 | 2 | 400.0649 | 408.0879 | 36.4328 | 44.228 | 0
| All | All Customers | 1 | Monthly System Peak Day | CAISO | 1-in-10 | 2031 | 3 | 497.507 | 509.8971 | 36.4321 | 44.2237 | 0
| All | All Customers | 1 | Monthly System Peak Day | CAISO | 1-in-10 | 2031 | 4 | 610.2991 | 629.091 | 36.4315 | 43.7963 | 0
| All | All Customers | 1 | Monthly System Peak Day | CAISO | 1-in-10 | 2031 | 5 | 605.2117 | 636.0061 | 36.4344 | 43.5236 | 0
| All | All Customers | 1 | Monthly System Peak Day | CAISO | 1-in-10 | 2031 | 6 | 614.7012 | 654.1479 | 36.4392 | 42.6836 | 0
| All | All Customers | 1 | Monthly System Peak Day | CAISO | 1-in-10 | 2031 | 7 | 629.9474 | 646.5846 | 36.4457 | 42.4424 | 0
| All | All Customers | 1 | Monthly System Peak Day | CAISO | 1-in-10 | 2031 | 8 | 651.2337 | 667.153 | 36.4539 | 41.562 | 0
| All | All Customers | 1 | Monthly System Peak Day | CAISO | 1-in-10 | 2031 | 9 | 582.9 | 608.5575 | 36.4629 | 41.1236 | 0
| All | All Customers | 1 | Monthly System Peak Day | CAISO | 1-in-10 | 2031 | 10 | 569.4835 | 584.2618 | 36.4513 | 43.29 | 0
| All | All Customers | 1 | Monthly System Peak Day | CAISO | 1-in-10 | 2031 | 11 | 551.0857 | 560.7957 | 36.4676 | 45.2111 | 0
| All | All Customers | 1 | Monthly System Peak Day | CAISO | 1-in-10 | 2031 | 12 | 541.1647 | 547.8808 | 36.4839 | 47.1535 | 0
| All | All Customers | 1 | Monthly System Peak Day | CAISO | 1-in-10 | 2031 | 13 | 466.4183 | 475.8959 | 36.4942 | 48.4303 | 0
| All | All Customers | 1 | Monthly System Peak Day | CAISO | 1-in-10 | 2031 | 14 | 428.9966 | 435.9534 | 36.4823 | 48.4744 | 0
| All | All Customers | 1 | Monthly System Peak Day | CAISO | 1-in-10 | 2031 | 15 | 390.2809 | 395.9289 | 36.4577 | 49.3259 | 0
| All | All Customers | 1 | Monthly System Peak Day | CAISO | 1-in-10 | 2031 | 16 | 349.0149 | 350.2618 | 36.4385 | 50.1882 | 0
| All | All Customers | 1 | Monthly System Peak Day | CAISO | 1-in-10 | 2031 | 17 | 334.4524 | 342.7884 | 36.3045 | 50.4294 | 0
| All | All Customers | 1 | Monthly System Peak Day | CAISO | 1-in-10 | 2031 | 18 | 323.0428 | 330.3132 | 36.3047 | 49.4611 | 0
| All | All Customers | 1 | Monthly System Peak Day | CAISO | 1-in-10 | 2031 | 19 | 311.4217 | 315.7048 | 36.2809 | 47.6436 | 0
| All | All Customers | 1 | Monthly System Peak Day | CAISO | 1-in-10 | 2031 | 20 | 311.0855 | 380.1512 | 36.9656 | 46.6106 | 0
| All | All Customers | 1 | Monthly System Peak Day | CAISO | 1-in-10 | 2031 | 21 | 303.3087 | 308.567 | 36.3466 | 45.4848 | 0
| All | All Customers | 1 | Monthly System Peak Day | CAISO | 1-in-10 | 2031 | 22 | 457.9294 | 477.5036 | 36.4426 | 44.7729 | 0
| All | All Customers | 1 | Monthly System Peak Day | CAISO | 1-in-10 | 2031 | 23 | 450.6073 | 467.2428 | 36.4463 | 43.8196 | 0
| All | All Customers | 1 | Monthly System Peak Day | CAISO | 1-in-10 | 2031 | 24 | 467.3959 | 483.1935 | 36.4463 | 42.8119 | 0
| All | All Customers | 2 | Average Weekday | CAISO | 1-in-10 | 2031 | 1 | 386.3421 | 395.1022 | 36.4798 | 49.1051 | 0
| All | All Customers | 2 | Average Weekday | CAISO | 1-in-10 | 2031 | 2 | 372.4909 | 381.2391 | 36.4733 | 48.1832 | 0
| All | All Customers | 2 | Average Weekday | CAISO | 1-in-10 | 2031 | 3 | 463.8973 | 477.416 | 36.4726 | 47.3124 | 0
| All | All Customers | 2 | Average Weekday | CAISO | 1-in-10 | 2031 | 4 | 571.7239 | 592.6195 | 36.4719 | 46.5457 | 0
| All | All Customers | 2 | Average Weekday | CAISO | 1-in-10 | 2031 | 5 | 570.8705 | 603.8976 | 36.4754 | 45.958 | 0
| All | All Customers | 2 | Average Weekday | CAISO | 1-in-10 | 2031 | 6 | 583.4379 | 624.7151 | 36.4813 | 45.4063 | 0
| All | All Customers | 2 | Average Weekday | CAISO | 1-in-10 | 2031 | 7 | 588.5399 | 605.9424 | 36.4885 | 45.0716 | 0
| All | All Customers | 2 | Average Weekday | CAISO | 1-in-10 | 2031 | 8 | 610.8247 | 627.025 | 36.4968 | 44.9581 | 0
| All | All Customers | 2 | Average Weekday | CAISO | 1-in-10 | 2031 | 9 | 559.797 | 585.4634 | 36.5057 | 46.4913 | 0
| All | All Customers | 2 | Average Weekday | CAISO | 1-in-10 | 2031 | 10 | 541.8599 | 556.1057 | 36.4924 | 49.9349 | 0
| All | All Customers | 2 | Average Weekday | CAISO | 1-in-10 | 2031 | 11 | 527.3068 | 537.1867 | 36.5101 | 53.6421 | 0
| All | All Customers | 2 | Average Weekday | CAISO | 1-in-10 | 2031 | 12 | 516.786 | 524.0862 | 36.5279 | 56.6628 | 0
| All | All Customers | 2 | Average Weekday | CAISO | 1-in-10 | 2031 | 13 | 440.2363 | 450.4904 | 36.5393 | 58.7798 | 0
| All | All Customers | 2 | Average Weekday | CAISO | 1-in-10 | 2031 | 14 | 399.5681 | 407.0016 | 36.5264 | 60.1811 | 0
| All | All Customers | 2 | Average Weekday | CAISO | 1-in-10 | 2031 | 15 | 352.7695 | 360.1064 | 36.4998 | 61.0903 | 0
| All | All Customers | 2 | Average Weekday | CAISO | 1-in-10 | 2031 | 16 | 313.0901 | 315.4437 | 36.4792 | 61.4625 | 0
| All | All Customers | 2 | Average Weekday | CAISO | 1-in-10 | 2031 | 17 | 288.0807 | 295.5693 | 36.3181 | 61.0792 | 0
| All | All Customers | 2 | Average Weekday | CAISO | 1-in-10 | 2031 | 18 | 277.0287 | 283.4489 | 36.319 | 59.8219 | 0
| All | All Customers | 2 | Average Weekday | CAISO | 1-in-10 | 2031 | 19 | 270.8344 | 275.5513 | 36.2813 | 57.5966 | 0
| All | All Customers | 2 | Average Weekday | CAISO | 1-in-10 | 2031 | 20 | 270.4195 | 337.3364 | 37.0657 | 55.5429 | 0
| All | All Customers | 2 | Average Weekday | CAISO | 1-in-10 | 2031 | 21 | 264.6817 | 270.0646 | 36.3619 | 53.9261 | 0
| All | All Customers | 2 | Average Weekday | CAISO | 1-in-10 | 2031 | 22 | 421.0652 | 441.1826 | 36.4853 | 52.6789 | 0
| All | All Customers | 2 | Average Weekday | CAISO | 1-in-10 | 2031 | 23 | 415.8514 | 433.1764 | 36.4891 | 51.5494 | 0
| All | All Customers | 2 | Average Weekday | CAISO | 1-in-10 | 2031 | 24 | 434.4698 | 451.2937 | 36.4884 | 50.4629 | 0
| All | All Customers | 2 | Monthly System Peak Day | CAISO | 1-in-10 | 2031 | 1 | 386.3421 | 395.1022 | 36.4798 | 49.9184 | 0
| All | All Customers | 2 | Monthly System Peak Day | CAISO | 1-in-10 | 2031 | 2 | 372.4909 | 381.2391 | 36.4733 | 49.7161 | 0
| All | All Customers | 2 | Monthly System Peak Day | CAISO | 1-in-10 | 2031 | 3 | 463.8973 | 477.416 | 36.4726 | 49.6059 | 0
| All | All Customers | 2 | Monthly System Peak Day | CAISO | 1-in-10 | 2031 | 4 | 571.7239 | 592.6195 | 36.4719 | 49.7184 | 0
| All | All Customers | 2 | Monthly System Peak Day | CAISO | 1-in-10 | 2031 | 5 | 570.8705 | 603.8976 | 36.4754 | 49.2817 | 0
| All | All Customers | 2 | Monthly System Peak Day | CAISO | 1-in-10 | 2031 | 6 | 583.4379 | 624.7151 | 36.4813 | 48.5715 | 0
| All | All Customers | 2 | Monthly System Peak Day | CAISO | 1-in-10 | 2031 | 7 | 588.5399 | 605.9424 | 36.4885 | 48.1753 | 0
| All | All Customers | 2 | Monthly System Peak Day | CAISO | 1-in-10 | 2031 | 8 | 610.8247 | 627.025 | 36.4968 | 48.0561 | 0
| All | All Customers | 2 | Monthly System Peak Day | CAISO | 1-in-10 | 2031 | 9 | 559.797 | 585.4634 | 36.5057 | 48.4063 | 0
| All | All Customers | 2 | Monthly System Peak Day | CAISO | 1-in-10 | 2031 | 10 | 541.8599 | 556.1057 | 36.4924 | 49.6658 | 0
| All | All Customers | 2 | Monthly System Peak Day | CAISO | 1-in-10 | 2031 | 11 | 527.3068 | 537.1867 | 36.5101 | 50.6952 | 0
| All | All Customers | 2 | Monthly System Peak Day | CAISO | 1-in-10 | 2031 | 12 | 516.786 | 524.0862 | 36.5279 | 51.8486 | 0
| All | All Customers | 2 | Monthly System Peak Day | CAISO | 1-in-10 | 2031 | 13 | 440.2363 | 450.4904 | 36.5393 | 53.1027 | 0
| All | All Customers | 2 | Monthly System Peak Day | CAISO | 1-in-10 | 2031 | 14 | 399.5681 | 407.0016 | 36.5264 | 54.3177 | 0
| All | All Customers | 2 | Monthly System Peak Day | CAISO | 1-in-10 | 2031 | 15 | 352.7695 | 360.1064 | 36.4998 | 54.9586 | 0
| All | All Customers | 2 | Monthly System Peak Day | CAISO | 1-in-10 | 2031 | 16 | 313.0901 | 315.4437 | 36.4792 | 55.1827 | 0
| All | All Customers | 2 | Monthly System Peak Day | CAISO | 1-in-10 | 2031 | 17 | 288.0807 | 295.5693 | 36.3181 | 56.5465 | 0
| All | All Customers | 2 | Monthly System Peak Day | CAISO | 1-in-10 | 2031 | 18 | 277.0287 | 283.4489 | 36.319 | 55.689 | 0
| All | All Customers | 2 | Monthly System Peak Day | CAISO | 1-in-10 | 2031 | 19 | 270.8344 | 275.5513 | 36.2813 | 54.5786 | 0
| All | All Customers | 2 | Monthly System Peak Day | CAISO | 1-in-10 | 2031 | 20 | 270.4195 | 337.3364 | 37.0657 | 53.4877 | 0
| All | All Customers | 2 | Monthly System Peak Day | CAISO | 1-in-10 | 2031 | 21 | 264.6817 | 270.0646 | 36.3619 | 53.0153 | 0
| All | All Customers | 2 | Monthly System Peak Day | CAISO | 1-in-10 | 2031 | 22 | 421.0652 | 441.1826 | 36.4853 | 52.4175 | 0
| All | All Customers | 2 | Monthly System Peak Day | CAISO | 1-in-10 | 2031 | 23 | 415.8514 | 433.1764 | 36.4891 | 51.8125 | 0
| All | All Customers | 2 | Monthly System Peak Day | CAISO | 1-in-10 | 2031 | 24 | 434.4698 | 451.2937 | 36.4884 | 51.1797 | 0
| All | All Customers | 3 | Average Weekday | CAISO | 1-in-10 | 2031 | 1 | 417.8723 | 433.212 | 36.5485 | 58.38 | 0
| All | All Customers | 3 | Average Weekday | CAISO | 1-in-10 | 2031 | 2 | 404.0912 | 412.8967 | 36.4994 | 57.2797 | 0
| All | All Customers | 3 | Average Weekday | CAISO | 1-in-10 | 2031 | 3 | 509.6843 | 520.9661 | 36.4922 | 56.254 | 0
| All | All Customers | 3 | Average Weekday | CAISO | 1-in-10 | 2031 | 4 | 619.6949 | 636.1477 | 36.4761 | 55.3455 | 0
| All | All Customers | 3 | Average Weekday | CAISO | 1-in-10 | 2031 | 5 | 601.485 | 622.1022 | 36.4794 | 54.5781 | 0
| All | All Customers | 3 | Average Weekday | CAISO | 1-in-10 | 2031 | 6 | 615.8356 | 639.86 | 36.465 | 53.8867 | 0
| All | All Customers | 3 | Average Weekday | CAISO | 1-in-10 | 2031 | 7 | 629.1581 | 645.7351 | 36.4768 | 53.4742 | 0
| All | All Customers | 3 | Average Weekday | CAISO | 1-in-10 | 2031 | 8 | 647.3574 | 677.6202 | 36.607 | 53.4151 | 0
| All | All Customers | 3 | Average Weekday | CAISO | 1-in-10 | 2031 | 9 | 590.1151 | 628.4259 | 36.7252 | 54.8301 | 0
| All | All Customers | 3 | Average Weekday | CAISO | 1-in-10 | 2031 | 10 | 575.5144 | 598.7325 | 36.6176 | 58.3814 | 0
| All | All Customers | 3 | Average Weekday | CAISO | 1-in-10 | 2031 | 11 | 550.6641 | 568.0569 | 36.6764 | 62.6904 | 0
| All | All Customers | 3 | Average Weekday | CAISO | 1-in-10 | 2031 | 12 | 542.6981 | 554.236 | 36.7348 | 66.6136 | 0
| All | All Customers | 3 | Average Weekday | CAISO | 1-in-10 | 2031 | 13 | 447.7206 | 456.9865 | 36.7658 | 69.6765 | 0
| All | All Customers | 3 | Average Weekday | CAISO | 1-in-10 | 2031 | 14 | 418.6977 | 425.0927 | 36.7199 | 71.7646 | 0
| All | All Customers | 3 | Average Weekday | CAISO | 1-in-10 | 2031 | 15 | 373.021 | 378.3418 | 36.6261 | 73.0134 | 0
| All | All Customers | 3 | Average Weekday | CAISO | 1-in-10 | 2031 | 16 | 335.3276 | 337.4461 | 36.498 | 73.604 | 0
| All | All Customers | 3 | Average Weekday | CAISO | 1-in-10 | 2031 | 17 | 322.4216 | 331.5227 | 36.3143 | 73.5115 | 0
| All | All Customers | 3 | Average Weekday | CAISO | 1-in-10 | 2031 | 18 | 309.0339 | 316.0494 | 36.3275 | 72.5285 | 0
| All | All Customers | 3 | Average Weekday | CAISO | 1-in-10 | 2031 | 19 | 301.3931 | 306.2441 | 36.4007 | 70.6931 | 0
| All | All Customers | 3 | Average Weekday | CAISO | 1-in-10 | 2031 | 20 | 291.3355 | 295.3793 | 36.2806 | 68.0039 | 0
| All | All Customers | 3 | Average Weekday | CAISO | 1-in-10 | 2031 | 21 | 277.215 | 281.1699 | 36.3235 | 65.2746 | 0
| All | All Customers | 3 | Average Weekday | CAISO | 1-in-10 | 2031 | 22 | 453.077 | 476.0062 | 36.4996 | 63.4622 | 0
| All | All Customers | 3 | Average Weekday | CAISO | 1-in-10 | 2031 | 23 | 452.5457 | 476.8423 | 36.5492 | 62.0728 | 0
| All | All Customers | 3 | Average Weekday | CAISO | 1-in-10 | 2031 | 24 | 478.5834 | 511.3244 | 36.5987 | 60.6886 | 0
| All | All Customers | 3 | Monthly System Peak Day | CAISO | 1-in-10 | 2031 | 1 | 417.8723 | 448.9531 | 36.211 | 65.1566 | 0
| All | All Customers | 3 | Monthly System Peak Day | CAISO | 1-in-10 | 2031 | 2 | 404.0912 | 422.8156 | 36.2724 | 63.3314 | 0
| All | All Customers | 3 | Monthly System Peak Day | CAISO | 1-in-10 | 2031 | 3 | 509.6843 | 531.2444 | 36.2823 | 61.896 | 0
| All | All Customers | 3 | Monthly System Peak Day | CAISO | 1-in-10 | 2031 | 4 | 619.6949 | 643.1204 | 36.3135 | 60.8459 | 0
| All | All Customers | 3 | Monthly System Peak Day | CAISO | 1-in-10 | 2031 | 5 | 601.485 | 631.2996 | 36.3092 | 59.9559 | 0
| All | All Customers | 3 | Monthly System Peak Day | CAISO | 1-in-10 | 2031 | 6 | 615.8356 | 641.7798 | 36.3486 | 58.9322 | 0
| All | All Customers | 3 | Monthly System Peak Day | CAISO | 1-in-10 | 2031 | 7 | 629.1581 | 643.5224 | 36.3546 | 58.4848 | 0
| All | All Customers | 3 | Monthly System Peak Day | CAISO | 1-in-10 | 2031 | 8 | 647.3574 | 696.6046 | 36.1748 | 58.0856 | 0
| All | All Customers | 3 | Monthly System Peak Day | CAISO | 1-in-10 | 2031 | 9 | 590.1151 | 639.0807 | 36.1618 | 59.5041 | 0
| All | All Customers | 3 | Monthly System Peak Day | CAISO | 1-in-10 | 2031 | 10 | 575.5144 | 606.5223 | 36.2079 | 64.3211 | 0
| All | All Customers | 3 | Monthly System Peak Day | CAISO | 1-in-10 | 2031 | 11 | 550.6641 | 581.0908 | 36.2858 | 69.9797 | 0
| All | All Customers | 3 | Monthly System Peak Day | CAISO | 1-in-10 | 2031 | 12 | 542.6981 | 567.3112 | 36.4358 | 75.7172 | 0
| All | All Customers | 3 | Monthly System Peak Day | CAISO | 1-in-10 | 2031 | 13 | 447.7206 | 461.5002 | 36.5831 | 80.9672 | 0
| All | All Customers | 3 | Monthly System Peak Day | CAISO | 1-in-10 | 2031 | 14 | 418.6977 | 426.6868 | 36.4548 | 83.4338 | 0
| All | All Customers | 3 | Monthly System Peak Day | CAISO | 1-in-10 | 2031 | 15 | 373.021 | 378.4855 | 36.2747 | 84.3177 | 0
| All | All Customers | 3 | Monthly System Peak Day | CAISO | 1-in-10 | 2031 | 16 | 335.3276 | 335.1668 | 36.2867 | 85.1377 | 0
| All | All Customers | 3 | Monthly System Peak Day | CAISO | 1-in-10 | 2031 | 17 | 322.4216 | 331.7221 | 36.2891 | 85.8466 | 0
| All | All Customers | 3 | Monthly System Peak Day | CAISO | 1-in-10 | 2031 | 18 | 309.0339 | 316.448 | 36.2724 | 85.6149 | 0
| All | All Customers | 3 | Monthly System Peak Day | CAISO | 1-in-10 | 2031 | 19 | 301.3931 | 305.6363 | 37.8012 | 84.1317 | 0
| All | All Customers | 3 | Monthly System Peak Day | CAISO | 1-in-10 | 2031 | 20 | 291.3355 | 294.7215 | 36.2806 | 81.6719 | 0
| All | All Customers | 3 | Monthly System Peak Day | CAISO | 1-in-10 | 2031 | 21 | 277.215 | 281.9528 | 36.4738 | 77.8036 | 0
| All | All Customers | 3 | Monthly System Peak Day | CAISO | 1-in-10 | 2031 | 22 | 453.077 | 476.3746 | 36.3091 | 74.8156 | 0
| All | All Customers | 3 | Monthly System Peak Day | CAISO | 1-in-10 | 2031 | 23 | 452.5457 | 481.4079 | 36.2334 | 72.0533 | 0
| All | All Customers | 3 | Monthly System Peak Day | CAISO | 1-in-10 | 2031 | 24 | 478.5834 | 531.8867 | 36.1666 | 69.429 | 0
| All | All Customers | 4 | Average Weekday | CAISO | 1-in-10 | 2031 | 1 | 387.2876 | 401.6975 | 36.5508 | 59.5013 | 0
| All | All Customers | 4 | Average Weekday | CAISO | 1-in-10 | 2031 | 2 | 374.7307 | 384.0683 | 36.5021 | 58.4907 | 0
| All | All Customers | 4 | Average Weekday | CAISO | 1-in-10 | 2031 | 3 | 475.9622 | 487.6946 | 36.4949 | 57.4983 | 0
| All | All Customers | 4 | Average Weekday | CAISO | 1-in-10 | 2031 | 4 | 577.7906 | 593.9834 | 36.479 | 56.5966 | 0
| All | All Customers | 4 | Average Weekday | CAISO | 1-in-10 | 2031 | 5 | 552.3077 | 571.7313 | 36.4822 | 55.8386 | 0
| All | All Customers | 4 | Average Weekday | CAISO | 1-in-10 | 2031 | 6 | 567.166 | 590.2807 | 36.4681 | 55.2512 | 0
| All | All Customers | 4 | Average Weekday | CAISO | 1-in-10 | 2031 | 7 | 581.266 | 598.3898 | 36.4799 | 54.8291 | 0
| All | All Customers | 4 | Average Weekday | CAISO | 1-in-10 | 2031 | 8 | 598.836 | 627.1707 | 36.6093 | 54.785 | 0
| All | All Customers | 4 | Average Weekday | CAISO | 1-in-10 | 2031 | 9 | 532.9462 | 570.2903 | 36.7264 | 56.8046 | 0
| All | All Customers | 4 | Average Weekday | CAISO | 1-in-10 | 2031 | 10 | 518.131 | 541.7335 | 36.6192 | 60.086 | 0
| All | All Customers | 4 | Average Weekday | CAISO | 1-in-10 | 2031 | 11 | 502.1487 | 518.0228 | 36.6775 | 63.7355 | 0
| All | All Customers | 4 | Average Weekday | CAISO | 1-in-10 | 2031 | 12 | 494.5031 | 506.042 | 36.7354 | 67.1278 | 0
| All | All Customers | 4 | Average Weekday | CAISO | 1-in-10 | 2031 | 13 | 410.0845 | 419.3042 | 36.766 | 69.4902 | 0
| All | All Customers | 4 | Average Weekday | CAISO | 1-in-10 | 2031 | 14 | 377.636 | 384.065 | 36.7203 | 71.1913 | 0
| All | All Customers | 4 | Average Weekday | CAISO | 1-in-10 | 2031 | 15 | 330.0936 | 335.6023 | 36.6272 | 72.3893 | 0
| All | All Customers | 4 | Average Weekday | CAISO | 1-in-10 | 2031 | 16 | 289.6692 | 291.8622 | 36.5004 | 73 | 0
| All | All Customers | 4 | Average Weekday | CAISO | 1-in-10 | 2031 | 17 | 269.6116 | 277.7826 | 36.3173 | 73.0893 | 0
| All | All Customers | 4 | Average Weekday | CAISO | 1-in-10 | 2031 | 18 | 251.9524 | 258.3187 | 36.33 | 72.2961 | 0
| All | All Customers | 4 | Average Weekday | CAISO | 1-in-10 | 2031 | 19 | 237.5909 | 242.4052 | 36.4004 | 70.8969 | 0
| All | All Customers | 4 | Average Weekday | CAISO | 1-in-10 | 2031 | 20 | 229.7829 | 233.903 | 36.2807 | 68.6958 | 0
| All | All Customers | 4 | Average Weekday | CAISO | 1-in-10 | 2031 | 21 | 237.5873 | 241.7148 | 36.3279 | 65.7935 | 0
| All | All Customers | 4 | Average Weekday | CAISO | 1-in-10 | 2031 | 22 | 413.5993 | 436.2832 | 36.5023 | 63.6144 | 0
| All | All Customers | 4 | Average Weekday | CAISO | 1-in-10 | 2031 | 23 | 416.7375 | 440.7235 | 36.552 | 62.0737 | 0
| All | All Customers | 4 | Average Weekday | CAISO | 1-in-10 | 2031 | 24 | 444.5366 | 476.6938 | 36.6008 | 60.8033 | 0
| All | All Customers | 4 | Monthly System Peak Day | CAISO | 1-in-10 | 2031 | 1 | 387.2876 | 415.9163 | 36.2182 | 71.168 | 0
| All | All Customers | 4 | Monthly System Peak Day | CAISO | 1-in-10 | 2031 | 2 | 374.7307 | 393.7029 | 36.2784 | 68.8626 | 0
| All | All Customers | 4 | Monthly System Peak Day | CAISO | 1-in-10 | 2031 | 3 | 475.9622 | 497.9707 | 36.2881 | 66.9391 | 0
| All | All Customers | 4 | Monthly System Peak Day | CAISO | 1-in-10 | 2031 | 4 | 577.7906 | 600.3557 | 36.3187 | 65.7202 | 0
| All | All Customers | 4 | Monthly System Peak Day | CAISO | 1-in-10 | 2031 | 5 | 552.3077 | 580.3846 | 36.3146 | 65.8589 | 0
| All | All Customers | 4 | Monthly System Peak Day | CAISO | 1-in-10 | 2031 | 6 | 567.166 | 592.0094 | 36.3534 | 66.0598 | 0
| All | All Customers | 4 | Monthly System Peak Day | CAISO | 1-in-10 | 2031 | 7 | 581.266 | 596.1711 | 36.3593 | 66.4513 | 0
| All | All Customers | 4 | Monthly System Peak Day | CAISO | 1-in-10 | 2031 | 8 | 598.836 | 648.1132 | 36.1827 | 66.7937 | 0
| All | All Customers | 4 | Monthly System Peak Day | CAISO | 1-in-10 | 2031 | 9 | 532.9462 | 580.8383 | 36.1727 | 69.7332 | 0
| All | All Customers | 4 | Monthly System Peak Day | CAISO | 1-in-10 | 2031 | 10 | 518.131 | 549.0805 | 36.2171 | 74.0013 | 0
| All | All Customers | 4 | Monthly System Peak Day | CAISO | 1-in-10 | 2031 | 11 | 502.1487 | 530.4662 | 36.2968 | 78.2468 | 0
| All | All Customers | 4 | Monthly System Peak Day | CAISO | 1-in-10 | 2031 | 12 | 494.5031 | 518.9985 | 36.4484 | 82.2387 | 0
| All | All Customers | 4 | Monthly System Peak Day | CAISO | 1-in-10 | 2031 | 13 | 410.0845 | 423.9467 | 36.5966 | 85.1251 | 0
| All | All Customers | 4 | Monthly System Peak Day | CAISO | 1-in-10 | 2031 | 14 | 377.636 | 385.6537 | 36.4675 | 87.0217 | 0
| All | All Customers | 4 | Monthly System Peak Day | CAISO | 1-in-10 | 2031 | 15 | 330.0936 | 335.9466 | 36.2848 | 88.4091 | 0
| All | All Customers | 4 | Monthly System Peak Day | CAISO | 1-in-10 | 2031 | 16 | 289.6692 | 289.5526 | 36.2928 | 89.5238 | 0
| All | All Customers | 4 | Monthly System Peak Day | CAISO | 1-in-10 | 2031 | 17 | 269.6116 | 278.0092 | 36.294 | 90.2309 | 0
| All | All Customers | 4 | Monthly System Peak Day | CAISO | 1-in-10 | 2031 | 18 | 251.9524 | 259.0897 | 36.2791 | 90.4085 | 0
| All | All Customers | 4 | Monthly System Peak Day | CAISO | 1-in-10 | 2031 | 19 | 237.5909 | 241.8566 | 37.8064 | 89.6202 | 0
| All | All Customers | 4 | Monthly System Peak Day | CAISO | 1-in-10 | 2031 | 20 | 229.7829 | 233.2082 | 36.2806 | 87.5628 | 0
| All | All Customers | 4 | Monthly System Peak Day | CAISO | 1-in-10 | 2031 | 21 | 237.5873 | 242.5026 | 36.4734 | 84.2362 | 0
| All | All Customers | 4 | Monthly System Peak Day | CAISO | 1-in-10 | 2031 | 22 | 413.5993 | 436.5679 | 36.3139 | 81.1628 | 0
| All | All Customers | 4 | Monthly System Peak Day | CAISO | 1-in-10 | 2031 | 23 | 416.7375 | 445.1993 | 36.2401 | 78.4269 | 0
| All | All Customers | 4 | Monthly System Peak Day | CAISO | 1-in-10 | 2031 | 24 | 444.5366 | 496.9841 | 36.1747 | 75.4657 | 0
| All | All Customers | 5 | Average Weekday | CAISO | 1-in-10 | 2031 | 1 | 395.1591 | 409.7242 | 36.5661 | 62.6645 | 0
| All | All Customers | 5 | Average Weekday | CAISO | 1-in-10 | 2031 | 2 | 383.3129 | 391.5239 | 36.5174 | 61.686 | 0
| All | All Customers | 5 | Average Weekday | CAISO | 1-in-10 | 2031 | 3 | 487.8902 | 499.8814 | 36.5102 | 60.8176 | 0
| All | All Customers | 5 | Average Weekday | CAISO | 1-in-10 | 2031 | 4 | 591.4158 | 608.3248 | 36.4944 | 60.0235 | 0
| All | All Customers | 5 | Average Weekday | CAISO | 1-in-10 | 2031 | 5 | 569.958 | 590.0428 | 36.4978 | 59.4411 | 0
| All | All Customers | 5 | Average Weekday | CAISO | 1-in-10 | 2031 | 6 | 579.2997 | 603.8669 | 36.4839 | 58.9528 | 0
| All | All Customers | 5 | Average Weekday | CAISO | 1-in-10 | 2031 | 7 | 585.561 | 602.4182 | 36.4961 | 58.7176 | 0
| All | All Customers | 5 | Average Weekday | CAISO | 1-in-10 | 2031 | 8 | 611.3126 | 642.0936 | 36.6251 | 59.4845 | 0
| All | All Customers | 5 | Average Weekday | CAISO | 1-in-10 | 2031 | 9 | 541.3635 | 576.8281 | 36.7416 | 61.9999 | 0
| All | All Customers | 5 | Average Weekday | CAISO | 1-in-10 | 2031 | 10 | 531.3481 | 554.8586 | 36.634 | 65.3043 | 0
| All | All Customers | 5 | Average Weekday | CAISO | 1-in-10 | 2031 | 11 | 516.3009 | 532.5428 | 36.692 | 68.3821 | 0
| All | All Customers | 5 | Average Weekday | CAISO | 1-in-10 | 2031 | 12 | 504.1671 | 515.4698 | 36.7497 | 71.0609 | 0
| All | All Customers | 5 | Average Weekday | CAISO | 1-in-10 | 2031 | 13 | 419.2046 | 428.7708 | 36.7798 | 73.3291 | 0
| All | All Customers | 5 | Average Weekday | CAISO | 1-in-10 | 2031 | 14 | 392.9901 | 399.4784 | 36.7341 | 75.0832 | 0
| All | All Customers | 5 | Average Weekday | CAISO | 1-in-10 | 2031 | 15 | 350.7746 | 356.2279 | 36.6412 | 76.3265 | 0
| All | All Customers | 5 | Average Weekday | CAISO | 1-in-10 | 2031 | 16 | 303.8398 | 305.9703 | 36.5154 | 76.8948 | 0
| All | All Customers | 5 | Average Weekday | CAISO | 1-in-10 | 2031 | 17 | 276.9221 | 285.8507 | 36.3238 | 76.9554 | 0
| All | All Customers | 5 | Average Weekday | CAISO | 1-in-10 | 2031 | 18 | 263.1848 | 269.9772 | 36.3363 | 76.2265 | 0
| All | All Customers | 5 | Average Weekday | CAISO | 1-in-10 | 2031 | 19 | 252.3846 | 257.6054 | 36.3965 | 74.8608 | 0
| All | All Customers | 5 | Average Weekday | CAISO | 1-in-10 | 2031 | 20 | 241.8689 | 246.2493 | 36.2807 | 72.769 | 0
| All | All Customers | 5 | Average Weekday | CAISO | 1-in-10 | 2031 | 21 | 252.9414 | 257.2863 | 36.3343 | 69.7865 | 0
| All | All Customers | 5 | Average Weekday | CAISO | 1-in-10 | 2031 | 22 | 425.6914 | 448.9141 | 36.5187 | 67.0523 | 0
| All | All Customers | 5 | Average Weekday | CAISO | 1-in-10 | 2031 | 23 | 435.1806 | 459.9084 | 36.5683 | 65.2221 | 0
| All | All Customers | 5 | Average Weekday | CAISO | 1-in-10 | 2031 | 24 | 460.3426 | 493.1163 | 36.6165 | 63.7844 | 0
| All | All Customers | 5 | Monthly System Peak Day | CAISO | 1-in-10 | 2031 | 1 | 395.1591 | 424.3407 | 36.2372 | 73.9451 | 0
| All | All Customers | 5 | Monthly System Peak Day | CAISO | 1-in-10 | 2031 | 2 | 383.3129 | 400.5228 | 36.2962 | 72.4128 | 0
| All | All Customers | 5 | Monthly System Peak Day | CAISO | 1-in-10 | 2031 | 3 | 487.8902 | 509.6673 | 36.3056 | 70.8805 | 0
| All | All Customers | 5 | Monthly System Peak Day | CAISO | 1-in-10 | 2031 | 4 | 591.4158 | 614.7715 | 36.3359 | 69.4883 | 0
| All | All Customers | 5 | Monthly System Peak Day | CAISO | 1-in-10 | 2031 | 5 | 569.958 | 599.0452 | 36.3318 | 68.5669 | 0
| All | All Customers | 5 | Monthly System Peak Day | CAISO | 1-in-10 | 2031 | 6 | 579.2997 | 606.209 | 36.3703 | 67.5106 | 0
| All | All Customers | 5 | Monthly System Peak Day | CAISO | 1-in-10 | 2031 | 7 | 585.561 | 600.066 | 36.3766 | 67.139 | 0
| All | All Customers | 5 | Monthly System Peak Day | CAISO | 1-in-10 | 2031 | 8 | 611.3126 | 659.2487 | 36.203 | 67.588 | 0
| All | All Customers | 5 | Monthly System Peak Day | CAISO | 1-in-10 | 2031 | 9 | 541.3635 | 587.5547 | 36.1956 | 71.9541 | 0
| All | All Customers | 5 | Monthly System Peak Day | CAISO | 1-in-10 | 2031 | 10 | 531.3481 | 561.9471 | 36.2381 | 78.4437 | 0
| All | All Customers | 5 | Monthly System Peak Day | CAISO | 1-in-10 | 2031 | 11 | 516.3009 | 544.6286 | 36.3198 | 84.4634 | 0
| All | All Customers | 5 | Monthly System Peak Day | CAISO | 1-in-10 | 2031 | 12 | 504.1671 | 527.7158 | 36.4732 | 88.5098 | 0
| All | All Customers | 5 | Monthly System Peak Day | CAISO | 1-in-10 | 2031 | 13 | 419.2046 | 432.6075 | 36.6225 | 91.3209 | 0
| All | All Customers | 5 | Monthly System Peak Day | CAISO | 1-in-10 | 2031 | 14 | 392.9901 | 399.5698 | 36.492 | 93.0051 | 0
| All | All Customers | 5 | Monthly System Peak Day | CAISO | 1-in-10 | 2031 | 15 | 350.7746 | 356.5672 | 36.3063 | 94.2891 | 0
| All | All Customers | 5 | Monthly System Peak Day | CAISO | 1-in-10 | 2031 | 16 | 303.8398 | 303.7487 | 36.3105 | 94.3726 | 0
| All | All Customers | 5 | Monthly System Peak Day | CAISO | 1-in-10 | 2031 | 17 | 276.9221 | 286.0701 | 36.3019 | 93.9017 | 0
| All | All Customers | 5 | Monthly System Peak Day | CAISO | 1-in-10 | 2031 | 18 | 263.1848 | 270.3822 | 36.2883 | 93.1366 | 0
| All | All Customers | 5 | Monthly System Peak Day | CAISO | 1-in-10 | 2031 | 19 | 252.3846 | 256.8861 | 37.7661 | 92.0447 | 0
| All | All Customers | 5 | Monthly System Peak Day | CAISO | 1-in-10 | 2031 | 20 | 241.8689 | 245.5797 | 36.2807 | 89.5105 | 0
| All | All Customers | 5 | Monthly System Peak Day | CAISO | 1-in-10 | 2031 | 21 | 252.9414 | 258.1005 | 36.4745 | 85.6688 | 0
| All | All Customers | 5 | Monthly System Peak Day | CAISO | 1-in-10 | 2031 | 22 | 425.6914 | 449.2762 | 36.3314 | 81.9451 | 0
| All | All Customers | 5 | Monthly System Peak Day | CAISO | 1-in-10 | 2031 | 23 | 435.1806 | 464.5471 | 36.2592 | 79.3652 | 0
| All | All Customers | 5 | Monthly System Peak Day | CAISO | 1-in-10 | 2031 | 24 | 460.3426 | 513.657 | 36.1948 | 76.6451 | 0
| All | All Customers | 6 | Average Weekday | CAISO | 1-in-10 | 2031 | 1 | 382.0562 | 410.7613 | 36.5508 | 66.5999 | 0
| All | All Customers | 6 | Average Weekday | CAISO | 1-in-10 | 2031 | 2 | 370.2056 | 391.0753 | 36.5536 | 65.9006 | 0
| All | All Customers | 6 | Average Weekday | CAISO | 1-in-10 | 2031 | 3 | 465.2496 | 492.2638 | 36.5545 | 65.2662 | 0
| All | All Customers | 6 | Average Weekday | CAISO | 1-in-10 | 2031 | 4 | 562.1009 | 590.6438 | 36.555 | 64.6507 | 0
| All | All Customers | 6 | Average Weekday | CAISO | 1-in-10 | 2031 | 5 | 540.2199 | 580.454 | 36.5497 | 64.1746 | 0
| All | All Customers | 6 | Average Weekday | CAISO | 1-in-10 | 2031 | 6 | 564.2438 | 610.5663 | 36.5399 | 63.7832 | 0
| All | All Customers | 6 | Average Weekday | CAISO | 1-in-10 | 2031 | 7 | 577.8129 | 603.0051 | 36.5077 | 63.476 | 0
| All | All Customers | 6 | Average Weekday | CAISO | 1-in-10 | 2031 | 8 | 597.1708 | 626.7313 | 36.5609 | 64.0318 | 0
| All | All Customers | 6 | Average Weekday | CAISO | 1-in-10 | 2031 | 9 | 552.0538 | 572.6269 | 36.5821 | 65.9714 | 0
| All | All Customers | 6 | Average Weekday | CAISO | 1-in-10 | 2031 | 10 | 538.4024 | 552.5883 | 36.5665 | 68.8032 | 0
| All | All Customers | 6 | Average Weekday | CAISO | 1-in-10 | 2031 | 11 | 515.6815 | 528.1517 | 36.5954 | 72.0084 | 0
| All | All Customers | 6 | Average Weekday | CAISO | 1-in-10 | 2031 | 12 | 506.3523 | 520.9522 | 36.6277 | 75.1083 | 0
| All | All Customers | 6 | Average Weekday | CAISO | 1-in-10 | 2031 | 13 | 422.0912 | 441.5325 | 36.6387 | 77.5187 | 0
| All | All Customers | 6 | Average Weekday | CAISO | 1-in-10 | 2031 | 14 | 392.8346 | 409.2068 | 36.6097 | 79.3071 | 0
| All | All Customers | 6 | Average Weekday | CAISO | 1-in-10 | 2031 | 15 | 340.8297 | 355.3278 | 36.544 | 80.4926 | 0
| All | All Customers | 6 | Average Weekday | CAISO | 1-in-10 | 2031 | 16 | 298.612 | 301.619 | 36.4925 | 81.1097 | 0
| All | All Customers | 6 | Average Weekday | CAISO | 1-in-10 | 2031 | 17 | 276.4758 | 285.7304 | 36.7783 | 81.0308 | 0
| All | All Customers | 6 | Average Weekday | CAISO | 1-in-10 | 2031 | 18 | 254.7083 | 269.6688 | 36.7997 | 80.1832 | 0
| All | All Customers | 6 | Average Weekday | CAISO | 1-in-10 | 2031 | 19 | 239.0637 | 262.0042 | 39.3346 | 78.7527 | 0
| All | All Customers | 6 | Average Weekday | CAISO | 1-in-10 | 2031 | 20 | 225.1174 | 244.6914 | 36.7513 | 76.6583 | 0
| All | All Customers | 6 | Average Weekday | CAISO | 1-in-10 | 2031 | 21 | 242.0513 | 258.0201 | 37.0182 | 73.7764 | 0
| All | All Customers | 6 | Average Weekday | CAISO | 1-in-10 | 2031 | 22 | 400.2358 | 433.78 | 36.6179 | 70.7793 | 0
| All | All Customers | 6 | Average Weekday | CAISO | 1-in-10 | 2031 | 23 | 428.2424 | 462.2532 | 36.5801 | 68.9101 | 0
| All | All Customers | 6 | Average Weekday | CAISO | 1-in-10 | 2031 | 24 | 454.962 | 496.5608 | 36.5622 | 67.6558 | 0
| All | All Customers | 6 | Monthly System Peak Day | CAISO | 1-in-10 | 2031 | 1 | 382.0562 | 374.7217 | 44.4473 | 74.367 | 0
| All | All Customers | 6 | Monthly System Peak Day | CAISO | 1-in-10 | 2031 | 2 | 370.2056 | 346.0158 | 44.4581 | 72.8839 | 0
| All | All Customers | 6 | Monthly System Peak Day | CAISO | 1-in-10 | 2031 | 3 | 465.2496 | 419.3372 | 44.4627 | 71.7346 | 0
| All | All Customers | 6 | Monthly System Peak Day | CAISO | 1-in-10 | 2031 | 4 | 562.1009 | 486.1639 | 44.4665 | 70.9788 | 0
| All | All Customers | 6 | Monthly System Peak Day | CAISO | 1-in-10 | 2031 | 5 | 540.2199 | 481.6343 | 44.4614 | 69.9524 | 0
| All | All Customers | 6 | Monthly System Peak Day | CAISO | 1-in-10 | 2031 | 6 | 564.2438 | 517.3462 | 44.4556 | 69.2472 | 0
| All | All Customers | 6 | Monthly System Peak Day | CAISO | 1-in-10 | 2031 | 7 | 577.8129 | 519.1246 | 44.3781 | 68.7623 | 0
| All | All Customers | 6 | Monthly System Peak Day | CAISO | 1-in-10 | 2031 | 8 | 597.1708 | 548.9528 | 44.4357 | 69.6755 | 0
| All | All Customers | 6 | Monthly System Peak Day | CAISO | 1-in-10 | 2031 | 9 | 552.0538 | 526.1194 | 44.4045 | 73.5378 | 0
| All | All Customers | 6 | Monthly System Peak Day | CAISO | 1-in-10 | 2031 | 10 | 538.4024 | 503.3965 | 44.3556 | 79.5148 | 0
| All | All Customers | 6 | Monthly System Peak Day | CAISO | 1-in-10 | 2031 | 11 | 515.6815 | 479.8622 | 44.3448 | 84.6279 | 0
| All | All Customers | 6 | Monthly System Peak Day | CAISO | 1-in-10 | 2031 | 12 | 506.3523 | 470.5072 | 44.3618 | 88.9216 | 0
| All | All Customers | 6 | Monthly System Peak Day | CAISO | 1-in-10 | 2031 | 13 | 422.0912 | 403.4753 | 44.3452 | 90.592 | 0
| All | All Customers | 6 | Monthly System Peak Day | CAISO | 1-in-10 | 2031 | 14 | 392.8346 | 376.5597 | 44.3624 | 92.1858 | 0
| All | All Customers | 6 | Monthly System Peak Day | CAISO | 1-in-10 | 2031 | 15 | 340.8297 | 328.7012 | 44.3497 | 93.8606 | 0
| All | All Customers | 6 | Monthly System Peak Day | CAISO | 1-in-10 | 2031 | 16 | 298.612 | 273.7141 | 44.2945 | 95.2577 | 0
| All | All Customers | 6 | Monthly System Peak Day | CAISO | 1-in-10 | 2031 | 17 | 276.4758 | 287.2582 | 44.3067 | 95.3506 | 0
| All | All Customers | 6 | Monthly System Peak Day | CAISO | 1-in-10 | 2031 | 18 | 254.7083 | 279.3094 | 44.4396 | 95.0523 | 0
| All | All Customers | 6 | Monthly System Peak Day | CAISO | 1-in-10 | 2031 | 19 | 239.0637 | 233.2352 | 44.3988 | 93.4385 | 0
| All | All Customers | 6 | Monthly System Peak Day | CAISO | 1-in-10 | 2031 | 20 | 225.1174 | 229.4238 | 43.4149 | 89.3141 | 0
| All | All Customers | 6 | Monthly System Peak Day | CAISO | 1-in-10 | 2031 | 21 | 242.0513 | 226.4377 | 45.3827 | 84.8406 | 0
| All | All Customers | 6 | Monthly System Peak Day | CAISO | 1-in-10 | 2031 | 22 | 400.2358 | 380.2304 | 44.7014 | 80.8016 | 0
| All | All Customers | 6 | Monthly System Peak Day | CAISO | 1-in-10 | 2031 | 23 | 428.2424 | 396.2874 | 44.5478 | 77.3827 | 0
| All | All Customers | 6 | Monthly System Peak Day | CAISO | 1-in-10 | 2031 | 24 | 454.962 | 432.1361 | 44.4723 | 75.3019 | 0
| All | All Customers | 7 | Average Weekday | CAISO | 1-in-10 | 2031 | 1 | 383.0395 | 410.5626 | 39.2907 | 72.1536 | 0
| All | All Customers | 7 | Average Weekday | CAISO | 1-in-10 | 2031 | 2 | 381.5242 | 400.392 | 39.2864 | 71.4201 | 0
| All | All Customers | 7 | Average Weekday | CAISO | 1-in-10 | 2031 | 3 | 468.1512 | 493.9709 | 39.2852 | 70.7709 | 0
| All | All Customers | 7 | Average Weekday | CAISO | 1-in-10 | 2031 | 4 | 565.8201 | 595.6246 | 39.2829 | 70.2504 | 0
| All | All Customers | 7 | Average Weekday | CAISO | 1-in-10 | 2031 | 5 | 547.2434 | 587.7603 | 39.2805 | 69.8041 | 0
| All | All Customers | 7 | Average Weekday | CAISO | 1-in-10 | 2031 | 6 | 555.8455 | 600.1672 | 39.274 | 69.4399 | 0
| All | All Customers | 7 | Average Weekday | CAISO | 1-in-10 | 2031 | 7 | 561.5973 | 583.7858 | 39.2742 | 69.2407 | 0
| All | All Customers | 7 | Average Weekday | CAISO | 1-in-10 | 2031 | 8 | 578.3771 | 607.8757 | 39.305 | 69.7054 | 0
| All | All Customers | 7 | Average Weekday | CAISO | 1-in-10 | 2031 | 9 | 522.7975 | 542.8282 | 39.338 | 71.9118 | 0
| All | All Customers | 7 | Average Weekday | CAISO | 1-in-10 | 2031 | 10 | 511.4763 | 524.4136 | 39.3369 | 74.9215 | 0
| All | All Customers | 7 | Average Weekday | CAISO | 1-in-10 | 2031 | 11 | 494.0443 | 505.9684 | 39.3723 | 78.3302 | 0
| All | All Customers | 7 | Average Weekday | CAISO | 1-in-10 | 2031 | 12 | 486.1185 | 501.1996 | 39.4066 | 81.5124 | 0
| All | All Customers | 7 | Average Weekday | CAISO | 1-in-10 | 2031 | 13 | 400.4754 | 418.2644 | 39.4221 | 83.9403 | 0
| All | All Customers | 7 | Average Weekday | CAISO | 1-in-10 | 2031 | 14 | 374.7219 | 390.1154 | 39.3908 | 85.7186 | 0
| All | All Customers | 7 | Average Weekday | CAISO | 1-in-10 | 2031 | 15 | 328.7216 | 342.8545 | 39.3321 | 86.8585 | 0
| All | All Customers | 7 | Average Weekday | CAISO | 1-in-10 | 2031 | 16 | 281.5291 | 282.4221 | 39.2898 | 87.4293 | 0
| All | All Customers | 7 | Average Weekday | CAISO | 1-in-10 | 2031 | 17 | 263.2241 | 271.1653 | 39.693 | 87.3156 | 0
| All | All Customers | 7 | Average Weekday | CAISO | 1-in-10 | 2031 | 18 | 249.7323 | 262.0086 | 39.7156 | 86.4657 | 0
| All | All Customers | 7 | Average Weekday | CAISO | 1-in-10 | 2031 | 19 | 235.9004 | 257.2477 | 40.3206 | 84.9536 | 0
| All | All Customers | 7 | Average Weekday | CAISO | 1-in-10 | 2031 | 20 | 230.1933 | 245.5355 | 39.2546 | 82.593 | 0
| All | All Customers | 7 | Average Weekday | CAISO | 1-in-10 | 2031 | 21 | 250.9381 | 263.2845 | 39.7248 | 79.4531 | 0
| All | All Customers | 7 | Average Weekday | CAISO | 1-in-10 | 2031 | 22 | 408.4692 | 443.939 | 39.2653 | 76.411 | 0
| All | All Customers | 7 | Average Weekday | CAISO | 1-in-10 | 2031 | 23 | 427.5844 | 458.0409 | 39.2775 | 74.6466 | 0
| All | All Customers | 7 | Average Weekday | CAISO | 1-in-10 | 2031 | 24 | 449.9148 | 488.9901 | 39.2938 | 73.4889 | 0
| All | All Customers | 7 | Monthly System Peak Day | CAISO | 1-in-10 | 2031 | 1 | 383.0395 | 375.3482 | 39.3032 | 76.5275 | 0
| All | All Customers | 7 | Monthly System Peak Day | CAISO | 1-in-10 | 2031 | 2 | 381.5242 | 354.5005 | 39.288 | 75.9902 | 0
| All | All Customers | 7 | Monthly System Peak Day | CAISO | 1-in-10 | 2031 | 3 | 468.1512 | 418.4578 | 39.2865 | 75.0914 | 0
| All | All Customers | 7 | Monthly System Peak Day | CAISO | 1-in-10 | 2031 | 4 | 565.8201 | 491.4517 | 39.2832 | 74.0715 | 0
| All | All Customers | 7 | Monthly System Peak Day | CAISO | 1-in-10 | 2031 | 5 | 547.2434 | 490.2968 | 39.2912 | 73.2621 | 0
| All | All Customers | 7 | Monthly System Peak Day | CAISO | 1-in-10 | 2031 | 6 | 555.8455 | 514.1356 | 39.3055 | 72.8051 | 0
| All | All Customers | 7 | Monthly System Peak Day | CAISO | 1-in-10 | 2031 | 7 | 561.5973 | 505.9809 | 39.3539 | 72.349 | 0
| All | All Customers | 7 | Monthly System Peak Day | CAISO | 1-in-10 | 2031 | 8 | 578.3771 | 536.0436 | 39.3216 | 72.5955 | 0
| All | All Customers | 7 | Monthly System Peak Day | CAISO | 1-in-10 | 2031 | 9 | 522.7975 | 496.7169 | 39.325 | 75.0342 | 0
| All | All Customers | 7 | Monthly System Peak Day | CAISO | 1-in-10 | 2031 | 10 | 511.4763 | 475.0127 | 39.316 | 78.4777 | 0
| All | All Customers | 7 | Monthly System Peak Day | CAISO | 1-in-10 | 2031 | 11 | 494.0443 | 458.5214 | 39.3262 | 82.4014 | 0
| All | All Customers | 7 | Monthly System Peak Day | CAISO | 1-in-10 | 2031 | 12 | 486.1185 | 451.1707 | 39.3371 | 85.9909 | 0
| All | All Customers | 7 | Monthly System Peak Day | CAISO | 1-in-10 | 2031 | 13 | 400.4754 | 383.2737 | 39.3492 | 88.5239 | 0
| All | All Customers | 7 | Monthly System Peak Day | CAISO | 1-in-10 | 2031 | 14 | 374.7219 | 359.3604 | 39.3435 | 90.3151 | 0
| All | All Customers | 7 | Monthly System Peak Day | CAISO | 1-in-10 | 2031 | 15 | 328.7216 | 317.6944 | 39.3601 | 91.4602 | 0
| All | All Customers | 7 | Monthly System Peak Day | CAISO | 1-in-10 | 2031 | 16 | 281.5291 | 256.5175 | 39.3584 | 91.8551 | 0
| All | All Customers | 7 | Monthly System Peak Day | CAISO | 1-in-10 | 2031 | 17 | 263.2241 | 273.8672 | 39.2376 | 90.9235 | 0
| All | All Customers | 7 | Monthly System Peak Day | CAISO | 1-in-10 | 2031 | 18 | 249.7323 | 272.4474 | 39.3266 | 90.3439 | 0
| All | All Customers | 7 | Monthly System Peak Day | CAISO | 1-in-10 | 2031 | 19 | 235.9004 | 231.8224 | 38.9178 | 88.852 | 0
| All | All Customers | 7 | Monthly System Peak Day | CAISO | 1-in-10 | 2031 | 20 | 230.1933 | 253.3297 | 38.687 | 86.2629 | 0
| All | All Customers | 7 | Monthly System Peak Day | CAISO | 1-in-10 | 2031 | 21 | 250.9381 | 236.8983 | 39.8763 | 82.9808 | 0
| All | All Customers | 7 | Monthly System Peak Day | CAISO | 1-in-10 | 2031 | 22 | 408.4692 | 394.3237 | 39.4107 | 79.3628 | 0
| All | All Customers | 7 | Monthly System Peak Day | CAISO | 1-in-10 | 2031 | 23 | 427.5844 | 395.0579 | 39.3176 | 77.7227 | 0
| All | All Customers | 7 | Monthly System Peak Day | CAISO | 1-in-10 | 2031 | 24 | 449.9148 | 426.237 | 39.3112 | 76.3296 | 0
| All | All Customers | 8 | Average Weekday | CAISO | 1-in-10 | 2031 | 1 | 403.9667 | 435.2916 | 36.7602 | 71.5409 | 0
| All | All Customers | 8 | Average Weekday | CAISO | 1-in-10 | 2031 | 2 | 390.4692 | 412.8899 | 36.7555 | 70.8332 | 0
| All | All Customers | 8 | Average Weekday | CAISO | 1-in-10 | 2031 | 3 | 473.6579 | 499.5764 | 36.754 | 70.199 | 0
| All | All Customers | 8 | Average Weekday | CAISO | 1-in-10 | 2031 | 4 | 577.7353 | 608.7633 | 36.751 | 69.6977 | 0
| All | All Customers | 8 | Average Weekday | CAISO | 1-in-10 | 2031 | 5 | 552.2311 | 593.9175 | 36.7483 | 69.2229 | 0
| All | All Customers | 8 | Average Weekday | CAISO | 1-in-10 | 2031 | 6 | 565.0616 | 612.8325 | 36.741 | 68.8435 | 0
| All | All Customers | 8 | Average Weekday | CAISO | 1-in-10 | 2031 | 7 | 579.2036 | 606.5901 | 36.7472 | 68.5069 | 0
| All | All Customers | 8 | Average Weekday | CAISO | 1-in-10 | 2031 | 8 | 589.4487 | 622.0154 | 36.7759 | 68.5051 | 0
| All | All Customers | 8 | Average Weekday | CAISO | 1-in-10 | 2031 | 9 | 528.6774 | 549.6096 | 36.8108 | 70.1299 | 0
| All | All Customers | 8 | Average Weekday | CAISO | 1-in-10 | 2031 | 10 | 519.5085 | 533.4756 | 36.8151 | 72.7973 | 0
| All | All Customers | 8 | Average Weekday | CAISO | 1-in-10 | 2031 | 11 | 498.3445 | 511.2611 | 36.8484 | 75.9355 | 0
| All | All Customers | 8 | Average Weekday | CAISO | 1-in-10 | 2031 | 12 | 487.5067 | 503.808 | 36.8772 | 79.0539 | 0
| All | All Customers | 8 | Average Weekday | CAISO | 1-in-10 | 2031 | 13 | 410.8105 | 430.8916 | 36.8923 | 81.6854 | 0
| All | All Customers | 8 | Average Weekday | CAISO | 1-in-10 | 2031 | 14 | 382.6412 | 399.4676 | 36.8621 | 83.7858 | 0
| All | All Customers | 8 | Average Weekday | CAISO | 1-in-10 | 2031 | 15 | 336.8448 | 351.9207 | 36.8084 | 85.2137 | 0
| All | All Customers | 8 | Average Weekday | CAISO | 1-in-10 | 2031 | 16 | 290.4614 | 294.4924 | 36.7706 | 85.8037 | 0
| All | All Customers | 8 | Average Weekday | CAISO | 1-in-10 | 2031 | 17 | 273.5114 | 280.8326 | 37.1315 | 85.757 | 0
| All | All Customers | 8 | Average Weekday | CAISO | 1-in-10 | 2031 | 18 | 250.5462 | 264.4952 | 37.1873 | 84.8848 | 0
| All | All Customers | 8 | Average Weekday | CAISO | 1-in-10 | 2031 | 19 | 237.0222 | 260.701 | 38.0618 | 83.3207 | 0
| All | All Customers | 8 | Average Weekday | CAISO | 1-in-10 | 2031 | 20 | 236.9063 | 256.3158 | 36.9534 | 80.9246 | 0
| All | All Customers | 8 | Average Weekday | CAISO | 1-in-10 | 2031 | 21 | 261.6116 | 277.3853 | 37.3223 | 77.6224 | 0
| All | All Customers | 8 | Average Weekday | CAISO | 1-in-10 | 2031 | 22 | 421.7266 | 454.0979 | 36.7241 | 75.1915 | 0
| All | All Customers | 8 | Average Weekday | CAISO | 1-in-10 | 2031 | 23 | 444.6299 | 480.0932 | 36.7366 | 73.7628 | 0
| All | All Customers | 8 | Average Weekday | CAISO | 1-in-10 | 2031 | 24 | 470.546 | 513.4596 | 36.7603 | 72.683 | 0
| All | All Customers | 8 | Monthly System Peak Day | CAISO | 1-in-10 | 2031 | 1 | 403.9667 | 396.1909 | 31.3238 | 74.963 | 0
| All | All Customers | 8 | Monthly System Peak Day | CAISO | 1-in-10 | 2031 | 2 | 390.4692 | 365.6584 | 31.308 | 74.0975 | 0
| All | All Customers | 8 | Monthly System Peak Day | CAISO | 1-in-10 | 2031 | 3 | 473.6579 | 429.9598 | 31.3068 | 73.4693 | 0
| All | All Customers | 8 | Monthly System Peak Day | CAISO | 1-in-10 | 2031 | 4 | 577.7353 | 506.3791 | 31.304 | 72.8742 | 0
| All | All Customers | 8 | Monthly System Peak Day | CAISO | 1-in-10 | 2031 | 5 | 552.2311 | 498.9429 | 31.3125 | 72.1898 | 0
| All | All Customers | 8 | Monthly System Peak Day | CAISO | 1-in-10 | 2031 | 6 | 565.0616 | 521.7664 | 31.3288 | 71.5783 | 0
| All | All Customers | 8 | Monthly System Peak Day | CAISO | 1-in-10 | 2031 | 7 | 579.2036 | 524.3289 | 31.3743 | 71.1706 | 0
| All | All Customers | 8 | Monthly System Peak Day | CAISO | 1-in-10 | 2031 | 8 | 589.4487 | 545.4931 | 31.3415 | 71.0271 | 0
| All | All Customers | 8 | Monthly System Peak Day | CAISO | 1-in-10 | 2031 | 9 | 528.6774 | 504.4318 | 31.3431 | 73.2935 | 0
| All | All Customers | 8 | Monthly System Peak Day | CAISO | 1-in-10 | 2031 | 10 | 519.5085 | 484.8039 | 31.3275 | 77.163 | 0
| All | All Customers | 8 | Monthly System Peak Day | CAISO | 1-in-10 | 2031 | 11 | 498.3445 | 462.5119 | 31.3403 | 82.0368 | 0
| All | All Customers | 8 | Monthly System Peak Day | CAISO | 1-in-10 | 2031 | 12 | 487.5067 | 451.5047 | 31.3585 | 86.9797 | 0
| All | All Customers | 8 | Monthly System Peak Day | CAISO | 1-in-10 | 2031 | 13 | 410.8105 | 394.3139 | 31.3728 | 90.4847 | 0
| All | All Customers | 8 | Monthly System Peak Day | CAISO | 1-in-10 | 2031 | 14 | 382.6412 | 368.5647 | 31.3673 | 93.1945 | 0
| All | All Customers | 8 | Monthly System Peak Day | CAISO | 1-in-10 | 2031 | 15 | 336.8448 | 327.1209 | 31.3825 | 94.2092 | 0
| All | All Customers | 8 | Monthly System Peak Day | CAISO | 1-in-10 | 2031 | 16 | 290.4614 | 268.9682 | 31.3714 | 94.1071 | 0
| All | All Customers | 8 | Monthly System Peak Day | CAISO | 1-in-10 | 2031 | 17 | 273.5114 | 283.2602 | 31.1954 | 93.6937 | 0
| All | All Customers | 8 | Monthly System Peak Day | CAISO | 1-in-10 | 2031 | 18 | 250.5462 | 275.2729 | 31.2858 | 92.8131 | 0
| All | All Customers | 8 | Monthly System Peak Day | CAISO | 1-in-10 | 2031 | 19 | 237.0222 | 234.789 | 30.9507 | 91.0316 | 0
| All | All Customers | 8 | Monthly System Peak Day | CAISO | 1-in-10 | 2031 | 20 | 236.9063 | 227.8855 | 30.81 | 88.4661 | 0
| All | All Customers | 8 | Monthly System Peak Day | CAISO | 1-in-10 | 2031 | 21 | 261.6116 | 241.7779 | 32.0604 | 84.3055 | 0
| All | All Customers | 8 | Monthly System Peak Day | CAISO | 1-in-10 | 2031 | 22 | 421.7266 | 396.6547 | 31.4746 | 81.4134 | 0
| All | All Customers | 8 | Monthly System Peak Day | CAISO | 1-in-10 | 2031 | 23 | 444.6299 | 418.4916 | 31.3551 | 80.038 | 0
| All | All Customers | 8 | Monthly System Peak Day | CAISO | 1-in-10 | 2031 | 24 | 470.546 | 450.9418 | 31.3361 | 78.823 | 0
| All | All Customers | 8 | Typical Event Day | CAISO | 1-in-10 | 2031 | 1 | 403.9667 | 396.1909 | 31.3238 | 76.1053 | 0
| All | All Customers | 8 | Typical Event Day | CAISO | 1-in-10 | 2031 | 2 | 390.4692 | 365.6584 | 31.308 | 75.1038 | 0
| All | All Customers | 8 | Typical Event Day | CAISO | 1-in-10 | 2031 | 3 | 473.6579 | 429.9598 | 31.3068 | 74.1957 | 0
| All | All Customers | 8 | Typical Event Day | CAISO | 1-in-10 | 2031 | 4 | 577.7353 | 506.3791 | 31.304 | 73.4679 | 0
| All | All Customers | 8 | Typical Event Day | CAISO | 1-in-10 | 2031 | 5 | 552.2311 | 498.9429 | 31.3125 | 72.7368 | 0
| All | All Customers | 8 | Typical Event Day | CAISO | 1-in-10 | 2031 | 6 | 565.0616 | 521.7664 | 31.3288 | 72.2123 | 0
| All | All Customers | 8 | Typical Event Day | CAISO | 1-in-10 | 2031 | 7 | 579.2036 | 524.3289 | 31.3743 | 71.8143 | 0
| All | All Customers | 8 | Typical Event Day | CAISO | 1-in-10 | 2031 | 8 | 589.4487 | 545.4931 | 31.3415 | 72.1822 | 0
| All | All Customers | 8 | Typical Event Day | CAISO | 1-in-10 | 2031 | 9 | 528.6774 | 504.4318 | 31.3431 | 74.6794 | 0
| All | All Customers | 8 | Typical Event Day | CAISO | 1-in-10 | 2031 | 10 | 519.5085 | 484.8039 | 31.3275 | 78.8263 | 0
| All | All Customers | 8 | Typical Event Day | CAISO | 1-in-10 | 2031 | 11 | 498.3445 | 462.5119 | 31.3403 | 83.5047 | 0
| All | All Customers | 8 | Typical Event Day | CAISO | 1-in-10 | 2031 | 12 | 487.5067 | 451.5047 | 31.3585 | 87.7653 | 0
| All | All Customers | 8 | Typical Event Day | CAISO | 1-in-10 | 2031 | 13 | 410.8105 | 394.3139 | 31.3728 | 90.4856 | 0
| All | All Customers | 8 | Typical Event Day | CAISO | 1-in-10 | 2031 | 14 | 382.6412 | 368.5647 | 31.3673 | 92.4834 | 0
| All | All Customers | 8 | Typical Event Day | CAISO | 1-in-10 | 2031 | 15 | 336.8448 | 327.1209 | 31.3825 | 93.7562 | 0
| All | All Customers | 8 | Typical Event Day | CAISO | 1-in-10 | 2031 | 16 | 290.4614 | 268.9682 | 31.3714 | 94.2695 | 0
| All | All Customers | 8 | Typical Event Day | CAISO | 1-in-10 | 2031 | 17 | 273.5114 | 283.2602 | 31.1954 | 94.0144 | 0
| All | All Customers | 8 | Typical Event Day | CAISO | 1-in-10 | 2031 | 18 | 250.5462 | 275.2729 | 31.2858 | 93.2816 | 0
| All | All Customers | 8 | Typical Event Day | CAISO | 1-in-10 | 2031 | 19 | 237.0222 | 234.789 | 30.9507 | 91.6543 | 0
| All | All Customers | 8 | Typical Event Day | CAISO | 1-in-10 | 2031 | 20 | 236.9063 | 227.8855 | 30.81 | 88.7224 | 0
| All | All Customers | 8 | Typical Event Day | CAISO | 1-in-10 | 2031 | 21 | 261.6116 | 241.7779 | 32.0604 | 84.953 | 0
| All | All Customers | 8 | Typical Event Day | CAISO | 1-in-10 | 2031 | 22 | 421.7266 | 396.6547 | 31.4746 | 81.9084 | 0
| All | All Customers | 8 | Typical Event Day | CAISO | 1-in-10 | 2031 | 23 | 444.6299 | 418.4916 | 31.3551 | 79.9867 | 0
| All | All Customers | 8 | Typical Event Day | CAISO | 1-in-10 | 2031 | 24 | 470.546 | 450.9418 | 31.3361 | 78.3992 | 0
| All | All Customers | 9 | Average Weekday | CAISO | 1-in-10 | 2031 | 1 | 372.6086 | 393.7996 | 39.4327 | 71.6865 | 0
| All | All Customers | 9 | Average Weekday | CAISO | 1-in-10 | 2031 | 2 | 369.0015 | 379.8242 | 39.4279 | 70.7796 | 0
| All | All Customers | 9 | Average Weekday | CAISO | 1-in-10 | 2031 | 3 | 466.5614 | 473.5696 | 39.4263 | 69.9662 | 0
| All | All Customers | 9 | Average Weekday | CAISO | 1-in-10 | 2031 | 4 | 573.4467 | 584.1793 | 39.4255 | 69.2514 | 0
| All | All Customers | 9 | Average Weekday | CAISO | 1-in-10 | 2031 | 5 | 536.6672 | 554.7114 | 39.4227 | 68.63 | 0
| All | All Customers | 9 | Average Weekday | CAISO | 1-in-10 | 2031 | 6 | 538.2243 | 567.0574 | 39.4168 | 68.1028 | 0
| All | All Customers | 9 | Average Weekday | CAISO | 1-in-10 | 2031 | 7 | 563.6065 | 582.5065 | 39.4076 | 67.6712 | 0
| All | All Customers | 9 | Average Weekday | CAISO | 1-in-10 | 2031 | 8 | 562.821 | 579.6802 | 39.4417 | 67.4139 | 0
| All | All Customers | 9 | Average Weekday | CAISO | 1-in-10 | 2031 | 9 | 500.8971 | 517.6009 | 39.4764 | 68.8038 | 0
| All | All Customers | 9 | Average Weekday | CAISO | 1-in-10 | 2031 | 10 | 498.2521 | 507.5863 | 39.4732 | 71.9381 | 0
| All | All Customers | 9 | Average Weekday | CAISO | 1-in-10 | 2031 | 11 | 480.8575 | 489.4773 | 39.5156 | 75.5259 | 0
| All | All Customers | 9 | Average Weekday | CAISO | 1-in-10 | 2031 | 12 | 471.7386 | 480.829 | 39.5588 | 78.9902 | 0
| All | All Customers | 9 | Average Weekday | CAISO | 1-in-10 | 2031 | 13 | 405.507 | 416.1745 | 39.5775 | 81.7014 | 0
| All | All Customers | 9 | Average Weekday | CAISO | 1-in-10 | 2031 | 14 | 373.6784 | 383.7416 | 39.543 | 83.6224 | 0
| All | All Customers | 9 | Average Weekday | CAISO | 1-in-10 | 2031 | 15 | 334.5042 | 344.3274 | 39.473 | 84.909 | 0
| All | All Customers | 9 | Average Weekday | CAISO | 1-in-10 | 2031 | 16 | 303.6392 | 302.9958 | 39.4228 | 85.3183 | 0
| All | All Customers | 9 | Average Weekday | CAISO | 1-in-10 | 2031 | 17 | 277.0999 | 289.8663 | 39.6554 | 85.1738 | 0
| All | All Customers | 9 | Average Weekday | CAISO | 1-in-10 | 2031 | 18 | 258.6954 | 276.5526 | 39.5786 | 84.2725 | 0
| All | All Customers | 9 | Average Weekday | CAISO | 1-in-10 | 2031 | 19 | 261.6948 | 272.2755 | 40.8148 | 82.4554 | 0
| All | All Customers | 9 | Average Weekday | CAISO | 1-in-10 | 2031 | 20 | 262.0068 | 270.5732 | 39.2953 | 79.5745 | 0
| All | All Customers | 9 | Average Weekday | CAISO | 1-in-10 | 2031 | 21 | 278.4359 | 288.4232 | 39.4583 | 76.5206 | 0
| All | All Customers | 9 | Average Weekday | CAISO | 1-in-10 | 2031 | 22 | 421.0258 | 444.0528 | 39.3857 | 74.7105 | 0
| All | All Customers | 9 | Average Weekday | CAISO | 1-in-10 | 2031 | 23 | 424.3776 | 447.0119 | 39.4354 | 73.3727 | 0
| All | All Customers | 9 | Average Weekday | CAISO | 1-in-10 | 2031 | 24 | 439.8632 | 471.4273 | 39.44 | 72.2628 | 0
| All | All Customers | 9 | Monthly System Peak Day | CAISO | 1-in-10 | 2031 | 1 | 372.6086 | 356.2938 | 39.5132 | 78.6518 | 0
| All | All Customers | 9 | Monthly System Peak Day | CAISO | 1-in-10 | 2031 | 2 | 369.0015 | 334.1501 | 39.4996 | 77.5283 | 0
| All | All Customers | 9 | Monthly System Peak Day | CAISO | 1-in-10 | 2031 | 3 | 466.5614 | 403.6956 | 39.4981 | 76.5704 | 0
| All | All Customers | 9 | Monthly System Peak Day | CAISO | 1-in-10 | 2031 | 4 | 573.4467 | 472.8687 | 39.4939 | 76.0136 | 0
| All | All Customers | 9 | Monthly System Peak Day | CAISO | 1-in-10 | 2031 | 5 | 536.6672 | 450.5018 | 39.501 | 75.6065 | 0
| All | All Customers | 9 | Monthly System Peak Day | CAISO | 1-in-10 | 2031 | 6 | 538.2243 | 463.3802 | 39.5126 | 75.2741 | 0
| All | All Customers | 9 | Monthly System Peak Day | CAISO | 1-in-10 | 2031 | 7 | 563.6065 | 488.2361 | 39.5665 | 75.0385 | 0
| All | All Customers | 9 | Monthly System Peak Day | CAISO | 1-in-10 | 2031 | 8 | 562.821 | 490.2806 | 39.5341 | 75.5037 | 0
| All | All Customers | 9 | Monthly System Peak Day | CAISO | 1-in-10 | 2031 | 9 | 500.8971 | 469.1503 | 39.5378 | 76.9356 | 0
| All | All Customers | 9 | Monthly System Peak Day | CAISO | 1-in-10 | 2031 | 10 | 498.2521 | 453.9052 | 39.535 | 80.2439 | 0
| All | All Customers | 9 | Monthly System Peak Day | CAISO | 1-in-10 | 2031 | 11 | 480.8575 | 436.0346 | 39.5387 | 85.05 | 0
| All | All Customers | 9 | Monthly System Peak Day | CAISO | 1-in-10 | 2031 | 12 | 471.7386 | 426.7736 | 39.5386 | 89.2714 | 0
| All | All Customers | 9 | Monthly System Peak Day | CAISO | 1-in-10 | 2031 | 13 | 405.507 | 373.1171 | 39.5472 | 92.498 | 0
| All | All Customers | 9 | Monthly System Peak Day | CAISO | 1-in-10 | 2031 | 14 | 373.6784 | 347.5823 | 39.5434 | 94.4061 | 0
| All | All Customers | 9 | Monthly System Peak Day | CAISO | 1-in-10 | 2031 | 15 | 334.5042 | 315.257 | 39.5677 | 95.6612 | 0
| All | All Customers | 9 | Monthly System Peak Day | CAISO | 1-in-10 | 2031 | 16 | 303.6392 | 272.3238 | 39.577 | 96.0092 | 0
| All | All Customers | 9 | Monthly System Peak Day | CAISO | 1-in-10 | 2031 | 17 | 277.0999 | 287.9569 | 39.4569 | 96.2122 | 0
| All | All Customers | 9 | Monthly System Peak Day | CAISO | 1-in-10 | 2031 | 18 | 258.6954 | 282.4695 | 39.4659 | 95.0316 | 0
| All | All Customers | 9 | Monthly System Peak Day | CAISO | 1-in-10 | 2031 | 19 | 261.6948 | 233.4087 | 39.9455 | 93.3908 | 0
| All | All Customers | 9 | Monthly System Peak Day | CAISO | 1-in-10 | 2031 | 20 | 262.0068 | 222.2097 | 38.6543 | 91.0112 | 0
| All | All Customers | 9 | Monthly System Peak Day | CAISO | 1-in-10 | 2031 | 21 | 278.4359 | 247.5008 | 39.6137 | 87.852 | 0
| All | All Customers | 9 | Monthly System Peak Day | CAISO | 1-in-10 | 2031 | 22 | 421.0258 | 378.7154 | 39.6161 | 86.1918 | 0
| All | All Customers | 9 | Monthly System Peak Day | CAISO | 1-in-10 | 2031 | 23 | 424.3776 | 378.44 | 39.5068 | 84.9041 | 0
| All | All Customers | 9 | Monthly System Peak Day | CAISO | 1-in-10 | 2031 | 24 | 439.8632 | 403.9719 | 39.5158 | 83.2214 | 0
| All | All Customers | 10 | Average Weekday | CAISO | 1-in-10 | 2031 | 1 | 399.9705 | 413.8965 | 36.6557 | 67.7185 | 0
| All | All Customers | 10 | Average Weekday | CAISO | 1-in-10 | 2031 | 2 | 378.0197 | 385.2537 | 36.5597 | 66.8116 | 0
| All | All Customers | 10 | Average Weekday | CAISO | 1-in-10 | 2031 | 3 | 473.097 | 483.1088 | 36.5461 | 66.0895 | 0
| All | All Customers | 10 | Average Weekday | CAISO | 1-in-10 | 2031 | 4 | 580.8022 | 595.7294 | 36.5133 | 65.4005 | 0
| All | All Customers | 10 | Average Weekday | CAISO | 1-in-10 | 2031 | 5 | 584.3411 | 601.0948 | 36.519 | 64.7636 | 0
| All | All Customers | 10 | Average Weekday | CAISO | 1-in-10 | 2031 | 6 | 597.4222 | 618.5063 | 36.4871 | 64.2657 | 0
| All | All Customers | 10 | Average Weekday | CAISO | 1-in-10 | 2031 | 7 | 606.1799 | 622.0406 | 36.5004 | 63.7933 | 0
| All | All Customers | 10 | Average Weekday | CAISO | 1-in-10 | 2031 | 8 | 629.59 | 655.7941 | 36.7575 | 63.4726 | 0
| All | All Customers | 10 | Average Weekday | CAISO | 1-in-10 | 2031 | 9 | 567.7693 | 605.1321 | 37.0183 | 63.925 | 0
| All | All Customers | 10 | Average Weekday | CAISO | 1-in-10 | 2031 | 10 | 553.6229 | 573.4977 | 36.7952 | 66.8175 | 0
| All | All Customers | 10 | Average Weekday | CAISO | 1-in-10 | 2031 | 11 | 544.3209 | 559.3539 | 36.9239 | 70.6107 | 0
| All | All Customers | 10 | Average Weekday | CAISO | 1-in-10 | 2031 | 12 | 527.5963 | 539.0738 | 37.0656 | 74.3318 | 0
| All | All Customers | 10 | Average Weekday | CAISO | 1-in-10 | 2031 | 13 | 434.7257 | 443.6342 | 37.1602 | 77.3255 | 0
| All | All Customers | 10 | Average Weekday | CAISO | 1-in-10 | 2031 | 14 | 385.5124 | 391.5685 | 37.0526 | 79.3286 | 0
| All | All Customers | 10 | Average Weekday | CAISO | 1-in-10 | 2031 | 15 | 341.714 | 346.8048 | 36.8376 | 80.544 | 0
| All | All Customers | 10 | Average Weekday | CAISO | 1-in-10 | 2031 | 16 | 295.675 | 297.6244 | 36.5581 | 81.0973 | 0
| All | All Customers | 10 | Average Weekday | CAISO | 1-in-10 | 2031 | 17 | 276.5526 | 285.3649 | 36.3191 | 81.0095 | 0
| All | All Customers | 10 | Average Weekday | CAISO | 1-in-10 | 2031 | 18 | 269.1822 | 276.2107 | 36.3461 | 80.1858 | 0
| All | All Customers | 10 | Average Weekday | CAISO | 1-in-10 | 2031 | 19 | 260.3304 | 264.9223 | 36.8543 | 78.2469 | 0
| All | All Customers | 10 | Average Weekday | CAISO | 1-in-10 | 2031 | 20 | 261.6237 | 265.6479 | 36.2807 | 75.1596 | 0
| All | All Customers | 10 | Average Weekday | CAISO | 1-in-10 | 2031 | 21 | 269.226 | 273.4962 | 36.3471 | 72.8835 | 0
| All | All Customers | 10 | Average Weekday | CAISO | 1-in-10 | 2031 | 22 | 440.9405 | 463.1956 | 36.5447 | 71.2801 | 0
| All | All Customers | 10 | Average Weekday | CAISO | 1-in-10 | 2031 | 23 | 430.9623 | 454.4124 | 36.6406 | 69.9309 | 0
| All | All Customers | 10 | Average Weekday | CAISO | 1-in-10 | 2031 | 24 | 449.3804 | 480.9509 | 36.7505 | 68.7679 | 0
| All | All Customers | 10 | Monthly System Peak Day | CAISO | 1-in-10 | 2031 | 1 | 399.9705 | 427.9421 | 36.2656 | 77.3176 | 0
| All | All Customers | 10 | Monthly System Peak Day | CAISO | 1-in-10 | 2031 | 2 | 378.0197 | 392.8948 | 36.3096 | 76.1669 | 0
| All | All Customers | 10 | Monthly System Peak Day | CAISO | 1-in-10 | 2031 | 3 | 473.097 | 491.6651 | 36.3163 | 75.1587 | 0
| All | All Customers | 10 | Monthly System Peak Day | CAISO | 1-in-10 | 2031 | 4 | 580.8022 | 600.7285 | 36.338 | 74.1818 | 0
| All | All Customers | 10 | Monthly System Peak Day | CAISO | 1-in-10 | 2031 | 5 | 584.3411 | 608.7017 | 36.3353 | 73.7402 | 0
| All | All Customers | 10 | Monthly System Peak Day | CAISO | 1-in-10 | 2031 | 6 | 597.4222 | 619.7964 | 36.363 | 73.4987 | 0
| All | All Customers | 10 | Monthly System Peak Day | CAISO | 1-in-10 | 2031 | 7 | 606.1799 | 619.8123 | 36.3701 | 72.796 | 0
| All | All Customers | 10 | Monthly System Peak Day | CAISO | 1-in-10 | 2031 | 8 | 629.59 | 666.8132 | 36.2424 | 72.3983 | 0
| All | All Customers | 10 | Monthly System Peak Day | CAISO | 1-in-10 | 2031 | 9 | 567.7693 | 615.9557 | 36.2007 | 73.0147 | 0
| All | All Customers | 10 | Monthly System Peak Day | CAISO | 1-in-10 | 2031 | 10 | 553.6229 | 580.2147 | 36.2516 | 76.7836 | 0
| All | All Customers | 10 | Monthly System Peak Day | CAISO | 1-in-10 | 2031 | 11 | 544.3209 | 569.4384 | 36.2817 | 80.6676 | 0
| All | All Customers | 10 | Monthly System Peak Day | CAISO | 1-in-10 | 2031 | 12 | 527.5963 | 552.3711 | 36.347 | 84.0936 | 0
| All | All Customers | 10 | Monthly System Peak Day | CAISO | 1-in-10 | 2031 | 13 | 434.7257 | 446.8834 | 36.4105 | 86.8585 | 0
| All | All Customers | 10 | Monthly System Peak Day | CAISO | 1-in-10 | 2031 | 14 | 385.5124 | 391.8994 | 36.3519 | 88.4053 | 0
| All | All Customers | 10 | Monthly System Peak Day | CAISO | 1-in-10 | 2031 | 15 | 341.714 | 346.2585 | 36.2769 | 89.1532 | 0
| All | All Customers | 10 | Monthly System Peak Day | CAISO | 1-in-10 | 2031 | 16 | 295.675 | 295.3349 | 36.3183 | 89.8404 | 0
| All | All Customers | 10 | Monthly System Peak Day | CAISO | 1-in-10 | 2031 | 17 | 276.5526 | 285.38 | 36.288 | 89.2723 | 0
| All | All Customers | 10 | Monthly System Peak Day | CAISO | 1-in-10 | 2031 | 18 | 269.1822 | 276.4861 | 36.2744 | 88.0713 | 0
| All | All Customers | 10 | Monthly System Peak Day | CAISO | 1-in-10 | 2031 | 19 | 260.3304 | 264.2229 | 36.9902 | 84.9362 | 0
| All | All Customers | 10 | Monthly System Peak Day | CAISO | 1-in-10 | 2031 | 20 | 261.6237 | 264.845 | 36.2804 | 81.3926 | 0
| All | All Customers | 10 | Monthly System Peak Day | CAISO | 1-in-10 | 2031 | 21 | 269.226 | 274.3871 | 36.4067 | 78.3037 | 0
| All | All Customers | 10 | Monthly System Peak Day | CAISO | 1-in-10 | 2031 | 22 | 440.9405 | 463.4265 | 36.3407 | 76.5022 | 0
| All | All Customers | 10 | Monthly System Peak Day | CAISO | 1-in-10 | 2031 | 23 | 430.9623 | 458.7817 | 36.2876 | 75.3302 | 0
| All | All Customers | 10 | Monthly System Peak Day | CAISO | 1-in-10 | 2031 | 24 | 449.3804 | 501.059 | 36.2336 | 74.257 | 0
| All | All Customers | 11 | Average Weekday | CAISO | 1-in-10 | 2031 | 1 | 375.9376 | 384.282 | 36.5549 | 56.8635 | 0
| All | All Customers | 11 | Average Weekday | CAISO | 1-in-10 | 2031 | 2 | 358.1086 | 364.9215 | 36.5423 | 55.8747 | 0
| All | All Customers | 11 | Average Weekday | CAISO | 1-in-10 | 2031 | 3 | 452.7032 | 464.3812 | 36.5186 | 54.963 | 0
| All | All Customers | 11 | Average Weekday | CAISO | 1-in-10 | 2031 | 4 | 566.8281 | 585.0769 | 36.5225 | 54.0459 | 0
| All | All Customers | 11 | Average Weekday | CAISO | 1-in-10 | 2031 | 5 | 556.9867 | 586.408 | 36.5018 | 53.2576 | 0
| All | All Customers | 11 | Average Weekday | CAISO | 1-in-10 | 2031 | 6 | 573.1296 | 610.6522 | 36.5112 | 52.6836 | 0
| All | All Customers | 11 | Average Weekday | CAISO | 1-in-10 | 2031 | 7 | 587.546 | 603.8653 | 36.6883 | 52.2571 | 0
| All | All Customers | 11 | Average Weekday | CAISO | 1-in-10 | 2031 | 8 | 599.3952 | 614.3261 | 36.8646 | 52.0378 | 0
| All | All Customers | 11 | Average Weekday | CAISO | 1-in-10 | 2031 | 9 | 543.0624 | 569.6953 | 36.7148 | 53.6165 | 0
| All | All Customers | 11 | Average Weekday | CAISO | 1-in-10 | 2031 | 10 | 528.7214 | 542.9152 | 36.7958 | 57.5818 | 0
| All | All Customers | 11 | Average Weekday | CAISO | 1-in-10 | 2031 | 11 | 511.3686 | 520.9103 | 36.8949 | 62.1705 | 0
| All | All Customers | 11 | Average Weekday | CAISO | 1-in-10 | 2031 | 12 | 500.5182 | 507.504 | 36.9618 | 65.9389 | 0
| All | All Customers | 11 | Average Weekday | CAISO | 1-in-10 | 2031 | 13 | 414.3312 | 424.1082 | 36.9 | 68.6396 | 0
| All | All Customers | 11 | Average Weekday | CAISO | 1-in-10 | 2031 | 14 | 377.5739 | 384.558 | 36.7689 | 70.2556 | 0
| All | All Customers | 11 | Average Weekday | CAISO | 1-in-10 | 2031 | 15 | 324.7749 | 331.6318 | 36.5717 | 71.0991 | 0
| All | All Customers | 11 | Average Weekday | CAISO | 1-in-10 | 2031 | 16 | 286.4312 | 287.9107 | 36.5719 | 71.2778 | 0
| All | All Customers | 11 | Average Weekday | CAISO | 1-in-10 | 2031 | 17 | 265.6166 | 273.3983 | 36.3455 | 70.5447 | 0
| All | All Customers | 11 | Average Weekday | CAISO | 1-in-10 | 2031 | 18 | 255.4052 | 262.7702 | 36.4129 | 68.5584 | 0
| All | All Customers | 11 | Average Weekday | CAISO | 1-in-10 | 2031 | 19 | 250.6274 | 255.053 | 36.2814 | 65.9823 | 0
| All | All Customers | 11 | Average Weekday | CAISO | 1-in-10 | 2031 | 20 | 248.8527 | 317.2287 | 43.9625 | 63.7891 | 0
| All | All Customers | 11 | Average Weekday | CAISO | 1-in-10 | 2031 | 21 | 250.987 | 256.2664 | 36.3779 | 62.0355 | 0
| All | All Customers | 11 | Average Weekday | CAISO | 1-in-10 | 2031 | 22 | 416.4744 | 436.4046 | 36.6016 | 60.4145 | 0
| All | All Customers | 11 | Average Weekday | CAISO | 1-in-10 | 2031 | 23 | 406.7433 | 423.7998 | 36.6802 | 59.0563 | 0
| All | All Customers | 11 | Average Weekday | CAISO | 1-in-10 | 2031 | 24 | 421.8813 | 437.9883 | 36.6223 | 57.8888 | 0
| All | All Customers | 11 | Monthly System Peak Day | CAISO | 1-in-10 | 2031 | 1 | 375.9376 | 392.5081 | 36.3282 | 70.1098 | 0
| All | All Customers | 11 | Monthly System Peak Day | CAISO | 1-in-10 | 2031 | 2 | 358.1086 | 372.0015 | 36.3278 | 68.6984 | 0
| All | All Customers | 11 | Monthly System Peak Day | CAISO | 1-in-10 | 2031 | 3 | 452.7032 | 470.5301 | 36.3536 | 67.9816 | 0
| All | All Customers | 11 | Monthly System Peak Day | CAISO | 1-in-10 | 2031 | 4 | 566.8281 | 591.6638 | 36.3469 | 66.567 | 0
| All | All Customers | 11 | Monthly System Peak Day | CAISO | 1-in-10 | 2031 | 5 | 556.9867 | 591.4126 | 36.3804 | 65.7416 | 0
| All | All Customers | 11 | Monthly System Peak Day | CAISO | 1-in-10 | 2031 | 6 | 573.1296 | 613.5427 | 36.379 | 64.8535 | 0
| All | All Customers | 11 | Monthly System Peak Day | CAISO | 1-in-10 | 2031 | 7 | 587.546 | 603.6124 | 36.216 | 64.5405 | 0
| All | All Customers | 11 | Monthly System Peak Day | CAISO | 1-in-10 | 2031 | 8 | 599.3952 | 637.1671 | 36.1795 | 65.0685 | 0
| All | All Customers | 11 | Monthly System Peak Day | CAISO | 1-in-10 | 2031 | 9 | 543.0624 | 577.9262 | 36.2895 | 66.6631 | 0
| All | All Customers | 11 | Monthly System Peak Day | CAISO | 1-in-10 | 2031 | 10 | 528.7214 | 552.8651 | 36.2675 | 70.9158 | 0
| All | All Customers | 11 | Monthly System Peak Day | CAISO | 1-in-10 | 2031 | 11 | 511.3686 | 535.2523 | 36.3616 | 77.9199 | 0
| All | All Customers | 11 | Monthly System Peak Day | CAISO | 1-in-10 | 2031 | 12 | 500.5182 | 523.0463 | 36.4915 | 83.7981 | 0
| All | All Customers | 11 | Monthly System Peak Day | CAISO | 1-in-10 | 2031 | 13 | 414.3312 | 427.296 | 36.4771 | 87.3606 | 0
| All | All Customers | 11 | Monthly System Peak Day | CAISO | 1-in-10 | 2031 | 14 | 377.5739 | 384.259 | 36.3648 | 89.2394 | 0
| All | All Customers | 11 | Monthly System Peak Day | CAISO | 1-in-10 | 2031 | 15 | 324.7749 | 331.0683 | 36.3612 | 89.9202 | 0
| All | All Customers | 11 | Monthly System Peak Day | CAISO | 1-in-10 | 2031 | 16 | 286.4312 | 285.6374 | 36.3131 | 90.0734 | 0
| All | All Customers | 11 | Monthly System Peak Day | CAISO | 1-in-10 | 2031 | 17 | 265.6166 | 274.1266 | 36.2696 | 89.4596 | 0
| All | All Customers | 11 | Monthly System Peak Day | CAISO | 1-in-10 | 2031 | 18 | 255.4052 | 264.8339 | 36.2222 | 87.6979 | 0
| All | All Customers | 11 | Monthly System Peak Day | CAISO | 1-in-10 | 2031 | 19 | 250.6274 | 254.7878 | 36.2811 | 84.6872 | 0
| All | All Customers | 11 | Monthly System Peak Day | CAISO | 1-in-10 | 2031 | 20 | 248.8527 | 372.6772 | 48.1913 | 80.8862 | 0
| All | All Customers | 11 | Monthly System Peak Day | CAISO | 1-in-10 | 2031 | 21 | 250.987 | 256.9813 | 36.4364 | 77.491 | 0
| All | All Customers | 11 | Monthly System Peak Day | CAISO | 1-in-10 | 2031 | 22 | 416.4744 | 438.6621 | 36.2875 | 74.8802 | 0
| All | All Customers | 11 | Monthly System Peak Day | CAISO | 1-in-10 | 2031 | 23 | 406.7433 | 431.0004 | 36.235 | 72.6836 | 0
| All | All Customers | 11 | Monthly System Peak Day | CAISO | 1-in-10 | 2031 | 24 | 421.8813 | 452.9613 | 36.2833 | 71.115 | 0
| All | All Customers | 12 | Average Weekday | CAISO | 1-in-10 | 2031 | 1 | 415.8849 | 424.6473 | 36.4394 | 51.621 | 0
| All | All Customers | 12 | Average Weekday | CAISO | 1-in-10 | 2031 | 2 | 399.841 | 407.4893 | 36.4335 | 50.8313 | 0
| All | All Customers | 12 | Average Weekday | CAISO | 1-in-10 | 2031 | 3 | 492.4256 | 505.1472 | 36.4328 | 50.0968 | 0
| All | All Customers | 12 | Average Weekday | CAISO | 1-in-10 | 2031 | 4 | 607.7068 | 627.2269 | 36.4322 | 49.3942 | 0
| All | All Customers | 12 | Average Weekday | CAISO | 1-in-10 | 2031 | 5 | 601.8094 | 633.2874 | 36.4351 | 48.808 | 0
| All | All Customers | 12 | Average Weekday | CAISO | 1-in-10 | 2031 | 6 | 603.6716 | 644.3978 | 36.4399 | 48.2755 | 0
| All | All Customers | 12 | Average Weekday | CAISO | 1-in-10 | 2031 | 7 | 611.2002 | 628.5079 | 36.4464 | 47.8685 | 0
| All | All Customers | 12 | Average Weekday | CAISO | 1-in-10 | 2031 | 8 | 629.6786 | 646.329 | 36.4547 | 47.8005 | 0
| All | All Customers | 12 | Average Weekday | CAISO | 1-in-10 | 2031 | 9 | 564.5451 | 591.8958 | 36.4636 | 48.5796 | 0
| All | All Customers | 12 | Average Weekday | CAISO | 1-in-10 | 2031 | 10 | 540.7169 | 557.7941 | 36.4519 | 51.4553 | 0
| All | All Customers | 12 | Average Weekday | CAISO | 1-in-10 | 2031 | 11 | 526.0297 | 536.8881 | 36.4683 | 55.0915 | 0
| All | All Customers | 12 | Average Weekday | CAISO | 1-in-10 | 2031 | 12 | 513.8775 | 520.5395 | 36.4846 | 58.3887 | 0
| All | All Customers | 12 | Average Weekday | CAISO | 1-in-10 | 2031 | 13 | 434.6188 | 444.0847 | 36.4948 | 60.7438 | 0
| All | All Customers | 12 | Average Weekday | CAISO | 1-in-10 | 2031 | 14 | 401.7475 | 409.274 | 36.4829 | 62.2884 | 0
| All | All Customers | 12 | Average Weekday | CAISO | 1-in-10 | 2031 | 15 | 365.6133 | 371.9161 | 36.4583 | 63.0612 | 0
| All | All Customers | 12 | Average Weekday | CAISO | 1-in-10 | 2031 | 16 | 325.533 | 326.9588 | 36.4391 | 63.165 | 0
| All | All Customers | 12 | Average Weekday | CAISO | 1-in-10 | 2031 | 17 | 312.1736 | 320.6211 | 36.304 | 62.4635 | 0
| All | All Customers | 12 | Average Weekday | CAISO | 1-in-10 | 2031 | 18 | 303.6519 | 310.803 | 36.3042 | 60.5337 | 0
| All | All Customers | 12 | Average Weekday | CAISO | 1-in-10 | 2031 | 19 | 299.9585 | 304.1981 | 36.2809 | 58.3625 | 0
| All | All Customers | 12 | Average Weekday | CAISO | 1-in-10 | 2031 | 20 | 306.548 | 376.0871 | 36.9676 | 56.7838 | 0
| All | All Customers | 12 | Average Weekday | CAISO | 1-in-10 | 2031 | 21 | 310.0302 | 315.454 | 36.3462 | 55.4689 | 0
| All | All Customers | 12 | Average Weekday | CAISO | 1-in-10 | 2031 | 22 | 462.9196 | 482.3155 | 36.4434 | 54.2664 | 0
| All | All Customers | 12 | Average Weekday | CAISO | 1-in-10 | 2031 | 23 | 452.9422 | 469.527 | 36.447 | 53.2281 | 0
| All | All Customers | 12 | Average Weekday | CAISO | 1-in-10 | 2031 | 24 | 466.2285 | 482.8161 | 36.447 | 52.3471 | 0
| All | All Customers | 12 | Monthly System Peak Day | CAISO | 1-in-10 | 2031 | 1 | 415.8849 | 424.6473 | 36.4394 | 42.9142 | 0
| All | All Customers | 12 | Monthly System Peak Day | CAISO | 1-in-10 | 2031 | 2 | 399.841 | 407.4893 | 36.4335 | 41.9747 | 0
| All | All Customers | 12 | Monthly System Peak Day | CAISO | 1-in-10 | 2031 | 3 | 492.4256 | 505.1472 | 36.4328 | 40.9278 | 0
| All | All Customers | 12 | Monthly System Peak Day | CAISO | 1-in-10 | 2031 | 4 | 607.7068 | 627.2269 | 36.4322 | 40.057 | 0
| All | All Customers | 12 | Monthly System Peak Day | CAISO | 1-in-10 | 2031 | 5 | 601.8094 | 633.2874 | 36.4351 | 39.156 | 0
| All | All Customers | 12 | Monthly System Peak Day | CAISO | 1-in-10 | 2031 | 6 | 603.6716 | 644.3978 | 36.4399 | 38.165 | 0
| All | All Customers | 12 | Monthly System Peak Day | CAISO | 1-in-10 | 2031 | 7 | 611.2002 | 628.5079 | 36.4464 | 37.3427 | 0
| All | All Customers | 12 | Monthly System Peak Day | CAISO | 1-in-10 | 2031 | 8 | 629.6786 | 646.329 | 36.4547 | 37.5165 | 0
| All | All Customers | 12 | Monthly System Peak Day | CAISO | 1-in-10 | 2031 | 9 | 564.5451 | 591.8958 | 36.4636 | 38.7112 | 0
| All | All Customers | 12 | Monthly System Peak Day | CAISO | 1-in-10 | 2031 | 10 | 540.7169 | 557.7941 | 36.4519 | 42.6329 | 0
| All | All Customers | 12 | Monthly System Peak Day | CAISO | 1-in-10 | 2031 | 11 | 526.0297 | 536.8881 | 36.4683 | 47.0512 | 0
| All | All Customers | 12 | Monthly System Peak Day | CAISO | 1-in-10 | 2031 | 12 | 513.8775 | 520.5395 | 36.4846 | 49.8976 | 0
| All | All Customers | 12 | Monthly System Peak Day | CAISO | 1-in-10 | 2031 | 13 | 434.6188 | 444.0847 | 36.4948 | 51.2001 | 0
| All | All Customers | 12 | Monthly System Peak Day | CAISO | 1-in-10 | 2031 | 14 | 401.7475 | 409.274 | 36.4829 | 52.4006 | 0
| All | All Customers | 12 | Monthly System Peak Day | CAISO | 1-in-10 | 2031 | 15 | 365.6133 | 371.9161 | 36.4583 | 53.432 | 0
| All | All Customers | 12 | Monthly System Peak Day | CAISO | 1-in-10 | 2031 | 16 | 325.533 | 326.9588 | 36.4391 | 53.8276 | 0
| All | All Customers | 12 | Monthly System Peak Day | CAISO | 1-in-10 | 2031 | 17 | 312.1736 | 320.6211 | 36.304 | 53.5174 | 0
| All | All Customers | 12 | Monthly System Peak Day | CAISO | 1-in-10 | 2031 | 18 | 303.6519 | 310.803 | 36.3042 | 51.7141 | 0
| All | All Customers | 12 | Monthly System Peak Day | CAISO | 1-in-10 | 2031 | 19 | 299.9585 | 304.1981 | 36.2809 | 49.5135 | 0
| All | All Customers | 12 | Monthly System Peak Day | CAISO | 1-in-10 | 2031 | 20 | 306.548 | 376.0871 | 36.9676 | 48.193 | 0
| All | All Customers | 12 | Monthly System Peak Day | CAISO | 1-in-10 | 2031 | 21 | 310.0302 | 315.454 | 36.3462 | 46.7799 | 0
| All | All Customers | 12 | Monthly System Peak Day | CAISO | 1-in-10 | 2031 | 22 | 462.9196 | 482.3155 | 36.4434 | 45.0996 | 0
| All | All Customers | 12 | Monthly System Peak Day | CAISO | 1-in-10 | 2031 | 23 | 452.9422 | 469.527 | 36.447 | 44.3117 | 0
| All | All Customers | 12 | Monthly System Peak Day | CAISO | 1-in-10 | 2031 | 24 | 466.2285 | 482.8161 | 36.447 | 43.8263 | 0
| All | All Customers | 1 | Average Weekday | CAISO | 1-in-2 | 2021 | 1 | 384.6449 | 392.6267 | 45.2475 | 52.5585 | 0
| All | All Customers | 1 | Average Weekday | CAISO | 1-in-2 | 2021 | 2 | 373.7663 | 380.4824 | 45.2431 | 51.7219 | 0
| All | All Customers | 1 | Average Weekday | CAISO | 1-in-2 | 2021 | 3 | 463.5582 | 474.7713 | 45.2425 | 50.9709 | 0
| All | All Customers | 1 | Average Weekday | CAISO | 1-in-2 | 2021 | 4 | 576.1108 | 593.6124 | 45.2416 | 50.429 | 0
| All | All Customers | 1 | Average Weekday | CAISO | 1-in-2 | 2021 | 5 | 578.169 | 608.0504 | 45.2429 | 49.694 | 0
| All | All Customers | 1 | Average Weekday | CAISO | 1-in-2 | 2021 | 6 | 582.675 | 620.7122 | 45.2445 | 49.15 | 0
| All | All Customers | 1 | Average Weekday | CAISO | 1-in-2 | 2021 | 7 | 596.6616 | 613.3867 | 45.2481 | 48.816 | 0
| All | All Customers | 1 | Average Weekday | CAISO | 1-in-2 | 2021 | 8 | 618.8489 | 633.6912 | 45.2595 | 48.6637 | 0
| All | All Customers | 1 | Average Weekday | CAISO | 1-in-2 | 2021 | 9 | 558.054 | 582.165 | 45.2724 | 49.2676 | 0
| All | All Customers | 1 | Average Weekday | CAISO | 1-in-2 | 2021 | 10 | 545.4858 | 560.2641 | 45.2653 | 52.3202 | 0
| All | All Customers | 1 | Average Weekday | CAISO | 1-in-2 | 2021 | 11 | 531.624 | 541.334 | 45.2827 | 56.4236 | 0
| All | All Customers | 1 | Average Weekday | CAISO | 1-in-2 | 2021 | 12 | 522.8342 | 528.144 | 45.2995 | 60.1816 | 0
| All | All Customers | 1 | Average Weekday | CAISO | 1-in-2 | 2021 | 13 | 451.3904 | 460.7597 | 45.3092 | 63.1135 | 0
| All | All Customers | 1 | Average Weekday | CAISO | 1-in-2 | 2021 | 14 | 410.608 | 417.5479 | 45.2962 | 65.0416 | 0
| All | All Customers | 1 | Average Weekday | CAISO | 1-in-2 | 2021 | 15 | 377.7148 | 383.2444 | 45.2695 | 66.2067 | 0
| All | All Customers | 1 | Average Weekday | CAISO | 1-in-2 | 2021 | 16 | 336.093 | 337.6855 | 45.249 | 66.6204 | 0
| All | All Customers | 1 | Average Weekday | CAISO | 1-in-2 | 2021 | 17 | 318.6821 | 326.5829 | 45.1729 | 66.0061 | 0
| All | All Customers | 1 | Average Weekday | CAISO | 1-in-2 | 2021 | 18 | 305.818 | 312.9933 | 45.1715 | 64.2132 | 0
| All | All Customers | 1 | Average Weekday | CAISO | 1-in-2 | 2021 | 19 | 295.1555 | 299.3297 | 45.1765 | 61.3602 | 0
| All | All Customers | 1 | Average Weekday | CAISO | 1-in-2 | 2021 | 20 | 297.8653 | 370.4057 | 45.7292 | 59.2642 | 0
| All | All Customers | 1 | Average Weekday | CAISO | 1-in-2 | 2021 | 21 | 291.0889 | 296.2856 | 45.2008 | 57.7073 | 0
| All | All Customers | 1 | Average Weekday | CAISO | 1-in-2 | 2021 | 22 | 441.1339 | 460.398 | 45.2381 | 56.3169 | 0
| All | All Customers | 1 | Average Weekday | CAISO | 1-in-2 | 2021 | 23 | 425.1669 | 441.1139 | 45.2477 | 55.0643 | 0
| All | All Customers | 1 | Average Weekday | CAISO | 1-in-2 | 2021 | 24 | 432.5458 | 448.3434 | 45.2525 | 53.9413 | 0
| All | All Customers | 1 | Monthly System Peak Day | CAISO | 1-in-2 | 2021 | 1 | 384.6449 | 392.6267 | 45.2475 | 48.4331 | 0
| All | All Customers | 1 | Monthly System Peak Day | CAISO | 1-in-2 | 2021 | 2 | 373.7663 | 380.4824 | 45.2431 | 47.4651 | 0
| All | All Customers | 1 | Monthly System Peak Day | CAISO | 1-in-2 | 2021 | 3 | 463.5582 | 474.7713 | 45.2425 | 46.472 | 0
| All | All Customers | 1 | Monthly System Peak Day | CAISO | 1-in-2 | 2021 | 4 | 576.1108 | 593.6124 | 45.2416 | 45.6671 | 0
| All | All Customers | 1 | Monthly System Peak Day | CAISO | 1-in-2 | 2021 | 5 | 578.169 | 608.0504 | 45.2429 | 44.9347 | 0
| All | All Customers | 1 | Monthly System Peak Day | CAISO | 1-in-2 | 2021 | 6 | 582.675 | 620.7122 | 45.2445 | 44.4811 | 0
| All | All Customers | 1 | Monthly System Peak Day | CAISO | 1-in-2 | 2021 | 7 | 596.6616 | 613.3867 | 45.2481 | 44.1418 | 0
| All | All Customers | 1 | Monthly System Peak Day | CAISO | 1-in-2 | 2021 | 8 | 618.8489 | 633.6912 | 45.2595 | 44.0111 | 0
| All | All Customers | 1 | Monthly System Peak Day | CAISO | 1-in-2 | 2021 | 9 | 558.054 | 582.165 | 45.2724 | 44.8109 | 0
| All | All Customers | 1 | Monthly System Peak Day | CAISO | 1-in-2 | 2021 | 10 | 545.4858 | 560.2641 | 45.2653 | 47.3493 | 0
| All | All Customers | 1 | Monthly System Peak Day | CAISO | 1-in-2 | 2021 | 11 | 531.624 | 541.334 | 45.2827 | 50.6244 | 0
| All | All Customers | 1 | Monthly System Peak Day | CAISO | 1-in-2 | 2021 | 12 | 522.8342 | 528.144 | 45.2995 | 53.2728 | 0
| All | All Customers | 1 | Monthly System Peak Day | CAISO | 1-in-2 | 2021 | 13 | 451.3904 | 460.7597 | 45.3092 | 54.596 | 0
| All | All Customers | 1 | Monthly System Peak Day | CAISO | 1-in-2 | 2021 | 14 | 410.608 | 417.5479 | 45.2962 | 55.6405 | 0
| All | All Customers | 1 | Monthly System Peak Day | CAISO | 1-in-2 | 2021 | 15 | 377.7148 | 383.2444 | 45.2695 | 56.6145 | 0
| All | All Customers | 1 | Monthly System Peak Day | CAISO | 1-in-2 | 2021 | 16 | 336.093 | 337.6855 | 45.249 | 57.0187 | 0
| All | All Customers | 1 | Monthly System Peak Day | CAISO | 1-in-2 | 2021 | 17 | 318.6821 | 326.5829 | 45.1729 | 56.2411 | 0
| All | All Customers | 1 | Monthly System Peak Day | CAISO | 1-in-2 | 2021 | 18 | 305.818 | 312.9933 | 45.1715 | 54.8652 | 0
| All | All Customers | 1 | Monthly System Peak Day | CAISO | 1-in-2 | 2021 | 19 | 295.1555 | 299.3297 | 45.1765 | 53.4358 | 0
| All | All Customers | 1 | Monthly System Peak Day | CAISO | 1-in-2 | 2021 | 20 | 297.8653 | 370.4057 | 45.7292 | 52.3091 | 0
| All | All Customers | 1 | Monthly System Peak Day | CAISO | 1-in-2 | 2021 | 21 | 291.0889 | 296.2856 | 45.2008 | 51.1744 | 0
| All | All Customers | 1 | Monthly System Peak Day | CAISO | 1-in-2 | 2021 | 22 | 441.1339 | 460.398 | 45.2381 | 50.2242 | 0
| All | All Customers | 1 | Monthly System Peak Day | CAISO | 1-in-2 | 2021 | 23 | 425.1669 | 441.1139 | 45.2477 | 49.3411 | 0
| All | All Customers | 1 | Monthly System Peak Day | CAISO | 1-in-2 | 2021 | 24 | 432.5458 | 448.3434 | 45.2525 | 48.5108 | 0
| All | All Customers | 2 | Average Weekday | CAISO | 1-in-2 | 2021 | 1 | 357.5581 | 366.139 | 45.2806 | 53.378 | 0
| All | All Customers | 2 | Average Weekday | CAISO | 1-in-2 | 2021 | 2 | 347.2823 | 354.3144 | 45.2757 | 52.5097 | 0
| All | All Customers | 2 | Average Weekday | CAISO | 1-in-2 | 2021 | 3 | 429.1569 | 441.4508 | 45.275 | 51.7071 | 0
| All | All Customers | 2 | Average Weekday | CAISO | 1-in-2 | 2021 | 4 | 537.2846 | 556.6564 | 45.2742 | 50.8946 | 0
| All | All Customers | 2 | Average Weekday | CAISO | 1-in-2 | 2021 | 5 | 543.6252 | 575.0435 | 45.276 | 50.1843 | 0
| All | All Customers | 2 | Average Weekday | CAISO | 1-in-2 | 2021 | 6 | 550.2932 | 591.5119 | 45.2785 | 49.5892 | 0
| All | All Customers | 2 | Average Weekday | CAISO | 1-in-2 | 2021 | 7 | 555.1296 | 571.0834 | 45.2826 | 49.1847 | 0
| All | All Customers | 2 | Average Weekday | CAISO | 1-in-2 | 2021 | 8 | 577.3258 | 592.163 | 45.294 | 49.0016 | 0
| All | All Customers | 2 | Average Weekday | CAISO | 1-in-2 | 2021 | 9 | 534.951 | 558.5662 | 45.3069 | 50.3745 | 0
| All | All Customers | 2 | Average Weekday | CAISO | 1-in-2 | 2021 | 10 | 517.8622 | 532.1081 | 45.2984 | 53.9356 | 0
| All | All Customers | 2 | Average Weekday | CAISO | 1-in-2 | 2021 | 11 | 507.8451 | 517.725 | 45.317 | 57.9538 | 0
| All | All Customers | 2 | Average Weekday | CAISO | 1-in-2 | 2021 | 12 | 497.0597 | 503.2094 | 45.3349 | 61.338 | 0
| All | All Customers | 2 | Average Weekday | CAISO | 1-in-2 | 2021 | 13 | 424.3958 | 434.3206 | 45.3455 | 63.8157 | 0
| All | All Customers | 2 | Average Weekday | CAISO | 1-in-2 | 2021 | 14 | 379.6519 | 386.5849 | 45.3318 | 65.3674 | 0
| All | All Customers | 2 | Average Weekday | CAISO | 1-in-2 | 2021 | 15 | 342.0397 | 348.3733 | 45.3034 | 66.1889 | 0
| All | All Customers | 2 | Average Weekday | CAISO | 1-in-2 | 2021 | 16 | 299.9811 | 301.7216 | 45.2818 | 66.3555 | 0
| All | All Customers | 2 | Average Weekday | CAISO | 1-in-2 | 2021 | 17 | 271.9825 | 279.2178 | 45.1838 | 65.8766 | 0
| All | All Customers | 2 | Average Weekday | CAISO | 1-in-2 | 2021 | 18 | 259.2287 | 266.0343 | 45.183 | 64.5144 | 0
| All | All Customers | 2 | Average Weekday | CAISO | 1-in-2 | 2021 | 19 | 254.3806 | 259.1011 | 45.1767 | 62.0064 | 0
| All | All Customers | 2 | Average Weekday | CAISO | 1-in-2 | 2021 | 20 | 257.2523 | 327.5909 | 45.8102 | 59.7067 | 0
| All | All Customers | 2 | Average Weekday | CAISO | 1-in-2 | 2021 | 21 | 252.3779 | 257.7609 | 45.2131 | 58.0781 | 0
| All | All Customers | 2 | Average Weekday | CAISO | 1-in-2 | 2021 | 22 | 404.2384 | 424.0183 | 45.2726 | 56.721 | 0
| All | All Customers | 2 | Average Weekday | CAISO | 1-in-2 | 2021 | 23 | 390.0744 | 406.7501 | 45.2821 | 55.5031 | 0
| All | All Customers | 2 | Average Weekday | CAISO | 1-in-2 | 2021 | 24 | 398.3671 | 415.1839 | 45.2864 | 54.4153 | 0
| All | All Customers | 2 | Monthly System Peak Day | CAISO | 1-in-2 | 2021 | 1 | 357.5581 | 366.139 | 45.2806 | 43.9558 | 0
| All | All Customers | 2 | Monthly System Peak Day | CAISO | 1-in-2 | 2021 | 2 | 347.2823 | 354.3144 | 45.2757 | 43.2858 | 0
| All | All Customers | 2 | Monthly System Peak Day | CAISO | 1-in-2 | 2021 | 3 | 429.1569 | 441.4508 | 45.275 | 42.5517 | 0
| All | All Customers | 2 | Monthly System Peak Day | CAISO | 1-in-2 | 2021 | 4 | 537.2846 | 556.6564 | 45.2742 | 42.014 | 0
| All | All Customers | 2 | Monthly System Peak Day | CAISO | 1-in-2 | 2021 | 5 | 543.6252 | 575.0435 | 45.276 | 41.1881 | 0
| All | All Customers | 2 | Monthly System Peak Day | CAISO | 1-in-2 | 2021 | 6 | 550.2932 | 591.5119 | 45.2785 | 40.3987 | 0
| All | All Customers | 2 | Monthly System Peak Day | CAISO | 1-in-2 | 2021 | 7 | 555.1296 | 571.0834 | 45.2826 | 39.7456 | 0
| All | All Customers | 2 | Monthly System Peak Day | CAISO | 1-in-2 | 2021 | 8 | 577.3258 | 592.163 | 45.294 | 39.5259 | 0
| All | All Customers | 2 | Monthly System Peak Day | CAISO | 1-in-2 | 2021 | 9 | 534.951 | 558.5662 | 45.3069 | 41.2022 | 0
| All | All Customers | 2 | Monthly System Peak Day | CAISO | 1-in-2 | 2021 | 10 | 517.8622 | 532.1081 | 45.2984 | 44.5748 | 0
| All | All Customers | 2 | Monthly System Peak Day | CAISO | 1-in-2 | 2021 | 11 | 507.8451 | 517.725 | 45.317 | 47.9244 | 0
| All | All Customers | 2 | Monthly System Peak Day | CAISO | 1-in-2 | 2021 | 12 | 497.0597 | 503.2094 | 45.3349 | 51.0485 | 0
| All | All Customers | 2 | Monthly System Peak Day | CAISO | 1-in-2 | 2021 | 13 | 424.3958 | 434.3206 | 45.3455 | 53.4411 | 0
| All | All Customers | 2 | Monthly System Peak Day | CAISO | 1-in-2 | 2021 | 14 | 379.6519 | 386.5849 | 45.3318 | 55.1219 | 0
| All | All Customers | 2 | Monthly System Peak Day | CAISO | 1-in-2 | 2021 | 15 | 342.0397 | 348.3733 | 45.3034 | 56.2265 | 0
| All | All Customers | 2 | Monthly System Peak Day | CAISO | 1-in-2 | 2021 | 16 | 299.9811 | 301.7216 | 45.2818 | 56.7816 | 0
| All | All Customers | 2 | Monthly System Peak Day | CAISO | 1-in-2 | 2021 | 17 | 271.9825 | 279.2178 | 45.1838 | 56.6678 | 0
| All | All Customers | 2 | Monthly System Peak Day | CAISO | 1-in-2 | 2021 | 18 | 259.2287 | 266.0343 | 45.183 | 55.6734 | 0
| All | All Customers | 2 | Monthly System Peak Day | CAISO | 1-in-2 | 2021 | 19 | 254.3806 | 259.1011 | 45.1767 | 53.572 | 0
| All | All Customers | 2 | Monthly System Peak Day | CAISO | 1-in-2 | 2021 | 20 | 257.2523 | 327.5909 | 45.8102 | 51.4564 | 0
| All | All Customers | 2 | Monthly System Peak Day | CAISO | 1-in-2 | 2021 | 21 | 252.3779 | 257.7609 | 45.2131 | 49.9584 | 0
| All | All Customers | 2 | Monthly System Peak Day | CAISO | 1-in-2 | 2021 | 22 | 404.2384 | 424.0183 | 45.2726 | 48.589 | 0
| All | All Customers | 2 | Monthly System Peak Day | CAISO | 1-in-2 | 2021 | 23 | 390.0744 | 406.7501 | 45.2821 | 47.2978 | 0
| All | All Customers | 2 | Monthly System Peak Day | CAISO | 1-in-2 | 2021 | 24 | 398.3671 | 415.1839 | 45.2864 | 46.0474 | 0
| All | All Customers | 3 | Average Weekday | CAISO | 1-in-2 | 2021 | 1 | 388.5334 | 403.2083 | 45.336 | 54.6159 | 0
| All | All Customers | 3 | Average Weekday | CAISO | 1-in-2 | 2021 | 2 | 377.4961 | 386.0689 | 45.2968 | 53.6132 | 0
| All | All Customers | 3 | Average Weekday | CAISO | 1-in-2 | 2021 | 3 | 475.5903 | 486.3831 | 45.2908 | 52.7015 | 0
| All | All Customers | 3 | Average Weekday | CAISO | 1-in-2 | 2021 | 4 | 582.3252 | 598.4277 | 45.2775 | 51.9312 | 0
| All | All Customers | 3 | Average Weekday | CAISO | 1-in-2 | 2021 | 5 | 574.9122 | 594.0228 | 45.2791 | 51.2105 | 0
| All | All Customers | 3 | Average Weekday | CAISO | 1-in-2 | 2021 | 6 | 582.4765 | 605.3817 | 45.2653 | 50.5552 | 0
| All | All Customers | 3 | Average Weekday | CAISO | 1-in-2 | 2021 | 7 | 595.0794 | 611.7444 | 45.2732 | 50.1343 | 0
| All | All Customers | 3 | Average Weekday | CAISO | 1-in-2 | 2021 | 8 | 614.865 | 643.4222 | 45.3828 | 49.9393 | 0
| All | All Customers | 3 | Average Weekday | CAISO | 1-in-2 | 2021 | 9 | 564.6858 | 601.4415 | 45.484 | 50.9886 | 0
| All | All Customers | 3 | Average Weekday | CAISO | 1-in-2 | 2021 | 10 | 550.6171 | 572.5021 | 45.3994 | 53.9236 | 0
| All | All Customers | 3 | Average Weekday | CAISO | 1-in-2 | 2021 | 11 | 530.8947 | 546.853 | 45.451 | 57.4191 | 0
| All | All Customers | 3 | Average Weekday | CAISO | 1-in-2 | 2021 | 12 | 521.6251 | 533.1629 | 45.5018 | 60.6555 | 0
| All | All Customers | 3 | Average Weekday | CAISO | 1-in-2 | 2021 | 13 | 431.9767 | 441.2426 | 45.5282 | 63.182 | 0
| All | All Customers | 3 | Average Weekday | CAISO | 1-in-2 | 2021 | 14 | 399.9744 | 406.2015 | 45.4878 | 64.9368 | 0
| All | All Customers | 3 | Average Weekday | CAISO | 1-in-2 | 2021 | 15 | 360.5836 | 365.9044 | 45.4052 | 66.1033 | 0
| All | All Customers | 3 | Average Weekday | CAISO | 1-in-2 | 2021 | 16 | 322.3299 | 324.4484 | 45.2969 | 66.7592 | 0
| All | All Customers | 3 | Average Weekday | CAISO | 1-in-2 | 2021 | 17 | 305.3498 | 314.67 | 45.1807 | 66.8476 | 0
| All | All Customers | 3 | Average Weekday | CAISO | 1-in-2 | 2021 | 18 | 290.3394 | 297.9447 | 45.1899 | 66.0898 | 0
| All | All Customers | 3 | Average Weekday | CAISO | 1-in-2 | 2021 | 19 | 284.8073 | 289.6583 | 45.2727 | 64.4603 | 0
| All | All Customers | 3 | Average Weekday | CAISO | 1-in-2 | 2021 | 20 | 277.4247 | 281.6985 | 45.1773 | 61.9857 | 0
| All | All Customers | 3 | Average Weekday | CAISO | 1-in-2 | 2021 | 21 | 263.8144 | 268.2647 | 45.1823 | 59.492 | 0
| All | All Customers | 3 | Average Weekday | CAISO | 1-in-2 | 2021 | 22 | 435.9128 | 458.8847 | 45.2841 | 57.88 | 0
| All | All Customers | 3 | Average Weekday | CAISO | 1-in-2 | 2021 | 23 | 425.9062 | 450.2028 | 45.3306 | 56.6198 | 0
| All | All Customers | 3 | Average Weekday | CAISO | 1-in-2 | 2021 | 24 | 441.7469 | 474.4836 | 45.3752 | 55.4976 | 0
| All | All Customers | 3 | Monthly System Peak Day | CAISO | 1-in-2 | 2021 | 1 | 388.5334 | 403.2083 | 45.336 | 57.5592 | 0
| All | All Customers | 3 | Monthly System Peak Day | CAISO | 1-in-2 | 2021 | 2 | 377.4961 | 386.0689 | 45.2968 | 56.3595 | 0
| All | All Customers | 3 | Monthly System Peak Day | CAISO | 1-in-2 | 2021 | 3 | 475.5903 | 486.3831 | 45.2908 | 54.8393 | 0
| All | All Customers | 3 | Monthly System Peak Day | CAISO | 1-in-2 | 2021 | 4 | 582.3252 | 598.4277 | 45.2775 | 53.8418 | 0
| All | All Customers | 3 | Monthly System Peak Day | CAISO | 1-in-2 | 2021 | 5 | 574.9122 | 594.0228 | 45.2791 | 53.022 | 0
| All | All Customers | 3 | Monthly System Peak Day | CAISO | 1-in-2 | 2021 | 6 | 582.4765 | 605.3817 | 45.2653 | 52.0521 | 0
| All | All Customers | 3 | Monthly System Peak Day | CAISO | 1-in-2 | 2021 | 7 | 595.0794 | 611.7444 | 45.2732 | 51.5856 | 0
| All | All Customers | 3 | Monthly System Peak Day | CAISO | 1-in-2 | 2021 | 8 | 614.865 | 643.4222 | 45.3828 | 50.8281 | 0
| All | All Customers | 3 | Monthly System Peak Day | CAISO | 1-in-2 | 2021 | 9 | 564.6858 | 601.4415 | 45.484 | 51.1838 | 0
| All | All Customers | 3 | Monthly System Peak Day | CAISO | 1-in-2 | 2021 | 10 | 550.6171 | 572.5021 | 45.3994 | 54.2433 | 0
| All | All Customers | 3 | Monthly System Peak Day | CAISO | 1-in-2 | 2021 | 11 | 530.8947 | 546.853 | 45.451 | 58.9927 | 0
| All | All Customers | 3 | Monthly System Peak Day | CAISO | 1-in-2 | 2021 | 12 | 521.6251 | 533.1629 | 45.5018 | 63.3587 | 0
| All | All Customers | 3 | Monthly System Peak Day | CAISO | 1-in-2 | 2021 | 13 | 431.9767 | 441.2426 | 45.5282 | 66.4721 | 0
| All | All Customers | 3 | Monthly System Peak Day | CAISO | 1-in-2 | 2021 | 14 | 399.9744 | 406.2015 | 45.4878 | 68.0965 | 0
| All | All Customers | 3 | Monthly System Peak Day | CAISO | 1-in-2 | 2021 | 15 | 360.5836 | 365.9044 | 45.4052 | 69.2324 | 0
| All | All Customers | 3 | Monthly System Peak Day | CAISO | 1-in-2 | 2021 | 16 | 322.3299 | 324.4484 | 45.2969 | 70.1774 | 0
| All | All Customers | 3 | Monthly System Peak Day | CAISO | 1-in-2 | 2021 | 17 | 305.3498 | 314.67 | 45.1807 | 70.5862 | 0
| All | All Customers | 3 | Monthly System Peak Day | CAISO | 1-in-2 | 2021 | 18 | 290.3394 | 297.9447 | 45.1899 | 70.0236 | 0
| All | All Customers | 3 | Monthly System Peak Day | CAISO | 1-in-2 | 2021 | 19 | 284.8073 | 289.6583 | 45.2727 | 68.3629 | 0
| All | All Customers | 3 | Monthly System Peak Day | CAISO | 1-in-2 | 2021 | 20 | 277.4247 | 281.6985 | 45.1773 | 65.279 | 0
| All | All Customers | 3 | Monthly System Peak Day | CAISO | 1-in-2 | 2021 | 21 | 263.8144 | 268.2647 | 45.1823 | 62.3627 | 0
| All | All Customers | 3 | Monthly System Peak Day | CAISO | 1-in-2 | 2021 | 22 | 435.9128 | 458.8847 | 45.2841 | 60.5716 | 0
| All | All Customers | 3 | Monthly System Peak Day | CAISO | 1-in-2 | 2021 | 23 | 425.9062 | 450.2028 | 45.3306 | 59.1525 | 0
| All | All Customers | 3 | Monthly System Peak Day | CAISO | 1-in-2 | 2021 | 24 | 441.7469 | 474.4836 | 45.3752 | 57.761 | 0
| All | All Customers | 4 | Average Weekday | CAISO | 1-in-2 | 2021 | 1 | 358.4358 | 372.6071 | 45.3379 | 57.1484 | 0
| All | All Customers | 4 | Average Weekday | CAISO | 1-in-2 | 2021 | 2 | 349.8564 | 357.3363 | 45.2989 | 56.3024 | 0
| All | All Customers | 4 | Average Weekday | CAISO | 1-in-2 | 2021 | 3 | 440.6395 | 451.2681 | 45.293 | 55.5058 | 0
| All | All Customers | 4 | Average Weekday | CAISO | 1-in-2 | 2021 | 4 | 541.3569 | 556.5305 | 45.2798 | 54.8392 | 0
| All | All Customers | 4 | Average Weekday | CAISO | 1-in-2 | 2021 | 5 | 525.7241 | 543.5974 | 45.2814 | 54.2634 | 0
| All | All Customers | 4 | Average Weekday | CAISO | 1-in-2 | 2021 | 6 | 533.9277 | 556.0013 | 45.2678 | 53.8194 | 0
| All | All Customers | 4 | Average Weekday | CAISO | 1-in-2 | 2021 | 7 | 546.7964 | 563.899 | 45.2757 | 53.4151 | 0
| All | All Customers | 4 | Average Weekday | CAISO | 1-in-2 | 2021 | 8 | 565.4915 | 593.0869 | 45.3846 | 53.3156 | 0
| All | All Customers | 4 | Average Weekday | CAISO | 1-in-2 | 2021 | 9 | 506.5537 | 543.3873 | 45.485 | 54.8243 | 0
| All | All Customers | 4 | Average Weekday | CAISO | 1-in-2 | 2021 | 10 | 494.1334 | 515.5031 | 45.4007 | 57.5562 | 0
| All | All Customers | 4 | Average Weekday | CAISO | 1-in-2 | 2021 | 11 | 482.687 | 498.0151 | 45.4519 | 60.5081 | 0
| All | All Customers | 4 | Average Weekday | CAISO | 1-in-2 | 2021 | 12 | 473.6534 | 484.982 | 45.5022 | 63.3646 | 0
| All | All Customers | 4 | Average Weekday | CAISO | 1-in-2 | 2021 | 13 | 394.5069 | 403.7265 | 45.5284 | 65.7088 | 0
| All | All Customers | 4 | Average Weekday | CAISO | 1-in-2 | 2021 | 14 | 358.954 | 365.2516 | 45.4881 | 67.5171 | 0
| All | All Customers | 4 | Average Weekday | CAISO | 1-in-2 | 2021 | 15 | 317.5971 | 323.1649 | 45.4061 | 68.8034 | 0
| All | All Customers | 4 | Average Weekday | CAISO | 1-in-2 | 2021 | 16 | 276.2136 | 278.4066 | 45.2989 | 69.3976 | 0
| All | All Customers | 4 | Average Weekday | CAISO | 1-in-2 | 2021 | 17 | 253.1011 | 260.9298 | 45.1831 | 69.5059 | 0
| All | All Customers | 4 | Average Weekday | CAISO | 1-in-2 | 2021 | 18 | 233.7364 | 240.0466 | 45.1918 | 68.8624 | 0
| All | All Customers | 4 | Average Weekday | CAISO | 1-in-2 | 2021 | 19 | 220.596 | 225.5827 | 45.2725 | 67.5336 | 0
| All | All Customers | 4 | Average Weekday | CAISO | 1-in-2 | 2021 | 20 | 215.6047 | 219.7449 | 45.1774 | 65.2396 | 0
| All | All Customers | 4 | Average Weekday | CAISO | 1-in-2 | 2021 | 21 | 224.5926 | 228.5765 | 45.1858 | 62.2996 | 0
| All | All Customers | 4 | Average Weekday | CAISO | 1-in-2 | 2021 | 22 | 396.3992 | 419.1189 | 45.2863 | 60.2287 | 0
| All | All Customers | 4 | Average Weekday | CAISO | 1-in-2 | 2021 | 23 | 390.098 | 414.084 | 45.3329 | 58.8624 | 0
| All | All Customers | 4 | Average Weekday | CAISO | 1-in-2 | 2021 | 24 | 408.2018 | 440.2461 | 45.377 | 57.8285 | 0
| All | All Customers | 4 | Monthly System Peak Day | CAISO | 1-in-2 | 2021 | 1 | 358.4358 | 372.6071 | 45.3379 | 62.4696 | 0
| All | All Customers | 4 | Monthly System Peak Day | CAISO | 1-in-2 | 2021 | 2 | 349.8564 | 357.3363 | 45.2989 | 61.1553 | 0
| All | All Customers | 4 | Monthly System Peak Day | CAISO | 1-in-2 | 2021 | 3 | 440.6395 | 451.2681 | 45.293 | 60.252 | 0
| All | All Customers | 4 | Monthly System Peak Day | CAISO | 1-in-2 | 2021 | 4 | 541.3569 | 556.5305 | 45.2798 | 59.4213 | 0
| All | All Customers | 4 | Monthly System Peak Day | CAISO | 1-in-2 | 2021 | 5 | 525.7241 | 543.5974 | 45.2814 | 58.3702 | 0
| All | All Customers | 4 | Monthly System Peak Day | CAISO | 1-in-2 | 2021 | 6 | 533.9277 | 556.0013 | 45.2678 | 57.5942 | 0
| All | All Customers | 4 | Monthly System Peak Day | CAISO | 1-in-2 | 2021 | 7 | 546.7964 | 563.899 | 45.2757 | 56.929 | 0
| All | All Customers | 4 | Monthly System Peak Day | CAISO | 1-in-2 | 2021 | 8 | 565.4915 | 593.0869 | 45.3846 | 56.7557 | 0
| All | All Customers | 4 | Monthly System Peak Day | CAISO | 1-in-2 | 2021 | 9 | 506.5537 | 543.3873 | 45.485 | 58.4183 | 0
| All | All Customers | 4 | Monthly System Peak Day | CAISO | 1-in-2 | 2021 | 10 | 494.1334 | 515.5031 | 45.4007 | 62.5047 | 0
| All | All Customers | 4 | Monthly System Peak Day | CAISO | 1-in-2 | 2021 | 11 | 482.687 | 498.0151 | 45.4519 | 67.6095 | 0
| All | All Customers | 4 | Monthly System Peak Day | CAISO | 1-in-2 | 2021 | 12 | 473.6534 | 484.982 | 45.5022 | 72.4801 | 0
| All | All Customers | 4 | Monthly System Peak Day | CAISO | 1-in-2 | 2021 | 13 | 394.5069 | 403.7265 | 45.5284 | 76.4282 | 0
| All | All Customers | 4 | Monthly System Peak Day | CAISO | 1-in-2 | 2021 | 14 | 358.954 | 365.2516 | 45.4881 | 79.252 | 0
| All | All Customers | 4 | Monthly System Peak Day | CAISO | 1-in-2 | 2021 | 15 | 317.5971 | 323.1649 | 45.4061 | 81.0889 | 0
| All | All Customers | 4 | Monthly System Peak Day | CAISO | 1-in-2 | 2021 | 16 | 276.2136 | 278.4066 | 45.2989 | 81.5348 | 0
| All | All Customers | 4 | Monthly System Peak Day | CAISO | 1-in-2 | 2021 | 17 | 253.1011 | 260.9298 | 45.1831 | 81.1554 | 0
| All | All Customers | 4 | Monthly System Peak Day | CAISO | 1-in-2 | 2021 | 18 | 233.7364 | 240.0466 | 45.1918 | 80.3455 | 0
| All | All Customers | 4 | Monthly System Peak Day | CAISO | 1-in-2 | 2021 | 19 | 220.596 | 225.5827 | 45.2725 | 79.2417 | 0
| All | All Customers | 4 | Monthly System Peak Day | CAISO | 1-in-2 | 2021 | 20 | 215.6047 | 219.7449 | 45.1774 | 76.6272 | 0
| All | All Customers | 4 | Monthly System Peak Day | CAISO | 1-in-2 | 2021 | 21 | 224.5926 | 228.5765 | 45.1858 | 72.2794 | 0
| All | All Customers | 4 | Monthly System Peak Day | CAISO | 1-in-2 | 2021 | 22 | 396.3992 | 419.1189 | 45.2863 | 68.3535 | 0
| All | All Customers | 4 | Monthly System Peak Day | CAISO | 1-in-2 | 2021 | 23 | 390.098 | 414.084 | 45.3329 | 65.4784 | 0
| All | All Customers | 4 | Monthly System Peak Day | CAISO | 1-in-2 | 2021 | 24 | 408.2018 | 440.2461 | 45.377 | 63.5581 | 0
| All | All Customers | 5 | Average Weekday | CAISO | 1-in-2 | 2021 | 1 | 366.3751 | 380.8326 | 45.3502 | 60.1457 | 0
| All | All Customers | 5 | Average Weekday | CAISO | 1-in-2 | 2021 | 2 | 359.2457 | 366.9178 | 45.3113 | 59.5142 | 0
| All | All Customers | 5 | Average Weekday | CAISO | 1-in-2 | 2021 | 3 | 455.2458 | 465.7061 | 45.3053 | 58.9581 | 0
| All | All Customers | 5 | Average Weekday | CAISO | 1-in-2 | 2021 | 4 | 555.0801 | 571.0746 | 45.2923 | 58.4379 | 0
| All | All Customers | 5 | Average Weekday | CAISO | 1-in-2 | 2021 | 5 | 542.8146 | 561.6965 | 45.2939 | 58.0047 | 0
| All | All Customers | 5 | Average Weekday | CAISO | 1-in-2 | 2021 | 6 | 546.1549 | 568.8823 | 45.2805 | 57.5861 | 0
| All | All Customers | 5 | Average Weekday | CAISO | 1-in-2 | 2021 | 7 | 551.5702 | 568.4274 | 45.2888 | 57.2101 | 0
| All | All Customers | 5 | Average Weekday | CAISO | 1-in-2 | 2021 | 8 | 577.0383 | 607.1116 | 45.3974 | 57.5194 | 0
| All | All Customers | 5 | Average Weekday | CAISO | 1-in-2 | 2021 | 9 | 514.971 | 550.1089 | 45.4972 | 59.1608 | 0
| All | All Customers | 5 | Average Weekday | CAISO | 1-in-2 | 2021 | 10 | 506.7588 | 528.6282 | 45.4126 | 61.3829 | 0
| All | All Customers | 5 | Average Weekday | CAISO | 1-in-2 | 2021 | 11 | 496.8392 | 511.8396 | 45.4636 | 63.9673 | 0
| All | All Customers | 5 | Average Weekday | CAISO | 1-in-2 | 2021 | 12 | 483.3951 | 494.6978 | 45.5138 | 66.3945 | 0
| All | All Customers | 5 | Average Weekday | CAISO | 1-in-2 | 2021 | 13 | 404.2013 | 413.6339 | 45.5396 | 68.5273 | 0
| All | All Customers | 5 | Average Weekday | CAISO | 1-in-2 | 2021 | 14 | 374.5746 | 380.9391 | 45.4992 | 70.1991 | 0
| All | All Customers | 5 | Average Weekday | CAISO | 1-in-2 | 2021 | 15 | 338.3361 | 343.5756 | 45.4174 | 71.3669 | 0
| All | All Customers | 5 | Average Weekday | CAISO | 1-in-2 | 2021 | 16 | 290.2913 | 292.3808 | 45.3109 | 71.9443 | 0
| All | All Customers | 5 | Average Weekday | CAISO | 1-in-2 | 2021 | 17 | 260.9804 | 268.998 | 45.1883 | 71.9069 | 0
| All | All Customers | 5 | Average Weekday | CAISO | 1-in-2 | 2021 | 18 | 245.5937 | 251.9715 | 45.1969 | 71.2705 | 0
| All | All Customers | 5 | Average Weekday | CAISO | 1-in-2 | 2021 | 19 | 235.9344 | 241.1552 | 45.2694 | 69.9176 | 0
| All | All Customers | 5 | Average Weekday | CAISO | 1-in-2 | 2021 | 20 | 228.2001 | 232.6111 | 45.1774 | 67.825 | 0
| All | All Customers | 5 | Average Weekday | CAISO | 1-in-2 | 2021 | 21 | 239.7811 | 244.2695 | 45.1909 | 65.1177 | 0
| All | All Customers | 5 | Average Weekday | CAISO | 1-in-2 | 2021 | 22 | 408.4913 | 431.7498 | 45.2994 | 62.9378 | 0
| All | All Customers | 5 | Average Weekday | CAISO | 1-in-2 | 2021 | 23 | 408.5411 | 433.2689 | 45.3461 | 61.6894 | 0
| All | All Customers | 5 | Average Weekday | CAISO | 1-in-2 | 2021 | 24 | 424.0077 | 456.8241 | 45.3896 | 60.763 | 0
| All | All Customers | 5 | Monthly System Peak Day | CAISO | 1-in-2 | 2021 | 1 | 366.3751 | 380.8326 | 45.3502 | 66.0352 | 0
| All | All Customers | 5 | Monthly System Peak Day | CAISO | 1-in-2 | 2021 | 2 | 359.2457 | 366.9178 | 45.3113 | 64.5273 | 0
| All | All Customers | 5 | Monthly System Peak Day | CAISO | 1-in-2 | 2021 | 3 | 455.2458 | 465.7061 | 45.3053 | 63.187 | 0
| All | All Customers | 5 | Monthly System Peak Day | CAISO | 1-in-2 | 2021 | 4 | 555.0801 | 571.0746 | 45.2923 | 61.7426 | 0
| All | All Customers | 5 | Monthly System Peak Day | CAISO | 1-in-2 | 2021 | 5 | 542.8146 | 561.6965 | 45.2939 | 60.4309 | 0
| All | All Customers | 5 | Monthly System Peak Day | CAISO | 1-in-2 | 2021 | 6 | 546.1549 | 568.8823 | 45.2805 | 59.7787 | 0
| All | All Customers | 5 | Monthly System Peak Day | CAISO | 1-in-2 | 2021 | 7 | 551.5702 | 568.4274 | 45.2888 | 59.5271 | 0
| All | All Customers | 5 | Monthly System Peak Day | CAISO | 1-in-2 | 2021 | 8 | 577.0383 | 607.1116 | 45.3974 | 59.9304 | 0
| All | All Customers | 5 | Monthly System Peak Day | CAISO | 1-in-2 | 2021 | 9 | 514.971 | 550.1089 | 45.4972 | 62.3035 | 0
| All | All Customers | 5 | Monthly System Peak Day | CAISO | 1-in-2 | 2021 | 10 | 506.7588 | 528.6282 | 45.4126 | 66.9258 | 0
| All | All Customers | 5 | Monthly System Peak Day | CAISO | 1-in-2 | 2021 | 11 | 496.8392 | 511.8396 | 45.4636 | 72.2923 | 0
| All | All Customers | 5 | Monthly System Peak Day | CAISO | 1-in-2 | 2021 | 12 | 483.3951 | 494.6978 | 45.5138 | 76.8891 | 0
| All | All Customers | 5 | Monthly System Peak Day | CAISO | 1-in-2 | 2021 | 13 | 404.2013 | 413.6339 | 45.5396 | 80.0617 | 0
| All | All Customers | 5 | Monthly System Peak Day | CAISO | 1-in-2 | 2021 | 14 | 374.5746 | 380.9391 | 45.4992 | 82.0963 | 0
| All | All Customers | 5 | Monthly System Peak Day | CAISO | 1-in-2 | 2021 | 15 | 338.3361 | 343.5756 | 45.4174 | 83.2494 | 0
| All | All Customers | 5 | Monthly System Peak Day | CAISO | 1-in-2 | 2021 | 16 | 290.2913 | 292.3808 | 45.3109 | 83.9157 | 0
| All | All Customers | 5 | Monthly System Peak Day | CAISO | 1-in-2 | 2021 | 17 | 260.9804 | 268.998 | 45.1883 | 83.7217 | 0
| All | All Customers | 5 | Monthly System Peak Day | CAISO | 1-in-2 | 2021 | 18 | 245.5937 | 251.9715 | 45.1969 | 82.1785 | 0
| All | All Customers | 5 | Monthly System Peak Day | CAISO | 1-in-2 | 2021 | 19 | 235.9344 | 241.1552 | 45.2694 | 79.7652 | 0
| All | All Customers | 5 | Monthly System Peak Day | CAISO | 1-in-2 | 2021 | 20 | 228.2001 | 232.6111 | 45.1774 | 76.7701 | 0
| All | All Customers | 5 | Monthly System Peak Day | CAISO | 1-in-2 | 2021 | 21 | 239.7811 | 244.2695 | 45.1909 | 72.5823 | 0
| All | All Customers | 5 | Monthly System Peak Day | CAISO | 1-in-2 | 2021 | 22 | 408.4913 | 431.7498 | 45.2994 | 69.1974 | 0
| All | All Customers | 5 | Monthly System Peak Day | CAISO | 1-in-2 | 2021 | 23 | 408.5411 | 433.2689 | 45.3461 | 67.3572 | 0
| All | All Customers | 5 | Monthly System Peak Day | CAISO | 1-in-2 | 2021 | 24 | 424.0077 | 456.8241 | 45.3896 | 65.3978 | 0
| All | All Customers | 6 | Average Weekday | CAISO | 1-in-2 | 2021 | 1 | 355.3201 | 384.0052 | 46.5345 | 63.3347 | 0
| All | All Customers | 6 | Average Weekday | CAISO | 1-in-2 | 2021 | 2 | 342.412 | 368.2828 | 46.5101 | 62.4336 | 0
| All | All Customers | 6 | Average Weekday | CAISO | 1-in-2 | 2021 | 3 | 433.1015 | 469.3308 | 46.5046 | 61.6495 | 0
| All | All Customers | 6 | Average Weekday | CAISO | 1-in-2 | 2021 | 4 | 523.6851 | 574.8041 | 46.499 | 60.9868 | 0
| All | All Customers | 6 | Average Weekday | CAISO | 1-in-2 | 2021 | 5 | 512.8038 | 566.3727 | 46.5076 | 60.4527 | 0
| All | All Customers | 6 | Average Weekday | CAISO | 1-in-2 | 2021 | 6 | 531.7896 | 594.6768 | 46.5224 | 59.9373 | 0
| All | All Customers | 6 | Average Weekday | CAISO | 1-in-2 | 2021 | 7 | 545.3065 | 588.8969 | 46.6458 | 59.5165 | 0
| All | All Customers | 6 | Average Weekday | CAISO | 1-in-2 | 2021 | 8 | 566.8615 | 607.4489 | 46.5489 | 60.1751 | 0
| All | All Customers | 6 | Average Weekday | CAISO | 1-in-2 | 2021 | 9 | 527.397 | 543.4319 | 46.5926 | 62.3426 | 0
| All | All Customers | 6 | Average Weekday | CAISO | 1-in-2 | 2021 | 10 | 515.3044 | 524.7271 | 46.6375 | 65.1843 | 0
| All | All Customers | 6 | Average Weekday | CAISO | 1-in-2 | 2021 | 11 | 497.1248 | 502.472 | 46.6865 | 68.3037 | 0
| All | All Customers | 6 | Average Weekday | CAISO | 1-in-2 | 2021 | 12 | 488.4111 | 500.8388 | 46.7089 | 71.3783 | 0
| All | All Customers | 6 | Average Weekday | CAISO | 1-in-2 | 2021 | 13 | 405.3076 | 430.8251 | 46.7588 | 73.8767 | 0
| All | All Customers | 6 | Average Weekday | CAISO | 1-in-2 | 2021 | 14 | 374.5419 | 394.5604 | 46.7219 | 75.8974 | 0
| All | All Customers | 6 | Average Weekday | CAISO | 1-in-2 | 2021 | 15 | 328.4096 | 345.6939 | 46.746 | 77.3669 | 0
| All | All Customers | 6 | Average Weekday | CAISO | 1-in-2 | 2021 | 16 | 285.5269 | 298.0547 | 46.8007 | 78.0876 | 0
| All | All Customers | 6 | Average Weekday | CAISO | 1-in-2 | 2021 | 17 | 260.422 | 265.554 | 46.7082 | 78.2813 | 0
| All | All Customers | 6 | Average Weekday | CAISO | 1-in-2 | 2021 | 18 | 237.239 | 247.3605 | 46.7038 | 77.522 | 0
| All | All Customers | 6 | Average Weekday | CAISO | 1-in-2 | 2021 | 19 | 222.8235 | 249.8122 | 64.5091 | 76.0725 | 0
| All | All Customers | 6 | Average Weekday | CAISO | 1-in-2 | 2021 | 20 | 212.1822 | 239.4836 | 45.7778 | 73.9133 | 0
| All | All Customers | 6 | Average Weekday | CAISO | 1-in-2 | 2021 | 21 | 229.4071 | 245.4035 | 46.6583 | 70.9037 | 0
| All | All Customers | 6 | Average Weekday | CAISO | 1-in-2 | 2021 | 22 | 383.7836 | 436.1312 | 46.3834 | 67.7811 | 0
| All | All Customers | 6 | Average Weekday | CAISO | 1-in-2 | 2021 | 23 | 402.5406 | 449.7412 | 46.4762 | 65.9071 | 0
| All | All Customers | 6 | Average Weekday | CAISO | 1-in-2 | 2021 | 24 | 419.4324 | 466.7504 | 46.5253 | 64.6 | 0
| All | All Customers | 6 | Monthly System Peak Day | CAISO | 1-in-2 | 2021 | 1 | 355.3201 | 383.9297 | 45.3378 | 65.1783 | 0
| All | All Customers | 6 | Monthly System Peak Day | CAISO | 1-in-2 | 2021 | 2 | 342.412 | 361.7249 | 45.3404 | 64.4133 | 0
| All | All Customers | 6 | Monthly System Peak Day | CAISO | 1-in-2 | 2021 | 3 | 433.1015 | 457.7416 | 45.3411 | 63.6826 | 0
| All | All Customers | 6 | Monthly System Peak Day | CAISO | 1-in-2 | 2021 | 4 | 523.6851 | 555.0546 | 45.3411 | 62.8256 | 0
| All | All Customers | 6 | Monthly System Peak Day | CAISO | 1-in-2 | 2021 | 5 | 512.8038 | 550.2522 | 45.3358 | 61.9409 | 0
| All | All Customers | 6 | Monthly System Peak Day | CAISO | 1-in-2 | 2021 | 6 | 531.7896 | 577.1523 | 45.3257 | 60.9706 | 0
| All | All Customers | 6 | Monthly System Peak Day | CAISO | 1-in-2 | 2021 | 7 | 545.3065 | 569.8346 | 45.2981 | 60.3787 | 0
| All | All Customers | 6 | Monthly System Peak Day | CAISO | 1-in-2 | 2021 | 8 | 566.8615 | 593.6882 | 45.3457 | 61.0965 | 0
| All | All Customers | 6 | Monthly System Peak Day | CAISO | 1-in-2 | 2021 | 9 | 527.397 | 547.9358 | 45.3685 | 64.0267 | 0
| All | All Customers | 6 | Monthly System Peak Day | CAISO | 1-in-2 | 2021 | 10 | 515.3044 | 529.0355 | 45.3582 | 67.4385 | 0
| All | All Customers | 6 | Monthly System Peak Day | CAISO | 1-in-2 | 2021 | 11 | 497.1248 | 508.8878 | 45.3857 | 70.8542 | 0
| All | All Customers | 6 | Monthly System Peak Day | CAISO | 1-in-2 | 2021 | 12 | 488.4111 | 502.9137 | 45.4153 | 74.4808 | 0
| All | All Customers | 6 | Monthly System Peak Day | CAISO | 1-in-2 | 2021 | 13 | 405.3076 | 424.7489 | 45.4257 | 77.8479 | 0
| All | All Customers | 6 | Monthly System Peak Day | CAISO | 1-in-2 | 2021 | 14 | 374.5419 | 390.9141 | 45.3989 | 80.5575 | 0
| All | All Customers | 6 | Monthly System Peak Day | CAISO | 1-in-2 | 2021 | 15 | 328.4096 | 342.9077 | 45.3391 | 82.9364 | 0
| All | All Customers | 6 | Monthly System Peak Day | CAISO | 1-in-2 | 2021 | 16 | 285.5269 | 288.1227 | 45.2925 | 83.8572 | 0
| All | All Customers | 6 | Monthly System Peak Day | CAISO | 1-in-2 | 2021 | 17 | 260.422 | 269.449 | 45.5545 | 83.7264 | 0
| All | All Customers | 6 | Monthly System Peak Day | CAISO | 1-in-2 | 2021 | 18 | 237.239 | 252.0755 | 45.5703 | 82.8692 | 0
| All | All Customers | 6 | Monthly System Peak Day | CAISO | 1-in-2 | 2021 | 19 | 222.8235 | 246.6703 | 47.6636 | 81.209 | 0
| All | All Customers | 6 | Monthly System Peak Day | CAISO | 1-in-2 | 2021 | 20 | 212.1822 | 231.9029 | 45.5562 | 78.5744 | 0
| All | All Customers | 6 | Monthly System Peak Day | CAISO | 1-in-2 | 2021 | 21 | 229.4071 | 246.3154 | 45.7427 | 74.7466 | 0
| All | All Customers | 6 | Monthly System Peak Day | CAISO | 1-in-2 | 2021 | 22 | 383.7836 | 417.3567 | 45.3795 | 70.611 | 0
| All | All Customers | 6 | Monthly System Peak Day | CAISO | 1-in-2 | 2021 | 23 | 402.5406 | 436.6057 | 45.3555 | 68.0692 | 0
| All | All Customers | 6 | Monthly System Peak Day | CAISO | 1-in-2 | 2021 | 24 | 419.4324 | 461.0149 | 45.3458 | 66.6308 | 0
| All | All Customers | 7 | Average Weekday | CAISO | 1-in-2 | 2021 | 1 | 356.849 | 384.0782 | 47.5744 | 68.1243 | 0
| All | All Customers | 7 | Average Weekday | CAISO | 1-in-2 | 2021 | 2 | 356.5061 | 375.5143 | 47.5711 | 67.4089 | 0
| All | All Customers | 7 | Average Weekday | CAISO | 1-in-2 | 2021 | 3 | 436.5352 | 462.2807 | 47.57 | 66.7668 | 0
| All | All Customers | 7 | Average Weekday | CAISO | 1-in-2 | 2021 | 4 | 527.967 | 560.952 | 47.5678 | 66.2032 | 0
| All | All Customers | 7 | Average Weekday | CAISO | 1-in-2 | 2021 | 5 | 520.5696 | 560.925 | 47.5648 | 65.7063 | 0
| All | All Customers | 7 | Average Weekday | CAISO | 1-in-2 | 2021 | 6 | 524.5543 | 569.1119 | 47.5574 | 65.2472 | 0
| All | All Customers | 7 | Average Weekday | CAISO | 1-in-2 | 2021 | 7 | 529.2192 | 551.1824 | 47.5559 | 64.9139 | 0
| All | All Customers | 7 | Average Weekday | CAISO | 1-in-2 | 2021 | 8 | 547.8469 | 575.7934 | 47.5858 | 65.3722 | 0
| All | All Customers | 7 | Average Weekday | CAISO | 1-in-2 | 2021 | 9 | 498.9296 | 517.7664 | 47.6185 | 67.4307 | 0
| All | All Customers | 7 | Average Weekday | CAISO | 1-in-2 | 2021 | 10 | 488.8726 | 501.8214 | 47.6198 | 70.1693 | 0
| All | All Customers | 7 | Average Weekday | CAISO | 1-in-2 | 2021 | 11 | 475.8434 | 487.2001 | 47.653 | 73.2355 | 0
| All | All Customers | 7 | Average Weekday | CAISO | 1-in-2 | 2021 | 12 | 466.5558 | 481.1402 | 47.6848 | 76.3415 | 0
| All | All Customers | 7 | Average Weekday | CAISO | 1-in-2 | 2021 | 13 | 385.3823 | 402.7629 | 47.699 | 78.8269 | 0
| All | All Customers | 7 | Average Weekday | CAISO | 1-in-2 | 2021 | 14 | 356.8731 | 372.1783 | 47.67 | 80.7152 | 0
| All | All Customers | 7 | Average Weekday | CAISO | 1-in-2 | 2021 | 15 | 316.8628 | 330.9102 | 47.6149 | 82.0515 | 0
| All | All Customers | 7 | Average Weekday | CAISO | 1-in-2 | 2021 | 16 | 268.8395 | 269.7122 | 47.5751 | 82.5892 | 0
| All | All Customers | 7 | Average Weekday | CAISO | 1-in-2 | 2021 | 17 | 247.551 | 255.433 | 47.9386 | 82.6471 | 0
| All | All Customers | 7 | Average Weekday | CAISO | 1-in-2 | 2021 | 18 | 232.4057 | 244.7744 | 47.9558 | 81.8483 | 0
| All | All Customers | 7 | Average Weekday | CAISO | 1-in-2 | 2021 | 19 | 220.1934 | 242.2789 | 48.4805 | 80.2734 | 0
| All | All Customers | 7 | Average Weekday | CAISO | 1-in-2 | 2021 | 20 | 217.4025 | 232.7552 | 47.5986 | 78.0883 | 0
| All | All Customers | 7 | Average Weekday | CAISO | 1-in-2 | 2021 | 21 | 238.9059 | 251.7708 | 47.9593 | 75.1032 | 0
| All | All Customers | 7 | Average Weekday | CAISO | 1-in-2 | 2021 | 22 | 392.3536 | 427.726 | 47.5414 | 71.9933 | 0
| All | All Customers | 7 | Average Weekday | CAISO | 1-in-2 | 2021 | 23 | 402.3922 | 432.9023 | 47.5578 | 70.1118 | 0
| All | All Customers | 7 | Average Weekday | CAISO | 1-in-2 | 2021 | 24 | 415.1102 | 454.1855 | 47.5757 | 68.9207 | 0
| All | All Customers | 7 | Monthly System Peak Day | CAISO | 1-in-2 | 2021 | 1 | 356.849 | 348.8384 | 47.5847 | 72.9888 | 0
| All | All Customers | 7 | Monthly System Peak Day | CAISO | 1-in-2 | 2021 | 2 | 356.5061 | 328.6093 | 47.5725 | 71.9767 | 0
| All | All Customers | 7 | Monthly System Peak Day | CAISO | 1-in-2 | 2021 | 3 | 436.5352 | 388.6045 | 47.5711 | 71.1561 | 0
| All | All Customers | 7 | Monthly System Peak Day | CAISO | 1-in-2 | 2021 | 4 | 527.967 | 454.4119 | 47.568 | 70.4084 | 0
| All | All Customers | 7 | Monthly System Peak Day | CAISO | 1-in-2 | 2021 | 5 | 520.5696 | 460.8238 | 47.5737 | 69.7948 | 0
| All | All Customers | 7 | Monthly System Peak Day | CAISO | 1-in-2 | 2021 | 6 | 524.5543 | 486.5011 | 47.5833 | 69.2437 | 0
| All | All Customers | 7 | Monthly System Peak Day | CAISO | 1-in-2 | 2021 | 7 | 529.2192 | 479.5727 | 47.6218 | 68.7555 | 0
| All | All Customers | 7 | Monthly System Peak Day | CAISO | 1-in-2 | 2021 | 8 | 547.8469 | 506.6922 | 47.5996 | 69.0524 | 0
| All | All Customers | 7 | Monthly System Peak Day | CAISO | 1-in-2 | 2021 | 9 | 498.9296 | 471.7193 | 47.6078 | 71.8808 | 0
| All | All Customers | 7 | Monthly System Peak Day | CAISO | 1-in-2 | 2021 | 10 | 488.8726 | 451.7339 | 47.6025 | 75.8307 | 0
| All | All Customers | 7 | Monthly System Peak Day | CAISO | 1-in-2 | 2021 | 11 | 475.8434 | 443.6614 | 47.615 | 80.1612 | 0
| All | All Customers | 7 | Monthly System Peak Day | CAISO | 1-in-2 | 2021 | 12 | 466.5558 | 433.9284 | 47.6274 | 83.938 | 0
| All | All Customers | 7 | Monthly System Peak Day | CAISO | 1-in-2 | 2021 | 13 | 385.3823 | 370.4926 | 47.6388 | 86.7532 | 0
| All | All Customers | 7 | Monthly System Peak Day | CAISO | 1-in-2 | 2021 | 14 | 356.8731 | 341.8316 | 47.6309 | 88.7184 | 0
| All | All Customers | 7 | Monthly System Peak Day | CAISO | 1-in-2 | 2021 | 15 | 316.8628 | 306.0128 | 47.638 | 90.0491 | 0
| All | All Customers | 7 | Monthly System Peak Day | CAISO | 1-in-2 | 2021 | 16 | 268.8395 | 244.6335 | 47.6318 | 90.1765 | 0
| All | All Customers | 7 | Monthly System Peak Day | CAISO | 1-in-2 | 2021 | 17 | 247.551 | 258.229 | 47.5621 | 90.1344 | 0
| All | All Customers | 7 | Monthly System Peak Day | CAISO | 1-in-2 | 2021 | 18 | 232.4057 | 254.9967 | 47.6342 | 88.7935 | 0
| All | All Customers | 7 | Monthly System Peak Day | CAISO | 1-in-2 | 2021 | 19 | 220.1934 | 215.7983 | 47.3202 | 87.2215 | 0
| All | All Customers | 7 | Monthly System Peak Day | CAISO | 1-in-2 | 2021 | 20 | 217.4025 | 239.9279 | 47.1317 | 84.5514 | 0
| All | All Customers | 7 | Monthly System Peak Day | CAISO | 1-in-2 | 2021 | 21 | 238.9059 | 223.4056 | 48.0849 | 81.7859 | 0
| All | All Customers | 7 | Monthly System Peak Day | CAISO | 1-in-2 | 2021 | 22 | 392.3536 | 374.7429 | 47.6617 | 79.4073 | 0
| All | All Customers | 7 | Monthly System Peak Day | CAISO | 1-in-2 | 2021 | 23 | 402.3922 | 371.1682 | 47.5909 | 77.6157 | 0
| All | All Customers | 7 | Monthly System Peak Day | CAISO | 1-in-2 | 2021 | 24 | 415.1102 | 391.6079 | 47.5901 | 76.1959 | 0
| All | All Customers | 8 | Average Weekday | CAISO | 1-in-2 | 2021 | 1 | 376.383 | 407.414 | 45.5068 | 68.6048 | 0
| All | All Customers | 8 | Average Weekday | CAISO | 1-in-2 | 2021 | 2 | 364.0559 | 385.2484 | 45.5033 | 67.7051 | 0
| All | All Customers | 8 | Average Weekday | CAISO | 1-in-2 | 2021 | 3 | 441.6804 | 466.2299 | 45.502 | 66.9073 | 0
| All | All Customers | 8 | Average Weekday | CAISO | 1-in-2 | 2021 | 4 | 539.8822 | 568.6113 | 45.4993 | 66.1811 | 0
| All | All Customers | 8 | Average Weekday | CAISO | 1-in-2 | 2021 | 5 | 525.4327 | 564.3321 | 45.4961 | 65.5312 | 0
| All | All Customers | 8 | Average Weekday | CAISO | 1-in-2 | 2021 | 6 | 533.2749 | 579.2979 | 45.488 | 64.9865 | 0
| All | All Customers | 8 | Average Weekday | CAISO | 1-in-2 | 2021 | 7 | 546.6002 | 573.9868 | 45.4913 | 64.5957 | 0
| All | All Customers | 8 | Average Weekday | CAISO | 1-in-2 | 2021 | 8 | 558.2785 | 588.5763 | 45.5191 | 64.5927 | 0
| All | All Customers | 8 | Average Weekday | CAISO | 1-in-2 | 2021 | 9 | 505.058 | 525.6123 | 45.5531 | 66.6332 | 0
| All | All Customers | 8 | Average Weekday | CAISO | 1-in-2 | 2021 | 10 | 497.0668 | 510.9388 | 45.5588 | 69.8708 | 0
| All | All Customers | 8 | Average Weekday | CAISO | 1-in-2 | 2021 | 11 | 480.2384 | 492.6187 | 45.5899 | 73.6852 | 0
| All | All Customers | 8 | Average Weekday | CAISO | 1-in-2 | 2021 | 12 | 468.8549 | 483.9403 | 45.6168 | 77.4375 | 0
| All | All Customers | 8 | Average Weekday | CAISO | 1-in-2 | 2021 | 13 | 395.4891 | 414.5874 | 45.6304 | 80.3669 | 0
| All | All Customers | 8 | Average Weekday | CAISO | 1-in-2 | 2021 | 14 | 365.0223 | 381.5481 | 45.6027 | 82.5867 | 0
| All | All Customers | 8 | Average Weekday | CAISO | 1-in-2 | 2021 | 15 | 324.8437 | 339.9677 | 45.5524 | 83.9652 | 0
| All | All Customers | 8 | Average Weekday | CAISO | 1-in-2 | 2021 | 16 | 277.7842 | 281.9721 | 45.5168 | 84.4882 | 0
| All | All Customers | 8 | Average Weekday | CAISO | 1-in-2 | 2021 | 17 | 258.1976 | 265.1003 | 45.8402 | 84.5142 | 0
| All | All Customers | 8 | Average Weekday | CAISO | 1-in-2 | 2021 | 18 | 233.6442 | 247.2609 | 45.8839 | 83.6598 | 0
| All | All Customers | 8 | Average Weekday | CAISO | 1-in-2 | 2021 | 19 | 221.7105 | 245.7295 | 46.6188 | 81.9995 | 0
| All | All Customers | 8 | Average Weekday | CAISO | 1-in-2 | 2021 | 20 | 224.3937 | 243.9008 | 45.7194 | 79.4151 | 0
| All | All Customers | 8 | Average Weekday | CAISO | 1-in-2 | 2021 | 21 | 249.5803 | 265.9473 | 45.989 | 75.7188 | 0
| All | All Customers | 8 | Average Weekday | CAISO | 1-in-2 | 2021 | 22 | 405.7016 | 438.1913 | 45.4652 | 72.7525 | 0
| All | All Customers | 8 | Average Weekday | CAISO | 1-in-2 | 2021 | 23 | 419.5401 | 455.0563 | 45.4818 | 70.9434 | 0
| All | All Customers | 8 | Average Weekday | CAISO | 1-in-2 | 2021 | 24 | 435.7414 | 478.655 | 45.5057 | 69.6999 | 0
| All | All Customers | 8 | Monthly System Peak Day | CAISO | 1-in-2 | 2021 | 1 | 376.383 | 369.8623 | 41.24 | 77.4193 | 0
| All | All Customers | 8 | Monthly System Peak Day | CAISO | 1-in-2 | 2021 | 2 | 364.0559 | 335.8164 | 41.2284 | 76.4867 | 0
| All | All Customers | 8 | Monthly System Peak Day | CAISO | 1-in-2 | 2021 | 3 | 441.6804 | 396.0514 | 41.2274 | 75.8197 | 0
| All | All Customers | 8 | Monthly System Peak Day | CAISO | 1-in-2 | 2021 | 4 | 539.8822 | 466.8349 | 41.2248 | 75.0382 | 0
| All | All Customers | 8 | Monthly System Peak Day | CAISO | 1-in-2 | 2021 | 5 | 525.4327 | 469.1849 | 41.2302 | 74.43 | 0
| All | All Customers | 8 | Monthly System Peak Day | CAISO | 1-in-2 | 2021 | 6 | 533.2749 | 492.792 | 41.2401 | 73.8497 | 0
| All | All Customers | 8 | Monthly System Peak Day | CAISO | 1-in-2 | 2021 | 7 | 546.6002 | 497.6698 | 41.2729 | 73.3443 | 0
| All | All Customers | 8 | Monthly System Peak Day | CAISO | 1-in-2 | 2021 | 8 | 558.2785 | 516.1416 | 41.2531 | 73.4335 | 0
| All | All Customers | 8 | Monthly System Peak Day | CAISO | 1-in-2 | 2021 | 9 | 505.058 | 480.4342 | 41.2607 | 75.3901 | 0
| All | All Customers | 8 | Monthly System Peak Day | CAISO | 1-in-2 | 2021 | 10 | 497.0668 | 461.6871 | 41.2512 | 79.1548 | 0
| All | All Customers | 8 | Monthly System Peak Day | CAISO | 1-in-2 | 2021 | 11 | 480.2384 | 445.1563 | 41.2657 | 83.321 | 0
| All | All Customers | 8 | Monthly System Peak Day | CAISO | 1-in-2 | 2021 | 12 | 468.8549 | 434.7207 | 41.2834 | 87.2646 | 0
| All | All Customers | 8 | Monthly System Peak Day | CAISO | 1-in-2 | 2021 | 13 | 395.4891 | 381.7589 | 41.2959 | 89.9422 | 0
| All | All Customers | 8 | Monthly System Peak Day | CAISO | 1-in-2 | 2021 | 14 | 365.0223 | 351.4933 | 41.288 | 91.5728 | 0
| All | All Customers | 8 | Monthly System Peak Day | CAISO | 1-in-2 | 2021 | 15 | 324.8437 | 316.0791 | 41.292 | 92.0932 | 0
| All | All Customers | 8 | Monthly System Peak Day | CAISO | 1-in-2 | 2021 | 16 | 277.7842 | 257.9973 | 41.278 | 91.7959 | 0
| All | All Customers | 8 | Monthly System Peak Day | CAISO | 1-in-2 | 2021 | 17 | 258.1976 | 267.7424 | 41.1792 | 91.068 | 0
| All | All Customers | 8 | Monthly System Peak Day | CAISO | 1-in-2 | 2021 | 18 | 233.6442 | 258.2571 | 41.246 | 88.9463 | 0
| All | All Customers | 8 | Monthly System Peak Day | CAISO | 1-in-2 | 2021 | 19 | 221.7105 | 218.627 | 41.0189 | 86.9459 | 0
| All | All Customers | 8 | Monthly System Peak Day | CAISO | 1-in-2 | 2021 | 20 | 224.3937 | 214.5901 | 40.9141 | 85.1234 | 0
| All | All Customers | 8 | Monthly System Peak Day | CAISO | 1-in-2 | 2021 | 21 | 249.5803 | 229.4418 | 41.8319 | 82.4149 | 0
| All | All Customers | 8 | Monthly System Peak Day | CAISO | 1-in-2 | 2021 | 22 | 405.7016 | 380.9203 | 41.341 | 80.4488 | 0
| All | All Customers | 8 | Monthly System Peak Day | CAISO | 1-in-2 | 2021 | 23 | 419.5401 | 394.4744 | 41.2573 | 79.2153 | 0
| All | All Customers | 8 | Monthly System Peak Day | CAISO | 1-in-2 | 2021 | 24 | 435.7414 | 416.3127 | 41.248 | 78.199 | 0
| All | All Customers | 8 | Typical Event Day | CAISO | 1-in-2 | 2021 | 1 | 376.383 | 369.8623 | 41.24 | 73.4051 | 0
| All | All Customers | 8 | Typical Event Day | CAISO | 1-in-2 | 2021 | 2 | 364.0559 | 335.8164 | 41.2284 | 72.4025 | 0
| All | All Customers | 8 | Typical Event Day | CAISO | 1-in-2 | 2021 | 3 | 441.6804 | 396.0514 | 41.2274 | 71.5741 | 0
| All | All Customers | 8 | Typical Event Day | CAISO | 1-in-2 | 2021 | 4 | 539.8822 | 466.8349 | 41.2248 | 70.6868 | 0
| All | All Customers | 8 | Typical Event Day | CAISO | 1-in-2 | 2021 | 5 | 525.4327 | 469.1849 | 41.2302 | 69.9353 | 0
| All | All Customers | 8 | Typical Event Day | CAISO | 1-in-2 | 2021 | 6 | 533.2749 | 492.792 | 41.2401 | 69.1851 | 0
| All | All Customers | 8 | Typical Event Day | CAISO | 1-in-2 | 2021 | 7 | 546.6002 | 497.6698 | 41.2729 | 68.8033 | 0
| All | All Customers | 8 | Typical Event Day | CAISO | 1-in-2 | 2021 | 8 | 558.2785 | 516.1416 | 41.2531 | 69.1331 | 0
| All | All Customers | 8 | Typical Event Day | CAISO | 1-in-2 | 2021 | 9 | 505.058 | 480.4342 | 41.2607 | 71.4605 | 0
| All | All Customers | 8 | Typical Event Day | CAISO | 1-in-2 | 2021 | 10 | 497.0668 | 461.6871 | 41.2512 | 75.3733 | 0
| All | All Customers | 8 | Typical Event Day | CAISO | 1-in-2 | 2021 | 11 | 480.2384 | 445.1563 | 41.2657 | 79.9165 | 0
| All | All Customers | 8 | Typical Event Day | CAISO | 1-in-2 | 2021 | 12 | 468.8549 | 434.7207 | 41.2834 | 83.9787 | 0
| All | All Customers | 8 | Typical Event Day | CAISO | 1-in-2 | 2021 | 13 | 395.4891 | 381.7589 | 41.2959 | 86.922 | 0
| All | All Customers | 8 | Typical Event Day | CAISO | 1-in-2 | 2021 | 14 | 365.0223 | 351.4933 | 41.288 | 88.9751 | 0
| All | All Customers | 8 | Typical Event Day | CAISO | 1-in-2 | 2021 | 15 | 324.8437 | 316.0791 | 41.292 | 90.218 | 0
| All | All Customers | 8 | Typical Event Day | CAISO | 1-in-2 | 2021 | 16 | 277.7842 | 257.9973 | 41.278 | 90.1807 | 0
| All | All Customers | 8 | Typical Event Day | CAISO | 1-in-2 | 2021 | 17 | 258.1976 | 267.7424 | 41.1792 | 89.7365 | 0
| All | All Customers | 8 | Typical Event Day | CAISO | 1-in-2 | 2021 | 18 | 233.6442 | 258.2571 | 41.246 | 88.3079 | 0
| All | All Customers | 8 | Typical Event Day | CAISO | 1-in-2 | 2021 | 19 | 221.7105 | 218.627 | 41.0189 | 86.7359 | 0
| All | All Customers | 8 | Typical Event Day | CAISO | 1-in-2 | 2021 | 20 | 224.3937 | 214.5901 | 40.9141 | 84.5226 | 0
| All | All Customers | 8 | Typical Event Day | CAISO | 1-in-2 | 2021 | 21 | 249.5803 | 229.4418 | 41.8319 | 81.4099 | 0
| All | All Customers | 8 | Typical Event Day | CAISO | 1-in-2 | 2021 | 22 | 405.7016 | 380.9203 | 41.341 | 78.7501 | 0
| All | All Customers | 8 | Typical Event Day | CAISO | 1-in-2 | 2021 | 23 | 419.5401 | 394.4744 | 41.2573 | 76.8364 | 0
| All | All Customers | 8 | Typical Event Day | CAISO | 1-in-2 | 2021 | 24 | 435.7414 | 416.3127 | 41.248 | 75.429 | 0
| All | All Customers | 9 | Average Weekday | CAISO | 1-in-2 | 2021 | 1 | 347.2395 | 367.6091 | 47.6917 | 68.316 | 0
| All | All Customers | 9 | Average Weekday | CAISO | 1-in-2 | 2021 | 2 | 345.9847 | 356.1077 | 47.688 | 67.4937 | 0
| All | All Customers | 9 | Average Weekday | CAISO | 1-in-2 | 2021 | 3 | 435.5909 | 441.9215 | 47.6867 | 66.7808 | 0
| All | All Customers | 9 | Average Weekday | CAISO | 1-in-2 | 2021 | 4 | 536.2734 | 546.3263 | 47.6856 | 66.1786 | 0
| All | All Customers | 9 | Average Weekday | CAISO | 1-in-2 | 2021 | 5 | 511.0069 | 528.1779 | 47.6823 | 65.6256 | 0
| All | All Customers | 9 | Average Weekday | CAISO | 1-in-2 | 2021 | 6 | 508.0809 | 535.2654 | 47.6753 | 65.1016 | 0
| All | All Customers | 9 | Average Weekday | CAISO | 1-in-2 | 2021 | 7 | 531.7985 | 550.1357 | 47.6662 | 64.7812 | 0
| All | All Customers | 9 | Average Weekday | CAISO | 1-in-2 | 2021 | 8 | 533.1165 | 549.4662 | 47.6988 | 64.6266 | 0
| All | All Customers | 9 | Average Weekday | CAISO | 1-in-2 | 2021 | 9 | 477.131 | 493.966 | 47.733 | 65.6899 | 0
| All | All Customers | 9 | Average Weekday | CAISO | 1-in-2 | 2021 | 10 | 475.6168 | 484.9341 | 47.7325 | 68.5077 | 0
| All | All Customers | 9 | Average Weekday | CAISO | 1-in-2 | 2021 | 11 | 462.6697 | 471.252 | 47.7716 | 72.1253 | 0
| All | All Customers | 9 | Average Weekday | CAISO | 1-in-2 | 2021 | 12 | 454.2698 | 463.2581 | 47.8107 | 75.8349 | 0
| All | All Customers | 9 | Average Weekday | CAISO | 1-in-2 | 2021 | 13 | 389.0659 | 399.7334 | 47.8275 | 78.9256 | 0
| All | All Customers | 9 | Average Weekday | CAISO | 1-in-2 | 2021 | 14 | 356.046 | 366.1092 | 47.7958 | 81.0944 | 0
| All | All Customers | 9 | Average Weekday | CAISO | 1-in-2 | 2021 | 15 | 322.7452 | 332.466 | 47.7314 | 82.2777 | 0
| All | All Customers | 9 | Average Weekday | CAISO | 1-in-2 | 2021 | 16 | 290.9496 | 290.3062 | 47.685 | 82.6823 | 0
| All | All Customers | 9 | Average Weekday | CAISO | 1-in-2 | 2021 | 17 | 261.3267 | 274.134 | 47.9074 | 82.4032 | 0
| All | All Customers | 9 | Average Weekday | CAISO | 1-in-2 | 2021 | 18 | 241.5967 | 259.3184 | 47.8425 | 81.3068 | 0
| All | All Customers | 9 | Average Weekday | CAISO | 1-in-2 | 2021 | 19 | 245.9864 | 257.34 | 48.8923 | 79.4223 | 0
| All | All Customers | 9 | Average Weekday | CAISO | 1-in-2 | 2021 | 20 | 249.4128 | 257.9892 | 47.6322 | 76.486 | 0
| All | All Customers | 9 | Average Weekday | CAISO | 1-in-2 | 2021 | 21 | 266.394 | 276.9034 | 47.7388 | 73.3934 | 0
| All | All Customers | 9 | Average Weekday | CAISO | 1-in-2 | 2021 | 22 | 404.9574 | 427.7901 | 47.641 | 71.5787 | 0
| All | All Customers | 9 | Average Weekday | CAISO | 1-in-2 | 2021 | 23 | 399.0825 | 421.7736 | 47.6883 | 70.2693 | 0
| All | All Customers | 9 | Average Weekday | CAISO | 1-in-2 | 2021 | 24 | 406.1051 | 436.6227 | 47.6965 | 69.1577 | 0
| All | All Customers | 9 | Monthly System Peak Day | CAISO | 1-in-2 | 2021 | 1 | 347.2395 | 330.1033 | 47.7583 | 78.125 | 0
| All | All Customers | 9 | Monthly System Peak Day | CAISO | 1-in-2 | 2021 | 2 | 345.9847 | 309.6624 | 47.7473 | 76.8197 | 0
| All | All Customers | 9 | Monthly System Peak Day | CAISO | 1-in-2 | 2021 | 3 | 435.5909 | 374.0787 | 47.746 | 75.7144 | 0
| All | All Customers | 9 | Monthly System Peak Day | CAISO | 1-in-2 | 2021 | 4 | 536.2734 | 435.7408 | 47.7422 | 74.5539 | 0
| All | All Customers | 9 | Monthly System Peak Day | CAISO | 1-in-2 | 2021 | 5 | 511.0069 | 424.0256 | 47.7471 | 73.6467 | 0
| All | All Customers | 9 | Monthly System Peak Day | CAISO | 1-in-2 | 2021 | 6 | 508.0809 | 436.3393 | 47.7546 | 72.727 | 0
| All | All Customers | 9 | Monthly System Peak Day | CAISO | 1-in-2 | 2021 | 7 | 531.7985 | 461.7329 | 47.7976 | 72.7754 | 0
| All | All Customers | 9 | Monthly System Peak Day | CAISO | 1-in-2 | 2021 | 8 | 533.1165 | 464.1166 | 47.7752 | 72.9892 | 0
| All | All Customers | 9 | Monthly System Peak Day | CAISO | 1-in-2 | 2021 | 9 | 477.131 | 445.23 | 47.7838 | 74.5886 | 0
| All | All Customers | 9 | Monthly System Peak Day | CAISO | 1-in-2 | 2021 | 10 | 475.6168 | 430.4352 | 47.7836 | 79.1186 | 0
| All | All Customers | 9 | Monthly System Peak Day | CAISO | 1-in-2 | 2021 | 11 | 462.6697 | 419.8296 | 47.7907 | 85.4022 | 0
| All | All Customers | 9 | Monthly System Peak Day | CAISO | 1-in-2 | 2021 | 12 | 454.2698 | 411.4263 | 47.794 | 90.3139 | 0
| All | All Customers | 9 | Monthly System Peak Day | CAISO | 1-in-2 | 2021 | 13 | 389.0659 | 360.1165 | 47.8025 | 93.2416 | 0
| All | All Customers | 9 | Monthly System Peak Day | CAISO | 1-in-2 | 2021 | 14 | 356.046 | 330.3454 | 47.7962 | 95.1605 | 0
| All | All Customers | 9 | Monthly System Peak Day | CAISO | 1-in-2 | 2021 | 15 | 322.7452 | 304.0219 | 47.8097 | 95.8918 | 0
| All | All Customers | 9 | Monthly System Peak Day | CAISO | 1-in-2 | 2021 | 16 | 290.9496 | 260.6318 | 47.8126 | 95.0094 | 0
| All | All Customers | 9 | Monthly System Peak Day | CAISO | 1-in-2 | 2021 | 17 | 261.3267 | 272.1432 | 47.7433 | 94.1512 | 0
| All | All Customers | 9 | Monthly System Peak Day | CAISO | 1-in-2 | 2021 | 18 | 241.5967 | 265.3864 | 47.7493 | 92.7581 | 0
| All | All Customers | 9 | Monthly System Peak Day | CAISO | 1-in-2 | 2021 | 19 | 245.9864 | 217.0879 | 48.169 | 91.6898 | 0
| All | All Customers | 9 | Monthly System Peak Day | CAISO | 1-in-2 | 2021 | 20 | 249.4128 | 211.1929 | 47.1048 | 89.9475 | 0
| All | All Customers | 9 | Monthly System Peak Day | CAISO | 1-in-2 | 2021 | 21 | 266.394 | 234.7366 | 47.8674 | 86.7863 | 0
| All | All Customers | 9 | Monthly System Peak Day | CAISO | 1-in-2 | 2021 | 22 | 404.9574 | 362.9208 | 47.8316 | 84.6305 | 0
| All | All Customers | 9 | Monthly System Peak Day | CAISO | 1-in-2 | 2021 | 23 | 399.0825 | 354.2173 | 47.7474 | 82.5528 | 0
| All | All Customers | 9 | Monthly System Peak Day | CAISO | 1-in-2 | 2021 | 24 | 406.1051 | 369.3505 | 47.7593 | 80.8011 | 0
| All | All Customers | 10 | Average Weekday | CAISO | 1-in-2 | 2021 | 1 | 371.1865 | 384.8452 | 45.4225 | 63.1078 | 0
| All | All Customers | 10 | Average Weekday | CAISO | 1-in-2 | 2021 | 2 | 353.9167 | 360.987 | 45.3454 | 62.2306 | 0
| All | All Customers | 10 | Average Weekday | CAISO | 1-in-2 | 2021 | 3 | 439.6461 | 449.658 | 45.3343 | 61.3429 | 0
| All | All Customers | 10 | Average Weekday | CAISO | 1-in-2 | 2021 | 4 | 543.7503 | 558.6776 | 45.3075 | 60.6521 | 0
| All | All Customers | 10 | Average Weekday | CAISO | 1-in-2 | 2021 | 5 | 558.2688 | 575.1937 | 45.3111 | 59.9614 | 0
| All | All Customers | 10 | Average Weekday | CAISO | 1-in-2 | 2021 | 6 | 564.6005 | 585.6846 | 45.2831 | 59.4727 | 0
| All | All Customers | 10 | Average Weekday | CAISO | 1-in-2 | 2021 | 7 | 572.894 | 588.3666 | 45.2922 | 59.0885 | 0
| All | All Customers | 10 | Average Weekday | CAISO | 1-in-2 | 2021 | 8 | 598.6214 | 620.907 | 45.5043 | 58.8572 | 0
| All | All Customers | 10 | Average Weekday | CAISO | 1-in-2 | 2021 | 9 | 546.4425 | 581.7378 | 45.721 | 59.2786 | 0
| All | All Customers | 10 | Average Weekday | CAISO | 1-in-2 | 2021 | 10 | 533.1506 | 553.1055 | 45.5427 | 61.808 | 0
| All | All Customers | 10 | Average Weekday | CAISO | 1-in-2 | 2021 | 11 | 528.3047 | 543.1378 | 45.651 | 65.2524 | 0
| All | All Customers | 10 | Average Weekday | CAISO | 1-in-2 | 2021 | 12 | 511.6673 | 520.9749 | 45.7692 | 68.7871 | 0
| All | All Customers | 10 | Average Weekday | CAISO | 1-in-2 | 2021 | 13 | 422.7613 | 431.6153 | 45.8473 | 71.7612 | 0
| All | All Customers | 10 | Average Weekday | CAISO | 1-in-2 | 2021 | 14 | 370.3944 | 376.4575 | 45.7568 | 73.8981 | 0
| All | All Customers | 10 | Average Weekday | CAISO | 1-in-2 | 2021 | 15 | 332.4633 | 337.7206 | 45.576 | 75.2877 | 0
| All | All Customers | 10 | Average Weekday | CAISO | 1-in-2 | 2021 | 16 | 285.8776 | 288.0838 | 45.3454 | 76.0881 | 0
| All | All Customers | 10 | Average Weekday | CAISO | 1-in-2 | 2021 | 17 | 264.2627 | 271.4863 | 45.1846 | 75.9371 | 0
| All | All Customers | 10 | Average Weekday | CAISO | 1-in-2 | 2021 | 18 | 255.5826 | 261.4096 | 45.2048 | 74.9092 | 0
| All | All Customers | 10 | Average Weekday | CAISO | 1-in-2 | 2021 | 19 | 247.1247 | 252.2002 | 45.6382 | 72.9505 | 0
| All | All Customers | 10 | Average Weekday | CAISO | 1-in-2 | 2021 | 20 | 250.508 | 255.0406 | 45.1774 | 70.0551 | 0
| All | All Customers | 10 | Average Weekday | CAISO | 1-in-2 | 2021 | 21 | 259.3864 | 264.2939 | 45.2013 | 67.8774 | 0
| All | All Customers | 10 | Average Weekday | CAISO | 1-in-2 | 2021 | 22 | 426.8698 | 448.8692 | 45.3204 | 66.2813 | 0
| All | All Customers | 10 | Average Weekday | CAISO | 1-in-2 | 2021 | 23 | 407.7614 | 430.973 | 45.4043 | 65.0082 | 0
| All | All Customers | 10 | Average Weekday | CAISO | 1-in-2 | 2021 | 24 | 413.2777 | 444.8482 | 45.4978 | 63.8932 | 0
| All | All Customers | 10 | Monthly System Peak Day | CAISO | 1-in-2 | 2021 | 1 | 371.1865 | 398.8517 | 45.1083 | 72.877 | 0
| All | All Customers | 10 | Monthly System Peak Day | CAISO | 1-in-2 | 2021 | 2 | 353.9167 | 368.3291 | 45.1439 | 71.5784 | 0
| All | All Customers | 10 | Monthly System Peak Day | CAISO | 1-in-2 | 2021 | 3 | 439.6461 | 457.5157 | 45.1493 | 70.5997 | 0
| All | All Customers | 10 | Monthly System Peak Day | CAISO | 1-in-2 | 2021 | 4 | 543.7503 | 563.6767 | 45.1663 | 69.2951 | 0
| All | All Customers | 10 | Monthly System Peak Day | CAISO | 1-in-2 | 2021 | 5 | 558.2688 | 582.7142 | 45.1631 | 68.3124 | 0
| All | All Customers | 10 | Monthly System Peak Day | CAISO | 1-in-2 | 2021 | 6 | 564.6005 | 586.9094 | 45.1832 | 67.4389 | 0
| All | All Customers | 10 | Monthly System Peak Day | CAISO | 1-in-2 | 2021 | 7 | 572.894 | 585.9906 | 45.1873 | 66.7645 | 0
| All | All Customers | 10 | Monthly System Peak Day | CAISO | 1-in-2 | 2021 | 8 | 598.6214 | 635.2872 | 45.0893 | 66.2923 | 0
| All | All Customers | 10 | Monthly System Peak Day | CAISO | 1-in-2 | 2021 | 9 | 546.4425 | 592.5554 | 45.0616 | 67.1516 | 0
| All | All Customers | 10 | Monthly System Peak Day | CAISO | 1-in-2 | 2021 | 10 | 533.1506 | 558.5323 | 45.1047 | 70.7757 | 0
| All | All Customers | 10 | Monthly System Peak Day | CAISO | 1-in-2 | 2021 | 11 | 528.3047 | 552.7933 | 45.1331 | 75.4448 | 0
| All | All Customers | 10 | Monthly System Peak Day | CAISO | 1-in-2 | 2021 | 12 | 511.6673 | 533.96 | 45.1892 | 80.1761 | 0
| All | All Customers | 10 | Monthly System Peak Day | CAISO | 1-in-2 | 2021 | 13 | 422.7613 | 435.5052 | 45.2418 | 83.8499 | 0
| All | All Customers | 10 | Monthly System Peak Day | CAISO | 1-in-2 | 2021 | 14 | 370.3944 | 377.5373 | 45.1913 | 86.1508 | 0
| All | All Customers | 10 | Monthly System Peak Day | CAISO | 1-in-2 | 2021 | 15 | 332.4633 | 337.2118 | 45.1241 | 86.7864 | 0
| All | All Customers | 10 | Monthly System Peak Day | CAISO | 1-in-2 | 2021 | 16 | 285.8776 | 285.8576 | 45.1523 | 86.8765 | 0
| All | All Customers | 10 | Monthly System Peak Day | CAISO | 1-in-2 | 2021 | 17 | 264.2627 | 271.709 | 45.1596 | 86.2706 | 0
| All | All Customers | 10 | Monthly System Peak Day | CAISO | 1-in-2 | 2021 | 18 | 255.5826 | 262.2001 | 45.1472 | 85.0665 | 0
| All | All Customers | 10 | Monthly System Peak Day | CAISO | 1-in-2 | 2021 | 19 | 247.1247 | 250.9808 | 45.748 | 82.9706 | 0
| All | All Customers | 10 | Monthly System Peak Day | CAISO | 1-in-2 | 2021 | 20 | 250.508 | 254.0587 | 45.1772 | 80.1045 | 0
| All | All Customers | 10 | Monthly System Peak Day | CAISO | 1-in-2 | 2021 | 21 | 259.3864 | 265.1437 | 45.2492 | 77.3776 | 0
| All | All Customers | 10 | Monthly System Peak Day | CAISO | 1-in-2 | 2021 | 22 | 426.8698 | 449.0834 | 45.1561 | 75.3118 | 0
| All | All Customers | 10 | Monthly System Peak Day | CAISO | 1-in-2 | 2021 | 23 | 407.7614 | 435.5776 | 45.12 | 73.688 | 0
| All | All Customers | 10 | Monthly System Peak Day | CAISO | 1-in-2 | 2021 | 24 | 413.2777 | 464.9563 | 45.0813 | 72.3615 | 0
| All | All Customers | 11 | Average Weekday | CAISO | 1-in-2 | 2021 | 1 | 348.2341 | 356.443 | 45.3412 | 55.9128 | 0
| All | All Customers | 11 | Average Weekday | CAISO | 1-in-2 | 2021 | 2 | 335.091 | 341.5912 | 45.3313 | 55.0682 | 0
| All | All Customers | 11 | Average Weekday | CAISO | 1-in-2 | 2021 | 3 | 420.3365 | 431.9428 | 45.3122 | 54.3552 | 0
| All | All Customers | 11 | Average Weekday | CAISO | 1-in-2 | 2021 | 4 | 532.2784 | 550.442 | 45.3149 | 53.6791 | 0
| All | All Customers | 11 | Average Weekday | CAISO | 1-in-2 | 2021 | 5 | 532.1165 | 560.9623 | 45.2972 | 53.0644 | 0
| All | All Customers | 11 | Average Weekday | CAISO | 1-in-2 | 2021 | 6 | 541.5214 | 577.2585 | 45.3026 | 52.565 | 0
| All | All Customers | 11 | Average Weekday | CAISO | 1-in-2 | 2021 | 7 | 554.0632 | 570.2098 | 45.4438 | 52.3115 | 0
| All | All Customers | 11 | Average Weekday | CAISO | 1-in-2 | 2021 | 8 | 568.441 | 581.6371 | 45.5909 | 52.185 | 0
| All | All Customers | 11 | Average Weekday | CAISO | 1-in-2 | 2021 | 9 | 520.9741 | 546.0495 | 45.4755 | 53.5989 | 0
| All | All Customers | 11 | Average Weekday | CAISO | 1-in-2 | 2021 | 10 | 507.5777 | 521.8252 | 45.5432 | 56.8154 | 0
| All | All Customers | 11 | Average Weekday | CAISO | 1-in-2 | 2021 | 11 | 494.4097 | 503.8361 | 45.6275 | 60.7103 | 0
| All | All Customers | 11 | Average Weekday | CAISO | 1-in-2 | 2021 | 12 | 482.8876 | 489.0749 | 45.6852 | 64.1926 | 0
| All | All Customers | 11 | Average Weekday | CAISO | 1-in-2 | 2021 | 13 | 401.9468 | 411.7001 | 45.6367 | 66.7691 | 0
| All | All Customers | 11 | Average Weekday | CAISO | 1-in-2 | 2021 | 14 | 362.1172 | 369.28 | 45.5274 | 68.3358 | 0
| All | All Customers | 11 | Average Weekday | CAISO | 1-in-2 | 2021 | 15 | 314.8501 | 321.9832 | 45.3614 | 69.0873 | 0
| All | All Customers | 11 | Average Weekday | CAISO | 1-in-2 | 2021 | 16 | 275.6743 | 277.4856 | 45.3565 | 69.1139 | 0
| All | All Customers | 11 | Average Weekday | CAISO | 1-in-2 | 2021 | 17 | 253.0886 | 259.5109 | 45.2058 | 68.1687 | 0
| All | All Customers | 11 | Average Weekday | CAISO | 1-in-2 | 2021 | 18 | 241.4195 | 247.983 | 45.2585 | 65.9973 | 0
| All | All Customers | 11 | Average Weekday | CAISO | 1-in-2 | 2021 | 19 | 235.6688 | 240.5458 | 45.1768 | 63.5282 | 0
| All | All Customers | 11 | Average Weekday | CAISO | 1-in-2 | 2021 | 20 | 236.9876 | 309.4643 | 51.5501 | 61.6144 | 0
| All | All Customers | 11 | Average Weekday | CAISO | 1-in-2 | 2021 | 21 | 239.8998 | 245.9925 | 45.226 | 60.1231 | 0
| All | All Customers | 11 | Average Weekday | CAISO | 1-in-2 | 2021 | 22 | 401.0886 | 420.5974 | 45.3663 | 58.8165 | 0
| All | All Customers | 11 | Average Weekday | CAISO | 1-in-2 | 2021 | 23 | 382.8155 | 399.327 | 45.4363 | 57.7277 | 0
| All | All Customers | 11 | Average Weekday | CAISO | 1-in-2 | 2021 | 24 | 387.0806 | 403.1875 | 45.3943 | 56.7816 | 0
| All | All Customers | 11 | Monthly System Peak Day | CAISO | 1-in-2 | 2021 | 1 | 348.2341 | 356.443 | 45.3412 | 57.5731 | 0
| All | All Customers | 11 | Monthly System Peak Day | CAISO | 1-in-2 | 2021 | 2 | 335.091 | 341.5912 | 45.3313 | 56.2049 | 0
| All | All Customers | 11 | Monthly System Peak Day | CAISO | 1-in-2 | 2021 | 3 | 420.3365 | 431.9428 | 45.3122 | 55.2027 | 0
| All | All Customers | 11 | Monthly System Peak Day | CAISO | 1-in-2 | 2021 | 4 | 532.2784 | 550.442 | 45.3149 | 54.4321 | 0
| All | All Customers | 11 | Monthly System Peak Day | CAISO | 1-in-2 | 2021 | 5 | 532.1165 | 560.9623 | 45.2972 | 53.5633 | 0
| All | All Customers | 11 | Monthly System Peak Day | CAISO | 1-in-2 | 2021 | 6 | 541.5214 | 577.2585 | 45.3026 | 52.6777 | 0
| All | All Customers | 11 | Monthly System Peak Day | CAISO | 1-in-2 | 2021 | 7 | 554.0632 | 570.2098 | 45.4438 | 52.3208 | 0
| All | All Customers | 11 | Monthly System Peak Day | CAISO | 1-in-2 | 2021 | 8 | 568.441 | 581.6371 | 45.5909 | 51.9687 | 0
| All | All Customers | 11 | Monthly System Peak Day | CAISO | 1-in-2 | 2021 | 9 | 520.9741 | 546.0495 | 45.4755 | 54.9408 | 0
| All | All Customers | 11 | Monthly System Peak Day | CAISO | 1-in-2 | 2021 | 10 | 507.5777 | 521.8252 | 45.5432 | 60.7312 | 0
| All | All Customers | 11 | Monthly System Peak Day | CAISO | 1-in-2 | 2021 | 11 | 494.4097 | 503.8361 | 45.6275 | 66.9867 | 0
| All | All Customers | 11 | Monthly System Peak Day | CAISO | 1-in-2 | 2021 | 12 | 482.8876 | 489.0749 | 45.6852 | 72.0911 | 0
| All | All Customers | 11 | Monthly System Peak Day | CAISO | 1-in-2 | 2021 | 13 | 401.9468 | 411.7001 | 45.6367 | 75.3495 | 0
| All | All Customers | 11 | Monthly System Peak Day | CAISO | 1-in-2 | 2021 | 14 | 362.1172 | 369.28 | 45.5274 | 77.1987 | 0
| All | All Customers | 11 | Monthly System Peak Day | CAISO | 1-in-2 | 2021 | 15 | 314.8501 | 321.9832 | 45.3614 | 78.1291 | 0
| All | All Customers | 11 | Monthly System Peak Day | CAISO | 1-in-2 | 2021 | 16 | 275.6743 | 277.4856 | 45.3565 | 78.0399 | 0
| All | All Customers | 11 | Monthly System Peak Day | CAISO | 1-in-2 | 2021 | 17 | 253.0886 | 259.5109 | 45.2058 | 76.7838 | 0
| All | All Customers | 11 | Monthly System Peak Day | CAISO | 1-in-2 | 2021 | 18 | 241.4195 | 247.983 | 45.2585 | 73.691 | 0
| All | All Customers | 11 | Monthly System Peak Day | CAISO | 1-in-2 | 2021 | 19 | 235.6688 | 240.5458 | 45.1768 | 70.0193 | 0
| All | All Customers | 11 | Monthly System Peak Day | CAISO | 1-in-2 | 2021 | 20 | 236.9876 | 309.4643 | 51.5501 | 67.8214 | 0
| All | All Customers | 11 | Monthly System Peak Day | CAISO | 1-in-2 | 2021 | 21 | 239.8998 | 245.9925 | 45.226 | 65.6904 | 0
| All | All Customers | 11 | Monthly System Peak Day | CAISO | 1-in-2 | 2021 | 22 | 401.0886 | 420.5974 | 45.3663 | 63.7669 | 0
| All | All Customers | 11 | Monthly System Peak Day | CAISO | 1-in-2 | 2021 | 23 | 382.8155 | 399.327 | 45.4363 | 61.8835 | 0
| All | All Customers | 11 | Monthly System Peak Day | CAISO | 1-in-2 | 2021 | 24 | 387.0806 | 403.1875 | 45.3943 | 60.3025 | 0
| All | All Customers | 12 | Average Weekday | CAISO | 1-in-2 | 2021 | 1 | 387.5365 | 395.5743 | 45.2481 | 49.1508 | 0
| All | All Customers | 12 | Average Weekday | CAISO | 1-in-2 | 2021 | 2 | 374.3773 | 381.3907 | 45.2437 | 48.4265 | 0
| All | All Customers | 12 | Average Weekday | CAISO | 1-in-2 | 2021 | 3 | 458.9763 | 470.2476 | 45.243 | 47.834 | 0
| All | All Customers | 12 | Average Weekday | CAISO | 1-in-2 | 2021 | 4 | 573.931 | 591.4709 | 45.2421 | 47.3378 | 0
| All | All Customers | 12 | Average Weekday | CAISO | 1-in-2 | 2021 | 5 | 574.482 | 604.4333 | 45.2434 | 46.8503 | 0
| All | All Customers | 12 | Average Weekday | CAISO | 1-in-2 | 2021 | 6 | 570.4874 | 608.9642 | 45.2451 | 46.3758 | 0
| All | All Customers | 12 | Average Weekday | CAISO | 1-in-2 | 2021 | 7 | 578.0023 | 594.765 | 45.2487 | 46.0257 | 0
| All | All Customers | 12 | Average Weekday | CAISO | 1-in-2 | 2021 | 8 | 595.9495 | 611.6426 | 45.26 | 45.8225 | 0
| All | All Customers | 12 | Average Weekday | CAISO | 1-in-2 | 2021 | 9 | 539.1024 | 565.5033 | 45.273 | 46.5181 | 0
| All | All Customers | 12 | Average Weekday | CAISO | 1-in-2 | 2021 | 10 | 516.7192 | 532.8865 | 45.2658 | 49.4347 | 0
| All | All Customers | 12 | Average Weekday | CAISO | 1-in-2 | 2021 | 11 | 506.568 | 517.3984 | 45.2833 | 53.0296 | 0
| All | All Customers | 12 | Average Weekday | CAISO | 1-in-2 | 2021 | 12 | 493.7436 | 500.2852 | 45.3 | 56.2089 | 0
| All | All Customers | 12 | Average Weekday | CAISO | 1-in-2 | 2021 | 13 | 419.4183 | 428.7759 | 45.3097 | 58.6003 | 0
| All | All Customers | 12 | Average Weekday | CAISO | 1-in-2 | 2021 | 14 | 382.6776 | 389.6032 | 45.2967 | 60.179 | 0
| All | All Customers | 12 | Average Weekday | CAISO | 1-in-2 | 2021 | 15 | 352.9289 | 359.106 | 45.27 | 61.0732 | 0
| All | All Customers | 12 | Average Weekday | CAISO | 1-in-2 | 2021 | 16 | 313.2158 | 314.5152 | 45.2495 | 61.2773 | 0
| All | All Customers | 12 | Average Weekday | CAISO | 1-in-2 | 2021 | 17 | 296.7279 | 304.6004 | 45.1724 | 60.5291 | 0
| All | All Customers | 12 | Average Weekday | CAISO | 1-in-2 | 2021 | 18 | 286.6398 | 293.8096 | 45.1711 | 58.4917 | 0
| All | All Customers | 12 | Average Weekday | CAISO | 1-in-2 | 2021 | 19 | 283.5636 | 287.7479 | 45.1765 | 56.1159 | 0
| All | All Customers | 12 | Average Weekday | CAISO | 1-in-2 | 2021 | 20 | 293.2058 | 366.3416 | 45.7309 | 54.4238 | 0
| All | All Customers | 12 | Average Weekday | CAISO | 1-in-2 | 2021 | 21 | 297.8245 | 303.0598 | 45.2005 | 53.0044 | 0
| All | All Customers | 12 | Average Weekday | CAISO | 1-in-2 | 2021 | 22 | 445.9164 | 465.3358 | 45.2388 | 51.8265 | 0
| All | All Customers | 12 | Average Weekday | CAISO | 1-in-2 | 2021 | 23 | 427.2113 | 443.1075 | 45.2482 | 50.7988 | 0
| All | All Customers | 12 | Average Weekday | CAISO | 1-in-2 | 2021 | 24 | 430.9592 | 446.7628 | 45.253 | 49.8287 | 0
| All | All Customers | 12 | Monthly System Peak Day | CAISO | 1-in-2 | 2021 | 1 | 387.5365 | 395.5743 | 45.2481 | 49.2147 | 0
| All | All Customers | 12 | Monthly System Peak Day | CAISO | 1-in-2 | 2021 | 2 | 374.3773 | 381.3907 | 45.2437 | 47.9016 | 0
| All | All Customers | 12 | Monthly System Peak Day | CAISO | 1-in-2 | 2021 | 3 | 458.9763 | 470.2476 | 45.243 | 47.1938 | 0
| All | All Customers | 12 | Monthly System Peak Day | CAISO | 1-in-2 | 2021 | 4 | 573.931 | 591.4709 | 45.2421 | 46.5665 | 0
| All | All Customers | 12 | Monthly System Peak Day | CAISO | 1-in-2 | 2021 | 5 | 574.482 | 604.4333 | 45.2434 | 45.8599 | 0
| All | All Customers | 12 | Monthly System Peak Day | CAISO | 1-in-2 | 2021 | 6 | 570.4874 | 608.9642 | 45.2451 | 45.4465 | 0
| All | All Customers | 12 | Monthly System Peak Day | CAISO | 1-in-2 | 2021 | 7 | 578.0023 | 594.765 | 45.2487 | 45.1423 | 0
| All | All Customers | 12 | Monthly System Peak Day | CAISO | 1-in-2 | 2021 | 8 | 595.9495 | 611.6426 | 45.26 | 44.9883 | 0
| All | All Customers | 12 | Monthly System Peak Day | CAISO | 1-in-2 | 2021 | 9 | 539.1024 | 565.5033 | 45.273 | 45.8489 | 0
| All | All Customers | 12 | Monthly System Peak Day | CAISO | 1-in-2 | 2021 | 10 | 516.7192 | 532.8865 | 45.2658 | 49.4513 | 0
| All | All Customers | 12 | Monthly System Peak Day | CAISO | 1-in-2 | 2021 | 11 | 506.568 | 517.3984 | 45.2833 | 54.1221 | 0
| All | All Customers | 12 | Monthly System Peak Day | CAISO | 1-in-2 | 2021 | 12 | 493.7436 | 500.2852 | 45.3 | 58.5978 | 0
| All | All Customers | 12 | Monthly System Peak Day | CAISO | 1-in-2 | 2021 | 13 | 419.4183 | 428.7759 | 45.3097 | 61.8794 | 0
| All | All Customers | 12 | Monthly System Peak Day | CAISO | 1-in-2 | 2021 | 14 | 382.6776 | 389.6032 | 45.2967 | 63.6308 | 0
| All | All Customers | 12 | Monthly System Peak Day | CAISO | 1-in-2 | 2021 | 15 | 352.9289 | 359.106 | 45.27 | 63.948 | 0
| All | All Customers | 12 | Monthly System Peak Day | CAISO | 1-in-2 | 2021 | 16 | 313.2158 | 314.5152 | 45.2495 | 63.832 | 0
| All | All Customers | 12 | Monthly System Peak Day | CAISO | 1-in-2 | 2021 | 17 | 296.7279 | 304.6004 | 45.1724 | 63.0613 | 0
| All | All Customers | 12 | Monthly System Peak Day | CAISO | 1-in-2 | 2021 | 18 | 286.6398 | 293.8096 | 45.1711 | 60.6283 | 0
| All | All Customers | 12 | Monthly System Peak Day | CAISO | 1-in-2 | 2021 | 19 | 283.5636 | 287.7479 | 45.1765 | 58.2601 | 0
| All | All Customers | 12 | Monthly System Peak Day | CAISO | 1-in-2 | 2021 | 20 | 293.2058 | 366.3416 | 45.7309 | 56.4553 | 0
| All | All Customers | 12 | Monthly System Peak Day | CAISO | 1-in-2 | 2021 | 21 | 297.8245 | 303.0598 | 45.2005 | 54.8884 | 0
| All | All Customers | 12 | Monthly System Peak Day | CAISO | 1-in-2 | 2021 | 22 | 445.9164 | 465.3358 | 45.2388 | 53.3672 | 0
| All | All Customers | 12 | Monthly System Peak Day | CAISO | 1-in-2 | 2021 | 23 | 427.2113 | 443.1075 | 45.2482 | 52.3209 | 0
| All | All Customers | 12 | Monthly System Peak Day | CAISO | 1-in-2 | 2021 | 24 | 430.9592 | 446.7628 | 45.253 | 51.0106 | 0
| All | All Customers | 1 | Average Weekday | CAISO | 1-in-2 | 2022 | 1 | 398.5098 | 406.4916 | 37.4838 | 52.5585 | 0
| All | All Customers | 1 | Average Weekday | CAISO | 1-in-2 | 2022 | 2 | 386.4054 | 394.2495 | 37.4781 | 51.7219 | 0
| All | All Customers | 1 | Average Weekday | CAISO | 1-in-2 | 2022 | 3 | 479.7793 | 492.0478 | 37.4774 | 50.9709 | 0
| All | All Customers | 1 | Average Weekday | CAISO | 1-in-2 | 2022 | 4 | 592.5347 | 610.8226 | 37.4767 | 50.429 | 0
| All | All Customers | 1 | Average Weekday | CAISO | 1-in-2 | 2022 | 5 | 591.5776 | 622.0282 | 37.4794 | 49.694 | 0
| All | All Customers | 1 | Average Weekday | CAISO | 1-in-2 | 2022 | 6 | 598.688 | 636.6353 | 37.4838 | 49.15 | 0
| All | All Customers | 1 | Average Weekday | CAISO | 1-in-2 | 2022 | 7 | 613.3044 | 629.9856 | 37.4899 | 48.816 | 0
| All | All Customers | 1 | Average Weekday | CAISO | 1-in-2 | 2022 | 8 | 634.5027 | 650.422 | 37.4986 | 48.6637 | 0
| All | All Customers | 1 | Average Weekday | CAISO | 1-in-2 | 2022 | 9 | 570.477 | 595.3612 | 37.508 | 49.2676 | 0
| All | All Customers | 1 | Average Weekday | CAISO | 1-in-2 | 2022 | 10 | 557.4846 | 572.2629 | 37.497 | 52.3202 | 0
| All | All Customers | 1 | Average Weekday | CAISO | 1-in-2 | 2022 | 11 | 541.3548 | 551.0648 | 37.5134 | 56.4236 | 0
| All | All Customers | 1 | Average Weekday | CAISO | 1-in-2 | 2022 | 12 | 531.6974 | 537.4587 | 37.5298 | 60.1816 | 0
| All | All Customers | 1 | Average Weekday | CAISO | 1-in-2 | 2022 | 13 | 458.892 | 468.2613 | 37.5399 | 63.1135 | 0
| All | All Customers | 1 | Average Weekday | CAISO | 1-in-2 | 2022 | 14 | 419.6555 | 426.6124 | 37.5279 | 65.0416 | 0
| All | All Customers | 1 | Average Weekday | CAISO | 1-in-2 | 2022 | 15 | 383.9387 | 389.5866 | 37.5031 | 66.2067 | 0
| All | All Customers | 1 | Average Weekday | CAISO | 1-in-2 | 2022 | 16 | 342.4491 | 343.7629 | 37.4838 | 66.6204 | 0
| All | All Customers | 1 | Average Weekday | CAISO | 1-in-2 | 2022 | 17 | 326.4189 | 334.5749 | 37.3577 | 66.0061 | 0
| All | All Customers | 1 | Average Weekday | CAISO | 1-in-2 | 2022 | 18 | 314.4028 | 321.561 | 37.3577 | 64.2132 | 0
| All | All Customers | 1 | Average Weekday | CAISO | 1-in-2 | 2022 | 19 | 303.2499 | 307.4796 | 37.3377 | 61.3602 | 0
| All | All Customers | 1 | Average Weekday | CAISO | 1-in-2 | 2022 | 20 | 304.4488 | 375.2784 | 38.0034 | 59.2642 | 0
| All | All Customers | 1 | Average Weekday | CAISO | 1-in-2 | 2022 | 21 | 297.1959 | 302.3884 | 37.3978 | 57.7073 | 0
| All | All Customers | 1 | Average Weekday | CAISO | 1-in-2 | 2022 | 22 | 449.4135 | 468.9443 | 37.4859 | 56.3169 | 0
| All | All Customers | 1 | Average Weekday | CAISO | 1-in-2 | 2022 | 23 | 437.5603 | 453.923 | 37.4904 | 55.0643 | 0
| All | All Customers | 1 | Average Weekday | CAISO | 1-in-2 | 2022 | 24 | 449.9708 | 465.7683 | 37.4911 | 53.9413 | 0
| All | All Customers | 1 | Monthly System Peak Day | CAISO | 1-in-2 | 2022 | 1 | 398.5098 | 406.4916 | 37.4838 | 48.4331 | 0
| All | All Customers | 1 | Monthly System Peak Day | CAISO | 1-in-2 | 2022 | 2 | 386.4054 | 394.2495 | 37.4781 | 47.4651 | 0
| All | All Customers | 1 | Monthly System Peak Day | CAISO | 1-in-2 | 2022 | 3 | 479.7793 | 492.0478 | 37.4774 | 46.472 | 0
| All | All Customers | 1 | Monthly System Peak Day | CAISO | 1-in-2 | 2022 | 4 | 592.5347 | 610.8226 | 37.4767 | 45.6671 | 0
| All | All Customers | 1 | Monthly System Peak Day | CAISO | 1-in-2 | 2022 | 5 | 591.5776 | 622.0282 | 37.4794 | 44.9347 | 0
| All | All Customers | 1 | Monthly System Peak Day | CAISO | 1-in-2 | 2022 | 6 | 598.688 | 636.6353 | 37.4838 | 44.4811 | 0
| All | All Customers | 1 | Monthly System Peak Day | CAISO | 1-in-2 | 2022 | 7 | 613.3044 | 629.9856 | 37.4899 | 44.1418 | 0
| All | All Customers | 1 | Monthly System Peak Day | CAISO | 1-in-2 | 2022 | 8 | 634.5027 | 650.422 | 37.4986 | 44.0111 | 0
| All | All Customers | 1 | Monthly System Peak Day | CAISO | 1-in-2 | 2022 | 9 | 570.477 | 595.3612 | 37.508 | 44.8109 | 0
| All | All Customers | 1 | Monthly System Peak Day | CAISO | 1-in-2 | 2022 | 10 | 557.4846 | 572.2629 | 37.497 | 47.3493 | 0
| All | All Customers | 1 | Monthly System Peak Day | CAISO | 1-in-2 | 2022 | 11 | 541.3548 | 551.0648 | 37.5134 | 50.6244 | 0
| All | All Customers | 1 | Monthly System Peak Day | CAISO | 1-in-2 | 2022 | 12 | 531.6974 | 537.4587 | 37.5298 | 53.2728 | 0
| All | All Customers | 1 | Monthly System Peak Day | CAISO | 1-in-2 | 2022 | 13 | 458.892 | 468.2613 | 37.5399 | 54.596 | 0
| All | All Customers | 1 | Monthly System Peak Day | CAISO | 1-in-2 | 2022 | 14 | 419.6555 | 426.6124 | 37.5279 | 55.6405 | 0
| All | All Customers | 1 | Monthly System Peak Day | CAISO | 1-in-2 | 2022 | 15 | 383.9387 | 389.5866 | 37.5031 | 56.6145 | 0
| All | All Customers | 1 | Monthly System Peak Day | CAISO | 1-in-2 | 2022 | 16 | 342.4491 | 343.7629 | 37.4838 | 57.0187 | 0
| All | All Customers | 1 | Monthly System Peak Day | CAISO | 1-in-2 | 2022 | 17 | 326.4189 | 334.5749 | 37.3577 | 56.2411 | 0
| All | All Customers | 1 | Monthly System Peak Day | CAISO | 1-in-2 | 2022 | 18 | 314.4028 | 321.561 | 37.3577 | 54.8652 | 0
| All | All Customers | 1 | Monthly System Peak Day | CAISO | 1-in-2 | 2022 | 19 | 303.2499 | 307.4796 | 37.3377 | 53.4358 | 0
| All | All Customers | 1 | Monthly System Peak Day | CAISO | 1-in-2 | 2022 | 20 | 304.4488 | 375.2784 | 38.0034 | 52.3091 | 0
| All | All Customers | 1 | Monthly System Peak Day | CAISO | 1-in-2 | 2022 | 21 | 297.1959 | 302.3884 | 37.3978 | 51.1744 | 0
| All | All Customers | 1 | Monthly System Peak Day | CAISO | 1-in-2 | 2022 | 22 | 449.4135 | 468.9443 | 37.4859 | 50.2242 | 0
| All | All Customers | 1 | Monthly System Peak Day | CAISO | 1-in-2 | 2022 | 23 | 437.5603 | 453.923 | 37.4904 | 49.3411 | 0
| All | All Customers | 1 | Monthly System Peak Day | CAISO | 1-in-2 | 2022 | 24 | 449.9708 | 465.7683 | 37.4911 | 48.5108 | 0
| All | All Customers | 2 | Average Weekday | CAISO | 1-in-2 | 2022 | 1 | 371.9501 | 380.5569 | 37.5237 | 53.378 | 0
| All | All Customers | 2 | Average Weekday | CAISO | 1-in-2 | 2022 | 2 | 359.3159 | 367.008 | 37.5174 | 52.5097 | 0
| All | All Customers | 2 | Average Weekday | CAISO | 1-in-2 | 2022 | 3 | 445.8823 | 458.9728 | 37.5167 | 51.7071 | 0
| All | All Customers | 2 | Average Weekday | CAISO | 1-in-2 | 2022 | 4 | 554.2258 | 573.7728 | 37.5161 | 50.8946 | 0
| All | All Customers | 2 | Average Weekday | CAISO | 1-in-2 | 2022 | 5 | 556.6297 | 589.4705 | 37.5193 | 50.1843 | 0
| All | All Customers | 2 | Average Weekday | CAISO | 1-in-2 | 2022 | 6 | 566.8655 | 606.6828 | 37.5247 | 49.5892 | 0
| All | All Customers | 2 | Average Weekday | CAISO | 1-in-2 | 2022 | 7 | 571.7285 | 588.3693 | 37.5315 | 49.1847 | 0
| All | All Customers | 2 | Average Weekday | CAISO | 1-in-2 | 2022 | 8 | 593.3936 | 609.5939 | 37.5402 | 49.0016 | 0
| All | All Customers | 2 | Average Weekday | CAISO | 1-in-2 | 2022 | 9 | 547.3739 | 572.0147 | 37.5496 | 50.3745 | 0
| All | All Customers | 2 | Average Weekday | CAISO | 1-in-2 | 2022 | 10 | 529.861 | 544.1069 | 37.5369 | 53.9356 | 0
| All | All Customers | 2 | Average Weekday | CAISO | 1-in-2 | 2022 | 11 | 517.5759 | 527.4558 | 37.5547 | 57.9538 | 0
| All | All Customers | 2 | Average Weekday | CAISO | 1-in-2 | 2022 | 12 | 506.4 | 513.5954 | 37.5725 | 61.338 | 0
| All | All Customers | 2 | Average Weekday | CAISO | 1-in-2 | 2022 | 13 | 432.1729 | 442.1808 | 37.5838 | 63.8157 | 0
| All | All Customers | 2 | Average Weekday | CAISO | 1-in-2 | 2022 | 14 | 389.3597 | 396.7932 | 37.5708 | 65.3674 | 0
| All | All Customers | 2 | Average Weekday | CAISO | 1-in-2 | 2022 | 15 | 347.3638 | 353.9295 | 37.5441 | 66.1889 | 0
| All | All Customers | 2 | Average Weekday | CAISO | 1-in-2 | 2022 | 16 | 306.4799 | 308.3356 | 37.5234 | 66.3555 | 0
| All | All Customers | 2 | Average Weekday | CAISO | 1-in-2 | 2022 | 17 | 280.0004 | 287.3558 | 37.3709 | 65.8766 | 0
| All | All Customers | 2 | Average Weekday | CAISO | 1-in-2 | 2022 | 18 | 268.0373 | 274.4911 | 37.3715 | 64.5144 | 0
| All | All Customers | 2 | Average Weekday | CAISO | 1-in-2 | 2022 | 19 | 262.6074 | 267.3261 | 37.338 | 62.0064 | 0
| All | All Customers | 2 | Average Weekday | CAISO | 1-in-2 | 2022 | 20 | 263.8358 | 332.4636 | 38.1009 | 59.7067 | 0
| All | All Customers | 2 | Average Weekday | CAISO | 1-in-2 | 2022 | 21 | 258.5298 | 263.9127 | 37.4127 | 58.0781 | 0
| All | All Customers | 2 | Average Weekday | CAISO | 1-in-2 | 2022 | 22 | 412.5561 | 432.6004 | 37.5275 | 56.721 | 0
| All | All Customers | 2 | Average Weekday | CAISO | 1-in-2 | 2022 | 23 | 402.6537 | 419.8566 | 37.532 | 55.5031 | 0
| All | All Customers | 2 | Average Weekday | CAISO | 1-in-2 | 2022 | 24 | 416.4184 | 433.2352 | 37.532 | 54.4153 | 0
| All | All Customers | 2 | Monthly System Peak Day | CAISO | 1-in-2 | 2022 | 1 | 371.9501 | 380.5569 | 37.5237 | 43.9558 | 0
| All | All Customers | 2 | Monthly System Peak Day | CAISO | 1-in-2 | 2022 | 2 | 359.3159 | 367.008 | 37.5174 | 43.2858 | 0
| All | All Customers | 2 | Monthly System Peak Day | CAISO | 1-in-2 | 2022 | 3 | 445.8823 | 458.9728 | 37.5167 | 42.5517 | 0
| All | All Customers | 2 | Monthly System Peak Day | CAISO | 1-in-2 | 2022 | 4 | 554.2258 | 573.7728 | 37.5161 | 42.014 | 0
| All | All Customers | 2 | Monthly System Peak Day | CAISO | 1-in-2 | 2022 | 5 | 556.6297 | 589.4705 | 37.5193 | 41.1881 | 0
| All | All Customers | 2 | Monthly System Peak Day | CAISO | 1-in-2 | 2022 | 6 | 566.8655 | 606.6828 | 37.5247 | 40.3987 | 0
| All | All Customers | 2 | Monthly System Peak Day | CAISO | 1-in-2 | 2022 | 7 | 571.7285 | 588.3693 | 37.5315 | 39.7456 | 0
| All | All Customers | 2 | Monthly System Peak Day | CAISO | 1-in-2 | 2022 | 8 | 593.3936 | 609.5939 | 37.5402 | 39.5259 | 0
| All | All Customers | 2 | Monthly System Peak Day | CAISO | 1-in-2 | 2022 | 9 | 547.3739 | 572.0147 | 37.5496 | 41.2022 | 0
| All | All Customers | 2 | Monthly System Peak Day | CAISO | 1-in-2 | 2022 | 10 | 529.861 | 544.1069 | 37.5369 | 44.5748 | 0
| All | All Customers | 2 | Monthly System Peak Day | CAISO | 1-in-2 | 2022 | 11 | 517.5759 | 527.4558 | 37.5547 | 47.9244 | 0
| All | All Customers | 2 | Monthly System Peak Day | CAISO | 1-in-2 | 2022 | 12 | 506.4 | 513.5954 | 37.5725 | 51.0485 | 0
| All | All Customers | 2 | Monthly System Peak Day | CAISO | 1-in-2 | 2022 | 13 | 432.1729 | 442.1808 | 37.5838 | 53.4411 | 0
| All | All Customers | 2 | Monthly System Peak Day | CAISO | 1-in-2 | 2022 | 14 | 389.3597 | 396.7932 | 37.5708 | 55.1219 | 0
| All | All Customers | 2 | Monthly System Peak Day | CAISO | 1-in-2 | 2022 | 15 | 347.3638 | 353.9295 | 37.5441 | 56.2265 | 0
| All | All Customers | 2 | Monthly System Peak Day | CAISO | 1-in-2 | 2022 | 16 | 306.4799 | 308.3356 | 37.5234 | 56.7816 | 0
| All | All Customers | 2 | Monthly System Peak Day | CAISO | 1-in-2 | 2022 | 17 | 280.0004 | 287.3558 | 37.3709 | 56.6678 | 0
| All | All Customers | 2 | Monthly System Peak Day | CAISO | 1-in-2 | 2022 | 18 | 268.0373 | 274.4911 | 37.3715 | 55.6734 | 0
| All | All Customers | 2 | Monthly System Peak Day | CAISO | 1-in-2 | 2022 | 19 | 262.6074 | 267.3261 | 37.338 | 53.572 | 0
| All | All Customers | 2 | Monthly System Peak Day | CAISO | 1-in-2 | 2022 | 20 | 263.8358 | 332.4636 | 38.1009 | 51.4564 | 0
| All | All Customers | 2 | Monthly System Peak Day | CAISO | 1-in-2 | 2022 | 21 | 258.5298 | 263.9127 | 37.4127 | 49.9584 | 0
| All | All Customers | 2 | Monthly System Peak Day | CAISO | 1-in-2 | 2022 | 22 | 412.5561 | 432.6004 | 37.5275 | 48.589 | 0
| All | All Customers | 2 | Monthly System Peak Day | CAISO | 1-in-2 | 2022 | 23 | 402.6537 | 419.8566 | 37.532 | 47.2978 | 0
| All | All Customers | 2 | Monthly System Peak Day | CAISO | 1-in-2 | 2022 | 24 | 416.4184 | 433.2352 | 37.532 | 46.0474 | 0
| All | All Customers | 3 | Average Weekday | CAISO | 1-in-2 | 2022 | 1 | 403.1179 | 417.9579 | 37.5905 | 54.6159 | 0
| All | All Customers | 3 | Average Weekday | CAISO | 1-in-2 | 2022 | 2 | 390.7936 | 399.3664 | 37.5429 | 53.6132 | 0
| All | All Customers | 3 | Average Weekday | CAISO | 1-in-2 | 2022 | 3 | 492.6373 | 503.6505 | 37.5358 | 52.7015 | 0
| All | All Customers | 3 | Average Weekday | CAISO | 1-in-2 | 2022 | 4 | 601.01 | 617.2876 | 37.5201 | 51.9312 | 0
| All | All Customers | 3 | Average Weekday | CAISO | 1-in-2 | 2022 | 5 | 587.8244 | 607.6751 | 37.5232 | 51.2105 | 0
| All | All Customers | 3 | Average Weekday | CAISO | 1-in-2 | 2022 | 6 | 599.0807 | 622.6207 | 37.5089 | 50.5552 | 0
| All | All Customers | 3 | Average Weekday | CAISO | 1-in-2 | 2022 | 7 | 612.1187 | 628.7397 | 37.5201 | 50.1343 | 0
| All | All Customers | 3 | Average Weekday | CAISO | 1-in-2 | 2022 | 8 | 631.0422 | 659.2985 | 37.6474 | 49.9393 | 0
| All | All Customers | 3 | Average Weekday | CAISO | 1-in-2 | 2022 | 9 | 577.1088 | 614.9337 | 37.763 | 50.9886 | 0
| All | All Customers | 3 | Average Weekday | CAISO | 1-in-2 | 2022 | 10 | 562.6158 | 585.6172 | 37.6587 | 53.9236 | 0
| All | All Customers | 3 | Average Weekday | CAISO | 1-in-2 | 2022 | 11 | 540.6255 | 557.4549 | 37.7164 | 57.4191 | 0
| All | All Customers | 3 | Average Weekday | CAISO | 1-in-2 | 2022 | 12 | 532.1616 | 543.6994 | 37.7737 | 60.6555 | 0
| All | All Customers | 3 | Average Weekday | CAISO | 1-in-2 | 2022 | 13 | 439.8486 | 449.1146 | 37.804 | 63.182 | 0
| All | All Customers | 3 | Average Weekday | CAISO | 1-in-2 | 2022 | 14 | 409.3153 | 415.5424 | 37.759 | 64.9368 | 0
| All | All Customers | 3 | Average Weekday | CAISO | 1-in-2 | 2022 | 15 | 366.8022 | 372.123 | 37.6669 | 66.1033 | 0
| All | All Customers | 3 | Average Weekday | CAISO | 1-in-2 | 2022 | 16 | 328.8287 | 330.9472 | 37.5416 | 66.7592 | 0
| All | All Customers | 3 | Average Weekday | CAISO | 1-in-2 | 2022 | 17 | 313.8607 | 323.0963 | 37.3672 | 66.8476 | 0
| All | All Customers | 3 | Average Weekday | CAISO | 1-in-2 | 2022 | 18 | 299.6024 | 306.997 | 37.3799 | 66.0898 | 0
| All | All Customers | 3 | Average Weekday | CAISO | 1-in-2 | 2022 | 19 | 293.1002 | 297.9511 | 37.4541 | 64.4603 | 0
| All | All Customers | 3 | Average Weekday | CAISO | 1-in-2 | 2022 | 20 | 284.252 | 288.5252 | 37.3375 | 61.9857 | 0
| All | All Customers | 3 | Average Weekday | CAISO | 1-in-2 | 2022 | 21 | 270.4633 | 274.6214 | 37.3754 | 59.492 | 0
| All | All Customers | 3 | Average Weekday | CAISO | 1-in-2 | 2022 | 22 | 444.4948 | 467.4439 | 37.5414 | 57.88 | 0
| All | All Customers | 3 | Average Weekday | CAISO | 1-in-2 | 2022 | 23 | 439.2259 | 463.5224 | 37.5905 | 56.6198 | 0
| All | All Customers | 3 | Average Weekday | CAISO | 1-in-2 | 2022 | 24 | 460.1629 | 492.9039 | 37.6391 | 55.4976 | 0
| All | All Customers | 3 | Monthly System Peak Day | CAISO | 1-in-2 | 2022 | 1 | 403.1179 | 417.9579 | 37.5905 | 57.5592 | 0
| All | All Customers | 3 | Monthly System Peak Day | CAISO | 1-in-2 | 2022 | 2 | 390.7936 | 399.3664 | 37.5429 | 56.3595 | 0
| All | All Customers | 3 | Monthly System Peak Day | CAISO | 1-in-2 | 2022 | 3 | 492.6373 | 503.6505 | 37.5358 | 54.8393 | 0
| All | All Customers | 3 | Monthly System Peak Day | CAISO | 1-in-2 | 2022 | 4 | 601.01 | 617.2876 | 37.5201 | 53.8418 | 0
| All | All Customers | 3 | Monthly System Peak Day | CAISO | 1-in-2 | 2022 | 5 | 587.8244 | 607.6751 | 37.5232 | 53.022 | 0
| All | All Customers | 3 | Monthly System Peak Day | CAISO | 1-in-2 | 2022 | 6 | 599.0807 | 622.6207 | 37.5089 | 52.0521 | 0
| All | All Customers | 3 | Monthly System Peak Day | CAISO | 1-in-2 | 2022 | 7 | 612.1187 | 628.7397 | 37.5201 | 51.5856 | 0
| All | All Customers | 3 | Monthly System Peak Day | CAISO | 1-in-2 | 2022 | 8 | 631.0422 | 659.2985 | 37.6474 | 50.8281 | 0
| All | All Customers | 3 | Monthly System Peak Day | CAISO | 1-in-2 | 2022 | 9 | 577.1088 | 614.9337 | 37.763 | 51.1838 | 0
| All | All Customers | 3 | Monthly System Peak Day | CAISO | 1-in-2 | 2022 | 10 | 562.6158 | 585.6172 | 37.6587 | 54.2433 | 0
| All | All Customers | 3 | Monthly System Peak Day | CAISO | 1-in-2 | 2022 | 11 | 540.6255 | 557.4549 | 37.7164 | 58.9927 | 0
| All | All Customers | 3 | Monthly System Peak Day | CAISO | 1-in-2 | 2022 | 12 | 532.1616 | 543.6994 | 37.7737 | 63.3587 | 0
| All | All Customers | 3 | Monthly System Peak Day | CAISO | 1-in-2 | 2022 | 13 | 439.8486 | 449.1146 | 37.804 | 66.4721 | 0
| All | All Customers | 3 | Monthly System Peak Day | CAISO | 1-in-2 | 2022 | 14 | 409.3153 | 415.5424 | 37.759 | 68.0965 | 0
| All | All Customers | 3 | Monthly System Peak Day | CAISO | 1-in-2 | 2022 | 15 | 366.8022 | 372.123 | 37.6669 | 69.2324 | 0
| All | All Customers | 3 | Monthly System Peak Day | CAISO | 1-in-2 | 2022 | 16 | 328.8287 | 330.9472 | 37.5416 | 70.1774 | 0
| All | All Customers | 3 | Monthly System Peak Day | CAISO | 1-in-2 | 2022 | 17 | 313.8607 | 323.0963 | 37.3672 | 70.5862 | 0
| All | All Customers | 3 | Monthly System Peak Day | CAISO | 1-in-2 | 2022 | 18 | 299.6024 | 306.997 | 37.3799 | 70.0236 | 0
| All | All Customers | 3 | Monthly System Peak Day | CAISO | 1-in-2 | 2022 | 19 | 293.1002 | 297.9511 | 37.4541 | 68.3629 | 0
| All | All Customers | 3 | Monthly System Peak Day | CAISO | 1-in-2 | 2022 | 20 | 284.252 | 288.5252 | 37.3375 | 65.279 | 0
| All | All Customers | 3 | Monthly System Peak Day | CAISO | 1-in-2 | 2022 | 21 | 270.4633 | 274.6214 | 37.3754 | 62.3627 | 0
| All | All Customers | 3 | Monthly System Peak Day | CAISO | 1-in-2 | 2022 | 22 | 444.4948 | 467.4439 | 37.5414 | 60.5716 | 0
| All | All Customers | 3 | Monthly System Peak Day | CAISO | 1-in-2 | 2022 | 23 | 439.2259 | 463.5224 | 37.5905 | 59.1525 | 0
| All | All Customers | 3 | Monthly System Peak Day | CAISO | 1-in-2 | 2022 | 24 | 460.1629 | 492.9039 | 37.6391 | 57.761 | 0
| All | All Customers | 4 | Average Weekday | CAISO | 1-in-2 | 2022 | 1 | 372.8277 | 387.1523 | 37.5928 | 57.1484 | 0
| All | All Customers | 4 | Average Weekday | CAISO | 1-in-2 | 2022 | 2 | 362.0077 | 369.6783 | 37.5454 | 56.3024 | 0
| All | All Customers | 4 | Average Weekday | CAISO | 1-in-2 | 2022 | 3 | 457.6864 | 469.0792 | 37.5384 | 55.5058 | 0
| All | All Customers | 4 | Average Weekday | CAISO | 1-in-2 | 2022 | 4 | 559.4957 | 574.7836 | 37.5229 | 54.8392 | 0
| All | All Customers | 4 | Average Weekday | CAISO | 1-in-2 | 2022 | 5 | 538.3848 | 557.558 | 37.526 | 54.2634 | 0
| All | All Customers | 4 | Average Weekday | CAISO | 1-in-2 | 2022 | 6 | 550.5 | 573.1409 | 37.5119 | 53.8194 | 0
| All | All Customers | 4 | Average Weekday | CAISO | 1-in-2 | 2022 | 7 | 564.0206 | 581.1443 | 37.5232 | 53.4151 | 0
| All | All Customers | 4 | Average Weekday | CAISO | 1-in-2 | 2022 | 8 | 581.6687 | 609.6606 | 37.6496 | 53.3156 | 0
| All | All Customers | 4 | Average Weekday | CAISO | 1-in-2 | 2022 | 9 | 519.7499 | 556.8359 | 37.7643 | 54.8243 | 0
| All | All Customers | 4 | Average Weekday | CAISO | 1-in-2 | 2022 | 10 | 506.1321 | 528.6183 | 37.6603 | 57.5562 | 0
| All | All Customers | 4 | Average Weekday | CAISO | 1-in-2 | 2022 | 11 | 492.4178 | 507.7459 | 37.7175 | 60.5081 | 0
| All | All Customers | 4 | Average Weekday | CAISO | 1-in-2 | 2022 | 12 | 484.0393 | 495.5054 | 37.7743 | 63.3646 | 0
| All | All Customers | 4 | Average Weekday | CAISO | 1-in-2 | 2022 | 13 | 402.2957 | 411.5153 | 37.8042 | 65.7088 | 0
| All | All Customers | 4 | Average Weekday | CAISO | 1-in-2 | 2022 | 14 | 368.295 | 374.5926 | 37.7593 | 67.5171 | 0
| All | All Customers | 4 | Average Weekday | CAISO | 1-in-2 | 2022 | 15 | 323.8158 | 329.3836 | 37.6679 | 68.8034 | 0
| All | All Customers | 4 | Average Weekday | CAISO | 1-in-2 | 2022 | 16 | 282.9413 | 285.1344 | 37.544 | 69.3976 | 0
| All | All Customers | 4 | Average Weekday | CAISO | 1-in-2 | 2022 | 17 | 261.1854 | 269.3562 | 37.3701 | 69.5059 | 0
| All | All Customers | 4 | Average Weekday | CAISO | 1-in-2 | 2022 | 18 | 242.5757 | 249.1826 | 37.3822 | 68.8624 | 0
| All | All Customers | 4 | Average Weekday | CAISO | 1-in-2 | 2022 | 19 | 229.0324 | 233.9883 | 37.4538 | 67.5336 | 0
| All | All Customers | 4 | Average Weekday | CAISO | 1-in-2 | 2022 | 20 | 222.5925 | 226.7446 | 37.3376 | 65.2396 | 0
| All | All Customers | 4 | Average Weekday | CAISO | 1-in-2 | 2022 | 21 | 231.0899 | 235.1295 | 37.3796 | 62.2996 | 0
| All | All Customers | 4 | Average Weekday | CAISO | 1-in-2 | 2022 | 22 | 404.9992 | 427.701 | 37.544 | 60.2287 | 0
| All | All Customers | 4 | Average Weekday | CAISO | 1-in-2 | 2022 | 23 | 403.4177 | 427.4037 | 37.5932 | 58.8624 | 0
| All | All Customers | 4 | Average Weekday | CAISO | 1-in-2 | 2022 | 24 | 426.3691 | 458.3671 | 37.6413 | 57.8285 | 0
| All | All Customers | 4 | Monthly System Peak Day | CAISO | 1-in-2 | 2022 | 1 | 372.8277 | 387.1523 | 37.5928 | 62.4696 | 0
| All | All Customers | 4 | Monthly System Peak Day | CAISO | 1-in-2 | 2022 | 2 | 362.0077 | 369.6783 | 37.5454 | 61.1553 | 0
| All | All Customers | 4 | Monthly System Peak Day | CAISO | 1-in-2 | 2022 | 3 | 457.6864 | 469.0792 | 37.5384 | 60.252 | 0
| All | All Customers | 4 | Monthly System Peak Day | CAISO | 1-in-2 | 2022 | 4 | 559.4957 | 574.7836 | 37.5229 | 59.4213 | 0
| All | All Customers | 4 | Monthly System Peak Day | CAISO | 1-in-2 | 2022 | 5 | 538.3848 | 557.558 | 37.526 | 58.3702 | 0
| All | All Customers | 4 | Monthly System Peak Day | CAISO | 1-in-2 | 2022 | 6 | 550.5 | 573.1409 | 37.5119 | 57.5942 | 0
| All | All Customers | 4 | Monthly System Peak Day | CAISO | 1-in-2 | 2022 | 7 | 564.0206 | 581.1443 | 37.5232 | 56.929 | 0
| All | All Customers | 4 | Monthly System Peak Day | CAISO | 1-in-2 | 2022 | 8 | 581.6687 | 609.6606 | 37.6496 | 56.7557 | 0
| All | All Customers | 4 | Monthly System Peak Day | CAISO | 1-in-2 | 2022 | 9 | 519.7499 | 556.8359 | 37.7643 | 58.4183 | 0
| All | All Customers | 4 | Monthly System Peak Day | CAISO | 1-in-2 | 2022 | 10 | 506.1321 | 528.6183 | 37.6603 | 62.5047 | 0
| All | All Customers | 4 | Monthly System Peak Day | CAISO | 1-in-2 | 2022 | 11 | 492.4178 | 507.7459 | 37.7175 | 67.6095 | 0
| All | All Customers | 4 | Monthly System Peak Day | CAISO | 1-in-2 | 2022 | 12 | 484.0393 | 495.5054 | 37.7743 | 72.4801 | 0
| All | All Customers | 4 | Monthly System Peak Day | CAISO | 1-in-2 | 2022 | 13 | 402.2957 | 411.5153 | 37.8042 | 76.4282 | 0
| All | All Customers | 4 | Monthly System Peak Day | CAISO | 1-in-2 | 2022 | 14 | 368.295 | 374.5926 | 37.7593 | 79.252 | 0
| All | All Customers | 4 | Monthly System Peak Day | CAISO | 1-in-2 | 2022 | 15 | 323.8158 | 329.3836 | 37.6679 | 81.0889 | 0
| All | All Customers | 4 | Monthly System Peak Day | CAISO | 1-in-2 | 2022 | 16 | 282.9413 | 285.1344 | 37.544 | 81.5348 | 0
| All | All Customers | 4 | Monthly System Peak Day | CAISO | 1-in-2 | 2022 | 17 | 261.1854 | 269.3562 | 37.3701 | 81.1554 | 0
| All | All Customers | 4 | Monthly System Peak Day | CAISO | 1-in-2 | 2022 | 18 | 242.5757 | 249.1826 | 37.3822 | 80.3455 | 0
| All | All Customers | 4 | Monthly System Peak Day | CAISO | 1-in-2 | 2022 | 19 | 229.0324 | 233.9883 | 37.4538 | 79.2417 | 0
| All | All Customers | 4 | Monthly System Peak Day | CAISO | 1-in-2 | 2022 | 20 | 222.5925 | 226.7446 | 37.3376 | 76.6272 | 0
| All | All Customers | 4 | Monthly System Peak Day | CAISO | 1-in-2 | 2022 | 21 | 231.0899 | 235.1295 | 37.3796 | 72.2794 | 0
| All | All Customers | 4 | Monthly System Peak Day | CAISO | 1-in-2 | 2022 | 22 | 404.9992 | 427.701 | 37.544 | 68.3535 | 0
| All | All Customers | 4 | Monthly System Peak Day | CAISO | 1-in-2 | 2022 | 23 | 403.4177 | 427.4037 | 37.5932 | 65.4784 | 0
| All | All Customers | 4 | Monthly System Peak Day | CAISO | 1-in-2 | 2022 | 24 | 426.3691 | 458.3671 | 37.6413 | 63.5581 | 0
| All | All Customers | 5 | Average Weekday | CAISO | 1-in-2 | 2022 | 1 | 380.767 | 395.2245 | 37.6077 | 60.1457 | 0
| All | All Customers | 5 | Average Weekday | CAISO | 1-in-2 | 2022 | 2 | 371.2792 | 378.9514 | 37.5604 | 59.5142 | 0
| All | All Customers | 5 | Average Weekday | CAISO | 1-in-2 | 2022 | 3 | 471.3849 | 482.2729 | 37.5533 | 58.9581 | 0
| All | All Customers | 5 | Average Weekday | CAISO | 1-in-2 | 2022 | 4 | 573.2158 | 589.2103 | 37.5379 | 58.4379 | 0
| All | All Customers | 5 | Average Weekday | CAISO | 1-in-2 | 2022 | 5 | 555.8747 | 575.8696 | 37.541 | 58.0047 | 0
| All | All Customers | 5 | Average Weekday | CAISO | 1-in-2 | 2022 | 6 | 562.7272 | 585.795 | 37.5273 | 57.5861 | 0
| All | All Customers | 5 | Average Weekday | CAISO | 1-in-2 | 2022 | 7 | 568.5655 | 585.4227 | 37.5389 | 57.2101 | 0
| All | All Customers | 5 | Average Weekday | CAISO | 1-in-2 | 2022 | 8 | 593.855 | 624.5648 | 37.665 | 57.5194 | 0
| All | All Customers | 5 | Average Weekday | CAISO | 1-in-2 | 2022 | 9 | 528.1672 | 563.3793 | 37.779 | 59.1608 | 0
| All | All Customers | 5 | Average Weekday | CAISO | 1-in-2 | 2022 | 10 | 518.7576 | 541.7433 | 37.6747 | 61.3829 | 0
| All | All Customers | 5 | Average Weekday | CAISO | 1-in-2 | 2022 | 11 | 506.57 | 521.9587 | 37.7316 | 63.9673 | 0
| All | All Customers | 5 | Average Weekday | CAISO | 1-in-2 | 2022 | 12 | 493.781 | 505.0838 | 37.7882 | 66.3945 | 0
| All | All Customers | 5 | Average Weekday | CAISO | 1-in-2 | 2022 | 13 | 411.7029 | 421.1355 | 37.8177 | 68.5273 | 0
| All | All Customers | 5 | Average Weekday | CAISO | 1-in-2 | 2022 | 14 | 383.6491 | 390.1374 | 37.7727 | 70.1991 | 0
| All | All Customers | 5 | Average Weekday | CAISO | 1-in-2 | 2022 | 15 | 344.497 | 349.8857 | 37.6815 | 71.3669 | 0
| All | All Customers | 5 | Average Weekday | CAISO | 1-in-2 | 2022 | 16 | 297.045 | 299.1755 | 37.5585 | 71.9443 | 0
| All | All Customers | 5 | Average Weekday | CAISO | 1-in-2 | 2022 | 17 | 268.629 | 277.4243 | 37.3764 | 71.9069 | 0
| All | All Customers | 5 | Average Weekday | CAISO | 1-in-2 | 2022 | 18 | 253.979 | 260.9248 | 37.3884 | 71.2705 | 0
| All | All Customers | 5 | Average Weekday | CAISO | 1-in-2 | 2022 | 19 | 244.1595 | 249.3803 | 37.45 | 69.9176 | 0
| All | All Customers | 5 | Average Weekday | CAISO | 1-in-2 | 2022 | 20 | 234.9806 | 239.3134 | 37.3376 | 67.825 | 0
| All | All Customers | 5 | Average Weekday | CAISO | 1-in-2 | 2022 | 21 | 246.317 | 250.6751 | 37.3859 | 65.1177 | 0
| All | All Customers | 5 | Average Weekday | CAISO | 1-in-2 | 2022 | 22 | 417.0913 | 440.3319 | 37.5599 | 62.9378 | 0
| All | All Customers | 5 | Average Weekday | CAISO | 1-in-2 | 2022 | 23 | 421.8608 | 446.5886 | 37.6091 | 61.6894 | 0
| All | All Customers | 5 | Average Weekday | CAISO | 1-in-2 | 2022 | 24 | 442.1751 | 474.9487 | 37.6565 | 60.763 | 0
| All | All Customers | 5 | Monthly System Peak Day | CAISO | 1-in-2 | 2022 | 1 | 380.767 | 395.2245 | 37.6077 | 66.0352 | 0
| All | All Customers | 5 | Monthly System Peak Day | CAISO | 1-in-2 | 2022 | 2 | 371.2792 | 378.9514 | 37.5604 | 64.5273 | 0
| All | All Customers | 5 | Monthly System Peak Day | CAISO | 1-in-2 | 2022 | 3 | 471.3849 | 482.2729 | 37.5533 | 63.187 | 0
| All | All Customers | 5 | Monthly System Peak Day | CAISO | 1-in-2 | 2022 | 4 | 573.2158 | 589.2103 | 37.5379 | 61.7426 | 0
| All | All Customers | 5 | Monthly System Peak Day | CAISO | 1-in-2 | 2022 | 5 | 555.8747 | 575.8696 | 37.541 | 60.4309 | 0
| All | All Customers | 5 | Monthly System Peak Day | CAISO | 1-in-2 | 2022 | 6 | 562.7272 | 585.795 | 37.5273 | 59.7787 | 0
| All | All Customers | 5 | Monthly System Peak Day | CAISO | 1-in-2 | 2022 | 7 | 568.5655 | 585.4227 | 37.5389 | 59.5271 | 0
| All | All Customers | 5 | Monthly System Peak Day | CAISO | 1-in-2 | 2022 | 8 | 593.855 | 624.5648 | 37.665 | 59.9304 | 0
| All | All Customers | 5 | Monthly System Peak Day | CAISO | 1-in-2 | 2022 | 9 | 528.1672 | 563.3793 | 37.779 | 62.3035 | 0
| All | All Customers | 5 | Monthly System Peak Day | CAISO | 1-in-2 | 2022 | 10 | 518.7576 | 541.7433 | 37.6747 | 66.9258 | 0
| All | All Customers | 5 | Monthly System Peak Day | CAISO | 1-in-2 | 2022 | 11 | 506.57 | 521.9587 | 37.7316 | 72.2923 | 0
| All | All Customers | 5 | Monthly System Peak Day | CAISO | 1-in-2 | 2022 | 12 | 493.781 | 505.0838 | 37.7882 | 76.8891 | 0
| All | All Customers | 5 | Monthly System Peak Day | CAISO | 1-in-2 | 2022 | 13 | 411.7029 | 421.1355 | 37.8177 | 80.0617 | 0
| All | All Customers | 5 | Monthly System Peak Day | CAISO | 1-in-2 | 2022 | 14 | 383.6491 | 390.1374 | 37.7727 | 82.0963 | 0
| All | All Customers | 5 | Monthly System Peak Day | CAISO | 1-in-2 | 2022 | 15 | 344.497 | 349.8857 | 37.6815 | 83.2494 | 0
| All | All Customers | 5 | Monthly System Peak Day | CAISO | 1-in-2 | 2022 | 16 | 297.045 | 299.1755 | 37.5585 | 83.9157 | 0
| All | All Customers | 5 | Monthly System Peak Day | CAISO | 1-in-2 | 2022 | 17 | 268.629 | 277.4243 | 37.3764 | 83.7217 | 0
| All | All Customers | 5 | Monthly System Peak Day | CAISO | 1-in-2 | 2022 | 18 | 253.979 | 260.9248 | 37.3884 | 82.1785 | 0
| All | All Customers | 5 | Monthly System Peak Day | CAISO | 1-in-2 | 2022 | 19 | 244.1595 | 249.3803 | 37.45 | 79.7652 | 0
| All | All Customers | 5 | Monthly System Peak Day | CAISO | 1-in-2 | 2022 | 20 | 234.9806 | 239.3134 | 37.3376 | 76.7701 | 0
| All | All Customers | 5 | Monthly System Peak Day | CAISO | 1-in-2 | 2022 | 21 | 246.317 | 250.6751 | 37.3859 | 72.5823 | 0
| All | All Customers | 5 | Monthly System Peak Day | CAISO | 1-in-2 | 2022 | 22 | 417.0913 | 440.3319 | 37.5599 | 69.1974 | 0
| All | All Customers | 5 | Monthly System Peak Day | CAISO | 1-in-2 | 2022 | 23 | 421.8608 | 446.5886 | 37.6091 | 67.3572 | 0
| All | All Customers | 5 | Monthly System Peak Day | CAISO | 1-in-2 | 2022 | 24 | 442.1751 | 474.9487 | 37.6565 | 65.3978 | 0
| All | All Customers | 6 | Average Weekday | CAISO | 1-in-2 | 2022 | 1 | 368.6881 | 397.3731 | 39.0276 | 63.3347 | 0
| All | All Customers | 6 | Average Weekday | CAISO | 1-in-2 | 2022 | 2 | 354.5173 | 380.5559 | 38.9982 | 62.4336 | 0
| All | All Customers | 6 | Average Weekday | CAISO | 1-in-2 | 2022 | 3 | 449.0311 | 485.8093 | 38.9917 | 61.6495 | 0
| All | All Customers | 6 | Average Weekday | CAISO | 1-in-2 | 2022 | 4 | 542.7653 | 592.562 | 38.9855 | 60.9868 | 0
| All | All Customers | 6 | Average Weekday | CAISO | 1-in-2 | 2022 | 5 | 526.5118 | 580.6605 | 38.9968 | 60.4527 | 0
| All | All Customers | 6 | Average Weekday | CAISO | 1-in-2 | 2022 | 6 | 548.0166 | 610.9039 | 39.0167 | 59.9373 | 0
| All | All Customers | 6 | Average Weekday | CAISO | 1-in-2 | 2022 | 7 | 561.5596 | 605.1499 | 39.1655 | 59.5165 | 0
| All | All Customers | 6 | Average Weekday | CAISO | 1-in-2 | 2022 | 8 | 582.0161 | 622.6035 | 39.0451 | 60.1751 | 0
| All | All Customers | 6 | Average Weekday | CAISO | 1-in-2 | 2022 | 9 | 539.5998 | 555.6349 | 39.0912 | 62.3426 | 0
| All | All Customers | 6 | Average Weekday | CAISO | 1-in-2 | 2022 | 10 | 526.5865 | 536.0237 | 39.1425 | 65.1843 | 0
| All | All Customers | 6 | Average Weekday | CAISO | 1-in-2 | 2022 | 11 | 506.1533 | 511.4492 | 39.1965 | 68.3037 | 0
| All | All Customers | 6 | Average Weekday | CAISO | 1-in-2 | 2022 | 12 | 497.1763 | 509.5128 | 39.2194 | 71.3783 | 0
| All | All Customers | 6 | Average Weekday | CAISO | 1-in-2 | 2022 | 13 | 413.6994 | 439.2169 | 39.2773 | 73.8767 | 0
| All | All Customers | 6 | Average Weekday | CAISO | 1-in-2 | 2022 | 14 | 383.6882 | 403.5602 | 39.2369 | 75.8974 | 0
| All | All Customers | 6 | Average Weekday | CAISO | 1-in-2 | 2022 | 15 | 334.6196 | 351.7831 | 39.2727 | 77.3669 | 0
| All | All Customers | 6 | Average Weekday | CAISO | 1-in-2 | 2022 | 16 | 292.0695 | 304.5316 | 39.343 | 78.0876 | 0
| All | All Customers | 6 | Average Weekday | CAISO | 1-in-2 | 2022 | 17 | 268.2177 | 273.6947 | 39.2003 | 78.2813 | 0
| All | All Customers | 6 | Average Weekday | CAISO | 1-in-2 | 2022 | 18 | 245.7531 | 256.1571 | 39.1967 | 77.522 | 0
| All | All Customers | 6 | Average Weekday | CAISO | 1-in-2 | 2022 | 19 | 230.9436 | 256.541 | 59.2842 | 76.0725 | 0
| All | All Customers | 6 | Average Weekday | CAISO | 1-in-2 | 2022 | 20 | 218.4858 | 244.5982 | 38.0619 | 73.9133 | 0
| All | All Customers | 6 | Average Weekday | CAISO | 1-in-2 | 2022 | 21 | 235.6313 | 250.0169 | 39.1469 | 70.9037 | 0
| All | All Customers | 6 | Average Weekday | CAISO | 1-in-2 | 2022 | 22 | 391.8324 | 444.0574 | 38.8603 | 67.7811 | 0
| All | All Customers | 6 | Average Weekday | CAISO | 1-in-2 | 2022 | 23 | 415.2001 | 462.026 | 38.9643 | 65.9071 | 0
| All | All Customers | 6 | Average Weekday | CAISO | 1-in-2 | 2022 | 24 | 437.1971 | 484.5151 | 39.018 | 64.6 | 0
| All | All Customers | 6 | Monthly System Peak Day | CAISO | 1-in-2 | 2022 | 1 | 368.6881 | 397.2977 | 37.5927 | 65.1783 | 0
| All | All Customers | 6 | Monthly System Peak Day | CAISO | 1-in-2 | 2022 | 2 | 354.5173 | 374.6124 | 37.5955 | 64.4133 | 0
| All | All Customers | 6 | Monthly System Peak Day | CAISO | 1-in-2 | 2022 | 3 | 449.0311 | 474.9282 | 37.5964 | 63.6826 | 0
| All | All Customers | 6 | Monthly System Peak Day | CAISO | 1-in-2 | 2022 | 4 | 542.7653 | 572.6737 | 37.5969 | 62.8256 | 0
| All | All Customers | 6 | Monthly System Peak Day | CAISO | 1-in-2 | 2022 | 5 | 526.5118 | 565.353 | 37.5916 | 61.9409 | 0
| All | All Customers | 6 | Monthly System Peak Day | CAISO | 1-in-2 | 2022 | 6 | 548.0166 | 593.4265 | 37.5817 | 60.9706 | 0
| All | All Customers | 6 | Monthly System Peak Day | CAISO | 1-in-2 | 2022 | 7 | 561.5596 | 586.3637 | 37.5502 | 60.3787 | 0
| All | All Customers | 6 | Monthly System Peak Day | CAISO | 1-in-2 | 2022 | 8 | 582.0161 | 610.0705 | 37.6026 | 61.0965 | 0
| All | All Customers | 6 | Monthly System Peak Day | CAISO | 1-in-2 | 2022 | 9 | 539.5998 | 560.1416 | 37.6239 | 64.0267 | 0
| All | All Customers | 6 | Monthly System Peak Day | CAISO | 1-in-2 | 2022 | 10 | 526.5865 | 540.3568 | 37.609 | 67.4385 | 0
| All | All Customers | 6 | Monthly System Peak Day | CAISO | 1-in-2 | 2022 | 11 | 506.1533 | 518.019 | 37.6377 | 70.8542 | 0
| All | All Customers | 6 | Monthly System Peak Day | CAISO | 1-in-2 | 2022 | 12 | 497.1763 | 511.7762 | 37.6695 | 74.4808 | 0
| All | All Customers | 6 | Monthly System Peak Day | CAISO | 1-in-2 | 2022 | 13 | 413.6994 | 433.1407 | 37.6804 | 77.8479 | 0
| All | All Customers | 6 | Monthly System Peak Day | CAISO | 1-in-2 | 2022 | 14 | 383.6882 | 400.0604 | 37.6518 | 80.5575 | 0
| All | All Customers | 6 | Monthly System Peak Day | CAISO | 1-in-2 | 2022 | 15 | 334.6196 | 349.1177 | 37.5871 | 82.9364 | 0
| All | All Customers | 6 | Monthly System Peak Day | CAISO | 1-in-2 | 2022 | 16 | 292.0695 | 294.6652 | 37.5363 | 83.8572 | 0
| All | All Customers | 6 | Monthly System Peak Day | CAISO | 1-in-2 | 2022 | 17 | 268.2177 | 277.5897 | 37.8182 | 83.7264 | 0
| All | All Customers | 6 | Monthly System Peak Day | CAISO | 1-in-2 | 2022 | 18 | 245.7531 | 260.8721 | 37.8389 | 82.8692 | 0
| All | All Customers | 6 | Monthly System Peak Day | CAISO | 1-in-2 | 2022 | 19 | 230.9436 | 253.884 | 40.3114 | 81.209 | 0
| All | All Customers | 6 | Monthly System Peak Day | CAISO | 1-in-2 | 2022 | 20 | 218.4858 | 238.0598 | 37.7951 | 78.5744 | 0
| All | All Customers | 6 | Monthly System Peak Day | CAISO | 1-in-2 | 2022 | 21 | 235.6313 | 251.7958 | 38.0509 | 74.7466 | 0
| All | All Customers | 6 | Monthly System Peak Day | CAISO | 1-in-2 | 2022 | 22 | 391.8324 | 425.3767 | 37.6564 | 70.611 | 0
| All | All Customers | 6 | Monthly System Peak Day | CAISO | 1-in-2 | 2022 | 23 | 415.2001 | 449.2109 | 37.6205 | 68.0692 | 0
| All | All Customers | 6 | Monthly System Peak Day | CAISO | 1-in-2 | 2022 | 24 | 437.1971 | 478.7797 | 37.6037 | 66.6308 | 0
| All | All Customers | 7 | Average Weekday | CAISO | 1-in-2 | 2022 | 1 | 369.9442 | 397.3203 | 40.2618 | 68.1243 | 0
| All | All Customers | 7 | Average Weekday | CAISO | 1-in-2 | 2022 | 2 | 368.3871 | 387.4779 | 40.2576 | 67.4089 | 0
| All | All Customers | 7 | Average Weekday | CAISO | 1-in-2 | 2022 | 3 | 452.2392 | 477.9943 | 40.2564 | 66.7668 | 0
| All | All Customers | 7 | Average Weekday | CAISO | 1-in-2 | 2022 | 4 | 546.8934 | 578.212 | 40.2542 | 66.2032 | 0
| All | All Customers | 7 | Average Weekday | CAISO | 1-in-2 | 2022 | 5 | 533.9058 | 574.3426 | 40.2517 | 65.7063 | 0
| All | All Customers | 7 | Average Weekday | CAISO | 1-in-2 | 2022 | 6 | 540.1998 | 583.377 | 40.2451 | 65.2472 | 0
| All | All Customers | 7 | Average Weekday | CAISO | 1-in-2 | 2022 | 7 | 545.2534 | 567.4839 | 40.2451 | 64.9139 | 0
| All | All Customers | 7 | Average Weekday | CAISO | 1-in-2 | 2022 | 8 | 562.8531 | 591.156 | 40.2757 | 65.3722 | 0
| All | All Customers | 7 | Average Weekday | CAISO | 1-in-2 | 2022 | 9 | 510.5976 | 529.8867 | 40.3086 | 67.4307 | 0
| All | All Customers | 7 | Average Weekday | CAISO | 1-in-2 | 2022 | 10 | 499.9016 | 512.8389 | 40.3079 | 70.1693 | 0
| All | All Customers | 7 | Average Weekday | CAISO | 1-in-2 | 2022 | 11 | 484.6935 | 496.0853 | 40.3428 | 73.2355 | 0
| All | All Customers | 7 | Average Weekday | CAISO | 1-in-2 | 2022 | 12 | 476.012 | 491.0931 | 40.3767 | 76.3415 | 0
| All | All Customers | 7 | Average Weekday | CAISO | 1-in-2 | 2022 | 13 | 392.8062 | 410.3135 | 40.3921 | 78.8269 | 0
| All | All Customers | 7 | Average Weekday | CAISO | 1-in-2 | 2022 | 14 | 365.7621 | 381.138 | 40.3611 | 80.7152 | 0
| All | All Customers | 7 | Average Weekday | CAISO | 1-in-2 | 2022 | 15 | 322.7567 | 336.8751 | 40.303 | 82.0515 | 0
| All | All Customers | 7 | Average Weekday | CAISO | 1-in-2 | 2022 | 16 | 275.1843 | 275.9989 | 40.2611 | 82.5892 | 0
| All | All Customers | 7 | Average Weekday | CAISO | 1-in-2 | 2022 | 17 | 255.1345 | 263.2991 | 40.6585 | 82.6471 | 0
| All | All Customers | 7 | Average Weekday | CAISO | 1-in-2 | 2022 | 18 | 240.7122 | 253.3915 | 40.6804 | 81.8483 | 0
| All | All Customers | 7 | Average Weekday | CAISO | 1-in-2 | 2022 | 19 | 227.9746 | 249.2933 | 41.2741 | 80.2734 | 0
| All | All Customers | 7 | Average Weekday | CAISO | 1-in-2 | 2022 | 20 | 223.7187 | 239.0392 | 40.2334 | 78.0883 | 0
| All | All Customers | 7 | Average Weekday | CAISO | 1-in-2 | 2022 | 21 | 244.9187 | 257.1872 | 40.6888 | 75.1032 | 0
| All | All Customers | 7 | Average Weekday | CAISO | 1-in-2 | 2022 | 22 | 400.2373 | 435.7071 | 40.2355 | 71.9933 | 0
| All | All Customers | 7 | Average Weekday | CAISO | 1-in-2 | 2022 | 23 | 414.8082 | 445.2648 | 40.2483 | 70.1118 | 0
| All | All Customers | 7 | Average Weekday | CAISO | 1-in-2 | 2022 | 24 | 432.5124 | 471.5877 | 40.2647 | 68.9207 | 0
| All | All Customers | 7 | Monthly System Peak Day | CAISO | 1-in-2 | 2022 | 1 | 369.9442 | 362.0932 | 40.274 | 72.9888 | 0
| All | All Customers | 7 | Monthly System Peak Day | CAISO | 1-in-2 | 2022 | 2 | 368.3871 | 340.152 | 40.2592 | 71.9767 | 0
| All | All Customers | 7 | Monthly System Peak Day | CAISO | 1-in-2 | 2022 | 3 | 452.2392 | 403.4222 | 40.2577 | 71.1561 | 0
| All | All Customers | 7 | Monthly System Peak Day | CAISO | 1-in-2 | 2022 | 4 | 546.8934 | 472.8677 | 40.2545 | 70.4084 | 0
| All | All Customers | 7 | Monthly System Peak Day | CAISO | 1-in-2 | 2022 | 5 | 533.9058 | 475.5085 | 40.2622 | 69.7948 | 0
| All | All Customers | 7 | Monthly System Peak Day | CAISO | 1-in-2 | 2022 | 6 | 540.1998 | 499.9306 | 40.2758 | 69.2437 | 0
| All | All Customers | 7 | Monthly System Peak Day | CAISO | 1-in-2 | 2022 | 7 | 545.2534 | 492.6623 | 40.3229 | 68.7555 | 0
| All | All Customers | 7 | Monthly System Peak Day | CAISO | 1-in-2 | 2022 | 8 | 562.8531 | 521.3679 | 40.292 | 69.0524 | 0
| All | All Customers | 7 | Monthly System Peak Day | CAISO | 1-in-2 | 2022 | 9 | 510.5976 | 483.7751 | 40.2959 | 71.8808 | 0
| All | All Customers | 7 | Monthly System Peak Day | CAISO | 1-in-2 | 2022 | 10 | 499.9016 | 463.0964 | 40.2874 | 75.8307 | 0
| All | All Customers | 7 | Monthly System Peak Day | CAISO | 1-in-2 | 2022 | 11 | 484.6935 | 450.842 | 40.2979 | 80.1612 | 0
| All | All Customers | 7 | Monthly System Peak Day | CAISO | 1-in-2 | 2022 | 12 | 476.012 | 442.1696 | 40.309 | 83.938 | 0
| All | All Customers | 7 | Monthly System Peak Day | CAISO | 1-in-2 | 2022 | 13 | 392.8062 | 376.8092 | 40.3209 | 86.7532 | 0
| All | All Customers | 7 | Monthly System Peak Day | CAISO | 1-in-2 | 2022 | 14 | 365.7621 | 350.5609 | 40.315 | 88.7184 | 0
| All | All Customers | 7 | Monthly System Peak Day | CAISO | 1-in-2 | 2022 | 15 | 322.7567 | 311.6436 | 40.3303 | 90.0491 | 0
| All | All Customers | 7 | Monthly System Peak Day | CAISO | 1-in-2 | 2022 | 16 | 275.1843 | 250.3309 | 40.3281 | 90.1765 | 0
| All | All Customers | 7 | Monthly System Peak Day | CAISO | 1-in-2 | 2022 | 17 | 255.1345 | 266.0481 | 40.214 | 90.1344 | 0
| All | All Customers | 7 | Monthly System Peak Day | CAISO | 1-in-2 | 2022 | 18 | 240.7122 | 263.6823 | 40.3007 | 88.7935 | 0
| All | All Customers | 7 | Monthly System Peak Day | CAISO | 1-in-2 | 2022 | 19 | 227.9746 | 223.8047 | 39.9048 | 87.2215 | 0
| All | All Customers | 7 | Monthly System Peak Day | CAISO | 1-in-2 | 2022 | 20 | 223.7187 | 246.3176 | 39.6799 | 84.5514 | 0
| All | All Customers | 7 | Monthly System Peak Day | CAISO | 1-in-2 | 2022 | 21 | 244.9187 | 230.1181 | 40.8368 | 81.7859 | 0
| All | All Customers | 7 | Monthly System Peak Day | CAISO | 1-in-2 | 2022 | 22 | 400.2373 | 384.4861 | 40.3775 | 79.4073 | 0
| All | All Customers | 7 | Monthly System Peak Day | CAISO | 1-in-2 | 2022 | 23 | 414.8082 | 382.7926 | 40.2874 | 77.6157 | 0
| All | All Customers | 7 | Monthly System Peak Day | CAISO | 1-in-2 | 2022 | 24 | 432.5124 | 408.9223 | 40.2817 | 76.1959 | 0
| All | All Customers | 8 | Average Weekday | CAISO | 1-in-2 | 2022 | 1 | 390.1748 | 421.3528 | 37.7964 | 68.6048 | 0
| All | All Customers | 8 | Average Weekday | CAISO | 1-in-2 | 2022 | 2 | 375.9141 | 397.6579 | 37.7918 | 67.7051 | 0
| All | All Customers | 8 | Average Weekday | CAISO | 1-in-2 | 2022 | 3 | 457.5044 | 482.9031 | 37.7904 | 66.9073 | 0
| All | All Customers | 8 | Average Weekday | CAISO | 1-in-2 | 2022 | 4 | 558.8087 | 588.68 | 37.7874 | 66.1811 | 0
| All | All Customers | 8 | Average Weekday | CAISO | 1-in-2 | 2022 | 5 | 538.7702 | 579.1248 | 37.7847 | 65.5312 | 0
| All | All Customers | 8 | Average Weekday | CAISO | 1-in-2 | 2022 | 6 | 549.1656 | 596.0424 | 37.7773 | 64.9865 | 0
| All | All Customers | 8 | Average Weekday | CAISO | 1-in-2 | 2022 | 7 | 562.9018 | 590.2884 | 37.7831 | 64.5957 | 0
| All | All Customers | 8 | Average Weekday | CAISO | 1-in-2 | 2022 | 8 | 573.7953 | 605.2958 | 37.8116 | 64.5927 | 0
| All | All Customers | 8 | Average Weekday | CAISO | 1-in-2 | 2022 | 9 | 516.6103 | 537.4097 | 37.8463 | 66.6332 | 0
| All | All Customers | 8 | Average Weekday | CAISO | 1-in-2 | 2022 | 10 | 507.9338 | 521.7944 | 37.8508 | 69.8708 | 0
| All | All Customers | 8 | Average Weekday | CAISO | 1-in-2 | 2022 | 11 | 488.9937 | 501.4087 | 37.8837 | 73.6852 | 0
| All | All Customers | 8 | Average Weekday | CAISO | 1-in-2 | 2022 | 12 | 477.4036 | 493.7015 | 37.9121 | 77.4375 | 0
| All | All Customers | 8 | Average Weekday | CAISO | 1-in-2 | 2022 | 13 | 402.59 | 422.671 | 37.927 | 80.3669 | 0
| All | All Customers | 8 | Average Weekday | CAISO | 1-in-2 | 2022 | 14 | 373.6815 | 390.5078 | 37.8973 | 82.5867 | 0
| All | All Customers | 8 | Average Weekday | CAISO | 1-in-2 | 2022 | 15 | 330.7614 | 345.8481 | 37.8442 | 83.9652 | 0
| All | All Customers | 8 | Average Weekday | CAISO | 1-in-2 | 2022 | 16 | 284.1165 | 288.1476 | 37.8067 | 84.4882 | 0
| All | All Customers | 8 | Average Weekday | CAISO | 1-in-2 | 2022 | 17 | 265.4218 | 272.9664 | 38.1619 | 84.5142 | 0
| All | All Customers | 8 | Average Weekday | CAISO | 1-in-2 | 2022 | 18 | 241.5727 | 255.878 | 38.216 | 83.6598 | 0
| All | All Customers | 8 | Average Weekday | CAISO | 1-in-2 | 2022 | 19 | 229.3663 | 252.7465 | 39.0705 | 81.9995 | 0
| All | All Customers | 8 | Average Weekday | CAISO | 1-in-2 | 2022 | 20 | 230.5038 | 249.913 | 37.9916 | 79.4151 | 0
| All | All Customers | 8 | Average Weekday | CAISO | 1-in-2 | 2022 | 21 | 255.5932 | 271.2881 | 38.3468 | 75.7188 | 0
| All | All Customers | 8 | Average Weekday | CAISO | 1-in-2 | 2022 | 22 | 413.4947 | 445.8662 | 37.7597 | 72.7525 | 0
| All | All Customers | 8 | Average Weekday | CAISO | 1-in-2 | 2022 | 23 | 431.8538 | 467.3171 | 37.7726 | 70.9434 | 0
| All | All Customers | 8 | Average Weekday | CAISO | 1-in-2 | 2022 | 24 | 453.1436 | 496.0572 | 37.7964 | 69.6999 | 0
| All | All Customers | 8 | Monthly System Peak Day | CAISO | 1-in-2 | 2022 | 1 | 390.1748 | 382.9702 | 32.5336 | 77.4193 | 0
| All | All Customers | 8 | Monthly System Peak Day | CAISO | 1-in-2 | 2022 | 2 | 375.9141 | 349.6643 | 32.5184 | 76.4867 | 0
| All | All Customers | 8 | Monthly System Peak Day | CAISO | 1-in-2 | 2022 | 3 | 457.5044 | 412.9452 | 32.5173 | 75.8197 | 0
| All | All Customers | 8 | Monthly System Peak Day | CAISO | 1-in-2 | 2022 | 4 | 558.8087 | 486.4192 | 32.5145 | 75.0382 | 0
| All | All Customers | 8 | Monthly System Peak Day | CAISO | 1-in-2 | 2022 | 5 | 538.7702 | 484.0638 | 32.5225 | 74.43 | 0
| All | All Customers | 8 | Monthly System Peak Day | CAISO | 1-in-2 | 2022 | 6 | 549.1656 | 507.1768 | 32.5379 | 73.8497 | 0
| All | All Customers | 8 | Monthly System Peak Day | CAISO | 1-in-2 | 2022 | 7 | 562.9018 | 510.9993 | 32.5815 | 73.3443 | 0
| All | All Customers | 8 | Monthly System Peak Day | CAISO | 1-in-2 | 2022 | 8 | 573.7953 | 530.8173 | 32.5506 | 73.4335 | 0
| All | All Customers | 8 | Monthly System Peak Day | CAISO | 1-in-2 | 2022 | 9 | 516.6103 | 492.2317 | 32.553 | 75.3901 | 0
| All | All Customers | 8 | Monthly System Peak Day | CAISO | 1-in-2 | 2022 | 10 | 507.9338 | 472.8876 | 32.5383 | 79.1548 | 0
| All | All Customers | 8 | Monthly System Peak Day | CAISO | 1-in-2 | 2022 | 11 | 488.9937 | 452.603 | 32.5513 | 83.321 | 0
| All | All Customers | 8 | Monthly System Peak Day | CAISO | 1-in-2 | 2022 | 12 | 477.4036 | 442.4098 | 32.5694 | 87.2646 | 0
| All | All Customers | 8 | Monthly System Peak Day | CAISO | 1-in-2 | 2022 | 13 | 402.59 | 388.0364 | 32.5833 | 89.9422 | 0
| All | All Customers | 8 | Monthly System Peak Day | CAISO | 1-in-2 | 2022 | 14 | 373.6815 | 359.7309 | 32.5775 | 91.5728 | 0
| All | All Customers | 8 | Monthly System Peak Day | CAISO | 1-in-2 | 2022 | 15 | 330.7614 | 321.2988 | 32.5911 | 92.0932 | 0
| All | All Customers | 8 | Monthly System Peak Day | CAISO | 1-in-2 | 2022 | 16 | 284.1165 | 263.3498 | 32.5797 | 91.7959 | 0
| All | All Customers | 8 | Monthly System Peak Day | CAISO | 1-in-2 | 2022 | 17 | 265.4218 | 275.367 | 32.415 | 91.068 | 0
| All | All Customers | 8 | Monthly System Peak Day | CAISO | 1-in-2 | 2022 | 18 | 241.5727 | 266.6082 | 32.5018 | 88.9463 | 0
| All | All Customers | 8 | Monthly System Peak Day | CAISO | 1-in-2 | 2022 | 19 | 229.3663 | 226.5901 | 32.1829 | 86.9459 | 0
| All | All Customers | 8 | Monthly System Peak Day | CAISO | 1-in-2 | 2022 | 20 | 230.5038 | 220.9391 | 32.0478 | 85.1234 | 0
| All | All Customers | 8 | Monthly System Peak Day | CAISO | 1-in-2 | 2022 | 21 | 255.5932 | 235.6098 | 33.2474 | 82.4149 | 0
| All | All Customers | 8 | Monthly System Peak Day | CAISO | 1-in-2 | 2022 | 22 | 413.4947 | 388.6937 | 32.6769 | 80.4488 | 0
| All | All Customers | 8 | Monthly System Peak Day | CAISO | 1-in-2 | 2022 | 23 | 431.8538 | 406.2263 | 32.5628 | 79.2153 | 0
| All | All Customers | 8 | Monthly System Peak Day | CAISO | 1-in-2 | 2022 | 24 | 453.1436 | 433.6271 | 32.5452 | 78.199 | 0
| All | All Customers | 8 | Typical Event Day | CAISO | 1-in-2 | 2022 | 1 | 390.1748 | 382.9702 | 32.5336 | 73.4051 | 0
| All | All Customers | 8 | Typical Event Day | CAISO | 1-in-2 | 2022 | 2 | 375.9141 | 349.6643 | 32.5184 | 72.4025 | 0
| All | All Customers | 8 | Typical Event Day | CAISO | 1-in-2 | 2022 | 3 | 457.5044 | 412.9452 | 32.5173 | 71.5741 | 0
| All | All Customers | 8 | Typical Event Day | CAISO | 1-in-2 | 2022 | 4 | 558.8087 | 486.4192 | 32.5145 | 70.6868 | 0
| All | All Customers | 8 | Typical Event Day | CAISO | 1-in-2 | 2022 | 5 | 538.7702 | 484.0638 | 32.5225 | 69.9353 | 0
| All | All Customers | 8 | Typical Event Day | CAISO | 1-in-2 | 2022 | 6 | 549.1656 | 507.1768 | 32.5379 | 69.1851 | 0
| All | All Customers | 8 | Typical Event Day | CAISO | 1-in-2 | 2022 | 7 | 562.9018 | 510.9993 | 32.5815 | 68.8033 | 0
| All | All Customers | 8 | Typical Event Day | CAISO | 1-in-2 | 2022 | 8 | 573.7953 | 530.8173 | 32.5506 | 69.1331 | 0
| All | All Customers | 8 | Typical Event Day | CAISO | 1-in-2 | 2022 | 9 | 516.6103 | 492.2317 | 32.553 | 71.4605 | 0
| All | All Customers | 8 | Typical Event Day | CAISO | 1-in-2 | 2022 | 10 | 507.9338 | 472.8876 | 32.5383 | 75.3733 | 0
| All | All Customers | 8 | Typical Event Day | CAISO | 1-in-2 | 2022 | 11 | 488.9937 | 452.603 | 32.5513 | 79.9165 | 0
| All | All Customers | 8 | Typical Event Day | CAISO | 1-in-2 | 2022 | 12 | 477.4036 | 442.4098 | 32.5694 | 83.9787 | 0
| All | All Customers | 8 | Typical Event Day | CAISO | 1-in-2 | 2022 | 13 | 402.59 | 388.0364 | 32.5833 | 86.922 | 0
| All | All Customers | 8 | Typical Event Day | CAISO | 1-in-2 | 2022 | 14 | 373.6815 | 359.7309 | 32.5775 | 88.9751 | 0
| All | All Customers | 8 | Typical Event Day | CAISO | 1-in-2 | 2022 | 15 | 330.7614 | 321.2988 | 32.5911 | 90.218 | 0
| All | All Customers | 8 | Typical Event Day | CAISO | 1-in-2 | 2022 | 16 | 284.1165 | 263.3498 | 32.5797 | 90.1807 | 0
| All | All Customers | 8 | Typical Event Day | CAISO | 1-in-2 | 2022 | 17 | 265.4218 | 275.367 | 32.415 | 89.7365 | 0
| All | All Customers | 8 | Typical Event Day | CAISO | 1-in-2 | 2022 | 18 | 241.5727 | 266.6082 | 32.5018 | 88.3079 | 0
| All | All Customers | 8 | Typical Event Day | CAISO | 1-in-2 | 2022 | 19 | 229.3663 | 226.5901 | 32.1829 | 86.7359 | 0
| All | All Customers | 8 | Typical Event Day | CAISO | 1-in-2 | 2022 | 20 | 230.5038 | 220.9391 | 32.0478 | 84.5226 | 0
| All | All Customers | 8 | Typical Event Day | CAISO | 1-in-2 | 2022 | 21 | 255.5932 | 235.6098 | 33.2474 | 81.4099 | 0
| All | All Customers | 8 | Typical Event Day | CAISO | 1-in-2 | 2022 | 22 | 413.4947 | 388.6937 | 32.6769 | 78.7501 | 0
| All | All Customers | 8 | Typical Event Day | CAISO | 1-in-2 | 2022 | 23 | 431.8538 | 406.2263 | 32.5628 | 76.8364 | 0
| All | All Customers | 8 | Typical Event Day | CAISO | 1-in-2 | 2022 | 24 | 453.1436 | 433.6271 | 32.5452 | 75.429 | 0
| All | All Customers | 9 | Average Weekday | CAISO | 1-in-2 | 2022 | 1 | 359.8292 | 380.7043 | 40.4004 | 68.316 | 0
| All | All Customers | 9 | Average Weekday | CAISO | 1-in-2 | 2022 | 2 | 357.3363 | 367.9659 | 40.3957 | 67.4937 | 0
| All | All Customers | 9 | Average Weekday | CAISO | 1-in-2 | 2022 | 3 | 450.9162 | 457.7455 | 40.3942 | 66.7808 | 0
| All | All Customers | 9 | Average Weekday | CAISO | 1-in-2 | 2022 | 4 | 554.7036 | 565.2527 | 40.3933 | 66.1786 | 0
| All | All Customers | 9 | Average Weekday | CAISO | 1-in-2 | 2022 | 5 | 523.7796 | 541.3815 | 40.3905 | 65.6256 | 0
| All | All Customers | 9 | Average Weekday | CAISO | 1-in-2 | 2022 | 6 | 523.0917 | 551.1613 | 40.3845 | 65.1016 | 0
| All | All Customers | 9 | Average Weekday | CAISO | 1-in-2 | 2022 | 7 | 547.6428 | 566.1625 | 40.3753 | 64.7812 | 0
| All | All Customers | 9 | Average Weekday | CAISO | 1-in-2 | 2022 | 8 | 547.9686 | 564.3184 | 40.4091 | 64.6266 | 0
| All | All Customers | 9 | Average Weekday | CAISO | 1-in-2 | 2022 | 9 | 488.6972 | 505.4441 | 40.4437 | 65.6899 | 0
| All | All Customers | 9 | Average Weekday | CAISO | 1-in-2 | 2022 | 10 | 486.6774 | 496.0116 | 40.4409 | 68.5077 | 0
| All | All Customers | 9 | Average Weekday | CAISO | 1-in-2 | 2022 | 11 | 471.5067 | 480.1265 | 40.4828 | 72.1253 | 0
| All | All Customers | 9 | Average Weekday | CAISO | 1-in-2 | 2022 | 12 | 462.7498 | 471.8403 | 40.5254 | 75.8349 | 0
| All | All Customers | 9 | Average Weekday | CAISO | 1-in-2 | 2022 | 13 | 397.2864 | 407.9539 | 40.5438 | 78.9256 | 0
| All | All Customers | 9 | Average Weekday | CAISO | 1-in-2 | 2022 | 14 | 364.8622 | 374.9254 | 40.5097 | 81.0944 | 0
| All | All Customers | 9 | Average Weekday | CAISO | 1-in-2 | 2022 | 15 | 328.5393 | 338.3625 | 40.4406 | 82.2777 | 0
| All | All Customers | 9 | Average Weekday | CAISO | 1-in-2 | 2022 | 16 | 297.2944 | 296.6509 | 40.3909 | 82.6823 | 0
| All | All Customers | 9 | Average Weekday | CAISO | 1-in-2 | 2022 | 17 | 269.1253 | 282.0001 | 40.6218 | 82.4032 | 0
| All | All Customers | 9 | Average Weekday | CAISO | 1-in-2 | 2022 | 18 | 250.0782 | 267.9355 | 40.5467 | 81.3068 | 0
| All | All Customers | 9 | Average Weekday | CAISO | 1-in-2 | 2022 | 19 | 253.7403 | 264.321 | 41.757 | 79.4223 | 0
| All | All Customers | 9 | Average Weekday | CAISO | 1-in-2 | 2022 | 20 | 255.5105 | 264.0713 | 40.2732 | 76.486 | 0
| All | All Customers | 9 | Average Weekday | CAISO | 1-in-2 | 2022 | 21 | 272.3387 | 282.326 | 40.4287 | 73.3934 | 0
| All | All Customers | 9 | Average Weekday | CAISO | 1-in-2 | 2022 | 22 | 412.7939 | 435.8209 | 40.353 | 71.5787 | 0
| All | All Customers | 9 | Average Weekday | CAISO | 1-in-2 | 2022 | 23 | 411.6014 | 434.2358 | 40.4023 | 70.2693 | 0
| All | All Customers | 9 | Average Weekday | CAISO | 1-in-2 | 2022 | 24 | 422.9065 | 454.0249 | 40.4074 | 69.1577 | 0
| All | All Customers | 9 | Monthly System Peak Day | CAISO | 1-in-2 | 2022 | 1 | 359.8292 | 343.1985 | 40.479 | 78.125 | 0
| All | All Customers | 9 | Monthly System Peak Day | CAISO | 1-in-2 | 2022 | 2 | 357.3363 | 320.3369 | 40.4658 | 76.8197 | 0
| All | All Customers | 9 | Monthly System Peak Day | CAISO | 1-in-2 | 2022 | 3 | 450.9162 | 388.8868 | 40.4643 | 75.7144 | 0
| All | All Customers | 9 | Monthly System Peak Day | CAISO | 1-in-2 | 2022 | 4 | 554.7036 | 454.3047 | 40.4601 | 74.5539 | 0
| All | All Customers | 9 | Monthly System Peak Day | CAISO | 1-in-2 | 2022 | 5 | 523.7796 | 437.2292 | 40.467 | 73.6467 | 0
| All | All Customers | 9 | Monthly System Peak Day | CAISO | 1-in-2 | 2022 | 6 | 523.0917 | 449.783 | 40.478 | 72.727 | 0
| All | All Customers | 9 | Monthly System Peak Day | CAISO | 1-in-2 | 2022 | 7 | 547.6428 | 474.8643 | 40.5304 | 72.7754 | 0
| All | All Customers | 9 | Monthly System Peak Day | CAISO | 1-in-2 | 2022 | 8 | 547.9686 | 476.925 | 40.4994 | 72.9892 | 0
| All | All Customers | 9 | Monthly System Peak Day | CAISO | 1-in-2 | 2022 | 9 | 488.6972 | 456.9502 | 40.5036 | 74.5886 | 0
| All | All Customers | 9 | Monthly System Peak Day | CAISO | 1-in-2 | 2022 | 10 | 486.6774 | 441.9234 | 40.5012 | 79.1186 | 0
| All | All Customers | 9 | Monthly System Peak Day | CAISO | 1-in-2 | 2022 | 11 | 471.5067 | 426.9972 | 40.5053 | 85.4022 | 0
| All | All Customers | 9 | Monthly System Peak Day | CAISO | 1-in-2 | 2022 | 12 | 462.7498 | 418.7965 | 40.5057 | 90.3139 | 0
| All | All Customers | 9 | Monthly System Peak Day | CAISO | 1-in-2 | 2022 | 13 | 397.2864 | 366.4844 | 40.5142 | 93.2416 | 0
| All | All Customers | 9 | Monthly System Peak Day | CAISO | 1-in-2 | 2022 | 14 | 364.8622 | 338.4865 | 40.5101 | 95.1605 | 0
| All | All Customers | 9 | Monthly System Peak Day | CAISO | 1-in-2 | 2022 | 15 | 328.5393 | 309.4056 | 40.5329 | 95.8918 | 0
| All | All Customers | 9 | Monthly System Peak Day | CAISO | 1-in-2 | 2022 | 16 | 297.2944 | 266.3434 | 40.5414 | 95.0094 | 0
| All | All Customers | 9 | Monthly System Peak Day | CAISO | 1-in-2 | 2022 | 17 | 269.1253 | 280.05 | 40.4281 | 94.1512 | 0
| All | All Customers | 9 | Monthly System Peak Day | CAISO | 1-in-2 | 2022 | 18 | 250.0782 | 273.8523 | 40.4366 | 92.7581 | 0
| All | All Customers | 9 | Monthly System Peak Day | CAISO | 1-in-2 | 2022 | 19 | 253.7403 | 225.1998 | 40.9077 | 91.6898 | 0
| All | All Customers | 9 | Monthly System Peak Day | CAISO | 1-in-2 | 2022 | 20 | 255.5105 | 216.1974 | 39.648 | 89.9475 | 0
| All | All Customers | 9 | Monthly System Peak Day | CAISO | 1-in-2 | 2022 | 21 | 272.3387 | 241.1187 | 40.5804 | 86.7863 | 0
| All | All Customers | 9 | Monthly System Peak Day | CAISO | 1-in-2 | 2022 | 22 | 412.7939 | 370.7543 | 40.5779 | 84.6305 | 0
| All | All Customers | 9 | Monthly System Peak Day | CAISO | 1-in-2 | 2022 | 23 | 411.6014 | 366.1747 | 40.4721 | 82.5528 | 0
| All | All Customers | 9 | Monthly System Peak Day | CAISO | 1-in-2 | 2022 | 24 | 422.9065 | 386.6572 | 40.4814 | 80.8011 | 0
| All | All Customers | 10 | Average Weekday | CAISO | 1-in-2 | 2022 | 1 | 385.5784 | 399.3513 | 37.6947 | 63.1078 | 0
| All | All Customers | 10 | Average Weekday | CAISO | 1-in-2 | 2022 | 2 | 365.9502 | 373.0411 | 37.6015 | 62.2306 | 0
| All | All Customers | 10 | Average Weekday | CAISO | 1-in-2 | 2022 | 3 | 456.3715 | 466.3833 | 37.5882 | 61.3429 | 0
| All | All Customers | 10 | Average Weekday | CAISO | 1-in-2 | 2022 | 4 | 562.2761 | 577.2034 | 37.5563 | 60.6521 | 0
| All | All Customers | 10 | Average Weekday | CAISO | 1-in-2 | 2022 | 5 | 571.1395 | 588.134 | 37.5617 | 59.9614 | 0
| All | All Customers | 10 | Average Weekday | CAISO | 1-in-2 | 2022 | 6 | 581.0112 | 602.0954 | 37.5304 | 59.4727 | 0
| All | All Customers | 10 | Average Weekday | CAISO | 1-in-2 | 2022 | 7 | 589.5369 | 605.0452 | 37.5431 | 59.0885 | 0
| All | All Customers | 10 | Average Weekday | CAISO | 1-in-2 | 2022 | 8 | 614.1056 | 638.3319 | 37.7937 | 58.8572 | 0
| All | All Customers | 10 | Average Weekday | CAISO | 1-in-2 | 2022 | 9 | 556.7635 | 593.0844 | 38.0482 | 59.2786 | 0
| All | All Customers | 10 | Average Weekday | CAISO | 1-in-2 | 2022 | 10 | 543.0017 | 562.9565 | 37.8314 | 61.808 | 0
| All | All Customers | 10 | Average Weekday | CAISO | 1-in-2 | 2022 | 11 | 535.9648 | 550.7979 | 37.9571 | 65.2524 | 0
| All | All Customers | 10 | Average Weekday | CAISO | 1-in-2 | 2022 | 12 | 519.0837 | 529.5566 | 38.0955 | 68.7871 | 0
| All | All Customers | 10 | Average Weekday | CAISO | 1-in-2 | 2022 | 13 | 428.2384 | 437.1174 | 38.1877 | 71.7612 | 0
| All | All Customers | 10 | Average Weekday | CAISO | 1-in-2 | 2022 | 14 | 377.4253 | 383.5627 | 38.0826 | 73.8981 | 0
| All | All Customers | 10 | Average Weekday | CAISO | 1-in-2 | 2022 | 15 | 336.6703 | 341.9277 | 37.8725 | 75.2877 | 0
| All | All Customers | 10 | Average Weekday | CAISO | 1-in-2 | 2022 | 16 | 290.3693 | 292.5755 | 37.6001 | 76.0881 | 0
| All | All Customers | 10 | Average Weekday | CAISO | 1-in-2 | 2022 | 17 | 270.3646 | 278.0186 | 37.3718 | 75.9371 | 0
| All | All Customers | 10 | Average Weekday | CAISO | 1-in-2 | 2022 | 18 | 262.3824 | 268.435 | 37.3979 | 74.9092 | 0
| All | All Customers | 10 | Average Weekday | CAISO | 1-in-2 | 2022 | 19 | 252.8462 | 257.9217 | 37.8951 | 72.9505 | 0
| All | All Customers | 10 | Average Weekday | CAISO | 1-in-2 | 2022 | 20 | 255.097 | 259.6297 | 37.3376 | 70.0551 | 0
| All | All Customers | 10 | Average Weekday | CAISO | 1-in-2 | 2022 | 21 | 263.3876 | 268.2952 | 37.3983 | 67.8774 | 0
| All | All Customers | 10 | Average Weekday | CAISO | 1-in-2 | 2022 | 22 | 433.4502 | 455.53 | 37.5852 | 66.2813 | 0
| All | All Customers | 10 | Average Weekday | CAISO | 1-in-2 | 2022 | 23 | 418.8575 | 442.3418 | 37.6793 | 65.0082 | 0
| All | All Customers | 10 | Average Weekday | CAISO | 1-in-2 | 2022 | 24 | 431.3289 | 462.8995 | 37.7868 | 63.8932 | 0
| All | All Customers | 10 | Monthly System Peak Day | CAISO | 1-in-2 | 2022 | 1 | 385.5784 | 413.3969 | 37.3156 | 72.877 | 0
| All | All Customers | 10 | Monthly System Peak Day | CAISO | 1-in-2 | 2022 | 2 | 365.9502 | 380.2481 | 37.3583 | 71.5784 | 0
| All | All Customers | 10 | Monthly System Peak Day | CAISO | 1-in-2 | 2022 | 3 | 456.3715 | 474.2411 | 37.3648 | 70.5997 | 0
| All | All Customers | 10 | Monthly System Peak Day | CAISO | 1-in-2 | 2022 | 4 | 562.2761 | 582.2025 | 37.3859 | 69.2951 | 0
| All | All Customers | 10 | Monthly System Peak Day | CAISO | 1-in-2 | 2022 | 5 | 571.1395 | 595.6971 | 37.3831 | 68.3124 | 0
| All | All Customers | 10 | Monthly System Peak Day | CAISO | 1-in-2 | 2022 | 6 | 581.0112 | 603.3201 | 37.4098 | 67.4389 | 0
| All | All Customers | 10 | Monthly System Peak Day | CAISO | 1-in-2 | 2022 | 7 | 589.5369 | 602.8168 | 37.4165 | 66.7645 | 0
| All | All Customers | 10 | Monthly System Peak Day | CAISO | 1-in-2 | 2022 | 8 | 614.1056 | 650.0538 | 37.293 | 66.2923 | 0
| All | All Customers | 10 | Monthly System Peak Day | CAISO | 1-in-2 | 2022 | 9 | 556.7635 | 603.9019 | 37.2532 | 67.1516 | 0
| All | All Customers | 10 | Monthly System Peak Day | CAISO | 1-in-2 | 2022 | 10 | 543.0017 | 568.5919 | 37.3029 | 70.7757 | 0
| All | All Customers | 10 | Monthly System Peak Day | CAISO | 1-in-2 | 2022 | 11 | 535.9648 | 560.4533 | 37.3327 | 75.4448 | 0
| All | All Customers | 10 | Monthly System Peak Day | CAISO | 1-in-2 | 2022 | 12 | 519.0837 | 542.4053 | 37.3966 | 80.1761 | 0
| All | All Customers | 10 | Monthly System Peak Day | CAISO | 1-in-2 | 2022 | 13 | 428.2384 | 440.9824 | 37.4586 | 83.8499 | 0
| All | All Customers | 10 | Monthly System Peak Day | CAISO | 1-in-2 | 2022 | 14 | 377.4253 | 384.4822 | 37.4011 | 86.1508 | 0
| All | All Customers | 10 | Monthly System Peak Day | CAISO | 1-in-2 | 2022 | 15 | 336.6703 | 341.4647 | 37.3274 | 86.7864 | 0
| All | All Customers | 10 | Monthly System Peak Day | CAISO | 1-in-2 | 2022 | 16 | 290.3693 | 290.3493 | 37.367 | 86.8765 | 0
| All | All Customers | 10 | Monthly System Peak Day | CAISO | 1-in-2 | 2022 | 17 | 270.3646 | 278.1436 | 37.3416 | 86.2706 | 0
| All | All Customers | 10 | Monthly System Peak Day | CAISO | 1-in-2 | 2022 | 18 | 262.3824 | 269.0768 | 37.3282 | 85.0665 | 0
| All | All Customers | 10 | Monthly System Peak Day | CAISO | 1-in-2 | 2022 | 19 | 252.8462 | 256.8001 | 38.0272 | 82.9706 | 0
| All | All Customers | 10 | Monthly System Peak Day | CAISO | 1-in-2 | 2022 | 20 | 255.097 | 258.6477 | 37.3374 | 80.1045 | 0
| All | All Customers | 10 | Monthly System Peak Day | CAISO | 1-in-2 | 2022 | 21 | 263.3876 | 269.145 | 37.4562 | 77.3776 | 0
| All | All Customers | 10 | Monthly System Peak Day | CAISO | 1-in-2 | 2022 | 22 | 433.4502 | 455.7442 | 37.3869 | 75.3118 | 0
| All | All Customers | 10 | Monthly System Peak Day | CAISO | 1-in-2 | 2022 | 23 | 418.8575 | 446.7208 | 37.3362 | 73.688 | 0
| All | All Customers | 10 | Monthly System Peak Day | CAISO | 1-in-2 | 2022 | 24 | 431.3289 | 483.0076 | 37.2843 | 72.3615 | 0
| All | All Customers | 11 | Average Weekday | CAISO | 1-in-2 | 2022 | 1 | 362.0858 | 370.2946 | 37.5968 | 55.9128 | 0
| All | All Customers | 11 | Average Weekday | CAISO | 1-in-2 | 2022 | 2 | 346.5771 | 353.2563 | 37.5846 | 55.0682 | 0
| All | All Customers | 11 | Average Weekday | CAISO | 1-in-2 | 2022 | 3 | 436.5197 | 448.1261 | 37.5615 | 54.3552 | 0
| All | All Customers | 11 | Average Weekday | CAISO | 1-in-2 | 2022 | 4 | 548.8195 | 567.0302 | 37.5653 | 53.6791 | 0
| All | All Customers | 11 | Average Weekday | CAISO | 1-in-2 | 2022 | 5 | 544.4751 | 573.5176 | 37.5449 | 53.0644 | 0
| All | All Customers | 11 | Average Weekday | CAISO | 1-in-2 | 2022 | 6 | 557.278 | 593.6479 | 37.5539 | 52.565 | 0
| All | All Customers | 11 | Average Weekday | CAISO | 1-in-2 | 2022 | 7 | 570.7061 | 587.0162 | 37.7258 | 52.3115 | 0
| All | All Customers | 11 | Average Weekday | CAISO | 1-in-2 | 2022 | 8 | 583.918 | 597.5952 | 37.8979 | 52.185 | 0
| All | All Customers | 11 | Average Weekday | CAISO | 1-in-2 | 2022 | 9 | 531.2516 | 557.1002 | 37.7529 | 53.5989 | 0
| All | All Customers | 11 | Average Weekday | CAISO | 1-in-2 | 2022 | 10 | 517.3604 | 531.6079 | 37.832 | 56.8154 | 0
| All | All Customers | 11 | Average Weekday | CAISO | 1-in-2 | 2022 | 11 | 502.0519 | 511.4784 | 37.9289 | 60.7103 | 0
| All | All Customers | 11 | Average Weekday | CAISO | 1-in-2 | 2022 | 12 | 490.5055 | 497.2609 | 37.9945 | 64.1926 | 0
| All | All Customers | 11 | Average Weekday | CAISO | 1-in-2 | 2022 | 13 | 407.3409 | 417.1772 | 37.9345 | 66.7691 | 0
| All | All Customers | 11 | Average Weekday | CAISO | 1-in-2 | 2022 | 14 | 369.0621 | 376.2249 | 37.8066 | 68.3358 | 0
| All | All Customers | 11 | Average Weekday | CAISO | 1-in-2 | 2022 | 15 | 318.9571 | 326.0902 | 37.614 | 69.0873 | 0
| All | All Customers | 11 | Average Weekday | CAISO | 1-in-2 | 2022 | 16 | 280.2154 | 282.0267 | 37.6135 | 69.1139 | 0
| All | All Customers | 11 | Average Weekday | CAISO | 1-in-2 | 2022 | 17 | 259.1905 | 265.6128 | 37.3975 | 68.1687 | 0
| All | All Customers | 11 | Average Weekday | CAISO | 1-in-2 | 2022 | 18 | 248.2192 | 254.7827 | 37.4628 | 65.9973 | 0
| All | All Customers | 11 | Average Weekday | CAISO | 1-in-2 | 2022 | 19 | 242.4023 | 246.8279 | 37.3381 | 63.5282 | 0
| All | All Customers | 11 | Average Weekday | CAISO | 1-in-2 | 2022 | 20 | 242.1825 | 312.2118 | 44.8387 | 61.6144 | 0
| All | All Customers | 11 | Average Weekday | CAISO | 1-in-2 | 2022 | 21 | 244.8842 | 250.1636 | 37.4282 | 60.1231 | 0
| All | All Customers | 11 | Average Weekday | CAISO | 1-in-2 | 2022 | 22 | 407.9727 | 427.8453 | 37.6405 | 58.8165 | 0
| All | All Customers | 11 | Average Weekday | CAISO | 1-in-2 | 2022 | 23 | 393.8775 | 410.5147 | 37.7178 | 57.7277 | 0
| All | All Customers | 11 | Average Weekday | CAISO | 1-in-2 | 2022 | 24 | 404.4809 | 420.5878 | 37.6621 | 56.7816 | 0
| All | All Customers | 11 | Monthly System Peak Day | CAISO | 1-in-2 | 2022 | 1 | 362.0858 | 370.2946 | 37.5968 | 57.5731 | 0
| All | All Customers | 11 | Monthly System Peak Day | CAISO | 1-in-2 | 2022 | 2 | 346.5771 | 353.2563 | 37.5846 | 56.2049 | 0
| All | All Customers | 11 | Monthly System Peak Day | CAISO | 1-in-2 | 2022 | 3 | 436.5197 | 448.1261 | 37.5615 | 55.2027 | 0
| All | All Customers | 11 | Monthly System Peak Day | CAISO | 1-in-2 | 2022 | 4 | 548.8195 | 567.0302 | 37.5653 | 54.4321 | 0
| All | All Customers | 11 | Monthly System Peak Day | CAISO | 1-in-2 | 2022 | 5 | 544.4751 | 573.5176 | 37.5449 | 53.5633 | 0
| All | All Customers | 11 | Monthly System Peak Day | CAISO | 1-in-2 | 2022 | 6 | 557.278 | 593.6479 | 37.5539 | 52.6777 | 0
| All | All Customers | 11 | Monthly System Peak Day | CAISO | 1-in-2 | 2022 | 7 | 570.7061 | 587.0162 | 37.7258 | 52.3208 | 0
| All | All Customers | 11 | Monthly System Peak Day | CAISO | 1-in-2 | 2022 | 8 | 583.918 | 597.5952 | 37.8979 | 51.9687 | 0
| All | All Customers | 11 | Monthly System Peak Day | CAISO | 1-in-2 | 2022 | 9 | 531.2516 | 557.1002 | 37.7529 | 54.9408 | 0
| All | All Customers | 11 | Monthly System Peak Day | CAISO | 1-in-2 | 2022 | 10 | 517.3604 | 531.6079 | 37.832 | 60.7312 | 0
| All | All Customers | 11 | Monthly System Peak Day | CAISO | 1-in-2 | 2022 | 11 | 502.0519 | 511.4784 | 37.9289 | 66.9867 | 0
| All | All Customers | 11 | Monthly System Peak Day | CAISO | 1-in-2 | 2022 | 12 | 490.5055 | 497.2609 | 37.9945 | 72.0911 | 0
| All | All Customers | 11 | Monthly System Peak Day | CAISO | 1-in-2 | 2022 | 13 | 407.3409 | 417.1772 | 37.9345 | 75.3495 | 0
| All | All Customers | 11 | Monthly System Peak Day | CAISO | 1-in-2 | 2022 | 14 | 369.0621 | 376.2249 | 37.8066 | 77.1987 | 0
| All | All Customers | 11 | Monthly System Peak Day | CAISO | 1-in-2 | 2022 | 15 | 318.9571 | 326.0902 | 37.614 | 78.1291 | 0
| All | All Customers | 11 | Monthly System Peak Day | CAISO | 1-in-2 | 2022 | 16 | 280.2154 | 282.0267 | 37.6135 | 78.0399 | 0
| All | All Customers | 11 | Monthly System Peak Day | CAISO | 1-in-2 | 2022 | 17 | 259.1905 | 265.6128 | 37.3975 | 76.7838 | 0
| All | All Customers | 11 | Monthly System Peak Day | CAISO | 1-in-2 | 2022 | 18 | 248.2192 | 254.7827 | 37.4628 | 73.691 | 0
| All | All Customers | 11 | Monthly System Peak Day | CAISO | 1-in-2 | 2022 | 19 | 242.4023 | 246.8279 | 37.3381 | 70.0193 | 0
| All | All Customers | 11 | Monthly System Peak Day | CAISO | 1-in-2 | 2022 | 20 | 242.1825 | 312.2118 | 44.8387 | 67.8214 | 0
| All | All Customers | 11 | Monthly System Peak Day | CAISO | 1-in-2 | 2022 | 21 | 244.8842 | 250.1636 | 37.4282 | 65.6904 | 0
| All | All Customers | 11 | Monthly System Peak Day | CAISO | 1-in-2 | 2022 | 22 | 407.9727 | 427.8453 | 37.6405 | 63.7669 | 0
| All | All Customers | 11 | Monthly System Peak Day | CAISO | 1-in-2 | 2022 | 23 | 393.8775 | 410.5147 | 37.7178 | 61.8835 | 0
| All | All Customers | 11 | Monthly System Peak Day | CAISO | 1-in-2 | 2022 | 24 | 404.4809 | 420.5878 | 37.6621 | 60.3025 | 0
| All | All Customers | 12 | Average Weekday | CAISO | 1-in-2 | 2022 | 1 | 401.5061 | 409.953 | 37.4844 | 49.1508 | 0
| All | All Customers | 12 | Average Weekday | CAISO | 1-in-2 | 2022 | 2 | 386.9605 | 394.3946 | 37.4788 | 48.4265 | 0
| All | All Customers | 12 | Average Weekday | CAISO | 1-in-2 | 2022 | 3 | 475.3076 | 487.0414 | 37.4781 | 47.834 | 0
| All | All Customers | 12 | Average Weekday | CAISO | 1-in-2 | 2022 | 4 | 590.3826 | 608.5406 | 37.4774 | 47.3378 | 0
| All | All Customers | 12 | Average Weekday | CAISO | 1-in-2 | 2022 | 5 | 587.3823 | 618.8604 | 37.4801 | 46.8503 | 0
| All | All Customers | 12 | Average Weekday | CAISO | 1-in-2 | 2022 | 6 | 586.9996 | 626.2264 | 37.4845 | 46.3758 | 0
| All | All Customers | 12 | Average Weekday | CAISO | 1-in-2 | 2022 | 7 | 594.6011 | 611.5125 | 37.4906 | 46.0257 | 0
| All | All Customers | 12 | Average Weekday | CAISO | 1-in-2 | 2022 | 8 | 612.627 | 628.8978 | 37.4992 | 45.8225 | 0
| All | All Customers | 12 | Average Weekday | CAISO | 1-in-2 | 2022 | 9 | 551.5253 | 578.6995 | 37.5087 | 46.5181 | 0
| All | All Customers | 12 | Average Weekday | CAISO | 1-in-2 | 2022 | 10 | 528.718 | 544.8853 | 37.4976 | 49.4347 | 0
| All | All Customers | 12 | Average Weekday | CAISO | 1-in-2 | 2022 | 11 | 516.2988 | 527.1292 | 37.5141 | 53.0296 | 0
| All | All Customers | 12 | Average Weekday | CAISO | 1-in-2 | 2022 | 12 | 503.7338 | 510.2754 | 37.5304 | 56.2089 | 0
| All | All Customers | 12 | Average Weekday | CAISO | 1-in-2 | 2022 | 13 | 426.9199 | 436.2959 | 37.5405 | 58.6003 | 0
| All | All Customers | 12 | Average Weekday | CAISO | 1-in-2 | 2022 | 14 | 391.7789 | 399.0656 | 37.5285 | 60.179 | 0
| All | All Customers | 12 | Average Weekday | CAISO | 1-in-2 | 2022 | 15 | 359.2711 | 365.4482 | 37.5037 | 61.0732 | 0
| All | All Customers | 12 | Average Weekday | CAISO | 1-in-2 | 2022 | 16 | 319.1082 | 320.4373 | 37.4844 | 61.2773 | 0
| All | All Customers | 12 | Average Weekday | CAISO | 1-in-2 | 2022 | 17 | 304.1787 | 312.3063 | 37.3572 | 60.5291 | 0
| All | All Customers | 12 | Average Weekday | CAISO | 1-in-2 | 2022 | 18 | 295.0119 | 302.163 | 37.3572 | 58.4917 | 0
| All | All Customers | 12 | Average Weekday | CAISO | 1-in-2 | 2022 | 19 | 291.7333 | 295.973 | 37.3377 | 56.1159 | 0
| All | All Customers | 12 | Average Weekday | CAISO | 1-in-2 | 2022 | 20 | 299.867 | 371.2143 | 38.0054 | 54.4238 | 0
| All | All Customers | 12 | Average Weekday | CAISO | 1-in-2 | 2022 | 21 | 303.9273 | 309.2505 | 37.3975 | 53.0044 | 0
| All | All Customers | 12 | Average Weekday | CAISO | 1-in-2 | 2022 | 22 | 454.4179 | 473.8145 | 37.4867 | 51.8265 | 0
| All | All Customers | 12 | Average Weekday | CAISO | 1-in-2 | 2022 | 23 | 439.6223 | 456.2072 | 37.491 | 50.7988 | 0
| All | All Customers | 12 | Average Weekday | CAISO | 1-in-2 | 2022 | 24 | 448.3595 | 464.7893 | 37.4917 | 49.8287 | 0
| All | All Customers | 12 | Monthly System Peak Day | CAISO | 1-in-2 | 2022 | 1 | 401.5061 | 409.953 | 37.4844 | 49.2147 | 0
| All | All Customers | 12 | Monthly System Peak Day | CAISO | 1-in-2 | 2022 | 2 | 386.9605 | 394.3946 | 37.4788 | 47.9016 | 0
| All | All Customers | 12 | Monthly System Peak Day | CAISO | 1-in-2 | 2022 | 3 | 475.3076 | 487.0414 | 37.4781 | 47.1938 | 0
| All | All Customers | 12 | Monthly System Peak Day | CAISO | 1-in-2 | 2022 | 4 | 590.3826 | 608.5406 | 37.4774 | 46.5665 | 0
| All | All Customers | 12 | Monthly System Peak Day | CAISO | 1-in-2 | 2022 | 5 | 587.3823 | 618.8604 | 37.4801 | 45.8599 | 0
| All | All Customers | 12 | Monthly System Peak Day | CAISO | 1-in-2 | 2022 | 6 | 586.9996 | 626.2264 | 37.4845 | 45.4465 | 0
| All | All Customers | 12 | Monthly System Peak Day | CAISO | 1-in-2 | 2022 | 7 | 594.6011 | 611.5125 | 37.4906 | 45.1423 | 0
| All | All Customers | 12 | Monthly System Peak Day | CAISO | 1-in-2 | 2022 | 8 | 612.627 | 628.8978 | 37.4992 | 44.9883 | 0
| All | All Customers | 12 | Monthly System Peak Day | CAISO | 1-in-2 | 2022 | 9 | 551.5253 | 578.6995 | 37.5087 | 45.8489 | 0
| All | All Customers | 12 | Monthly System Peak Day | CAISO | 1-in-2 | 2022 | 10 | 528.718 | 544.8853 | 37.4976 | 49.4513 | 0
| All | All Customers | 12 | Monthly System Peak Day | CAISO | 1-in-2 | 2022 | 11 | 516.2988 | 527.1292 | 37.5141 | 54.1221 | 0
| All | All Customers | 12 | Monthly System Peak Day | CAISO | 1-in-2 | 2022 | 12 | 503.7338 | 510.2754 | 37.5304 | 58.5978 | 0
| All | All Customers | 12 | Monthly System Peak Day | CAISO | 1-in-2 | 2022 | 13 | 426.9199 | 436.2959 | 37.5405 | 61.8794 | 0
| All | All Customers | 12 | Monthly System Peak Day | CAISO | 1-in-2 | 2022 | 14 | 391.7789 | 399.0656 | 37.5285 | 63.6308 | 0
| All | All Customers | 12 | Monthly System Peak Day | CAISO | 1-in-2 | 2022 | 15 | 359.2711 | 365.4482 | 37.5037 | 63.948 | 0
| All | All Customers | 12 | Monthly System Peak Day | CAISO | 1-in-2 | 2022 | 16 | 319.1082 | 320.4373 | 37.4844 | 63.832 | 0
| All | All Customers | 12 | Monthly System Peak Day | CAISO | 1-in-2 | 2022 | 17 | 304.1787 | 312.3063 | 37.3572 | 63.0613 | 0
| All | All Customers | 12 | Monthly System Peak Day | CAISO | 1-in-2 | 2022 | 18 | 295.0119 | 302.163 | 37.3572 | 60.6283 | 0
| All | All Customers | 12 | Monthly System Peak Day | CAISO | 1-in-2 | 2022 | 19 | 291.7333 | 295.973 | 37.3377 | 58.2601 | 0
| All | All Customers | 12 | Monthly System Peak Day | CAISO | 1-in-2 | 2022 | 20 | 299.867 | 371.2143 | 38.0054 | 56.4553 | 0
| All | All Customers | 12 | Monthly System Peak Day | CAISO | 1-in-2 | 2022 | 21 | 303.9273 | 309.2505 | 37.3975 | 54.8884 | 0
| All | All Customers | 12 | Monthly System Peak Day | CAISO | 1-in-2 | 2022 | 22 | 454.4179 | 473.8145 | 37.4867 | 53.3672 | 0
| All | All Customers | 12 | Monthly System Peak Day | CAISO | 1-in-2 | 2022 | 23 | 439.6223 | 456.2072 | 37.491 | 52.3209 | 0
| All | All Customers | 12 | Monthly System Peak Day | CAISO | 1-in-2 | 2022 | 24 | 448.3595 | 464.7893 | 37.4917 | 51.0106 | 0
| All | All Customers | 1 | Average Weekday | CAISO | 1-in-2 | 2023 | 1 | 405.4424 | 413.4242 | 35.9968 | 52.5585 | 0
| All | All Customers | 1 | Average Weekday | CAISO | 1-in-2 | 2023 | 2 | 393.2353 | 401.1688 | 35.9909 | 51.7219 | 0
| All | All Customers | 1 | Average Weekday | CAISO | 1-in-2 | 2023 | 3 | 488.5825 | 500.9726 | 35.9902 | 50.9709 | 0
| All | All Customers | 1 | Average Weekday | CAISO | 1-in-2 | 2023 | 4 | 600.9962 | 619.6593 | 35.9896 | 50.429 | 0
| All | All Customers | 1 | Average Weekday | CAISO | 1-in-2 | 2023 | 5 | 598.3947 | 629.0172 | 35.9925 | 49.694 | 0
| All | All Customers | 1 | Average Weekday | CAISO | 1-in-2 | 2023 | 6 | 606.6947 | 645.3917 | 35.9975 | 49.15 | 0
| All | All Customers | 1 | Average Weekday | CAISO | 1-in-2 | 2023 | 7 | 621.626 | 638.2852 | 36.0042 | 48.816 | 0
| All | All Customers | 1 | Average Weekday | CAISO | 1-in-2 | 2023 | 8 | 642.8683 | 658.7876 | 36.0123 | 48.6637 | 0
| All | All Customers | 1 | Average Weekday | CAISO | 1-in-2 | 2023 | 9 | 576.6886 | 601.9594 | 36.021 | 49.2676 | 0
| All | All Customers | 1 | Average Weekday | CAISO | 1-in-2 | 2023 | 10 | 563.4841 | 578.2624 | 36.0091 | 52.3202 | 0
| All | All Customers | 1 | Average Weekday | CAISO | 1-in-2 | 2023 | 11 | 546.2203 | 555.9303 | 36.0255 | 56.4236 | 0
| All | All Customers | 1 | Average Weekday | CAISO | 1-in-2 | 2023 | 12 | 536.3079 | 542.6518 | 36.0418 | 60.1816 | 0
| All | All Customers | 1 | Average Weekday | CAISO | 1-in-2 | 2023 | 13 | 462.6429 | 472.0122 | 36.052 | 63.1135 | 0
| All | All Customers | 1 | Average Weekday | CAISO | 1-in-2 | 2023 | 14 | 424.3261 | 431.283 | 36.0402 | 65.0416 | 0
| All | All Customers | 1 | Average Weekday | CAISO | 1-in-2 | 2023 | 15 | 387.1099 | 392.7578 | 36.0157 | 66.2067 | 0
| All | All Customers | 1 | Average Weekday | CAISO | 1-in-2 | 2023 | 16 | 345.7321 | 347.0124 | 35.9965 | 66.6204 | 0
| All | All Customers | 1 | Average Weekday | CAISO | 1-in-2 | 2023 | 17 | 330.3918 | 338.6817 | 35.8591 | 66.0061 | 0
| All | All Customers | 1 | Average Weekday | CAISO | 1-in-2 | 2023 | 18 | 318.7228 | 325.881 | 35.8594 | 64.2132 | 0
| All | All Customers | 1 | Average Weekday | CAISO | 1-in-2 | 2023 | 19 | 307.3091 | 311.5923 | 35.834 | 61.3602 | 0
| All | All Customers | 1 | Average Weekday | CAISO | 1-in-2 | 2023 | 20 | 307.745 | 377.7149 | 36.5269 | 59.2642 | 0
| All | All Customers | 1 | Average Weekday | CAISO | 1-in-2 | 2023 | 21 | 300.2523 | 305.4666 | 35.9021 | 57.7073 | 0
| All | All Customers | 1 | Average Weekday | CAISO | 1-in-2 | 2023 | 22 | 453.6696 | 473.224 | 36.0015 | 56.3169 | 0
| All | All Customers | 1 | Average Weekday | CAISO | 1-in-2 | 2023 | 23 | 443.954 | 460.583 | 36.0049 | 55.0643 | 0
| All | All Customers | 1 | Average Weekday | CAISO | 1-in-2 | 2023 | 24 | 458.6834 | 474.481 | 36.0047 | 53.9413 | 0
| All | All Customers | 1 | Monthly System Peak Day | CAISO | 1-in-2 | 2023 | 1 | 405.4424 | 413.4242 | 35.9968 | 48.4331 | 0
| All | All Customers | 1 | Monthly System Peak Day | CAISO | 1-in-2 | 2023 | 2 | 393.2353 | 401.1688 | 35.9909 | 47.4651 | 0
| All | All Customers | 1 | Monthly System Peak Day | CAISO | 1-in-2 | 2023 | 3 | 488.5825 | 500.9726 | 35.9902 | 46.472 | 0
| All | All Customers | 1 | Monthly System Peak Day | CAISO | 1-in-2 | 2023 | 4 | 600.9962 | 619.6593 | 35.9896 | 45.6671 | 0
| All | All Customers | 1 | Monthly System Peak Day | CAISO | 1-in-2 | 2023 | 5 | 598.3947 | 629.0172 | 35.9925 | 44.9347 | 0
| All | All Customers | 1 | Monthly System Peak Day | CAISO | 1-in-2 | 2023 | 6 | 606.6947 | 645.3917 | 35.9975 | 44.4811 | 0
| All | All Customers | 1 | Monthly System Peak Day | CAISO | 1-in-2 | 2023 | 7 | 621.626 | 638.2852 | 36.0042 | 44.1418 | 0
| All | All Customers | 1 | Monthly System Peak Day | CAISO | 1-in-2 | 2023 | 8 | 642.8683 | 658.7876 | 36.0123 | 44.0111 | 0
| All | All Customers | 1 | Monthly System Peak Day | CAISO | 1-in-2 | 2023 | 9 | 576.6886 | 601.9594 | 36.021 | 44.8109 | 0
| All | All Customers | 1 | Monthly System Peak Day | CAISO | 1-in-2 | 2023 | 10 | 563.4841 | 578.2624 | 36.0091 | 47.3493 | 0
| All | All Customers | 1 | Monthly System Peak Day | CAISO | 1-in-2 | 2023 | 11 | 546.2203 | 555.9303 | 36.0255 | 50.6244 | 0
| All | All Customers | 1 | Monthly System Peak Day | CAISO | 1-in-2 | 2023 | 12 | 536.3079 | 542.6518 | 36.0418 | 53.2728 | 0
| All | All Customers | 1 | Monthly System Peak Day | CAISO | 1-in-2 | 2023 | 13 | 462.6429 | 472.0122 | 36.052 | 54.596 | 0
| All | All Customers | 1 | Monthly System Peak Day | CAISO | 1-in-2 | 2023 | 14 | 424.3261 | 431.283 | 36.0402 | 55.6405 | 0
| All | All Customers | 1 | Monthly System Peak Day | CAISO | 1-in-2 | 2023 | 15 | 387.1099 | 392.7578 | 36.0157 | 56.6145 | 0
| All | All Customers | 1 | Monthly System Peak Day | CAISO | 1-in-2 | 2023 | 16 | 345.7321 | 347.0124 | 35.9965 | 57.0187 | 0
| All | All Customers | 1 | Monthly System Peak Day | CAISO | 1-in-2 | 2023 | 17 | 330.3918 | 338.6817 | 35.8591 | 56.2411 | 0
| All | All Customers | 1 | Monthly System Peak Day | CAISO | 1-in-2 | 2023 | 18 | 318.7228 | 325.881 | 35.8594 | 54.8652 | 0
| All | All Customers | 1 | Monthly System Peak Day | CAISO | 1-in-2 | 2023 | 19 | 307.3091 | 311.5923 | 35.834 | 53.4358 | 0
| All | All Customers | 1 | Monthly System Peak Day | CAISO | 1-in-2 | 2023 | 20 | 307.745 | 377.7149 | 36.5269 | 52.3091 | 0
| All | All Customers | 1 | Monthly System Peak Day | CAISO | 1-in-2 | 2023 | 21 | 300.2523 | 305.4666 | 35.9021 | 51.1744 | 0
| All | All Customers | 1 | Monthly System Peak Day | CAISO | 1-in-2 | 2023 | 22 | 453.6696 | 473.224 | 36.0015 | 50.2242 | 0
| All | All Customers | 1 | Monthly System Peak Day | CAISO | 1-in-2 | 2023 | 23 | 443.954 | 460.583 | 36.0049 | 49.3411 | 0
| All | All Customers | 1 | Monthly System Peak Day | CAISO | 1-in-2 | 2023 | 24 | 458.6834 | 474.481 | 36.0047 | 48.5108 | 0
| All | All Customers | 2 | Average Weekday | CAISO | 1-in-2 | 2023 | 1 | 379.1462 | 387.8297 | 36.0384 | 53.378 | 0
| All | All Customers | 2 | Average Weekday | CAISO | 1-in-2 | 2023 | 2 | 365.6387 | 374.0559 | 36.0318 | 52.5097 | 0
| All | All Customers | 2 | Average Weekday | CAISO | 1-in-2 | 2023 | 3 | 454.7128 | 468.1575 | 36.0311 | 51.7071 | 0
| All | All Customers | 2 | Average Weekday | CAISO | 1-in-2 | 2023 | 4 | 562.6967 | 582.8685 | 36.0305 | 50.8946 | 0
| All | All Customers | 2 | Average Weekday | CAISO | 1-in-2 | 2023 | 5 | 563.657 | 596.6841 | 36.0341 | 50.1843 | 0
| All | All Customers | 2 | Average Weekday | CAISO | 1-in-2 | 2023 | 6 | 575.1518 | 615.6991 | 36.0402 | 49.5892 | 0
| All | All Customers | 2 | Average Weekday | CAISO | 1-in-2 | 2023 | 7 | 580.0422 | 597.1559 | 36.0475 | 49.1847 | 0
| All | All Customers | 2 | Average Weekday | CAISO | 1-in-2 | 2023 | 8 | 602.1093 | 618.3096 | 36.0557 | 49.0016 | 0
| All | All Customers | 2 | Average Weekday | CAISO | 1-in-2 | 2023 | 9 | 553.5856 | 578.7391 | 36.0644 | 50.3745 | 0
| All | All Customers | 2 | Average Weekday | CAISO | 1-in-2 | 2023 | 10 | 535.8605 | 550.1064 | 36.0507 | 53.9356 | 0
| All | All Customers | 2 | Average Weekday | CAISO | 1-in-2 | 2023 | 11 | 522.4414 | 532.3213 | 36.0685 | 57.9538 | 0
| All | All Customers | 2 | Average Weekday | CAISO | 1-in-2 | 2023 | 12 | 511.5931 | 518.8181 | 36.0863 | 61.338 | 0
| All | All Customers | 2 | Average Weekday | CAISO | 1-in-2 | 2023 | 13 | 436.0674 | 446.1427 | 36.0978 | 63.8157 | 0
| All | All Customers | 2 | Average Weekday | CAISO | 1-in-2 | 2023 | 14 | 394.4639 | 401.8974 | 36.0849 | 65.3674 | 0
| All | All Customers | 2 | Average Weekday | CAISO | 1-in-2 | 2023 | 15 | 350.0341 | 356.9037 | 36.0584 | 66.1889 | 0
| All | All Customers | 2 | Average Weekday | CAISO | 1-in-2 | 2023 | 16 | 309.7294 | 311.8326 | 36.0378 | 66.3555 | 0
| All | All Customers | 2 | Average Weekday | CAISO | 1-in-2 | 2023 | 17 | 284.0406 | 291.4626 | 35.8729 | 65.8766 | 0
| All | All Customers | 2 | Average Weekday | CAISO | 1-in-2 | 2023 | 18 | 272.5282 | 278.9403 | 35.8739 | 64.5144 | 0
| All | All Customers | 2 | Average Weekday | CAISO | 1-in-2 | 2023 | 19 | 266.7209 | 271.4388 | 35.8343 | 62.0064 | 0
| All | All Customers | 2 | Average Weekday | CAISO | 1-in-2 | 2023 | 20 | 267.1277 | 334.9001 | 36.6283 | 59.7067 | 0
| All | All Customers | 2 | Average Weekday | CAISO | 1-in-2 | 2023 | 21 | 261.6057 | 266.9887 | 35.9176 | 58.0781 | 0
| All | All Customers | 2 | Average Weekday | CAISO | 1-in-2 | 2023 | 22 | 416.8069 | 436.8916 | 36.0447 | 56.721 | 0
| All | All Customers | 2 | Average Weekday | CAISO | 1-in-2 | 2023 | 23 | 409.1916 | 426.5166 | 36.0482 | 55.5031 | 0
| All | All Customers | 2 | Average Weekday | CAISO | 1-in-2 | 2023 | 24 | 425.4442 | 442.261 | 36.0473 | 54.4153 | 0
| All | All Customers | 2 | Monthly System Peak Day | CAISO | 1-in-2 | 2023 | 1 | 379.1462 | 387.8297 | 36.0384 | 43.9558 | 0
| All | All Customers | 2 | Monthly System Peak Day | CAISO | 1-in-2 | 2023 | 2 | 365.6387 | 374.0559 | 36.0318 | 43.2858 | 0
| All | All Customers | 2 | Monthly System Peak Day | CAISO | 1-in-2 | 2023 | 3 | 454.7128 | 468.1575 | 36.0311 | 42.5517 | 0
| All | All Customers | 2 | Monthly System Peak Day | CAISO | 1-in-2 | 2023 | 4 | 562.6967 | 582.8685 | 36.0305 | 42.014 | 0
| All | All Customers | 2 | Monthly System Peak Day | CAISO | 1-in-2 | 2023 | 5 | 563.657 | 596.6841 | 36.0341 | 41.1881 | 0
| All | All Customers | 2 | Monthly System Peak Day | CAISO | 1-in-2 | 2023 | 6 | 575.1518 | 615.6991 | 36.0402 | 40.3987 | 0
| All | All Customers | 2 | Monthly System Peak Day | CAISO | 1-in-2 | 2023 | 7 | 580.0422 | 597.1559 | 36.0475 | 39.7456 | 0
| All | All Customers | 2 | Monthly System Peak Day | CAISO | 1-in-2 | 2023 | 8 | 602.1093 | 618.3096 | 36.0557 | 39.5259 | 0
| All | All Customers | 2 | Monthly System Peak Day | CAISO | 1-in-2 | 2023 | 9 | 553.5856 | 578.7391 | 36.0644 | 41.2022 | 0
| All | All Customers | 2 | Monthly System Peak Day | CAISO | 1-in-2 | 2023 | 10 | 535.8605 | 550.1064 | 36.0507 | 44.5748 | 0
| All | All Customers | 2 | Monthly System Peak Day | CAISO | 1-in-2 | 2023 | 11 | 522.4414 | 532.3213 | 36.0685 | 47.9244 | 0
| All | All Customers | 2 | Monthly System Peak Day | CAISO | 1-in-2 | 2023 | 12 | 511.5931 | 518.8181 | 36.0863 | 51.0485 | 0
| All | All Customers | 2 | Monthly System Peak Day | CAISO | 1-in-2 | 2023 | 13 | 436.0674 | 446.1427 | 36.0978 | 53.4411 | 0
| All | All Customers | 2 | Monthly System Peak Day | CAISO | 1-in-2 | 2023 | 14 | 394.4639 | 401.8974 | 36.0849 | 55.1219 | 0
| All | All Customers | 2 | Monthly System Peak Day | CAISO | 1-in-2 | 2023 | 15 | 350.0341 | 356.9037 | 36.0584 | 56.2265 | 0
| All | All Customers | 2 | Monthly System Peak Day | CAISO | 1-in-2 | 2023 | 16 | 309.7294 | 311.8326 | 36.0378 | 56.7816 | 0
| All | All Customers | 2 | Monthly System Peak Day | CAISO | 1-in-2 | 2023 | 17 | 284.0406 | 291.4626 | 35.8729 | 56.6678 | 0
| All | All Customers | 2 | Monthly System Peak Day | CAISO | 1-in-2 | 2023 | 18 | 272.5282 | 278.9403 | 35.8739 | 55.6734 | 0
| All | All Customers | 2 | Monthly System Peak Day | CAISO | 1-in-2 | 2023 | 19 | 266.7209 | 271.4388 | 35.8343 | 53.572 | 0
| All | All Customers | 2 | Monthly System Peak Day | CAISO | 1-in-2 | 2023 | 20 | 267.1277 | 334.9001 | 36.6283 | 51.4564 | 0
| All | All Customers | 2 | Monthly System Peak Day | CAISO | 1-in-2 | 2023 | 21 | 261.6057 | 266.9887 | 35.9176 | 49.9584 | 0
| All | All Customers | 2 | Monthly System Peak Day | CAISO | 1-in-2 | 2023 | 22 | 416.8069 | 436.8916 | 36.0447 | 48.589 | 0
| All | All Customers | 2 | Monthly System Peak Day | CAISO | 1-in-2 | 2023 | 23 | 409.1916 | 426.5166 | 36.0482 | 47.2978 | 0
| All | All Customers | 2 | Monthly System Peak Day | CAISO | 1-in-2 | 2023 | 24 | 425.4442 | 442.261 | 36.0473 | 46.0474 | 0
| All | All Customers | 3 | Average Weekday | CAISO | 1-in-2 | 2023 | 1 | 410.4952 | 425.4823 | 36.108 | 54.6159 | 0
| All | All Customers | 3 | Average Weekday | CAISO | 1-in-2 | 2023 | 2 | 397.4424 | 406.0153 | 36.0583 | 53.6132 | 0
| All | All Customers | 3 | Average Weekday | CAISO | 1-in-2 | 2023 | 3 | 501.1609 | 512.3084 | 36.051 | 52.7015 | 0
| All | All Customers | 3 | Average Weekday | CAISO | 1-in-2 | 2023 | 4 | 610.3526 | 626.7178 | 36.0347 | 51.9312 | 0
| All | All Customers | 3 | Average Weekday | CAISO | 1-in-2 | 2023 | 5 | 594.3049 | 614.8887 | 36.0381 | 51.2105 | 0
| All | All Customers | 3 | Average Weekday | CAISO | 1-in-2 | 2023 | 6 | 607.4167 | 631.2405 | 36.0236 | 50.5552 | 0
| All | All Customers | 3 | Average Weekday | CAISO | 1-in-2 | 2023 | 7 | 620.6385 | 637.2375 | 36.0357 | 50.1343 | 0
| All | All Customers | 3 | Average Weekday | CAISO | 1-in-2 | 2023 | 8 | 639.131 | 668.4568 | 36.1673 | 49.9393 | 0
| All | All Customers | 3 | Average Weekday | CAISO | 1-in-2 | 2023 | 9 | 583.517 | 621.6799 | 36.2865 | 50.9886 | 0
| All | All Customers | 3 | Average Weekday | CAISO | 1-in-2 | 2023 | 10 | 568.9568 | 592.175 | 36.1775 | 53.9236 | 0
| All | All Customers | 3 | Average Weekday | CAISO | 1-in-2 | 2023 | 11 | 545.491 | 562.756 | 36.2368 | 57.4191 | 0
| All | All Customers | 3 | Average Weekday | CAISO | 1-in-2 | 2023 | 12 | 537.4299 | 548.9678 | 36.2957 | 60.6555 | 0
| All | All Customers | 3 | Average Weekday | CAISO | 1-in-2 | 2023 | 13 | 443.7846 | 453.0506 | 36.327 | 63.182 | 0
| All | All Customers | 3 | Average Weekday | CAISO | 1-in-2 | 2023 | 14 | 413.9859 | 420.213 | 36.2807 | 64.9368 | 0
| All | All Customers | 3 | Average Weekday | CAISO | 1-in-2 | 2023 | 15 | 369.9117 | 375.2325 | 36.1862 | 66.1033 | 0
| All | All Customers | 3 | Average Weekday | CAISO | 1-in-2 | 2023 | 16 | 332.0782 | 334.1967 | 36.0568 | 66.7592 | 0
| All | All Customers | 3 | Average Weekday | CAISO | 1-in-2 | 2023 | 17 | 318.1412 | 327.3096 | 35.8691 | 66.8476 | 0
| All | All Customers | 3 | Average Weekday | CAISO | 1-in-2 | 2023 | 18 | 304.3182 | 311.5233 | 35.8825 | 66.0898 | 0
| All | All Customers | 3 | Average Weekday | CAISO | 1-in-2 | 2023 | 19 | 297.2467 | 302.0977 | 35.9553 | 64.4603 | 0
| All | All Customers | 3 | Average Weekday | CAISO | 1-in-2 | 2023 | 20 | 287.769 | 291.9386 | 35.8336 | 61.9857 | 0
| All | All Customers | 3 | Average Weekday | CAISO | 1-in-2 | 2023 | 21 | 273.8392 | 277.8177 | 35.8787 | 59.492 | 0
| All | All Customers | 3 | Average Weekday | CAISO | 1-in-2 | 2023 | 22 | 448.7859 | 471.7237 | 36.0592 | 57.88 | 0
| All | All Customers | 3 | Average Weekday | CAISO | 1-in-2 | 2023 | 23 | 445.8859 | 470.1824 | 36.1091 | 56.6198 | 0
| All | All Customers | 3 | Average Weekday | CAISO | 1-in-2 | 2023 | 24 | 469.3733 | 502.1143 | 36.1588 | 55.4976 | 0
| All | All Customers | 3 | Monthly System Peak Day | CAISO | 1-in-2 | 2023 | 1 | 410.4952 | 425.4823 | 36.108 | 57.5592 | 0
| All | All Customers | 3 | Monthly System Peak Day | CAISO | 1-in-2 | 2023 | 2 | 397.4424 | 406.0153 | 36.0583 | 56.3595 | 0
| All | All Customers | 3 | Monthly System Peak Day | CAISO | 1-in-2 | 2023 | 3 | 501.1609 | 512.3084 | 36.051 | 54.8393 | 0
| All | All Customers | 3 | Monthly System Peak Day | CAISO | 1-in-2 | 2023 | 4 | 610.3526 | 626.7178 | 36.0347 | 53.8418 | 0
| All | All Customers | 3 | Monthly System Peak Day | CAISO | 1-in-2 | 2023 | 5 | 594.3049 | 614.8887 | 36.0381 | 53.022 | 0
| All | All Customers | 3 | Monthly System Peak Day | CAISO | 1-in-2 | 2023 | 6 | 607.4167 | 631.2405 | 36.0236 | 52.0521 | 0
| All | All Customers | 3 | Monthly System Peak Day | CAISO | 1-in-2 | 2023 | 7 | 620.6385 | 637.2375 | 36.0357 | 51.5856 | 0
| All | All Customers | 3 | Monthly System Peak Day | CAISO | 1-in-2 | 2023 | 8 | 639.131 | 668.4568 | 36.1673 | 50.8281 | 0
| All | All Customers | 3 | Monthly System Peak Day | CAISO | 1-in-2 | 2023 | 9 | 583.517 | 621.6799 | 36.2865 | 51.1838 | 0
| All | All Customers | 3 | Monthly System Peak Day | CAISO | 1-in-2 | 2023 | 10 | 568.9568 | 592.175 | 36.1775 | 54.2433 | 0
| All | All Customers | 3 | Monthly System Peak Day | CAISO | 1-in-2 | 2023 | 11 | 545.491 | 562.756 | 36.2368 | 58.9927 | 0
| All | All Customers | 3 | Monthly System Peak Day | CAISO | 1-in-2 | 2023 | 12 | 537.4299 | 548.9678 | 36.2957 | 63.3587 | 0
| All | All Customers | 3 | Monthly System Peak Day | CAISO | 1-in-2 | 2023 | 13 | 443.7846 | 453.0506 | 36.327 | 66.4721 | 0
| All | All Customers | 3 | Monthly System Peak Day | CAISO | 1-in-2 | 2023 | 14 | 413.9859 | 420.213 | 36.2807 | 68.0965 | 0
| All | All Customers | 3 | Monthly System Peak Day | CAISO | 1-in-2 | 2023 | 15 | 369.9117 | 375.2325 | 36.1862 | 69.2324 | 0
| All | All Customers | 3 | Monthly System Peak Day | CAISO | 1-in-2 | 2023 | 16 | 332.0782 | 334.1967 | 36.0568 | 70.1774 | 0
| All | All Customers | 3 | Monthly System Peak Day | CAISO | 1-in-2 | 2023 | 17 | 318.1412 | 327.3096 | 35.8691 | 70.5862 | 0
| All | All Customers | 3 | Monthly System Peak Day | CAISO | 1-in-2 | 2023 | 18 | 304.3182 | 311.5233 | 35.8825 | 70.0236 | 0
| All | All Customers | 3 | Monthly System Peak Day | CAISO | 1-in-2 | 2023 | 19 | 297.2467 | 302.0977 | 35.9553 | 68.3629 | 0
| All | All Customers | 3 | Monthly System Peak Day | CAISO | 1-in-2 | 2023 | 20 | 287.769 | 291.9386 | 35.8336 | 65.279 | 0
| All | All Customers | 3 | Monthly System Peak Day | CAISO | 1-in-2 | 2023 | 21 | 273.8392 | 277.8177 | 35.8787 | 62.3627 | 0
| All | All Customers | 3 | Monthly System Peak Day | CAISO | 1-in-2 | 2023 | 22 | 448.7859 | 471.7237 | 36.0592 | 60.5716 | 0
| All | All Customers | 3 | Monthly System Peak Day | CAISO | 1-in-2 | 2023 | 23 | 445.8859 | 470.1824 | 36.1091 | 59.1525 | 0
| All | All Customers | 3 | Monthly System Peak Day | CAISO | 1-in-2 | 2023 | 24 | 469.3733 | 502.1143 | 36.1588 | 57.761 | 0
| All | All Customers | 4 | Average Weekday | CAISO | 1-in-2 | 2023 | 1 | 380.0238 | 394.425 | 36.1103 | 57.1484 | 0
| All | All Customers | 4 | Average Weekday | CAISO | 1-in-2 | 2023 | 2 | 368.2512 | 376.748 | 36.061 | 56.3024 | 0
| All | All Customers | 4 | Average Weekday | CAISO | 1-in-2 | 2023 | 3 | 466.7777 | 478.3759 | 36.0537 | 55.5058 | 0
| All | All Customers | 4 | Average Weekday | CAISO | 1-in-2 | 2023 | 4 | 568.6432 | 584.1069 | 36.0376 | 54.8392 | 0
| All | All Customers | 4 | Average Weekday | CAISO | 1-in-2 | 2023 | 5 | 545.2661 | 564.6448 | 36.041 | 54.2634 | 0
| All | All Customers | 4 | Average Weekday | CAISO | 1-in-2 | 2023 | 6 | 558.7863 | 581.7109 | 36.0268 | 53.8194 | 0
| All | All Customers | 4 | Average Weekday | CAISO | 1-in-2 | 2023 | 7 | 572.6434 | 589.7672 | 36.0388 | 53.4151 | 0
| All | All Customers | 4 | Average Weekday | CAISO | 1-in-2 | 2023 | 8 | 590.116 | 618.4158 | 36.1695 | 53.3156 | 0
| All | All Customers | 4 | Average Weekday | CAISO | 1-in-2 | 2023 | 9 | 526.3481 | 563.5604 | 36.2878 | 54.8243 | 0
| All | All Customers | 4 | Average Weekday | CAISO | 1-in-2 | 2023 | 10 | 512.1317 | 535.176 | 36.1791 | 57.5562 | 0
| All | All Customers | 4 | Average Weekday | CAISO | 1-in-2 | 2023 | 11 | 497.2833 | 512.7308 | 36.2379 | 60.5081 | 0
| All | All Customers | 4 | Average Weekday | CAISO | 1-in-2 | 2023 | 12 | 489.2349 | 500.7737 | 36.2963 | 63.3646 | 0
| All | All Customers | 4 | Average Weekday | CAISO | 1-in-2 | 2023 | 13 | 406.1901 | 415.4098 | 36.3272 | 65.7088 | 0
| All | All Customers | 4 | Average Weekday | CAISO | 1-in-2 | 2023 | 14 | 372.9656 | 379.2631 | 36.2811 | 67.5171 | 0
| All | All Customers | 4 | Average Weekday | CAISO | 1-in-2 | 2023 | 15 | 326.9252 | 332.493 | 36.1873 | 68.8034 | 0
| All | All Customers | 4 | Average Weekday | CAISO | 1-in-2 | 2023 | 16 | 286.3053 | 288.4983 | 36.0592 | 69.3976 | 0
| All | All Customers | 4 | Average Weekday | CAISO | 1-in-2 | 2023 | 17 | 265.3594 | 273.5694 | 35.872 | 69.5059 | 0
| All | All Customers | 4 | Average Weekday | CAISO | 1-in-2 | 2023 | 18 | 247.2491 | 253.7507 | 35.885 | 68.8624 | 0
| All | All Customers | 4 | Average Weekday | CAISO | 1-in-2 | 2023 | 19 | 233.3117 | 238.1912 | 35.955 | 67.5336 | 0
| All | All Customers | 4 | Average Weekday | CAISO | 1-in-2 | 2023 | 20 | 226.1413 | 230.2616 | 35.8337 | 65.2396 | 0
| All | All Customers | 4 | Average Weekday | CAISO | 1-in-2 | 2023 | 21 | 234.3387 | 238.4222 | 35.8831 | 62.2996 | 0
| All | All Customers | 4 | Average Weekday | CAISO | 1-in-2 | 2023 | 22 | 409.2993 | 431.9921 | 36.0619 | 60.2287 | 0
| All | All Customers | 4 | Average Weekday | CAISO | 1-in-2 | 2023 | 23 | 410.0777 | 434.0637 | 36.1119 | 58.8624 | 0
| All | All Customers | 4 | Average Weekday | CAISO | 1-in-2 | 2023 | 24 | 435.453 | 467.4837 | 36.161 | 57.8285 | 0
| All | All Customers | 4 | Monthly System Peak Day | CAISO | 1-in-2 | 2023 | 1 | 380.0238 | 394.425 | 36.1103 | 62.4696 | 0
| All | All Customers | 4 | Monthly System Peak Day | CAISO | 1-in-2 | 2023 | 2 | 368.2512 | 376.748 | 36.061 | 61.1553 | 0
| All | All Customers | 4 | Monthly System Peak Day | CAISO | 1-in-2 | 2023 | 3 | 466.7777 | 478.3759 | 36.0537 | 60.252 | 0
| All | All Customers | 4 | Monthly System Peak Day | CAISO | 1-in-2 | 2023 | 4 | 568.6432 | 584.1069 | 36.0376 | 59.4213 | 0
| All | All Customers | 4 | Monthly System Peak Day | CAISO | 1-in-2 | 2023 | 5 | 545.2661 | 564.6448 | 36.041 | 58.3702 | 0
| All | All Customers | 4 | Monthly System Peak Day | CAISO | 1-in-2 | 2023 | 6 | 558.7863 | 581.7109 | 36.0268 | 57.5942 | 0
| All | All Customers | 4 | Monthly System Peak Day | CAISO | 1-in-2 | 2023 | 7 | 572.6434 | 589.7672 | 36.0388 | 56.929 | 0
| All | All Customers | 4 | Monthly System Peak Day | CAISO | 1-in-2 | 2023 | 8 | 590.116 | 618.4158 | 36.1695 | 56.7557 | 0
| All | All Customers | 4 | Monthly System Peak Day | CAISO | 1-in-2 | 2023 | 9 | 526.3481 | 563.5604 | 36.2878 | 58.4183 | 0
| All | All Customers | 4 | Monthly System Peak Day | CAISO | 1-in-2 | 2023 | 10 | 512.1317 | 535.176 | 36.1791 | 62.5047 | 0
| All | All Customers | 4 | Monthly System Peak Day | CAISO | 1-in-2 | 2023 | 11 | 497.2833 | 512.7308 | 36.2379 | 67.6095 | 0
| All | All Customers | 4 | Monthly System Peak Day | CAISO | 1-in-2 | 2023 | 12 | 489.2349 | 500.7737 | 36.2963 | 72.4801 | 0
| All | All Customers | 4 | Monthly System Peak Day | CAISO | 1-in-2 | 2023 | 13 | 406.1901 | 415.4098 | 36.3272 | 76.4282 | 0
| All | All Customers | 4 | Monthly System Peak Day | CAISO | 1-in-2 | 2023 | 14 | 372.9656 | 379.2631 | 36.2811 | 79.252 | 0
| All | All Customers | 4 | Monthly System Peak Day | CAISO | 1-in-2 | 2023 | 15 | 326.9252 | 332.493 | 36.1873 | 81.0889 | 0
| All | All Customers | 4 | Monthly System Peak Day | CAISO | 1-in-2 | 2023 | 16 | 286.3053 | 288.4983 | 36.0592 | 81.5348 | 0
| All | All Customers | 4 | Monthly System Peak Day | CAISO | 1-in-2 | 2023 | 17 | 265.3594 | 273.5694 | 35.872 | 81.1554 | 0
| All | All Customers | 4 | Monthly System Peak Day | CAISO | 1-in-2 | 2023 | 18 | 247.2491 | 253.7507 | 35.885 | 80.3455 | 0
| All | All Customers | 4 | Monthly System Peak Day | CAISO | 1-in-2 | 2023 | 19 | 233.3117 | 238.1912 | 35.955 | 79.2417 | 0
| All | All Customers | 4 | Monthly System Peak Day | CAISO | 1-in-2 | 2023 | 20 | 226.1413 | 230.2616 | 35.8337 | 76.6272 | 0
| All | All Customers | 4 | Monthly System Peak Day | CAISO | 1-in-2 | 2023 | 21 | 234.3387 | 238.4222 | 35.8831 | 72.2794 | 0
| All | All Customers | 4 | Monthly System Peak Day | CAISO | 1-in-2 | 2023 | 22 | 409.2993 | 431.9921 | 36.0619 | 68.3535 | 0
| All | All Customers | 4 | Monthly System Peak Day | CAISO | 1-in-2 | 2023 | 23 | 410.0777 | 434.0637 | 36.1119 | 65.4784 | 0
| All | All Customers | 4 | Monthly System Peak Day | CAISO | 1-in-2 | 2023 | 24 | 435.453 | 467.4837 | 36.161 | 63.5581 | 0
| All | All Customers | 5 | Average Weekday | CAISO | 1-in-2 | 2023 | 1 | 387.9631 | 402.4516 | 36.1258 | 60.1457 | 0
| All | All Customers | 5 | Average Weekday | CAISO | 1-in-2 | 2023 | 2 | 377.2961 | 384.9683 | 36.0765 | 59.5142 | 0
| All | All Customers | 5 | Average Weekday | CAISO | 1-in-2 | 2023 | 3 | 479.5762 | 490.895 | 36.0692 | 58.9581 | 0
| All | All Customers | 5 | Average Weekday | CAISO | 1-in-2 | 2023 | 4 | 582.2839 | 598.6409 | 36.0533 | 58.4379 | 0
| All | All Customers | 5 | Average Weekday | CAISO | 1-in-2 | 2023 | 5 | 562.9164 | 582.9563 | 36.0567 | 58.0047 | 0
| All | All Customers | 5 | Average Weekday | CAISO | 1-in-2 | 2023 | 6 | 571.0135 | 594.8311 | 36.0428 | 57.5861 | 0
| All | All Customers | 5 | Average Weekday | CAISO | 1-in-2 | 2023 | 7 | 577.0634 | 593.9206 | 36.0553 | 57.2101 | 0
| All | All Customers | 5 | Average Weekday | CAISO | 1-in-2 | 2023 | 8 | 602.5706 | 633.3199 | 36.1856 | 57.5194 | 0
| All | All Customers | 5 | Average Weekday | CAISO | 1-in-2 | 2023 | 9 | 534.7654 | 570.1038 | 36.3031 | 59.1608 | 0
| All | All Customers | 5 | Average Weekday | CAISO | 1-in-2 | 2023 | 10 | 524.7906 | 548.301 | 36.1941 | 61.3829 | 0
| All | All Customers | 5 | Average Weekday | CAISO | 1-in-2 | 2023 | 11 | 511.4355 | 527.2508 | 36.2526 | 63.9673 | 0
| All | All Customers | 5 | Average Weekday | CAISO | 1-in-2 | 2023 | 12 | 498.9741 | 510.2769 | 36.3108 | 66.3945 | 0
| All | All Customers | 5 | Average Weekday | CAISO | 1-in-2 | 2023 | 13 | 415.4538 | 424.8864 | 36.3412 | 68.5273 | 0
| All | All Customers | 5 | Average Weekday | CAISO | 1-in-2 | 2023 | 14 | 388.3196 | 394.808 | 36.295 | 70.1991 | 0
| All | All Customers | 5 | Average Weekday | CAISO | 1-in-2 | 2023 | 15 | 347.6359 | 353.0568 | 36.2014 | 71.3669 | 0
| All | All Customers | 5 | Average Weekday | CAISO | 1-in-2 | 2023 | 16 | 300.4425 | 302.573 | 36.0744 | 71.9443 | 0
| All | All Customers | 5 | Average Weekday | CAISO | 1-in-2 | 2023 | 17 | 272.7756 | 281.6376 | 35.8786 | 71.9069 | 0
| All | All Customers | 5 | Average Weekday | CAISO | 1-in-2 | 2023 | 18 | 258.582 | 265.4511 | 35.8914 | 71.2705 | 0
| All | All Customers | 5 | Average Weekday | CAISO | 1-in-2 | 2023 | 19 | 248.2721 | 253.4929 | 35.951 | 69.9176 | 0
| All | All Customers | 5 | Average Weekday | CAISO | 1-in-2 | 2023 | 20 | 238.4248 | 242.7323 | 35.8337 | 67.825 | 0
| All | All Customers | 5 | Average Weekday | CAISO | 1-in-2 | 2023 | 21 | 249.6293 | 253.9742 | 35.8896 | 65.1177 | 0
| All | All Customers | 5 | Average Weekday | CAISO | 1-in-2 | 2023 | 22 | 421.3914 | 444.623 | 36.0785 | 62.9378 | 0
| All | All Customers | 5 | Average Weekday | CAISO | 1-in-2 | 2023 | 23 | 428.5208 | 453.2486 | 36.1284 | 61.6894 | 0
| All | All Customers | 5 | Average Weekday | CAISO | 1-in-2 | 2023 | 24 | 451.2589 | 484.0326 | 36.1769 | 60.763 | 0
| All | All Customers | 5 | Monthly System Peak Day | CAISO | 1-in-2 | 2023 | 1 | 387.9631 | 402.4516 | 36.1258 | 66.0352 | 0
| All | All Customers | 5 | Monthly System Peak Day | CAISO | 1-in-2 | 2023 | 2 | 377.2961 | 384.9683 | 36.0765 | 64.5273 | 0
| All | All Customers | 5 | Monthly System Peak Day | CAISO | 1-in-2 | 2023 | 3 | 479.5762 | 490.895 | 36.0692 | 63.187 | 0
| All | All Customers | 5 | Monthly System Peak Day | CAISO | 1-in-2 | 2023 | 4 | 582.2839 | 598.6409 | 36.0533 | 61.7426 | 0
| All | All Customers | 5 | Monthly System Peak Day | CAISO | 1-in-2 | 2023 | 5 | 562.9164 | 582.9563 | 36.0567 | 60.4309 | 0
| All | All Customers | 5 | Monthly System Peak Day | CAISO | 1-in-2 | 2023 | 6 | 571.0135 | 594.8311 | 36.0428 | 59.7787 | 0
| All | All Customers | 5 | Monthly System Peak Day | CAISO | 1-in-2 | 2023 | 7 | 577.0634 | 593.9206 | 36.0553 | 59.5271 | 0
| All | All Customers | 5 | Monthly System Peak Day | CAISO | 1-in-2 | 2023 | 8 | 602.5706 | 633.3199 | 36.1856 | 59.9304 | 0
| All | All Customers | 5 | Monthly System Peak Day | CAISO | 1-in-2 | 2023 | 9 | 534.7654 | 570.1038 | 36.3031 | 62.3035 | 0
| All | All Customers | 5 | Monthly System Peak Day | CAISO | 1-in-2 | 2023 | 10 | 524.7906 | 548.301 | 36.1941 | 66.9258 | 0
| All | All Customers | 5 | Monthly System Peak Day | CAISO | 1-in-2 | 2023 | 11 | 511.4355 | 527.2508 | 36.2526 | 72.2923 | 0
| All | All Customers | 5 | Monthly System Peak Day | CAISO | 1-in-2 | 2023 | 12 | 498.9741 | 510.2769 | 36.3108 | 76.8891 | 0
| All | All Customers | 5 | Monthly System Peak Day | CAISO | 1-in-2 | 2023 | 13 | 415.4538 | 424.8864 | 36.3412 | 80.0617 | 0
| All | All Customers | 5 | Monthly System Peak Day | CAISO | 1-in-2 | 2023 | 14 | 388.3196 | 394.808 | 36.295 | 82.0963 | 0
| All | All Customers | 5 | Monthly System Peak Day | CAISO | 1-in-2 | 2023 | 15 | 347.6359 | 353.0568 | 36.2014 | 83.2494 | 0
| All | All Customers | 5 | Monthly System Peak Day | CAISO | 1-in-2 | 2023 | 16 | 300.4425 | 302.573 | 36.0744 | 83.9157 | 0
| All | All Customers | 5 | Monthly System Peak Day | CAISO | 1-in-2 | 2023 | 17 | 272.7756 | 281.6376 | 35.8786 | 83.7217 | 0
| All | All Customers | 5 | Monthly System Peak Day | CAISO | 1-in-2 | 2023 | 18 | 258.582 | 265.4511 | 35.8914 | 82.1785 | 0
| All | All Customers | 5 | Monthly System Peak Day | CAISO | 1-in-2 | 2023 | 19 | 248.2721 | 253.4929 | 35.951 | 79.7652 | 0
| All | All Customers | 5 | Monthly System Peak Day | CAISO | 1-in-2 | 2023 | 20 | 238.4248 | 242.7323 | 35.8337 | 76.7701 | 0
| All | All Customers | 5 | Monthly System Peak Day | CAISO | 1-in-2 | 2023 | 21 | 249.6293 | 253.9742 | 35.8896 | 72.5823 | 0
| All | All Customers | 5 | Monthly System Peak Day | CAISO | 1-in-2 | 2023 | 22 | 421.3914 | 444.623 | 36.0785 | 69.1974 | 0
| All | All Customers | 5 | Monthly System Peak Day | CAISO | 1-in-2 | 2023 | 23 | 428.5208 | 453.2486 | 36.1284 | 67.3572 | 0
| All | All Customers | 5 | Monthly System Peak Day | CAISO | 1-in-2 | 2023 | 24 | 451.2589 | 484.0326 | 36.1769 | 65.3978 | 0
| All | All Customers | 6 | Average Weekday | CAISO | 1-in-2 | 2023 | 1 | 375.3723 | 404.2582 | 37.6018 | 63.3347 | 0
| All | All Customers | 6 | Average Weekday | CAISO | 1-in-2 | 2023 | 2 | 362.3005 | 387.3042 | 37.5712 | 62.4336 | 0
| All | All Customers | 6 | Average Weekday | CAISO | 1-in-2 | 2023 | 3 | 457.123 | 494.4664 | 37.5645 | 61.6495 | 0
| All | All Customers | 6 | Average Weekday | CAISO | 1-in-2 | 2023 | 4 | 552.4332 | 601.4411 | 37.5581 | 60.9868 | 0
| All | All Customers | 6 | Average Weekday | CAISO | 1-in-2 | 2023 | 5 | 533.366 | 588.2111 | 37.57 | 60.4527 | 0
| All | All Customers | 6 | Average Weekday | CAISO | 1-in-2 | 2023 | 6 | 556.1303 | 619.0176 | 37.5911 | 59.9373 | 0
| All | All Customers | 6 | Average Weekday | CAISO | 1-in-2 | 2023 | 7 | 569.6863 | 613.2767 | 37.7458 | 59.5165 | 0
| All | All Customers | 6 | Average Weekday | CAISO | 1-in-2 | 2023 | 8 | 589.5936 | 630.6759 | 37.62 | 60.1751 | 0
| All | All Customers | 6 | Average Weekday | CAISO | 1-in-2 | 2023 | 9 | 545.8268 | 561.862 | 37.6668 | 62.3426 | 0
| All | All Customers | 6 | Average Weekday | CAISO | 1-in-2 | 2023 | 10 | 532.4946 | 542.0557 | 37.7196 | 65.1843 | 0
| All | All Customers | 6 | Average Weekday | CAISO | 1-in-2 | 2023 | 11 | 510.9175 | 516.3292 | 37.7749 | 68.3037 | 0
| All | All Customers | 6 | Average Weekday | CAISO | 1-in-2 | 2023 | 12 | 501.7643 | 514.1412 | 37.798 | 71.3783 | 0
| All | All Customers | 6 | Average Weekday | CAISO | 1-in-2 | 2023 | 13 | 417.8954 | 443.4534 | 37.8578 | 73.8767 | 0
| All | All Customers | 6 | Average Weekday | CAISO | 1-in-2 | 2023 | 14 | 388.2615 | 408.07 | 37.8165 | 75.8974 | 0
| All | All Customers | 6 | Average Weekday | CAISO | 1-in-2 | 2023 | 15 | 337.7247 | 354.8277 | 37.8549 | 77.3669 | 0
| All | All Customers | 6 | Average Weekday | CAISO | 1-in-2 | 2023 | 16 | 295.3408 | 307.7702 | 37.9287 | 78.0876 | 0
| All | All Customers | 6 | Average Weekday | CAISO | 1-in-2 | 2023 | 17 | 272.3468 | 277.7651 | 37.7749 | 78.2813 | 0
| All | All Customers | 6 | Average Weekday | CAISO | 1-in-2 | 2023 | 18 | 250.2307 | 260.5555 | 37.7714 | 77.522 | 0
| All | All Customers | 6 | Average Weekday | CAISO | 1-in-2 | 2023 | 19 | 235.0037 | 260.5924 | 58.3488 | 76.0725 | 0
| All | All Customers | 6 | Average Weekday | CAISO | 1-in-2 | 2023 | 20 | 221.8016 | 247.9399 | 36.5878 | 73.9133 | 0
| All | All Customers | 6 | Average Weekday | CAISO | 1-in-2 | 2023 | 21 | 238.8322 | 252.9962 | 37.7206 | 70.9037 | 0
| All | All Customers | 6 | Average Weekday | CAISO | 1-in-2 | 2023 | 22 | 396.0342 | 448.1061 | 37.4304 | 67.7811 | 0
| All | All Customers | 6 | Average Weekday | CAISO | 1-in-2 | 2023 | 23 | 421.7213 | 468.3868 | 37.5371 | 65.9071 | 0
| All | All Customers | 6 | Average Weekday | CAISO | 1-in-2 | 2023 | 24 | 446.0797 | 493.3977 | 37.592 | 64.6 | 0
| All | All Customers | 6 | Monthly System Peak Day | CAISO | 1-in-2 | 2023 | 1 | 375.3723 | 404.0023 | 36.1103 | 65.1783 | 0
| All | All Customers | 6 | Monthly System Peak Day | CAISO | 1-in-2 | 2023 | 2 | 362.3005 | 382.4156 | 36.1131 | 64.4133 | 0
| All | All Customers | 6 | Monthly System Peak Day | CAISO | 1-in-2 | 2023 | 3 | 457.123 | 483.5961 | 36.114 | 63.6826 | 0
| All | All Customers | 6 | Monthly System Peak Day | CAISO | 1-in-2 | 2023 | 4 | 552.4332 | 581.5983 | 36.1146 | 62.8256 | 0
| All | All Customers | 6 | Monthly System Peak Day | CAISO | 1-in-2 | 2023 | 5 | 533.366 | 572.9036 | 36.1093 | 61.9409 | 0
| All | All Customers | 6 | Monthly System Peak Day | CAISO | 1-in-2 | 2023 | 6 | 556.1303 | 601.9965 | 36.0995 | 60.9706 | 0
| All | All Customers | 6 | Monthly System Peak Day | CAISO | 1-in-2 | 2023 | 7 | 569.6863 | 594.6845 | 36.067 | 60.3787 | 0
| All | All Customers | 6 | Monthly System Peak Day | CAISO | 1-in-2 | 2023 | 8 | 589.5936 | 618.2618 | 36.1206 | 61.0965 | 0
| All | All Customers | 6 | Monthly System Peak Day | CAISO | 1-in-2 | 2023 | 9 | 545.8268 | 566.3687 | 36.1417 | 64.0267 | 0
| All | All Customers | 6 | Monthly System Peak Day | CAISO | 1-in-2 | 2023 | 10 | 532.4946 | 546.4726 | 36.1258 | 67.4385 | 0
| All | All Customers | 6 | Monthly System Peak Day | CAISO | 1-in-2 | 2023 | 11 | 510.9175 | 523.0854 | 36.1548 | 70.8542 | 0
| All | All Customers | 6 | Monthly System Peak Day | CAISO | 1-in-2 | 2023 | 12 | 501.7643 | 516.3643 | 36.1873 | 74.4808 | 0
| All | All Customers | 6 | Monthly System Peak Day | CAISO | 1-in-2 | 2023 | 13 | 417.8954 | 437.3366 | 36.1984 | 77.8479 | 0
| All | All Customers | 6 | Monthly System Peak Day | CAISO | 1-in-2 | 2023 | 14 | 388.2615 | 404.6337 | 36.1692 | 80.5575 | 0
| All | All Customers | 6 | Monthly System Peak Day | CAISO | 1-in-2 | 2023 | 15 | 337.7247 | 352.2228 | 36.1031 | 82.9364 | 0
| All | All Customers | 6 | Monthly System Peak Day | CAISO | 1-in-2 | 2023 | 16 | 295.3408 | 298.1053 | 36.0513 | 83.8572 | 0
| All | All Customers | 6 | Monthly System Peak Day | CAISO | 1-in-2 | 2023 | 17 | 272.3468 | 281.6601 | 36.3387 | 83.7264 | 0
| All | All Customers | 6 | Monthly System Peak Day | CAISO | 1-in-2 | 2023 | 18 | 250.2307 | 265.2705 | 36.3605 | 82.8692 | 0
| All | All Customers | 6 | Monthly System Peak Day | CAISO | 1-in-2 | 2023 | 19 | 235.0037 | 257.9442 | 38.9228 | 81.209 | 0
| All | All Customers | 6 | Monthly System Peak Day | CAISO | 1-in-2 | 2023 | 20 | 221.8016 | 241.3756 | 36.3101 | 78.5744 | 0
| All | All Customers | 6 | Monthly System Peak Day | CAISO | 1-in-2 | 2023 | 21 | 238.8322 | 254.908 | 36.5819 | 74.7466 | 0
| All | All Customers | 6 | Monthly System Peak Day | CAISO | 1-in-2 | 2023 | 22 | 396.0342 | 429.5784 | 36.179 | 70.611 | 0
| All | All Customers | 6 | Monthly System Peak Day | CAISO | 1-in-2 | 2023 | 23 | 421.7213 | 455.7321 | 36.1403 | 68.0692 | 0
| All | All Customers | 6 | Monthly System Peak Day | CAISO | 1-in-2 | 2023 | 24 | 446.0797 | 487.6664 | 36.1219 | 66.6308 | 0
| All | All Customers | 7 | Average Weekday | CAISO | 1-in-2 | 2023 | 1 | 376.4919 | 403.9415 | 38.8813 | 68.1243 | 0
| All | All Customers | 7 | Average Weekday | CAISO | 1-in-2 | 2023 | 2 | 374.4021 | 393.6338 | 38.8769 | 67.4089 | 0
| All | All Customers | 7 | Average Weekday | CAISO | 1-in-2 | 2023 | 3 | 460.1953 | 485.8512 | 38.8757 | 66.7668 | 0
| All | All Customers | 7 | Average Weekday | CAISO | 1-in-2 | 2023 | 4 | 556.3568 | 586.8972 | 38.8735 | 66.2032 | 0
| All | All Customers | 7 | Average Weekday | CAISO | 1-in-2 | 2023 | 5 | 540.5747 | 581.0515 | 38.871 | 65.7063 | 0
| All | All Customers | 7 | Average Weekday | CAISO | 1-in-2 | 2023 | 6 | 548.0228 | 591.7722 | 38.8646 | 65.2472 | 0
| All | All Customers | 7 | Average Weekday | CAISO | 1-in-2 | 2023 | 7 | 553.4254 | 575.6349 | 38.8648 | 64.9139 | 0
| All | All Customers | 7 | Average Weekday | CAISO | 1-in-2 | 2023 | 8 | 570.6152 | 599.5159 | 38.8958 | 65.3722 | 0
| All | All Customers | 7 | Average Weekday | CAISO | 1-in-2 | 2023 | 9 | 516.6976 | 536.3575 | 38.9288 | 67.4307 | 0
| All | All Customers | 7 | Average Weekday | CAISO | 1-in-2 | 2023 | 10 | 505.689 | 518.6263 | 38.9276 | 70.1693 | 0
| All | All Customers | 7 | Average Weekday | CAISO | 1-in-2 | 2023 | 11 | 489.3689 | 501.0055 | 38.9631 | 73.2355 | 0
| All | All Customers | 7 | Average Weekday | CAISO | 1-in-2 | 2023 | 12 | 481.0653 | 496.1465 | 38.9975 | 76.3415 | 0
| All | All Customers | 7 | Average Weekday | CAISO | 1-in-2 | 2023 | 13 | 396.5816 | 414.1541 | 39.0132 | 78.8269 | 0
| All | All Customers | 7 | Average Weekday | CAISO | 1-in-2 | 2023 | 14 | 370.2421 | 385.618 | 38.9817 | 80.7152 | 0
| All | All Customers | 7 | Average Weekday | CAISO | 1-in-2 | 2023 | 15 | 325.7392 | 339.8575 | 38.9228 | 82.0515 | 0
| All | All Customers | 7 | Average Weekday | CAISO | 1-in-2 | 2023 | 16 | 278.3568 | 279.1714 | 38.8803 | 82.5892 | 0
| All | All Customers | 7 | Average Weekday | CAISO | 1-in-2 | 2023 | 17 | 259.1794 | 267.2322 | 39.2861 | 82.6471 | 0
| All | All Customers | 7 | Average Weekday | CAISO | 1-in-2 | 2023 | 18 | 245.2223 | 257.7001 | 39.309 | 81.8483 | 0
| All | All Customers | 7 | Average Weekday | CAISO | 1-in-2 | 2023 | 19 | 231.9232 | 253.2705 | 39.9189 | 80.2734 | 0
| All | All Customers | 7 | Average Weekday | CAISO | 1-in-2 | 2023 | 20 | 226.9452 | 242.2874 | 38.8418 | 78.0883 | 0
| All | All Customers | 7 | Average Weekday | CAISO | 1-in-2 | 2023 | 21 | 247.9252 | 260.2359 | 39.3185 | 75.1032 | 0
| All | All Customers | 7 | Average Weekday | CAISO | 1-in-2 | 2023 | 22 | 404.3533 | 439.8231 | 38.8562 | 71.9933 | 0
| All | All Customers | 7 | Average Weekday | CAISO | 1-in-2 | 2023 | 23 | 421.1964 | 451.6529 | 38.8683 | 70.1118 | 0
| All | All Customers | 7 | Average Weekday | CAISO | 1-in-2 | 2023 | 24 | 441.2137 | 480.289 | 38.8845 | 68.9207 | 0
| All | All Customers | 7 | Monthly System Peak Day | CAISO | 1-in-2 | 2023 | 1 | 376.4919 | 368.7208 | 38.8939 | 72.9888 | 0
| All | All Customers | 7 | Monthly System Peak Day | CAISO | 1-in-2 | 2023 | 2 | 374.4021 | 347.2853 | 38.8785 | 71.9767 | 0
| All | All Customers | 7 | Monthly System Peak Day | CAISO | 1-in-2 | 2023 | 3 | 460.1953 | 410.8312 | 38.877 | 71.1561 | 0
| All | All Customers | 7 | Monthly System Peak Day | CAISO | 1-in-2 | 2023 | 4 | 556.3568 | 482.1443 | 38.8737 | 70.4084 | 0
| All | All Customers | 7 | Monthly System Peak Day | CAISO | 1-in-2 | 2023 | 5 | 540.5747 | 482.9028 | 38.8819 | 69.7948 | 0
| All | All Customers | 7 | Monthly System Peak Day | CAISO | 1-in-2 | 2023 | 6 | 548.0228 | 507.0331 | 38.8964 | 69.2437 | 0
| All | All Customers | 7 | Monthly System Peak Day | CAISO | 1-in-2 | 2023 | 7 | 553.4254 | 499.3162 | 38.9454 | 68.7555 | 0
| All | All Customers | 7 | Monthly System Peak Day | CAISO | 1-in-2 | 2023 | 8 | 570.6152 | 528.7059 | 38.9125 | 69.0524 | 0
| All | All Customers | 7 | Monthly System Peak Day | CAISO | 1-in-2 | 2023 | 9 | 516.6976 | 490.246 | 38.9156 | 71.8808 | 0
| All | All Customers | 7 | Monthly System Peak Day | CAISO | 1-in-2 | 2023 | 10 | 505.689 | 469.0546 | 38.9064 | 75.8307 | 0
| All | All Customers | 7 | Monthly System Peak Day | CAISO | 1-in-2 | 2023 | 11 | 489.3689 | 454.6818 | 38.9165 | 80.1612 | 0
| All | All Customers | 7 | Monthly System Peak Day | CAISO | 1-in-2 | 2023 | 12 | 481.0653 | 446.6234 | 38.9274 | 83.938 | 0
| All | All Customers | 7 | Monthly System Peak Day | CAISO | 1-in-2 | 2023 | 13 | 396.5816 | 380.023 | 38.9395 | 86.7532 | 0
| All | All Customers | 7 | Monthly System Peak Day | CAISO | 1-in-2 | 2023 | 14 | 370.2421 | 354.9607 | 38.9339 | 88.7184 | 0
| All | All Customers | 7 | Monthly System Peak Day | CAISO | 1-in-2 | 2023 | 15 | 325.7392 | 314.669 | 38.9511 | 90.0491 | 0
| All | All Customers | 7 | Monthly System Peak Day | CAISO | 1-in-2 | 2023 | 16 | 278.3568 | 253.4242 | 38.9496 | 90.1765 | 0
| All | All Customers | 7 | Monthly System Peak Day | CAISO | 1-in-2 | 2023 | 17 | 259.1794 | 269.9577 | 38.8259 | 90.1344 | 0
| All | All Customers | 7 | Monthly System Peak Day | CAISO | 1-in-2 | 2023 | 18 | 245.2223 | 268.0251 | 38.9159 | 88.7935 | 0
| All | All Customers | 7 | Monthly System Peak Day | CAISO | 1-in-2 | 2023 | 19 | 231.9232 | 227.808 | 38.5015 | 87.2215 | 0
| All | All Customers | 7 | Monthly System Peak Day | CAISO | 1-in-2 | 2023 | 20 | 226.9452 | 249.6148 | 38.2682 | 84.5514 | 0
| All | All Customers | 7 | Monthly System Peak Day | CAISO | 1-in-2 | 2023 | 21 | 247.9252 | 233.5082 | 39.4716 | 81.7859 | 0
| All | All Customers | 7 | Monthly System Peak Day | CAISO | 1-in-2 | 2023 | 22 | 404.3533 | 389.405 | 39.0032 | 79.4073 | 0
| All | All Customers | 7 | Monthly System Peak Day | CAISO | 1-in-2 | 2023 | 23 | 421.1964 | 388.9253 | 38.9088 | 77.6157 | 0
| All | All Customers | 7 | Monthly System Peak Day | CAISO | 1-in-2 | 2023 | 24 | 441.2137 | 417.5798 | 38.9021 | 76.1959 | 0
| All | All Customers | 8 | Average Weekday | CAISO | 1-in-2 | 2023 | 1 | 397.0708 | 428.3223 | 36.3222 | 68.6048 | 0
| All | All Customers | 8 | Average Weekday | CAISO | 1-in-2 | 2023 | 2 | 382.676 | 404.4069 | 36.3174 | 67.7051 | 0
| All | All Customers | 8 | Average Weekday | CAISO | 1-in-2 | 2023 | 3 | 465.4165 | 491.2399 | 36.3159 | 66.9073 | 0
| All | All Customers | 8 | Average Weekday | CAISO | 1-in-2 | 2023 | 4 | 568.2721 | 598.7218 | 36.3129 | 66.1811 | 0
| All | All Customers | 8 | Average Weekday | CAISO | 1-in-2 | 2023 | 5 | 545.4391 | 586.5212 | 36.3103 | 65.5312 | 0
| All | All Customers | 8 | Average Weekday | CAISO | 1-in-2 | 2023 | 6 | 557.1137 | 604.4375 | 36.303 | 64.9865 | 0
| All | All Customers | 8 | Average Weekday | CAISO | 1-in-2 | 2023 | 7 | 571.0528 | 598.4394 | 36.3094 | 64.5957 | 0
| All | All Customers | 8 | Average Weekday | CAISO | 1-in-2 | 2023 | 8 | 581.554 | 613.6557 | 36.3382 | 64.5927 | 0
| All | All Customers | 8 | Average Weekday | CAISO | 1-in-2 | 2023 | 9 | 522.5893 | 543.5096 | 36.3732 | 66.6332 | 0
| All | All Customers | 8 | Average Weekday | CAISO | 1-in-2 | 2023 | 10 | 513.7212 | 527.5818 | 36.3774 | 69.8708 | 0
| All | All Customers | 8 | Average Weekday | CAISO | 1-in-2 | 2023 | 11 | 493.6691 | 506.2982 | 36.4108 | 73.6852 | 0
| All | All Customers | 8 | Average Weekday | CAISO | 1-in-2 | 2023 | 12 | 482.4536 | 498.7548 | 36.4398 | 77.4375 | 0
| All | All Customers | 8 | Average Weekday | CAISO | 1-in-2 | 2023 | 13 | 406.7003 | 426.7814 | 36.455 | 80.3669 | 0
| All | All Customers | 8 | Average Weekday | CAISO | 1-in-2 | 2023 | 14 | 378.1614 | 394.9878 | 36.4247 | 82.5867 | 0
| All | All Customers | 8 | Average Weekday | CAISO | 1-in-2 | 2023 | 15 | 333.8031 | 348.8791 | 36.3707 | 83.9652 | 0
| All | All Customers | 8 | Average Weekday | CAISO | 1-in-2 | 2023 | 16 | 287.289 | 291.32 | 36.3327 | 84.4882 | 0
| All | All Customers | 8 | Average Weekday | CAISO | 1-in-2 | 2023 | 17 | 269.4666 | 276.8996 | 36.6962 | 84.5142 | 0
| All | All Customers | 8 | Average Weekday | CAISO | 1-in-2 | 2023 | 18 | 246.0362 | 260.1867 | 36.7527 | 83.6598 | 0
| All | All Customers | 8 | Average Weekday | CAISO | 1-in-2 | 2023 | 19 | 233.1943 | 256.7238 | 37.6361 | 81.9995 | 0
| All | All Customers | 8 | Average Weekday | CAISO | 1-in-2 | 2023 | 20 | 233.7049 | 253.1144 | 36.5147 | 79.4151 | 0
| All | All Customers | 8 | Average Weekday | CAISO | 1-in-2 | 2023 | 21 | 258.5997 | 274.3367 | 36.8895 | 75.7188 | 0
| All | All Customers | 8 | Average Weekday | CAISO | 1-in-2 | 2023 | 22 | 417.6107 | 449.982 | 36.2864 | 72.7525 | 0
| All | All Customers | 8 | Average Weekday | CAISO | 1-in-2 | 2023 | 23 | 438.2419 | 473.7053 | 36.2987 | 70.9434 | 0
| All | All Customers | 8 | Average Weekday | CAISO | 1-in-2 | 2023 | 24 | 461.8449 | 504.7585 | 36.3225 | 69.6999 | 0
| All | All Customers | 8 | Monthly System Peak Day | CAISO | 1-in-2 | 2023 | 1 | 397.0708 | 389.5635 | 30.8087 | 77.4193 | 0
| All | All Customers | 8 | Monthly System Peak Day | CAISO | 1-in-2 | 2023 | 2 | 382.676 | 357.6614 | 30.7926 | 76.4867 | 0
| All | All Customers | 8 | Monthly System Peak Day | CAISO | 1-in-2 | 2023 | 3 | 465.4165 | 421.3923 | 30.7914 | 75.8197 | 0
| All | All Customers | 8 | Monthly System Peak Day | CAISO | 1-in-2 | 2023 | 4 | 568.2721 | 496.2979 | 30.7885 | 75.0382 | 0
| All | All Customers | 8 | Monthly System Peak Day | CAISO | 1-in-2 | 2023 | 5 | 545.4391 | 491.5034 | 30.7972 | 74.43 | 0
| All | All Customers | 8 | Monthly System Peak Day | CAISO | 1-in-2 | 2023 | 6 | 557.1137 | 514.4717 | 30.814 | 73.8497 | 0
| All | All Customers | 8 | Monthly System Peak Day | CAISO | 1-in-2 | 2023 | 7 | 571.0528 | 517.6642 | 30.8603 | 73.3443 | 0
| All | All Customers | 8 | Monthly System Peak Day | CAISO | 1-in-2 | 2023 | 8 | 581.554 | 538.1553 | 30.8267 | 73.4335 | 0
| All | All Customers | 8 | Monthly System Peak Day | CAISO | 1-in-2 | 2023 | 9 | 522.5893 | 498.3318 | 30.828 | 75.3901 | 0
| All | All Customers | 8 | Monthly System Peak Day | CAISO | 1-in-2 | 2023 | 10 | 513.7212 | 478.8458 | 30.8119 | 79.1548 | 0
| All | All Customers | 8 | Monthly System Peak Day | CAISO | 1-in-2 | 2023 | 11 | 493.6691 | 457.5575 | 30.8247 | 83.321 | 0
| All | All Customers | 8 | Monthly System Peak Day | CAISO | 1-in-2 | 2023 | 12 | 482.4536 | 446.9573 | 30.843 | 87.2646 | 0
| All | All Customers | 8 | Monthly System Peak Day | CAISO | 1-in-2 | 2023 | 13 | 406.7003 | 391.1752 | 30.8574 | 89.9422 | 0
| All | All Customers | 8 | Monthly System Peak Day | CAISO | 1-in-2 | 2023 | 14 | 378.1614 | 364.1307 | 30.852 | 91.5728 | 0
| All | All Customers | 8 | Monthly System Peak Day | CAISO | 1-in-2 | 2023 | 15 | 333.8031 | 324.1696 | 30.868 | 92.0932 | 0
| All | All Customers | 8 | Monthly System Peak Day | CAISO | 1-in-2 | 2023 | 16 | 287.289 | 266.1114 | 30.857 | 91.7959 | 0
| All | All Customers | 8 | Monthly System Peak Day | CAISO | 1-in-2 | 2023 | 17 | 269.4666 | 279.3068 | 30.676 | 91.068 | 0
| All | All Customers | 8 | Monthly System Peak Day | CAISO | 1-in-2 | 2023 | 18 | 246.0362 | 270.9302 | 30.768 | 88.9463 | 0
| All | All Customers | 8 | Monthly System Peak Day | CAISO | 1-in-2 | 2023 | 19 | 233.1943 | 230.5977 | 30.4256 | 86.9459 | 0
| All | All Customers | 8 | Monthly System Peak Day | CAISO | 1-in-2 | 2023 | 20 | 233.7049 | 224.2518 | 30.2824 | 85.1234 | 0
| All | All Customers | 8 | Monthly System Peak Day | CAISO | 1-in-2 | 2023 | 21 | 258.5997 | 238.6939 | 31.5556 | 82.4149 | 0
| All | All Customers | 8 | Monthly System Peak Day | CAISO | 1-in-2 | 2023 | 22 | 417.6107 | 392.6743 | 30.9628 | 80.4488 | 0
| All | All Customers | 8 | Monthly System Peak Day | CAISO | 1-in-2 | 2023 | 23 | 438.2419 | 412.3591 | 30.8409 | 79.2153 | 0
| All | All Customers | 8 | Monthly System Peak Day | CAISO | 1-in-2 | 2023 | 24 | 461.8449 | 442.2845 | 30.8212 | 78.199 | 0
| All | All Customers | 8 | Typical Event Day | CAISO | 1-in-2 | 2023 | 1 | 397.0708 | 389.5635 | 30.8087 | 73.4051 | 0
| All | All Customers | 8 | Typical Event Day | CAISO | 1-in-2 | 2023 | 2 | 382.676 | 357.6614 | 30.7926 | 72.4025 | 0
| All | All Customers | 8 | Typical Event Day | CAISO | 1-in-2 | 2023 | 3 | 465.4165 | 421.3923 | 30.7914 | 71.5741 | 0
| All | All Customers | 8 | Typical Event Day | CAISO | 1-in-2 | 2023 | 4 | 568.2721 | 496.2979 | 30.7885 | 70.6868 | 0
| All | All Customers | 8 | Typical Event Day | CAISO | 1-in-2 | 2023 | 5 | 545.4391 | 491.5034 | 30.7972 | 69.9353 | 0
| All | All Customers | 8 | Typical Event Day | CAISO | 1-in-2 | 2023 | 6 | 557.1137 | 514.4717 | 30.814 | 69.1851 | 0
| All | All Customers | 8 | Typical Event Day | CAISO | 1-in-2 | 2023 | 7 | 571.0528 | 517.6642 | 30.8603 | 68.8033 | 0
| All | All Customers | 8 | Typical Event Day | CAISO | 1-in-2 | 2023 | 8 | 581.554 | 538.1553 | 30.8267 | 69.1331 | 0
| All | All Customers | 8 | Typical Event Day | CAISO | 1-in-2 | 2023 | 9 | 522.5893 | 498.3318 | 30.828 | 71.4605 | 0
| All | All Customers | 8 | Typical Event Day | CAISO | 1-in-2 | 2023 | 10 | 513.7212 | 478.8458 | 30.8119 | 75.3733 | 0
| All | All Customers | 8 | Typical Event Day | CAISO | 1-in-2 | 2023 | 11 | 493.6691 | 457.5575 | 30.8247 | 79.9165 | 0
| All | All Customers | 8 | Typical Event Day | CAISO | 1-in-2 | 2023 | 12 | 482.4536 | 446.9573 | 30.843 | 83.9787 | 0
| All | All Customers | 8 | Typical Event Day | CAISO | 1-in-2 | 2023 | 13 | 406.7003 | 391.1752 | 30.8574 | 86.922 | 0
| All | All Customers | 8 | Typical Event Day | CAISO | 1-in-2 | 2023 | 14 | 378.1614 | 364.1307 | 30.852 | 88.9751 | 0
| All | All Customers | 8 | Typical Event Day | CAISO | 1-in-2 | 2023 | 15 | 333.8031 | 324.1696 | 30.868 | 90.218 | 0
| All | All Customers | 8 | Typical Event Day | CAISO | 1-in-2 | 2023 | 16 | 287.289 | 266.1114 | 30.857 | 90.1807 | 0
| All | All Customers | 8 | Typical Event Day | CAISO | 1-in-2 | 2023 | 17 | 269.4666 | 279.3068 | 30.676 | 89.7365 | 0
| All | All Customers | 8 | Typical Event Day | CAISO | 1-in-2 | 2023 | 18 | 246.0362 | 270.9302 | 30.768 | 88.3079 | 0
| All | All Customers | 8 | Typical Event Day | CAISO | 1-in-2 | 2023 | 19 | 233.1943 | 230.5977 | 30.4256 | 86.7359 | 0
| All | All Customers | 8 | Typical Event Day | CAISO | 1-in-2 | 2023 | 20 | 233.7049 | 224.2518 | 30.2824 | 84.5226 | 0
| All | All Customers | 8 | Typical Event Day | CAISO | 1-in-2 | 2023 | 21 | 258.5997 | 238.6939 | 31.5556 | 81.4099 | 0
| All | All Customers | 8 | Typical Event Day | CAISO | 1-in-2 | 2023 | 22 | 417.6107 | 392.6743 | 30.9628 | 78.7501 | 0
| All | All Customers | 8 | Typical Event Day | CAISO | 1-in-2 | 2023 | 23 | 438.2419 | 412.3591 | 30.8409 | 76.8364 | 0
| All | All Customers | 8 | Typical Event Day | CAISO | 1-in-2 | 2023 | 24 | 461.8449 | 442.2845 | 30.8212 | 75.429 | 0
| All | All Customers | 9 | Average Weekday | CAISO | 1-in-2 | 2023 | 1 | 366.1241 | 387.252 | 39.0248 | 68.316 | 0
| All | All Customers | 9 | Average Weekday | CAISO | 1-in-2 | 2023 | 2 | 363.0724 | 373.8951 | 39.0199 | 67.4937 | 0
| All | All Customers | 9 | Average Weekday | CAISO | 1-in-2 | 2023 | 3 | 458.6494 | 465.6576 | 39.0183 | 66.7808 | 0
| All | All Customers | 9 | Average Weekday | CAISO | 1-in-2 | 2023 | 4 | 563.9835 | 574.7161 | 39.0175 | 66.1786 | 0
| All | All Customers | 9 | Average Weekday | CAISO | 1-in-2 | 2023 | 5 | 530.1661 | 548.0432 | 39.0147 | 65.6256 | 0
| All | All Customers | 9 | Average Weekday | CAISO | 1-in-2 | 2023 | 6 | 530.5972 | 559.1094 | 39.0089 | 65.1016 | 0
| All | All Customers | 9 | Average Weekday | CAISO | 1-in-2 | 2023 | 7 | 555.6248 | 574.3346 | 38.9997 | 64.7812 | 0
| All | All Customers | 9 | Average Weekday | CAISO | 1-in-2 | 2023 | 8 | 555.3949 | 571.9184 | 39.0338 | 64.6266 | 0
| All | All Customers | 9 | Average Weekday | CAISO | 1-in-2 | 2023 | 9 | 494.7972 | 511.5011 | 39.0687 | 65.6899 | 0
| All | All Customers | 9 | Average Weekday | CAISO | 1-in-2 | 2023 | 10 | 492.4648 | 501.799 | 39.0653 | 68.5077 | 0
| All | All Customers | 9 | Average Weekday | CAISO | 1-in-2 | 2023 | 11 | 476.1822 | 484.802 | 39.108 | 72.1253 | 0
| All | All Customers | 9 | Average Weekday | CAISO | 1-in-2 | 2023 | 12 | 467.2442 | 476.3347 | 39.1514 | 75.8349 | 0
| All | All Customers | 9 | Average Weekday | CAISO | 1-in-2 | 2023 | 13 | 401.3968 | 412.0643 | 39.1702 | 78.9256 | 0
| All | All Customers | 9 | Average Weekday | CAISO | 1-in-2 | 2023 | 14 | 369.2703 | 379.3336 | 39.1355 | 81.0944 | 0
| All | All Customers | 9 | Average Weekday | CAISO | 1-in-2 | 2023 | 15 | 331.5218 | 341.345 | 39.0652 | 82.2777 | 0
| All | All Customers | 9 | Average Weekday | CAISO | 1-in-2 | 2023 | 16 | 300.4668 | 299.8234 | 39.0147 | 82.6823 | 0
| All | All Customers | 9 | Average Weekday | CAISO | 1-in-2 | 2023 | 17 | 273.1126 | 285.9332 | 39.2481 | 82.4032 | 0
| All | All Customers | 9 | Average Weekday | CAISO | 1-in-2 | 2023 | 18 | 254.3868 | 272.2441 | 39.1706 | 81.3068 | 0
| All | All Customers | 9 | Average Weekday | CAISO | 1-in-2 | 2023 | 19 | 257.7176 | 268.2983 | 40.4181 | 79.4223 | 0
| All | All Customers | 9 | Average Weekday | CAISO | 1-in-2 | 2023 | 20 | 258.7587 | 267.3195 | 38.883 | 76.486 | 0
| All | All Customers | 9 | Average Weekday | CAISO | 1-in-2 | 2023 | 21 | 275.3874 | 285.3747 | 39.0492 | 73.3934 | 0
| All | All Customers | 9 | Average Weekday | CAISO | 1-in-2 | 2023 | 22 | 416.9099 | 439.9369 | 38.9779 | 71.5787 | 0
| All | All Customers | 9 | Average Weekday | CAISO | 1-in-2 | 2023 | 23 | 417.9896 | 440.6239 | 39.0278 | 70.2693 | 0
| All | All Customers | 9 | Average Weekday | CAISO | 1-in-2 | 2023 | 24 | 431.3074 | 462.7262 | 39.0322 | 69.1577 | 0
| All | All Customers | 9 | Monthly System Peak Day | CAISO | 1-in-2 | 2023 | 1 | 366.1241 | 349.7462 | 39.1061 | 78.125 | 0
| All | All Customers | 9 | Monthly System Peak Day | CAISO | 1-in-2 | 2023 | 2 | 363.0724 | 327.2436 | 39.0924 | 76.8197 | 0
| All | All Customers | 9 | Monthly System Peak Day | CAISO | 1-in-2 | 2023 | 3 | 458.6494 | 396.291 | 39.0908 | 75.7144 | 0
| All | All Customers | 9 | Monthly System Peak Day | CAISO | 1-in-2 | 2023 | 4 | 563.9835 | 463.5868 | 39.0866 | 74.5539 | 0
| All | All Customers | 9 | Monthly System Peak Day | CAISO | 1-in-2 | 2023 | 5 | 530.1661 | 443.8546 | 39.0939 | 73.6467 | 0
| All | All Customers | 9 | Monthly System Peak Day | CAISO | 1-in-2 | 2023 | 6 | 530.5972 | 456.5817 | 39.1057 | 72.727 | 0
| All | All Customers | 9 | Monthly System Peak Day | CAISO | 1-in-2 | 2023 | 7 | 555.6248 | 481.5502 | 39.1602 | 72.7754 | 0
| All | All Customers | 9 | Monthly System Peak Day | CAISO | 1-in-2 | 2023 | 8 | 555.3949 | 483.5407 | 39.1273 | 72.9892 | 0
| All | All Customers | 9 | Monthly System Peak Day | CAISO | 1-in-2 | 2023 | 9 | 494.7972 | 463.0504 | 39.1307 | 74.5886 | 0
| All | All Customers | 9 | Monthly System Peak Day | CAISO | 1-in-2 | 2023 | 10 | 492.4648 | 447.9143 | 39.1277 | 79.1186 | 0
| All | All Customers | 9 | Monthly System Peak Day | CAISO | 1-in-2 | 2023 | 11 | 476.1822 | 431.0802 | 39.1313 | 85.4022 | 0
| All | All Customers | 9 | Monthly System Peak Day | CAISO | 1-in-2 | 2023 | 12 | 467.2442 | 422.7851 | 39.131 | 90.3139 | 0
| All | All Customers | 9 | Monthly System Peak Day | CAISO | 1-in-2 | 2023 | 13 | 401.3968 | 369.8008 | 39.1396 | 93.2416 | 0
| All | All Customers | 9 | Monthly System Peak Day | CAISO | 1-in-2 | 2023 | 14 | 369.2703 | 343.0264 | 39.1359 | 95.1605 | 0
| All | All Customers | 9 | Monthly System Peak Day | CAISO | 1-in-2 | 2023 | 15 | 331.5218 | 312.2317 | 39.1608 | 95.8918 | 0
| All | All Customers | 9 | Monthly System Peak Day | CAISO | 1-in-2 | 2023 | 16 | 300.4668 | 269.1993 | 39.1705 | 95.0094 | 0
| All | All Customers | 9 | Monthly System Peak Day | CAISO | 1-in-2 | 2023 | 17 | 273.1126 | 284.0035 | 39.0476 | 94.1512 | 0
| All | All Customers | 9 | Monthly System Peak Day | CAISO | 1-in-2 | 2023 | 18 | 254.3868 | 278.1609 | 39.0567 | 92.7581 | 0
| All | All Customers | 9 | Monthly System Peak Day | CAISO | 1-in-2 | 2023 | 19 | 257.7176 | 229.3043 | 39.54 | 91.6898 | 0
| All | All Customers | 9 | Monthly System Peak Day | CAISO | 1-in-2 | 2023 | 20 | 258.7587 | 218.6998 | 38.235 | 89.9475 | 0
| All | All Customers | 9 | Monthly System Peak Day | CAISO | 1-in-2 | 2023 | 21 | 275.3874 | 244.3098 | 39.2063 | 86.7863 | 0
| All | All Customers | 9 | Monthly System Peak Day | CAISO | 1-in-2 | 2023 | 22 | 416.9099 | 374.7349 | 39.2107 | 84.6305 | 0
| All | All Customers | 9 | Monthly System Peak Day | CAISO | 1-in-2 | 2023 | 23 | 417.9896 | 372.3074 | 39.1 | 82.5528 | 0
| All | All Customers | 9 | Monthly System Peak Day | CAISO | 1-in-2 | 2023 | 24 | 431.3074 | 395.3146 | 39.1088 | 80.8011 | 0
| All | All Customers | 10 | Average Weekday | CAISO | 1-in-2 | 2023 | 1 | 392.7746 | 406.624 | 36.2165 | 63.1078 | 0
| All | All Customers | 10 | Average Weekday | CAISO | 1-in-2 | 2023 | 2 | 371.9671 | 379.1475 | 36.1193 | 62.2306 | 0
| All | All Customers | 10 | Average Weekday | CAISO | 1-in-2 | 2023 | 3 | 464.7343 | 474.7462 | 36.1055 | 61.3429 | 0
| All | All Customers | 10 | Average Weekday | CAISO | 1-in-2 | 2023 | 4 | 571.5393 | 586.4666 | 36.0724 | 60.6521 | 0
| All | All Customers | 10 | Average Weekday | CAISO | 1-in-2 | 2023 | 5 | 577.5751 | 594.6144 | 36.0782 | 59.9614 | 0
| All | All Customers | 10 | Average Weekday | CAISO | 1-in-2 | 2023 | 6 | 589.2168 | 610.301 | 36.046 | 59.4727 | 0
| All | All Customers | 10 | Average Weekday | CAISO | 1-in-2 | 2023 | 7 | 597.8585 | 613.543 | 36.0596 | 59.0885 | 0
| All | All Customers | 10 | Average Weekday | CAISO | 1-in-2 | 2023 | 8 | 621.8478 | 647.0476 | 36.3195 | 58.8572 | 0
| All | All Customers | 10 | Average Weekday | CAISO | 1-in-2 | 2023 | 9 | 561.9241 | 598.7578 | 36.5832 | 59.2786 | 0
| All | All Customers | 10 | Average Weekday | CAISO | 1-in-2 | 2023 | 10 | 547.9274 | 567.8822 | 36.3573 | 61.808 | 0
| All | All Customers | 10 | Average Weekday | CAISO | 1-in-2 | 2023 | 11 | 539.7949 | 554.628 | 36.4872 | 65.2524 | 0
| All | All Customers | 10 | Average Weekday | CAISO | 1-in-2 | 2023 | 12 | 522.792 | 533.8475 | 36.6305 | 68.7871 | 0
| All | All Customers | 10 | Average Weekday | CAISO | 1-in-2 | 2023 | 13 | 431.0348 | 439.9996 | 36.7262 | 71.7612 | 0
| All | All Customers | 10 | Average Weekday | CAISO | 1-in-2 | 2023 | 14 | 381.0607 | 387.198 | 36.6174 | 73.8981 | 0
| All | All Customers | 10 | Average Weekday | CAISO | 1-in-2 | 2023 | 15 | 338.7739 | 344.0312 | 36.4002 | 75.2877 | 0
| All | All Customers | 10 | Average Weekday | CAISO | 1-in-2 | 2023 | 16 | 292.6152 | 294.8214 | 36.1176 | 76.0881 | 0
| All | All Customers | 10 | Average Weekday | CAISO | 1-in-2 | 2023 | 17 | 273.4156 | 281.3099 | 35.8739 | 75.9371 | 0
| All | All Customers | 10 | Average Weekday | CAISO | 1-in-2 | 2023 | 18 | 265.7823 | 272.0377 | 35.9014 | 74.9092 | 0
| All | All Customers | 10 | Average Weekday | CAISO | 1-in-2 | 2023 | 19 | 256.3846 | 260.8969 | 36.4144 | 72.9505 | 0
| All | All Customers | 10 | Average Weekday | CAISO | 1-in-2 | 2023 | 20 | 258.2104 | 262.2346 | 35.8337 | 70.0551 | 0
| All | All Customers | 10 | Average Weekday | CAISO | 1-in-2 | 2023 | 21 | 266.1257 | 270.3958 | 35.9026 | 67.8774 | 0
| All | All Customers | 10 | Average Weekday | CAISO | 1-in-2 | 2023 | 22 | 436.7494 | 458.9046 | 36.1049 | 66.2813 | 0
| All | All Customers | 10 | Average Weekday | CAISO | 1-in-2 | 2023 | 23 | 424.5564 | 448.0407 | 36.2015 | 65.0082 | 0
| All | All Customers | 10 | Average Weekday | CAISO | 1-in-2 | 2023 | 24 | 440.3548 | 471.9253 | 36.3125 | 63.8932 | 0
| All | All Customers | 10 | Monthly System Peak Day | CAISO | 1-in-2 | 2023 | 1 | 392.7746 | 420.6696 | 35.8216 | 72.877 | 0
| All | All Customers | 10 | Monthly System Peak Day | CAISO | 1-in-2 | 2023 | 2 | 371.9671 | 386.3545 | 35.8661 | 71.5784 | 0
| All | All Customers | 10 | Monthly System Peak Day | CAISO | 1-in-2 | 2023 | 3 | 464.7343 | 482.6414 | 35.8729 | 70.5997 | 0
| All | All Customers | 10 | Monthly System Peak Day | CAISO | 1-in-2 | 2023 | 4 | 571.5393 | 591.4656 | 35.8949 | 69.2951 | 0
| All | All Customers | 10 | Monthly System Peak Day | CAISO | 1-in-2 | 2023 | 5 | 577.5751 | 602.1995 | 35.8922 | 68.3124 | 0
| All | All Customers | 10 | Monthly System Peak Day | CAISO | 1-in-2 | 2023 | 6 | 589.2168 | 611.5257 | 35.9204 | 67.4389 | 0
| All | All Customers | 10 | Monthly System Peak Day | CAISO | 1-in-2 | 2023 | 7 | 597.8585 | 611.3146 | 35.9277 | 66.7645 | 0
| All | All Customers | 10 | Monthly System Peak Day | CAISO | 1-in-2 | 2023 | 8 | 621.8478 | 658.2564 | 35.7982 | 66.2923 | 0
| All | All Customers | 10 | Monthly System Peak Day | CAISO | 1-in-2 | 2023 | 9 | 561.9241 | 609.5753 | 35.7556 | 67.1516 | 0
| All | All Customers | 10 | Monthly System Peak Day | CAISO | 1-in-2 | 2023 | 10 | 547.9274 | 574.0757 | 35.807 | 70.7757 | 0
| All | All Customers | 10 | Monthly System Peak Day | CAISO | 1-in-2 | 2023 | 11 | 539.7949 | 564.3119 | 35.8372 | 75.4448 | 0
| All | All Customers | 10 | Monthly System Peak Day | CAISO | 1-in-2 | 2023 | 12 | 522.792 | 547.1029 | 35.9031 | 80.1761 | 0
| All | All Customers | 10 | Monthly System Peak Day | CAISO | 1-in-2 | 2023 | 13 | 431.0348 | 443.721 | 35.9674 | 83.8499 | 0
| All | All Customers | 10 | Monthly System Peak Day | CAISO | 1-in-2 | 2023 | 14 | 381.0607 | 387.9547 | 35.9082 | 86.1508 | 0
| All | All Customers | 10 | Monthly System Peak Day | CAISO | 1-in-2 | 2023 | 15 | 338.7739 | 343.63 | 35.8327 | 86.7864 | 0
| All | All Customers | 10 | Monthly System Peak Day | CAISO | 1-in-2 | 2023 | 16 | 292.6152 | 292.5952 | 35.8749 | 86.8765 | 0
| All | All Customers | 10 | Monthly System Peak Day | CAISO | 1-in-2 | 2023 | 17 | 273.4156 | 281.4349 | 35.8424 | 86.2706 | 0
| All | All Customers | 10 | Monthly System Peak Day | CAISO | 1-in-2 | 2023 | 18 | 265.7823 | 272.5896 | 35.8288 | 85.0665 | 0
| All | All Customers | 10 | Monthly System Peak Day | CAISO | 1-in-2 | 2023 | 19 | 256.3846 | 260.1668 | 36.5519 | 82.9706 | 0
| All | All Customers | 10 | Monthly System Peak Day | CAISO | 1-in-2 | 2023 | 20 | 258.2104 | 261.4317 | 35.8335 | 80.1045 | 0
| All | All Customers | 10 | Monthly System Peak Day | CAISO | 1-in-2 | 2023 | 21 | 266.1257 | 271.2867 | 35.963 | 77.3776 | 0
| All | All Customers | 10 | Monthly System Peak Day | CAISO | 1-in-2 | 2023 | 22 | 436.7494 | 459.1355 | 35.8983 | 75.3118 | 0
| All | All Customers | 10 | Monthly System Peak Day | CAISO | 1-in-2 | 2023 | 23 | 424.5564 | 452.4197 | 35.8442 | 73.688 | 0
| All | All Customers | 10 | Monthly System Peak Day | CAISO | 1-in-2 | 2023 | 24 | 440.3548 | 492.0334 | 35.7893 | 72.3615 | 0
| All | All Customers | 11 | Average Weekday | CAISO | 1-in-2 | 2023 | 1 | 369.0117 | 377.2795 | 36.1145 | 55.9128 | 0
| All | All Customers | 11 | Average Weekday | CAISO | 1-in-2 | 2023 | 2 | 352.3204 | 359.089 | 36.1017 | 55.0682 | 0
| All | All Customers | 11 | Average Weekday | CAISO | 1-in-2 | 2023 | 3 | 444.6116 | 456.2179 | 36.0778 | 54.3552 | 0
| All | All Customers | 11 | Average Weekday | CAISO | 1-in-2 | 2023 | 4 | 557.8239 | 576.0347 | 36.0817 | 53.6791 | 0
| All | All Customers | 11 | Average Weekday | CAISO | 1-in-2 | 2023 | 5 | 550.731 | 579.7954 | 36.0607 | 53.0644 | 0
| All | All Customers | 11 | Average Weekday | CAISO | 1-in-2 | 2023 | 6 | 565.2039 | 602.0805 | 36.0705 | 52.565 | 0
| All | All Customers | 11 | Average Weekday | CAISO | 1-in-2 | 2023 | 7 | 579.0997 | 595.4409 | 36.2498 | 52.3115 | 0
| All | All Customers | 11 | Average Weekday | CAISO | 1-in-2 | 2023 | 8 | 591.6567 | 605.9607 | 36.4279 | 52.185 | 0
| All | All Customers | 11 | Average Weekday | CAISO | 1-in-2 | 2023 | 9 | 536.851 | 563.0972 | 36.276 | 53.5989 | 0
| All | All Customers | 11 | Average Weekday | CAISO | 1-in-2 | 2023 | 10 | 522.722 | 536.9158 | 36.3579 | 56.8154 | 0
| All | All Customers | 11 | Average Weekday | CAISO | 1-in-2 | 2023 | 11 | 506.5032 | 516.0449 | 36.4579 | 60.7103 | 0
| All | All Customers | 11 | Average Weekday | CAISO | 1-in-2 | 2023 | 12 | 495.3504 | 502.2357 | 36.5254 | 64.1926 | 0
| All | All Customers | 11 | Average Weekday | CAISO | 1-in-2 | 2023 | 13 | 410.5388 | 420.3159 | 36.4628 | 66.7691 | 0
| All | All Customers | 11 | Average Weekday | CAISO | 1-in-2 | 2023 | 14 | 373.0663 | 380.0504 | 36.3303 | 68.3358 | 0
| All | All Customers | 11 | Average Weekday | CAISO | 1-in-2 | 2023 | 15 | 321.6039 | 328.4607 | 36.1311 | 69.0873 | 0
| All | All Customers | 11 | Average Weekday | CAISO | 1-in-2 | 2023 | 16 | 283.1571 | 284.6366 | 36.1316 | 69.1139 | 0
| All | All Customers | 11 | Average Weekday | CAISO | 1-in-2 | 2023 | 17 | 262.2415 | 269.3206 | 35.9007 | 68.1687 | 0
| All | All Customers | 11 | Average Weekday | CAISO | 1-in-2 | 2023 | 18 | 251.6328 | 258.4502 | 35.9689 | 65.9973 | 0
| All | All Customers | 11 | Average Weekday | CAISO | 1-in-2 | 2023 | 19 | 246.5149 | 250.9405 | 35.8345 | 63.5282 | 0
| All | All Customers | 11 | Average Weekday | CAISO | 1-in-2 | 2023 | 20 | 245.4764 | 314.7195 | 43.5943 | 61.6144 | 0
| All | All Customers | 11 | Average Weekday | CAISO | 1-in-2 | 2023 | 21 | 247.9356 | 253.215 | 35.9337 | 60.1231 | 0
| All | All Customers | 11 | Average Weekday | CAISO | 1-in-2 | 2023 | 22 | 412.2236 | 432.125 | 36.1624 | 58.8165 | 0
| All | All Customers | 11 | Average Weekday | CAISO | 1-in-2 | 2023 | 23 | 400.2712 | 417.14 | 36.2416 | 57.7277 | 0
| All | All Customers | 11 | Average Weekday | CAISO | 1-in-2 | 2023 | 24 | 413.1812 | 429.2881 | 36.1827 | 56.7816 | 0
| All | All Customers | 11 | Monthly System Peak Day | CAISO | 1-in-2 | 2023 | 1 | 369.0117 | 377.2795 | 36.1145 | 57.5731 | 0
| All | All Customers | 11 | Monthly System Peak Day | CAISO | 1-in-2 | 2023 | 2 | 352.3204 | 359.089 | 36.1017 | 56.2049 | 0
| All | All Customers | 11 | Monthly System Peak Day | CAISO | 1-in-2 | 2023 | 3 | 444.6116 | 456.2179 | 36.0778 | 55.2027 | 0
| All | All Customers | 11 | Monthly System Peak Day | CAISO | 1-in-2 | 2023 | 4 | 557.8239 | 576.0347 | 36.0817 | 54.4321 | 0
| All | All Customers | 11 | Monthly System Peak Day | CAISO | 1-in-2 | 2023 | 5 | 550.731 | 579.7954 | 36.0607 | 53.5633 | 0
| All | All Customers | 11 | Monthly System Peak Day | CAISO | 1-in-2 | 2023 | 6 | 565.2039 | 602.0805 | 36.0705 | 52.6777 | 0
| All | All Customers | 11 | Monthly System Peak Day | CAISO | 1-in-2 | 2023 | 7 | 579.0997 | 595.4409 | 36.2498 | 52.3208 | 0
| All | All Customers | 11 | Monthly System Peak Day | CAISO | 1-in-2 | 2023 | 8 | 591.6567 | 605.9607 | 36.4279 | 51.9687 | 0
| All | All Customers | 11 | Monthly System Peak Day | CAISO | 1-in-2 | 2023 | 9 | 536.851 | 563.0972 | 36.276 | 54.9408 | 0
| All | All Customers | 11 | Monthly System Peak Day | CAISO | 1-in-2 | 2023 | 10 | 522.722 | 536.9158 | 36.3579 | 60.7312 | 0
| All | All Customers | 11 | Monthly System Peak Day | CAISO | 1-in-2 | 2023 | 11 | 506.5032 | 516.0449 | 36.4579 | 66.9867 | 0
| All | All Customers | 11 | Monthly System Peak Day | CAISO | 1-in-2 | 2023 | 12 | 495.3504 | 502.2357 | 36.5254 | 72.0911 | 0
| All | All Customers | 11 | Monthly System Peak Day | CAISO | 1-in-2 | 2023 | 13 | 410.5388 | 420.3159 | 36.4628 | 75.3495 | 0
| All | All Customers | 11 | Monthly System Peak Day | CAISO | 1-in-2 | 2023 | 14 | 373.0663 | 380.0504 | 36.3303 | 77.1987 | 0
| All | All Customers | 11 | Monthly System Peak Day | CAISO | 1-in-2 | 2023 | 15 | 321.6039 | 328.4607 | 36.1311 | 78.1291 | 0
| All | All Customers | 11 | Monthly System Peak Day | CAISO | 1-in-2 | 2023 | 16 | 283.1571 | 284.6366 | 36.1316 | 78.0399 | 0
| All | All Customers | 11 | Monthly System Peak Day | CAISO | 1-in-2 | 2023 | 17 | 262.2415 | 269.3206 | 35.9007 | 76.7838 | 0
| All | All Customers | 11 | Monthly System Peak Day | CAISO | 1-in-2 | 2023 | 18 | 251.6328 | 258.4502 | 35.9689 | 73.691 | 0
| All | All Customers | 11 | Monthly System Peak Day | CAISO | 1-in-2 | 2023 | 19 | 246.5149 | 250.9405 | 35.8345 | 70.0193 | 0
| All | All Customers | 11 | Monthly System Peak Day | CAISO | 1-in-2 | 2023 | 20 | 245.4764 | 314.7195 | 43.5943 | 67.8214 | 0
| All | All Customers | 11 | Monthly System Peak Day | CAISO | 1-in-2 | 2023 | 21 | 247.9356 | 253.215 | 35.9337 | 65.6904 | 0
| All | All Customers | 11 | Monthly System Peak Day | CAISO | 1-in-2 | 2023 | 22 | 412.2236 | 432.125 | 36.1624 | 63.7669 | 0
| All | All Customers | 11 | Monthly System Peak Day | CAISO | 1-in-2 | 2023 | 23 | 400.2712 | 417.14 | 36.2416 | 61.8835 | 0
| All | All Customers | 11 | Monthly System Peak Day | CAISO | 1-in-2 | 2023 | 24 | 413.1812 | 429.2881 | 36.1827 | 60.3025 | 0
| All | All Customers | 12 | Average Weekday | CAISO | 1-in-2 | 2023 | 1 | 408.6956 | 417.1661 | 35.9975 | 49.1508 | 0
| All | All Customers | 12 | Average Weekday | CAISO | 1-in-2 | 2023 | 2 | 393.3732 | 400.8967 | 35.9916 | 48.4265 | 0
| All | All Customers | 12 | Average Weekday | CAISO | 1-in-2 | 2023 | 3 | 483.6594 | 496.0543 | 35.9909 | 47.834 | 0
| All | All Customers | 12 | Average Weekday | CAISO | 1-in-2 | 2023 | 4 | 598.8534 | 617.6871 | 35.9902 | 47.3378 | 0
| All | All Customers | 12 | Average Weekday | CAISO | 1-in-2 | 2023 | 5 | 594.5959 | 626.074 | 35.9932 | 46.8503 | 0
| All | All Customers | 12 | Average Weekday | CAISO | 1-in-2 | 2023 | 6 | 595.3357 | 635.3123 | 35.9982 | 46.3758 | 0
| All | All Customers | 12 | Average Weekday | CAISO | 1-in-2 | 2023 | 7 | 602.9008 | 620.0103 | 36.0049 | 46.0257 | 0
| All | All Customers | 12 | Average Weekday | CAISO | 1-in-2 | 2023 | 8 | 620.9926 | 637.6135 | 36.013 | 45.8225 | 0
| All | All Customers | 12 | Average Weekday | CAISO | 1-in-2 | 2023 | 9 | 557.9471 | 585.2977 | 36.0217 | 46.5181 | 0
| All | All Customers | 12 | Average Weekday | CAISO | 1-in-2 | 2023 | 10 | 534.7175 | 551.2365 | 36.0098 | 49.4347 | 0
| All | All Customers | 12 | Average Weekday | CAISO | 1-in-2 | 2023 | 11 | 521.1643 | 531.9947 | 36.0261 | 53.0296 | 0
| All | All Customers | 12 | Average Weekday | CAISO | 1-in-2 | 2023 | 12 | 508.729 | 515.3465 | 36.0424 | 56.2089 | 0
| All | All Customers | 12 | Average Weekday | CAISO | 1-in-2 | 2023 | 13 | 430.7244 | 440.1903 | 36.0527 | 58.6003 | 0
| All | All Customers | 12 | Average Weekday | CAISO | 1-in-2 | 2023 | 14 | 396.6434 | 404.1699 | 36.0409 | 60.179 | 0
| All | All Customers | 12 | Average Weekday | CAISO | 1-in-2 | 2023 | 15 | 362.4422 | 368.6194 | 36.0164 | 61.0732 | 0
| All | All Customers | 12 | Average Weekday | CAISO | 1-in-2 | 2023 | 16 | 322.2501 | 323.4876 | 35.9972 | 61.2773 | 0
| All | All Customers | 12 | Average Weekday | CAISO | 1-in-2 | 2023 | 17 | 308.1516 | 316.4131 | 35.8586 | 60.5291 | 0
| All | All Customers | 12 | Average Weekday | CAISO | 1-in-2 | 2023 | 18 | 299.332 | 306.4831 | 35.8589 | 58.4917 | 0
| All | All Customers | 12 | Average Weekday | CAISO | 1-in-2 | 2023 | 19 | 295.846 | 300.0856 | 35.834 | 56.1159 | 0
| All | All Customers | 12 | Average Weekday | CAISO | 1-in-2 | 2023 | 20 | 303.2076 | 373.6508 | 36.529 | 54.4238 | 0
| All | All Customers | 12 | Average Weekday | CAISO | 1-in-2 | 2023 | 21 | 306.9788 | 312.3459 | 35.9017 | 53.0044 | 0
| All | All Customers | 12 | Average Weekday | CAISO | 1-in-2 | 2023 | 22 | 458.6688 | 478.054 | 36.0023 | 51.8265 | 0
| All | All Customers | 12 | Average Weekday | CAISO | 1-in-2 | 2023 | 23 | 446.2823 | 462.8672 | 36.0055 | 50.7988 | 0
| All | All Customers | 12 | Average Weekday | CAISO | 1-in-2 | 2023 | 24 | 457.2152 | 473.8028 | 36.0053 | 49.8287 | 0
| All | All Customers | 12 | Monthly System Peak Day | CAISO | 1-in-2 | 2023 | 1 | 408.6956 | 417.1661 | 35.9975 | 49.2147 | 0
| All | All Customers | 12 | Monthly System Peak Day | CAISO | 1-in-2 | 2023 | 2 | 393.3732 | 400.8967 | 35.9916 | 47.9016 | 0
| All | All Customers | 12 | Monthly System Peak Day | CAISO | 1-in-2 | 2023 | 3 | 483.6594 | 496.0543 | 35.9909 | 47.1938 | 0
| All | All Customers | 12 | Monthly System Peak Day | CAISO | 1-in-2 | 2023 | 4 | 598.8534 | 617.6871 | 35.9902 | 46.5665 | 0
| All | All Customers | 12 | Monthly System Peak Day | CAISO | 1-in-2 | 2023 | 5 | 594.5959 | 626.074 | 35.9932 | 45.8599 | 0
| All | All Customers | 12 | Monthly System Peak Day | CAISO | 1-in-2 | 2023 | 6 | 595.3357 | 635.3123 | 35.9982 | 45.4465 | 0
| All | All Customers | 12 | Monthly System Peak Day | CAISO | 1-in-2 | 2023 | 7 | 602.9008 | 620.0103 | 36.0049 | 45.1423 | 0
| All | All Customers | 12 | Monthly System Peak Day | CAISO | 1-in-2 | 2023 | 8 | 620.9926 | 637.6135 | 36.013 | 44.9883 | 0
| All | All Customers | 12 | Monthly System Peak Day | CAISO | 1-in-2 | 2023 | 9 | 557.9471 | 585.2977 | 36.0217 | 45.8489 | 0
| All | All Customers | 12 | Monthly System Peak Day | CAISO | 1-in-2 | 2023 | 10 | 534.7175 | 551.2365 | 36.0098 | 49.4513 | 0
| All | All Customers | 12 | Monthly System Peak Day | CAISO | 1-in-2 | 2023 | 11 | 521.1643 | 531.9947 | 36.0261 | 54.1221 | 0
| All | All Customers | 12 | Monthly System Peak Day | CAISO | 1-in-2 | 2023 | 12 | 508.729 | 515.3465 | 36.0424 | 58.5978 | 0
| All | All Customers | 12 | Monthly System Peak Day | CAISO | 1-in-2 | 2023 | 13 | 430.7244 | 440.1903 | 36.0527 | 61.8794 | 0
| All | All Customers | 12 | Monthly System Peak Day | CAISO | 1-in-2 | 2023 | 14 | 396.6434 | 404.1699 | 36.0409 | 63.6308 | 0
| All | All Customers | 12 | Monthly System Peak Day | CAISO | 1-in-2 | 2023 | 15 | 362.4422 | 368.6194 | 36.0164 | 63.948 | 0
| All | All Customers | 12 | Monthly System Peak Day | CAISO | 1-in-2 | 2023 | 16 | 322.2501 | 323.4876 | 35.9972 | 63.832 | 0
| All | All Customers | 12 | Monthly System Peak Day | CAISO | 1-in-2 | 2023 | 17 | 308.1516 | 316.4131 | 35.8586 | 63.0613 | 0
| All | All Customers | 12 | Monthly System Peak Day | CAISO | 1-in-2 | 2023 | 18 | 299.332 | 306.4831 | 35.8589 | 60.6283 | 0
| All | All Customers | 12 | Monthly System Peak Day | CAISO | 1-in-2 | 2023 | 19 | 295.846 | 300.0856 | 35.834 | 58.2601 | 0
| All | All Customers | 12 | Monthly System Peak Day | CAISO | 1-in-2 | 2023 | 20 | 303.2076 | 373.6508 | 36.529 | 56.4553 | 0
| All | All Customers | 12 | Monthly System Peak Day | CAISO | 1-in-2 | 2023 | 21 | 306.9788 | 312.3459 | 35.9017 | 54.8884 | 0
| All | All Customers | 12 | Monthly System Peak Day | CAISO | 1-in-2 | 2023 | 22 | 458.6688 | 478.054 | 36.0023 | 53.3672 | 0
| All | All Customers | 12 | Monthly System Peak Day | CAISO | 1-in-2 | 2023 | 23 | 446.2823 | 462.8672 | 36.0055 | 52.3209 | 0
| All | All Customers | 12 | Monthly System Peak Day | CAISO | 1-in-2 | 2023 | 24 | 457.2152 | 473.8028 | 36.0053 | 51.0106 | 0
| All | All Customers | 1 | Average Weekday | CAISO | 1-in-2 | 2024 | 1 | 408.9086 | 416.9279 | 35.9738 | 52.5585 | 0
| All | All Customers | 1 | Average Weekday | CAISO | 1-in-2 | 2024 | 2 | 396.65 | 404.6283 | 35.9679 | 51.7219 | 0
| All | All Customers | 1 | Average Weekday | CAISO | 1-in-2 | 2024 | 3 | 493.0447 | 505.4347 | 35.9672 | 50.9709 | 0
| All | All Customers | 1 | Average Weekday | CAISO | 1-in-2 | 2024 | 4 | 605.4925 | 624.2407 | 35.9665 | 50.429 | 0
| All | All Customers | 1 | Average Weekday | CAISO | 1-in-2 | 2024 | 5 | 601.8032 | 632.5116 | 35.9695 | 49.694 | 0
| All | All Customers | 1 | Average Weekday | CAISO | 1-in-2 | 2024 | 6 | 610.6978 | 649.7697 | 35.9746 | 49.15 | 0
| All | All Customers | 1 | Average Weekday | CAISO | 1-in-2 | 2024 | 7 | 625.7867 | 642.4348 | 35.9812 | 48.816 | 0
| All | All Customers | 1 | Average Weekday | CAISO | 1-in-2 | 2024 | 8 | 647.0509 | 662.9702 | 35.9893 | 48.6637 | 0
| All | All Customers | 1 | Average Weekday | CAISO | 1-in-2 | 2024 | 9 | 579.7943 | 605.2584 | 35.998 | 49.2676 | 0
| All | All Customers | 1 | Average Weekday | CAISO | 1-in-2 | 2024 | 10 | 566.4838 | 581.262 | 35.9861 | 52.3202 | 0
| All | All Customers | 1 | Average Weekday | CAISO | 1-in-2 | 2024 | 11 | 548.653 | 558.363 | 36.0025 | 56.4236 | 0
| All | All Customers | 1 | Average Weekday | CAISO | 1-in-2 | 2024 | 12 | 538.613 | 545.2482 | 36.0188 | 60.1816 | 0
| All | All Customers | 1 | Average Weekday | CAISO | 1-in-2 | 2024 | 13 | 464.5183 | 473.9486 | 36.029 | 63.1135 | 0
| All | All Customers | 1 | Average Weekday | CAISO | 1-in-2 | 2024 | 14 | 426.6613 | 433.6182 | 36.0172 | 65.0416 | 0
| All | All Customers | 1 | Average Weekday | CAISO | 1-in-2 | 2024 | 15 | 388.6954 | 394.3433 | 35.9927 | 66.2067 | 0
| All | All Customers | 1 | Average Weekday | CAISO | 1-in-2 | 2024 | 16 | 347.3734 | 348.6371 | 35.9735 | 66.6204 | 0
| All | All Customers | 1 | Average Weekday | CAISO | 1-in-2 | 2024 | 17 | 332.399 | 340.735 | 35.8359 | 66.0061 | 0
| All | All Customers | 1 | Average Weekday | CAISO | 1-in-2 | 2024 | 18 | 320.8828 | 328.0968 | 35.8362 | 64.2132 | 0
| All | All Customers | 1 | Average Weekday | CAISO | 1-in-2 | 2024 | 19 | 309.3654 | 313.6485 | 35.8107 | 61.3602 | 0
| All | All Customers | 1 | Average Weekday | CAISO | 1-in-2 | 2024 | 20 | 309.4152 | 378.933 | 36.5041 | 59.2642 | 0
| All | All Customers | 1 | Average Weekday | CAISO | 1-in-2 | 2024 | 21 | 301.7805 | 307.0168 | 35.8789 | 57.7073 | 0
| All | All Customers | 1 | Average Weekday | CAISO | 1-in-2 | 2024 | 22 | 455.7994 | 475.3638 | 35.9785 | 56.3169 | 0
| All | All Customers | 1 | Average Weekday | CAISO | 1-in-2 | 2024 | 23 | 447.2773 | 463.9128 | 35.9819 | 55.0643 | 0
| All | All Customers | 1 | Average Weekday | CAISO | 1-in-2 | 2024 | 24 | 463.0396 | 478.8371 | 35.9817 | 53.9413 | 0
| All | All Customers | 1 | Monthly System Peak Day | CAISO | 1-in-2 | 2024 | 1 | 408.9086 | 416.9279 | 35.9738 | 48.4331 | 0
| All | All Customers | 1 | Monthly System Peak Day | CAISO | 1-in-2 | 2024 | 2 | 396.65 | 404.6283 | 35.9679 | 47.4651 | 0
| All | All Customers | 1 | Monthly System Peak Day | CAISO | 1-in-2 | 2024 | 3 | 493.0447 | 505.4347 | 35.9672 | 46.472 | 0
| All | All Customers | 1 | Monthly System Peak Day | CAISO | 1-in-2 | 2024 | 4 | 605.4925 | 624.2407 | 35.9665 | 45.6671 | 0
| All | All Customers | 1 | Monthly System Peak Day | CAISO | 1-in-2 | 2024 | 5 | 601.8032 | 632.5116 | 35.9695 | 44.9347 | 0
| All | All Customers | 1 | Monthly System Peak Day | CAISO | 1-in-2 | 2024 | 6 | 610.6978 | 649.7697 | 35.9746 | 44.4811 | 0
| All | All Customers | 1 | Monthly System Peak Day | CAISO | 1-in-2 | 2024 | 7 | 625.7867 | 642.4348 | 35.9812 | 44.1418 | 0
| All | All Customers | 1 | Monthly System Peak Day | CAISO | 1-in-2 | 2024 | 8 | 647.0509 | 662.9702 | 35.9893 | 44.0111 | 0
| All | All Customers | 1 | Monthly System Peak Day | CAISO | 1-in-2 | 2024 | 9 | 579.7943 | 605.2584 | 35.998 | 44.8109 | 0
| All | All Customers | 1 | Monthly System Peak Day | CAISO | 1-in-2 | 2024 | 10 | 566.4838 | 581.262 | 35.9861 | 47.3493 | 0
| All | All Customers | 1 | Monthly System Peak Day | CAISO | 1-in-2 | 2024 | 11 | 548.653 | 558.363 | 36.0025 | 50.6244 | 0
| All | All Customers | 1 | Monthly System Peak Day | CAISO | 1-in-2 | 2024 | 12 | 538.613 | 545.2482 | 36.0188 | 53.2728 | 0
| All | All Customers | 1 | Monthly System Peak Day | CAISO | 1-in-2 | 2024 | 13 | 464.5183 | 473.9486 | 36.029 | 54.596 | 0
| All | All Customers | 1 | Monthly System Peak Day | CAISO | 1-in-2 | 2024 | 14 | 426.6613 | 433.6182 | 36.0172 | 55.6405 | 0
| All | All Customers | 1 | Monthly System Peak Day | CAISO | 1-in-2 | 2024 | 15 | 388.6954 | 394.3433 | 35.9927 | 56.6145 | 0
| All | All Customers | 1 | Monthly System Peak Day | CAISO | 1-in-2 | 2024 | 16 | 347.3734 | 348.6371 | 35.9735 | 57.0187 | 0
| All | All Customers | 1 | Monthly System Peak Day | CAISO | 1-in-2 | 2024 | 17 | 332.399 | 340.735 | 35.8359 | 56.2411 | 0
| All | All Customers | 1 | Monthly System Peak Day | CAISO | 1-in-2 | 2024 | 18 | 320.8828 | 328.0968 | 35.8362 | 54.8652 | 0
| All | All Customers | 1 | Monthly System Peak Day | CAISO | 1-in-2 | 2024 | 19 | 309.3654 | 313.6485 | 35.8107 | 53.4358 | 0
| All | All Customers | 1 | Monthly System Peak Day | CAISO | 1-in-2 | 2024 | 20 | 309.4152 | 378.933 | 36.5041 | 52.3091 | 0
| All | All Customers | 1 | Monthly System Peak Day | CAISO | 1-in-2 | 2024 | 21 | 301.7805 | 307.0168 | 35.8789 | 51.1744 | 0
| All | All Customers | 1 | Monthly System Peak Day | CAISO | 1-in-2 | 2024 | 22 | 455.7994 | 475.3638 | 35.9785 | 50.2242 | 0
| All | All Customers | 1 | Monthly System Peak Day | CAISO | 1-in-2 | 2024 | 23 | 447.2773 | 463.9128 | 35.9819 | 49.3411 | 0
| All | All Customers | 1 | Monthly System Peak Day | CAISO | 1-in-2 | 2024 | 24 | 463.0396 | 478.8371 | 35.9817 | 48.5108 | 0
| All | All Customers | 2 | Average Weekday | CAISO | 1-in-2 | 2024 | 1 | 382.7441 | 391.4659 | 36.0155 | 53.378 | 0
| All | All Customers | 2 | Average Weekday | CAISO | 1-in-2 | 2024 | 2 | 368.8992 | 377.6474 | 36.0089 | 52.5097 | 0
| All | All Customers | 2 | Average Weekday | CAISO | 1-in-2 | 2024 | 3 | 459.305 | 472.7566 | 36.0081 | 51.7071 | 0
| All | All Customers | 2 | Average Weekday | CAISO | 1-in-2 | 2024 | 4 | 567.0665 | 587.6398 | 36.0075 | 50.8946 | 0
| All | All Customers | 2 | Average Weekday | CAISO | 1-in-2 | 2024 | 5 | 567.2637 | 600.2908 | 36.0111 | 50.1843 | 0
| All | All Customers | 2 | Average Weekday | CAISO | 1-in-2 | 2024 | 6 | 579.2948 | 620.207 | 36.0172 | 49.5892 | 0
| All | All Customers | 2 | Average Weekday | CAISO | 1-in-2 | 2024 | 7 | 584.291 | 601.5491 | 36.0246 | 49.1847 | 0
| All | All Customers | 2 | Average Weekday | CAISO | 1-in-2 | 2024 | 8 | 606.4669 | 622.6672 | 36.0327 | 49.0016 | 0
| All | All Customers | 2 | Average Weekday | CAISO | 1-in-2 | 2024 | 9 | 556.6912 | 582.1012 | 36.0414 | 50.3745 | 0
| All | All Customers | 2 | Average Weekday | CAISO | 1-in-2 | 2024 | 10 | 538.8601 | 553.106 | 36.0277 | 53.9356 | 0
| All | All Customers | 2 | Average Weekday | CAISO | 1-in-2 | 2024 | 11 | 524.8741 | 534.754 | 36.0455 | 57.9538 | 0
| All | All Customers | 2 | Average Weekday | CAISO | 1-in-2 | 2024 | 12 | 514.1895 | 521.4521 | 36.0633 | 61.338 | 0
| All | All Customers | 2 | Average Weekday | CAISO | 1-in-2 | 2024 | 13 | 438.0623 | 448.3165 | 36.0748 | 63.8157 | 0
| All | All Customers | 2 | Average Weekday | CAISO | 1-in-2 | 2024 | 14 | 397.0159 | 404.4494 | 36.0619 | 65.3674 | 0
| All | All Customers | 2 | Average Weekday | CAISO | 1-in-2 | 2024 | 15 | 351.3959 | 358.3914 | 36.0354 | 66.1889 | 0
| All | All Customers | 2 | Average Weekday | CAISO | 1-in-2 | 2024 | 16 | 311.4081 | 313.6379 | 36.0148 | 66.3555 | 0
| All | All Customers | 2 | Average Weekday | CAISO | 1-in-2 | 2024 | 17 | 286.0606 | 293.5159 | 35.8497 | 65.8766 | 0
| All | All Customers | 2 | Average Weekday | CAISO | 1-in-2 | 2024 | 18 | 274.7739 | 281.1679 | 35.8507 | 64.5144 | 0
| All | All Customers | 2 | Average Weekday | CAISO | 1-in-2 | 2024 | 19 | 268.7776 | 273.495 | 35.8111 | 62.0064 | 0
| All | All Customers | 2 | Average Weekday | CAISO | 1-in-2 | 2024 | 20 | 268.7736 | 336.1182 | 36.6056 | 59.7067 | 0
| All | All Customers | 2 | Average Weekday | CAISO | 1-in-2 | 2024 | 21 | 263.1437 | 268.5266 | 35.8945 | 58.0781 | 0
| All | All Customers | 2 | Average Weekday | CAISO | 1-in-2 | 2024 | 22 | 418.9352 | 439.037 | 36.0218 | 56.721 | 0
| All | All Customers | 2 | Average Weekday | CAISO | 1-in-2 | 2024 | 23 | 412.5214 | 429.8464 | 36.0252 | 55.5031 | 0
| All | All Customers | 2 | Average Weekday | CAISO | 1-in-2 | 2024 | 24 | 429.9569 | 446.7737 | 36.0243 | 54.4153 | 0
| All | All Customers | 2 | Monthly System Peak Day | CAISO | 1-in-2 | 2024 | 1 | 382.7441 | 391.4659 | 36.0155 | 43.9558 | 0
| All | All Customers | 2 | Monthly System Peak Day | CAISO | 1-in-2 | 2024 | 2 | 368.8992 | 377.6474 | 36.0089 | 43.2858 | 0
| All | All Customers | 2 | Monthly System Peak Day | CAISO | 1-in-2 | 2024 | 3 | 459.305 | 472.7566 | 36.0081 | 42.5517 | 0
| All | All Customers | 2 | Monthly System Peak Day | CAISO | 1-in-2 | 2024 | 4 | 567.0665 | 587.6398 | 36.0075 | 42.014 | 0
| All | All Customers | 2 | Monthly System Peak Day | CAISO | 1-in-2 | 2024 | 5 | 567.2637 | 600.2908 | 36.0111 | 41.1881 | 0
| All | All Customers | 2 | Monthly System Peak Day | CAISO | 1-in-2 | 2024 | 6 | 579.2948 | 620.207 | 36.0172 | 40.3987 | 0
| All | All Customers | 2 | Monthly System Peak Day | CAISO | 1-in-2 | 2024 | 7 | 584.291 | 601.5491 | 36.0246 | 39.7456 | 0
| All | All Customers | 2 | Monthly System Peak Day | CAISO | 1-in-2 | 2024 | 8 | 606.4669 | 622.6672 | 36.0327 | 39.5259 | 0
| All | All Customers | 2 | Monthly System Peak Day | CAISO | 1-in-2 | 2024 | 9 | 556.6912 | 582.1012 | 36.0414 | 41.2022 | 0
| All | All Customers | 2 | Monthly System Peak Day | CAISO | 1-in-2 | 2024 | 10 | 538.8601 | 553.106 | 36.0277 | 44.5748 | 0
| All | All Customers | 2 | Monthly System Peak Day | CAISO | 1-in-2 | 2024 | 11 | 524.8741 | 534.754 | 36.0455 | 47.9244 | 0
| All | All Customers | 2 | Monthly System Peak Day | CAISO | 1-in-2 | 2024 | 12 | 514.1895 | 521.4521 | 36.0633 | 51.0485 | 0
| All | All Customers | 2 | Monthly System Peak Day | CAISO | 1-in-2 | 2024 | 13 | 438.0623 | 448.3165 | 36.0748 | 53.4411 | 0
| All | All Customers | 2 | Monthly System Peak Day | CAISO | 1-in-2 | 2024 | 14 | 397.0159 | 404.4494 | 36.0619 | 55.1219 | 0
| All | All Customers | 2 | Monthly System Peak Day | CAISO | 1-in-2 | 2024 | 15 | 351.3959 | 358.3914 | 36.0354 | 56.2265 | 0
| All | All Customers | 2 | Monthly System Peak Day | CAISO | 1-in-2 | 2024 | 16 | 311.4081 | 313.6379 | 36.0148 | 56.7816 | 0
| All | All Customers | 2 | Monthly System Peak Day | CAISO | 1-in-2 | 2024 | 17 | 286.0606 | 293.5159 | 35.8497 | 56.6678 | 0
| All | All Customers | 2 | Monthly System Peak Day | CAISO | 1-in-2 | 2024 | 18 | 274.7739 | 281.1679 | 35.8507 | 55.6734 | 0
| All | All Customers | 2 | Monthly System Peak Day | CAISO | 1-in-2 | 2024 | 19 | 268.7776 | 273.495 | 35.8111 | 53.572 | 0
| All | All Customers | 2 | Monthly System Peak Day | CAISO | 1-in-2 | 2024 | 20 | 268.7736 | 336.1182 | 36.6056 | 51.4564 | 0
| All | All Customers | 2 | Monthly System Peak Day | CAISO | 1-in-2 | 2024 | 21 | 263.1437 | 268.5266 | 35.8945 | 49.9584 | 0
| All | All Customers | 2 | Monthly System Peak Day | CAISO | 1-in-2 | 2024 | 22 | 418.9352 | 439.037 | 36.0218 | 48.589 | 0
| All | All Customers | 2 | Monthly System Peak Day | CAISO | 1-in-2 | 2024 | 23 | 412.5214 | 429.8464 | 36.0252 | 47.2978 | 0
| All | All Customers | 2 | Monthly System Peak Day | CAISO | 1-in-2 | 2024 | 24 | 429.9569 | 446.7737 | 36.0243 | 46.0474 | 0
| All | All Customers | 3 | Average Weekday | CAISO | 1-in-2 | 2024 | 1 | 414.1837 | 429.3471 | 36.085 | 54.6159 | 0
| All | All Customers | 3 | Average Weekday | CAISO | 1-in-2 | 2024 | 2 | 400.7668 | 409.3396 | 36.0354 | 53.6132 | 0
| All | All Customers | 3 | Average Weekday | CAISO | 1-in-2 | 2024 | 3 | 505.4225 | 516.6371 | 36.028 | 52.7015 | 0
| All | All Customers | 3 | Average Weekday | CAISO | 1-in-2 | 2024 | 4 | 615.0237 | 631.4326 | 36.0117 | 51.9312 | 0
| All | All Customers | 3 | Average Weekday | CAISO | 1-in-2 | 2024 | 5 | 597.8892 | 618.4954 | 36.0151 | 51.2105 | 0
| All | All Customers | 3 | Average Weekday | CAISO | 1-in-2 | 2024 | 6 | 611.5846 | 635.5501 | 36.0006 | 50.5552 | 0
| All | All Customers | 3 | Average Weekday | CAISO | 1-in-2 | 2024 | 7 | 624.8982 | 641.4863 | 36.0127 | 50.1343 | 0
| All | All Customers | 3 | Average Weekday | CAISO | 1-in-2 | 2024 | 8 | 643.1752 | 673.0385 | 36.1444 | 49.9393 | 0
| All | All Customers | 3 | Average Weekday | CAISO | 1-in-2 | 2024 | 9 | 586.816 | 625.0528 | 36.2637 | 50.9886 | 0
| All | All Customers | 3 | Average Weekday | CAISO | 1-in-2 | 2024 | 10 | 572.2355 | 595.4537 | 36.1546 | 53.9236 | 0
| All | All Customers | 3 | Average Weekday | CAISO | 1-in-2 | 2024 | 11 | 548.018 | 565.4064 | 36.2139 | 57.4191 | 0
| All | All Customers | 3 | Average Weekday | CAISO | 1-in-2 | 2024 | 12 | 540.064 | 551.6018 | 36.2729 | 60.6555 | 0
| All | All Customers | 3 | Average Weekday | CAISO | 1-in-2 | 2024 | 13 | 445.7525 | 455.0185 | 36.3042 | 63.182 | 0
| All | All Customers | 3 | Average Weekday | CAISO | 1-in-2 | 2024 | 14 | 416.3211 | 422.5482 | 36.2579 | 64.9368 | 0
| All | All Customers | 3 | Average Weekday | CAISO | 1-in-2 | 2024 | 15 | 371.4663 | 376.7871 | 36.1633 | 66.1033 | 0
| All | All Customers | 3 | Average Weekday | CAISO | 1-in-2 | 2024 | 16 | 333.7029 | 335.8214 | 36.0338 | 66.7592 | 0
| All | All Customers | 3 | Average Weekday | CAISO | 1-in-2 | 2024 | 17 | 320.2813 | 329.4161 | 35.8459 | 66.8476 | 0
| All | All Customers | 3 | Average Weekday | CAISO | 1-in-2 | 2024 | 18 | 306.6761 | 313.7863 | 35.8594 | 66.0898 | 0
| All | All Customers | 3 | Average Weekday | CAISO | 1-in-2 | 2024 | 19 | 299.3199 | 304.1708 | 35.9321 | 64.4603 | 0
| All | All Customers | 3 | Average Weekday | CAISO | 1-in-2 | 2024 | 20 | 289.5412 | 293.6452 | 35.8104 | 61.9857 | 0
| All | All Customers | 3 | Average Weekday | CAISO | 1-in-2 | 2024 | 21 | 275.527 | 279.4845 | 35.8555 | 59.492 | 0
| All | All Customers | 3 | Average Weekday | CAISO | 1-in-2 | 2024 | 22 | 450.9314 | 473.8634 | 36.0363 | 57.88 | 0
| All | All Customers | 3 | Average Weekday | CAISO | 1-in-2 | 2024 | 23 | 449.2157 | 473.5123 | 36.0862 | 56.6198 | 0
| All | All Customers | 3 | Average Weekday | CAISO | 1-in-2 | 2024 | 24 | 473.9783 | 506.7193 | 36.1359 | 55.4976 | 0
| All | All Customers | 3 | Monthly System Peak Day | CAISO | 1-in-2 | 2024 | 1 | 414.1837 | 429.3471 | 36.085 | 57.5592 | 0
| All | All Customers | 3 | Monthly System Peak Day | CAISO | 1-in-2 | 2024 | 2 | 400.7668 | 409.3396 | 36.0354 | 56.3595 | 0
| All | All Customers | 3 | Monthly System Peak Day | CAISO | 1-in-2 | 2024 | 3 | 505.4225 | 516.6371 | 36.028 | 54.8393 | 0
| All | All Customers | 3 | Monthly System Peak Day | CAISO | 1-in-2 | 2024 | 4 | 615.0237 | 631.4326 | 36.0117 | 53.8418 | 0
| All | All Customers | 3 | Monthly System Peak Day | CAISO | 1-in-2 | 2024 | 5 | 597.8892 | 618.4954 | 36.0151 | 53.022 | 0
| All | All Customers | 3 | Monthly System Peak Day | CAISO | 1-in-2 | 2024 | 6 | 611.5846 | 635.5501 | 36.0006 | 52.0521 | 0
| All | All Customers | 3 | Monthly System Peak Day | CAISO | 1-in-2 | 2024 | 7 | 624.8982 | 641.4863 | 36.0127 | 51.5856 | 0
| All | All Customers | 3 | Monthly System Peak Day | CAISO | 1-in-2 | 2024 | 8 | 643.1752 | 673.0385 | 36.1444 | 50.8281 | 0
| All | All Customers | 3 | Monthly System Peak Day | CAISO | 1-in-2 | 2024 | 9 | 586.816 | 625.0528 | 36.2637 | 51.1838 | 0
| All | All Customers | 3 | Monthly System Peak Day | CAISO | 1-in-2 | 2024 | 10 | 572.2355 | 595.4537 | 36.1546 | 54.2433 | 0
| All | All Customers | 3 | Monthly System Peak Day | CAISO | 1-in-2 | 2024 | 11 | 548.018 | 565.4064 | 36.2139 | 58.9927 | 0
| All | All Customers | 3 | Monthly System Peak Day | CAISO | 1-in-2 | 2024 | 12 | 540.064 | 551.6018 | 36.2729 | 63.3587 | 0
| All | All Customers | 3 | Monthly System Peak Day | CAISO | 1-in-2 | 2024 | 13 | 445.7525 | 455.0185 | 36.3042 | 66.4721 | 0
| All | All Customers | 3 | Monthly System Peak Day | CAISO | 1-in-2 | 2024 | 14 | 416.3211 | 422.5482 | 36.2579 | 68.0965 | 0
| All | All Customers | 3 | Monthly System Peak Day | CAISO | 1-in-2 | 2024 | 15 | 371.4663 | 376.7871 | 36.1633 | 69.2324 | 0
| All | All Customers | 3 | Monthly System Peak Day | CAISO | 1-in-2 | 2024 | 16 | 333.7029 | 335.8214 | 36.0338 | 70.1774 | 0
| All | All Customers | 3 | Monthly System Peak Day | CAISO | 1-in-2 | 2024 | 17 | 320.2813 | 329.4161 | 35.8459 | 70.5862 | 0
| All | All Customers | 3 | Monthly System Peak Day | CAISO | 1-in-2 | 2024 | 18 | 306.6761 | 313.7863 | 35.8594 | 70.0236 | 0
| All | All Customers | 3 | Monthly System Peak Day | CAISO | 1-in-2 | 2024 | 19 | 299.3199 | 304.1708 | 35.9321 | 68.3629 | 0
| All | All Customers | 3 | Monthly System Peak Day | CAISO | 1-in-2 | 2024 | 20 | 289.5412 | 293.6452 | 35.8104 | 65.279 | 0
| All | All Customers | 3 | Monthly System Peak Day | CAISO | 1-in-2 | 2024 | 21 | 275.527 | 279.4845 | 35.8555 | 62.3627 | 0
| All | All Customers | 3 | Monthly System Peak Day | CAISO | 1-in-2 | 2024 | 22 | 450.9314 | 473.8634 | 36.0363 | 60.5716 | 0
| All | All Customers | 3 | Monthly System Peak Day | CAISO | 1-in-2 | 2024 | 23 | 449.2157 | 473.5123 | 36.0862 | 59.1525 | 0
| All | All Customers | 3 | Monthly System Peak Day | CAISO | 1-in-2 | 2024 | 24 | 473.9783 | 506.7193 | 36.1359 | 57.761 | 0
| All | All Customers | 4 | Average Weekday | CAISO | 1-in-2 | 2024 | 1 | 383.6512 | 398.0612 | 36.0874 | 57.1484 | 0
| All | All Customers | 4 | Average Weekday | CAISO | 1-in-2 | 2024 | 2 | 371.3729 | 380.4081 | 36.038 | 56.3024 | 0
| All | All Customers | 4 | Average Weekday | CAISO | 1-in-2 | 2024 | 3 | 471.3699 | 483.0352 | 36.0307 | 55.5058 | 0
| All | All Customers | 4 | Average Weekday | CAISO | 1-in-2 | 2024 | 4 | 573.2168 | 589.0077 | 36.0147 | 54.8392 | 0
| All | All Customers | 4 | Average Weekday | CAISO | 1-in-2 | 2024 | 5 | 548.7869 | 568.188 | 36.018 | 54.2634 | 0
| All | All Customers | 4 | Average Weekday | CAISO | 1-in-2 | 2024 | 6 | 562.9293 | 585.9957 | 36.0038 | 53.8194 | 0
| All | All Customers | 4 | Average Weekday | CAISO | 1-in-2 | 2024 | 7 | 576.9546 | 594.0784 | 36.0159 | 53.4151 | 0
| All | All Customers | 4 | Average Weekday | CAISO | 1-in-2 | 2024 | 8 | 594.4736 | 622.7932 | 36.1466 | 53.3156 | 0
| All | All Customers | 4 | Average Weekday | CAISO | 1-in-2 | 2024 | 9 | 529.6471 | 566.9224 | 36.265 | 54.8243 | 0
| All | All Customers | 4 | Average Weekday | CAISO | 1-in-2 | 2024 | 10 | 515.1313 | 538.4547 | 36.1562 | 57.5562 | 0
| All | All Customers | 4 | Average Weekday | CAISO | 1-in-2 | 2024 | 11 | 499.7159 | 515.3767 | 36.215 | 60.5081 | 0
| All | All Customers | 4 | Average Weekday | CAISO | 1-in-2 | 2024 | 12 | 491.869 | 503.4078 | 36.2735 | 63.3646 | 0
| All | All Customers | 4 | Average Weekday | CAISO | 1-in-2 | 2024 | 13 | 408.1373 | 417.3569 | 36.3043 | 65.7088 | 0
| All | All Customers | 4 | Average Weekday | CAISO | 1-in-2 | 2024 | 14 | 375.3008 | 381.5983 | 36.2583 | 67.5171 | 0
| All | All Customers | 4 | Average Weekday | CAISO | 1-in-2 | 2024 | 15 | 328.508 | 334.0476 | 36.1644 | 68.8034 | 0
| All | All Customers | 4 | Average Weekday | CAISO | 1-in-2 | 2024 | 16 | 287.9872 | 290.1802 | 36.0363 | 69.3976 | 0
| All | All Customers | 4 | Average Weekday | CAISO | 1-in-2 | 2024 | 17 | 267.4714 | 275.676 | 35.8489 | 69.5059 | 0
| All | All Customers | 4 | Average Weekday | CAISO | 1-in-2 | 2024 | 18 | 249.6007 | 256.0346 | 35.8619 | 68.8624 | 0
| All | All Customers | 4 | Average Weekday | CAISO | 1-in-2 | 2024 | 19 | 235.4512 | 240.2942 | 35.9318 | 67.5336 | 0
| All | All Customers | 4 | Average Weekday | CAISO | 1-in-2 | 2024 | 20 | 227.962 | 232.0822 | 35.8104 | 65.2396 | 0
| All | All Customers | 4 | Average Weekday | CAISO | 1-in-2 | 2024 | 21 | 235.963 | 240.0685 | 35.86 | 62.2996 | 0
| All | All Customers | 4 | Average Weekday | CAISO | 1-in-2 | 2024 | 22 | 411.4493 | 434.1376 | 36.039 | 60.2287 | 0
| All | All Customers | 4 | Average Weekday | CAISO | 1-in-2 | 2024 | 23 | 413.4075 | 437.3935 | 36.089 | 58.8624 | 0
| All | All Customers | 4 | Average Weekday | CAISO | 1-in-2 | 2024 | 24 | 439.9947 | 472.0887 | 36.1381 | 57.8285 | 0
| All | All Customers | 4 | Monthly System Peak Day | CAISO | 1-in-2 | 2024 | 1 | 383.6512 | 398.0612 | 36.0874 | 62.4696 | 0
| All | All Customers | 4 | Monthly System Peak Day | CAISO | 1-in-2 | 2024 | 2 | 371.3729 | 380.4081 | 36.038 | 61.1553 | 0
| All | All Customers | 4 | Monthly System Peak Day | CAISO | 1-in-2 | 2024 | 3 | 471.3699 | 483.0352 | 36.0307 | 60.252 | 0
| All | All Customers | 4 | Monthly System Peak Day | CAISO | 1-in-2 | 2024 | 4 | 573.2168 | 589.0077 | 36.0147 | 59.4213 | 0
| All | All Customers | 4 | Monthly System Peak Day | CAISO | 1-in-2 | 2024 | 5 | 548.7869 | 568.188 | 36.018 | 58.3702 | 0
| All | All Customers | 4 | Monthly System Peak Day | CAISO | 1-in-2 | 2024 | 6 | 562.9293 | 585.9957 | 36.0038 | 57.5942 | 0
| All | All Customers | 4 | Monthly System Peak Day | CAISO | 1-in-2 | 2024 | 7 | 576.9546 | 594.0784 | 36.0159 | 56.929 | 0
| All | All Customers | 4 | Monthly System Peak Day | CAISO | 1-in-2 | 2024 | 8 | 594.4736 | 622.7932 | 36.1466 | 56.7557 | 0
| All | All Customers | 4 | Monthly System Peak Day | CAISO | 1-in-2 | 2024 | 9 | 529.6471 | 566.9224 | 36.265 | 58.4183 | 0
| All | All Customers | 4 | Monthly System Peak Day | CAISO | 1-in-2 | 2024 | 10 | 515.1313 | 538.4547 | 36.1562 | 62.5047 | 0
| All | All Customers | 4 | Monthly System Peak Day | CAISO | 1-in-2 | 2024 | 11 | 499.7159 | 515.3767 | 36.215 | 67.6095 | 0
| All | All Customers | 4 | Monthly System Peak Day | CAISO | 1-in-2 | 2024 | 12 | 491.869 | 503.4078 | 36.2735 | 72.4801 | 0
| All | All Customers | 4 | Monthly System Peak Day | CAISO | 1-in-2 | 2024 | 13 | 408.1373 | 417.3569 | 36.3043 | 76.4282 | 0
| All | All Customers | 4 | Monthly System Peak Day | CAISO | 1-in-2 | 2024 | 14 | 375.3008 | 381.5983 | 36.2583 | 79.252 | 0
| All | All Customers | 4 | Monthly System Peak Day | CAISO | 1-in-2 | 2024 | 15 | 328.508 | 334.0476 | 36.1644 | 81.0889 | 0
| All | All Customers | 4 | Monthly System Peak Day | CAISO | 1-in-2 | 2024 | 16 | 287.9872 | 290.1802 | 36.0363 | 81.5348 | 0
| All | All Customers | 4 | Monthly System Peak Day | CAISO | 1-in-2 | 2024 | 17 | 267.4714 | 275.676 | 35.8489 | 81.1554 | 0
| All | All Customers | 4 | Monthly System Peak Day | CAISO | 1-in-2 | 2024 | 18 | 249.6007 | 256.0346 | 35.8619 | 80.3455 | 0
| All | All Customers | 4 | Monthly System Peak Day | CAISO | 1-in-2 | 2024 | 19 | 235.4512 | 240.2942 | 35.9318 | 79.2417 | 0
| All | All Customers | 4 | Monthly System Peak Day | CAISO | 1-in-2 | 2024 | 20 | 227.962 | 232.0822 | 35.8104 | 76.6272 | 0
| All | All Customers | 4 | Monthly System Peak Day | CAISO | 1-in-2 | 2024 | 21 | 235.963 | 240.0685 | 35.86 | 72.2794 | 0
| All | All Customers | 4 | Monthly System Peak Day | CAISO | 1-in-2 | 2024 | 22 | 411.4493 | 434.1376 | 36.039 | 68.3535 | 0
| All | All Customers | 4 | Monthly System Peak Day | CAISO | 1-in-2 | 2024 | 23 | 413.4075 | 437.3935 | 36.089 | 65.4784 | 0
| All | All Customers | 4 | Monthly System Peak Day | CAISO | 1-in-2 | 2024 | 24 | 439.9947 | 472.0887 | 36.1381 | 63.5581 | 0
| All | All Customers | 5 | Average Weekday | CAISO | 1-in-2 | 2024 | 1 | 391.561 | 406.0878 | 36.1029 | 60.1457 | 0
| All | All Customers | 5 | Average Weekday | CAISO | 1-in-2 | 2024 | 2 | 380.3044 | 388.1505 | 36.0536 | 59.5142 | 0
| All | All Customers | 5 | Average Weekday | CAISO | 1-in-2 | 2024 | 3 | 483.6717 | 495.3881 | 36.0462 | 58.9581 | 0
| All | All Customers | 5 | Average Weekday | CAISO | 1-in-2 | 2024 | 4 | 586.8177 | 603.4791 | 36.0303 | 58.4379 | 0
| All | All Customers | 5 | Average Weekday | CAISO | 1-in-2 | 2024 | 5 | 566.4371 | 586.4995 | 36.0337 | 58.0047 | 0
| All | All Customers | 5 | Average Weekday | CAISO | 1-in-2 | 2024 | 6 | 575.1566 | 599.3489 | 36.0198 | 57.5861 | 0
| All | All Customers | 5 | Average Weekday | CAISO | 1-in-2 | 2024 | 7 | 581.3121 | 598.1693 | 36.0323 | 57.2101 | 0
| All | All Customers | 5 | Average Weekday | CAISO | 1-in-2 | 2024 | 8 | 606.935 | 637.6973 | 36.1627 | 57.5194 | 0
| All | All Customers | 5 | Average Weekday | CAISO | 1-in-2 | 2024 | 9 | 538.0644 | 573.4659 | 36.2803 | 59.1608 | 0
| All | All Customers | 5 | Average Weekday | CAISO | 1-in-2 | 2024 | 10 | 528.0693 | 551.5797 | 36.1712 | 61.3829 | 0
| All | All Customers | 5 | Average Weekday | CAISO | 1-in-2 | 2024 | 11 | 513.8682 | 529.8968 | 36.2297 | 63.9673 | 0
| All | All Customers | 5 | Average Weekday | CAISO | 1-in-2 | 2024 | 12 | 501.5705 | 512.8733 | 36.2879 | 66.3945 | 0
| All | All Customers | 5 | Average Weekday | CAISO | 1-in-2 | 2024 | 13 | 417.3292 | 426.8235 | 36.3184 | 68.5273 | 0
| All | All Customers | 5 | Average Weekday | CAISO | 1-in-2 | 2024 | 14 | 390.6548 | 397.1432 | 36.2722 | 70.1991 | 0
| All | All Customers | 5 | Average Weekday | CAISO | 1-in-2 | 2024 | 15 | 349.2052 | 354.6423 | 36.1785 | 71.3669 | 0
| All | All Customers | 5 | Average Weekday | CAISO | 1-in-2 | 2024 | 16 | 302.1411 | 304.2716 | 36.0514 | 71.9443 | 0
| All | All Customers | 5 | Average Weekday | CAISO | 1-in-2 | 2024 | 17 | 274.8488 | 283.7441 | 35.8555 | 71.9069 | 0
| All | All Customers | 5 | Average Weekday | CAISO | 1-in-2 | 2024 | 18 | 260.8834 | 267.7141 | 35.8683 | 71.2705 | 0
| All | All Customers | 5 | Average Weekday | CAISO | 1-in-2 | 2024 | 19 | 250.3283 | 255.5491 | 35.9278 | 69.9176 | 0
| All | All Customers | 5 | Average Weekday | CAISO | 1-in-2 | 2024 | 20 | 240.1468 | 244.4908 | 35.8105 | 67.825 | 0
| All | All Customers | 5 | Average Weekday | CAISO | 1-in-2 | 2024 | 21 | 251.2853 | 255.6302 | 35.8665 | 65.1177 | 0
| All | All Customers | 5 | Average Weekday | CAISO | 1-in-2 | 2024 | 22 | 423.5414 | 446.7685 | 36.0556 | 62.9378 | 0
| All | All Customers | 5 | Average Weekday | CAISO | 1-in-2 | 2024 | 23 | 431.8507 | 456.5784 | 36.1055 | 61.6894 | 0
| All | All Customers | 5 | Average Weekday | CAISO | 1-in-2 | 2024 | 24 | 455.8007 | 488.5743 | 36.154 | 60.763 | 0
| All | All Customers | 5 | Monthly System Peak Day | CAISO | 1-in-2 | 2024 | 1 | 391.561 | 406.0878 | 36.1029 | 66.0352 | 0
| All | All Customers | 5 | Monthly System Peak Day | CAISO | 1-in-2 | 2024 | 2 | 380.3044 | 388.1505 | 36.0536 | 64.5273 | 0
| All | All Customers | 5 | Monthly System Peak Day | CAISO | 1-in-2 | 2024 | 3 | 483.6717 | 495.3881 | 36.0462 | 63.187 | 0
| All | All Customers | 5 | Monthly System Peak Day | CAISO | 1-in-2 | 2024 | 4 | 586.8177 | 603.4791 | 36.0303 | 61.7426 | 0
| All | All Customers | 5 | Monthly System Peak Day | CAISO | 1-in-2 | 2024 | 5 | 566.4371 | 586.4995 | 36.0337 | 60.4309 | 0
| All | All Customers | 5 | Monthly System Peak Day | CAISO | 1-in-2 | 2024 | 6 | 575.1566 | 599.3489 | 36.0198 | 59.7787 | 0
| All | All Customers | 5 | Monthly System Peak Day | CAISO | 1-in-2 | 2024 | 7 | 581.3121 | 598.1693 | 36.0323 | 59.5271 | 0
| All | All Customers | 5 | Monthly System Peak Day | CAISO | 1-in-2 | 2024 | 8 | 606.935 | 637.6973 | 36.1627 | 59.9304 | 0
| All | All Customers | 5 | Monthly System Peak Day | CAISO | 1-in-2 | 2024 | 9 | 538.0644 | 573.4659 | 36.2803 | 62.3035 | 0
| All | All Customers | 5 | Monthly System Peak Day | CAISO | 1-in-2 | 2024 | 10 | 528.0693 | 551.5797 | 36.1712 | 66.9258 | 0
| All | All Customers | 5 | Monthly System Peak Day | CAISO | 1-in-2 | 2024 | 11 | 513.8682 | 529.8968 | 36.2297 | 72.2923 | 0
| All | All Customers | 5 | Monthly System Peak Day | CAISO | 1-in-2 | 2024 | 12 | 501.5705 | 512.8733 | 36.2879 | 76.8891 | 0
| All | All Customers | 5 | Monthly System Peak Day | CAISO | 1-in-2 | 2024 | 13 | 417.3292 | 426.8235 | 36.3184 | 80.0617 | 0
| All | All Customers | 5 | Monthly System Peak Day | CAISO | 1-in-2 | 2024 | 14 | 390.6548 | 397.1432 | 36.2722 | 82.0963 | 0
| All | All Customers | 5 | Monthly System Peak Day | CAISO | 1-in-2 | 2024 | 15 | 349.2052 | 354.6423 | 36.1785 | 83.2494 | 0
| All | All Customers | 5 | Monthly System Peak Day | CAISO | 1-in-2 | 2024 | 16 | 302.1411 | 304.2716 | 36.0514 | 83.9157 | 0
| All | All Customers | 5 | Monthly System Peak Day | CAISO | 1-in-2 | 2024 | 17 | 274.8488 | 283.7441 | 35.8555 | 83.7217 | 0
| All | All Customers | 5 | Monthly System Peak Day | CAISO | 1-in-2 | 2024 | 18 | 260.8834 | 267.7141 | 35.8683 | 82.1785 | 0
| All | All Customers | 5 | Monthly System Peak Day | CAISO | 1-in-2 | 2024 | 19 | 250.3283 | 255.5491 | 35.9278 | 79.7652 | 0
| All | All Customers | 5 | Monthly System Peak Day | CAISO | 1-in-2 | 2024 | 20 | 240.1468 | 244.4908 | 35.8105 | 76.7701 | 0
| All | All Customers | 5 | Monthly System Peak Day | CAISO | 1-in-2 | 2024 | 21 | 251.2853 | 255.6302 | 35.8665 | 72.5823 | 0
| All | All Customers | 5 | Monthly System Peak Day | CAISO | 1-in-2 | 2024 | 22 | 423.5414 | 446.7685 | 36.0556 | 69.1974 | 0
| All | All Customers | 5 | Monthly System Peak Day | CAISO | 1-in-2 | 2024 | 23 | 431.8507 | 456.5784 | 36.1055 | 67.3572 | 0
| All | All Customers | 5 | Monthly System Peak Day | CAISO | 1-in-2 | 2024 | 24 | 455.8007 | 488.5743 | 36.154 | 65.3978 | 0
| All | All Customers | 6 | Average Weekday | CAISO | 1-in-2 | 2024 | 1 | 378.7142 | 407.7955 | 37.5797 | 63.3347 | 0
| All | All Customers | 6 | Average Weekday | CAISO | 1-in-2 | 2024 | 2 | 366.253 | 391.6293 | 37.5492 | 62.4336 | 0
| All | All Customers | 6 | Average Weekday | CAISO | 1-in-2 | 2024 | 3 | 461.184 | 498.7947 | 37.5424 | 61.6495 | 0
| All | All Customers | 6 | Average Weekday | CAISO | 1-in-2 | 2024 | 4 | 557.2669 | 605.9144 | 37.536 | 60.9868 | 0
| All | All Customers | 6 | Average Weekday | CAISO | 1-in-2 | 2024 | 5 | 536.7928 | 591.9862 | 37.548 | 60.4527 | 0
| All | All Customers | 6 | Average Weekday | CAISO | 1-in-2 | 2024 | 6 | 560.187 | 623.0743 | 37.5691 | 59.9373 | 0
| All | All Customers | 6 | Average Weekday | CAISO | 1-in-2 | 2024 | 7 | 573.7495 | 617.3812 | 37.7238 | 59.5165 | 0
| All | All Customers | 6 | Average Weekday | CAISO | 1-in-2 | 2024 | 8 | 593.3821 | 634.7714 | 37.598 | 60.1751 | 0
| All | All Customers | 6 | Average Weekday | CAISO | 1-in-2 | 2024 | 9 | 548.9403 | 564.9754 | 37.6448 | 62.3426 | 0
| All | All Customers | 6 | Average Weekday | CAISO | 1-in-2 | 2024 | 10 | 535.4484 | 545.0718 | 37.6976 | 65.1843 | 0
| All | All Customers | 6 | Average Weekday | CAISO | 1-in-2 | 2024 | 11 | 513.2994 | 518.7844 | 37.7529 | 68.3037 | 0
| All | All Customers | 6 | Average Weekday | CAISO | 1-in-2 | 2024 | 12 | 504.0583 | 516.502 | 37.7761 | 71.3783 | 0
| All | All Customers | 6 | Average Weekday | CAISO | 1-in-2 | 2024 | 13 | 419.9933 | 445.6167 | 37.8359 | 73.8767 | 0
| All | All Customers | 6 | Average Weekday | CAISO | 1-in-2 | 2024 | 14 | 390.548 | 410.3878 | 37.7945 | 75.8974 | 0
| All | All Customers | 6 | Average Weekday | CAISO | 1-in-2 | 2024 | 15 | 339.2772 | 356.3499 | 37.833 | 77.3669 | 0
| All | All Customers | 6 | Average Weekday | CAISO | 1-in-2 | 2024 | 16 | 296.9763 | 309.3893 | 37.9069 | 78.0876 | 0
| All | All Customers | 6 | Average Weekday | CAISO | 1-in-2 | 2024 | 17 | 274.4113 | 279.8002 | 37.7529 | 78.2813 | 0
| All | All Customers | 6 | Average Weekday | CAISO | 1-in-2 | 2024 | 18 | 252.4695 | 262.7546 | 37.7494 | 77.522 | 0
| All | All Customers | 6 | Average Weekday | CAISO | 1-in-2 | 2024 | 19 | 237.0337 | 262.6181 | 58.3345 | 76.0725 | 0
| All | All Customers | 6 | Average Weekday | CAISO | 1-in-2 | 2024 | 20 | 223.4595 | 249.6107 | 36.565 | 73.9133 | 0
| All | All Customers | 6 | Average Weekday | CAISO | 1-in-2 | 2024 | 21 | 240.4417 | 254.4858 | 37.6986 | 70.9037 | 0
| All | All Customers | 6 | Average Weekday | CAISO | 1-in-2 | 2024 | 22 | 398.1349 | 450.1303 | 37.4083 | 67.7811 | 0
| All | All Customers | 6 | Average Weekday | CAISO | 1-in-2 | 2024 | 23 | 424.9818 | 471.5671 | 37.5151 | 65.9071 | 0
| All | All Customers | 6 | Average Weekday | CAISO | 1-in-2 | 2024 | 24 | 450.5208 | 497.8388 | 37.57 | 64.6 | 0
| All | All Customers | 6 | Monthly System Peak Day | CAISO | 1-in-2 | 2024 | 1 | 378.7142 | 407.3817 | 36.0873 | 65.1783 | 0
| All | All Customers | 6 | Monthly System Peak Day | CAISO | 1-in-2 | 2024 | 2 | 366.253 | 386.7454 | 36.0902 | 64.4133 | 0
| All | All Customers | 6 | Monthly System Peak Day | CAISO | 1-in-2 | 2024 | 3 | 461.184 | 487.9299 | 36.0911 | 63.6826 | 0
| All | All Customers | 6 | Monthly System Peak Day | CAISO | 1-in-2 | 2024 | 4 | 557.2669 | 586.0766 | 36.0917 | 62.8256 | 0
| All | All Customers | 6 | Monthly System Peak Day | CAISO | 1-in-2 | 2024 | 5 | 536.7928 | 576.6788 | 36.0864 | 61.9409 | 0
| All | All Customers | 6 | Monthly System Peak Day | CAISO | 1-in-2 | 2024 | 6 | 560.187 | 606.2814 | 36.0766 | 60.9706 | 0
| All | All Customers | 6 | Monthly System Peak Day | CAISO | 1-in-2 | 2024 | 7 | 573.7495 | 598.8447 | 36.0441 | 60.3787 | 0
| All | All Customers | 6 | Monthly System Peak Day | CAISO | 1-in-2 | 2024 | 8 | 593.3821 | 622.4642 | 36.0977 | 61.0965 | 0
| All | All Customers | 6 | Monthly System Peak Day | CAISO | 1-in-2 | 2024 | 9 | 548.9403 | 569.4821 | 36.1188 | 64.0267 | 0
| All | All Customers | 6 | Monthly System Peak Day | CAISO | 1-in-2 | 2024 | 10 | 535.4484 | 549.5304 | 36.1029 | 67.4385 | 0
| All | All Customers | 6 | Monthly System Peak Day | CAISO | 1-in-2 | 2024 | 11 | 513.2994 | 525.6185 | 36.1319 | 70.8542 | 0
| All | All Customers | 6 | Monthly System Peak Day | CAISO | 1-in-2 | 2024 | 12 | 504.0583 | 518.6581 | 36.1644 | 74.4808 | 0
| All | All Customers | 6 | Monthly System Peak Day | CAISO | 1-in-2 | 2024 | 13 | 419.9933 | 439.4345 | 36.1755 | 77.8479 | 0
| All | All Customers | 6 | Monthly System Peak Day | CAISO | 1-in-2 | 2024 | 14 | 390.548 | 406.9202 | 36.1462 | 80.5575 | 0
| All | All Customers | 6 | Monthly System Peak Day | CAISO | 1-in-2 | 2024 | 15 | 339.2772 | 353.7753 | 36.0802 | 82.9364 | 0
| All | All Customers | 6 | Monthly System Peak Day | CAISO | 1-in-2 | 2024 | 16 | 296.9763 | 299.8622 | 36.0283 | 83.8572 | 0
| All | All Customers | 6 | Monthly System Peak Day | CAISO | 1-in-2 | 2024 | 17 | 274.4113 | 283.6952 | 36.3158 | 83.7264 | 0
| All | All Customers | 6 | Monthly System Peak Day | CAISO | 1-in-2 | 2024 | 18 | 252.4695 | 267.4696 | 36.3376 | 82.8692 | 0
| All | All Customers | 6 | Monthly System Peak Day | CAISO | 1-in-2 | 2024 | 19 | 237.0337 | 259.9741 | 38.9014 | 81.209 | 0
| All | All Customers | 6 | Monthly System Peak Day | CAISO | 1-in-2 | 2024 | 20 | 223.4595 | 243.0335 | 36.2872 | 78.5744 | 0
| All | All Customers | 6 | Monthly System Peak Day | CAISO | 1-in-2 | 2024 | 21 | 240.4417 | 256.464 | 36.5592 | 74.7466 | 0
| All | All Customers | 6 | Monthly System Peak Day | CAISO | 1-in-2 | 2024 | 22 | 398.1349 | 431.6792 | 36.1561 | 70.611 | 0
| All | All Customers | 6 | Monthly System Peak Day | CAISO | 1-in-2 | 2024 | 23 | 424.9818 | 458.9926 | 36.1174 | 68.0692 | 0
| All | All Customers | 6 | Monthly System Peak Day | CAISO | 1-in-2 | 2024 | 24 | 450.5208 | 492.1135 | 36.099 | 66.6308 | 0
| All | All Customers | 7 | Average Weekday | CAISO | 1-in-2 | 2024 | 1 | 379.7656 | 407.252 | 38.86 | 68.1243 | 0
| All | All Customers | 7 | Average Weekday | CAISO | 1-in-2 | 2024 | 2 | 377.5898 | 396.7115 | 38.8556 | 67.4089 | 0
| All | All Customers | 7 | Average Weekday | CAISO | 1-in-2 | 2024 | 3 | 464.1732 | 489.7795 | 38.8544 | 66.7668 | 0
| All | All Customers | 7 | Average Weekday | CAISO | 1-in-2 | 2024 | 4 | 561.0884 | 591.244 | 38.8522 | 66.2032 | 0
| All | All Customers | 7 | Average Weekday | CAISO | 1-in-2 | 2024 | 5 | 543.909 | 584.4058 | 38.8497 | 65.7063 | 0
| All | All Customers | 7 | Average Weekday | CAISO | 1-in-2 | 2024 | 6 | 551.934 | 595.9696 | 38.8433 | 65.2472 | 0
| All | All Customers | 7 | Average Weekday | CAISO | 1-in-2 | 2024 | 7 | 557.5113 | 579.7103 | 38.8435 | 64.9139 | 0
| All | All Customers | 7 | Average Weekday | CAISO | 1-in-2 | 2024 | 8 | 574.4961 | 603.6957 | 38.8745 | 65.3722 | 0
| All | All Customers | 7 | Average Weekday | CAISO | 1-in-2 | 2024 | 9 | 519.7475 | 539.5928 | 38.9075 | 67.4307 | 0
| All | All Customers | 7 | Average Weekday | CAISO | 1-in-2 | 2024 | 10 | 508.5826 | 521.52 | 38.9063 | 70.1693 | 0
| All | All Customers | 7 | Average Weekday | CAISO | 1-in-2 | 2024 | 11 | 491.7065 | 503.4869 | 38.9418 | 73.2355 | 0
| All | All Customers | 7 | Average Weekday | CAISO | 1-in-2 | 2024 | 12 | 483.5918 | 498.673 | 38.9763 | 76.3415 | 0
| All | All Customers | 7 | Average Weekday | CAISO | 1-in-2 | 2024 | 13 | 398.4692 | 416.2092 | 38.9919 | 78.8269 | 0
| All | All Customers | 7 | Average Weekday | CAISO | 1-in-2 | 2024 | 14 | 372.4819 | 387.8578 | 38.9604 | 80.7152 | 0
| All | All Customers | 7 | Average Weekday | CAISO | 1-in-2 | 2024 | 15 | 327.2304 | 341.3488 | 38.9015 | 82.0515 | 0
| All | All Customers | 7 | Average Weekday | CAISO | 1-in-2 | 2024 | 16 | 279.9429 | 280.7575 | 38.859 | 82.5892 | 0
| All | All Customers | 7 | Average Weekday | CAISO | 1-in-2 | 2024 | 17 | 261.2017 | 269.1987 | 39.2649 | 82.6471 | 0
| All | All Customers | 7 | Average Weekday | CAISO | 1-in-2 | 2024 | 18 | 247.4772 | 259.8543 | 39.2878 | 81.8483 | 0
| All | All Customers | 7 | Average Weekday | CAISO | 1-in-2 | 2024 | 19 | 233.9118 | 255.2591 | 39.8981 | 80.2734 | 0
| All | All Customers | 7 | Average Weekday | CAISO | 1-in-2 | 2024 | 20 | 228.5692 | 243.9114 | 38.8204 | 78.0883 | 0
| All | All Customers | 7 | Average Weekday | CAISO | 1-in-2 | 2024 | 21 | 249.4284 | 261.7601 | 39.2973 | 75.1032 | 0
| All | All Customers | 7 | Average Weekday | CAISO | 1-in-2 | 2024 | 22 | 406.4112 | 441.881 | 38.835 | 71.9933 | 0
| All | All Customers | 7 | Average Weekday | CAISO | 1-in-2 | 2024 | 23 | 424.3903 | 454.8469 | 38.847 | 70.1118 | 0
| All | All Customers | 7 | Average Weekday | CAISO | 1-in-2 | 2024 | 24 | 445.5641 | 484.6394 | 38.8632 | 68.9207 | 0
| All | All Customers | 7 | Monthly System Peak Day | CAISO | 1-in-2 | 2024 | 1 | 379.7656 | 372.0344 | 38.8726 | 72.9888 | 0
| All | All Customers | 7 | Monthly System Peak Day | CAISO | 1-in-2 | 2024 | 2 | 377.5898 | 350.8518 | 38.8573 | 71.9767 | 0
| All | All Customers | 7 | Monthly System Peak Day | CAISO | 1-in-2 | 2024 | 3 | 464.1732 | 414.5356 | 38.8557 | 71.1561 | 0
| All | All Customers | 7 | Monthly System Peak Day | CAISO | 1-in-2 | 2024 | 4 | 561.0884 | 486.7823 | 38.8524 | 70.4084 | 0
| All | All Customers | 7 | Monthly System Peak Day | CAISO | 1-in-2 | 2024 | 5 | 543.909 | 486.5997 | 38.8606 | 69.7948 | 0
| All | All Customers | 7 | Monthly System Peak Day | CAISO | 1-in-2 | 2024 | 6 | 551.934 | 510.5843 | 38.8751 | 69.2437 | 0
| All | All Customers | 7 | Monthly System Peak Day | CAISO | 1-in-2 | 2024 | 7 | 557.5113 | 502.6485 | 38.9242 | 68.7555 | 0
| All | All Customers | 7 | Monthly System Peak Day | CAISO | 1-in-2 | 2024 | 8 | 574.4961 | 532.3747 | 38.8913 | 69.0524 | 0
| All | All Customers | 7 | Monthly System Peak Day | CAISO | 1-in-2 | 2024 | 9 | 519.7475 | 493.4814 | 38.8943 | 71.8808 | 0
| All | All Customers | 7 | Monthly System Peak Day | CAISO | 1-in-2 | 2024 | 10 | 508.5826 | 472.0336 | 38.8851 | 75.8307 | 0
| All | All Customers | 7 | Monthly System Peak Day | CAISO | 1-in-2 | 2024 | 11 | 491.7065 | 456.6016 | 38.8952 | 80.1612 | 0
| All | All Customers | 7 | Monthly System Peak Day | CAISO | 1-in-2 | 2024 | 12 | 483.5918 | 448.897 | 38.9061 | 83.938 | 0
| All | All Customers | 7 | Monthly System Peak Day | CAISO | 1-in-2 | 2024 | 13 | 398.4692 | 381.6299 | 38.9182 | 86.7532 | 0
| All | All Customers | 7 | Monthly System Peak Day | CAISO | 1-in-2 | 2024 | 14 | 372.4819 | 357.1605 | 38.9126 | 88.7184 | 0
| All | All Customers | 7 | Monthly System Peak Day | CAISO | 1-in-2 | 2024 | 15 | 327.2304 | 316.1816 | 38.9298 | 90.0491 | 0
| All | All Customers | 7 | Monthly System Peak Day | CAISO | 1-in-2 | 2024 | 16 | 279.9429 | 254.9708 | 38.9283 | 90.1765 | 0
| All | All Customers | 7 | Monthly System Peak Day | CAISO | 1-in-2 | 2024 | 17 | 261.2017 | 271.9124 | 38.8045 | 90.1344 | 0
| All | All Customers | 7 | Monthly System Peak Day | CAISO | 1-in-2 | 2024 | 18 | 247.4772 | 270.2313 | 38.8946 | 88.7935 | 0
| All | All Customers | 7 | Monthly System Peak Day | CAISO | 1-in-2 | 2024 | 19 | 233.9118 | 229.8096 | 38.4798 | 87.2215 | 0
| All | All Customers | 7 | Monthly System Peak Day | CAISO | 1-in-2 | 2024 | 20 | 228.5692 | 251.3851 | 38.2464 | 84.5514 | 0
| All | All Customers | 7 | Monthly System Peak Day | CAISO | 1-in-2 | 2024 | 21 | 249.4284 | 235.2032 | 39.4505 | 81.7859 | 0
| All | All Customers | 7 | Monthly System Peak Day | CAISO | 1-in-2 | 2024 | 22 | 406.4112 | 391.8643 | 38.982 | 79.4073 | 0
| All | All Customers | 7 | Monthly System Peak Day | CAISO | 1-in-2 | 2024 | 23 | 424.3903 | 391.9915 | 38.8875 | 77.6157 | 0
| All | All Customers | 7 | Monthly System Peak Day | CAISO | 1-in-2 | 2024 | 24 | 445.5641 | 421.9083 | 38.8808 | 76.1959 | 0
| All | All Customers | 8 | Average Weekday | CAISO | 1-in-2 | 2024 | 1 | 400.5187 | 431.8069 | 36.2994 | 68.6048 | 0
| All | All Customers | 8 | Average Weekday | CAISO | 1-in-2 | 2024 | 2 | 386.5544 | 408.6483 | 36.2946 | 67.7051 | 0
| All | All Customers | 8 | Average Weekday | CAISO | 1-in-2 | 2024 | 3 | 469.3848 | 495.4081 | 36.2932 | 66.9073 | 0
| All | All Customers | 8 | Average Weekday | CAISO | 1-in-2 | 2024 | 4 | 573.0036 | 603.7424 | 36.2901 | 66.1811 | 0
| All | All Customers | 8 | Average Weekday | CAISO | 1-in-2 | 2024 | 5 | 548.7734 | 590.2194 | 36.2875 | 65.5312 | 0
| All | All Customers | 8 | Average Weekday | CAISO | 1-in-2 | 2024 | 6 | 561.0876 | 608.6349 | 36.2802 | 64.9865 | 0
| All | All Customers | 8 | Average Weekday | CAISO | 1-in-2 | 2024 | 7 | 575.1281 | 602.5147 | 36.2866 | 64.5957 | 0
| All | All Customers | 8 | Average Weekday | CAISO | 1-in-2 | 2024 | 8 | 585.4331 | 617.8355 | 36.3154 | 64.5927 | 0
| All | All Customers | 8 | Average Weekday | CAISO | 1-in-2 | 2024 | 9 | 525.6275 | 546.5595 | 36.3504 | 66.6332 | 0
| All | All Customers | 8 | Average Weekday | CAISO | 1-in-2 | 2024 | 10 | 516.6148 | 530.4802 | 36.3547 | 69.8708 | 0
| All | All Customers | 8 | Average Weekday | CAISO | 1-in-2 | 2024 | 11 | 496.0067 | 508.7796 | 36.3881 | 73.6852 | 0
| All | All Customers | 8 | Average Weekday | CAISO | 1-in-2 | 2024 | 12 | 484.9801 | 501.2813 | 36.417 | 77.4375 | 0
| All | All Customers | 8 | Average Weekday | CAISO | 1-in-2 | 2024 | 13 | 408.7554 | 428.8365 | 36.4322 | 80.3669 | 0
| All | All Customers | 8 | Average Weekday | CAISO | 1-in-2 | 2024 | 14 | 380.4013 | 397.2276 | 36.4019 | 82.5867 | 0
| All | All Customers | 8 | Average Weekday | CAISO | 1-in-2 | 2024 | 15 | 335.3239 | 350.3999 | 36.3479 | 83.9652 | 0
| All | All Customers | 8 | Average Weekday | CAISO | 1-in-2 | 2024 | 16 | 288.8752 | 292.9062 | 36.3099 | 84.4882 | 0
| All | All Customers | 8 | Average Weekday | CAISO | 1-in-2 | 2024 | 17 | 271.489 | 278.8661 | 36.6736 | 84.5142 | 0
| All | All Customers | 8 | Average Weekday | CAISO | 1-in-2 | 2024 | 18 | 248.2912 | 262.3409 | 36.7301 | 83.6598 | 0
| All | All Customers | 8 | Average Weekday | CAISO | 1-in-2 | 2024 | 19 | 235.1082 | 258.7123 | 37.6139 | 81.9995 | 0
| All | All Customers | 8 | Average Weekday | CAISO | 1-in-2 | 2024 | 20 | 235.3056 | 254.7151 | 36.4919 | 79.4151 | 0
| All | All Customers | 8 | Average Weekday | CAISO | 1-in-2 | 2024 | 21 | 260.1029 | 275.861 | 36.867 | 75.7188 | 0
| All | All Customers | 8 | Average Weekday | CAISO | 1-in-2 | 2024 | 22 | 419.6686 | 452.0399 | 36.2637 | 72.7525 | 0
| All | All Customers | 8 | Average Weekday | CAISO | 1-in-2 | 2024 | 23 | 441.4359 | 476.8992 | 36.2759 | 70.9434 | 0
| All | All Customers | 8 | Average Weekday | CAISO | 1-in-2 | 2024 | 24 | 466.1954 | 509.1089 | 36.2997 | 69.6999 | 0
| All | All Customers | 8 | Monthly System Peak Day | CAISO | 1-in-2 | 2024 | 1 | 400.5187 | 392.8772 | 30.7818 | 77.4193 | 0
| All | All Customers | 8 | Monthly System Peak Day | CAISO | 1-in-2 | 2024 | 2 | 386.5544 | 361.6599 | 30.7657 | 76.4867 | 0
| All | All Customers | 8 | Monthly System Peak Day | CAISO | 1-in-2 | 2024 | 3 | 469.3848 | 425.6719 | 30.7645 | 75.8197 | 0
| All | All Customers | 8 | Monthly System Peak Day | CAISO | 1-in-2 | 2024 | 4 | 573.0036 | 501.3162 | 30.7616 | 75.0382 | 0
| All | All Customers | 8 | Monthly System Peak Day | CAISO | 1-in-2 | 2024 | 5 | 548.7734 | 495.2231 | 30.7704 | 74.43 | 0
| All | All Customers | 8 | Monthly System Peak Day | CAISO | 1-in-2 | 2024 | 6 | 561.0876 | 518.119 | 30.7871 | 73.8497 | 0
| All | All Customers | 8 | Monthly System Peak Day | CAISO | 1-in-2 | 2024 | 7 | 575.1281 | 520.9965 | 30.8335 | 73.3443 | 0
| All | All Customers | 8 | Monthly System Peak Day | CAISO | 1-in-2 | 2024 | 8 | 585.4331 | 541.8241 | 30.7998 | 73.4335 | 0
| All | All Customers | 8 | Monthly System Peak Day | CAISO | 1-in-2 | 2024 | 9 | 525.6275 | 501.3818 | 30.8011 | 75.3901 | 0
| All | All Customers | 8 | Monthly System Peak Day | CAISO | 1-in-2 | 2024 | 10 | 516.6148 | 481.8248 | 30.785 | 79.1548 | 0
| All | All Customers | 8 | Monthly System Peak Day | CAISO | 1-in-2 | 2024 | 11 | 496.0067 | 460.0347 | 30.7978 | 83.321 | 0
| All | All Customers | 8 | Monthly System Peak Day | CAISO | 1-in-2 | 2024 | 12 | 484.9801 | 449.2309 | 30.8161 | 87.2646 | 0
| All | All Customers | 8 | Monthly System Peak Day | CAISO | 1-in-2 | 2024 | 13 | 408.7554 | 392.7445 | 30.8305 | 89.9422 | 0
| All | All Customers | 8 | Monthly System Peak Day | CAISO | 1-in-2 | 2024 | 14 | 380.4013 | 366.3306 | 30.8251 | 91.5728 | 0
| All | All Customers | 8 | Monthly System Peak Day | CAISO | 1-in-2 | 2024 | 15 | 335.3239 | 325.6452 | 30.8411 | 92.0932 | 0
| All | All Customers | 8 | Monthly System Peak Day | CAISO | 1-in-2 | 2024 | 16 | 288.8752 | 267.4921 | 30.8301 | 91.7959 | 0
| All | All Customers | 8 | Monthly System Peak Day | CAISO | 1-in-2 | 2024 | 17 | 271.489 | 281.2834 | 30.6489 | 91.068 | 0
| All | All Customers | 8 | Monthly System Peak Day | CAISO | 1-in-2 | 2024 | 18 | 248.2912 | 273.1015 | 30.741 | 88.9463 | 0
| All | All Customers | 8 | Monthly System Peak Day | CAISO | 1-in-2 | 2024 | 19 | 235.1082 | 232.6868 | 30.3982 | 86.9459 | 0
| All | All Customers | 8 | Monthly System Peak Day | CAISO | 1-in-2 | 2024 | 20 | 235.3056 | 226.0451 | 30.2548 | 85.1234 | 0
| All | All Customers | 8 | Monthly System Peak Day | CAISO | 1-in-2 | 2024 | 21 | 260.1029 | 240.2359 | 31.5293 | 82.4149 | 0
| All | All Customers | 8 | Monthly System Peak Day | CAISO | 1-in-2 | 2024 | 22 | 419.6686 | 394.6645 | 30.9361 | 80.4488 | 0
| All | All Customers | 8 | Monthly System Peak Day | CAISO | 1-in-2 | 2024 | 23 | 441.4359 | 415.4253 | 30.814 | 79.2153 | 0
| All | All Customers | 8 | Monthly System Peak Day | CAISO | 1-in-2 | 2024 | 24 | 466.1954 | 446.6131 | 30.7944 | 78.199 | 0
| All | All Customers | 8 | Typical Event Day | CAISO | 1-in-2 | 2024 | 1 | 400.5187 | 392.8772 | 30.7818 | 73.4051 | 0
| All | All Customers | 8 | Typical Event Day | CAISO | 1-in-2 | 2024 | 2 | 386.5544 | 361.6599 | 30.7657 | 72.4025 | 0
| All | All Customers | 8 | Typical Event Day | CAISO | 1-in-2 | 2024 | 3 | 469.3848 | 425.6719 | 30.7645 | 71.5741 | 0
| All | All Customers | 8 | Typical Event Day | CAISO | 1-in-2 | 2024 | 4 | 573.0036 | 501.3162 | 30.7616 | 70.6868 | 0
| All | All Customers | 8 | Typical Event Day | CAISO | 1-in-2 | 2024 | 5 | 548.7734 | 495.2231 | 30.7704 | 69.9353 | 0
| All | All Customers | 8 | Typical Event Day | CAISO | 1-in-2 | 2024 | 6 | 561.0876 | 518.119 | 30.7871 | 69.1851 | 0
| All | All Customers | 8 | Typical Event Day | CAISO | 1-in-2 | 2024 | 7 | 575.1281 | 520.9965 | 30.8335 | 68.8033 | 0
| All | All Customers | 8 | Typical Event Day | CAISO | 1-in-2 | 2024 | 8 | 585.4331 | 541.8241 | 30.7998 | 69.1331 | 0
| All | All Customers | 8 | Typical Event Day | CAISO | 1-in-2 | 2024 | 9 | 525.6275 | 501.3818 | 30.8011 | 71.4605 | 0
| All | All Customers | 8 | Typical Event Day | CAISO | 1-in-2 | 2024 | 10 | 516.6148 | 481.8248 | 30.785 | 75.3733 | 0
| All | All Customers | 8 | Typical Event Day | CAISO | 1-in-2 | 2024 | 11 | 496.0067 | 460.0347 | 30.7978 | 79.9165 | 0
| All | All Customers | 8 | Typical Event Day | CAISO | 1-in-2 | 2024 | 12 | 484.9801 | 449.2309 | 30.8161 | 83.9787 | 0
| All | All Customers | 8 | Typical Event Day | CAISO | 1-in-2 | 2024 | 13 | 408.7554 | 392.7445 | 30.8305 | 86.922 | 0
| All | All Customers | 8 | Typical Event Day | CAISO | 1-in-2 | 2024 | 14 | 380.4013 | 366.3306 | 30.8251 | 88.9751 | 0
| All | All Customers | 8 | Typical Event Day | CAISO | 1-in-2 | 2024 | 15 | 335.3239 | 325.6452 | 30.8411 | 90.218 | 0
| All | All Customers | 8 | Typical Event Day | CAISO | 1-in-2 | 2024 | 16 | 288.8752 | 267.4921 | 30.8301 | 90.1807 | 0
| All | All Customers | 8 | Typical Event Day | CAISO | 1-in-2 | 2024 | 17 | 271.489 | 281.2834 | 30.6489 | 89.7365 | 0
| All | All Customers | 8 | Typical Event Day | CAISO | 1-in-2 | 2024 | 18 | 248.2912 | 273.1015 | 30.741 | 88.3079 | 0
| All | All Customers | 8 | Typical Event Day | CAISO | 1-in-2 | 2024 | 19 | 235.1082 | 232.6868 | 30.3982 | 86.7359 | 0
| All | All Customers | 8 | Typical Event Day | CAISO | 1-in-2 | 2024 | 20 | 235.3056 | 226.0451 | 30.2548 | 84.5226 | 0
| All | All Customers | 8 | Typical Event Day | CAISO | 1-in-2 | 2024 | 21 | 260.1029 | 240.2359 | 31.5293 | 81.4099 | 0
| All | All Customers | 8 | Typical Event Day | CAISO | 1-in-2 | 2024 | 22 | 419.6686 | 394.6645 | 30.9361 | 78.7501 | 0
| All | All Customers | 8 | Typical Event Day | CAISO | 1-in-2 | 2024 | 23 | 441.4359 | 415.4253 | 30.814 | 76.8364 | 0
| All | All Customers | 8 | Typical Event Day | CAISO | 1-in-2 | 2024 | 24 | 466.1954 | 446.6131 | 30.7944 | 75.429 | 0
| All | All Customers | 9 | Average Weekday | CAISO | 1-in-2 | 2024 | 1 | 369.3347 | 390.5257 | 39.0036 | 68.316 | 0
| All | All Customers | 9 | Average Weekday | CAISO | 1-in-2 | 2024 | 2 | 366.0369 | 376.8596 | 38.9986 | 67.4937 | 0
| All | All Customers | 9 | Average Weekday | CAISO | 1-in-2 | 2024 | 3 | 462.6053 | 469.6135 | 38.9971 | 66.7808 | 0
| All | All Customers | 9 | Average Weekday | CAISO | 1-in-2 | 2024 | 4 | 568.715 | 579.4476 | 38.9963 | 66.1786 | 0
| All | All Customers | 9 | Average Weekday | CAISO | 1-in-2 | 2024 | 5 | 533.3663 | 551.3773 | 38.9935 | 65.6256 | 0
| All | All Customers | 9 | Average Weekday | CAISO | 1-in-2 | 2024 | 6 | 534.3499 | 563.0833 | 38.9877 | 65.1016 | 0
| All | All Customers | 9 | Average Weekday | CAISO | 1-in-2 | 2024 | 7 | 559.6155 | 578.4205 | 38.9785 | 64.7812 | 0
| All | All Customers | 9 | Average Weekday | CAISO | 1-in-2 | 2024 | 8 | 559.1078 | 575.7993 | 39.0126 | 64.6266 | 0
| All | All Customers | 9 | Average Weekday | CAISO | 1-in-2 | 2024 | 9 | 497.8471 | 514.5509 | 39.0475 | 65.6899 | 0
| All | All Customers | 9 | Average Weekday | CAISO | 1-in-2 | 2024 | 10 | 495.3584 | 504.6926 | 39.0441 | 68.5077 | 0
| All | All Customers | 9 | Average Weekday | CAISO | 1-in-2 | 2024 | 11 | 478.5198 | 487.1396 | 39.0868 | 72.1253 | 0
| All | All Customers | 9 | Average Weekday | CAISO | 1-in-2 | 2024 | 12 | 469.4914 | 478.5818 | 39.1302 | 75.8349 | 0
| All | All Customers | 9 | Average Weekday | CAISO | 1-in-2 | 2024 | 13 | 403.4518 | 414.1194 | 39.149 | 78.9256 | 0
| All | All Customers | 9 | Average Weekday | CAISO | 1-in-2 | 2024 | 14 | 371.4743 | 381.5376 | 39.1143 | 81.0944 | 0
| All | All Customers | 9 | Average Weekday | CAISO | 1-in-2 | 2024 | 15 | 333.013 | 342.8362 | 39.044 | 82.2777 | 0
| All | All Customers | 9 | Average Weekday | CAISO | 1-in-2 | 2024 | 16 | 302.053 | 301.4095 | 38.9934 | 82.6823 | 0
| All | All Customers | 9 | Average Weekday | CAISO | 1-in-2 | 2024 | 17 | 275.1062 | 287.8997 | 39.2269 | 82.4032 | 0
| All | All Customers | 9 | Average Weekday | CAISO | 1-in-2 | 2024 | 18 | 256.5411 | 274.3983 | 39.1494 | 81.3068 | 0
| All | All Customers | 9 | Average Weekday | CAISO | 1-in-2 | 2024 | 19 | 259.7061 | 270.2869 | 40.3975 | 79.4223 | 0
| All | All Customers | 9 | Average Weekday | CAISO | 1-in-2 | 2024 | 20 | 260.3827 | 268.9435 | 38.8615 | 76.486 | 0
| All | All Customers | 9 | Average Weekday | CAISO | 1-in-2 | 2024 | 21 | 276.9117 | 286.8989 | 39.0279 | 73.3934 | 0
| All | All Customers | 9 | Average Weekday | CAISO | 1-in-2 | 2024 | 22 | 418.9678 | 441.9948 | 38.9567 | 71.5787 | 0
| All | All Customers | 9 | Average Weekday | CAISO | 1-in-2 | 2024 | 23 | 421.1835 | 443.8179 | 39.0066 | 70.2693 | 0
| All | All Customers | 9 | Average Weekday | CAISO | 1-in-2 | 2024 | 24 | 435.5126 | 467.0767 | 39.011 | 69.1577 | 0
| All | All Customers | 9 | Monthly System Peak Day | CAISO | 1-in-2 | 2024 | 1 | 369.3347 | 353.0199 | 39.085 | 78.125 | 0
| All | All Customers | 9 | Monthly System Peak Day | CAISO | 1-in-2 | 2024 | 2 | 366.0369 | 330.6968 | 39.0712 | 76.8197 | 0
| All | All Customers | 9 | Monthly System Peak Day | CAISO | 1-in-2 | 2024 | 3 | 462.6053 | 399.993 | 39.0697 | 75.7144 | 0
| All | All Customers | 9 | Monthly System Peak Day | CAISO | 1-in-2 | 2024 | 4 | 568.715 | 468.2276 | 39.0654 | 74.5539 | 0
| All | All Customers | 9 | Monthly System Peak Day | CAISO | 1-in-2 | 2024 | 5 | 533.3663 | 447.1781 | 39.0727 | 73.6467 | 0
| All | All Customers | 9 | Monthly System Peak Day | CAISO | 1-in-2 | 2024 | 6 | 534.3499 | 459.9809 | 39.0845 | 72.727 | 0
| All | All Customers | 9 | Monthly System Peak Day | CAISO | 1-in-2 | 2024 | 7 | 559.6155 | 484.8931 | 39.1391 | 72.7754 | 0
| All | All Customers | 9 | Monthly System Peak Day | CAISO | 1-in-2 | 2024 | 8 | 559.1078 | 486.9106 | 39.1061 | 72.9892 | 0
| All | All Customers | 9 | Monthly System Peak Day | CAISO | 1-in-2 | 2024 | 9 | 497.8471 | 466.1003 | 39.1095 | 74.5886 | 0
| All | All Customers | 9 | Monthly System Peak Day | CAISO | 1-in-2 | 2024 | 10 | 495.3584 | 450.9097 | 39.1065 | 79.1186 | 0
| All | All Customers | 9 | Monthly System Peak Day | CAISO | 1-in-2 | 2024 | 11 | 478.5198 | 433.5573 | 39.1101 | 85.4022 | 0
| All | All Customers | 9 | Monthly System Peak Day | CAISO | 1-in-2 | 2024 | 12 | 469.4914 | 424.7793 | 39.1098 | 90.3139 | 0
| All | All Customers | 9 | Monthly System Peak Day | CAISO | 1-in-2 | 2024 | 13 | 403.4518 | 371.459 | 39.1184 | 93.2416 | 0
| All | All Customers | 9 | Monthly System Peak Day | CAISO | 1-in-2 | 2024 | 14 | 371.4743 | 345.3043 | 39.1147 | 95.1605 | 0
| All | All Customers | 9 | Monthly System Peak Day | CAISO | 1-in-2 | 2024 | 15 | 333.013 | 313.7443 | 39.1396 | 95.8918 | 0
| All | All Customers | 9 | Monthly System Peak Day | CAISO | 1-in-2 | 2024 | 16 | 302.053 | 270.7439 | 39.1493 | 95.0094 | 0
| All | All Customers | 9 | Monthly System Peak Day | CAISO | 1-in-2 | 2024 | 17 | 275.1062 | 285.9802 | 39.0263 | 94.1512 | 0
| All | All Customers | 9 | Monthly System Peak Day | CAISO | 1-in-2 | 2024 | 18 | 256.5411 | 280.3152 | 39.0354 | 92.7581 | 0
| All | All Customers | 9 | Monthly System Peak Day | CAISO | 1-in-2 | 2024 | 19 | 259.7061 | 231.3565 | 39.5189 | 91.6898 | 0
| All | All Customers | 9 | Monthly System Peak Day | CAISO | 1-in-2 | 2024 | 20 | 260.3827 | 220.3383 | 38.2132 | 89.9475 | 0
| All | All Customers | 9 | Monthly System Peak Day | CAISO | 1-in-2 | 2024 | 21 | 276.9117 | 245.9052 | 39.1851 | 86.7863 | 0
| All | All Customers | 9 | Monthly System Peak Day | CAISO | 1-in-2 | 2024 | 22 | 418.9678 | 376.7251 | 39.1896 | 84.6305 | 0
| All | All Customers | 9 | Monthly System Peak Day | CAISO | 1-in-2 | 2024 | 23 | 421.1835 | 375.3736 | 39.0788 | 82.5528 | 0
| All | All Customers | 9 | Monthly System Peak Day | CAISO | 1-in-2 | 2024 | 24 | 435.5126 | 399.6432 | 39.0876 | 80.8011 | 0
| All | All Customers | 10 | Average Weekday | CAISO | 1-in-2 | 2024 | 1 | 396.3725 | 410.2602 | 36.1936 | 63.1078 | 0
| All | All Customers | 10 | Average Weekday | CAISO | 1-in-2 | 2024 | 2 | 374.9754 | 382.2005 | 36.0964 | 62.2306 | 0
| All | All Customers | 10 | Average Weekday | CAISO | 1-in-2 | 2024 | 3 | 468.9156 | 478.9274 | 36.0826 | 61.3429 | 0
| All | All Customers | 10 | Average Weekday | CAISO | 1-in-2 | 2024 | 4 | 576.1707 | 591.0979 | 36.0494 | 60.6521 | 0
| All | All Customers | 10 | Average Weekday | CAISO | 1-in-2 | 2024 | 5 | 580.7927 | 597.8546 | 36.0553 | 59.9614 | 0
| All | All Customers | 10 | Average Weekday | CAISO | 1-in-2 | 2024 | 6 | 593.3194 | 614.4036 | 36.0231 | 59.4727 | 0
| All | All Customers | 10 | Average Weekday | CAISO | 1-in-2 | 2024 | 7 | 602.0191 | 617.7917 | 36.0366 | 59.0885 | 0
| All | All Customers | 10 | Average Weekday | CAISO | 1-in-2 | 2024 | 8 | 625.7188 | 651.4166 | 36.2967 | 58.8572 | 0
| All | All Customers | 10 | Average Weekday | CAISO | 1-in-2 | 2024 | 9 | 564.6526 | 601.759 | 36.5606 | 59.2786 | 0
| All | All Customers | 10 | Average Weekday | CAISO | 1-in-2 | 2024 | 10 | 550.606 | 570.4808 | 36.3345 | 61.808 | 0
| All | All Customers | 10 | Average Weekday | CAISO | 1-in-2 | 2024 | 11 | 541.8837 | 556.9167 | 36.4645 | 65.2524 | 0
| All | All Customers | 10 | Average Weekday | CAISO | 1-in-2 | 2024 | 12 | 524.9621 | 536.4396 | 36.6078 | 68.7871 | 0
| All | All Customers | 10 | Average Weekday | CAISO | 1-in-2 | 2024 | 13 | 432.7578 | 441.6661 | 36.7036 | 71.7612 | 0
| All | All Customers | 10 | Average Weekday | CAISO | 1-in-2 | 2024 | 14 | 383.1772 | 389.2332 | 36.5948 | 73.8981 | 0
| All | All Customers | 10 | Average Weekday | CAISO | 1-in-2 | 2024 | 15 | 340.1593 | 345.2501 | 36.3774 | 75.2877 | 0
| All | All Customers | 10 | Average Weekday | CAISO | 1-in-2 | 2024 | 16 | 294.0502 | 295.9997 | 36.0947 | 76.0881 | 0
| All | All Customers | 10 | Average Weekday | CAISO | 1-in-2 | 2024 | 17 | 274.9602 | 283.2591 | 35.8507 | 75.9371 | 0
| All | All Customers | 10 | Average Weekday | CAISO | 1-in-2 | 2024 | 18 | 267.4822 | 273.9476 | 35.8782 | 74.9092 | 0
| All | All Customers | 10 | Average Weekday | CAISO | 1-in-2 | 2024 | 19 | 258.3575 | 262.8942 | 36.3915 | 72.9505 | 0
| All | All Customers | 10 | Average Weekday | CAISO | 1-in-2 | 2024 | 20 | 259.917 | 263.9413 | 35.8105 | 70.0551 | 0
| All | All Customers | 10 | Average Weekday | CAISO | 1-in-2 | 2024 | 21 | 267.6758 | 271.946 | 35.8795 | 67.8774 | 0
| All | All Customers | 10 | Average Weekday | CAISO | 1-in-2 | 2024 | 22 | 438.8105 | 461.0501 | 36.082 | 66.2813 | 0
| All | All Customers | 10 | Average Weekday | CAISO | 1-in-2 | 2024 | 23 | 427.6323 | 451.0824 | 36.1787 | 65.0082 | 0
| All | All Customers | 10 | Average Weekday | CAISO | 1-in-2 | 2024 | 24 | 444.8675 | 476.438 | 36.2897 | 63.8932 | 0
| All | All Customers | 10 | Monthly System Peak Day | CAISO | 1-in-2 | 2024 | 1 | 396.3725 | 424.3058 | 35.7985 | 72.877 | 0
| All | All Customers | 10 | Monthly System Peak Day | CAISO | 1-in-2 | 2024 | 2 | 374.9754 | 389.5058 | 35.843 | 71.5784 | 0
| All | All Customers | 10 | Monthly System Peak Day | CAISO | 1-in-2 | 2024 | 3 | 468.9156 | 487.1531 | 35.8498 | 70.5997 | 0
| All | All Customers | 10 | Monthly System Peak Day | CAISO | 1-in-2 | 2024 | 4 | 576.1707 | 596.097 | 35.8718 | 69.2951 | 0
| All | All Customers | 10 | Monthly System Peak Day | CAISO | 1-in-2 | 2024 | 5 | 580.7927 | 605.4506 | 35.8692 | 68.3124 | 0
| All | All Customers | 10 | Monthly System Peak Day | CAISO | 1-in-2 | 2024 | 6 | 593.3194 | 615.6284 | 35.8974 | 67.4389 | 0
| All | All Customers | 10 | Monthly System Peak Day | CAISO | 1-in-2 | 2024 | 7 | 602.0191 | 615.5634 | 35.9047 | 66.7645 | 0
| All | All Customers | 10 | Monthly System Peak Day | CAISO | 1-in-2 | 2024 | 8 | 625.7188 | 662.5347 | 35.7751 | 66.2923 | 0
| All | All Customers | 10 | Monthly System Peak Day | CAISO | 1-in-2 | 2024 | 9 | 564.6526 | 612.5826 | 35.7325 | 67.1516 | 0
| All | All Customers | 10 | Monthly System Peak Day | CAISO | 1-in-2 | 2024 | 10 | 550.606 | 576.9187 | 35.7838 | 70.7757 | 0
| All | All Customers | 10 | Monthly System Peak Day | CAISO | 1-in-2 | 2024 | 11 | 541.8837 | 566.7879 | 35.8141 | 75.4448 | 0
| All | All Customers | 10 | Monthly System Peak Day | CAISO | 1-in-2 | 2024 | 12 | 524.9621 | 549.7369 | 35.88 | 80.1761 | 0
| All | All Customers | 10 | Monthly System Peak Day | CAISO | 1-in-2 | 2024 | 13 | 432.7578 | 445.0903 | 35.9443 | 83.8499 | 0
| All | All Customers | 10 | Monthly System Peak Day | CAISO | 1-in-2 | 2024 | 14 | 383.1772 | 389.6909 | 35.8851 | 86.1508 | 0
| All | All Customers | 10 | Monthly System Peak Day | CAISO | 1-in-2 | 2024 | 15 | 340.1593 | 344.7126 | 35.8096 | 86.7864 | 0
| All | All Customers | 10 | Monthly System Peak Day | CAISO | 1-in-2 | 2024 | 16 | 294.0502 | 293.7181 | 35.8518 | 86.8765 | 0
| All | All Customers | 10 | Monthly System Peak Day | CAISO | 1-in-2 | 2024 | 17 | 274.9602 | 283.2743 | 35.8192 | 86.2706 | 0
| All | All Customers | 10 | Monthly System Peak Day | CAISO | 1-in-2 | 2024 | 18 | 267.4822 | 274.3459 | 35.8056 | 85.0665 | 0
| All | All Customers | 10 | Monthly System Peak Day | CAISO | 1-in-2 | 2024 | 19 | 258.3575 | 262.1948 | 36.5291 | 82.9706 | 0
| All | All Customers | 10 | Monthly System Peak Day | CAISO | 1-in-2 | 2024 | 20 | 259.917 | 263.1383 | 35.8102 | 80.1045 | 0
| All | All Customers | 10 | Monthly System Peak Day | CAISO | 1-in-2 | 2024 | 21 | 267.6758 | 272.8369 | 35.9398 | 77.3776 | 0
| All | All Customers | 10 | Monthly System Peak Day | CAISO | 1-in-2 | 2024 | 22 | 438.8105 | 461.2809 | 35.8753 | 75.3118 | 0
| All | All Customers | 10 | Monthly System Peak Day | CAISO | 1-in-2 | 2024 | 23 | 427.6323 | 455.4518 | 35.8212 | 73.688 | 0
| All | All Customers | 10 | Monthly System Peak Day | CAISO | 1-in-2 | 2024 | 24 | 444.8675 | 496.5461 | 35.7662 | 72.3615 | 0
| All | All Customers | 11 | Average Weekday | CAISO | 1-in-2 | 2024 | 1 | 372.4746 | 380.7807 | 36.0916 | 55.9128 | 0
| All | All Customers | 11 | Average Weekday | CAISO | 1-in-2 | 2024 | 2 | 355.1923 | 362.0052 | 36.0788 | 55.0682 | 0
| All | All Customers | 11 | Average Weekday | CAISO | 1-in-2 | 2024 | 3 | 448.6573 | 460.2681 | 36.0548 | 54.3552 | 0
| All | All Customers | 11 | Average Weekday | CAISO | 1-in-2 | 2024 | 4 | 562.3259 | 580.5367 | 36.0588 | 53.6791 | 0
| All | All Customers | 11 | Average Weekday | CAISO | 1-in-2 | 2024 | 5 | 553.8588 | 582.9341 | 36.0378 | 53.0644 | 0
| All | All Customers | 11 | Average Weekday | CAISO | 1-in-2 | 2024 | 6 | 569.1667 | 606.3554 | 36.0475 | 52.565 | 0
| All | All Customers | 11 | Average Weekday | CAISO | 1-in-2 | 2024 | 7 | 583.3228 | 599.653 | 36.2269 | 52.3115 | 0
| All | All Customers | 11 | Average Weekday | CAISO | 1-in-2 | 2024 | 8 | 595.5259 | 610.1433 | 36.4052 | 52.185 | 0
| All | All Customers | 11 | Average Weekday | CAISO | 1-in-2 | 2024 | 9 | 539.9566 | 566.3962 | 36.2532 | 53.5989 | 0
| All | All Customers | 11 | Average Weekday | CAISO | 1-in-2 | 2024 | 10 | 525.7217 | 539.9154 | 36.3351 | 56.8154 | 0
| All | All Customers | 11 | Average Weekday | CAISO | 1-in-2 | 2024 | 11 | 508.9359 | 518.4775 | 36.4352 | 60.7103 | 0
| All | All Customers | 11 | Average Weekday | CAISO | 1-in-2 | 2024 | 12 | 497.8856 | 504.8698 | 36.5027 | 64.1926 | 0
| All | All Customers | 11 | Average Weekday | CAISO | 1-in-2 | 2024 | 13 | 412.435 | 422.212 | 36.44 | 66.7691 | 0
| All | All Customers | 11 | Average Weekday | CAISO | 1-in-2 | 2024 | 14 | 375.3201 | 382.3042 | 36.3074 | 68.3358 | 0
| All | All Customers | 11 | Average Weekday | CAISO | 1-in-2 | 2024 | 15 | 323.1894 | 330.0462 | 36.1082 | 69.0873 | 0
| All | All Customers | 11 | Average Weekday | CAISO | 1-in-2 | 2024 | 16 | 284.7941 | 286.2736 | 36.1087 | 69.1139 | 0
| All | All Customers | 11 | Average Weekday | CAISO | 1-in-2 | 2024 | 17 | 263.7669 | 271.3594 | 35.8775 | 68.1687 | 0
| All | All Customers | 11 | Average Weekday | CAISO | 1-in-2 | 2024 | 18 | 253.342 | 260.6102 | 35.9458 | 65.9973 | 0
| All | All Customers | 11 | Average Weekday | CAISO | 1-in-2 | 2024 | 19 | 248.5711 | 252.9967 | 35.8112 | 63.5282 | 0
| All | All Customers | 11 | Average Weekday | CAISO | 1-in-2 | 2024 | 20 | 247.1587 | 315.9741 | 43.5752 | 61.6144 | 0
| All | All Customers | 11 | Average Weekday | CAISO | 1-in-2 | 2024 | 21 | 249.4613 | 254.7407 | 35.9106 | 60.1231 | 0
| All | All Customers | 11 | Average Weekday | CAISO | 1-in-2 | 2024 | 22 | 414.349 | 434.2648 | 36.1396 | 58.8165 | 0
| All | All Customers | 11 | Average Weekday | CAISO | 1-in-2 | 2024 | 23 | 403.4679 | 420.4698 | 36.2188 | 57.7277 | 0
| All | All Customers | 11 | Average Weekday | CAISO | 1-in-2 | 2024 | 24 | 417.5312 | 433.6381 | 36.1599 | 56.7816 | 0
| All | All Customers | 11 | Monthly System Peak Day | CAISO | 1-in-2 | 2024 | 1 | 372.4746 | 380.7807 | 36.0916 | 57.5731 | 0
| All | All Customers | 11 | Monthly System Peak Day | CAISO | 1-in-2 | 2024 | 2 | 355.1923 | 362.0052 | 36.0788 | 56.2049 | 0
| All | All Customers | 11 | Monthly System Peak Day | CAISO | 1-in-2 | 2024 | 3 | 448.6573 | 460.2681 | 36.0548 | 55.2027 | 0
| All | All Customers | 11 | Monthly System Peak Day | CAISO | 1-in-2 | 2024 | 4 | 562.3259 | 580.5367 | 36.0588 | 54.4321 | 0
| All | All Customers | 11 | Monthly System Peak Day | CAISO | 1-in-2 | 2024 | 5 | 553.8588 | 582.9341 | 36.0378 | 53.5633 | 0
| All | All Customers | 11 | Monthly System Peak Day | CAISO | 1-in-2 | 2024 | 6 | 569.1667 | 606.3554 | 36.0475 | 52.6777 | 0
| All | All Customers | 11 | Monthly System Peak Day | CAISO | 1-in-2 | 2024 | 7 | 583.3228 | 599.653 | 36.2269 | 52.3208 | 0
| All | All Customers | 11 | Monthly System Peak Day | CAISO | 1-in-2 | 2024 | 8 | 595.5259 | 610.1433 | 36.4052 | 51.9687 | 0
| All | All Customers | 11 | Monthly System Peak Day | CAISO | 1-in-2 | 2024 | 9 | 539.9566 | 566.3962 | 36.2532 | 54.9408 | 0
| All | All Customers | 11 | Monthly System Peak Day | CAISO | 1-in-2 | 2024 | 10 | 525.7217 | 539.9154 | 36.3351 | 60.7312 | 0
| All | All Customers | 11 | Monthly System Peak Day | CAISO | 1-in-2 | 2024 | 11 | 508.9359 | 518.4775 | 36.4352 | 66.9867 | 0
| All | All Customers | 11 | Monthly System Peak Day | CAISO | 1-in-2 | 2024 | 12 | 497.8856 | 504.8698 | 36.5027 | 72.0911 | 0
| All | All Customers | 11 | Monthly System Peak Day | CAISO | 1-in-2 | 2024 | 13 | 412.435 | 422.212 | 36.44 | 75.3495 | 0
| All | All Customers | 11 | Monthly System Peak Day | CAISO | 1-in-2 | 2024 | 14 | 375.3201 | 382.3042 | 36.3074 | 77.1987 | 0
| All | All Customers | 11 | Monthly System Peak Day | CAISO | 1-in-2 | 2024 | 15 | 323.1894 | 330.0462 | 36.1082 | 78.1291 | 0
| All | All Customers | 11 | Monthly System Peak Day | CAISO | 1-in-2 | 2024 | 16 | 284.7941 | 286.2736 | 36.1087 | 78.0399 | 0
| All | All Customers | 11 | Monthly System Peak Day | CAISO | 1-in-2 | 2024 | 17 | 263.7669 | 271.3594 | 35.8775 | 76.7838 | 0
| All | All Customers | 11 | Monthly System Peak Day | CAISO | 1-in-2 | 2024 | 18 | 253.342 | 260.6102 | 35.9458 | 73.691 | 0
| All | All Customers | 11 | Monthly System Peak Day | CAISO | 1-in-2 | 2024 | 19 | 248.5711 | 252.9967 | 35.8112 | 70.0193 | 0
| All | All Customers | 11 | Monthly System Peak Day | CAISO | 1-in-2 | 2024 | 20 | 247.1587 | 315.9741 | 43.5752 | 67.8214 | 0
| All | All Customers | 11 | Monthly System Peak Day | CAISO | 1-in-2 | 2024 | 21 | 249.4613 | 254.7407 | 35.9106 | 65.6904 | 0
| All | All Customers | 11 | Monthly System Peak Day | CAISO | 1-in-2 | 2024 | 22 | 414.349 | 434.2648 | 36.1396 | 63.7669 | 0
| All | All Customers | 11 | Monthly System Peak Day | CAISO | 1-in-2 | 2024 | 23 | 403.4679 | 420.4698 | 36.2188 | 61.8835 | 0
| All | All Customers | 11 | Monthly System Peak Day | CAISO | 1-in-2 | 2024 | 24 | 417.5312 | 433.6381 | 36.1599 | 60.3025 | 0
| All | All Customers | 12 | Average Weekday | CAISO | 1-in-2 | 2024 | 1 | 412.2902 | 420.838 | 35.9745 | 49.1508 | 0
| All | All Customers | 12 | Average Weekday | CAISO | 1-in-2 | 2024 | 2 | 396.59 | 404.1476 | 35.9686 | 48.4265 | 0
| All | All Customers | 12 | Average Weekday | CAISO | 1-in-2 | 2024 | 3 | 487.9192 | 500.5722 | 35.9679 | 47.834 | 0
| All | All Customers | 12 | Average Weekday | CAISO | 1-in-2 | 2024 | 4 | 603.0886 | 622.2704 | 35.9672 | 47.3378 | 0
| All | All Customers | 12 | Average Weekday | CAISO | 1-in-2 | 2024 | 5 | 598.2026 | 629.6807 | 35.9702 | 46.8503 | 0
| All | All Customers | 12 | Average Weekday | CAISO | 1-in-2 | 2024 | 6 | 599.5035 | 639.855 | 35.9753 | 46.3758 | 0
| All | All Customers | 12 | Average Weekday | CAISO | 1-in-2 | 2024 | 7 | 607.0504 | 624.259 | 35.9819 | 46.0257 | 0
| All | All Customers | 12 | Average Weekday | CAISO | 1-in-2 | 2024 | 8 | 625.3207 | 641.9711 | 35.99 | 45.8225 | 0
| All | All Customers | 12 | Average Weekday | CAISO | 1-in-2 | 2024 | 9 | 561.246 | 588.5967 | 35.9987 | 46.5181 | 0
| All | All Customers | 12 | Average Weekday | CAISO | 1-in-2 | 2024 | 10 | 537.7172 | 554.5152 | 35.9868 | 49.4347 | 0
| All | All Customers | 12 | Average Weekday | CAISO | 1-in-2 | 2024 | 11 | 523.597 | 534.4273 | 36.0031 | 53.0296 | 0
| All | All Customers | 12 | Average Weekday | CAISO | 1-in-2 | 2024 | 12 | 511.281 | 517.9429 | 36.0194 | 56.2089 | 0
| All | All Customers | 12 | Average Weekday | CAISO | 1-in-2 | 2024 | 13 | 432.6716 | 442.1375 | 36.0297 | 58.6003 | 0
| All | All Customers | 12 | Average Weekday | CAISO | 1-in-2 | 2024 | 14 | 399.1954 | 406.7219 | 36.0179 | 60.179 | 0
| All | All Customers | 12 | Average Weekday | CAISO | 1-in-2 | 2024 | 15 | 364.0277 | 370.2049 | 35.9934 | 61.0732 | 0
| All | All Customers | 12 | Average Weekday | CAISO | 1-in-2 | 2024 | 16 | 323.8915 | 325.1936 | 35.9742 | 61.2773 | 0
| All | All Customers | 12 | Average Weekday | CAISO | 1-in-2 | 2024 | 17 | 310.138 | 318.5144 | 35.8354 | 60.5291 | 0
| All | All Customers | 12 | Average Weekday | CAISO | 1-in-2 | 2024 | 18 | 301.4919 | 308.643 | 35.8357 | 58.4917 | 0
| All | All Customers | 12 | Average Weekday | CAISO | 1-in-2 | 2024 | 19 | 297.9022 | 302.1418 | 35.8107 | 56.1159 | 0
| All | All Customers | 12 | Average Weekday | CAISO | 1-in-2 | 2024 | 20 | 304.8777 | 374.8689 | 36.5062 | 54.4238 | 0
| All | All Customers | 12 | Average Weekday | CAISO | 1-in-2 | 2024 | 21 | 308.5044 | 313.8965 | 35.8786 | 53.0044 | 0
| All | All Customers | 12 | Average Weekday | CAISO | 1-in-2 | 2024 | 22 | 460.7942 | 480.1756 | 35.9793 | 51.8265 | 0
| All | All Customers | 12 | Average Weekday | CAISO | 1-in-2 | 2024 | 23 | 449.6122 | 466.197 | 35.9826 | 50.7988 | 0
| All | All Customers | 12 | Average Weekday | CAISO | 1-in-2 | 2024 | 24 | 461.7218 | 478.3094 | 35.9824 | 49.8287 | 0
| All | All Customers | 12 | Monthly System Peak Day | CAISO | 1-in-2 | 2024 | 1 | 412.2902 | 420.838 | 35.9745 | 49.2147 | 0
| All | All Customers | 12 | Monthly System Peak Day | CAISO | 1-in-2 | 2024 | 2 | 396.59 | 404.1476 | 35.9686 | 47.9016 | 0
| All | All Customers | 12 | Monthly System Peak Day | CAISO | 1-in-2 | 2024 | 3 | 487.9192 | 500.5722 | 35.9679 | 47.1938 | 0
| All | All Customers | 12 | Monthly System Peak Day | CAISO | 1-in-2 | 2024 | 4 | 603.0886 | 622.2704 | 35.9672 | 46.5665 | 0
| All | All Customers | 12 | Monthly System Peak Day | CAISO | 1-in-2 | 2024 | 5 | 598.2026 | 629.6807 | 35.9702 | 45.8599 | 0
| All | All Customers | 12 | Monthly System Peak Day | CAISO | 1-in-2 | 2024 | 6 | 599.5035 | 639.855 | 35.9753 | 45.4465 | 0
| All | All Customers | 12 | Monthly System Peak Day | CAISO | 1-in-2 | 2024 | 7 | 607.0504 | 624.259 | 35.9819 | 45.1423 | 0
| All | All Customers | 12 | Monthly System Peak Day | CAISO | 1-in-2 | 2024 | 8 | 625.3207 | 641.9711 | 35.99 | 44.9883 | 0
| All | All Customers | 12 | Monthly System Peak Day | CAISO | 1-in-2 | 2024 | 9 | 561.246 | 588.5967 | 35.9987 | 45.8489 | 0
| All | All Customers | 12 | Monthly System Peak Day | CAISO | 1-in-2 | 2024 | 10 | 537.7172 | 554.5152 | 35.9868 | 49.4513 | 0
| All | All Customers | 12 | Monthly System Peak Day | CAISO | 1-in-2 | 2024 | 11 | 523.597 | 534.4273 | 36.0031 | 54.1221 | 0
| All | All Customers | 12 | Monthly System Peak Day | CAISO | 1-in-2 | 2024 | 12 | 511.281 | 517.9429 | 36.0194 | 58.5978 | 0
| All | All Customers | 12 | Monthly System Peak Day | CAISO | 1-in-2 | 2024 | 13 | 432.6716 | 442.1375 | 36.0297 | 61.8794 | 0
| All | All Customers | 12 | Monthly System Peak Day | CAISO | 1-in-2 | 2024 | 14 | 399.1954 | 406.7219 | 36.0179 | 63.6308 | 0
| All | All Customers | 12 | Monthly System Peak Day | CAISO | 1-in-2 | 2024 | 15 | 364.0277 | 370.2049 | 35.9934 | 63.948 | 0
| All | All Customers | 12 | Monthly System Peak Day | CAISO | 1-in-2 | 2024 | 16 | 323.8915 | 325.1936 | 35.9742 | 63.832 | 0
| All | All Customers | 12 | Monthly System Peak Day | CAISO | 1-in-2 | 2024 | 17 | 310.138 | 318.5144 | 35.8354 | 63.0613 | 0
| All | All Customers | 12 | Monthly System Peak Day | CAISO | 1-in-2 | 2024 | 18 | 301.4919 | 308.643 | 35.8357 | 60.6283 | 0
| All | All Customers | 12 | Monthly System Peak Day | CAISO | 1-in-2 | 2024 | 19 | 297.9022 | 302.1418 | 35.8107 | 58.2601 | 0
| All | All Customers | 12 | Monthly System Peak Day | CAISO | 1-in-2 | 2024 | 20 | 304.8777 | 374.8689 | 36.5062 | 56.4553 | 0
| All | All Customers | 12 | Monthly System Peak Day | CAISO | 1-in-2 | 2024 | 21 | 308.5044 | 313.8965 | 35.8786 | 54.8884 | 0
| All | All Customers | 12 | Monthly System Peak Day | CAISO | 1-in-2 | 2024 | 22 | 460.7942 | 480.1756 | 35.9793 | 53.3672 | 0
| All | All Customers | 12 | Monthly System Peak Day | CAISO | 1-in-2 | 2024 | 23 | 449.6122 | 466.197 | 35.9826 | 52.3209 | 0
| All | All Customers | 12 | Monthly System Peak Day | CAISO | 1-in-2 | 2024 | 24 | 461.7218 | 478.3094 | 35.9824 | 51.0106 | 0
| All | All Customers | 1 | Average Weekday | CAISO | 1-in-2 | 2025 | 1 | 410.6417 | 418.6802 | 36.146 | 52.5585 | 0
| All | All Customers | 1 | Average Weekday | CAISO | 1-in-2 | 2025 | 2 | 398.3575 | 406.3581 | 36.1401 | 51.7219 | 0
| All | All Customers | 1 | Average Weekday | CAISO | 1-in-2 | 2025 | 3 | 495.2759 | 507.6659 | 36.1394 | 50.9709 | 0
| All | All Customers | 1 | Average Weekday | CAISO | 1-in-2 | 2025 | 4 | 607.8958 | 626.6658 | 36.1387 | 50.429 | 0
| All | All Customers | 1 | Average Weekday | CAISO | 1-in-2 | 2025 | 5 | 603.5074 | 634.2589 | 36.1417 | 49.694 | 0
| All | All Customers | 1 | Average Weekday | CAISO | 1-in-2 | 2025 | 6 | 612.6995 | 651.9588 | 36.1466 | 49.15 | 0
| All | All Customers | 1 | Average Weekday | CAISO | 1-in-2 | 2025 | 7 | 627.8671 | 644.5097 | 36.1532 | 48.816 | 0
| All | All Customers | 1 | Average Weekday | CAISO | 1-in-2 | 2025 | 8 | 649.1423 | 665.0616 | 36.1614 | 48.6637 | 0
| All | All Customers | 1 | Average Weekday | CAISO | 1-in-2 | 2025 | 9 | 581.3472 | 606.9079 | 36.1702 | 49.2676 | 0
| All | All Customers | 1 | Average Weekday | CAISO | 1-in-2 | 2025 | 10 | 567.9836 | 582.7619 | 36.1584 | 52.3202 | 0
| All | All Customers | 1 | Average Weekday | CAISO | 1-in-2 | 2025 | 11 | 549.8693 | 559.5793 | 36.1747 | 56.4236 | 0
| All | All Customers | 1 | Average Weekday | CAISO | 1-in-2 | 2025 | 12 | 539.8665 | 546.5637 | 36.191 | 60.1816 | 0
| All | All Customers | 1 | Average Weekday | CAISO | 1-in-2 | 2025 | 13 | 465.456 | 474.9222 | 36.2013 | 63.1135 | 0
| All | All Customers | 1 | Average Weekday | CAISO | 1-in-2 | 2025 | 14 | 427.8289 | 434.7858 | 36.1894 | 65.0416 | 0
| All | All Customers | 1 | Average Weekday | CAISO | 1-in-2 | 2025 | 15 | 389.4882 | 395.1361 | 36.1649 | 66.2067 | 0
| All | All Customers | 1 | Average Weekday | CAISO | 1-in-2 | 2025 | 16 | 348.1942 | 349.4495 | 36.1457 | 66.6204 | 0
| All | All Customers | 1 | Average Weekday | CAISO | 1-in-2 | 2025 | 17 | 333.4257 | 341.7617 | 36.0095 | 66.0061 | 0
| All | All Customers | 1 | Average Weekday | CAISO | 1-in-2 | 2025 | 18 | 321.9628 | 329.205 | 36.0097 | 64.2132 | 0
| All | All Customers | 1 | Average Weekday | CAISO | 1-in-2 | 2025 | 19 | 310.3935 | 314.6766 | 35.9849 | 61.3602 | 0
| All | All Customers | 1 | Average Weekday | CAISO | 1-in-2 | 2025 | 20 | 310.2503 | 379.5421 | 36.675 | 59.2642 | 0
| All | All Customers | 1 | Average Weekday | CAISO | 1-in-2 | 2025 | 21 | 302.5446 | 307.7919 | 36.0521 | 57.7073 | 0
| All | All Customers | 1 | Average Weekday | CAISO | 1-in-2 | 2025 | 22 | 456.8644 | 476.4337 | 36.1504 | 56.3169 | 0
| All | All Customers | 1 | Average Weekday | CAISO | 1-in-2 | 2025 | 23 | 448.9423 | 465.5778 | 36.1539 | 55.0643 | 0
| All | All Customers | 1 | Average Weekday | CAISO | 1-in-2 | 2025 | 24 | 465.2177 | 481.0153 | 36.1538 | 53.9413 | 0
| All | All Customers | 1 | Monthly System Peak Day | CAISO | 1-in-2 | 2025 | 1 | 410.6417 | 418.6802 | 36.146 | 48.4331 | 0
| All | All Customers | 1 | Monthly System Peak Day | CAISO | 1-in-2 | 2025 | 2 | 398.3575 | 406.3581 | 36.1401 | 47.4651 | 0
| All | All Customers | 1 | Monthly System Peak Day | CAISO | 1-in-2 | 2025 | 3 | 495.2759 | 507.6659 | 36.1394 | 46.472 | 0
| All | All Customers | 1 | Monthly System Peak Day | CAISO | 1-in-2 | 2025 | 4 | 607.8958 | 626.6658 | 36.1387 | 45.6671 | 0
| All | All Customers | 1 | Monthly System Peak Day | CAISO | 1-in-2 | 2025 | 5 | 603.5074 | 634.2589 | 36.1417 | 44.9347 | 0
| All | All Customers | 1 | Monthly System Peak Day | CAISO | 1-in-2 | 2025 | 6 | 612.6995 | 651.9588 | 36.1466 | 44.4811 | 0
| All | All Customers | 1 | Monthly System Peak Day | CAISO | 1-in-2 | 2025 | 7 | 627.8671 | 644.5097 | 36.1532 | 44.1418 | 0
| All | All Customers | 1 | Monthly System Peak Day | CAISO | 1-in-2 | 2025 | 8 | 649.1423 | 665.0616 | 36.1614 | 44.0111 | 0
| All | All Customers | 1 | Monthly System Peak Day | CAISO | 1-in-2 | 2025 | 9 | 581.3472 | 606.9079 | 36.1702 | 44.8109 | 0
| All | All Customers | 1 | Monthly System Peak Day | CAISO | 1-in-2 | 2025 | 10 | 567.9836 | 582.7619 | 36.1584 | 47.3493 | 0
| All | All Customers | 1 | Monthly System Peak Day | CAISO | 1-in-2 | 2025 | 11 | 549.8693 | 559.5793 | 36.1747 | 50.6244 | 0
| All | All Customers | 1 | Monthly System Peak Day | CAISO | 1-in-2 | 2025 | 12 | 539.8665 | 546.5637 | 36.191 | 53.2728 | 0
| All | All Customers | 1 | Monthly System Peak Day | CAISO | 1-in-2 | 2025 | 13 | 465.456 | 474.9222 | 36.2013 | 54.596 | 0
| All | All Customers | 1 | Monthly System Peak Day | CAISO | 1-in-2 | 2025 | 14 | 427.8289 | 434.7858 | 36.1894 | 55.6405 | 0
| All | All Customers | 1 | Monthly System Peak Day | CAISO | 1-in-2 | 2025 | 15 | 389.4882 | 395.1361 | 36.1649 | 56.6145 | 0
| All | All Customers | 1 | Monthly System Peak Day | CAISO | 1-in-2 | 2025 | 16 | 348.1942 | 349.4495 | 36.1457 | 57.0187 | 0
| All | All Customers | 1 | Monthly System Peak Day | CAISO | 1-in-2 | 2025 | 17 | 333.4257 | 341.7617 | 36.0095 | 56.2411 | 0
| All | All Customers | 1 | Monthly System Peak Day | CAISO | 1-in-2 | 2025 | 18 | 321.9628 | 329.205 | 36.0097 | 54.8652 | 0
| All | All Customers | 1 | Monthly System Peak Day | CAISO | 1-in-2 | 2025 | 19 | 310.3935 | 314.6766 | 35.9849 | 53.4358 | 0
| All | All Customers | 1 | Monthly System Peak Day | CAISO | 1-in-2 | 2025 | 20 | 310.2503 | 379.5421 | 36.675 | 52.3091 | 0
| All | All Customers | 1 | Monthly System Peak Day | CAISO | 1-in-2 | 2025 | 21 | 302.5446 | 307.7919 | 36.0521 | 51.1744 | 0
| All | All Customers | 1 | Monthly System Peak Day | CAISO | 1-in-2 | 2025 | 22 | 456.8644 | 476.4337 | 36.1504 | 50.2242 | 0
| All | All Customers | 1 | Monthly System Peak Day | CAISO | 1-in-2 | 2025 | 23 | 448.9423 | 465.5778 | 36.1539 | 49.3411 | 0
| All | All Customers | 1 | Monthly System Peak Day | CAISO | 1-in-2 | 2025 | 24 | 465.2177 | 481.0153 | 36.1538 | 48.5108 | 0
| All | All Customers | 2 | Average Weekday | CAISO | 1-in-2 | 2025 | 1 | 384.5431 | 393.2841 | 36.1874 | 53.378 | 0
| All | All Customers | 2 | Average Weekday | CAISO | 1-in-2 | 2025 | 2 | 370.6951 | 379.4432 | 36.1809 | 52.5097 | 0
| All | All Customers | 2 | Average Weekday | CAISO | 1-in-2 | 2025 | 3 | 461.6011 | 475.0863 | 36.1801 | 51.7071 | 0
| All | All Customers | 2 | Average Weekday | CAISO | 1-in-2 | 2025 | 4 | 569.3822 | 590.1297 | 36.1795 | 50.8946 | 0
| All | All Customers | 2 | Average Weekday | CAISO | 1-in-2 | 2025 | 5 | 569.0671 | 602.0942 | 36.1831 | 50.1843 | 0
| All | All Customers | 2 | Average Weekday | CAISO | 1-in-2 | 2025 | 6 | 581.3663 | 622.4611 | 36.1891 | 49.5892 | 0
| All | All Customers | 2 | Average Weekday | CAISO | 1-in-2 | 2025 | 7 | 586.4154 | 603.7458 | 36.1964 | 49.1847 | 0
| All | All Customers | 2 | Average Weekday | CAISO | 1-in-2 | 2025 | 8 | 608.6458 | 624.8461 | 36.2046 | 49.0016 | 0
| All | All Customers | 2 | Average Weekday | CAISO | 1-in-2 | 2025 | 9 | 558.2441 | 583.7823 | 36.2134 | 50.3745 | 0
| All | All Customers | 2 | Average Weekday | CAISO | 1-in-2 | 2025 | 10 | 540.36 | 554.6059 | 36.1998 | 53.9356 | 0
| All | All Customers | 2 | Average Weekday | CAISO | 1-in-2 | 2025 | 11 | 526.0905 | 535.9703 | 36.2176 | 57.9538 | 0
| All | All Customers | 2 | Average Weekday | CAISO | 1-in-2 | 2025 | 12 | 515.4878 | 522.7692 | 36.2354 | 61.338 | 0
| All | All Customers | 2 | Average Weekday | CAISO | 1-in-2 | 2025 | 13 | 439.1493 | 449.4034 | 36.2468 | 63.8157 | 0
| All | All Customers | 2 | Average Weekday | CAISO | 1-in-2 | 2025 | 14 | 398.292 | 405.7255 | 36.234 | 65.3674 | 0
| All | All Customers | 2 | Average Weekday | CAISO | 1-in-2 | 2025 | 15 | 352.0769 | 359.2467 | 36.2074 | 66.1889 | 0
| All | All Customers | 2 | Average Weekday | CAISO | 1-in-2 | 2025 | 16 | 312.2491 | 314.5408 | 36.1868 | 66.3555 | 0
| All | All Customers | 2 | Average Weekday | CAISO | 1-in-2 | 2025 | 17 | 287.0706 | 294.5426 | 36.0232 | 65.8766 | 0
| All | All Customers | 2 | Average Weekday | CAISO | 1-in-2 | 2025 | 18 | 275.9013 | 282.3084 | 36.0241 | 64.5144 | 0
| All | All Customers | 2 | Average Weekday | CAISO | 1-in-2 | 2025 | 19 | 269.806 | 274.5231 | 35.9852 | 62.0064 | 0
| All | All Customers | 2 | Average Weekday | CAISO | 1-in-2 | 2025 | 20 | 269.5965 | 336.7273 | 36.776 | 59.7067 | 0
| All | All Customers | 2 | Average Weekday | CAISO | 1-in-2 | 2025 | 21 | 263.9127 | 269.2956 | 36.0676 | 58.0781 | 0
| All | All Customers | 2 | Average Weekday | CAISO | 1-in-2 | 2025 | 22 | 420.0002 | 440.1098 | 36.1935 | 56.721 | 0
| All | All Customers | 2 | Average Weekday | CAISO | 1-in-2 | 2025 | 23 | 414.1864 | 431.5114 | 36.197 | 55.5031 | 0
| All | All Customers | 2 | Average Weekday | CAISO | 1-in-2 | 2025 | 24 | 432.2133 | 449.0302 | 36.1962 | 54.4153 | 0
| All | All Customers | 2 | Monthly System Peak Day | CAISO | 1-in-2 | 2025 | 1 | 384.5431 | 393.2841 | 36.1874 | 43.9558 | 0
| All | All Customers | 2 | Monthly System Peak Day | CAISO | 1-in-2 | 2025 | 2 | 370.6951 | 379.4432 | 36.1809 | 43.2858 | 0
| All | All Customers | 2 | Monthly System Peak Day | CAISO | 1-in-2 | 2025 | 3 | 461.6011 | 475.0863 | 36.1801 | 42.5517 | 0
| All | All Customers | 2 | Monthly System Peak Day | CAISO | 1-in-2 | 2025 | 4 | 569.3822 | 590.1297 | 36.1795 | 42.014 | 0
| All | All Customers | 2 | Monthly System Peak Day | CAISO | 1-in-2 | 2025 | 5 | 569.0671 | 602.0942 | 36.1831 | 41.1881 | 0
| All | All Customers | 2 | Monthly System Peak Day | CAISO | 1-in-2 | 2025 | 6 | 581.3663 | 622.4611 | 36.1891 | 40.3987 | 0
| All | All Customers | 2 | Monthly System Peak Day | CAISO | 1-in-2 | 2025 | 7 | 586.4154 | 603.7458 | 36.1964 | 39.7456 | 0
| All | All Customers | 2 | Monthly System Peak Day | CAISO | 1-in-2 | 2025 | 8 | 608.6458 | 624.8461 | 36.2046 | 39.5259 | 0
| All | All Customers | 2 | Monthly System Peak Day | CAISO | 1-in-2 | 2025 | 9 | 558.2441 | 583.7823 | 36.2134 | 41.2022 | 0
| All | All Customers | 2 | Monthly System Peak Day | CAISO | 1-in-2 | 2025 | 10 | 540.36 | 554.6059 | 36.1998 | 44.5748 | 0
| All | All Customers | 2 | Monthly System Peak Day | CAISO | 1-in-2 | 2025 | 11 | 526.0905 | 535.9703 | 36.2176 | 47.9244 | 0
| All | All Customers | 2 | Monthly System Peak Day | CAISO | 1-in-2 | 2025 | 12 | 515.4878 | 522.7692 | 36.2354 | 51.0485 | 0
| All | All Customers | 2 | Monthly System Peak Day | CAISO | 1-in-2 | 2025 | 13 | 439.1493 | 449.4034 | 36.2468 | 53.4411 | 0
| All | All Customers | 2 | Monthly System Peak Day | CAISO | 1-in-2 | 2025 | 14 | 398.292 | 405.7255 | 36.234 | 55.1219 | 0
| All | All Customers | 2 | Monthly System Peak Day | CAISO | 1-in-2 | 2025 | 15 | 352.0769 | 359.2467 | 36.2074 | 56.2265 | 0
| All | All Customers | 2 | Monthly System Peak Day | CAISO | 1-in-2 | 2025 | 16 | 312.2491 | 314.5408 | 36.1868 | 56.7816 | 0
| All | All Customers | 2 | Monthly System Peak Day | CAISO | 1-in-2 | 2025 | 17 | 287.0706 | 294.5426 | 36.0232 | 56.6678 | 0
| All | All Customers | 2 | Monthly System Peak Day | CAISO | 1-in-2 | 2025 | 18 | 275.9013 | 282.3084 | 36.0241 | 55.6734 | 0
| All | All Customers | 2 | Monthly System Peak Day | CAISO | 1-in-2 | 2025 | 19 | 269.806 | 274.5231 | 35.9852 | 53.572 | 0
| All | All Customers | 2 | Monthly System Peak Day | CAISO | 1-in-2 | 2025 | 20 | 269.5965 | 336.7273 | 36.776 | 51.4564 | 0
| All | All Customers | 2 | Monthly System Peak Day | CAISO | 1-in-2 | 2025 | 21 | 263.9127 | 269.2956 | 36.0676 | 49.9584 | 0
| All | All Customers | 2 | Monthly System Peak Day | CAISO | 1-in-2 | 2025 | 22 | 420.0002 | 440.1098 | 36.1935 | 48.589 | 0
| All | All Customers | 2 | Monthly System Peak Day | CAISO | 1-in-2 | 2025 | 23 | 414.1864 | 431.5114 | 36.197 | 47.2978 | 0
| All | All Customers | 2 | Monthly System Peak Day | CAISO | 1-in-2 | 2025 | 24 | 432.2133 | 449.0302 | 36.1962 | 46.0474 | 0
| All | All Customers | 3 | Average Weekday | CAISO | 1-in-2 | 2025 | 1 | 416.028 | 431.2795 | 36.2567 | 54.6159 | 0
| All | All Customers | 3 | Average Weekday | CAISO | 1-in-2 | 2025 | 2 | 402.429 | 411.0666 | 36.2072 | 53.6132 | 0
| All | All Customers | 3 | Average Weekday | CAISO | 1-in-2 | 2025 | 3 | 507.5534 | 518.8016 | 36.1999 | 52.7015 | 0
| All | All Customers | 3 | Average Weekday | CAISO | 1-in-2 | 2025 | 4 | 617.3593 | 633.7902 | 36.1837 | 51.9312 | 0
| All | All Customers | 3 | Average Weekday | CAISO | 1-in-2 | 2025 | 5 | 599.6871 | 620.2988 | 36.187 | 51.2105 | 0
| All | All Customers | 3 | Average Weekday | CAISO | 1-in-2 | 2025 | 6 | 613.6807 | 637.705 | 36.1726 | 50.5552 | 0
| All | All Customers | 3 | Average Weekday | CAISO | 1-in-2 | 2025 | 7 | 627.0282 | 643.6107 | 36.1846 | 50.1343 | 0
| All | All Customers | 3 | Average Weekday | CAISO | 1-in-2 | 2025 | 8 | 645.2233 | 675.3293 | 36.3157 | 49.9393 | 0
| All | All Customers | 3 | Average Weekday | CAISO | 1-in-2 | 2025 | 9 | 588.4655 | 626.7393 | 36.4346 | 50.9886 | 0
| All | All Customers | 3 | Average Weekday | CAISO | 1-in-2 | 2025 | 10 | 573.875 | 597.0931 | 36.3261 | 53.9236 | 0
| All | All Customers | 3 | Average Weekday | CAISO | 1-in-2 | 2025 | 11 | 549.3411 | 566.7316 | 36.3852 | 57.4191 | 0
| All | All Customers | 3 | Average Weekday | CAISO | 1-in-2 | 2025 | 12 | 541.3811 | 552.9189 | 36.444 | 60.6555 | 0
| All | All Customers | 3 | Average Weekday | CAISO | 1-in-2 | 2025 | 13 | 446.7365 | 456.0025 | 36.4751 | 63.182 | 0
| All | All Customers | 3 | Average Weekday | CAISO | 1-in-2 | 2025 | 14 | 417.4887 | 423.8167 | 36.429 | 64.9368 | 0
| All | All Customers | 3 | Average Weekday | CAISO | 1-in-2 | 2025 | 15 | 372.2437 | 377.5645 | 36.3347 | 66.1033 | 0
| All | All Customers | 3 | Average Weekday | CAISO | 1-in-2 | 2025 | 16 | 334.5153 | 336.6338 | 36.2057 | 66.7592 | 0
| All | All Customers | 3 | Average Weekday | CAISO | 1-in-2 | 2025 | 17 | 321.3514 | 330.4694 | 36.0194 | 66.8476 | 0
| All | All Customers | 3 | Average Weekday | CAISO | 1-in-2 | 2025 | 18 | 307.855 | 314.9179 | 36.0328 | 66.0898 | 0
| All | All Customers | 3 | Average Weekday | CAISO | 1-in-2 | 2025 | 19 | 300.3565 | 305.2075 | 36.1056 | 64.4603 | 0
| All | All Customers | 3 | Average Weekday | CAISO | 1-in-2 | 2025 | 20 | 290.4383 | 294.5 | 35.9845 | 61.9857 | 0
| All | All Customers | 3 | Average Weekday | CAISO | 1-in-2 | 2025 | 21 | 276.371 | 280.3272 | 36.0289 | 59.492 | 0
| All | All Customers | 3 | Average Weekday | CAISO | 1-in-2 | 2025 | 22 | 452.0042 | 474.9334 | 36.2079 | 57.88 | 0
| All | All Customers | 3 | Average Weekday | CAISO | 1-in-2 | 2025 | 23 | 450.8807 | 475.1772 | 36.2576 | 56.6198 | 0
| All | All Customers | 3 | Average Weekday | CAISO | 1-in-2 | 2025 | 24 | 476.2809 | 509.0219 | 36.3073 | 55.4976 | 0
| All | All Customers | 3 | Monthly System Peak Day | CAISO | 1-in-2 | 2025 | 1 | 416.028 | 431.2795 | 36.2567 | 57.5592 | 0
| All | All Customers | 3 | Monthly System Peak Day | CAISO | 1-in-2 | 2025 | 2 | 402.429 | 411.0666 | 36.2072 | 56.3595 | 0
| All | All Customers | 3 | Monthly System Peak Day | CAISO | 1-in-2 | 2025 | 3 | 507.5534 | 518.8016 | 36.1999 | 54.8393 | 0
| All | All Customers | 3 | Monthly System Peak Day | CAISO | 1-in-2 | 2025 | 4 | 617.3593 | 633.7902 | 36.1837 | 53.8418 | 0
| All | All Customers | 3 | Monthly System Peak Day | CAISO | 1-in-2 | 2025 | 5 | 599.6871 | 620.2988 | 36.187 | 53.022 | 0
| All | All Customers | 3 | Monthly System Peak Day | CAISO | 1-in-2 | 2025 | 6 | 613.6807 | 637.705 | 36.1726 | 52.0521 | 0
| All | All Customers | 3 | Monthly System Peak Day | CAISO | 1-in-2 | 2025 | 7 | 627.0282 | 643.6107 | 36.1846 | 51.5856 | 0
| All | All Customers | 3 | Monthly System Peak Day | CAISO | 1-in-2 | 2025 | 8 | 645.2233 | 675.3293 | 36.3157 | 50.8281 | 0
| All | All Customers | 3 | Monthly System Peak Day | CAISO | 1-in-2 | 2025 | 9 | 588.4655 | 626.7393 | 36.4346 | 51.1838 | 0
| All | All Customers | 3 | Monthly System Peak Day | CAISO | 1-in-2 | 2025 | 10 | 573.875 | 597.0931 | 36.3261 | 54.2433 | 0
| All | All Customers | 3 | Monthly System Peak Day | CAISO | 1-in-2 | 2025 | 11 | 549.3411 | 566.7316 | 36.3852 | 58.9927 | 0
| All | All Customers | 3 | Monthly System Peak Day | CAISO | 1-in-2 | 2025 | 12 | 541.3811 | 552.9189 | 36.444 | 63.3587 | 0
| All | All Customers | 3 | Monthly System Peak Day | CAISO | 1-in-2 | 2025 | 13 | 446.7365 | 456.0025 | 36.4751 | 66.4721 | 0
| All | All Customers | 3 | Monthly System Peak Day | CAISO | 1-in-2 | 2025 | 14 | 417.4887 | 423.8167 | 36.429 | 68.0965 | 0
| All | All Customers | 3 | Monthly System Peak Day | CAISO | 1-in-2 | 2025 | 15 | 372.2437 | 377.5645 | 36.3347 | 69.2324 | 0
| All | All Customers | 3 | Monthly System Peak Day | CAISO | 1-in-2 | 2025 | 16 | 334.5153 | 336.6338 | 36.2057 | 70.1774 | 0
| All | All Customers | 3 | Monthly System Peak Day | CAISO | 1-in-2 | 2025 | 17 | 321.3514 | 330.4694 | 36.0194 | 70.5862 | 0
| All | All Customers | 3 | Monthly System Peak Day | CAISO | 1-in-2 | 2025 | 18 | 307.855 | 314.9179 | 36.0328 | 70.0236 | 0
| All | All Customers | 3 | Monthly System Peak Day | CAISO | 1-in-2 | 2025 | 19 | 300.3565 | 305.2075 | 36.1056 | 68.3629 | 0
| All | All Customers | 3 | Monthly System Peak Day | CAISO | 1-in-2 | 2025 | 20 | 290.4383 | 294.5 | 35.9845 | 65.279 | 0
| All | All Customers | 3 | Monthly System Peak Day | CAISO | 1-in-2 | 2025 | 21 | 276.371 | 280.3272 | 36.0289 | 62.3627 | 0
| All | All Customers | 3 | Monthly System Peak Day | CAISO | 1-in-2 | 2025 | 22 | 452.0042 | 474.9334 | 36.2079 | 60.5716 | 0
| All | All Customers | 3 | Monthly System Peak Day | CAISO | 1-in-2 | 2025 | 23 | 450.8807 | 475.1772 | 36.2576 | 59.1525 | 0
| All | All Customers | 3 | Monthly System Peak Day | CAISO | 1-in-2 | 2025 | 24 | 476.2809 | 509.0219 | 36.3073 | 57.761 | 0
| All | All Customers | 4 | Average Weekday | CAISO | 1-in-2 | 2025 | 1 | 385.4694 | 399.8794 | 36.259 | 57.1484 | 0
| All | All Customers | 4 | Average Weekday | CAISO | 1-in-2 | 2025 | 2 | 372.9457 | 382.2382 | 36.2099 | 56.3024 | 0
| All | All Customers | 4 | Average Weekday | CAISO | 1-in-2 | 2025 | 3 | 473.666 | 485.3649 | 36.2026 | 55.5058 | 0
| All | All Customers | 4 | Average Weekday | CAISO | 1-in-2 | 2025 | 4 | 575.5037 | 591.4955 | 36.1866 | 54.8392 | 0
| All | All Customers | 4 | Average Weekday | CAISO | 1-in-2 | 2025 | 5 | 550.5473 | 569.9597 | 36.1899 | 54.2634 | 0
| All | All Customers | 4 | Average Weekday | CAISO | 1-in-2 | 2025 | 6 | 565.0235 | 588.1382 | 36.1757 | 53.8194 | 0
| All | All Customers | 4 | Average Weekday | CAISO | 1-in-2 | 2025 | 7 | 579.1103 | 596.2341 | 36.1877 | 53.4151 | 0
| All | All Customers | 4 | Average Weekday | CAISO | 1-in-2 | 2025 | 8 | 596.6525 | 624.9819 | 36.318 | 53.3156 | 0
| All | All Customers | 4 | Average Weekday | CAISO | 1-in-2 | 2025 | 9 | 531.2966 | 568.6038 | 36.4359 | 54.8243 | 0
| All | All Customers | 4 | Average Weekday | CAISO | 1-in-2 | 2025 | 10 | 516.6312 | 540.0941 | 36.3277 | 57.5562 | 0
| All | All Customers | 4 | Average Weekday | CAISO | 1-in-2 | 2025 | 11 | 500.9323 | 516.6998 | 36.3863 | 60.5081 | 0
| All | All Customers | 4 | Average Weekday | CAISO | 1-in-2 | 2025 | 12 | 493.1861 | 504.7249 | 36.4445 | 63.3646 | 0
| All | All Customers | 4 | Average Weekday | CAISO | 1-in-2 | 2025 | 13 | 409.1109 | 418.3306 | 36.4753 | 65.7088 | 0
| All | All Customers | 4 | Average Weekday | CAISO | 1-in-2 | 2025 | 14 | 376.4684 | 382.789 | 36.4294 | 67.5171 | 0
| All | All Customers | 4 | Average Weekday | CAISO | 1-in-2 | 2025 | 15 | 329.3008 | 334.825 | 36.3358 | 68.8034 | 0
| All | All Customers | 4 | Average Weekday | CAISO | 1-in-2 | 2025 | 16 | 288.8282 | 291.0212 | 36.2082 | 69.3976 | 0
| All | All Customers | 4 | Average Weekday | CAISO | 1-in-2 | 2025 | 17 | 268.5415 | 276.7293 | 36.0223 | 69.5059 | 0
| All | All Customers | 4 | Average Weekday | CAISO | 1-in-2 | 2025 | 18 | 250.7765 | 257.1766 | 36.0352 | 68.8624 | 0
| All | All Customers | 4 | Average Weekday | CAISO | 1-in-2 | 2025 | 19 | 236.5211 | 241.3497 | 36.1054 | 67.5336 | 0
| All | All Customers | 4 | Average Weekday | CAISO | 1-in-2 | 2025 | 20 | 228.8725 | 232.9926 | 35.9846 | 65.2396 | 0
| All | All Customers | 4 | Average Weekday | CAISO | 1-in-2 | 2025 | 21 | 236.7751 | 240.8916 | 36.0333 | 62.2996 | 0
| All | All Customers | 4 | Average Weekday | CAISO | 1-in-2 | 2025 | 22 | 412.5243 | 435.2104 | 36.2106 | 60.2287 | 0
| All | All Customers | 4 | Average Weekday | CAISO | 1-in-2 | 2025 | 23 | 415.0725 | 439.0585 | 36.2605 | 58.8624 | 0
| All | All Customers | 4 | Average Weekday | CAISO | 1-in-2 | 2025 | 24 | 442.2657 | 474.3913 | 36.3095 | 57.8285 | 0
| All | All Customers | 4 | Monthly System Peak Day | CAISO | 1-in-2 | 2025 | 1 | 385.4694 | 399.8794 | 36.259 | 62.4696 | 0
| All | All Customers | 4 | Monthly System Peak Day | CAISO | 1-in-2 | 2025 | 2 | 372.9457 | 382.2382 | 36.2099 | 61.1553 | 0
| All | All Customers | 4 | Monthly System Peak Day | CAISO | 1-in-2 | 2025 | 3 | 473.666 | 485.3649 | 36.2026 | 60.252 | 0
| All | All Customers | 4 | Monthly System Peak Day | CAISO | 1-in-2 | 2025 | 4 | 575.5037 | 591.4955 | 36.1866 | 59.4213 | 0
| All | All Customers | 4 | Monthly System Peak Day | CAISO | 1-in-2 | 2025 | 5 | 550.5473 | 569.9597 | 36.1899 | 58.3702 | 0
| All | All Customers | 4 | Monthly System Peak Day | CAISO | 1-in-2 | 2025 | 6 | 565.0235 | 588.1382 | 36.1757 | 57.5942 | 0
| All | All Customers | 4 | Monthly System Peak Day | CAISO | 1-in-2 | 2025 | 7 | 579.1103 | 596.2341 | 36.1877 | 56.929 | 0
| All | All Customers | 4 | Monthly System Peak Day | CAISO | 1-in-2 | 2025 | 8 | 596.6525 | 624.9819 | 36.318 | 56.7557 | 0
| All | All Customers | 4 | Monthly System Peak Day | CAISO | 1-in-2 | 2025 | 9 | 531.2966 | 568.6038 | 36.4359 | 58.4183 | 0
| All | All Customers | 4 | Monthly System Peak Day | CAISO | 1-in-2 | 2025 | 10 | 516.6312 | 540.0941 | 36.3277 | 62.5047 | 0
| All | All Customers | 4 | Monthly System Peak Day | CAISO | 1-in-2 | 2025 | 11 | 500.9323 | 516.6998 | 36.3863 | 67.6095 | 0
| All | All Customers | 4 | Monthly System Peak Day | CAISO | 1-in-2 | 2025 | 12 | 493.1861 | 504.7249 | 36.4445 | 72.4801 | 0
| All | All Customers | 4 | Monthly System Peak Day | CAISO | 1-in-2 | 2025 | 13 | 409.1109 | 418.3306 | 36.4753 | 76.4282 | 0
| All | All Customers | 4 | Monthly System Peak Day | CAISO | 1-in-2 | 2025 | 14 | 376.4684 | 382.789 | 36.4294 | 79.252 | 0
| All | All Customers | 4 | Monthly System Peak Day | CAISO | 1-in-2 | 2025 | 15 | 329.3008 | 334.825 | 36.3358 | 81.0889 | 0
| All | All Customers | 4 | Monthly System Peak Day | CAISO | 1-in-2 | 2025 | 16 | 288.8282 | 291.0212 | 36.2082 | 81.5348 | 0
| All | All Customers | 4 | Monthly System Peak Day | CAISO | 1-in-2 | 2025 | 17 | 268.5415 | 276.7293 | 36.0223 | 81.1554 | 0
| All | All Customers | 4 | Monthly System Peak Day | CAISO | 1-in-2 | 2025 | 18 | 250.7765 | 257.1766 | 36.0352 | 80.3455 | 0
| All | All Customers | 4 | Monthly System Peak Day | CAISO | 1-in-2 | 2025 | 19 | 236.5211 | 241.3497 | 36.1054 | 79.2417 | 0
| All | All Customers | 4 | Monthly System Peak Day | CAISO | 1-in-2 | 2025 | 20 | 228.8725 | 232.9926 | 35.9846 | 76.6272 | 0
| All | All Customers | 4 | Monthly System Peak Day | CAISO | 1-in-2 | 2025 | 21 | 236.7751 | 240.8916 | 36.0333 | 72.2794 | 0
| All | All Customers | 4 | Monthly System Peak Day | CAISO | 1-in-2 | 2025 | 22 | 412.5243 | 435.2104 | 36.2106 | 68.3535 | 0
| All | All Customers | 4 | Monthly System Peak Day | CAISO | 1-in-2 | 2025 | 23 | 415.0725 | 439.0585 | 36.2605 | 65.4784 | 0
| All | All Customers | 4 | Monthly System Peak Day | CAISO | 1-in-2 | 2025 | 24 | 442.2657 | 474.3913 | 36.3095 | 63.5581 | 0
| All | All Customers | 5 | Average Weekday | CAISO | 1-in-2 | 2025 | 1 | 393.3601 | 407.906 | 36.2745 | 60.1457 | 0
| All | All Customers | 5 | Average Weekday | CAISO | 1-in-2 | 2025 | 2 | 381.8087 | 389.8294 | 36.2254 | 59.5142 | 0
| All | All Customers | 5 | Average Weekday | CAISO | 1-in-2 | 2025 | 3 | 485.7195 | 497.6348 | 36.2181 | 58.9581 | 0
| All | All Customers | 5 | Average Weekday | CAISO | 1-in-2 | 2025 | 4 | 589.0847 | 605.8983 | 36.2022 | 58.4379 | 0
| All | All Customers | 5 | Average Weekday | CAISO | 1-in-2 | 2025 | 5 | 568.1976 | 588.2712 | 36.2056 | 58.0047 | 0
| All | All Customers | 5 | Average Weekday | CAISO | 1-in-2 | 2025 | 6 | 577.2281 | 601.6079 | 36.1917 | 57.5861 | 0
| All | All Customers | 5 | Average Weekday | CAISO | 1-in-2 | 2025 | 7 | 583.4365 | 600.2938 | 36.2041 | 57.2101 | 0
| All | All Customers | 5 | Average Weekday | CAISO | 1-in-2 | 2025 | 8 | 609.1238 | 639.8861 | 36.334 | 57.5194 | 0
| All | All Customers | 5 | Average Weekday | CAISO | 1-in-2 | 2025 | 9 | 539.714 | 575.147 | 36.4511 | 59.1608 | 0
| All | All Customers | 5 | Average Weekday | CAISO | 1-in-2 | 2025 | 10 | 529.7087 | 553.2191 | 36.3426 | 61.3829 | 0
| All | All Customers | 5 | Average Weekday | CAISO | 1-in-2 | 2025 | 11 | 515.0845 | 531.2198 | 36.4009 | 63.9673 | 0
| All | All Customers | 5 | Average Weekday | CAISO | 1-in-2 | 2025 | 12 | 502.8688 | 514.1716 | 36.4589 | 66.3945 | 0
| All | All Customers | 5 | Average Weekday | CAISO | 1-in-2 | 2025 | 13 | 418.2669 | 427.7971 | 36.4893 | 68.5273 | 0
| All | All Customers | 5 | Average Weekday | CAISO | 1-in-2 | 2025 | 14 | 391.8225 | 398.3108 | 36.4432 | 70.1991 | 0
| All | All Customers | 5 | Average Weekday | CAISO | 1-in-2 | 2025 | 15 | 349.9899 | 355.4351 | 36.3499 | 71.3669 | 0
| All | All Customers | 5 | Average Weekday | CAISO | 1-in-2 | 2025 | 16 | 302.9904 | 305.1209 | 36.2233 | 71.9443 | 0
| All | All Customers | 5 | Average Weekday | CAISO | 1-in-2 | 2025 | 17 | 275.8855 | 284.7974 | 36.0289 | 71.9069 | 0
| All | All Customers | 5 | Average Weekday | CAISO | 1-in-2 | 2025 | 18 | 262.0341 | 268.8457 | 36.0416 | 71.2705 | 0
| All | All Customers | 5 | Average Weekday | CAISO | 1-in-2 | 2025 | 19 | 251.3565 | 256.5772 | 36.1014 | 69.9176 | 0
| All | All Customers | 5 | Average Weekday | CAISO | 1-in-2 | 2025 | 20 | 241.0078 | 245.3701 | 35.9846 | 67.825 | 0
| All | All Customers | 5 | Average Weekday | CAISO | 1-in-2 | 2025 | 21 | 252.1133 | 256.4583 | 36.0397 | 65.1177 | 0
| All | All Customers | 5 | Average Weekday | CAISO | 1-in-2 | 2025 | 22 | 424.6164 | 447.8413 | 36.2271 | 62.9378 | 0
| All | All Customers | 5 | Average Weekday | CAISO | 1-in-2 | 2025 | 23 | 433.5157 | 458.2434 | 36.2769 | 61.6894 | 0
| All | All Customers | 5 | Average Weekday | CAISO | 1-in-2 | 2025 | 24 | 458.0717 | 490.8453 | 36.3253 | 60.763 | 0
| All | All Customers | 5 | Monthly System Peak Day | CAISO | 1-in-2 | 2025 | 1 | 393.3601 | 407.906 | 36.2745 | 66.0352 | 0
| All | All Customers | 5 | Monthly System Peak Day | CAISO | 1-in-2 | 2025 | 2 | 381.8087 | 389.8294 | 36.2254 | 64.5273 | 0
| All | All Customers | 5 | Monthly System Peak Day | CAISO | 1-in-2 | 2025 | 3 | 485.7195 | 497.6348 | 36.2181 | 63.187 | 0
| All | All Customers | 5 | Monthly System Peak Day | CAISO | 1-in-2 | 2025 | 4 | 589.0847 | 605.8983 | 36.2022 | 61.7426 | 0
| All | All Customers | 5 | Monthly System Peak Day | CAISO | 1-in-2 | 2025 | 5 | 568.1976 | 588.2712 | 36.2056 | 60.4309 | 0
| All | All Customers | 5 | Monthly System Peak Day | CAISO | 1-in-2 | 2025 | 6 | 577.2281 | 601.6079 | 36.1917 | 59.7787 | 0
| All | All Customers | 5 | Monthly System Peak Day | CAISO | 1-in-2 | 2025 | 7 | 583.4365 | 600.2938 | 36.2041 | 59.5271 | 0
| All | All Customers | 5 | Monthly System Peak Day | CAISO | 1-in-2 | 2025 | 8 | 609.1238 | 639.8861 | 36.334 | 59.9304 | 0
| All | All Customers | 5 | Monthly System Peak Day | CAISO | 1-in-2 | 2025 | 9 | 539.714 | 575.147 | 36.4511 | 62.3035 | 0
| All | All Customers | 5 | Monthly System Peak Day | CAISO | 1-in-2 | 2025 | 10 | 529.7087 | 553.2191 | 36.3426 | 66.9258 | 0
| All | All Customers | 5 | Monthly System Peak Day | CAISO | 1-in-2 | 2025 | 11 | 515.0845 | 531.2198 | 36.4009 | 72.2923 | 0
| All | All Customers | 5 | Monthly System Peak Day | CAISO | 1-in-2 | 2025 | 12 | 502.8688 | 514.1716 | 36.4589 | 76.8891 | 0
| All | All Customers | 5 | Monthly System Peak Day | CAISO | 1-in-2 | 2025 | 13 | 418.2669 | 427.7971 | 36.4893 | 80.0617 | 0
| All | All Customers | 5 | Monthly System Peak Day | CAISO | 1-in-2 | 2025 | 14 | 391.8225 | 398.3108 | 36.4432 | 82.0963 | 0
| All | All Customers | 5 | Monthly System Peak Day | CAISO | 1-in-2 | 2025 | 15 | 349.9899 | 355.4351 | 36.3499 | 83.2494 | 0
| All | All Customers | 5 | Monthly System Peak Day | CAISO | 1-in-2 | 2025 | 16 | 302.9904 | 305.1209 | 36.2233 | 83.9157 | 0
| All | All Customers | 5 | Monthly System Peak Day | CAISO | 1-in-2 | 2025 | 17 | 275.8855 | 284.7974 | 36.0289 | 83.7217 | 0
| All | All Customers | 5 | Monthly System Peak Day | CAISO | 1-in-2 | 2025 | 18 | 262.0341 | 268.8457 | 36.0416 | 82.1785 | 0
| All | All Customers | 5 | Monthly System Peak Day | CAISO | 1-in-2 | 2025 | 19 | 251.3565 | 256.5772 | 36.1014 | 79.7652 | 0
| All | All Customers | 5 | Monthly System Peak Day | CAISO | 1-in-2 | 2025 | 20 | 241.0078 | 245.3701 | 35.9846 | 76.7701 | 0
| All | All Customers | 5 | Monthly System Peak Day | CAISO | 1-in-2 | 2025 | 21 | 252.1133 | 256.4583 | 36.0397 | 72.5823 | 0
| All | All Customers | 5 | Monthly System Peak Day | CAISO | 1-in-2 | 2025 | 22 | 424.6164 | 447.8413 | 36.2271 | 69.1974 | 0
| All | All Customers | 5 | Monthly System Peak Day | CAISO | 1-in-2 | 2025 | 23 | 433.5157 | 458.2434 | 36.2769 | 67.3572 | 0
| All | All Customers | 5 | Monthly System Peak Day | CAISO | 1-in-2 | 2025 | 24 | 458.0717 | 490.8453 | 36.3253 | 65.3978 | 0
| All | All Customers | 6 | Average Weekday | CAISO | 1-in-2 | 2025 | 1 | 380.3852 | 409.5742 | 37.7446 | 63.3347 | 0
| All | All Customers | 6 | Average Weekday | CAISO | 1-in-2 | 2025 | 2 | 368.2293 | 393.7919 | 37.7142 | 62.4336 | 0
| All | All Customers | 6 | Average Weekday | CAISO | 1-in-2 | 2025 | 3 | 463.2163 | 500.959 | 37.7074 | 61.6495 | 0
| All | All Customers | 6 | Average Weekday | CAISO | 1-in-2 | 2025 | 4 | 559.6839 | 608.1536 | 37.701 | 60.9868 | 0
| All | All Customers | 6 | Average Weekday | CAISO | 1-in-2 | 2025 | 5 | 538.5064 | 593.8738 | 37.7129 | 60.4527 | 0
| All | All Customers | 6 | Average Weekday | CAISO | 1-in-2 | 2025 | 6 | 562.2154 | 625.1915 | 37.7339 | 59.9373 | 0
| All | All Customers | 6 | Average Weekday | CAISO | 1-in-2 | 2025 | 7 | 575.7812 | 619.4614 | 37.8879 | 59.5165 | 0
| All | All Customers | 6 | Average Weekday | CAISO | 1-in-2 | 2025 | 8 | 595.2765 | 636.8192 | 37.7628 | 60.1751 | 0
| All | All Customers | 6 | Average Weekday | CAISO | 1-in-2 | 2025 | 9 | 550.4971 | 566.5389 | 37.8095 | 62.3426 | 0
| All | All Customers | 6 | Average Weekday | CAISO | 1-in-2 | 2025 | 10 | 536.9254 | 546.58 | 37.8621 | 65.1843 | 0
| All | All Customers | 6 | Average Weekday | CAISO | 1-in-2 | 2025 | 11 | 514.4905 | 520.012 | 37.9172 | 68.3037 | 0
| All | All Customers | 6 | Average Weekday | CAISO | 1-in-2 | 2025 | 12 | 505.2053 | 517.6824 | 37.9404 | 71.3783 | 0
| All | All Customers | 6 | Average Weekday | CAISO | 1-in-2 | 2025 | 13 | 421.0423 | 446.6984 | 38 | 73.8767 | 0
| All | All Customers | 6 | Average Weekday | CAISO | 1-in-2 | 2025 | 14 | 391.6913 | 411.5467 | 37.9587 | 75.8974 | 0
| All | All Customers | 6 | Average Weekday | CAISO | 1-in-2 | 2025 | 15 | 340.0534 | 357.1451 | 37.9968 | 77.3669 | 0
| All | All Customers | 6 | Average Weekday | CAISO | 1-in-2 | 2025 | 16 | 297.7942 | 310.199 | 38.0704 | 78.0876 | 0
| All | All Customers | 6 | Average Weekday | CAISO | 1-in-2 | 2025 | 17 | 275.4435 | 280.8178 | 37.9177 | 78.2813 | 0
| All | All Customers | 6 | Average Weekday | CAISO | 1-in-2 | 2025 | 18 | 253.5889 | 263.8542 | 37.9142 | 77.522 | 0
| All | All Customers | 6 | Average Weekday | CAISO | 1-in-2 | 2025 | 19 | 238.0487 | 263.6309 | 58.4416 | 76.0725 | 0
| All | All Customers | 6 | Average Weekday | CAISO | 1-in-2 | 2025 | 20 | 224.2885 | 250.4461 | 36.7356 | 73.9133 | 0
| All | All Customers | 6 | Average Weekday | CAISO | 1-in-2 | 2025 | 21 | 241.2465 | 255.2306 | 37.8635 | 70.9037 | 0
| All | All Customers | 6 | Average Weekday | CAISO | 1-in-2 | 2025 | 22 | 399.1854 | 451.1425 | 37.5736 | 67.7811 | 0
| All | All Customers | 6 | Average Weekday | CAISO | 1-in-2 | 2025 | 23 | 426.6121 | 473.1573 | 37.6801 | 65.9071 | 0
| All | All Customers | 6 | Average Weekday | CAISO | 1-in-2 | 2025 | 24 | 452.7414 | 500.0594 | 37.7348 | 64.6 | 0
| All | All Customers | 6 | Monthly System Peak Day | CAISO | 1-in-2 | 2025 | 1 | 380.3852 | 409.0715 | 36.259 | 65.1783 | 0
| All | All Customers | 6 | Monthly System Peak Day | CAISO | 1-in-2 | 2025 | 2 | 368.2293 | 388.9103 | 36.2618 | 64.4133 | 0
| All | All Customers | 6 | Monthly System Peak Day | CAISO | 1-in-2 | 2025 | 3 | 463.2163 | 490.0969 | 36.2627 | 63.6826 | 0
| All | All Customers | 6 | Monthly System Peak Day | CAISO | 1-in-2 | 2025 | 4 | 559.6839 | 588.3159 | 36.2633 | 62.8256 | 0
| All | All Customers | 6 | Monthly System Peak Day | CAISO | 1-in-2 | 2025 | 5 | 538.5064 | 578.5664 | 36.258 | 61.9409 | 0
| All | All Customers | 6 | Monthly System Peak Day | CAISO | 1-in-2 | 2025 | 6 | 562.2154 | 608.4239 | 36.2482 | 60.9706 | 0
| All | All Customers | 6 | Monthly System Peak Day | CAISO | 1-in-2 | 2025 | 7 | 575.7812 | 600.9249 | 36.2158 | 60.3787 | 0
| All | All Customers | 6 | Monthly System Peak Day | CAISO | 1-in-2 | 2025 | 8 | 595.2765 | 624.5977 | 36.2693 | 61.0965 | 0
| All | All Customers | 6 | Monthly System Peak Day | CAISO | 1-in-2 | 2025 | 9 | 550.4971 | 571.0389 | 36.2904 | 64.0267 | 0
| All | All Customers | 6 | Monthly System Peak Day | CAISO | 1-in-2 | 2025 | 10 | 536.9254 | 551.0593 | 36.2746 | 67.4385 | 0
| All | All Customers | 6 | Monthly System Peak Day | CAISO | 1-in-2 | 2025 | 11 | 514.4905 | 526.8851 | 36.3036 | 70.8542 | 0
| All | All Customers | 6 | Monthly System Peak Day | CAISO | 1-in-2 | 2025 | 12 | 505.2053 | 519.8052 | 36.3359 | 74.4808 | 0
| All | All Customers | 6 | Monthly System Peak Day | CAISO | 1-in-2 | 2025 | 13 | 421.0423 | 440.4835 | 36.347 | 77.8479 | 0
| All | All Customers | 6 | Monthly System Peak Day | CAISO | 1-in-2 | 2025 | 14 | 391.6913 | 408.0636 | 36.3179 | 80.5575 | 0
| All | All Customers | 6 | Monthly System Peak Day | CAISO | 1-in-2 | 2025 | 15 | 340.0534 | 354.5515 | 36.252 | 82.9364 | 0
| All | All Customers | 6 | Monthly System Peak Day | CAISO | 1-in-2 | 2025 | 16 | 297.7942 | 300.7406 | 36.2002 | 83.8572 | 0
| All | All Customers | 6 | Monthly System Peak Day | CAISO | 1-in-2 | 2025 | 17 | 275.4435 | 284.7128 | 36.4871 | 83.7264 | 0
| All | All Customers | 6 | Monthly System Peak Day | CAISO | 1-in-2 | 2025 | 18 | 253.5889 | 268.5692 | 36.5088 | 82.8692 | 0
| All | All Customers | 6 | Monthly System Peak Day | CAISO | 1-in-2 | 2025 | 19 | 238.0487 | 260.9892 | 39.0617 | 81.209 | 0
| All | All Customers | 6 | Monthly System Peak Day | CAISO | 1-in-2 | 2025 | 20 | 224.2885 | 243.8624 | 36.4591 | 78.5744 | 0
| All | All Customers | 6 | Monthly System Peak Day | CAISO | 1-in-2 | 2025 | 21 | 241.2465 | 257.2421 | 36.7292 | 74.7466 | 0
| All | All Customers | 6 | Monthly System Peak Day | CAISO | 1-in-2 | 2025 | 22 | 399.1854 | 432.7296 | 36.3271 | 70.611 | 0
| All | All Customers | 6 | Monthly System Peak Day | CAISO | 1-in-2 | 2025 | 23 | 426.6121 | 460.6229 | 36.2888 | 68.0692 | 0
| All | All Customers | 6 | Monthly System Peak Day | CAISO | 1-in-2 | 2025 | 24 | 452.7414 | 494.3372 | 36.2705 | 66.6308 | 0
| All | All Customers | 7 | Average Weekday | CAISO | 1-in-2 | 2025 | 1 | 381.4026 | 408.9073 | 39.0194 | 68.1243 | 0
| All | All Customers | 7 | Average Weekday | CAISO | 1-in-2 | 2025 | 2 | 379.5472 | 398.2922 | 39.015 | 67.4089 | 0
| All | All Customers | 7 | Average Weekday | CAISO | 1-in-2 | 2025 | 3 | 466.1622 | 491.8482 | 39.0138 | 66.7668 | 0
| All | All Customers | 7 | Average Weekday | CAISO | 1-in-2 | 2025 | 4 | 563.4542 | 593.4343 | 39.0116 | 66.2032 | 0
| All | All Customers | 7 | Average Weekday | CAISO | 1-in-2 | 2025 | 5 | 545.5762 | 586.0831 | 39.0092 | 65.7063 | 0
| All | All Customers | 7 | Average Weekday | CAISO | 1-in-2 | 2025 | 6 | 553.8898 | 598.0684 | 39.0027 | 65.2472 | 0
| All | All Customers | 7 | Average Weekday | CAISO | 1-in-2 | 2025 | 7 | 559.5543 | 581.748 | 39.0029 | 64.9139 | 0
| All | All Customers | 7 | Average Weekday | CAISO | 1-in-2 | 2025 | 8 | 576.4366 | 605.7856 | 39.0338 | 65.3722 | 0
| All | All Customers | 7 | Average Weekday | CAISO | 1-in-2 | 2025 | 9 | 521.2725 | 541.2105 | 39.0668 | 67.4307 | 0
| All | All Customers | 7 | Average Weekday | CAISO | 1-in-2 | 2025 | 10 | 510.0295 | 522.9668 | 39.0657 | 70.1693 | 0
| All | All Customers | 7 | Average Weekday | CAISO | 1-in-2 | 2025 | 11 | 492.8754 | 504.7277 | 39.1011 | 73.2355 | 0
| All | All Customers | 7 | Average Weekday | CAISO | 1-in-2 | 2025 | 12 | 484.8551 | 499.9363 | 39.1355 | 76.3415 | 0
| All | All Customers | 7 | Average Weekday | CAISO | 1-in-2 | 2025 | 13 | 399.4478 | 417.2368 | 39.1511 | 78.8269 | 0
| All | All Customers | 7 | Average Weekday | CAISO | 1-in-2 | 2025 | 14 | 373.6019 | 388.9778 | 39.1197 | 80.7152 | 0
| All | All Customers | 7 | Average Weekday | CAISO | 1-in-2 | 2025 | 15 | 327.976 | 342.0944 | 39.0609 | 82.0515 | 0
| All | All Customers | 7 | Average Weekday | CAISO | 1-in-2 | 2025 | 16 | 280.736 | 281.5696 | 39.0184 | 82.5892 | 0
| All | All Customers | 7 | Average Weekday | CAISO | 1-in-2 | 2025 | 17 | 262.2129 | 270.182 | 39.4234 | 82.6471 | 0
| All | All Customers | 7 | Average Weekday | CAISO | 1-in-2 | 2025 | 18 | 248.6048 | 260.9315 | 39.4461 | 81.8483 | 0
| All | All Customers | 7 | Average Weekday | CAISO | 1-in-2 | 2025 | 19 | 234.9061 | 256.2534 | 40.0544 | 80.2734 | 0
| All | All Customers | 7 | Average Weekday | CAISO | 1-in-2 | 2025 | 20 | 229.3813 | 244.7234 | 38.9811 | 78.0883 | 0
| All | All Customers | 7 | Average Weekday | CAISO | 1-in-2 | 2025 | 21 | 250.18 | 262.5223 | 39.4555 | 75.1032 | 0
| All | All Customers | 7 | Average Weekday | CAISO | 1-in-2 | 2025 | 22 | 407.4402 | 442.91 | 38.9943 | 71.9933 | 0
| All | All Customers | 7 | Average Weekday | CAISO | 1-in-2 | 2025 | 23 | 425.9873 | 456.4439 | 39.0064 | 70.1118 | 0
| All | All Customers | 7 | Average Weekday | CAISO | 1-in-2 | 2025 | 24 | 447.7395 | 486.8147 | 39.0226 | 68.9207 | 0
| All | All Customers | 7 | Monthly System Peak Day | CAISO | 1-in-2 | 2025 | 1 | 381.4026 | 373.6913 | 39.032 | 72.9888 | 0
| All | All Customers | 7 | Monthly System Peak Day | CAISO | 1-in-2 | 2025 | 2 | 379.5472 | 352.6351 | 39.0167 | 71.9767 | 0
| All | All Customers | 7 | Monthly System Peak Day | CAISO | 1-in-2 | 2025 | 3 | 466.1622 | 416.447 | 39.0152 | 71.1561 | 0
| All | All Customers | 7 | Monthly System Peak Day | CAISO | 1-in-2 | 2025 | 4 | 563.4542 | 489.1135 | 39.0118 | 70.4084 | 0
| All | All Customers | 7 | Monthly System Peak Day | CAISO | 1-in-2 | 2025 | 5 | 545.5762 | 488.4483 | 39.02 | 69.7948 | 0
| All | All Customers | 7 | Monthly System Peak Day | CAISO | 1-in-2 | 2025 | 6 | 553.8898 | 512.3599 | 39.0344 | 69.2437 | 0
| All | All Customers | 7 | Monthly System Peak Day | CAISO | 1-in-2 | 2025 | 7 | 559.5543 | 504.3147 | 39.0833 | 68.7555 | 0
| All | All Customers | 7 | Monthly System Peak Day | CAISO | 1-in-2 | 2025 | 8 | 576.4366 | 534.2092 | 39.0506 | 69.0524 | 0
| All | All Customers | 7 | Monthly System Peak Day | CAISO | 1-in-2 | 2025 | 9 | 521.2725 | 495.0991 | 39.0537 | 71.8808 | 0
| All | All Customers | 7 | Monthly System Peak Day | CAISO | 1-in-2 | 2025 | 10 | 510.0295 | 473.5231 | 39.0446 | 75.8307 | 0
| All | All Customers | 7 | Monthly System Peak Day | CAISO | 1-in-2 | 2025 | 11 | 492.8754 | 457.5615 | 39.0547 | 80.1612 | 0
| All | All Customers | 7 | Monthly System Peak Day | CAISO | 1-in-2 | 2025 | 12 | 484.8551 | 450.0339 | 39.0656 | 83.938 | 0
| All | All Customers | 7 | Monthly System Peak Day | CAISO | 1-in-2 | 2025 | 13 | 399.4478 | 382.4334 | 39.0777 | 86.7532 | 0
| All | All Customers | 7 | Monthly System Peak Day | CAISO | 1-in-2 | 2025 | 14 | 373.6019 | 358.2604 | 39.0721 | 88.7184 | 0
| All | All Customers | 7 | Monthly System Peak Day | CAISO | 1-in-2 | 2025 | 15 | 327.976 | 316.938 | 39.0891 | 90.0491 | 0
| All | All Customers | 7 | Monthly System Peak Day | CAISO | 1-in-2 | 2025 | 16 | 280.736 | 255.7441 | 39.0875 | 90.1765 | 0
| All | All Customers | 7 | Monthly System Peak Day | CAISO | 1-in-2 | 2025 | 17 | 262.2129 | 272.8898 | 38.9648 | 90.1344 | 0
| All | All Customers | 7 | Monthly System Peak Day | CAISO | 1-in-2 | 2025 | 18 | 248.6048 | 271.3394 | 39.0545 | 88.7935 | 0
| All | All Customers | 7 | Monthly System Peak Day | CAISO | 1-in-2 | 2025 | 19 | 234.9061 | 230.8104 | 38.6419 | 87.2215 | 0
| All | All Customers | 7 | Monthly System Peak Day | CAISO | 1-in-2 | 2025 | 20 | 229.3813 | 252.3574 | 38.4095 | 84.5514 | 0
| All | All Customers | 7 | Monthly System Peak Day | CAISO | 1-in-2 | 2025 | 21 | 250.18 | 236.0508 | 39.6081 | 81.7859 | 0
| All | All Customers | 7 | Monthly System Peak Day | CAISO | 1-in-2 | 2025 | 22 | 407.4402 | 393.094 | 39.1407 | 79.4073 | 0
| All | All Customers | 7 | Monthly System Peak Day | CAISO | 1-in-2 | 2025 | 23 | 425.9873 | 393.5247 | 39.0467 | 77.6157 | 0
| All | All Customers | 7 | Monthly System Peak Day | CAISO | 1-in-2 | 2025 | 24 | 447.7395 | 424.0726 | 39.0401 | 76.1959 | 0
| All | All Customers | 8 | Average Weekday | CAISO | 1-in-2 | 2025 | 1 | 402.2427 | 433.5493 | 36.4701 | 68.6048 | 0
| All | All Customers | 8 | Average Weekday | CAISO | 1-in-2 | 2025 | 2 | 388.5118 | 410.7691 | 36.4653 | 67.7051 | 0
| All | All Customers | 8 | Average Weekday | CAISO | 1-in-2 | 2025 | 3 | 471.5214 | 497.4923 | 36.4638 | 66.9073 | 0
| All | All Customers | 8 | Average Weekday | CAISO | 1-in-2 | 2025 | 4 | 575.3694 | 606.2529 | 36.4608 | 66.1811 | 0
| All | All Customers | 8 | Average Weekday | CAISO | 1-in-2 | 2025 | 5 | 550.4406 | 592.0685 | 36.4582 | 65.5312 | 0
| All | All Customers | 8 | Average Weekday | CAISO | 1-in-2 | 2025 | 6 | 563.0746 | 610.7337 | 36.4509 | 64.9865 | 0
| All | All Customers | 8 | Average Weekday | CAISO | 1-in-2 | 2025 | 7 | 577.1658 | 604.5524 | 36.4571 | 64.5957 | 0
| All | All Customers | 8 | Average Weekday | CAISO | 1-in-2 | 2025 | 8 | 587.3727 | 619.9255 | 36.4859 | 64.5927 | 0
| All | All Customers | 8 | Average Weekday | CAISO | 1-in-2 | 2025 | 9 | 527.1525 | 548.0845 | 36.5209 | 66.6332 | 0
| All | All Customers | 8 | Average Weekday | CAISO | 1-in-2 | 2025 | 10 | 518.0616 | 531.9779 | 36.5252 | 69.8708 | 0
| All | All Customers | 8 | Average Weekday | CAISO | 1-in-2 | 2025 | 11 | 497.1756 | 510.0204 | 36.5585 | 73.6852 | 0
| All | All Customers | 8 | Average Weekday | CAISO | 1-in-2 | 2025 | 12 | 486.2434 | 502.5447 | 36.5874 | 77.4375 | 0
| All | All Customers | 8 | Average Weekday | CAISO | 1-in-2 | 2025 | 13 | 409.783 | 429.864 | 36.6026 | 80.3669 | 0
| All | All Customers | 8 | Average Weekday | CAISO | 1-in-2 | 2025 | 14 | 381.5213 | 398.3476 | 36.5723 | 82.5867 | 0
| All | All Customers | 8 | Average Weekday | CAISO | 1-in-2 | 2025 | 15 | 336.0844 | 351.1603 | 36.5185 | 83.9652 | 0
| All | All Customers | 8 | Average Weekday | CAISO | 1-in-2 | 2025 | 16 | 289.6683 | 293.6993 | 36.4805 | 84.4882 | 0
| All | All Customers | 8 | Average Weekday | CAISO | 1-in-2 | 2025 | 17 | 272.5002 | 279.8493 | 36.8432 | 84.5142 | 0
| All | All Customers | 8 | Average Weekday | CAISO | 1-in-2 | 2025 | 18 | 249.4187 | 263.4181 | 36.8994 | 83.6598 | 0
| All | All Customers | 8 | Average Weekday | CAISO | 1-in-2 | 2025 | 19 | 236.0652 | 259.7067 | 37.7798 | 81.9995 | 0
| All | All Customers | 8 | Average Weekday | CAISO | 1-in-2 | 2025 | 20 | 236.106 | 255.5155 | 36.6628 | 79.4151 | 0
| All | All Customers | 8 | Average Weekday | CAISO | 1-in-2 | 2025 | 21 | 260.8545 | 276.6231 | 37.0356 | 75.7188 | 0
| All | All Customers | 8 | Average Weekday | CAISO | 1-in-2 | 2025 | 22 | 420.6976 | 453.0689 | 36.4342 | 72.7525 | 0
| All | All Customers | 8 | Average Weekday | CAISO | 1-in-2 | 2025 | 23 | 443.0329 | 478.4962 | 36.4465 | 70.9434 | 0
| All | All Customers | 8 | Average Weekday | CAISO | 1-in-2 | 2025 | 24 | 468.3707 | 511.2843 | 36.4703 | 69.6999 | 0
| All | All Customers | 8 | Monthly System Peak Day | CAISO | 1-in-2 | 2025 | 1 | 402.2427 | 394.534 | 30.9828 | 77.4193 | 0
| All | All Customers | 8 | Monthly System Peak Day | CAISO | 1-in-2 | 2025 | 2 | 388.5118 | 363.6591 | 30.9668 | 76.4867 | 0
| All | All Customers | 8 | Monthly System Peak Day | CAISO | 1-in-2 | 2025 | 3 | 471.5214 | 427.8159 | 30.9657 | 75.8197 | 0
| All | All Customers | 8 | Monthly System Peak Day | CAISO | 1-in-2 | 2025 | 4 | 575.3694 | 503.8476 | 30.9628 | 75.0382 | 0
| All | All Customers | 8 | Monthly System Peak Day | CAISO | 1-in-2 | 2025 | 5 | 550.4406 | 497.083 | 30.9714 | 74.43 | 0
| All | All Customers | 8 | Monthly System Peak Day | CAISO | 1-in-2 | 2025 | 6 | 563.0746 | 519.9427 | 30.988 | 73.8497 | 0
| All | All Customers | 8 | Monthly System Peak Day | CAISO | 1-in-2 | 2025 | 7 | 577.1658 | 522.6627 | 31.0341 | 73.3443 | 0
| All | All Customers | 8 | Monthly System Peak Day | CAISO | 1-in-2 | 2025 | 8 | 587.3727 | 543.6586 | 31.0007 | 73.4335 | 0
| All | All Customers | 8 | Monthly System Peak Day | CAISO | 1-in-2 | 2025 | 9 | 527.1525 | 502.9068 | 31.0021 | 75.3901 | 0
| All | All Customers | 8 | Monthly System Peak Day | CAISO | 1-in-2 | 2025 | 10 | 518.0616 | 483.3143 | 30.9862 | 79.1548 | 0
| All | All Customers | 8 | Monthly System Peak Day | CAISO | 1-in-2 | 2025 | 11 | 497.1756 | 461.2733 | 30.999 | 83.321 | 0
| All | All Customers | 8 | Monthly System Peak Day | CAISO | 1-in-2 | 2025 | 12 | 486.2434 | 450.3678 | 31.0173 | 87.2646 | 0
| All | All Customers | 8 | Monthly System Peak Day | CAISO | 1-in-2 | 2025 | 13 | 409.783 | 393.5292 | 31.0316 | 89.9422 | 0
| All | All Customers | 8 | Monthly System Peak Day | CAISO | 1-in-2 | 2025 | 14 | 381.5213 | 367.4305 | 31.0262 | 91.5728 | 0
| All | All Customers | 8 | Monthly System Peak Day | CAISO | 1-in-2 | 2025 | 15 | 336.0844 | 326.3831 | 31.0419 | 92.0932 | 0
| All | All Customers | 8 | Monthly System Peak Day | CAISO | 1-in-2 | 2025 | 16 | 289.6683 | 268.2022 | 31.0309 | 91.7959 | 0
| All | All Customers | 8 | Monthly System Peak Day | CAISO | 1-in-2 | 2025 | 17 | 272.5002 | 282.2718 | 30.8516 | 91.068 | 0
| All | All Customers | 8 | Monthly System Peak Day | CAISO | 1-in-2 | 2025 | 18 | 249.4187 | 274.1872 | 30.943 | 88.9463 | 0
| All | All Customers | 8 | Monthly System Peak Day | CAISO | 1-in-2 | 2025 | 19 | 236.0652 | 233.7379 | 30.6031 | 86.9459 | 0
| All | All Customers | 8 | Monthly System Peak Day | CAISO | 1-in-2 | 2025 | 20 | 236.106 | 226.9653 | 30.4608 | 85.1234 | 0
| All | All Customers | 8 | Monthly System Peak Day | CAISO | 1-in-2 | 2025 | 21 | 260.8545 | 241.0069 | 31.7262 | 82.4149 | 0
| All | All Customers | 8 | Monthly System Peak Day | CAISO | 1-in-2 | 2025 | 22 | 420.6976 | 395.6596 | 31.1358 | 80.4488 | 0
| All | All Customers | 8 | Monthly System Peak Day | CAISO | 1-in-2 | 2025 | 23 | 443.0329 | 416.9585 | 31.0147 | 79.2153 | 0
| All | All Customers | 8 | Monthly System Peak Day | CAISO | 1-in-2 | 2025 | 24 | 468.3707 | 448.7774 | 30.9953 | 78.199 | 0
| All | All Customers | 8 | Typical Event Day | CAISO | 1-in-2 | 2025 | 1 | 402.2427 | 394.534 | 30.9828 | 73.4051 | 0
| All | All Customers | 8 | Typical Event Day | CAISO | 1-in-2 | 2025 | 2 | 388.5118 | 363.6591 | 30.9668 | 72.4025 | 0
| All | All Customers | 8 | Typical Event Day | CAISO | 1-in-2 | 2025 | 3 | 471.5214 | 427.8159 | 30.9657 | 71.5741 | 0
| All | All Customers | 8 | Typical Event Day | CAISO | 1-in-2 | 2025 | 4 | 575.3694 | 503.8476 | 30.9628 | 70.6868 | 0
| All | All Customers | 8 | Typical Event Day | CAISO | 1-in-2 | 2025 | 5 | 550.4406 | 497.083 | 30.9714 | 69.9353 | 0
| All | All Customers | 8 | Typical Event Day | CAISO | 1-in-2 | 2025 | 6 | 563.0746 | 519.9427 | 30.988 | 69.1851 | 0
| All | All Customers | 8 | Typical Event Day | CAISO | 1-in-2 | 2025 | 7 | 577.1658 | 522.6627 | 31.0341 | 68.8033 | 0
| All | All Customers | 8 | Typical Event Day | CAISO | 1-in-2 | 2025 | 8 | 587.3727 | 543.6586 | 31.0007 | 69.1331 | 0
| All | All Customers | 8 | Typical Event Day | CAISO | 1-in-2 | 2025 | 9 | 527.1525 | 502.9068 | 31.0021 | 71.4605 | 0
| All | All Customers | 8 | Typical Event Day | CAISO | 1-in-2 | 2025 | 10 | 518.0616 | 483.3143 | 30.9862 | 75.3733 | 0
| All | All Customers | 8 | Typical Event Day | CAISO | 1-in-2 | 2025 | 11 | 497.1756 | 461.2733 | 30.999 | 79.9165 | 0
| All | All Customers | 8 | Typical Event Day | CAISO | 1-in-2 | 2025 | 12 | 486.2434 | 450.3678 | 31.0173 | 83.9787 | 0
| All | All Customers | 8 | Typical Event Day | CAISO | 1-in-2 | 2025 | 13 | 409.783 | 393.5292 | 31.0316 | 86.922 | 0
| All | All Customers | 8 | Typical Event Day | CAISO | 1-in-2 | 2025 | 14 | 381.5213 | 367.4305 | 31.0262 | 88.9751 | 0
| All | All Customers | 8 | Typical Event Day | CAISO | 1-in-2 | 2025 | 15 | 336.0844 | 326.3831 | 31.0419 | 90.218 | 0
| All | All Customers | 8 | Typical Event Day | CAISO | 1-in-2 | 2025 | 16 | 289.6683 | 268.2022 | 31.0309 | 90.1807 | 0
| All | All Customers | 8 | Typical Event Day | CAISO | 1-in-2 | 2025 | 17 | 272.5002 | 282.2718 | 30.8516 | 89.7365 | 0
| All | All Customers | 8 | Typical Event Day | CAISO | 1-in-2 | 2025 | 18 | 249.4187 | 274.1872 | 30.943 | 88.3079 | 0
| All | All Customers | 8 | Typical Event Day | CAISO | 1-in-2 | 2025 | 19 | 236.0652 | 233.7379 | 30.6031 | 86.7359 | 0
| All | All Customers | 8 | Typical Event Day | CAISO | 1-in-2 | 2025 | 20 | 236.106 | 226.9653 | 30.4608 | 84.5226 | 0
| All | All Customers | 8 | Typical Event Day | CAISO | 1-in-2 | 2025 | 21 | 260.8545 | 241.0069 | 31.7262 | 81.4099 | 0
| All | All Customers | 8 | Typical Event Day | CAISO | 1-in-2 | 2025 | 22 | 420.6976 | 395.6596 | 31.1358 | 78.7501 | 0
| All | All Customers | 8 | Typical Event Day | CAISO | 1-in-2 | 2025 | 23 | 443.0329 | 416.9585 | 31.0147 | 76.8364 | 0
| All | All Customers | 8 | Typical Event Day | CAISO | 1-in-2 | 2025 | 24 | 468.3707 | 448.7774 | 30.9953 | 75.429 | 0
| All | All Customers | 9 | Average Weekday | CAISO | 1-in-2 | 2025 | 1 | 370.9716 | 392.1626 | 39.1624 | 68.316 | 0
| All | All Customers | 9 | Average Weekday | CAISO | 1-in-2 | 2025 | 2 | 367.5192 | 378.3419 | 39.1575 | 67.4937 | 0
| All | All Customers | 9 | Average Weekday | CAISO | 1-in-2 | 2025 | 3 | 464.5834 | 471.5916 | 39.156 | 66.7808 | 0
| All | All Customers | 9 | Average Weekday | CAISO | 1-in-2 | 2025 | 4 | 571.0808 | 581.8135 | 39.1551 | 66.1786 | 0
| All | All Customers | 9 | Average Weekday | CAISO | 1-in-2 | 2025 | 5 | 535.0168 | 553.0443 | 39.1524 | 65.6256 | 0
| All | All Customers | 9 | Average Weekday | CAISO | 1-in-2 | 2025 | 6 | 536.2809 | 565.0703 | 39.1465 | 65.1016 | 0
| All | All Customers | 9 | Average Weekday | CAISO | 1-in-2 | 2025 | 7 | 561.611 | 580.4635 | 39.1373 | 64.7812 | 0
| All | All Customers | 9 | Average Weekday | CAISO | 1-in-2 | 2025 | 8 | 560.9644 | 577.7397 | 39.1714 | 64.6266 | 0
| All | All Customers | 9 | Average Weekday | CAISO | 1-in-2 | 2025 | 9 | 499.3721 | 516.0759 | 39.2062 | 65.6899 | 0
| All | All Customers | 9 | Average Weekday | CAISO | 1-in-2 | 2025 | 10 | 496.8052 | 506.1395 | 39.203 | 68.5077 | 0
| All | All Customers | 9 | Average Weekday | CAISO | 1-in-2 | 2025 | 11 | 479.6886 | 488.3084 | 39.2455 | 72.1253 | 0
| All | All Customers | 9 | Average Weekday | CAISO | 1-in-2 | 2025 | 12 | 470.615 | 479.7054 | 39.2888 | 75.8349 | 0
| All | All Customers | 9 | Average Weekday | CAISO | 1-in-2 | 2025 | 13 | 404.4795 | 415.1469 | 39.3076 | 78.9256 | 0
| All | All Customers | 9 | Average Weekday | CAISO | 1-in-2 | 2025 | 14 | 372.5764 | 382.6396 | 39.273 | 81.0944 | 0
| All | All Customers | 9 | Average Weekday | CAISO | 1-in-2 | 2025 | 15 | 333.7586 | 343.5818 | 39.2028 | 82.2777 | 0
| All | All Customers | 9 | Average Weekday | CAISO | 1-in-2 | 2025 | 16 | 302.8461 | 302.2027 | 39.1523 | 82.6823 | 0
| All | All Customers | 9 | Average Weekday | CAISO | 1-in-2 | 2025 | 17 | 276.103 | 288.883 | 39.3855 | 82.4032 | 0
| All | All Customers | 9 | Average Weekday | CAISO | 1-in-2 | 2025 | 18 | 257.6182 | 275.4755 | 39.3083 | 81.3068 | 0
| All | All Customers | 9 | Average Weekday | CAISO | 1-in-2 | 2025 | 19 | 260.7004 | 271.2812 | 40.5519 | 79.4223 | 0
| All | All Customers | 9 | Average Weekday | CAISO | 1-in-2 | 2025 | 20 | 261.1948 | 269.7555 | 39.0221 | 76.486 | 0
| All | All Customers | 9 | Average Weekday | CAISO | 1-in-2 | 2025 | 21 | 277.6738 | 287.6611 | 39.1872 | 73.3934 | 0
| All | All Customers | 9 | Average Weekday | CAISO | 1-in-2 | 2025 | 22 | 419.9968 | 443.0238 | 39.1155 | 71.5787 | 0
| All | All Customers | 9 | Average Weekday | CAISO | 1-in-2 | 2025 | 23 | 422.7805 | 445.4149 | 39.1653 | 70.2693 | 0
| All | All Customers | 9 | Average Weekday | CAISO | 1-in-2 | 2025 | 24 | 437.6879 | 469.252 | 39.1698 | 69.1577 | 0
| All | All Customers | 9 | Monthly System Peak Day | CAISO | 1-in-2 | 2025 | 1 | 370.9716 | 354.6569 | 39.2435 | 78.125 | 0
| All | All Customers | 9 | Monthly System Peak Day | CAISO | 1-in-2 | 2025 | 2 | 367.5192 | 332.4235 | 39.2297 | 76.8197 | 0
| All | All Customers | 9 | Monthly System Peak Day | CAISO | 1-in-2 | 2025 | 3 | 464.5834 | 401.844 | 39.2282 | 75.7144 | 0
| All | All Customers | 9 | Monthly System Peak Day | CAISO | 1-in-2 | 2025 | 4 | 571.0808 | 470.5482 | 39.224 | 74.5539 | 0
| All | All Customers | 9 | Monthly System Peak Day | CAISO | 1-in-2 | 2025 | 5 | 535.0168 | 448.84 | 39.2313 | 73.6467 | 0
| All | All Customers | 9 | Monthly System Peak Day | CAISO | 1-in-2 | 2025 | 6 | 536.2809 | 461.6806 | 39.2429 | 72.727 | 0
| All | All Customers | 9 | Monthly System Peak Day | CAISO | 1-in-2 | 2025 | 7 | 561.611 | 486.5646 | 39.2973 | 72.7754 | 0
| All | All Customers | 9 | Monthly System Peak Day | CAISO | 1-in-2 | 2025 | 8 | 560.9644 | 488.5956 | 39.2645 | 72.9892 | 0
| All | All Customers | 9 | Monthly System Peak Day | CAISO | 1-in-2 | 2025 | 9 | 499.3721 | 467.6253 | 39.268 | 74.5886 | 0
| All | All Customers | 9 | Monthly System Peak Day | CAISO | 1-in-2 | 2025 | 10 | 496.8052 | 452.4074 | 39.2651 | 79.1186 | 0
| All | All Customers | 9 | Monthly System Peak Day | CAISO | 1-in-2 | 2025 | 11 | 479.6886 | 434.796 | 39.2687 | 85.4022 | 0
| All | All Customers | 9 | Monthly System Peak Day | CAISO | 1-in-2 | 2025 | 12 | 470.615 | 425.7765 | 39.2685 | 90.3139 | 0
| All | All Customers | 9 | Monthly System Peak Day | CAISO | 1-in-2 | 2025 | 13 | 404.4795 | 372.288 | 39.2771 | 93.2416 | 0
| All | All Customers | 9 | Monthly System Peak Day | CAISO | 1-in-2 | 2025 | 14 | 372.5764 | 346.4433 | 39.2734 | 95.1605 | 0
| All | All Customers | 9 | Monthly System Peak Day | CAISO | 1-in-2 | 2025 | 15 | 333.7586 | 314.5007 | 39.2981 | 95.8918 | 0
| All | All Customers | 9 | Monthly System Peak Day | CAISO | 1-in-2 | 2025 | 16 | 302.8461 | 271.5338 | 39.3076 | 95.0094 | 0
| All | All Customers | 9 | Monthly System Peak Day | CAISO | 1-in-2 | 2025 | 17 | 276.103 | 286.9685 | 39.1857 | 94.1512 | 0
| All | All Customers | 9 | Monthly System Peak Day | CAISO | 1-in-2 | 2025 | 18 | 257.6182 | 281.3923 | 39.1947 | 92.7581 | 0
| All | All Customers | 9 | Monthly System Peak Day | CAISO | 1-in-2 | 2025 | 19 | 260.7004 | 232.3826 | 39.6768 | 91.6898 | 0
| All | All Customers | 9 | Monthly System Peak Day | CAISO | 1-in-2 | 2025 | 20 | 261.1948 | 221.274 | 38.3765 | 89.9475 | 0
| All | All Customers | 9 | Monthly System Peak Day | CAISO | 1-in-2 | 2025 | 21 | 277.6738 | 246.703 | 39.3438 | 86.7863 | 0
| All | All Customers | 9 | Monthly System Peak Day | CAISO | 1-in-2 | 2025 | 22 | 419.9968 | 377.7202 | 39.3475 | 84.6305 | 0
| All | All Customers | 9 | Monthly System Peak Day | CAISO | 1-in-2 | 2025 | 23 | 422.7805 | 376.9068 | 39.2373 | 82.5528 | 0
| All | All Customers | 9 | Monthly System Peak Day | CAISO | 1-in-2 | 2025 | 24 | 437.6879 | 401.8075 | 39.2461 | 80.8011 | 0
| All | All Customers | 10 | Average Weekday | CAISO | 1-in-2 | 2025 | 1 | 398.1715 | 412.0784 | 36.3647 | 63.1078 | 0
| All | All Customers | 10 | Average Weekday | CAISO | 1-in-2 | 2025 | 2 | 376.4931 | 383.7271 | 36.268 | 62.2306 | 0
| All | All Customers | 10 | Average Weekday | CAISO | 1-in-2 | 2025 | 3 | 471.0063 | 481.0181 | 36.2542 | 61.3429 | 0
| All | All Customers | 10 | Average Weekday | CAISO | 1-in-2 | 2025 | 4 | 578.4864 | 593.4137 | 36.2212 | 60.6521 | 0
| All | All Customers | 10 | Average Weekday | CAISO | 1-in-2 | 2025 | 5 | 582.5649 | 599.4747 | 36.227 | 59.9614 | 0
| All | All Customers | 10 | Average Weekday | CAISO | 1-in-2 | 2025 | 6 | 595.3708 | 616.455 | 36.1949 | 59.4727 | 0
| All | All Customers | 10 | Average Weekday | CAISO | 1-in-2 | 2025 | 7 | 604.0995 | 619.9163 | 36.2084 | 59.0885 | 0
| All | All Customers | 10 | Average Weekday | CAISO | 1-in-2 | 2025 | 8 | 627.6544 | 653.6053 | 36.4674 | 58.8572 | 0
| All | All Customers | 10 | Average Weekday | CAISO | 1-in-2 | 2025 | 9 | 566.2109 | 603.4456 | 36.7301 | 59.2786 | 0
| All | All Customers | 10 | Average Weekday | CAISO | 1-in-2 | 2025 | 10 | 552.1144 | 571.9893 | 36.5051 | 61.808 | 0
| All | All Customers | 10 | Average Weekday | CAISO | 1-in-2 | 2025 | 11 | 543.1023 | 558.1353 | 36.6346 | 65.2524 | 0
| All | All Customers | 10 | Average Weekday | CAISO | 1-in-2 | 2025 | 12 | 526.2792 | 537.7567 | 36.7773 | 68.7871 | 0
| All | All Customers | 10 | Average Weekday | CAISO | 1-in-2 | 2025 | 13 | 433.7418 | 442.6501 | 36.8727 | 71.7612 | 0
| All | All Customers | 10 | Average Weekday | CAISO | 1-in-2 | 2025 | 14 | 384.3448 | 390.4008 | 36.7643 | 73.8981 | 0
| All | All Customers | 10 | Average Weekday | CAISO | 1-in-2 | 2025 | 15 | 340.9366 | 346.0275 | 36.5478 | 75.2877 | 0
| All | All Customers | 10 | Average Weekday | CAISO | 1-in-2 | 2025 | 16 | 294.8626 | 296.812 | 36.2663 | 76.0881 | 0
| All | All Customers | 10 | Average Weekday | CAISO | 1-in-2 | 2025 | 17 | 275.7564 | 284.312 | 36.0242 | 75.9371 | 0
| All | All Customers | 10 | Average Weekday | CAISO | 1-in-2 | 2025 | 18 | 268.3322 | 275.0791 | 36.0515 | 74.9092 | 0
| All | All Customers | 10 | Average Weekday | CAISO | 1-in-2 | 2025 | 19 | 259.3439 | 263.9083 | 36.5629 | 72.9505 | 0
| All | All Customers | 10 | Average Weekday | CAISO | 1-in-2 | 2025 | 20 | 260.7704 | 264.7946 | 35.9846 | 70.0551 | 0
| All | All Customers | 10 | Average Weekday | CAISO | 1-in-2 | 2025 | 21 | 268.4509 | 272.7211 | 36.0527 | 67.8774 | 0
| All | All Customers | 10 | Average Weekday | CAISO | 1-in-2 | 2025 | 22 | 439.8755 | 462.1229 | 36.2533 | 66.2813 | 0
| All | All Customers | 10 | Average Weekday | CAISO | 1-in-2 | 2025 | 23 | 429.2973 | 452.7474 | 36.3497 | 65.0082 | 0
| All | All Customers | 10 | Average Weekday | CAISO | 1-in-2 | 2025 | 24 | 447.1239 | 478.6945 | 36.4603 | 63.8932 | 0
| All | All Customers | 10 | Monthly System Peak Day | CAISO | 1-in-2 | 2025 | 1 | 398.1715 | 426.124 | 35.9715 | 72.877 | 0
| All | All Customers | 10 | Monthly System Peak Day | CAISO | 1-in-2 | 2025 | 2 | 376.4931 | 391.2003 | 36.0158 | 71.5784 | 0
| All | All Customers | 10 | Monthly System Peak Day | CAISO | 1-in-2 | 2025 | 3 | 471.0063 | 489.4091 | 36.0226 | 70.5997 | 0
| All | All Customers | 10 | Monthly System Peak Day | CAISO | 1-in-2 | 2025 | 4 | 578.4864 | 598.4128 | 36.0445 | 69.2951 | 0
| All | All Customers | 10 | Monthly System Peak Day | CAISO | 1-in-2 | 2025 | 5 | 582.5649 | 607.0762 | 36.0418 | 68.3124 | 0
| All | All Customers | 10 | Monthly System Peak Day | CAISO | 1-in-2 | 2025 | 6 | 595.3708 | 617.7125 | 36.0698 | 67.4389 | 0
| All | All Customers | 10 | Monthly System Peak Day | CAISO | 1-in-2 | 2025 | 7 | 604.0995 | 617.6878 | 36.0771 | 66.7645 | 0
| All | All Customers | 10 | Monthly System Peak Day | CAISO | 1-in-2 | 2025 | 8 | 627.6544 | 664.674 | 35.9482 | 66.2923 | 0
| All | All Customers | 10 | Monthly System Peak Day | CAISO | 1-in-2 | 2025 | 9 | 566.2109 | 614.2691 | 35.9059 | 67.1516 | 0
| All | All Customers | 10 | Monthly System Peak Day | CAISO | 1-in-2 | 2025 | 10 | 552.1144 | 578.5667 | 35.9571 | 70.7757 | 0
| All | All Customers | 10 | Monthly System Peak Day | CAISO | 1-in-2 | 2025 | 11 | 543.1023 | 568.1132 | 35.9873 | 75.4448 | 0
| All | All Customers | 10 | Monthly System Peak Day | CAISO | 1-in-2 | 2025 | 12 | 526.2792 | 551.054 | 36.053 | 80.1761 | 0
| All | All Customers | 10 | Monthly System Peak Day | CAISO | 1-in-2 | 2025 | 13 | 433.7418 | 445.9353 | 36.117 | 83.8499 | 0
| All | All Customers | 10 | Monthly System Peak Day | CAISO | 1-in-2 | 2025 | 14 | 384.3448 | 390.7318 | 36.058 | 86.1508 | 0
| All | All Customers | 10 | Monthly System Peak Day | CAISO | 1-in-2 | 2025 | 15 | 340.9366 | 345.4658 | 35.9827 | 86.7864 | 0
| All | All Customers | 10 | Monthly System Peak Day | CAISO | 1-in-2 | 2025 | 16 | 294.8626 | 294.5226 | 36.0246 | 86.8765 | 0
| All | All Customers | 10 | Monthly System Peak Day | CAISO | 1-in-2 | 2025 | 17 | 275.7564 | 284.3271 | 35.9928 | 86.2706 | 0
| All | All Customers | 10 | Monthly System Peak Day | CAISO | 1-in-2 | 2025 | 18 | 268.3322 | 275.3546 | 35.9792 | 85.0665 | 0
| All | All Customers | 10 | Monthly System Peak Day | CAISO | 1-in-2 | 2025 | 19 | 259.3439 | 263.2089 | 36.6998 | 82.9706 | 0
| All | All Customers | 10 | Monthly System Peak Day | CAISO | 1-in-2 | 2025 | 20 | 260.7704 | 263.9917 | 35.9844 | 80.1045 | 0
| All | All Customers | 10 | Monthly System Peak Day | CAISO | 1-in-2 | 2025 | 21 | 268.4509 | 273.612 | 36.1128 | 77.3776 | 0
| All | All Customers | 10 | Monthly System Peak Day | CAISO | 1-in-2 | 2025 | 22 | 439.8755 | 462.3537 | 36.0477 | 75.3118 | 0
| All | All Customers | 10 | Monthly System Peak Day | CAISO | 1-in-2 | 2025 | 23 | 429.2973 | 457.1167 | 35.9939 | 73.688 | 0
| All | All Customers | 10 | Monthly System Peak Day | CAISO | 1-in-2 | 2025 | 24 | 447.1239 | 498.8025 | 35.9393 | 72.3615 | 0
| All | All Customers | 11 | Average Weekday | CAISO | 1-in-2 | 2025 | 1 | 374.2061 | 382.5313 | 36.2632 | 55.9128 | 0
| All | All Customers | 11 | Average Weekday | CAISO | 1-in-2 | 2025 | 2 | 356.6504 | 363.4634 | 36.2504 | 55.0682 | 0
| All | All Customers | 11 | Average Weekday | CAISO | 1-in-2 | 2025 | 3 | 450.6802 | 462.3246 | 36.2266 | 54.3552 | 0
| All | All Customers | 11 | Average Weekday | CAISO | 1-in-2 | 2025 | 4 | 564.5771 | 582.804 | 36.2305 | 53.6791 | 0
| All | All Customers | 11 | Average Weekday | CAISO | 1-in-2 | 2025 | 5 | 555.4227 | 584.6607 | 36.2096 | 53.0644 | 0
| All | All Customers | 11 | Average Weekday | CAISO | 1-in-2 | 2025 | 6 | 571.1481 | 608.4973 | 36.2193 | 52.565 | 0
| All | All Customers | 11 | Average Weekday | CAISO | 1-in-2 | 2025 | 7 | 585.4344 | 601.7591 | 36.3978 | 52.3115 | 0
| All | All Customers | 11 | Average Weekday | CAISO | 1-in-2 | 2025 | 8 | 597.4605 | 612.2347 | 36.5753 | 52.185 | 0
| All | All Customers | 11 | Average Weekday | CAISO | 1-in-2 | 2025 | 9 | 541.5095 | 568.0457 | 36.4241 | 53.5989 | 0
| All | All Customers | 11 | Average Weekday | CAISO | 1-in-2 | 2025 | 10 | 527.2216 | 541.4153 | 36.5057 | 56.8154 | 0
| All | All Customers | 11 | Average Weekday | CAISO | 1-in-2 | 2025 | 11 | 510.1523 | 519.6939 | 36.6054 | 60.7103 | 0
| All | All Customers | 11 | Average Weekday | CAISO | 1-in-2 | 2025 | 12 | 499.2011 | 506.1869 | 36.6727 | 64.1926 | 0
| All | All Customers | 11 | Average Weekday | CAISO | 1-in-2 | 2025 | 13 | 413.3831 | 423.1601 | 36.6104 | 66.7691 | 0
| All | All Customers | 11 | Average Weekday | CAISO | 1-in-2 | 2025 | 14 | 376.447 | 383.4311 | 36.4783 | 68.3358 | 0
| All | All Customers | 11 | Average Weekday | CAISO | 1-in-2 | 2025 | 15 | 323.9821 | 330.839 | 36.2799 | 69.0873 | 0
| All | All Customers | 11 | Average Weekday | CAISO | 1-in-2 | 2025 | 16 | 285.6126 | 287.0921 | 36.2802 | 69.1139 | 0
| All | All Customers | 11 | Average Weekday | CAISO | 1-in-2 | 2025 | 17 | 264.6238 | 272.3789 | 36.0509 | 68.1687 | 0
| All | All Customers | 11 | Average Weekday | CAISO | 1-in-2 | 2025 | 18 | 254.3205 | 261.6902 | 36.1188 | 65.9973 | 0
| All | All Customers | 11 | Average Weekday | CAISO | 1-in-2 | 2025 | 19 | 249.5993 | 254.0249 | 35.9853 | 63.5282 | 0
| All | All Customers | 11 | Average Weekday | CAISO | 1-in-2 | 2025 | 20 | 247.9999 | 316.6014 | 43.7185 | 61.6144 | 0
| All | All Customers | 11 | Average Weekday | CAISO | 1-in-2 | 2025 | 21 | 250.2242 | 255.5036 | 36.0837 | 60.1231 | 0
| All | All Customers | 11 | Average Weekday | CAISO | 1-in-2 | 2025 | 22 | 415.4117 | 435.3347 | 36.3107 | 58.8165 | 0
| All | All Customers | 11 | Average Weekday | CAISO | 1-in-2 | 2025 | 23 | 405.0783 | 422.1348 | 36.3897 | 57.7277 | 0
| All | All Customers | 11 | Average Weekday | CAISO | 1-in-2 | 2025 | 24 | 419.7062 | 435.8132 | 36.3311 | 56.7816 | 0
| All | All Customers | 11 | Monthly System Peak Day | CAISO | 1-in-2 | 2025 | 1 | 374.2061 | 382.5313 | 36.2632 | 57.5731 | 0
| All | All Customers | 11 | Monthly System Peak Day | CAISO | 1-in-2 | 2025 | 2 | 356.6504 | 363.4634 | 36.2504 | 56.2049 | 0
| All | All Customers | 11 | Monthly System Peak Day | CAISO | 1-in-2 | 2025 | 3 | 450.6802 | 462.3246 | 36.2266 | 55.2027 | 0
| All | All Customers | 11 | Monthly System Peak Day | CAISO | 1-in-2 | 2025 | 4 | 564.5771 | 582.804 | 36.2305 | 54.4321 | 0
| All | All Customers | 11 | Monthly System Peak Day | CAISO | 1-in-2 | 2025 | 5 | 555.4227 | 584.6607 | 36.2096 | 53.5633 | 0
| All | All Customers | 11 | Monthly System Peak Day | CAISO | 1-in-2 | 2025 | 6 | 571.1481 | 608.4973 | 36.2193 | 52.6777 | 0
| All | All Customers | 11 | Monthly System Peak Day | CAISO | 1-in-2 | 2025 | 7 | 585.4344 | 601.7591 | 36.3978 | 52.3208 | 0
| All | All Customers | 11 | Monthly System Peak Day | CAISO | 1-in-2 | 2025 | 8 | 597.4605 | 612.2347 | 36.5753 | 51.9687 | 0
| All | All Customers | 11 | Monthly System Peak Day | CAISO | 1-in-2 | 2025 | 9 | 541.5095 | 568.0457 | 36.4241 | 54.9408 | 0
| All | All Customers | 11 | Monthly System Peak Day | CAISO | 1-in-2 | 2025 | 10 | 527.2216 | 541.4153 | 36.5057 | 60.7312 | 0
| All | All Customers | 11 | Monthly System Peak Day | CAISO | 1-in-2 | 2025 | 11 | 510.1523 | 519.6939 | 36.6054 | 66.9867 | 0
| All | All Customers | 11 | Monthly System Peak Day | CAISO | 1-in-2 | 2025 | 12 | 499.2011 | 506.1869 | 36.6727 | 72.0911 | 0
| All | All Customers | 11 | Monthly System Peak Day | CAISO | 1-in-2 | 2025 | 13 | 413.3831 | 423.1601 | 36.6104 | 75.3495 | 0
| All | All Customers | 11 | Monthly System Peak Day | CAISO | 1-in-2 | 2025 | 14 | 376.447 | 383.4311 | 36.4783 | 77.1987 | 0
| All | All Customers | 11 | Monthly System Peak Day | CAISO | 1-in-2 | 2025 | 15 | 323.9821 | 330.839 | 36.2799 | 78.1291 | 0
| All | All Customers | 11 | Monthly System Peak Day | CAISO | 1-in-2 | 2025 | 16 | 285.6126 | 287.0921 | 36.2802 | 78.0399 | 0
| All | All Customers | 11 | Monthly System Peak Day | CAISO | 1-in-2 | 2025 | 17 | 264.6238 | 272.3789 | 36.0509 | 76.7838 | 0
| All | All Customers | 11 | Monthly System Peak Day | CAISO | 1-in-2 | 2025 | 18 | 254.3205 | 261.6902 | 36.1188 | 73.691 | 0
| All | All Customers | 11 | Monthly System Peak Day | CAISO | 1-in-2 | 2025 | 19 | 249.5993 | 254.0249 | 35.9853 | 70.0193 | 0
| All | All Customers | 11 | Monthly System Peak Day | CAISO | 1-in-2 | 2025 | 20 | 247.9999 | 316.6014 | 43.7185 | 67.8214 | 0
| All | All Customers | 11 | Monthly System Peak Day | CAISO | 1-in-2 | 2025 | 21 | 250.2242 | 255.5036 | 36.0837 | 65.6904 | 0
| All | All Customers | 11 | Monthly System Peak Day | CAISO | 1-in-2 | 2025 | 22 | 415.4117 | 435.3347 | 36.3107 | 63.7669 | 0
| All | All Customers | 11 | Monthly System Peak Day | CAISO | 1-in-2 | 2025 | 23 | 405.0783 | 422.1348 | 36.3897 | 61.8835 | 0
| All | All Customers | 11 | Monthly System Peak Day | CAISO | 1-in-2 | 2025 | 24 | 419.7062 | 435.8132 | 36.3311 | 60.3025 | 0
| All | All Customers | 12 | Average Weekday | CAISO | 1-in-2 | 2025 | 1 | 414.0876 | 422.7427 | 36.1467 | 49.1508 | 0
| All | All Customers | 12 | Average Weekday | CAISO | 1-in-2 | 2025 | 2 | 398.2155 | 405.7732 | 36.1407 | 48.4265 | 0
| All | All Customers | 12 | Average Weekday | CAISO | 1-in-2 | 2025 | 3 | 490.1724 | 502.859 | 36.1401 | 47.834 | 0
| All | All Customers | 12 | Average Weekday | CAISO | 1-in-2 | 2025 | 4 | 605.3398 | 624.737 | 36.1394 | 47.3378 | 0
| All | All Customers | 12 | Average Weekday | CAISO | 1-in-2 | 2025 | 5 | 600.006 | 631.484 | 36.1424 | 46.8503 | 0
| All | All Customers | 12 | Average Weekday | CAISO | 1-in-2 | 2025 | 6 | 601.5875 | 642.1264 | 36.1473 | 46.3758 | 0
| All | All Customers | 12 | Average Weekday | CAISO | 1-in-2 | 2025 | 7 | 609.1253 | 626.3834 | 36.1539 | 46.0257 | 0
| All | All Customers | 12 | Average Weekday | CAISO | 1-in-2 | 2025 | 8 | 627.4997 | 644.1501 | 36.1621 | 45.8225 | 0
| All | All Customers | 12 | Average Weekday | CAISO | 1-in-2 | 2025 | 9 | 562.8956 | 590.2462 | 36.1709 | 46.5181 | 0
| All | All Customers | 12 | Average Weekday | CAISO | 1-in-2 | 2025 | 10 | 539.217 | 556.1546 | 36.1591 | 49.4347 | 0
| All | All Customers | 12 | Average Weekday | CAISO | 1-in-2 | 2025 | 11 | 524.8134 | 535.6437 | 36.1754 | 53.0296 | 0
| All | All Customers | 12 | Average Weekday | CAISO | 1-in-2 | 2025 | 12 | 512.5792 | 519.2412 | 36.1917 | 56.2089 | 0
| All | All Customers | 12 | Average Weekday | CAISO | 1-in-2 | 2025 | 13 | 433.6452 | 443.1111 | 36.202 | 58.6003 | 0
| All | All Customers | 12 | Average Weekday | CAISO | 1-in-2 | 2025 | 14 | 400.4715 | 407.998 | 36.1901 | 60.179 | 0
| All | All Customers | 12 | Average Weekday | CAISO | 1-in-2 | 2025 | 15 | 364.8205 | 371.0453 | 36.1656 | 61.0732 | 0
| All | All Customers | 12 | Average Weekday | CAISO | 1-in-2 | 2025 | 16 | 324.7122 | 326.0762 | 36.1464 | 61.2773 | 0
| All | All Customers | 12 | Average Weekday | CAISO | 1-in-2 | 2025 | 17 | 311.1469 | 319.5677 | 36.009 | 60.5291 | 0
| All | All Customers | 12 | Average Weekday | CAISO | 1-in-2 | 2025 | 18 | 302.5719 | 309.7231 | 36.0092 | 58.4917 | 0
| All | All Customers | 12 | Average Weekday | CAISO | 1-in-2 | 2025 | 19 | 298.9304 | 303.17 | 35.9849 | 56.1159 | 0
| All | All Customers | 12 | Average Weekday | CAISO | 1-in-2 | 2025 | 20 | 305.7129 | 375.478 | 36.6771 | 54.4238 | 0
| All | All Customers | 12 | Average Weekday | CAISO | 1-in-2 | 2025 | 21 | 309.2673 | 314.6753 | 36.0518 | 53.0044 | 0
| All | All Customers | 12 | Average Weekday | CAISO | 1-in-2 | 2025 | 22 | 461.8569 | 481.2455 | 36.1512 | 51.8265 | 0
| All | All Customers | 12 | Average Weekday | CAISO | 1-in-2 | 2025 | 23 | 451.2772 | 467.862 | 36.1546 | 50.7988 | 0
| All | All Customers | 12 | Average Weekday | CAISO | 1-in-2 | 2025 | 24 | 463.9752 | 480.5627 | 36.1544 | 49.8287 | 0
| All | All Customers | 12 | Monthly System Peak Day | CAISO | 1-in-2 | 2025 | 1 | 414.0876 | 422.7427 | 36.1467 | 49.2147 | 0
| All | All Customers | 12 | Monthly System Peak Day | CAISO | 1-in-2 | 2025 | 2 | 398.2155 | 405.7732 | 36.1407 | 47.9016 | 0
| All | All Customers | 12 | Monthly System Peak Day | CAISO | 1-in-2 | 2025 | 3 | 490.1724 | 502.859 | 36.1401 | 47.1938 | 0
| All | All Customers | 12 | Monthly System Peak Day | CAISO | 1-in-2 | 2025 | 4 | 605.3398 | 624.737 | 36.1394 | 46.5665 | 0
| All | All Customers | 12 | Monthly System Peak Day | CAISO | 1-in-2 | 2025 | 5 | 600.006 | 631.484 | 36.1424 | 45.8599 | 0
| All | All Customers | 12 | Monthly System Peak Day | CAISO | 1-in-2 | 2025 | 6 | 601.5875 | 642.1264 | 36.1473 | 45.4465 | 0
| All | All Customers | 12 | Monthly System Peak Day | CAISO | 1-in-2 | 2025 | 7 | 609.1253 | 626.3834 | 36.1539 | 45.1423 | 0
| All | All Customers | 12 | Monthly System Peak Day | CAISO | 1-in-2 | 2025 | 8 | 627.4997 | 644.1501 | 36.1621 | 44.9883 | 0
| All | All Customers | 12 | Monthly System Peak Day | CAISO | 1-in-2 | 2025 | 9 | 562.8956 | 590.2462 | 36.1709 | 45.8489 | 0
| All | All Customers | 12 | Monthly System Peak Day | CAISO | 1-in-2 | 2025 | 10 | 539.217 | 556.1546 | 36.1591 | 49.4513 | 0
| All | All Customers | 12 | Monthly System Peak Day | CAISO | 1-in-2 | 2025 | 11 | 524.8134 | 535.6437 | 36.1754 | 54.1221 | 0
| All | All Customers | 12 | Monthly System Peak Day | CAISO | 1-in-2 | 2025 | 12 | 512.5792 | 519.2412 | 36.1917 | 58.5978 | 0
| All | All Customers | 12 | Monthly System Peak Day | CAISO | 1-in-2 | 2025 | 13 | 433.6452 | 443.1111 | 36.202 | 61.8794 | 0
| All | All Customers | 12 | Monthly System Peak Day | CAISO | 1-in-2 | 2025 | 14 | 400.4715 | 407.998 | 36.1901 | 63.6308 | 0
| All | All Customers | 12 | Monthly System Peak Day | CAISO | 1-in-2 | 2025 | 15 | 364.8205 | 371.0453 | 36.1656 | 63.948 | 0
| All | All Customers | 12 | Monthly System Peak Day | CAISO | 1-in-2 | 2025 | 16 | 324.7122 | 326.0762 | 36.1464 | 63.832 | 0
| All | All Customers | 12 | Monthly System Peak Day | CAISO | 1-in-2 | 2025 | 17 | 311.1469 | 319.5677 | 36.009 | 63.0613 | 0
| All | All Customers | 12 | Monthly System Peak Day | CAISO | 1-in-2 | 2025 | 18 | 302.5719 | 309.7231 | 36.0092 | 60.6283 | 0
| All | All Customers | 12 | Monthly System Peak Day | CAISO | 1-in-2 | 2025 | 19 | 298.9304 | 303.17 | 35.9849 | 58.2601 | 0
| All | All Customers | 12 | Monthly System Peak Day | CAISO | 1-in-2 | 2025 | 20 | 305.7129 | 375.478 | 36.6771 | 56.4553 | 0
| All | All Customers | 12 | Monthly System Peak Day | CAISO | 1-in-2 | 2025 | 21 | 309.2673 | 314.6753 | 36.0518 | 54.8884 | 0
| All | All Customers | 12 | Monthly System Peak Day | CAISO | 1-in-2 | 2025 | 22 | 461.8569 | 481.2455 | 36.1512 | 53.3672 | 0
| All | All Customers | 12 | Monthly System Peak Day | CAISO | 1-in-2 | 2025 | 23 | 451.2772 | 467.862 | 36.1546 | 52.3209 | 0
| All | All Customers | 12 | Monthly System Peak Day | CAISO | 1-in-2 | 2025 | 24 | 463.9752 | 480.5627 | 36.1544 | 51.0106 | 0
| All | All Customers | 1 | Average Weekday | CAISO | 1-in-2 | 2026 | 1 | 411.5083 | 419.5564 | 36.2774 | 52.5585 | 0
| All | All Customers | 1 | Average Weekday | CAISO | 1-in-2 | 2026 | 2 | 399.2112 | 407.223 | 36.2715 | 51.7219 | 0
| All | All Customers | 1 | Average Weekday | CAISO | 1-in-2 | 2026 | 3 | 496.3914 | 508.7815 | 36.2709 | 50.9709 | 0
| All | All Customers | 1 | Average Weekday | CAISO | 1-in-2 | 2026 | 4 | 609.0974 | 627.8784 | 36.2702 | 50.429 | 0
| All | All Customers | 1 | Average Weekday | CAISO | 1-in-2 | 2026 | 5 | 604.3596 | 635.1324 | 36.2731 | 49.694 | 0
| All | All Customers | 1 | Average Weekday | CAISO | 1-in-2 | 2026 | 6 | 613.7003 | 653.0533 | 36.278 | 49.15 | 0
| All | All Customers | 1 | Average Weekday | CAISO | 1-in-2 | 2026 | 7 | 628.9072 | 645.5472 | 36.2845 | 48.816 | 0
| All | All Customers | 1 | Average Weekday | CAISO | 1-in-2 | 2026 | 8 | 650.188 | 666.1073 | 36.2928 | 48.6637 | 0
| All | All Customers | 1 | Average Weekday | CAISO | 1-in-2 | 2026 | 9 | 582.1236 | 607.7327 | 36.3016 | 49.2676 | 0
| All | All Customers | 1 | Average Weekday | CAISO | 1-in-2 | 2026 | 10 | 568.7336 | 583.5118 | 36.2899 | 52.3202 | 0
| All | All Customers | 1 | Average Weekday | CAISO | 1-in-2 | 2026 | 11 | 550.4775 | 560.1875 | 36.3063 | 56.4236 | 0
| All | All Customers | 1 | Average Weekday | CAISO | 1-in-2 | 2026 | 12 | 540.5156 | 547.2223 | 36.3226 | 60.1816 | 0
| All | All Customers | 1 | Average Weekday | CAISO | 1-in-2 | 2026 | 13 | 465.9315 | 475.4091 | 36.3328 | 63.1135 | 0
| All | All Customers | 1 | Average Weekday | CAISO | 1-in-2 | 2026 | 14 | 428.4128 | 435.3696 | 36.3209 | 65.0416 | 0
| All | All Customers | 1 | Average Weekday | CAISO | 1-in-2 | 2026 | 15 | 389.8846 | 395.5325 | 36.2964 | 66.2067 | 0
| All | All Customers | 1 | Average Weekday | CAISO | 1-in-2 | 2026 | 16 | 348.6046 | 349.8556 | 36.2772 | 66.6204 | 0
| All | All Customers | 1 | Average Weekday | CAISO | 1-in-2 | 2026 | 17 | 333.9391 | 342.2751 | 36.142 | 66.0061 | 0
| All | All Customers | 1 | Average Weekday | CAISO | 1-in-2 | 2026 | 18 | 322.5028 | 329.7591 | 36.1422 | 64.2132 | 0
| All | All Customers | 1 | Average Weekday | CAISO | 1-in-2 | 2026 | 19 | 310.9076 | 315.1907 | 36.1178 | 61.3602 | 0
| All | All Customers | 1 | Average Weekday | CAISO | 1-in-2 | 2026 | 20 | 310.6679 | 379.8467 | 36.8055 | 59.2642 | 0
| All | All Customers | 1 | Average Weekday | CAISO | 1-in-2 | 2026 | 21 | 302.9267 | 308.1794 | 36.1843 | 57.7073 | 0
| All | All Customers | 1 | Average Weekday | CAISO | 1-in-2 | 2026 | 22 | 457.3969 | 476.9687 | 36.2816 | 56.3169 | 0
| All | All Customers | 1 | Average Weekday | CAISO | 1-in-2 | 2026 | 23 | 449.7747 | 466.4103 | 36.2852 | 55.0643 | 0
| All | All Customers | 1 | Average Weekday | CAISO | 1-in-2 | 2026 | 24 | 466.3068 | 482.1043 | 36.2851 | 53.9413 | 0
| All | All Customers | 1 | Monthly System Peak Day | CAISO | 1-in-2 | 2026 | 1 | 411.5083 | 419.5564 | 36.2774 | 48.4331 | 0
| All | All Customers | 1 | Monthly System Peak Day | CAISO | 1-in-2 | 2026 | 2 | 399.2112 | 407.223 | 36.2715 | 47.4651 | 0
| All | All Customers | 1 | Monthly System Peak Day | CAISO | 1-in-2 | 2026 | 3 | 496.3914 | 508.7815 | 36.2709 | 46.472 | 0
| All | All Customers | 1 | Monthly System Peak Day | CAISO | 1-in-2 | 2026 | 4 | 609.0974 | 627.8784 | 36.2702 | 45.6671 | 0
| All | All Customers | 1 | Monthly System Peak Day | CAISO | 1-in-2 | 2026 | 5 | 604.3596 | 635.1324 | 36.2731 | 44.9347 | 0
| All | All Customers | 1 | Monthly System Peak Day | CAISO | 1-in-2 | 2026 | 6 | 613.7003 | 653.0533 | 36.278 | 44.4811 | 0
| All | All Customers | 1 | Monthly System Peak Day | CAISO | 1-in-2 | 2026 | 7 | 628.9072 | 645.5472 | 36.2845 | 44.1418 | 0
| All | All Customers | 1 | Monthly System Peak Day | CAISO | 1-in-2 | 2026 | 8 | 650.188 | 666.1073 | 36.2928 | 44.0111 | 0
| All | All Customers | 1 | Monthly System Peak Day | CAISO | 1-in-2 | 2026 | 9 | 582.1236 | 607.7327 | 36.3016 | 44.8109 | 0
| All | All Customers | 1 | Monthly System Peak Day | CAISO | 1-in-2 | 2026 | 10 | 568.7336 | 583.5118 | 36.2899 | 47.3493 | 0
| All | All Customers | 1 | Monthly System Peak Day | CAISO | 1-in-2 | 2026 | 11 | 550.4775 | 560.1875 | 36.3063 | 50.6244 | 0
| All | All Customers | 1 | Monthly System Peak Day | CAISO | 1-in-2 | 2026 | 12 | 540.5156 | 547.2223 | 36.3226 | 53.2728 | 0
| All | All Customers | 1 | Monthly System Peak Day | CAISO | 1-in-2 | 2026 | 13 | 465.9315 | 475.4091 | 36.3328 | 54.596 | 0
| All | All Customers | 1 | Monthly System Peak Day | CAISO | 1-in-2 | 2026 | 14 | 428.4128 | 435.3696 | 36.3209 | 55.6405 | 0
| All | All Customers | 1 | Monthly System Peak Day | CAISO | 1-in-2 | 2026 | 15 | 389.8846 | 395.5325 | 36.2964 | 56.6145 | 0
| All | All Customers | 1 | Monthly System Peak Day | CAISO | 1-in-2 | 2026 | 16 | 348.6046 | 349.8556 | 36.2772 | 57.0187 | 0
| All | All Customers | 1 | Monthly System Peak Day | CAISO | 1-in-2 | 2026 | 17 | 333.9391 | 342.2751 | 36.142 | 56.2411 | 0
| All | All Customers | 1 | Monthly System Peak Day | CAISO | 1-in-2 | 2026 | 18 | 322.5028 | 329.7591 | 36.1422 | 54.8652 | 0
| All | All Customers | 1 | Monthly System Peak Day | CAISO | 1-in-2 | 2026 | 19 | 310.9076 | 315.1907 | 36.1178 | 53.4358 | 0
| All | All Customers | 1 | Monthly System Peak Day | CAISO | 1-in-2 | 2026 | 20 | 310.6679 | 379.8467 | 36.8055 | 52.3091 | 0
| All | All Customers | 1 | Monthly System Peak Day | CAISO | 1-in-2 | 2026 | 21 | 302.9267 | 308.1794 | 36.1843 | 51.1744 | 0
| All | All Customers | 1 | Monthly System Peak Day | CAISO | 1-in-2 | 2026 | 22 | 457.3969 | 476.9687 | 36.2816 | 50.2242 | 0
| All | All Customers | 1 | Monthly System Peak Day | CAISO | 1-in-2 | 2026 | 23 | 449.7747 | 466.4103 | 36.2852 | 49.3411 | 0
| All | All Customers | 1 | Monthly System Peak Day | CAISO | 1-in-2 | 2026 | 24 | 466.3068 | 482.1043 | 36.2851 | 48.5108 | 0
| All | All Customers | 2 | Average Weekday | CAISO | 1-in-2 | 2026 | 1 | 385.4426 | 394.1931 | 36.3187 | 53.378 | 0
| All | All Customers | 2 | Average Weekday | CAISO | 1-in-2 | 2026 | 2 | 371.593 | 380.3412 | 36.3122 | 52.5097 | 0
| All | All Customers | 2 | Average Weekday | CAISO | 1-in-2 | 2026 | 3 | 462.7492 | 476.2512 | 36.3114 | 51.7071 | 0
| All | All Customers | 2 | Average Weekday | CAISO | 1-in-2 | 2026 | 4 | 570.5401 | 591.3746 | 36.3108 | 50.8946 | 0
| All | All Customers | 2 | Average Weekday | CAISO | 1-in-2 | 2026 | 5 | 569.9688 | 602.9959 | 36.3144 | 50.1843 | 0
| All | All Customers | 2 | Average Weekday | CAISO | 1-in-2 | 2026 | 6 | 582.4022 | 623.5881 | 36.3203 | 49.5892 | 0
| All | All Customers | 2 | Average Weekday | CAISO | 1-in-2 | 2026 | 7 | 587.4776 | 604.8441 | 36.3276 | 49.1847 | 0
| All | All Customers | 2 | Average Weekday | CAISO | 1-in-2 | 2026 | 8 | 609.7353 | 625.9356 | 36.3358 | 49.0016 | 0
| All | All Customers | 2 | Average Weekday | CAISO | 1-in-2 | 2026 | 9 | 559.0206 | 584.6229 | 36.3446 | 50.3745 | 0
| All | All Customers | 2 | Average Weekday | CAISO | 1-in-2 | 2026 | 10 | 541.1099 | 555.3558 | 36.3312 | 53.9356 | 0
| All | All Customers | 2 | Average Weekday | CAISO | 1-in-2 | 2026 | 11 | 526.6986 | 536.5785 | 36.3489 | 57.9538 | 0
| All | All Customers | 2 | Average Weekday | CAISO | 1-in-2 | 2026 | 12 | 516.1369 | 523.4277 | 36.3667 | 61.338 | 0
| All | All Customers | 2 | Average Weekday | CAISO | 1-in-2 | 2026 | 13 | 439.6928 | 449.9469 | 36.3782 | 63.8157 | 0
| All | All Customers | 2 | Average Weekday | CAISO | 1-in-2 | 2026 | 14 | 398.93 | 406.3635 | 36.3653 | 65.3674 | 0
| All | All Customers | 2 | Average Weekday | CAISO | 1-in-2 | 2026 | 15 | 352.4174 | 359.6744 | 36.3387 | 66.1889 | 0
| All | All Customers | 2 | Average Weekday | CAISO | 1-in-2 | 2026 | 16 | 312.6696 | 314.9922 | 36.3181 | 66.3555 | 0
| All | All Customers | 2 | Average Weekday | CAISO | 1-in-2 | 2026 | 17 | 287.5756 | 295.056 | 36.1556 | 65.8766 | 0
| All | All Customers | 2 | Average Weekday | CAISO | 1-in-2 | 2026 | 18 | 276.465 | 282.8786 | 36.1565 | 64.5144 | 0
| All | All Customers | 2 | Average Weekday | CAISO | 1-in-2 | 2026 | 19 | 270.3202 | 275.0372 | 36.1182 | 62.0064 | 0
| All | All Customers | 2 | Average Weekday | CAISO | 1-in-2 | 2026 | 20 | 270.008 | 337.0319 | 36.9061 | 59.7067 | 0
| All | All Customers | 2 | Average Weekday | CAISO | 1-in-2 | 2026 | 21 | 264.2972 | 269.6801 | 36.1998 | 58.0781 | 0
| All | All Customers | 2 | Average Weekday | CAISO | 1-in-2 | 2026 | 22 | 420.5327 | 440.6462 | 36.3245 | 56.721 | 0
| All | All Customers | 2 | Average Weekday | CAISO | 1-in-2 | 2026 | 23 | 415.0189 | 432.3439 | 36.3281 | 55.5031 | 0
| All | All Customers | 2 | Average Weekday | CAISO | 1-in-2 | 2026 | 24 | 433.3416 | 450.1584 | 36.3274 | 54.4153 | 0
| All | All Customers | 2 | Monthly System Peak Day | CAISO | 1-in-2 | 2026 | 1 | 385.4426 | 394.1931 | 36.3187 | 43.9558 | 0
| All | All Customers | 2 | Monthly System Peak Day | CAISO | 1-in-2 | 2026 | 2 | 371.593 | 380.3412 | 36.3122 | 43.2858 | 0
| All | All Customers | 2 | Monthly System Peak Day | CAISO | 1-in-2 | 2026 | 3 | 462.7492 | 476.2512 | 36.3114 | 42.5517 | 0
| All | All Customers | 2 | Monthly System Peak Day | CAISO | 1-in-2 | 2026 | 4 | 570.5401 | 591.3746 | 36.3108 | 42.014 | 0
| All | All Customers | 2 | Monthly System Peak Day | CAISO | 1-in-2 | 2026 | 5 | 569.9688 | 602.9959 | 36.3144 | 41.1881 | 0
| All | All Customers | 2 | Monthly System Peak Day | CAISO | 1-in-2 | 2026 | 6 | 582.4022 | 623.5881 | 36.3203 | 40.3987 | 0
| All | All Customers | 2 | Monthly System Peak Day | CAISO | 1-in-2 | 2026 | 7 | 587.4776 | 604.8441 | 36.3276 | 39.7456 | 0
| All | All Customers | 2 | Monthly System Peak Day | CAISO | 1-in-2 | 2026 | 8 | 609.7353 | 625.9356 | 36.3358 | 39.5259 | 0
| All | All Customers | 2 | Monthly System Peak Day | CAISO | 1-in-2 | 2026 | 9 | 559.0206 | 584.6229 | 36.3446 | 41.2022 | 0
| All | All Customers | 2 | Monthly System Peak Day | CAISO | 1-in-2 | 2026 | 10 | 541.1099 | 555.3558 | 36.3312 | 44.5748 | 0
| All | All Customers | 2 | Monthly System Peak Day | CAISO | 1-in-2 | 2026 | 11 | 526.6986 | 536.5785 | 36.3489 | 47.9244 | 0
| All | All Customers | 2 | Monthly System Peak Day | CAISO | 1-in-2 | 2026 | 12 | 516.1369 | 523.4277 | 36.3667 | 51.0485 | 0
| All | All Customers | 2 | Monthly System Peak Day | CAISO | 1-in-2 | 2026 | 13 | 439.6928 | 449.9469 | 36.3782 | 53.4411 | 0
| All | All Customers | 2 | Monthly System Peak Day | CAISO | 1-in-2 | 2026 | 14 | 398.93 | 406.3635 | 36.3653 | 55.1219 | 0
| All | All Customers | 2 | Monthly System Peak Day | CAISO | 1-in-2 | 2026 | 15 | 352.4174 | 359.6744 | 36.3387 | 56.2265 | 0
| All | All Customers | 2 | Monthly System Peak Day | CAISO | 1-in-2 | 2026 | 16 | 312.6696 | 314.9922 | 36.3181 | 56.7816 | 0
| All | All Customers | 2 | Monthly System Peak Day | CAISO | 1-in-2 | 2026 | 17 | 287.5756 | 295.056 | 36.1556 | 56.6678 | 0
| All | All Customers | 2 | Monthly System Peak Day | CAISO | 1-in-2 | 2026 | 18 | 276.465 | 282.8786 | 36.1565 | 55.6734 | 0
| All | All Customers | 2 | Monthly System Peak Day | CAISO | 1-in-2 | 2026 | 19 | 270.3202 | 275.0372 | 36.1182 | 53.572 | 0
| All | All Customers | 2 | Monthly System Peak Day | CAISO | 1-in-2 | 2026 | 20 | 270.008 | 337.0319 | 36.9061 | 51.4564 | 0
| All | All Customers | 2 | Monthly System Peak Day | CAISO | 1-in-2 | 2026 | 21 | 264.2972 | 269.6801 | 36.1998 | 49.9584 | 0
| All | All Customers | 2 | Monthly System Peak Day | CAISO | 1-in-2 | 2026 | 22 | 420.5327 | 440.6462 | 36.3245 | 48.589 | 0
| All | All Customers | 2 | Monthly System Peak Day | CAISO | 1-in-2 | 2026 | 23 | 415.0189 | 432.3439 | 36.3281 | 47.2978 | 0
| All | All Customers | 2 | Monthly System Peak Day | CAISO | 1-in-2 | 2026 | 24 | 433.3416 | 450.1584 | 36.3274 | 46.0474 | 0
| All | All Customers | 3 | Average Weekday | CAISO | 1-in-2 | 2026 | 1 | 416.9501 | 432.2458 | 36.3877 | 54.6159 | 0
| All | All Customers | 3 | Average Weekday | CAISO | 1-in-2 | 2026 | 2 | 403.2601 | 411.9817 | 36.3384 | 53.6132 | 0
| All | All Customers | 3 | Average Weekday | CAISO | 1-in-2 | 2026 | 3 | 508.6189 | 519.8839 | 36.3311 | 52.7015 | 0
| All | All Customers | 3 | Average Weekday | CAISO | 1-in-2 | 2026 | 4 | 618.5272 | 634.9689 | 36.315 | 51.9312 | 0
| All | All Customers | 3 | Average Weekday | CAISO | 1-in-2 | 2026 | 5 | 600.5861 | 621.2005 | 36.3183 | 51.2105 | 0
| All | All Customers | 3 | Average Weekday | CAISO | 1-in-2 | 2026 | 6 | 614.7582 | 638.7825 | 36.3039 | 50.5552 | 0
| All | All Customers | 3 | Average Weekday | CAISO | 1-in-2 | 2026 | 7 | 628.0931 | 644.6729 | 36.3158 | 50.1343 | 0
| All | All Customers | 3 | Average Weekday | CAISO | 1-in-2 | 2026 | 8 | 646.2903 | 676.4748 | 36.4465 | 49.9393 | 0
| All | All Customers | 3 | Average Weekday | CAISO | 1-in-2 | 2026 | 9 | 589.2903 | 627.5826 | 36.5651 | 50.9886 | 0
| All | All Customers | 3 | Average Weekday | CAISO | 1-in-2 | 2026 | 10 | 574.6947 | 597.9128 | 36.457 | 53.9236 | 0
| All | All Customers | 3 | Average Weekday | CAISO | 1-in-2 | 2026 | 11 | 550.0026 | 567.3942 | 36.516 | 57.4191 | 0
| All | All Customers | 3 | Average Weekday | CAISO | 1-in-2 | 2026 | 12 | 542.0396 | 553.5775 | 36.5746 | 60.6555 | 0
| All | All Customers | 3 | Average Weekday | CAISO | 1-in-2 | 2026 | 13 | 447.2285 | 456.4945 | 36.6056 | 63.182 | 0
| All | All Customers | 3 | Average Weekday | CAISO | 1-in-2 | 2026 | 14 | 418.0725 | 424.4547 | 36.5596 | 64.9368 | 0
| All | All Customers | 3 | Average Weekday | CAISO | 1-in-2 | 2026 | 15 | 372.6323 | 377.9531 | 36.4656 | 66.1033 | 0
| All | All Customers | 3 | Average Weekday | CAISO | 1-in-2 | 2026 | 16 | 334.9214 | 337.0399 | 36.337 | 66.7592 | 0
| All | All Customers | 3 | Average Weekday | CAISO | 1-in-2 | 2026 | 17 | 321.8865 | 330.9961 | 36.1518 | 66.8476 | 0
| All | All Customers | 3 | Average Weekday | CAISO | 1-in-2 | 2026 | 18 | 308.4445 | 315.4836 | 36.1651 | 66.0898 | 0
| All | All Customers | 3 | Average Weekday | CAISO | 1-in-2 | 2026 | 19 | 300.8748 | 305.7258 | 36.2381 | 64.4603 | 0
| All | All Customers | 3 | Average Weekday | CAISO | 1-in-2 | 2026 | 20 | 290.8869 | 294.9397 | 36.1175 | 61.9857 | 0
| All | All Customers | 3 | Average Weekday | CAISO | 1-in-2 | 2026 | 21 | 276.793 | 280.7485 | 36.1612 | 59.492 | 0
| All | All Customers | 3 | Average Weekday | CAISO | 1-in-2 | 2026 | 22 | 452.5406 | 475.4698 | 36.3389 | 57.88 | 0
| All | All Customers | 3 | Average Weekday | CAISO | 1-in-2 | 2026 | 23 | 451.7132 | 476.0097 | 36.3886 | 56.6198 | 0
| All | All Customers | 3 | Average Weekday | CAISO | 1-in-2 | 2026 | 24 | 477.4321 | 510.1731 | 36.4381 | 55.4976 | 0
| All | All Customers | 3 | Monthly System Peak Day | CAISO | 1-in-2 | 2026 | 1 | 416.9501 | 432.2458 | 36.3877 | 57.5592 | 0
| All | All Customers | 3 | Monthly System Peak Day | CAISO | 1-in-2 | 2026 | 2 | 403.2601 | 411.9817 | 36.3384 | 56.3595 | 0
| All | All Customers | 3 | Monthly System Peak Day | CAISO | 1-in-2 | 2026 | 3 | 508.6189 | 519.8839 | 36.3311 | 54.8393 | 0
| All | All Customers | 3 | Monthly System Peak Day | CAISO | 1-in-2 | 2026 | 4 | 618.5272 | 634.9689 | 36.315 | 53.8418 | 0
| All | All Customers | 3 | Monthly System Peak Day | CAISO | 1-in-2 | 2026 | 5 | 600.5861 | 621.2005 | 36.3183 | 53.022 | 0
| All | All Customers | 3 | Monthly System Peak Day | CAISO | 1-in-2 | 2026 | 6 | 614.7582 | 638.7825 | 36.3039 | 52.0521 | 0
| All | All Customers | 3 | Monthly System Peak Day | CAISO | 1-in-2 | 2026 | 7 | 628.0931 | 644.6729 | 36.3158 | 51.5856 | 0
| All | All Customers | 3 | Monthly System Peak Day | CAISO | 1-in-2 | 2026 | 8 | 646.2903 | 676.4748 | 36.4465 | 50.8281 | 0
| All | All Customers | 3 | Monthly System Peak Day | CAISO | 1-in-2 | 2026 | 9 | 589.2903 | 627.5826 | 36.5651 | 51.1838 | 0
| All | All Customers | 3 | Monthly System Peak Day | CAISO | 1-in-2 | 2026 | 10 | 574.6947 | 597.9128 | 36.457 | 54.2433 | 0
| All | All Customers | 3 | Monthly System Peak Day | CAISO | 1-in-2 | 2026 | 11 | 550.0026 | 567.3942 | 36.516 | 58.9927 | 0
| All | All Customers | 3 | Monthly System Peak Day | CAISO | 1-in-2 | 2026 | 12 | 542.0396 | 553.5775 | 36.5746 | 63.3587 | 0
| All | All Customers | 3 | Monthly System Peak Day | CAISO | 1-in-2 | 2026 | 13 | 447.2285 | 456.4945 | 36.6056 | 66.4721 | 0
| All | All Customers | 3 | Monthly System Peak Day | CAISO | 1-in-2 | 2026 | 14 | 418.0725 | 424.4547 | 36.5596 | 68.0965 | 0
| All | All Customers | 3 | Monthly System Peak Day | CAISO | 1-in-2 | 2026 | 15 | 372.6323 | 377.9531 | 36.4656 | 69.2324 | 0
| All | All Customers | 3 | Monthly System Peak Day | CAISO | 1-in-2 | 2026 | 16 | 334.9214 | 337.0399 | 36.337 | 70.1774 | 0
| All | All Customers | 3 | Monthly System Peak Day | CAISO | 1-in-2 | 2026 | 17 | 321.8865 | 330.9961 | 36.1518 | 70.5862 | 0
| All | All Customers | 3 | Monthly System Peak Day | CAISO | 1-in-2 | 2026 | 18 | 308.4445 | 315.4836 | 36.1651 | 70.0236 | 0
| All | All Customers | 3 | Monthly System Peak Day | CAISO | 1-in-2 | 2026 | 19 | 300.8748 | 305.7258 | 36.2381 | 68.3629 | 0
| All | All Customers | 3 | Monthly System Peak Day | CAISO | 1-in-2 | 2026 | 20 | 290.8869 | 294.9397 | 36.1175 | 65.279 | 0
| All | All Customers | 3 | Monthly System Peak Day | CAISO | 1-in-2 | 2026 | 21 | 276.793 | 280.7485 | 36.1612 | 62.3627 | 0
| All | All Customers | 3 | Monthly System Peak Day | CAISO | 1-in-2 | 2026 | 22 | 452.5406 | 475.4698 | 36.3389 | 60.5716 | 0
| All | All Customers | 3 | Monthly System Peak Day | CAISO | 1-in-2 | 2026 | 23 | 451.7132 | 476.0097 | 36.3886 | 59.1525 | 0
| All | All Customers | 3 | Monthly System Peak Day | CAISO | 1-in-2 | 2026 | 24 | 477.4321 | 510.1731 | 36.4381 | 57.761 | 0
| All | All Customers | 4 | Average Weekday | CAISO | 1-in-2 | 2026 | 1 | 386.3785 | 400.7885 | 36.39 | 57.1484 | 0
| All | All Customers | 4 | Average Weekday | CAISO | 1-in-2 | 2026 | 2 | 373.8156 | 383.1533 | 36.3411 | 56.3024 | 0
| All | All Customers | 4 | Average Weekday | CAISO | 1-in-2 | 2026 | 3 | 474.8141 | 486.5298 | 36.3338 | 55.5058 | 0
| All | All Customers | 4 | Average Weekday | CAISO | 1-in-2 | 2026 | 4 | 576.6471 | 592.7394 | 36.3179 | 54.8392 | 0
| All | All Customers | 4 | Average Weekday | CAISO | 1-in-2 | 2026 | 5 | 551.4275 | 570.8455 | 36.3212 | 54.2634 | 0
| All | All Customers | 4 | Average Weekday | CAISO | 1-in-2 | 2026 | 6 | 566.0947 | 589.2095 | 36.307 | 53.8194 | 0
| All | All Customers | 4 | Average Weekday | CAISO | 1-in-2 | 2026 | 7 | 580.1881 | 597.312 | 36.3189 | 53.4151 | 0
| All | All Customers | 4 | Average Weekday | CAISO | 1-in-2 | 2026 | 8 | 597.742 | 626.0763 | 36.4488 | 53.3156 | 0
| All | All Customers | 4 | Average Weekday | CAISO | 1-in-2 | 2026 | 9 | 532.1214 | 569.447 | 36.5663 | 54.8243 | 0
| All | All Customers | 4 | Average Weekday | CAISO | 1-in-2 | 2026 | 10 | 517.3811 | 540.9138 | 36.4586 | 57.5562 | 0
| All | All Customers | 4 | Average Weekday | CAISO | 1-in-2 | 2026 | 11 | 501.5405 | 517.3613 | 36.517 | 60.5081 | 0
| All | All Customers | 4 | Average Weekday | CAISO | 1-in-2 | 2026 | 12 | 493.8446 | 505.3834 | 36.5752 | 63.3646 | 0
| All | All Customers | 4 | Average Weekday | CAISO | 1-in-2 | 2026 | 13 | 409.5977 | 418.8174 | 36.6058 | 65.7088 | 0
| All | All Customers | 4 | Average Weekday | CAISO | 1-in-2 | 2026 | 14 | 377.0522 | 383.427 | 36.56 | 67.5171 | 0
| All | All Customers | 4 | Average Weekday | CAISO | 1-in-2 | 2026 | 15 | 329.6972 | 335.2137 | 36.4666 | 68.8034 | 0
| All | All Customers | 4 | Average Weekday | CAISO | 1-in-2 | 2026 | 16 | 289.2487 | 291.4417 | 36.3394 | 69.3976 | 0
| All | All Customers | 4 | Average Weekday | CAISO | 1-in-2 | 2026 | 17 | 269.0765 | 277.2559 | 36.1548 | 69.5059 | 0
| All | All Customers | 4 | Average Weekday | CAISO | 1-in-2 | 2026 | 18 | 251.3645 | 257.7477 | 36.1676 | 68.8624 | 0
| All | All Customers | 4 | Average Weekday | CAISO | 1-in-2 | 2026 | 19 | 237.056 | 241.8774 | 36.2379 | 67.5336 | 0
| All | All Customers | 4 | Average Weekday | CAISO | 1-in-2 | 2026 | 20 | 229.3277 | 233.4478 | 36.1175 | 65.2396 | 0
| All | All Customers | 4 | Average Weekday | CAISO | 1-in-2 | 2026 | 21 | 237.1812 | 241.3032 | 36.1656 | 62.2996 | 0
| All | All Customers | 4 | Average Weekday | CAISO | 1-in-2 | 2026 | 22 | 413.0618 | 435.7468 | 36.3416 | 60.2287 | 0
| All | All Customers | 4 | Average Weekday | CAISO | 1-in-2 | 2026 | 23 | 415.905 | 439.891 | 36.3914 | 58.8624 | 0
| All | All Customers | 4 | Average Weekday | CAISO | 1-in-2 | 2026 | 24 | 443.4012 | 475.5426 | 36.4403 | 57.8285 | 0
| All | All Customers | 4 | Monthly System Peak Day | CAISO | 1-in-2 | 2026 | 1 | 386.3785 | 400.7885 | 36.39 | 62.4696 | 0
| All | All Customers | 4 | Monthly System Peak Day | CAISO | 1-in-2 | 2026 | 2 | 373.8156 | 383.1533 | 36.3411 | 61.1553 | 0
| All | All Customers | 4 | Monthly System Peak Day | CAISO | 1-in-2 | 2026 | 3 | 474.8141 | 486.5298 | 36.3338 | 60.252 | 0
| All | All Customers | 4 | Monthly System Peak Day | CAISO | 1-in-2 | 2026 | 4 | 576.6471 | 592.7394 | 36.3179 | 59.4213 | 0
| All | All Customers | 4 | Monthly System Peak Day | CAISO | 1-in-2 | 2026 | 5 | 551.4275 | 570.8455 | 36.3212 | 58.3702 | 0
| All | All Customers | 4 | Monthly System Peak Day | CAISO | 1-in-2 | 2026 | 6 | 566.0947 | 589.2095 | 36.307 | 57.5942 | 0
| All | All Customers | 4 | Monthly System Peak Day | CAISO | 1-in-2 | 2026 | 7 | 580.1881 | 597.312 | 36.3189 | 56.929 | 0
| All | All Customers | 4 | Monthly System Peak Day | CAISO | 1-in-2 | 2026 | 8 | 597.742 | 626.0763 | 36.4488 | 56.7557 | 0
| All | All Customers | 4 | Monthly System Peak Day | CAISO | 1-in-2 | 2026 | 9 | 532.1214 | 569.447 | 36.5663 | 58.4183 | 0
| All | All Customers | 4 | Monthly System Peak Day | CAISO | 1-in-2 | 2026 | 10 | 517.3811 | 540.9138 | 36.4586 | 62.5047 | 0
| All | All Customers | 4 | Monthly System Peak Day | CAISO | 1-in-2 | 2026 | 11 | 501.5405 | 517.3613 | 36.517 | 67.6095 | 0
| All | All Customers | 4 | Monthly System Peak Day | CAISO | 1-in-2 | 2026 | 12 | 493.8446 | 505.3834 | 36.5752 | 72.4801 | 0
| All | All Customers | 4 | Monthly System Peak Day | CAISO | 1-in-2 | 2026 | 13 | 409.5977 | 418.8174 | 36.6058 | 76.4282 | 0
| All | All Customers | 4 | Monthly System Peak Day | CAISO | 1-in-2 | 2026 | 14 | 377.0522 | 383.427 | 36.56 | 79.252 | 0
| All | All Customers | 4 | Monthly System Peak Day | CAISO | 1-in-2 | 2026 | 15 | 329.6972 | 335.2137 | 36.4666 | 81.0889 | 0
| All | All Customers | 4 | Monthly System Peak Day | CAISO | 1-in-2 | 2026 | 16 | 289.2487 | 291.4417 | 36.3394 | 81.5348 | 0
| All | All Customers | 4 | Monthly System Peak Day | CAISO | 1-in-2 | 2026 | 17 | 269.0765 | 277.2559 | 36.1548 | 81.1554 | 0
| All | All Customers | 4 | Monthly System Peak Day | CAISO | 1-in-2 | 2026 | 18 | 251.3645 | 257.7477 | 36.1676 | 80.3455 | 0
| All | All Customers | 4 | Monthly System Peak Day | CAISO | 1-in-2 | 2026 | 19 | 237.056 | 241.8774 | 36.2379 | 79.2417 | 0
| All | All Customers | 4 | Monthly System Peak Day | CAISO | 1-in-2 | 2026 | 20 | 229.3277 | 233.4478 | 36.1175 | 76.6272 | 0
| All | All Customers | 4 | Monthly System Peak Day | CAISO | 1-in-2 | 2026 | 21 | 237.1812 | 241.3032 | 36.1656 | 72.2794 | 0
| All | All Customers | 4 | Monthly System Peak Day | CAISO | 1-in-2 | 2026 | 22 | 413.0618 | 435.7468 | 36.3416 | 68.3535 | 0
| All | All Customers | 4 | Monthly System Peak Day | CAISO | 1-in-2 | 2026 | 23 | 415.905 | 439.891 | 36.3914 | 65.4784 | 0
| All | All Customers | 4 | Monthly System Peak Day | CAISO | 1-in-2 | 2026 | 24 | 443.4012 | 475.5426 | 36.4403 | 63.5581 | 0
| All | All Customers | 5 | Average Weekday | CAISO | 1-in-2 | 2026 | 1 | 394.2596 | 408.8151 | 36.4054 | 60.1457 | 0
| All | All Customers | 5 | Average Weekday | CAISO | 1-in-2 | 2026 | 2 | 382.5608 | 390.6766 | 36.3565 | 59.5142 | 0
| All | All Customers | 5 | Average Weekday | CAISO | 1-in-2 | 2026 | 3 | 486.7702 | 498.7581 | 36.3492 | 58.9581 | 0
| All | All Customers | 5 | Average Weekday | CAISO | 1-in-2 | 2026 | 4 | 590.2182 | 607.1079 | 36.3334 | 58.4379 | 0
| All | All Customers | 5 | Average Weekday | CAISO | 1-in-2 | 2026 | 5 | 569.0778 | 589.157 | 36.3368 | 58.0047 | 0
| All | All Customers | 5 | Average Weekday | CAISO | 1-in-2 | 2026 | 6 | 578.2639 | 602.7374 | 36.3229 | 57.5861 | 0
| All | All Customers | 5 | Average Weekday | CAISO | 1-in-2 | 2026 | 7 | 584.4987 | 601.356 | 36.3352 | 57.2101 | 0
| All | All Customers | 5 | Average Weekday | CAISO | 1-in-2 | 2026 | 8 | 610.2181 | 640.9894 | 36.4647 | 57.5194 | 0
| All | All Customers | 5 | Average Weekday | CAISO | 1-in-2 | 2026 | 9 | 540.5387 | 575.9875 | 36.5815 | 59.1608 | 0
| All | All Customers | 5 | Average Weekday | CAISO | 1-in-2 | 2026 | 10 | 530.5284 | 554.0388 | 36.4735 | 61.3829 | 0
| All | All Customers | 5 | Average Weekday | CAISO | 1-in-2 | 2026 | 11 | 515.6927 | 531.8813 | 36.5316 | 63.9673 | 0
| All | All Customers | 5 | Average Weekday | CAISO | 1-in-2 | 2026 | 12 | 503.5179 | 514.8207 | 36.5895 | 66.3945 | 0
| All | All Customers | 5 | Average Weekday | CAISO | 1-in-2 | 2026 | 13 | 418.7357 | 428.284 | 36.6197 | 68.5273 | 0
| All | All Customers | 5 | Average Weekday | CAISO | 1-in-2 | 2026 | 14 | 392.4063 | 398.8946 | 36.5738 | 70.1991 | 0
| All | All Customers | 5 | Average Weekday | CAISO | 1-in-2 | 2026 | 15 | 350.3823 | 355.8315 | 36.4807 | 71.3669 | 0
| All | All Customers | 5 | Average Weekday | CAISO | 1-in-2 | 2026 | 16 | 303.4151 | 305.5456 | 36.3544 | 71.9443 | 0
| All | All Customers | 5 | Average Weekday | CAISO | 1-in-2 | 2026 | 17 | 276.4038 | 285.3241 | 36.1613 | 71.9069 | 0
| All | All Customers | 5 | Average Weekday | CAISO | 1-in-2 | 2026 | 18 | 262.6095 | 269.4114 | 36.174 | 71.2705 | 0
| All | All Customers | 5 | Average Weekday | CAISO | 1-in-2 | 2026 | 19 | 251.8705 | 257.0913 | 36.2339 | 69.9176 | 0
| All | All Customers | 5 | Average Weekday | CAISO | 1-in-2 | 2026 | 20 | 241.4383 | 245.8097 | 36.1176 | 67.825 | 0
| All | All Customers | 5 | Average Weekday | CAISO | 1-in-2 | 2026 | 21 | 252.5274 | 256.8723 | 36.172 | 65.1177 | 0
| All | All Customers | 5 | Average Weekday | CAISO | 1-in-2 | 2026 | 22 | 425.1539 | 448.3777 | 36.358 | 62.9378 | 0
| All | All Customers | 5 | Average Weekday | CAISO | 1-in-2 | 2026 | 23 | 434.3481 | 459.0759 | 36.4078 | 61.6894 | 0
| All | All Customers | 5 | Average Weekday | CAISO | 1-in-2 | 2026 | 24 | 459.2071 | 491.9808 | 36.456 | 60.763 | 0
| All | All Customers | 5 | Monthly System Peak Day | CAISO | 1-in-2 | 2026 | 1 | 394.2596 | 408.8151 | 36.4054 | 66.0352 | 0
| All | All Customers | 5 | Monthly System Peak Day | CAISO | 1-in-2 | 2026 | 2 | 382.5608 | 390.6766 | 36.3565 | 64.5273 | 0
| All | All Customers | 5 | Monthly System Peak Day | CAISO | 1-in-2 | 2026 | 3 | 486.7702 | 498.7581 | 36.3492 | 63.187 | 0
| All | All Customers | 5 | Monthly System Peak Day | CAISO | 1-in-2 | 2026 | 4 | 590.2182 | 607.1079 | 36.3334 | 61.7426 | 0
| All | All Customers | 5 | Monthly System Peak Day | CAISO | 1-in-2 | 2026 | 5 | 569.0778 | 589.157 | 36.3368 | 60.4309 | 0
| All | All Customers | 5 | Monthly System Peak Day | CAISO | 1-in-2 | 2026 | 6 | 578.2639 | 602.7374 | 36.3229 | 59.7787 | 0
| All | All Customers | 5 | Monthly System Peak Day | CAISO | 1-in-2 | 2026 | 7 | 584.4987 | 601.356 | 36.3352 | 59.5271 | 0
| All | All Customers | 5 | Monthly System Peak Day | CAISO | 1-in-2 | 2026 | 8 | 610.2181 | 640.9894 | 36.4647 | 59.9304 | 0
| All | All Customers | 5 | Monthly System Peak Day | CAISO | 1-in-2 | 2026 | 9 | 540.5387 | 575.9875 | 36.5815 | 62.3035 | 0
| All | All Customers | 5 | Monthly System Peak Day | CAISO | 1-in-2 | 2026 | 10 | 530.5284 | 554.0388 | 36.4735 | 66.9258 | 0
| All | All Customers | 5 | Monthly System Peak Day | CAISO | 1-in-2 | 2026 | 11 | 515.6927 | 531.8813 | 36.5316 | 72.2923 | 0
| All | All Customers | 5 | Monthly System Peak Day | CAISO | 1-in-2 | 2026 | 12 | 503.5179 | 514.8207 | 36.5895 | 76.8891 | 0
| All | All Customers | 5 | Monthly System Peak Day | CAISO | 1-in-2 | 2026 | 13 | 418.7357 | 428.284 | 36.6197 | 80.0617 | 0
| All | All Customers | 5 | Monthly System Peak Day | CAISO | 1-in-2 | 2026 | 14 | 392.4063 | 398.8946 | 36.5738 | 82.0963 | 0
| All | All Customers | 5 | Monthly System Peak Day | CAISO | 1-in-2 | 2026 | 15 | 350.3823 | 355.8315 | 36.4807 | 83.2494 | 0
| All | All Customers | 5 | Monthly System Peak Day | CAISO | 1-in-2 | 2026 | 16 | 303.4151 | 305.5456 | 36.3544 | 83.9157 | 0
| All | All Customers | 5 | Monthly System Peak Day | CAISO | 1-in-2 | 2026 | 17 | 276.4038 | 285.3241 | 36.1613 | 83.7217 | 0
| All | All Customers | 5 | Monthly System Peak Day | CAISO | 1-in-2 | 2026 | 18 | 262.6095 | 269.4114 | 36.174 | 82.1785 | 0
| All | All Customers | 5 | Monthly System Peak Day | CAISO | 1-in-2 | 2026 | 19 | 251.8705 | 257.0913 | 36.2339 | 79.7652 | 0
| All | All Customers | 5 | Monthly System Peak Day | CAISO | 1-in-2 | 2026 | 20 | 241.4383 | 245.8097 | 36.1176 | 76.7701 | 0
| All | All Customers | 5 | Monthly System Peak Day | CAISO | 1-in-2 | 2026 | 21 | 252.5274 | 256.8723 | 36.172 | 72.5823 | 0
| All | All Customers | 5 | Monthly System Peak Day | CAISO | 1-in-2 | 2026 | 22 | 425.1539 | 448.3777 | 36.358 | 69.1974 | 0
| All | All Customers | 5 | Monthly System Peak Day | CAISO | 1-in-2 | 2026 | 23 | 434.3481 | 459.0759 | 36.4078 | 67.3572 | 0
| All | All Customers | 5 | Monthly System Peak Day | CAISO | 1-in-2 | 2026 | 24 | 459.2071 | 491.9808 | 36.456 | 65.3978 | 0
| All | All Customers | 6 | Average Weekday | CAISO | 1-in-2 | 2026 | 1 | 381.2207 | 410.4635 | 37.8704 | 63.3347 | 0
| All | All Customers | 6 | Average Weekday | CAISO | 1-in-2 | 2026 | 2 | 369.2174 | 394.8732 | 37.8402 | 62.4336 | 0
| All | All Customers | 6 | Average Weekday | CAISO | 1-in-2 | 2026 | 3 | 464.2329 | 502.0411 | 37.8334 | 61.6495 | 0
| All | All Customers | 6 | Average Weekday | CAISO | 1-in-2 | 2026 | 4 | 560.8924 | 609.2732 | 37.8271 | 60.9868 | 0
| All | All Customers | 6 | Average Weekday | CAISO | 1-in-2 | 2026 | 5 | 539.3632 | 594.8177 | 37.8389 | 60.4527 | 0
| All | All Customers | 6 | Average Weekday | CAISO | 1-in-2 | 2026 | 6 | 563.2296 | 626.2627 | 37.8597 | 59.9373 | 0
| All | All Customers | 6 | Average Weekday | CAISO | 1-in-2 | 2026 | 7 | 576.797 | 620.5015 | 38.0133 | 59.5165 | 0
| All | All Customers | 6 | Average Weekday | CAISO | 1-in-2 | 2026 | 8 | 596.2237 | 637.8431 | 37.8886 | 60.1751 | 0
| All | All Customers | 6 | Average Weekday | CAISO | 1-in-2 | 2026 | 9 | 551.2754 | 567.3326 | 37.9352 | 62.3426 | 0
| All | All Customers | 6 | Average Weekday | CAISO | 1-in-2 | 2026 | 10 | 537.6639 | 547.334 | 37.9877 | 65.1843 | 0
| All | All Customers | 6 | Average Weekday | CAISO | 1-in-2 | 2026 | 11 | 515.086 | 520.6258 | 38.0427 | 68.3037 | 0
| All | All Customers | 6 | Average Weekday | CAISO | 1-in-2 | 2026 | 12 | 505.7787 | 518.2726 | 38.0659 | 71.3783 | 0
| All | All Customers | 6 | Average Weekday | CAISO | 1-in-2 | 2026 | 13 | 421.5667 | 447.2392 | 38.1253 | 73.8767 | 0
| All | All Customers | 6 | Average Weekday | CAISO | 1-in-2 | 2026 | 14 | 392.263 | 412.1262 | 38.0841 | 75.8974 | 0
| All | All Customers | 6 | Average Weekday | CAISO | 1-in-2 | 2026 | 15 | 340.4416 | 357.5513 | 38.122 | 77.3669 | 0
| All | All Customers | 6 | Average Weekday | CAISO | 1-in-2 | 2026 | 16 | 298.2031 | 310.6038 | 38.1952 | 78.0876 | 0
| All | All Customers | 6 | Average Weekday | CAISO | 1-in-2 | 2026 | 17 | 275.9597 | 281.3266 | 38.0435 | 78.2813 | 0
| All | All Customers | 6 | Average Weekday | CAISO | 1-in-2 | 2026 | 18 | 254.1486 | 264.404 | 38.04 | 77.522 | 0
| All | All Customers | 6 | Average Weekday | CAISO | 1-in-2 | 2026 | 19 | 238.5562 | 264.1374 | 58.5235 | 76.0725 | 0
| All | All Customers | 6 | Average Weekday | CAISO | 1-in-2 | 2026 | 20 | 224.7029 | 250.8638 | 36.8658 | 73.9133 | 0
| All | All Customers | 6 | Average Weekday | CAISO | 1-in-2 | 2026 | 21 | 241.6489 | 255.603 | 37.9894 | 70.9037 | 0
| All | All Customers | 6 | Average Weekday | CAISO | 1-in-2 | 2026 | 22 | 399.7106 | 451.6486 | 37.6999 | 67.7811 | 0
| All | All Customers | 6 | Average Weekday | CAISO | 1-in-2 | 2026 | 23 | 427.4272 | 473.9524 | 37.8061 | 65.9071 | 0
| All | All Customers | 6 | Average Weekday | CAISO | 1-in-2 | 2026 | 24 | 453.8517 | 501.1697 | 37.8607 | 64.6 | 0
| All | All Customers | 6 | Monthly System Peak Day | CAISO | 1-in-2 | 2026 | 1 | 381.2207 | 409.9164 | 36.39 | 65.1783 | 0
| All | All Customers | 6 | Monthly System Peak Day | CAISO | 1-in-2 | 2026 | 2 | 369.2174 | 389.9928 | 36.3928 | 64.4133 | 0
| All | All Customers | 6 | Monthly System Peak Day | CAISO | 1-in-2 | 2026 | 3 | 464.2329 | 491.1804 | 36.3937 | 63.6826 | 0
| All | All Customers | 6 | Monthly System Peak Day | CAISO | 1-in-2 | 2026 | 4 | 560.8924 | 589.4496 | 36.3943 | 62.8256 | 0
| All | All Customers | 6 | Monthly System Peak Day | CAISO | 1-in-2 | 2026 | 5 | 539.3632 | 579.5102 | 36.389 | 61.9409 | 0
| All | All Customers | 6 | Monthly System Peak Day | CAISO | 1-in-2 | 2026 | 6 | 563.2296 | 609.4951 | 36.3792 | 60.9706 | 0
| All | All Customers | 6 | Monthly System Peak Day | CAISO | 1-in-2 | 2026 | 7 | 576.797 | 601.965 | 36.3469 | 60.3787 | 0
| All | All Customers | 6 | Monthly System Peak Day | CAISO | 1-in-2 | 2026 | 8 | 596.2237 | 625.6645 | 36.4002 | 61.0965 | 0
| All | All Customers | 6 | Monthly System Peak Day | CAISO | 1-in-2 | 2026 | 9 | 551.2754 | 571.8248 | 36.4214 | 64.0267 | 0
| All | All Customers | 6 | Monthly System Peak Day | CAISO | 1-in-2 | 2026 | 10 | 537.6639 | 551.8238 | 36.4057 | 67.4385 | 0
| All | All Customers | 6 | Monthly System Peak Day | CAISO | 1-in-2 | 2026 | 11 | 515.086 | 527.5184 | 36.4346 | 70.8542 | 0
| All | All Customers | 6 | Monthly System Peak Day | CAISO | 1-in-2 | 2026 | 12 | 505.7787 | 520.3787 | 36.4669 | 74.4808 | 0
| All | All Customers | 6 | Monthly System Peak Day | CAISO | 1-in-2 | 2026 | 13 | 421.5667 | 441.008 | 36.478 | 77.8479 | 0
| All | All Customers | 6 | Monthly System Peak Day | CAISO | 1-in-2 | 2026 | 14 | 392.263 | 408.6352 | 36.4489 | 80.5575 | 0
| All | All Customers | 6 | Monthly System Peak Day | CAISO | 1-in-2 | 2026 | 15 | 340.4416 | 354.9397 | 36.3831 | 82.9364 | 0
| All | All Customers | 6 | Monthly System Peak Day | CAISO | 1-in-2 | 2026 | 16 | 298.2031 | 301.1798 | 36.3315 | 83.8572 | 0
| All | All Customers | 6 | Monthly System Peak Day | CAISO | 1-in-2 | 2026 | 17 | 275.9597 | 285.2216 | 36.6178 | 83.7264 | 0
| All | All Customers | 6 | Monthly System Peak Day | CAISO | 1-in-2 | 2026 | 18 | 254.1486 | 269.119 | 36.6394 | 82.8692 | 0
| All | All Customers | 6 | Monthly System Peak Day | CAISO | 1-in-2 | 2026 | 19 | 238.5562 | 261.4967 | 39.1843 | 81.209 | 0
| All | All Customers | 6 | Monthly System Peak Day | CAISO | 1-in-2 | 2026 | 20 | 224.7029 | 244.2769 | 36.5903 | 78.5744 | 0
| All | All Customers | 6 | Monthly System Peak Day | CAISO | 1-in-2 | 2026 | 21 | 241.6489 | 257.6311 | 36.859 | 74.7466 | 0
| All | All Customers | 6 | Monthly System Peak Day | CAISO | 1-in-2 | 2026 | 22 | 399.7106 | 433.2548 | 36.4577 | 70.611 | 0
| All | All Customers | 6 | Monthly System Peak Day | CAISO | 1-in-2 | 2026 | 23 | 427.4272 | 461.4381 | 36.4196 | 68.0692 | 0
| All | All Customers | 6 | Monthly System Peak Day | CAISO | 1-in-2 | 2026 | 24 | 453.8517 | 495.449 | 36.4015 | 66.6308 | 0
| All | All Customers | 7 | Average Weekday | CAISO | 1-in-2 | 2026 | 1 | 382.221 | 409.7349 | 39.1412 | 68.1243 | 0
| All | All Customers | 7 | Average Weekday | CAISO | 1-in-2 | 2026 | 2 | 380.529 | 399.3152 | 39.1368 | 67.4089 | 0
| All | All Customers | 7 | Average Weekday | CAISO | 1-in-2 | 2026 | 3 | 467.1567 | 492.9095 | 39.1356 | 66.7668 | 0
| All | All Customers | 7 | Average Weekday | CAISO | 1-in-2 | 2026 | 4 | 564.6371 | 594.5295 | 39.1334 | 66.2032 | 0
| All | All Customers | 7 | Average Weekday | CAISO | 1-in-2 | 2026 | 5 | 546.4098 | 586.9217 | 39.131 | 65.7063 | 0
| All | All Customers | 7 | Average Weekday | CAISO | 1-in-2 | 2026 | 6 | 554.8676 | 599.1177 | 39.1245 | 65.2472 | 0
| All | All Customers | 7 | Average Weekday | CAISO | 1-in-2 | 2026 | 7 | 560.5757 | 582.7668 | 39.1247 | 64.9139 | 0
| All | All Customers | 7 | Average Weekday | CAISO | 1-in-2 | 2026 | 8 | 577.4068 | 606.8306 | 39.1556 | 65.3722 | 0
| All | All Customers | 7 | Average Weekday | CAISO | 1-in-2 | 2026 | 9 | 522.035 | 542.0194 | 39.1885 | 67.4307 | 0
| All | All Customers | 7 | Average Weekday | CAISO | 1-in-2 | 2026 | 10 | 510.7529 | 523.6902 | 39.1875 | 70.1693 | 0
| All | All Customers | 7 | Average Weekday | CAISO | 1-in-2 | 2026 | 11 | 493.4598 | 505.3481 | 39.2228 | 73.2355 | 0
| All | All Customers | 7 | Average Weekday | CAISO | 1-in-2 | 2026 | 12 | 485.4868 | 500.568 | 39.2572 | 76.3415 | 0
| All | All Customers | 7 | Average Weekday | CAISO | 1-in-2 | 2026 | 13 | 399.9616 | 417.7506 | 39.2728 | 78.8269 | 0
| All | All Customers | 7 | Average Weekday | CAISO | 1-in-2 | 2026 | 14 | 374.1619 | 389.5378 | 39.2414 | 80.7152 | 0
| All | All Customers | 7 | Average Weekday | CAISO | 1-in-2 | 2026 | 15 | 328.3488 | 342.4743 | 39.1826 | 82.0515 | 0
| All | All Customers | 7 | Average Weekday | CAISO | 1-in-2 | 2026 | 16 | 281.1326 | 281.9959 | 39.1402 | 82.5892 | 0
| All | All Customers | 7 | Average Weekday | CAISO | 1-in-2 | 2026 | 17 | 262.7185 | 270.6736 | 39.5444 | 82.6471 | 0
| All | All Customers | 7 | Average Weekday | CAISO | 1-in-2 | 2026 | 18 | 249.1685 | 261.4701 | 39.5671 | 81.8483 | 0
| All | All Customers | 7 | Average Weekday | CAISO | 1-in-2 | 2026 | 19 | 235.4032 | 256.7505 | 40.1739 | 80.2734 | 0
| All | All Customers | 7 | Average Weekday | CAISO | 1-in-2 | 2026 | 20 | 229.7873 | 245.1294 | 39.1039 | 78.0883 | 0
| All | All Customers | 7 | Average Weekday | CAISO | 1-in-2 | 2026 | 21 | 250.5571 | 262.9034 | 39.5764 | 75.1032 | 0
| All | All Customers | 7 | Average Weekday | CAISO | 1-in-2 | 2026 | 22 | 407.9547 | 443.4245 | 39.1159 | 71.9933 | 0
| All | All Customers | 7 | Average Weekday | CAISO | 1-in-2 | 2026 | 23 | 426.7858 | 457.2424 | 39.1281 | 70.1118 | 0
| All | All Customers | 7 | Average Weekday | CAISO | 1-in-2 | 2026 | 24 | 448.8271 | 487.9024 | 39.1443 | 68.9207 | 0
| All | All Customers | 7 | Monthly System Peak Day | CAISO | 1-in-2 | 2026 | 1 | 382.221 | 374.5197 | 39.1537 | 72.9888 | 0
| All | All Customers | 7 | Monthly System Peak Day | CAISO | 1-in-2 | 2026 | 2 | 380.529 | 353.5283 | 39.1385 | 71.9767 | 0
| All | All Customers | 7 | Monthly System Peak Day | CAISO | 1-in-2 | 2026 | 3 | 467.1567 | 417.4524 | 39.137 | 71.1561 | 0
| All | All Customers | 7 | Monthly System Peak Day | CAISO | 1-in-2 | 2026 | 4 | 564.6371 | 490.2826 | 39.1336 | 70.4084 | 0
| All | All Customers | 7 | Monthly System Peak Day | CAISO | 1-in-2 | 2026 | 5 | 546.4098 | 489.3725 | 39.1417 | 69.7948 | 0
| All | All Customers | 7 | Monthly System Peak Day | CAISO | 1-in-2 | 2026 | 6 | 554.8676 | 513.2477 | 39.1561 | 69.2437 | 0
| All | All Customers | 7 | Monthly System Peak Day | CAISO | 1-in-2 | 2026 | 7 | 560.5757 | 505.1478 | 39.2048 | 68.7555 | 0
| All | All Customers | 7 | Monthly System Peak Day | CAISO | 1-in-2 | 2026 | 8 | 577.4068 | 535.1264 | 39.1722 | 69.0524 | 0
| All | All Customers | 7 | Monthly System Peak Day | CAISO | 1-in-2 | 2026 | 9 | 522.035 | 495.908 | 39.1755 | 71.8808 | 0
| All | All Customers | 7 | Monthly System Peak Day | CAISO | 1-in-2 | 2026 | 10 | 510.7529 | 474.2679 | 39.1664 | 75.8307 | 0
| All | All Customers | 7 | Monthly System Peak Day | CAISO | 1-in-2 | 2026 | 11 | 493.4598 | 458.0415 | 39.1766 | 80.1612 | 0
| All | All Customers | 7 | Monthly System Peak Day | CAISO | 1-in-2 | 2026 | 12 | 485.4868 | 450.6023 | 39.1875 | 83.938 | 0
| All | All Customers | 7 | Monthly System Peak Day | CAISO | 1-in-2 | 2026 | 13 | 399.9616 | 382.8351 | 39.1996 | 86.7532 | 0
| All | All Customers | 7 | Monthly System Peak Day | CAISO | 1-in-2 | 2026 | 14 | 374.1619 | 358.8104 | 39.1939 | 88.7184 | 0
| All | All Customers | 7 | Monthly System Peak Day | CAISO | 1-in-2 | 2026 | 15 | 328.3488 | 317.3162 | 39.2107 | 90.0491 | 0
| All | All Customers | 7 | Monthly System Peak Day | CAISO | 1-in-2 | 2026 | 16 | 281.1326 | 256.1308 | 39.2091 | 90.1765 | 0
| All | All Customers | 7 | Monthly System Peak Day | CAISO | 1-in-2 | 2026 | 17 | 262.7185 | 273.3785 | 39.0872 | 90.1344 | 0
| All | All Customers | 7 | Monthly System Peak Day | CAISO | 1-in-2 | 2026 | 18 | 249.1685 | 271.8934 | 39.1767 | 88.7935 | 0
| All | All Customers | 7 | Monthly System Peak Day | CAISO | 1-in-2 | 2026 | 19 | 235.4032 | 231.3127 | 38.7658 | 87.2215 | 0
| All | All Customers | 7 | Monthly System Peak Day | CAISO | 1-in-2 | 2026 | 20 | 229.7873 | 252.8436 | 38.5341 | 84.5514 | 0
| All | All Customers | 7 | Monthly System Peak Day | CAISO | 1-in-2 | 2026 | 21 | 250.5571 | 236.4745 | 39.7285 | 81.7859 | 0
| All | All Customers | 7 | Monthly System Peak Day | CAISO | 1-in-2 | 2026 | 22 | 407.9547 | 393.7089 | 39.2619 | 79.4073 | 0
| All | All Customers | 7 | Monthly System Peak Day | CAISO | 1-in-2 | 2026 | 23 | 426.7858 | 394.2913 | 39.1683 | 77.6157 | 0
| All | All Customers | 7 | Monthly System Peak Day | CAISO | 1-in-2 | 2026 | 24 | 448.8271 | 425.1548 | 39.1618 | 76.1959 | 0
| All | All Customers | 8 | Average Weekday | CAISO | 1-in-2 | 2026 | 1 | 403.1047 | 434.4204 | 36.6003 | 68.6048 | 0
| All | All Customers | 8 | Average Weekday | CAISO | 1-in-2 | 2026 | 2 | 389.4905 | 411.8295 | 36.5956 | 67.7051 | 0
| All | All Customers | 8 | Average Weekday | CAISO | 1-in-2 | 2026 | 3 | 472.5897 | 498.5344 | 36.5941 | 66.9073 | 0
| All | All Customers | 8 | Average Weekday | CAISO | 1-in-2 | 2026 | 4 | 576.5524 | 607.5081 | 36.5911 | 66.1811 | 0
| All | All Customers | 8 | Average Weekday | CAISO | 1-in-2 | 2026 | 5 | 551.3122 | 592.993 | 36.5885 | 65.5312 | 0
| All | All Customers | 8 | Average Weekday | CAISO | 1-in-2 | 2026 | 6 | 564.0681 | 611.7831 | 36.5811 | 64.9865 | 0
| All | All Customers | 8 | Average Weekday | CAISO | 1-in-2 | 2026 | 7 | 578.1847 | 605.5713 | 36.5874 | 64.5957 | 0
| All | All Customers | 8 | Average Weekday | CAISO | 1-in-2 | 2026 | 8 | 588.4037 | 620.9705 | 36.6161 | 64.5927 | 0
| All | All Customers | 8 | Average Weekday | CAISO | 1-in-2 | 2026 | 9 | 527.915 | 548.847 | 36.6511 | 66.6332 | 0
| All | All Customers | 8 | Average Weekday | CAISO | 1-in-2 | 2026 | 10 | 518.785 | 532.7267 | 36.6554 | 69.8708 | 0
| All | All Customers | 8 | Average Weekday | CAISO | 1-in-2 | 2026 | 11 | 497.76 | 510.6408 | 36.6887 | 73.6852 | 0
| All | All Customers | 8 | Average Weekday | CAISO | 1-in-2 | 2026 | 12 | 486.8751 | 503.1763 | 36.7175 | 77.4375 | 0
| All | All Customers | 8 | Average Weekday | CAISO | 1-in-2 | 2026 | 13 | 410.2968 | 430.3778 | 36.7326 | 80.3669 | 0
| All | All Customers | 8 | Average Weekday | CAISO | 1-in-2 | 2026 | 14 | 382.0813 | 398.9076 | 36.7024 | 82.5867 | 0
| All | All Customers | 8 | Average Weekday | CAISO | 1-in-2 | 2026 | 15 | 336.4646 | 351.5405 | 36.6487 | 83.9652 | 0
| All | All Customers | 8 | Average Weekday | CAISO | 1-in-2 | 2026 | 16 | 290.0648 | 294.0959 | 36.6107 | 84.4882 | 0
| All | All Customers | 8 | Average Weekday | CAISO | 1-in-2 | 2026 | 17 | 273.0058 | 280.341 | 36.9727 | 84.5142 | 0
| All | All Customers | 8 | Average Weekday | CAISO | 1-in-2 | 2026 | 18 | 249.9824 | 263.9566 | 37.0287 | 83.6598 | 0
| All | All Customers | 8 | Average Weekday | CAISO | 1-in-2 | 2026 | 19 | 236.5437 | 260.2038 | 37.9064 | 81.9995 | 0
| All | All Customers | 8 | Average Weekday | CAISO | 1-in-2 | 2026 | 20 | 236.5061 | 255.9156 | 36.7933 | 79.4151 | 0
| All | All Customers | 8 | Average Weekday | CAISO | 1-in-2 | 2026 | 21 | 261.2303 | 277.0042 | 37.1643 | 75.7188 | 0
| All | All Customers | 8 | Average Weekday | CAISO | 1-in-2 | 2026 | 22 | 421.2121 | 453.5834 | 36.5644 | 72.7525 | 0
| All | All Customers | 8 | Average Weekday | CAISO | 1-in-2 | 2026 | 23 | 443.8314 | 479.2947 | 36.5767 | 70.9434 | 0
| All | All Customers | 8 | Average Weekday | CAISO | 1-in-2 | 2026 | 24 | 469.4583 | 512.3719 | 36.6005 | 69.6999 | 0
| All | All Customers | 8 | Monthly System Peak Day | CAISO | 1-in-2 | 2026 | 1 | 403.1047 | 395.3625 | 31.1361 | 77.4193 | 0
| All | All Customers | 8 | Monthly System Peak Day | CAISO | 1-in-2 | 2026 | 2 | 389.4905 | 364.6588 | 31.1202 | 76.4867 | 0
| All | All Customers | 8 | Monthly System Peak Day | CAISO | 1-in-2 | 2026 | 3 | 472.5897 | 428.8878 | 31.119 | 75.8197 | 0
| All | All Customers | 8 | Monthly System Peak Day | CAISO | 1-in-2 | 2026 | 4 | 576.5524 | 505.1133 | 31.1161 | 75.0382 | 0
| All | All Customers | 8 | Monthly System Peak Day | CAISO | 1-in-2 | 2026 | 5 | 551.3122 | 498.0129 | 31.1247 | 74.43 | 0
| All | All Customers | 8 | Monthly System Peak Day | CAISO | 1-in-2 | 2026 | 6 | 564.0681 | 520.8546 | 31.1411 | 73.8497 | 0
| All | All Customers | 8 | Monthly System Peak Day | CAISO | 1-in-2 | 2026 | 7 | 578.1847 | 523.4958 | 31.187 | 73.3443 | 0
| All | All Customers | 8 | Monthly System Peak Day | CAISO | 1-in-2 | 2026 | 8 | 588.4037 | 544.5758 | 31.1539 | 73.4335 | 0
| All | All Customers | 8 | Monthly System Peak Day | CAISO | 1-in-2 | 2026 | 9 | 527.915 | 503.6693 | 31.1554 | 75.3901 | 0
| All | All Customers | 8 | Monthly System Peak Day | CAISO | 1-in-2 | 2026 | 10 | 518.785 | 484.0591 | 31.1396 | 79.1548 | 0
| All | All Customers | 8 | Monthly System Peak Day | CAISO | 1-in-2 | 2026 | 11 | 497.76 | 461.8926 | 31.1524 | 83.321 | 0
| All | All Customers | 8 | Monthly System Peak Day | CAISO | 1-in-2 | 2026 | 12 | 486.8751 | 450.9362 | 31.1706 | 87.2646 | 0
| All | All Customers | 8 | Monthly System Peak Day | CAISO | 1-in-2 | 2026 | 13 | 410.2968 | 393.9216 | 31.1849 | 89.9422 | 0
| All | All Customers | 8 | Monthly System Peak Day | CAISO | 1-in-2 | 2026 | 14 | 382.0813 | 367.9952 | 31.1795 | 91.5728 | 0
| All | All Customers | 8 | Monthly System Peak Day | CAISO | 1-in-2 | 2026 | 15 | 336.4646 | 326.752 | 31.195 | 92.0932 | 0
| All | All Customers | 8 | Monthly System Peak Day | CAISO | 1-in-2 | 2026 | 16 | 290.0648 | 268.5815 | 31.1839 | 91.7959 | 0
| All | All Customers | 8 | Monthly System Peak Day | CAISO | 1-in-2 | 2026 | 17 | 273.0058 | 282.766 | 31.0061 | 91.068 | 0
| All | All Customers | 8 | Monthly System Peak Day | CAISO | 1-in-2 | 2026 | 18 | 249.9824 | 274.7301 | 31.0971 | 88.9463 | 0
| All | All Customers | 8 | Monthly System Peak Day | CAISO | 1-in-2 | 2026 | 19 | 236.5437 | 234.2634 | 30.7593 | 86.9459 | 0
| All | All Customers | 8 | Monthly System Peak Day | CAISO | 1-in-2 | 2026 | 20 | 236.5061 | 227.4254 | 30.6177 | 85.1234 | 0
| All | All Customers | 8 | Monthly System Peak Day | CAISO | 1-in-2 | 2026 | 21 | 261.2303 | 241.3924 | 31.8764 | 82.4149 | 0
| All | All Customers | 8 | Monthly System Peak Day | CAISO | 1-in-2 | 2026 | 22 | 421.2121 | 396.1572 | 31.288 | 80.4488 | 0
| All | All Customers | 8 | Monthly System Peak Day | CAISO | 1-in-2 | 2026 | 23 | 443.8314 | 417.725 | 31.1677 | 79.2153 | 0
| All | All Customers | 8 | Monthly System Peak Day | CAISO | 1-in-2 | 2026 | 24 | 469.4583 | 449.8596 | 31.1484 | 78.199 | 0
| All | All Customers | 8 | Typical Event Day | CAISO | 1-in-2 | 2026 | 1 | 403.1047 | 395.3625 | 31.1361 | 73.4051 | 0
| All | All Customers | 8 | Typical Event Day | CAISO | 1-in-2 | 2026 | 2 | 389.4905 | 364.6588 | 31.1202 | 72.4025 | 0
| All | All Customers | 8 | Typical Event Day | CAISO | 1-in-2 | 2026 | 3 | 472.5897 | 428.8878 | 31.119 | 71.5741 | 0
| All | All Customers | 8 | Typical Event Day | CAISO | 1-in-2 | 2026 | 4 | 576.5524 | 505.1133 | 31.1161 | 70.6868 | 0
| All | All Customers | 8 | Typical Event Day | CAISO | 1-in-2 | 2026 | 5 | 551.3122 | 498.0129 | 31.1247 | 69.9353 | 0
| All | All Customers | 8 | Typical Event Day | CAISO | 1-in-2 | 2026 | 6 | 564.0681 | 520.8546 | 31.1411 | 69.1851 | 0
| All | All Customers | 8 | Typical Event Day | CAISO | 1-in-2 | 2026 | 7 | 578.1847 | 523.4958 | 31.187 | 68.8033 | 0
| All | All Customers | 8 | Typical Event Day | CAISO | 1-in-2 | 2026 | 8 | 588.4037 | 544.5758 | 31.1539 | 69.1331 | 0
| All | All Customers | 8 | Typical Event Day | CAISO | 1-in-2 | 2026 | 9 | 527.915 | 503.6693 | 31.1554 | 71.4605 | 0
| All | All Customers | 8 | Typical Event Day | CAISO | 1-in-2 | 2026 | 10 | 518.785 | 484.0591 | 31.1396 | 75.3733 | 0
| All | All Customers | 8 | Typical Event Day | CAISO | 1-in-2 | 2026 | 11 | 497.76 | 461.8926 | 31.1524 | 79.9165 | 0
| All | All Customers | 8 | Typical Event Day | CAISO | 1-in-2 | 2026 | 12 | 486.8751 | 450.9362 | 31.1706 | 83.9787 | 0
| All | All Customers | 8 | Typical Event Day | CAISO | 1-in-2 | 2026 | 13 | 410.2968 | 393.9216 | 31.1849 | 86.922 | 0
| All | All Customers | 8 | Typical Event Day | CAISO | 1-in-2 | 2026 | 14 | 382.0813 | 367.9952 | 31.1795 | 88.9751 | 0
| All | All Customers | 8 | Typical Event Day | CAISO | 1-in-2 | 2026 | 15 | 336.4646 | 326.752 | 31.195 | 90.218 | 0
| All | All Customers | 8 | Typical Event Day | CAISO | 1-in-2 | 2026 | 16 | 290.0648 | 268.5815 | 31.1839 | 90.1807 | 0
| All | All Customers | 8 | Typical Event Day | CAISO | 1-in-2 | 2026 | 17 | 273.0058 | 282.766 | 31.0061 | 89.7365 | 0
| All | All Customers | 8 | Typical Event Day | CAISO | 1-in-2 | 2026 | 18 | 249.9824 | 274.7301 | 31.0971 | 88.3079 | 0
| All | All Customers | 8 | Typical Event Day | CAISO | 1-in-2 | 2026 | 19 | 236.5437 | 234.2634 | 30.7593 | 86.7359 | 0
| All | All Customers | 8 | Typical Event Day | CAISO | 1-in-2 | 2026 | 20 | 236.5061 | 227.4254 | 30.6177 | 84.5226 | 0
| All | All Customers | 8 | Typical Event Day | CAISO | 1-in-2 | 2026 | 21 | 261.2303 | 241.3924 | 31.8764 | 81.4099 | 0
| All | All Customers | 8 | Typical Event Day | CAISO | 1-in-2 | 2026 | 22 | 421.2121 | 396.1572 | 31.288 | 78.7501 | 0
| All | All Customers | 8 | Typical Event Day | CAISO | 1-in-2 | 2026 | 23 | 443.8314 | 417.725 | 31.1677 | 76.8364 | 0
| All | All Customers | 8 | Typical Event Day | CAISO | 1-in-2 | 2026 | 24 | 469.4583 | 449.8596 | 31.1484 | 75.429 | 0
| All | All Customers | 9 | Average Weekday | CAISO | 1-in-2 | 2026 | 1 | 371.7901 | 392.9811 | 39.2838 | 68.316 | 0
| All | All Customers | 9 | Average Weekday | CAISO | 1-in-2 | 2026 | 2 | 368.2603 | 379.083 | 39.2789 | 67.4937 | 0
| All | All Customers | 9 | Average Weekday | CAISO | 1-in-2 | 2026 | 3 | 465.5724 | 472.5806 | 39.2773 | 66.7808 | 0
| All | All Customers | 9 | Average Weekday | CAISO | 1-in-2 | 2026 | 4 | 572.2637 | 582.9964 | 39.2765 | 66.1786 | 0
| All | All Customers | 9 | Average Weekday | CAISO | 1-in-2 | 2026 | 5 | 535.842 | 553.8779 | 39.2737 | 65.6256 | 0
| All | All Customers | 9 | Average Weekday | CAISO | 1-in-2 | 2026 | 6 | 537.2526 | 566.0638 | 39.2678 | 65.1016 | 0
| All | All Customers | 9 | Average Weekday | CAISO | 1-in-2 | 2026 | 7 | 562.6088 | 581.485 | 39.2587 | 64.7812 | 0
| All | All Customers | 9 | Average Weekday | CAISO | 1-in-2 | 2026 | 8 | 561.8927 | 578.71 | 39.2927 | 64.6266 | 0
| All | All Customers | 9 | Average Weekday | CAISO | 1-in-2 | 2026 | 9 | 500.1346 | 516.8384 | 39.3275 | 65.6899 | 0
| All | All Customers | 9 | Average Weekday | CAISO | 1-in-2 | 2026 | 10 | 497.5287 | 506.8629 | 39.3243 | 68.5077 | 0
| All | All Customers | 9 | Average Weekday | CAISO | 1-in-2 | 2026 | 11 | 480.2731 | 488.8929 | 39.3668 | 72.1253 | 0
| All | All Customers | 9 | Average Weekday | CAISO | 1-in-2 | 2026 | 12 | 471.1768 | 480.2672 | 39.41 | 75.8349 | 0
| All | All Customers | 9 | Average Weekday | CAISO | 1-in-2 | 2026 | 13 | 404.9932 | 415.6607 | 39.4287 | 78.9256 | 0
| All | All Customers | 9 | Average Weekday | CAISO | 1-in-2 | 2026 | 14 | 373.1274 | 383.1906 | 39.3942 | 81.0944 | 0
| All | All Customers | 9 | Average Weekday | CAISO | 1-in-2 | 2026 | 15 | 334.1314 | 343.9546 | 39.3241 | 82.2777 | 0
| All | All Customers | 9 | Average Weekday | CAISO | 1-in-2 | 2026 | 16 | 303.2426 | 302.5992 | 39.2737 | 82.6823 | 0
| All | All Customers | 9 | Average Weekday | CAISO | 1-in-2 | 2026 | 17 | 276.6014 | 289.3746 | 39.5066 | 82.4032 | 0
| All | All Customers | 9 | Average Weekday | CAISO | 1-in-2 | 2026 | 18 | 258.1568 | 276.014 | 39.4296 | 81.3068 | 0
| All | All Customers | 9 | Average Weekday | CAISO | 1-in-2 | 2026 | 19 | 261.1976 | 271.7783 | 40.6699 | 79.4223 | 0
| All | All Customers | 9 | Average Weekday | CAISO | 1-in-2 | 2026 | 20 | 261.6008 | 270.1639 | 39.1447 | 76.486 | 0
| All | All Customers | 9 | Average Weekday | CAISO | 1-in-2 | 2026 | 21 | 278.0549 | 288.0421 | 39.3089 | 73.3934 | 0
| All | All Customers | 9 | Average Weekday | CAISO | 1-in-2 | 2026 | 22 | 420.5112 | 443.5383 | 39.2368 | 71.5787 | 0
| All | All Customers | 9 | Average Weekday | CAISO | 1-in-2 | 2026 | 23 | 423.579 | 446.2134 | 39.2866 | 70.2693 | 0
| All | All Customers | 9 | Average Weekday | CAISO | 1-in-2 | 2026 | 24 | 438.7755 | 470.3396 | 39.2911 | 69.1577 | 0
| All | All Customers | 9 | Monthly System Peak Day | CAISO | 1-in-2 | 2026 | 1 | 371.7901 | 355.4753 | 39.3646 | 78.125 | 0
| All | All Customers | 9 | Monthly System Peak Day | CAISO | 1-in-2 | 2026 | 2 | 368.2603 | 333.2868 | 39.3509 | 76.8197 | 0
| All | All Customers | 9 | Monthly System Peak Day | CAISO | 1-in-2 | 2026 | 3 | 465.5724 | 402.7695 | 39.3494 | 75.7144 | 0
| All | All Customers | 9 | Monthly System Peak Day | CAISO | 1-in-2 | 2026 | 4 | 572.2637 | 471.7084 | 39.3452 | 74.5539 | 0
| All | All Customers | 9 | Monthly System Peak Day | CAISO | 1-in-2 | 2026 | 5 | 535.842 | 449.6709 | 39.3524 | 73.6467 | 0
| All | All Customers | 9 | Monthly System Peak Day | CAISO | 1-in-2 | 2026 | 6 | 537.2526 | 462.5304 | 39.364 | 72.727 | 0
| All | All Customers | 9 | Monthly System Peak Day | CAISO | 1-in-2 | 2026 | 7 | 562.6088 | 487.4003 | 39.4181 | 72.7754 | 0
| All | All Customers | 9 | Monthly System Peak Day | CAISO | 1-in-2 | 2026 | 8 | 561.8927 | 489.4381 | 39.3855 | 72.9892 | 0
| All | All Customers | 9 | Monthly System Peak Day | CAISO | 1-in-2 | 2026 | 9 | 500.1346 | 468.3878 | 39.3891 | 74.5886 | 0
| All | All Customers | 9 | Monthly System Peak Day | CAISO | 1-in-2 | 2026 | 10 | 497.5287 | 453.1563 | 39.3862 | 79.1186 | 0
| All | All Customers | 9 | Monthly System Peak Day | CAISO | 1-in-2 | 2026 | 11 | 480.2731 | 435.4153 | 39.3899 | 85.4022 | 0
| All | All Customers | 9 | Monthly System Peak Day | CAISO | 1-in-2 | 2026 | 12 | 471.1768 | 426.275 | 39.3898 | 90.3139 | 0
| All | All Customers | 9 | Monthly System Peak Day | CAISO | 1-in-2 | 2026 | 13 | 404.9932 | 372.7026 | 39.3983 | 93.2416 | 0
| All | All Customers | 9 | Monthly System Peak Day | CAISO | 1-in-2 | 2026 | 14 | 373.1274 | 347.0128 | 39.3946 | 95.1605 | 0
| All | All Customers | 9 | Monthly System Peak Day | CAISO | 1-in-2 | 2026 | 15 | 334.1314 | 314.8788 | 39.4191 | 95.8918 | 0
| All | All Customers | 9 | Monthly System Peak Day | CAISO | 1-in-2 | 2026 | 16 | 303.2426 | 271.9288 | 39.4285 | 95.0094 | 0
| All | All Customers | 9 | Monthly System Peak Day | CAISO | 1-in-2 | 2026 | 17 | 276.6014 | 287.4627 | 39.3074 | 94.1512 | 0
| All | All Customers | 9 | Monthly System Peak Day | CAISO | 1-in-2 | 2026 | 18 | 258.1568 | 281.9309 | 39.3165 | 92.7581 | 0
| All | All Customers | 9 | Monthly System Peak Day | CAISO | 1-in-2 | 2026 | 19 | 261.1976 | 232.8956 | 39.7974 | 91.6898 | 0
| All | All Customers | 9 | Monthly System Peak Day | CAISO | 1-in-2 | 2026 | 20 | 261.6008 | 221.7419 | 38.5012 | 89.9475 | 0
| All | All Customers | 9 | Monthly System Peak Day | CAISO | 1-in-2 | 2026 | 21 | 278.0549 | 247.1019 | 39.465 | 86.7863 | 0
| All | All Customers | 9 | Monthly System Peak Day | CAISO | 1-in-2 | 2026 | 22 | 420.5112 | 378.2178 | 39.4681 | 84.6305 | 0
| All | All Customers | 9 | Monthly System Peak Day | CAISO | 1-in-2 | 2026 | 23 | 423.579 | 377.6734 | 39.3583 | 82.5528 | 0
| All | All Customers | 9 | Monthly System Peak Day | CAISO | 1-in-2 | 2026 | 24 | 438.7755 | 402.8897 | 39.3672 | 80.8011 | 0
| All | All Customers | 10 | Average Weekday | CAISO | 1-in-2 | 2026 | 1 | 399.071 | 412.9874 | 36.4954 | 63.1078 | 0
| All | All Customers | 10 | Average Weekday | CAISO | 1-in-2 | 2026 | 2 | 377.2564 | 384.4904 | 36.399 | 62.2306 | 0
| All | All Customers | 10 | Average Weekday | CAISO | 1-in-2 | 2026 | 3 | 472.0516 | 482.0634 | 36.3853 | 61.3429 | 0
| All | All Customers | 10 | Average Weekday | CAISO | 1-in-2 | 2026 | 4 | 579.6443 | 594.5715 | 36.3524 | 60.6521 | 0
| All | All Customers | 10 | Average Weekday | CAISO | 1-in-2 | 2026 | 5 | 583.453 | 600.2847 | 36.3582 | 59.9614 | 0
| All | All Customers | 10 | Average Weekday | CAISO | 1-in-2 | 2026 | 6 | 596.3965 | 617.4807 | 36.3261 | 59.4727 | 0
| All | All Customers | 10 | Average Weekday | CAISO | 1-in-2 | 2026 | 7 | 605.1397 | 620.9785 | 36.3395 | 59.0885 | 0
| All | All Customers | 10 | Average Weekday | CAISO | 1-in-2 | 2026 | 8 | 628.6222 | 654.6997 | 36.5976 | 58.8572 | 0
| All | All Customers | 10 | Average Weekday | CAISO | 1-in-2 | 2026 | 9 | 566.9901 | 604.2888 | 36.8595 | 59.2786 | 0
| All | All Customers | 10 | Average Weekday | CAISO | 1-in-2 | 2026 | 10 | 552.8687 | 572.7435 | 36.6354 | 61.808 | 0
| All | All Customers | 10 | Average Weekday | CAISO | 1-in-2 | 2026 | 11 | 543.7116 | 558.7446 | 36.7645 | 65.2524 | 0
| All | All Customers | 10 | Average Weekday | CAISO | 1-in-2 | 2026 | 12 | 526.9377 | 538.4152 | 36.9068 | 68.7871 | 0
| All | All Customers | 10 | Average Weekday | CAISO | 1-in-2 | 2026 | 13 | 434.2337 | 443.1422 | 37.0018 | 71.7612 | 0
| All | All Customers | 10 | Average Weekday | CAISO | 1-in-2 | 2026 | 14 | 384.9286 | 390.9847 | 36.8938 | 73.8981 | 0
| All | All Customers | 10 | Average Weekday | CAISO | 1-in-2 | 2026 | 15 | 341.3253 | 346.4161 | 36.6779 | 75.2877 | 0
| All | All Customers | 10 | Average Weekday | CAISO | 1-in-2 | 2026 | 16 | 295.2688 | 297.2182 | 36.3973 | 76.0881 | 0
| All | All Customers | 10 | Average Weekday | CAISO | 1-in-2 | 2026 | 17 | 276.1545 | 284.8384 | 36.1566 | 75.9371 | 0
| All | All Customers | 10 | Average Weekday | CAISO | 1-in-2 | 2026 | 18 | 268.7572 | 275.6449 | 36.1838 | 74.9092 | 0
| All | All Customers | 10 | Average Weekday | CAISO | 1-in-2 | 2026 | 19 | 259.8372 | 264.4153 | 36.6937 | 72.9505 | 0
| All | All Customers | 10 | Average Weekday | CAISO | 1-in-2 | 2026 | 20 | 261.1971 | 265.2213 | 36.1176 | 70.0551 | 0
| All | All Customers | 10 | Average Weekday | CAISO | 1-in-2 | 2026 | 21 | 268.8385 | 273.1086 | 36.1849 | 67.8774 | 0
| All | All Customers | 10 | Average Weekday | CAISO | 1-in-2 | 2026 | 22 | 440.408 | 462.6592 | 36.3842 | 66.2813 | 0
| All | All Customers | 10 | Average Weekday | CAISO | 1-in-2 | 2026 | 23 | 430.1298 | 453.5799 | 36.4803 | 65.0082 | 0
| All | All Customers | 10 | Average Weekday | CAISO | 1-in-2 | 2026 | 24 | 448.2521 | 479.8227 | 36.5906 | 63.8932 | 0
| All | All Customers | 10 | Monthly System Peak Day | CAISO | 1-in-2 | 2026 | 1 | 399.071 | 427.033 | 36.1036 | 72.877 | 0
| All | All Customers | 10 | Monthly System Peak Day | CAISO | 1-in-2 | 2026 | 2 | 377.2564 | 392.0475 | 36.1477 | 71.5784 | 0
| All | All Customers | 10 | Monthly System Peak Day | CAISO | 1-in-2 | 2026 | 3 | 472.0516 | 490.5371 | 36.1545 | 70.5997 | 0
| All | All Customers | 10 | Monthly System Peak Day | CAISO | 1-in-2 | 2026 | 4 | 579.6443 | 599.5707 | 36.1763 | 69.2951 | 0
| All | All Customers | 10 | Monthly System Peak Day | CAISO | 1-in-2 | 2026 | 5 | 583.453 | 607.8889 | 36.1736 | 68.3124 | 0
| All | All Customers | 10 | Monthly System Peak Day | CAISO | 1-in-2 | 2026 | 6 | 596.3965 | 618.7545 | 36.2015 | 67.4389 | 0
| All | All Customers | 10 | Monthly System Peak Day | CAISO | 1-in-2 | 2026 | 7 | 605.1397 | 618.75 | 36.2087 | 66.7645 | 0
| All | All Customers | 10 | Monthly System Peak Day | CAISO | 1-in-2 | 2026 | 8 | 628.6222 | 665.7435 | 36.0803 | 66.2923 | 0
| All | All Customers | 10 | Monthly System Peak Day | CAISO | 1-in-2 | 2026 | 9 | 566.9901 | 615.1124 | 36.0383 | 67.1516 | 0
| All | All Customers | 10 | Monthly System Peak Day | CAISO | 1-in-2 | 2026 | 10 | 552.8687 | 579.3907 | 36.0893 | 70.7757 | 0
| All | All Customers | 10 | Monthly System Peak Day | CAISO | 1-in-2 | 2026 | 11 | 543.7116 | 568.7758 | 36.1195 | 75.4448 | 0
| All | All Customers | 10 | Monthly System Peak Day | CAISO | 1-in-2 | 2026 | 12 | 526.9377 | 551.7126 | 36.185 | 80.1761 | 0
| All | All Customers | 10 | Monthly System Peak Day | CAISO | 1-in-2 | 2026 | 13 | 434.2337 | 446.4094 | 36.2488 | 83.8499 | 0
| All | All Customers | 10 | Monthly System Peak Day | CAISO | 1-in-2 | 2026 | 14 | 384.9286 | 391.3156 | 36.1899 | 86.1508 | 0
| All | All Customers | 10 | Monthly System Peak Day | CAISO | 1-in-2 | 2026 | 15 | 341.3253 | 345.8622 | 36.1148 | 86.7864 | 0
| All | All Customers | 10 | Monthly System Peak Day | CAISO | 1-in-2 | 2026 | 16 | 295.2688 | 294.9287 | 36.1565 | 86.8765 | 0
| All | All Customers | 10 | Monthly System Peak Day | CAISO | 1-in-2 | 2026 | 17 | 276.1545 | 284.8536 | 36.1254 | 86.2706 | 0
| All | All Customers | 10 | Monthly System Peak Day | CAISO | 1-in-2 | 2026 | 18 | 268.7572 | 275.9203 | 36.1118 | 85.0665 | 0
| All | All Customers | 10 | Monthly System Peak Day | CAISO | 1-in-2 | 2026 | 19 | 259.8372 | 263.7159 | 36.8302 | 82.9706 | 0
| All | All Customers | 10 | Monthly System Peak Day | CAISO | 1-in-2 | 2026 | 20 | 261.1971 | 264.4183 | 36.1173 | 80.1045 | 0
| All | All Customers | 10 | Monthly System Peak Day | CAISO | 1-in-2 | 2026 | 21 | 268.8385 | 273.9995 | 36.2448 | 77.3776 | 0
| All | All Customers | 10 | Monthly System Peak Day | CAISO | 1-in-2 | 2026 | 22 | 440.408 | 462.8901 | 36.1792 | 75.3118 | 0
| All | All Customers | 10 | Monthly System Peak Day | CAISO | 1-in-2 | 2026 | 23 | 430.1298 | 457.9492 | 36.1258 | 73.688 | 0
| All | All Customers | 10 | Monthly System Peak Day | CAISO | 1-in-2 | 2026 | 24 | 448.2521 | 499.9308 | 36.0715 | 72.3615 | 0
| All | All Customers | 11 | Average Weekday | CAISO | 1-in-2 | 2026 | 1 | 375.0718 | 383.4066 | 36.3942 | 55.9128 | 0
| All | All Customers | 11 | Average Weekday | CAISO | 1-in-2 | 2026 | 2 | 357.3795 | 364.1925 | 36.3815 | 55.0682 | 0
| All | All Customers | 11 | Average Weekday | CAISO | 1-in-2 | 2026 | 3 | 451.6917 | 463.3529 | 36.3577 | 54.3552 | 0
| All | All Customers | 11 | Average Weekday | CAISO | 1-in-2 | 2026 | 4 | 565.7026 | 583.9404 | 36.3617 | 53.6791 | 0
| All | All Customers | 11 | Average Weekday | CAISO | 1-in-2 | 2026 | 5 | 556.2047 | 585.5343 | 36.3408 | 53.0644 | 0
| All | All Customers | 11 | Average Weekday | CAISO | 1-in-2 | 2026 | 6 | 572.1389 | 609.5748 | 36.3504 | 52.565 | 0
| All | All Customers | 11 | Average Weekday | CAISO | 1-in-2 | 2026 | 7 | 586.4902 | 602.8122 | 36.5282 | 52.3115 | 0
| All | All Customers | 11 | Average Weekday | CAISO | 1-in-2 | 2026 | 8 | 598.4279 | 613.2804 | 36.7052 | 52.185 | 0
| All | All Customers | 11 | Average Weekday | CAISO | 1-in-2 | 2026 | 9 | 542.2859 | 568.8705 | 36.5546 | 53.5989 | 0
| All | All Customers | 11 | Average Weekday | CAISO | 1-in-2 | 2026 | 10 | 527.9714 | 542.1652 | 36.6359 | 56.8154 | 0
| All | All Customers | 11 | Average Weekday | CAISO | 1-in-2 | 2026 | 11 | 510.7604 | 520.3021 | 36.7354 | 60.7103 | 0
| All | All Customers | 11 | Average Weekday | CAISO | 1-in-2 | 2026 | 12 | 499.8597 | 506.8454 | 36.8025 | 64.1926 | 0
| All | All Customers | 11 | Average Weekday | CAISO | 1-in-2 | 2026 | 13 | 413.8571 | 423.6342 | 36.7404 | 66.7691 | 0
| All | All Customers | 11 | Average Weekday | CAISO | 1-in-2 | 2026 | 14 | 377.0105 | 383.9946 | 36.6088 | 68.3358 | 0
| All | All Customers | 11 | Average Weekday | CAISO | 1-in-2 | 2026 | 15 | 324.3785 | 331.2354 | 36.4109 | 69.0873 | 0
| All | All Customers | 11 | Average Weekday | CAISO | 1-in-2 | 2026 | 16 | 286.0219 | 287.5014 | 36.4112 | 69.1139 | 0
| All | All Customers | 11 | Average Weekday | CAISO | 1-in-2 | 2026 | 17 | 265.1202 | 272.8886 | 36.1832 | 68.1687 | 0
| All | All Customers | 11 | Average Weekday | CAISO | 1-in-2 | 2026 | 18 | 254.8629 | 262.2302 | 36.2508 | 65.9973 | 0
| All | All Customers | 11 | Average Weekday | CAISO | 1-in-2 | 2026 | 19 | 250.1133 | 254.539 | 36.1183 | 63.5282 | 0
| All | All Customers | 11 | Average Weekday | CAISO | 1-in-2 | 2026 | 20 | 248.426 | 316.9151 | 43.828 | 61.6144 | 0
| All | All Customers | 11 | Average Weekday | CAISO | 1-in-2 | 2026 | 21 | 250.6056 | 255.885 | 36.2158 | 60.1231 | 0
| All | All Customers | 11 | Average Weekday | CAISO | 1-in-2 | 2026 | 22 | 415.943 | 435.8697 | 36.4413 | 58.8165 | 0
| All | All Customers | 11 | Average Weekday | CAISO | 1-in-2 | 2026 | 23 | 405.9108 | 422.9673 | 36.5201 | 57.7277 | 0
| All | All Customers | 11 | Average Weekday | CAISO | 1-in-2 | 2026 | 24 | 420.7938 | 436.9007 | 36.4618 | 56.7816 | 0
| All | All Customers | 11 | Monthly System Peak Day | CAISO | 1-in-2 | 2026 | 1 | 375.0718 | 383.4066 | 36.3942 | 57.5731 | 0
| All | All Customers | 11 | Monthly System Peak Day | CAISO | 1-in-2 | 2026 | 2 | 357.3795 | 364.1925 | 36.3815 | 56.2049 | 0
| All | All Customers | 11 | Monthly System Peak Day | CAISO | 1-in-2 | 2026 | 3 | 451.6917 | 463.3529 | 36.3577 | 55.2027 | 0
| All | All Customers | 11 | Monthly System Peak Day | CAISO | 1-in-2 | 2026 | 4 | 565.7026 | 583.9404 | 36.3617 | 54.4321 | 0
| All | All Customers | 11 | Monthly System Peak Day | CAISO | 1-in-2 | 2026 | 5 | 556.2047 | 585.5343 | 36.3408 | 53.5633 | 0
| All | All Customers | 11 | Monthly System Peak Day | CAISO | 1-in-2 | 2026 | 6 | 572.1389 | 609.5748 | 36.3504 | 52.6777 | 0
| All | All Customers | 11 | Monthly System Peak Day | CAISO | 1-in-2 | 2026 | 7 | 586.4902 | 602.8122 | 36.5282 | 52.3208 | 0
| All | All Customers | 11 | Monthly System Peak Day | CAISO | 1-in-2 | 2026 | 8 | 598.4279 | 613.2804 | 36.7052 | 51.9687 | 0
| All | All Customers | 11 | Monthly System Peak Day | CAISO | 1-in-2 | 2026 | 9 | 542.2859 | 568.8705 | 36.5546 | 54.9408 | 0
| All | All Customers | 11 | Monthly System Peak Day | CAISO | 1-in-2 | 2026 | 10 | 527.9714 | 542.1652 | 36.6359 | 60.7312 | 0
| All | All Customers | 11 | Monthly System Peak Day | CAISO | 1-in-2 | 2026 | 11 | 510.7604 | 520.3021 | 36.7354 | 66.9867 | 0
| All | All Customers | 11 | Monthly System Peak Day | CAISO | 1-in-2 | 2026 | 12 | 499.8597 | 506.8454 | 36.8025 | 72.0911 | 0
| All | All Customers | 11 | Monthly System Peak Day | CAISO | 1-in-2 | 2026 | 13 | 413.8571 | 423.6342 | 36.7404 | 75.3495 | 0
| All | All Customers | 11 | Monthly System Peak Day | CAISO | 1-in-2 | 2026 | 14 | 377.0105 | 383.9946 | 36.6088 | 77.1987 | 0
| All | All Customers | 11 | Monthly System Peak Day | CAISO | 1-in-2 | 2026 | 15 | 324.3785 | 331.2354 | 36.4109 | 78.1291 | 0
| All | All Customers | 11 | Monthly System Peak Day | CAISO | 1-in-2 | 2026 | 16 | 286.0219 | 287.5014 | 36.4112 | 78.0399 | 0
| All | All Customers | 11 | Monthly System Peak Day | CAISO | 1-in-2 | 2026 | 17 | 265.1202 | 272.8886 | 36.1832 | 76.7838 | 0
| All | All Customers | 11 | Monthly System Peak Day | CAISO | 1-in-2 | 2026 | 18 | 254.8629 | 262.2302 | 36.2508 | 73.691 | 0
| All | All Customers | 11 | Monthly System Peak Day | CAISO | 1-in-2 | 2026 | 19 | 250.1133 | 254.539 | 36.1183 | 70.0193 | 0
| All | All Customers | 11 | Monthly System Peak Day | CAISO | 1-in-2 | 2026 | 20 | 248.426 | 316.9151 | 43.828 | 67.8214 | 0
| All | All Customers | 11 | Monthly System Peak Day | CAISO | 1-in-2 | 2026 | 21 | 250.6056 | 255.885 | 36.2158 | 65.6904 | 0
| All | All Customers | 11 | Monthly System Peak Day | CAISO | 1-in-2 | 2026 | 22 | 415.943 | 435.8697 | 36.4413 | 63.7669 | 0
| All | All Customers | 11 | Monthly System Peak Day | CAISO | 1-in-2 | 2026 | 23 | 405.9108 | 422.9673 | 36.5201 | 61.8835 | 0
| All | All Customers | 11 | Monthly System Peak Day | CAISO | 1-in-2 | 2026 | 24 | 420.7938 | 436.9007 | 36.4618 | 60.3025 | 0
| All | All Customers | 12 | Average Weekday | CAISO | 1-in-2 | 2026 | 1 | 414.9862 | 423.695 | 36.2781 | 49.1508 | 0
| All | All Customers | 12 | Average Weekday | CAISO | 1-in-2 | 2026 | 2 | 399.0282 | 406.5926 | 36.2722 | 48.4265 | 0
| All | All Customers | 12 | Average Weekday | CAISO | 1-in-2 | 2026 | 3 | 491.299 | 504.0024 | 36.2715 | 47.834 | 0
| All | All Customers | 12 | Average Weekday | CAISO | 1-in-2 | 2026 | 4 | 606.4977 | 625.9819 | 36.2709 | 47.3378 | 0
| All | All Customers | 12 | Average Weekday | CAISO | 1-in-2 | 2026 | 5 | 600.9077 | 632.3857 | 36.2738 | 46.8503 | 0
| All | All Customers | 12 | Average Weekday | CAISO | 1-in-2 | 2026 | 6 | 602.6296 | 643.2621 | 36.2787 | 46.3758 | 0
| All | All Customers | 12 | Average Weekday | CAISO | 1-in-2 | 2026 | 7 | 610.1627 | 627.4457 | 36.2853 | 46.0257 | 0
| All | All Customers | 12 | Average Weekday | CAISO | 1-in-2 | 2026 | 8 | 628.5891 | 645.2395 | 36.2935 | 45.8225 | 0
| All | All Customers | 12 | Average Weekday | CAISO | 1-in-2 | 2026 | 9 | 563.7203 | 591.071 | 36.3023 | 46.5181 | 0
| All | All Customers | 12 | Average Weekday | CAISO | 1-in-2 | 2026 | 10 | 539.967 | 556.9743 | 36.2906 | 49.4347 | 0
| All | All Customers | 12 | Average Weekday | CAISO | 1-in-2 | 2026 | 11 | 525.4215 | 536.2519 | 36.3069 | 53.0296 | 0
| All | All Customers | 12 | Average Weekday | CAISO | 1-in-2 | 2026 | 12 | 513.2283 | 519.8903 | 36.3232 | 56.2089 | 0
| All | All Customers | 12 | Average Weekday | CAISO | 1-in-2 | 2026 | 13 | 434.132 | 443.5979 | 36.3335 | 58.6003 | 0
| All | All Customers | 12 | Average Weekday | CAISO | 1-in-2 | 2026 | 14 | 401.1095 | 408.636 | 36.3216 | 60.179 | 0
| All | All Customers | 12 | Average Weekday | CAISO | 1-in-2 | 2026 | 15 | 365.2169 | 371.4807 | 36.297 | 61.0732 | 0
| All | All Customers | 12 | Average Weekday | CAISO | 1-in-2 | 2026 | 16 | 325.1226 | 326.5175 | 36.2778 | 61.2773 | 0
| All | All Customers | 12 | Average Weekday | CAISO | 1-in-2 | 2026 | 17 | 311.6603 | 320.0944 | 36.1414 | 60.5291 | 0
| All | All Customers | 12 | Average Weekday | CAISO | 1-in-2 | 2026 | 18 | 303.1119 | 310.263 | 36.1417 | 58.4917 | 0
| All | All Customers | 12 | Average Weekday | CAISO | 1-in-2 | 2026 | 19 | 299.4444 | 303.6841 | 36.1178 | 56.1159 | 0
| All | All Customers | 12 | Average Weekday | CAISO | 1-in-2 | 2026 | 20 | 306.1305 | 375.7826 | 36.8075 | 54.4238 | 0
| All | All Customers | 12 | Average Weekday | CAISO | 1-in-2 | 2026 | 21 | 309.6487 | 315.0646 | 36.184 | 53.0044 | 0
| All | All Customers | 12 | Average Weekday | CAISO | 1-in-2 | 2026 | 22 | 462.3882 | 481.7805 | 36.2824 | 51.8265 | 0
| All | All Customers | 12 | Average Weekday | CAISO | 1-in-2 | 2026 | 23 | 452.1097 | 468.6945 | 36.2859 | 50.7988 | 0
| All | All Customers | 12 | Average Weekday | CAISO | 1-in-2 | 2026 | 24 | 465.1018 | 481.6894 | 36.2858 | 49.8287 | 0
| All | All Customers | 12 | Monthly System Peak Day | CAISO | 1-in-2 | 2026 | 1 | 414.9862 | 423.695 | 36.2781 | 49.2147 | 0
| All | All Customers | 12 | Monthly System Peak Day | CAISO | 1-in-2 | 2026 | 2 | 399.0282 | 406.5926 | 36.2722 | 47.9016 | 0
| All | All Customers | 12 | Monthly System Peak Day | CAISO | 1-in-2 | 2026 | 3 | 491.299 | 504.0024 | 36.2715 | 47.1938 | 0
| All | All Customers | 12 | Monthly System Peak Day | CAISO | 1-in-2 | 2026 | 4 | 606.4977 | 625.9819 | 36.2709 | 46.5665 | 0
| All | All Customers | 12 | Monthly System Peak Day | CAISO | 1-in-2 | 2026 | 5 | 600.9077 | 632.3857 | 36.2738 | 45.8599 | 0
| All | All Customers | 12 | Monthly System Peak Day | CAISO | 1-in-2 | 2026 | 6 | 602.6296 | 643.2621 | 36.2787 | 45.4465 | 0
| All | All Customers | 12 | Monthly System Peak Day | CAISO | 1-in-2 | 2026 | 7 | 610.1627 | 627.4457 | 36.2853 | 45.1423 | 0
| All | All Customers | 12 | Monthly System Peak Day | CAISO | 1-in-2 | 2026 | 8 | 628.5891 | 645.2395 | 36.2935 | 44.9883 | 0
| All | All Customers | 12 | Monthly System Peak Day | CAISO | 1-in-2 | 2026 | 9 | 563.7203 | 591.071 | 36.3023 | 45.8489 | 0
| All | All Customers | 12 | Monthly System Peak Day | CAISO | 1-in-2 | 2026 | 10 | 539.967 | 556.9743 | 36.2906 | 49.4513 | 0
| All | All Customers | 12 | Monthly System Peak Day | CAISO | 1-in-2 | 2026 | 11 | 525.4215 | 536.2519 | 36.3069 | 54.1221 | 0
| All | All Customers | 12 | Monthly System Peak Day | CAISO | 1-in-2 | 2026 | 12 | 513.2283 | 519.8903 | 36.3232 | 58.5978 | 0
| All | All Customers | 12 | Monthly System Peak Day | CAISO | 1-in-2 | 2026 | 13 | 434.132 | 443.5979 | 36.3335 | 61.8794 | 0
| All | All Customers | 12 | Monthly System Peak Day | CAISO | 1-in-2 | 2026 | 14 | 401.1095 | 408.636 | 36.3216 | 63.6308 | 0
| All | All Customers | 12 | Monthly System Peak Day | CAISO | 1-in-2 | 2026 | 15 | 365.2169 | 371.4807 | 36.297 | 63.948 | 0
| All | All Customers | 12 | Monthly System Peak Day | CAISO | 1-in-2 | 2026 | 16 | 325.1226 | 326.5175 | 36.2778 | 63.832 | 0
| All | All Customers | 12 | Monthly System Peak Day | CAISO | 1-in-2 | 2026 | 17 | 311.6603 | 320.0944 | 36.1414 | 63.0613 | 0
| All | All Customers | 12 | Monthly System Peak Day | CAISO | 1-in-2 | 2026 | 18 | 303.1119 | 310.263 | 36.1417 | 60.6283 | 0
| All | All Customers | 12 | Monthly System Peak Day | CAISO | 1-in-2 | 2026 | 19 | 299.4444 | 303.6841 | 36.1178 | 58.2601 | 0
| All | All Customers | 12 | Monthly System Peak Day | CAISO | 1-in-2 | 2026 | 20 | 306.1305 | 375.7826 | 36.8075 | 56.4553 | 0
| All | All Customers | 12 | Monthly System Peak Day | CAISO | 1-in-2 | 2026 | 21 | 309.6487 | 315.0646 | 36.184 | 54.8884 | 0
| All | All Customers | 12 | Monthly System Peak Day | CAISO | 1-in-2 | 2026 | 22 | 462.3882 | 481.7805 | 36.2824 | 53.3672 | 0
| All | All Customers | 12 | Monthly System Peak Day | CAISO | 1-in-2 | 2026 | 23 | 452.1097 | 468.6945 | 36.2859 | 52.3209 | 0
| All | All Customers | 12 | Monthly System Peak Day | CAISO | 1-in-2 | 2026 | 24 | 465.1018 | 481.6894 | 36.2858 | 51.0106 | 0
| All | All Customers | 1 | Average Weekday | CAISO | 1-in-2 | 2027 | 1 | 411.9416 | 419.9945 | 36.3544 | 52.5585 | 0
| All | All Customers | 1 | Average Weekday | CAISO | 1-in-2 | 2027 | 2 | 399.6381 | 407.6555 | 36.3485 | 51.7219 | 0
| All | All Customers | 1 | Average Weekday | CAISO | 1-in-2 | 2027 | 3 | 496.9493 | 509.3393 | 36.3478 | 50.9709 | 0
| All | All Customers | 1 | Average Weekday | CAISO | 1-in-2 | 2027 | 4 | 609.6983 | 628.4847 | 36.3471 | 50.429 | 0
| All | All Customers | 1 | Average Weekday | CAISO | 1-in-2 | 2027 | 5 | 604.7856 | 635.5693 | 36.3501 | 49.694 | 0
| All | All Customers | 1 | Average Weekday | CAISO | 1-in-2 | 2027 | 6 | 614.2007 | 653.6006 | 36.3549 | 49.15 | 0
| All | All Customers | 1 | Average Weekday | CAISO | 1-in-2 | 2027 | 7 | 629.4274 | 646.0659 | 36.3614 | 48.816 | 0
| All | All Customers | 1 | Average Weekday | CAISO | 1-in-2 | 2027 | 8 | 650.7109 | 666.6302 | 36.3697 | 48.6637 | 0
| All | All Customers | 1 | Average Weekday | CAISO | 1-in-2 | 2027 | 9 | 582.5118 | 608.1451 | 36.3786 | 49.2676 | 0
| All | All Customers | 1 | Average Weekday | CAISO | 1-in-2 | 2027 | 10 | 569.1086 | 583.8868 | 36.3669 | 52.3202 | 0
| All | All Customers | 1 | Average Weekday | CAISO | 1-in-2 | 2027 | 11 | 550.7816 | 560.4916 | 36.3832 | 56.4236 | 0
| All | All Customers | 1 | Average Weekday | CAISO | 1-in-2 | 2027 | 12 | 540.8401 | 547.5516 | 36.3996 | 60.1816 | 0
| All | All Customers | 1 | Average Weekday | CAISO | 1-in-2 | 2027 | 13 | 466.1749 | 475.6525 | 36.4098 | 63.1135 | 0
| All | All Customers | 1 | Average Weekday | CAISO | 1-in-2 | 2027 | 14 | 428.7047 | 435.6615 | 36.3979 | 65.0416 | 0
| All | All Customers | 1 | Average Weekday | CAISO | 1-in-2 | 2027 | 15 | 390.0828 | 395.7307 | 36.3733 | 66.2067 | 0
| All | All Customers | 1 | Average Weekday | CAISO | 1-in-2 | 2027 | 16 | 348.8097 | 350.0587 | 36.3541 | 66.6204 | 0
| All | All Customers | 1 | Average Weekday | CAISO | 1-in-2 | 2027 | 17 | 334.1957 | 342.5318 | 36.2195 | 66.0061 | 0
| All | All Customers | 1 | Average Weekday | CAISO | 1-in-2 | 2027 | 18 | 322.7728 | 330.0362 | 36.2197 | 64.2132 | 0
| All | All Customers | 1 | Average Weekday | CAISO | 1-in-2 | 2027 | 19 | 311.1646 | 315.4478 | 36.1956 | 61.3602 | 0
| All | All Customers | 1 | Average Weekday | CAISO | 1-in-2 | 2027 | 20 | 310.8767 | 379.999 | 36.8818 | 59.2642 | 0
| All | All Customers | 1 | Average Weekday | CAISO | 1-in-2 | 2027 | 21 | 303.1177 | 308.3732 | 36.2617 | 57.7073 | 0
| All | All Customers | 1 | Average Weekday | CAISO | 1-in-2 | 2027 | 22 | 457.6631 | 477.2361 | 36.3584 | 56.3169 | 0
| All | All Customers | 1 | Average Weekday | CAISO | 1-in-2 | 2027 | 23 | 450.191 | 466.8266 | 36.362 | 55.0643 | 0
| All | All Customers | 1 | Average Weekday | CAISO | 1-in-2 | 2027 | 24 | 466.8513 | 482.6489 | 36.362 | 53.9413 | 0
| All | All Customers | 1 | Monthly System Peak Day | CAISO | 1-in-2 | 2027 | 1 | 411.9416 | 419.9945 | 36.3544 | 48.4331 | 0
| All | All Customers | 1 | Monthly System Peak Day | CAISO | 1-in-2 | 2027 | 2 | 399.6381 | 407.6555 | 36.3485 | 47.4651 | 0
| All | All Customers | 1 | Monthly System Peak Day | CAISO | 1-in-2 | 2027 | 3 | 496.9493 | 509.3393 | 36.3478 | 46.472 | 0
| All | All Customers | 1 | Monthly System Peak Day | CAISO | 1-in-2 | 2027 | 4 | 609.6983 | 628.4847 | 36.3471 | 45.6671 | 0
| All | All Customers | 1 | Monthly System Peak Day | CAISO | 1-in-2 | 2027 | 5 | 604.7856 | 635.5693 | 36.3501 | 44.9347 | 0
| All | All Customers | 1 | Monthly System Peak Day | CAISO | 1-in-2 | 2027 | 6 | 614.2007 | 653.6006 | 36.3549 | 44.4811 | 0
| All | All Customers | 1 | Monthly System Peak Day | CAISO | 1-in-2 | 2027 | 7 | 629.4274 | 646.0659 | 36.3614 | 44.1418 | 0
| All | All Customers | 1 | Monthly System Peak Day | CAISO | 1-in-2 | 2027 | 8 | 650.7109 | 666.6302 | 36.3697 | 44.0111 | 0
| All | All Customers | 1 | Monthly System Peak Day | CAISO | 1-in-2 | 2027 | 9 | 582.5118 | 608.1451 | 36.3786 | 44.8109 | 0
| All | All Customers | 1 | Monthly System Peak Day | CAISO | 1-in-2 | 2027 | 10 | 569.1086 | 583.8868 | 36.3669 | 47.3493 | 0
| All | All Customers | 1 | Monthly System Peak Day | CAISO | 1-in-2 | 2027 | 11 | 550.7816 | 560.4916 | 36.3832 | 50.6244 | 0
| All | All Customers | 1 | Monthly System Peak Day | CAISO | 1-in-2 | 2027 | 12 | 540.8401 | 547.5516 | 36.3996 | 53.2728 | 0
| All | All Customers | 1 | Monthly System Peak Day | CAISO | 1-in-2 | 2027 | 13 | 466.1749 | 475.6525 | 36.4098 | 54.596 | 0
| All | All Customers | 1 | Monthly System Peak Day | CAISO | 1-in-2 | 2027 | 14 | 428.7047 | 435.6615 | 36.3979 | 55.6405 | 0
| All | All Customers | 1 | Monthly System Peak Day | CAISO | 1-in-2 | 2027 | 15 | 390.0828 | 395.7307 | 36.3733 | 56.6145 | 0
| All | All Customers | 1 | Monthly System Peak Day | CAISO | 1-in-2 | 2027 | 16 | 348.8097 | 350.0587 | 36.3541 | 57.0187 | 0
| All | All Customers | 1 | Monthly System Peak Day | CAISO | 1-in-2 | 2027 | 17 | 334.1957 | 342.5318 | 36.2195 | 56.2411 | 0
| All | All Customers | 1 | Monthly System Peak Day | CAISO | 1-in-2 | 2027 | 18 | 322.7728 | 330.0362 | 36.2197 | 54.8652 | 0
| All | All Customers | 1 | Monthly System Peak Day | CAISO | 1-in-2 | 2027 | 19 | 311.1646 | 315.4478 | 36.1956 | 53.4358 | 0
| All | All Customers | 1 | Monthly System Peak Day | CAISO | 1-in-2 | 2027 | 20 | 310.8767 | 379.999 | 36.8818 | 52.3091 | 0
| All | All Customers | 1 | Monthly System Peak Day | CAISO | 1-in-2 | 2027 | 21 | 303.1177 | 308.3732 | 36.2617 | 51.1744 | 0
| All | All Customers | 1 | Monthly System Peak Day | CAISO | 1-in-2 | 2027 | 22 | 457.6631 | 477.2361 | 36.3584 | 50.2242 | 0
| All | All Customers | 1 | Monthly System Peak Day | CAISO | 1-in-2 | 2027 | 23 | 450.191 | 466.8266 | 36.362 | 49.3411 | 0
| All | All Customers | 1 | Monthly System Peak Day | CAISO | 1-in-2 | 2027 | 24 | 466.8513 | 482.6489 | 36.362 | 48.5108 | 0
| All | All Customers | 2 | Average Weekday | CAISO | 1-in-2 | 2027 | 1 | 385.8924 | 394.6477 | 36.3956 | 53.378 | 0
| All | All Customers | 2 | Average Weekday | CAISO | 1-in-2 | 2027 | 2 | 372.042 | 380.7902 | 36.389 | 52.5097 | 0
| All | All Customers | 2 | Average Weekday | CAISO | 1-in-2 | 2027 | 3 | 463.3233 | 476.8336 | 36.3883 | 51.7071 | 0
| All | All Customers | 2 | Average Weekday | CAISO | 1-in-2 | 2027 | 4 | 571.1191 | 591.9971 | 36.3877 | 50.8946 | 0
| All | All Customers | 2 | Average Weekday | CAISO | 1-in-2 | 2027 | 5 | 570.4197 | 603.4468 | 36.3912 | 50.1843 | 0
| All | All Customers | 2 | Average Weekday | CAISO | 1-in-2 | 2027 | 6 | 582.92 | 624.1517 | 36.3971 | 49.5892 | 0
| All | All Customers | 2 | Average Weekday | CAISO | 1-in-2 | 2027 | 7 | 588.0087 | 605.3933 | 36.4043 | 49.1847 | 0
| All | All Customers | 2 | Average Weekday | CAISO | 1-in-2 | 2027 | 8 | 610.28 | 626.4803 | 36.4126 | 49.0016 | 0
| All | All Customers | 2 | Average Weekday | CAISO | 1-in-2 | 2027 | 9 | 559.4088 | 585.0432 | 36.4215 | 50.3745 | 0
| All | All Customers | 2 | Average Weekday | CAISO | 1-in-2 | 2027 | 10 | 541.4849 | 555.7308 | 36.4081 | 53.9356 | 0
| All | All Customers | 2 | Average Weekday | CAISO | 1-in-2 | 2027 | 11 | 527.0027 | 536.8826 | 36.4258 | 57.9538 | 0
| All | All Customers | 2 | Average Weekday | CAISO | 1-in-2 | 2027 | 12 | 516.4615 | 523.757 | 36.4436 | 61.338 | 0
| All | All Customers | 2 | Average Weekday | CAISO | 1-in-2 | 2027 | 13 | 439.9645 | 450.2187 | 36.455 | 63.8157 | 0
| All | All Customers | 2 | Average Weekday | CAISO | 1-in-2 | 2027 | 14 | 399.2491 | 406.6826 | 36.4422 | 65.3674 | 0
| All | All Customers | 2 | Average Weekday | CAISO | 1-in-2 | 2027 | 15 | 352.5876 | 359.8887 | 36.4156 | 66.1889 | 0
| All | All Customers | 2 | Average Weekday | CAISO | 1-in-2 | 2027 | 16 | 312.8799 | 315.218 | 36.3949 | 66.3555 | 0
| All | All Customers | 2 | Average Weekday | CAISO | 1-in-2 | 2027 | 17 | 287.8282 | 295.3127 | 36.2331 | 65.8766 | 0
| All | All Customers | 2 | Average Weekday | CAISO | 1-in-2 | 2027 | 18 | 276.7468 | 283.1638 | 36.234 | 64.5144 | 0
| All | All Customers | 2 | Average Weekday | CAISO | 1-in-2 | 2027 | 19 | 270.5773 | 275.2943 | 36.196 | 62.0064 | 0
| All | All Customers | 2 | Average Weekday | CAISO | 1-in-2 | 2027 | 20 | 270.2137 | 337.1842 | 36.9823 | 59.7067 | 0
| All | All Customers | 2 | Average Weekday | CAISO | 1-in-2 | 2027 | 21 | 264.4894 | 269.8724 | 36.2771 | 58.0781 | 0
| All | All Customers | 2 | Average Weekday | CAISO | 1-in-2 | 2027 | 22 | 420.7989 | 440.9144 | 36.4012 | 56.721 | 0
| All | All Customers | 2 | Average Weekday | CAISO | 1-in-2 | 2027 | 23 | 415.4352 | 432.7602 | 36.4049 | 55.5031 | 0
| All | All Customers | 2 | Average Weekday | CAISO | 1-in-2 | 2027 | 24 | 433.9057 | 450.726 | 36.4042 | 54.4153 | 0
| All | All Customers | 2 | Monthly System Peak Day | CAISO | 1-in-2 | 2027 | 1 | 385.8924 | 394.6477 | 36.3956 | 43.9558 | 0
| All | All Customers | 2 | Monthly System Peak Day | CAISO | 1-in-2 | 2027 | 2 | 372.042 | 380.7902 | 36.389 | 43.2858 | 0
| All | All Customers | 2 | Monthly System Peak Day | CAISO | 1-in-2 | 2027 | 3 | 463.3233 | 476.8336 | 36.3883 | 42.5517 | 0
| All | All Customers | 2 | Monthly System Peak Day | CAISO | 1-in-2 | 2027 | 4 | 571.1191 | 591.9971 | 36.3877 | 42.014 | 0
| All | All Customers | 2 | Monthly System Peak Day | CAISO | 1-in-2 | 2027 | 5 | 570.4197 | 603.4468 | 36.3912 | 41.1881 | 0
| All | All Customers | 2 | Monthly System Peak Day | CAISO | 1-in-2 | 2027 | 6 | 582.92 | 624.1517 | 36.3971 | 40.3987 | 0
| All | All Customers | 2 | Monthly System Peak Day | CAISO | 1-in-2 | 2027 | 7 | 588.0087 | 605.3933 | 36.4043 | 39.7456 | 0
| All | All Customers | 2 | Monthly System Peak Day | CAISO | 1-in-2 | 2027 | 8 | 610.28 | 626.4803 | 36.4126 | 39.5259 | 0
| All | All Customers | 2 | Monthly System Peak Day | CAISO | 1-in-2 | 2027 | 9 | 559.4088 | 585.0432 | 36.4215 | 41.2022 | 0
| All | All Customers | 2 | Monthly System Peak Day | CAISO | 1-in-2 | 2027 | 10 | 541.4849 | 555.7308 | 36.4081 | 44.5748 | 0
| All | All Customers | 2 | Monthly System Peak Day | CAISO | 1-in-2 | 2027 | 11 | 527.0027 | 536.8826 | 36.4258 | 47.9244 | 0
| All | All Customers | 2 | Monthly System Peak Day | CAISO | 1-in-2 | 2027 | 12 | 516.4615 | 523.757 | 36.4436 | 51.0485 | 0
| All | All Customers | 2 | Monthly System Peak Day | CAISO | 1-in-2 | 2027 | 13 | 439.9645 | 450.2187 | 36.455 | 53.4411 | 0
| All | All Customers | 2 | Monthly System Peak Day | CAISO | 1-in-2 | 2027 | 14 | 399.2491 | 406.6826 | 36.4422 | 55.1219 | 0
| All | All Customers | 2 | Monthly System Peak Day | CAISO | 1-in-2 | 2027 | 15 | 352.5876 | 359.8887 | 36.4156 | 56.2265 | 0
| All | All Customers | 2 | Monthly System Peak Day | CAISO | 1-in-2 | 2027 | 16 | 312.8799 | 315.218 | 36.3949 | 56.7816 | 0
| All | All Customers | 2 | Monthly System Peak Day | CAISO | 1-in-2 | 2027 | 17 | 287.8282 | 295.3127 | 36.2331 | 56.6678 | 0
| All | All Customers | 2 | Monthly System Peak Day | CAISO | 1-in-2 | 2027 | 18 | 276.7468 | 283.1638 | 36.234 | 55.6734 | 0
| All | All Customers | 2 | Monthly System Peak Day | CAISO | 1-in-2 | 2027 | 19 | 270.5773 | 275.2943 | 36.196 | 53.572 | 0
| All | All Customers | 2 | Monthly System Peak Day | CAISO | 1-in-2 | 2027 | 20 | 270.2137 | 337.1842 | 36.9823 | 51.4564 | 0
| All | All Customers | 2 | Monthly System Peak Day | CAISO | 1-in-2 | 2027 | 21 | 264.4894 | 269.8724 | 36.2771 | 49.9584 | 0
| All | All Customers | 2 | Monthly System Peak Day | CAISO | 1-in-2 | 2027 | 22 | 420.7989 | 440.9144 | 36.4012 | 48.589 | 0
| All | All Customers | 2 | Monthly System Peak Day | CAISO | 1-in-2 | 2027 | 23 | 415.4352 | 432.7602 | 36.4049 | 47.2978 | 0
| All | All Customers | 2 | Monthly System Peak Day | CAISO | 1-in-2 | 2027 | 24 | 433.9057 | 450.726 | 36.4042 | 46.0474 | 0
| All | All Customers | 3 | Average Weekday | CAISO | 1-in-2 | 2027 | 1 | 417.4112 | 432.7289 | 36.4644 | 54.6159 | 0
| All | All Customers | 3 | Average Weekday | CAISO | 1-in-2 | 2027 | 2 | 403.6756 | 412.4392 | 36.4152 | 53.6132 | 0
| All | All Customers | 3 | Average Weekday | CAISO | 1-in-2 | 2027 | 3 | 509.1516 | 520.425 | 36.408 | 52.7015 | 0
| All | All Customers | 3 | Average Weekday | CAISO | 1-in-2 | 2027 | 4 | 619.1111 | 635.5583 | 36.3919 | 51.9312 | 0
| All | All Customers | 3 | Average Weekday | CAISO | 1-in-2 | 2027 | 5 | 601.0355 | 621.6514 | 36.3951 | 51.2105 | 0
| All | All Customers | 3 | Average Weekday | CAISO | 1-in-2 | 2027 | 6 | 615.2969 | 639.3213 | 36.3807 | 50.5552 | 0
| All | All Customers | 3 | Average Weekday | CAISO | 1-in-2 | 2027 | 7 | 628.6257 | 645.204 | 36.3926 | 50.1343 | 0
| All | All Customers | 3 | Average Weekday | CAISO | 1-in-2 | 2027 | 8 | 646.8239 | 677.0475 | 36.5231 | 49.9393 | 0
| All | All Customers | 3 | Average Weekday | CAISO | 1-in-2 | 2027 | 9 | 589.7027 | 628.0043 | 36.6415 | 50.9886 | 0
| All | All Customers | 3 | Average Weekday | CAISO | 1-in-2 | 2027 | 10 | 575.1046 | 598.3227 | 36.5336 | 53.9236 | 0
| All | All Customers | 3 | Average Weekday | CAISO | 1-in-2 | 2027 | 11 | 550.3334 | 567.7256 | 36.5925 | 57.4191 | 0
| All | All Customers | 3 | Average Weekday | CAISO | 1-in-2 | 2027 | 12 | 542.3689 | 553.9067 | 36.651 | 60.6555 | 0
| All | All Customers | 3 | Average Weekday | CAISO | 1-in-2 | 2027 | 13 | 447.4745 | 456.7405 | 36.682 | 63.182 | 0
| All | All Customers | 3 | Average Weekday | CAISO | 1-in-2 | 2027 | 14 | 418.3787 | 424.7737 | 36.6361 | 64.9368 | 0
| All | All Customers | 3 | Average Weekday | CAISO | 1-in-2 | 2027 | 15 | 372.8267 | 378.1475 | 36.5422 | 66.1033 | 0
| All | All Customers | 3 | Average Weekday | CAISO | 1-in-2 | 2027 | 16 | 335.1245 | 337.243 | 36.4138 | 66.7592 | 0
| All | All Customers | 3 | Average Weekday | CAISO | 1-in-2 | 2027 | 17 | 322.1541 | 331.2594 | 36.2293 | 66.8476 | 0
| All | All Customers | 3 | Average Weekday | CAISO | 1-in-2 | 2027 | 18 | 308.7392 | 315.7666 | 36.2426 | 66.0898 | 0
| All | All Customers | 3 | Average Weekday | CAISO | 1-in-2 | 2027 | 19 | 301.134 | 305.9849 | 36.3157 | 64.4603 | 0
| All | All Customers | 3 | Average Weekday | CAISO | 1-in-2 | 2027 | 20 | 291.1112 | 295.1595 | 36.1953 | 61.9857 | 0
| All | All Customers | 3 | Average Weekday | CAISO | 1-in-2 | 2027 | 21 | 277.004 | 280.9592 | 36.2386 | 59.492 | 0
| All | All Customers | 3 | Average Weekday | CAISO | 1-in-2 | 2027 | 22 | 452.8088 | 475.738 | 36.4156 | 57.88 | 0
| All | All Customers | 3 | Average Weekday | CAISO | 1-in-2 | 2027 | 23 | 452.1295 | 476.426 | 36.4652 | 56.6198 | 0
| All | All Customers | 3 | Average Weekday | CAISO | 1-in-2 | 2027 | 24 | 478.0078 | 510.7488 | 36.5147 | 55.4976 | 0
| All | All Customers | 3 | Monthly System Peak Day | CAISO | 1-in-2 | 2027 | 1 | 417.4112 | 432.7289 | 36.4644 | 57.5592 | 0
| All | All Customers | 3 | Monthly System Peak Day | CAISO | 1-in-2 | 2027 | 2 | 403.6756 | 412.4392 | 36.4152 | 56.3595 | 0
| All | All Customers | 3 | Monthly System Peak Day | CAISO | 1-in-2 | 2027 | 3 | 509.1516 | 520.425 | 36.408 | 54.8393 | 0
| All | All Customers | 3 | Monthly System Peak Day | CAISO | 1-in-2 | 2027 | 4 | 619.1111 | 635.5583 | 36.3919 | 53.8418 | 0
| All | All Customers | 3 | Monthly System Peak Day | CAISO | 1-in-2 | 2027 | 5 | 601.0355 | 621.6514 | 36.3951 | 53.022 | 0
| All | All Customers | 3 | Monthly System Peak Day | CAISO | 1-in-2 | 2027 | 6 | 615.2969 | 639.3213 | 36.3807 | 52.0521 | 0
| All | All Customers | 3 | Monthly System Peak Day | CAISO | 1-in-2 | 2027 | 7 | 628.6257 | 645.204 | 36.3926 | 51.5856 | 0
| All | All Customers | 3 | Monthly System Peak Day | CAISO | 1-in-2 | 2027 | 8 | 646.8239 | 677.0475 | 36.5231 | 50.8281 | 0
| All | All Customers | 3 | Monthly System Peak Day | CAISO | 1-in-2 | 2027 | 9 | 589.7027 | 628.0043 | 36.6415 | 51.1838 | 0
| All | All Customers | 3 | Monthly System Peak Day | CAISO | 1-in-2 | 2027 | 10 | 575.1046 | 598.3227 | 36.5336 | 54.2433 | 0
| All | All Customers | 3 | Monthly System Peak Day | CAISO | 1-in-2 | 2027 | 11 | 550.3334 | 567.7256 | 36.5925 | 58.9927 | 0
| All | All Customers | 3 | Monthly System Peak Day | CAISO | 1-in-2 | 2027 | 12 | 542.3689 | 553.9067 | 36.651 | 63.3587 | 0
| All | All Customers | 3 | Monthly System Peak Day | CAISO | 1-in-2 | 2027 | 13 | 447.4745 | 456.7405 | 36.682 | 66.4721 | 0
| All | All Customers | 3 | Monthly System Peak Day | CAISO | 1-in-2 | 2027 | 14 | 418.3787 | 424.7737 | 36.6361 | 68.0965 | 0
| All | All Customers | 3 | Monthly System Peak Day | CAISO | 1-in-2 | 2027 | 15 | 372.8267 | 378.1475 | 36.5422 | 69.2324 | 0
| All | All Customers | 3 | Monthly System Peak Day | CAISO | 1-in-2 | 2027 | 16 | 335.1245 | 337.243 | 36.4138 | 70.1774 | 0
| All | All Customers | 3 | Monthly System Peak Day | CAISO | 1-in-2 | 2027 | 17 | 322.1541 | 331.2594 | 36.2293 | 70.5862 | 0
| All | All Customers | 3 | Monthly System Peak Day | CAISO | 1-in-2 | 2027 | 18 | 308.7392 | 315.7666 | 36.2426 | 70.0236 | 0
| All | All Customers | 3 | Monthly System Peak Day | CAISO | 1-in-2 | 2027 | 19 | 301.134 | 305.9849 | 36.3157 | 68.3629 | 0
| All | All Customers | 3 | Monthly System Peak Day | CAISO | 1-in-2 | 2027 | 20 | 291.1112 | 295.1595 | 36.1953 | 65.279 | 0
| All | All Customers | 3 | Monthly System Peak Day | CAISO | 1-in-2 | 2027 | 21 | 277.004 | 280.9592 | 36.2386 | 62.3627 | 0
| All | All Customers | 3 | Monthly System Peak Day | CAISO | 1-in-2 | 2027 | 22 | 452.8088 | 475.738 | 36.4156 | 60.5716 | 0
| All | All Customers | 3 | Monthly System Peak Day | CAISO | 1-in-2 | 2027 | 23 | 452.1295 | 476.426 | 36.4652 | 59.1525 | 0
| All | All Customers | 3 | Monthly System Peak Day | CAISO | 1-in-2 | 2027 | 24 | 478.0078 | 510.7488 | 36.5147 | 57.761 | 0
| All | All Customers | 4 | Average Weekday | CAISO | 1-in-2 | 2027 | 1 | 386.8331 | 401.243 | 36.4667 | 57.1484 | 0
| All | All Customers | 4 | Average Weekday | CAISO | 1-in-2 | 2027 | 2 | 374.2732 | 383.6108 | 36.4179 | 56.3024 | 0
| All | All Customers | 4 | Average Weekday | CAISO | 1-in-2 | 2027 | 3 | 475.3882 | 487.1122 | 36.4107 | 55.5058 | 0
| All | All Customers | 4 | Average Weekday | CAISO | 1-in-2 | 2027 | 4 | 577.2189 | 593.3615 | 36.3947 | 54.8392 | 0
| All | All Customers | 4 | Average Weekday | CAISO | 1-in-2 | 2027 | 5 | 551.8676 | 571.2885 | 36.398 | 54.2634 | 0
| All | All Customers | 4 | Average Weekday | CAISO | 1-in-2 | 2027 | 6 | 566.6304 | 589.7451 | 36.3838 | 53.8194 | 0
| All | All Customers | 4 | Average Weekday | CAISO | 1-in-2 | 2027 | 7 | 580.7271 | 597.8509 | 36.3957 | 53.4151 | 0
| All | All Customers | 4 | Average Weekday | CAISO | 1-in-2 | 2027 | 8 | 598.2888 | 626.6235 | 36.5253 | 53.3156 | 0
| All | All Customers | 4 | Average Weekday | CAISO | 1-in-2 | 2027 | 9 | 532.5338 | 569.8687 | 36.6427 | 54.8243 | 0
| All | All Customers | 4 | Average Weekday | CAISO | 1-in-2 | 2027 | 10 | 517.7561 | 541.3237 | 36.5352 | 57.5562 | 0
| All | All Customers | 4 | Average Weekday | CAISO | 1-in-2 | 2027 | 11 | 501.8446 | 517.6921 | 36.5936 | 60.5081 | 0
| All | All Customers | 4 | Average Weekday | CAISO | 1-in-2 | 2027 | 12 | 494.1739 | 505.7127 | 36.6516 | 63.3646 | 0
| All | All Customers | 4 | Average Weekday | CAISO | 1-in-2 | 2027 | 13 | 409.8411 | 419.0608 | 36.6822 | 65.7088 | 0
| All | All Customers | 4 | Average Weekday | CAISO | 1-in-2 | 2027 | 14 | 377.3441 | 383.746 | 36.6365 | 67.5171 | 0
| All | All Customers | 4 | Average Weekday | CAISO | 1-in-2 | 2027 | 15 | 329.8954 | 335.408 | 36.5432 | 68.8034 | 0
| All | All Customers | 4 | Average Weekday | CAISO | 1-in-2 | 2027 | 16 | 289.459 | 291.652 | 36.4162 | 69.3976 | 0
| All | All Customers | 4 | Average Weekday | CAISO | 1-in-2 | 2027 | 17 | 269.3441 | 277.5193 | 36.2323 | 69.5059 | 0
| All | All Customers | 4 | Average Weekday | CAISO | 1-in-2 | 2027 | 18 | 251.6584 | 258.0332 | 36.2451 | 68.8624 | 0
| All | All Customers | 4 | Average Weekday | CAISO | 1-in-2 | 2027 | 19 | 237.3234 | 242.1413 | 36.3154 | 67.5336 | 0
| All | All Customers | 4 | Average Weekday | CAISO | 1-in-2 | 2027 | 20 | 229.5553 | 233.6754 | 36.1954 | 65.2396 | 0
| All | All Customers | 4 | Average Weekday | CAISO | 1-in-2 | 2027 | 21 | 237.3843 | 241.509 | 36.243 | 62.2996 | 0
| All | All Customers | 4 | Average Weekday | CAISO | 1-in-2 | 2027 | 22 | 413.3306 | 436.015 | 36.4183 | 60.2287 | 0
| All | All Customers | 4 | Average Weekday | CAISO | 1-in-2 | 2027 | 23 | 416.3213 | 440.3073 | 36.468 | 58.8624 | 0
| All | All Customers | 4 | Average Weekday | CAISO | 1-in-2 | 2027 | 24 | 443.9689 | 476.1183 | 36.5169 | 57.8285 | 0
| All | All Customers | 4 | Monthly System Peak Day | CAISO | 1-in-2 | 2027 | 1 | 386.8331 | 401.243 | 36.4667 | 62.4696 | 0
| All | All Customers | 4 | Monthly System Peak Day | CAISO | 1-in-2 | 2027 | 2 | 374.2732 | 383.6108 | 36.4179 | 61.1553 | 0
| All | All Customers | 4 | Monthly System Peak Day | CAISO | 1-in-2 | 2027 | 3 | 475.3882 | 487.1122 | 36.4107 | 60.252 | 0
| All | All Customers | 4 | Monthly System Peak Day | CAISO | 1-in-2 | 2027 | 4 | 577.2189 | 593.3615 | 36.3947 | 59.4213 | 0
| All | All Customers | 4 | Monthly System Peak Day | CAISO | 1-in-2 | 2027 | 5 | 551.8676 | 571.2885 | 36.398 | 58.3702 | 0
| All | All Customers | 4 | Monthly System Peak Day | CAISO | 1-in-2 | 2027 | 6 | 566.6304 | 589.7451 | 36.3838 | 57.5942 | 0
| All | All Customers | 4 | Monthly System Peak Day | CAISO | 1-in-2 | 2027 | 7 | 580.7271 | 597.8509 | 36.3957 | 56.929 | 0
| All | All Customers | 4 | Monthly System Peak Day | CAISO | 1-in-2 | 2027 | 8 | 598.2888 | 626.6235 | 36.5253 | 56.7557 | 0
| All | All Customers | 4 | Monthly System Peak Day | CAISO | 1-in-2 | 2027 | 9 | 532.5338 | 569.8687 | 36.6427 | 58.4183 | 0
| All | All Customers | 4 | Monthly System Peak Day | CAISO | 1-in-2 | 2027 | 10 | 517.7561 | 541.3237 | 36.5352 | 62.5047 | 0
| All | All Customers | 4 | Monthly System Peak Day | CAISO | 1-in-2 | 2027 | 11 | 501.8446 | 517.6921 | 36.5936 | 67.6095 | 0
| All | All Customers | 4 | Monthly System Peak Day | CAISO | 1-in-2 | 2027 | 12 | 494.1739 | 505.7127 | 36.6516 | 72.4801 | 0
| All | All Customers | 4 | Monthly System Peak Day | CAISO | 1-in-2 | 2027 | 13 | 409.8411 | 419.0608 | 36.6822 | 76.4282 | 0
| All | All Customers | 4 | Monthly System Peak Day | CAISO | 1-in-2 | 2027 | 14 | 377.3441 | 383.746 | 36.6365 | 79.252 | 0
| All | All Customers | 4 | Monthly System Peak Day | CAISO | 1-in-2 | 2027 | 15 | 329.8954 | 335.408 | 36.5432 | 81.0889 | 0
| All | All Customers | 4 | Monthly System Peak Day | CAISO | 1-in-2 | 2027 | 16 | 289.459 | 291.652 | 36.4162 | 81.5348 | 0
| All | All Customers | 4 | Monthly System Peak Day | CAISO | 1-in-2 | 2027 | 17 | 269.3441 | 277.5193 | 36.2323 | 81.1554 | 0
| All | All Customers | 4 | Monthly System Peak Day | CAISO | 1-in-2 | 2027 | 18 | 251.6584 | 258.0332 | 36.2451 | 80.3455 | 0
| All | All Customers | 4 | Monthly System Peak Day | CAISO | 1-in-2 | 2027 | 19 | 237.3234 | 242.1413 | 36.3154 | 79.2417 | 0
| All | All Customers | 4 | Monthly System Peak Day | CAISO | 1-in-2 | 2027 | 20 | 229.5553 | 233.6754 | 36.1954 | 76.6272 | 0
| All | All Customers | 4 | Monthly System Peak Day | CAISO | 1-in-2 | 2027 | 21 | 237.3843 | 241.509 | 36.243 | 72.2794 | 0
| All | All Customers | 4 | Monthly System Peak Day | CAISO | 1-in-2 | 2027 | 22 | 413.3306 | 436.015 | 36.4183 | 68.3535 | 0
| All | All Customers | 4 | Monthly System Peak Day | CAISO | 1-in-2 | 2027 | 23 | 416.3213 | 440.3073 | 36.468 | 65.4784 | 0
| All | All Customers | 4 | Monthly System Peak Day | CAISO | 1-in-2 | 2027 | 24 | 443.9689 | 476.1183 | 36.5169 | 63.5581 | 0
| All | All Customers | 5 | Average Weekday | CAISO | 1-in-2 | 2027 | 1 | 394.7094 | 409.2696 | 36.4821 | 60.1457 | 0
| All | All Customers | 5 | Average Weekday | CAISO | 1-in-2 | 2027 | 2 | 382.9369 | 391.1003 | 36.4333 | 59.5142 | 0
| All | All Customers | 5 | Average Weekday | CAISO | 1-in-2 | 2027 | 3 | 487.3285 | 499.3198 | 36.426 | 58.9581 | 0
| All | All Customers | 5 | Average Weekday | CAISO | 1-in-2 | 2027 | 4 | 590.811 | 607.7151 | 36.4102 | 58.4379 | 0
| All | All Customers | 5 | Average Weekday | CAISO | 1-in-2 | 2027 | 5 | 569.5179 | 589.6 | 36.4136 | 58.0047 | 0
| All | All Customers | 5 | Average Weekday | CAISO | 1-in-2 | 2027 | 6 | 578.7818 | 603.3022 | 36.3997 | 57.5861 | 0
| All | All Customers | 5 | Average Weekday | CAISO | 1-in-2 | 2027 | 7 | 585.0298 | 601.8871 | 36.412 | 57.2101 | 0
| All | All Customers | 5 | Average Weekday | CAISO | 1-in-2 | 2027 | 8 | 610.7654 | 641.5415 | 36.5412 | 57.5194 | 0
| All | All Customers | 5 | Average Weekday | CAISO | 1-in-2 | 2027 | 9 | 540.9511 | 576.4078 | 36.6579 | 59.1608 | 0
| All | All Customers | 5 | Average Weekday | CAISO | 1-in-2 | 2027 | 10 | 530.9383 | 554.4487 | 36.5501 | 61.3829 | 0
| All | All Customers | 5 | Average Weekday | CAISO | 1-in-2 | 2027 | 11 | 515.9968 | 532.2121 | 36.6082 | 63.9673 | 0
| All | All Customers | 5 | Average Weekday | CAISO | 1-in-2 | 2027 | 12 | 503.8425 | 515.1453 | 36.6659 | 66.3945 | 0
| All | All Customers | 5 | Average Weekday | CAISO | 1-in-2 | 2027 | 13 | 418.9702 | 428.5274 | 36.6961 | 68.5273 | 0
| All | All Customers | 5 | Average Weekday | CAISO | 1-in-2 | 2027 | 14 | 392.6982 | 399.1865 | 36.6503 | 70.1991 | 0
| All | All Customers | 5 | Average Weekday | CAISO | 1-in-2 | 2027 | 15 | 350.5785 | 356.0297 | 36.5572 | 71.3669 | 0
| All | All Customers | 5 | Average Weekday | CAISO | 1-in-2 | 2027 | 16 | 303.6275 | 305.758 | 36.4312 | 71.9443 | 0
| All | All Customers | 5 | Average Weekday | CAISO | 1-in-2 | 2027 | 17 | 276.663 | 285.5874 | 36.2388 | 71.9069 | 0
| All | All Customers | 5 | Average Weekday | CAISO | 1-in-2 | 2027 | 18 | 262.8972 | 269.6943 | 36.2514 | 71.2705 | 0
| All | All Customers | 5 | Average Weekday | CAISO | 1-in-2 | 2027 | 19 | 252.1276 | 257.3484 | 36.3115 | 69.9176 | 0
| All | All Customers | 5 | Average Weekday | CAISO | 1-in-2 | 2027 | 20 | 241.6536 | 246.0295 | 36.1954 | 67.825 | 0
| All | All Customers | 5 | Average Weekday | CAISO | 1-in-2 | 2027 | 21 | 252.7344 | 257.0793 | 36.2494 | 65.1177 | 0
| All | All Customers | 5 | Average Weekday | CAISO | 1-in-2 | 2027 | 22 | 425.4226 | 448.6459 | 36.4347 | 62.9378 | 0
| All | All Customers | 5 | Average Weekday | CAISO | 1-in-2 | 2027 | 23 | 434.7644 | 459.4922 | 36.4844 | 61.6894 | 0
| All | All Customers | 5 | Average Weekday | CAISO | 1-in-2 | 2027 | 24 | 459.7749 | 492.5486 | 36.5326 | 60.763 | 0
| All | All Customers | 5 | Monthly System Peak Day | CAISO | 1-in-2 | 2027 | 1 | 394.7094 | 409.2696 | 36.4821 | 66.0352 | 0
| All | All Customers | 5 | Monthly System Peak Day | CAISO | 1-in-2 | 2027 | 2 | 382.9369 | 391.1003 | 36.4333 | 64.5273 | 0
| All | All Customers | 5 | Monthly System Peak Day | CAISO | 1-in-2 | 2027 | 3 | 487.3285 | 499.3198 | 36.426 | 63.187 | 0
| All | All Customers | 5 | Monthly System Peak Day | CAISO | 1-in-2 | 2027 | 4 | 590.811 | 607.7151 | 36.4102 | 61.7426 | 0
| All | All Customers | 5 | Monthly System Peak Day | CAISO | 1-in-2 | 2027 | 5 | 569.5179 | 589.6 | 36.4136 | 60.4309 | 0
| All | All Customers | 5 | Monthly System Peak Day | CAISO | 1-in-2 | 2027 | 6 | 578.7818 | 603.3022 | 36.3997 | 59.7787 | 0
| All | All Customers | 5 | Monthly System Peak Day | CAISO | 1-in-2 | 2027 | 7 | 585.0298 | 601.8871 | 36.412 | 59.5271 | 0
| All | All Customers | 5 | Monthly System Peak Day | CAISO | 1-in-2 | 2027 | 8 | 610.7654 | 641.5415 | 36.5412 | 59.9304 | 0
| All | All Customers | 5 | Monthly System Peak Day | CAISO | 1-in-2 | 2027 | 9 | 540.9511 | 576.4078 | 36.6579 | 62.3035 | 0
| All | All Customers | 5 | Monthly System Peak Day | CAISO | 1-in-2 | 2027 | 10 | 530.9383 | 554.4487 | 36.5501 | 66.9258 | 0
| All | All Customers | 5 | Monthly System Peak Day | CAISO | 1-in-2 | 2027 | 11 | 515.9968 | 532.2121 | 36.6082 | 72.2923 | 0
| All | All Customers | 5 | Monthly System Peak Day | CAISO | 1-in-2 | 2027 | 12 | 503.8425 | 515.1453 | 36.6659 | 76.8891 | 0
| All | All Customers | 5 | Monthly System Peak Day | CAISO | 1-in-2 | 2027 | 13 | 418.9702 | 428.5274 | 36.6961 | 80.0617 | 0
| All | All Customers | 5 | Monthly System Peak Day | CAISO | 1-in-2 | 2027 | 14 | 392.6982 | 399.1865 | 36.6503 | 82.0963 | 0
| All | All Customers | 5 | Monthly System Peak Day | CAISO | 1-in-2 | 2027 | 15 | 350.5785 | 356.0297 | 36.5572 | 83.2494 | 0
| All | All Customers | 5 | Monthly System Peak Day | CAISO | 1-in-2 | 2027 | 16 | 303.6275 | 305.758 | 36.4312 | 83.9157 | 0
| All | All Customers | 5 | Monthly System Peak Day | CAISO | 1-in-2 | 2027 | 17 | 276.663 | 285.5874 | 36.2388 | 83.7217 | 0
| All | All Customers | 5 | Monthly System Peak Day | CAISO | 1-in-2 | 2027 | 18 | 262.8972 | 269.6943 | 36.2514 | 82.1785 | 0
| All | All Customers | 5 | Monthly System Peak Day | CAISO | 1-in-2 | 2027 | 19 | 252.1276 | 257.3484 | 36.3115 | 79.7652 | 0
| All | All Customers | 5 | Monthly System Peak Day | CAISO | 1-in-2 | 2027 | 20 | 241.6536 | 246.0295 | 36.1954 | 76.7701 | 0
| All | All Customers | 5 | Monthly System Peak Day | CAISO | 1-in-2 | 2027 | 21 | 252.7344 | 257.0793 | 36.2494 | 72.5823 | 0
| All | All Customers | 5 | Monthly System Peak Day | CAISO | 1-in-2 | 2027 | 22 | 425.4226 | 448.6459 | 36.4347 | 69.1974 | 0
| All | All Customers | 5 | Monthly System Peak Day | CAISO | 1-in-2 | 2027 | 23 | 434.7644 | 459.4922 | 36.4844 | 67.3572 | 0
| All | All Customers | 5 | Monthly System Peak Day | CAISO | 1-in-2 | 2027 | 24 | 459.7749 | 492.5486 | 36.5326 | 65.3978 | 0
| All | All Customers | 6 | Average Weekday | CAISO | 1-in-2 | 2027 | 1 | 381.6385 | 410.9082 | 37.9441 | 63.3347 | 0
| All | All Customers | 6 | Average Weekday | CAISO | 1-in-2 | 2027 | 2 | 369.7115 | 395.4139 | 37.9139 | 62.4336 | 0
| All | All Customers | 6 | Average Weekday | CAISO | 1-in-2 | 2027 | 3 | 464.7413 | 502.5822 | 37.9072 | 61.6495 | 0
| All | All Customers | 6 | Average Weekday | CAISO | 1-in-2 | 2027 | 4 | 561.4966 | 609.8331 | 37.9009 | 60.9868 | 0
| All | All Customers | 6 | Average Weekday | CAISO | 1-in-2 | 2027 | 5 | 539.7916 | 595.2896 | 37.9126 | 60.4527 | 0
| All | All Customers | 6 | Average Weekday | CAISO | 1-in-2 | 2027 | 6 | 563.7368 | 626.7983 | 37.9334 | 59.9373 | 0
| All | All Customers | 6 | Average Weekday | CAISO | 1-in-2 | 2027 | 7 | 577.3049 | 621.0216 | 38.0866 | 59.5165 | 0
| All | All Customers | 6 | Average Weekday | CAISO | 1-in-2 | 2027 | 8 | 596.6973 | 638.355 | 37.9623 | 60.1751 | 0
| All | All Customers | 6 | Average Weekday | CAISO | 1-in-2 | 2027 | 9 | 551.6646 | 567.7294 | 38.0089 | 62.3426 | 0
| All | All Customers | 6 | Average Weekday | CAISO | 1-in-2 | 2027 | 10 | 538.0332 | 547.7111 | 38.0613 | 65.1843 | 0
| All | All Customers | 6 | Average Weekday | CAISO | 1-in-2 | 2027 | 11 | 515.3838 | 520.9327 | 38.1162 | 68.3037 | 0
| All | All Customers | 6 | Average Weekday | CAISO | 1-in-2 | 2027 | 12 | 506.0655 | 518.5677 | 38.1393 | 71.3783 | 0
| All | All Customers | 6 | Average Weekday | CAISO | 1-in-2 | 2027 | 13 | 421.829 | 447.5096 | 38.1987 | 73.8767 | 0
| All | All Customers | 6 | Average Weekday | CAISO | 1-in-2 | 2027 | 14 | 392.5488 | 412.4159 | 38.1575 | 75.8974 | 0
| All | All Customers | 6 | Average Weekday | CAISO | 1-in-2 | 2027 | 15 | 340.6357 | 357.7544 | 38.1953 | 77.3669 | 0
| All | All Customers | 6 | Average Weekday | CAISO | 1-in-2 | 2027 | 16 | 298.4076 | 310.8062 | 38.2683 | 78.0876 | 0
| All | All Customers | 6 | Average Weekday | CAISO | 1-in-2 | 2027 | 17 | 276.2178 | 281.581 | 38.1172 | 78.2813 | 0
| All | All Customers | 6 | Average Weekday | CAISO | 1-in-2 | 2027 | 18 | 254.4285 | 264.6789 | 38.1137 | 77.522 | 0
| All | All Customers | 6 | Average Weekday | CAISO | 1-in-2 | 2027 | 19 | 238.81 | 264.3906 | 58.5716 | 76.0725 | 0
| All | All Customers | 6 | Average Weekday | CAISO | 1-in-2 | 2027 | 20 | 224.9102 | 251.0727 | 36.9421 | 73.9133 | 0
| All | All Customers | 6 | Average Weekday | CAISO | 1-in-2 | 2027 | 21 | 241.8501 | 255.7892 | 38.0631 | 70.9037 | 0
| All | All Customers | 6 | Average Weekday | CAISO | 1-in-2 | 2027 | 22 | 399.9732 | 451.9016 | 37.7738 | 67.7811 | 0
| All | All Customers | 6 | Average Weekday | CAISO | 1-in-2 | 2027 | 23 | 427.8349 | 474.35 | 37.8799 | 65.9071 | 0
| All | All Customers | 6 | Average Weekday | CAISO | 1-in-2 | 2027 | 24 | 454.4069 | 501.7249 | 37.9344 | 64.6 | 0
| All | All Customers | 6 | Monthly System Peak Day | CAISO | 1-in-2 | 2027 | 1 | 381.6385 | 410.3388 | 36.4667 | 65.1783 | 0
| All | All Customers | 6 | Monthly System Peak Day | CAISO | 1-in-2 | 2027 | 2 | 369.7115 | 390.5341 | 36.4695 | 64.4133 | 0
| All | All Customers | 6 | Monthly System Peak Day | CAISO | 1-in-2 | 2027 | 3 | 464.7413 | 491.7221 | 36.4704 | 63.6826 | 0
| All | All Customers | 6 | Monthly System Peak Day | CAISO | 1-in-2 | 2027 | 4 | 561.4966 | 590.0468 | 36.471 | 62.8256 | 0
| All | All Customers | 6 | Monthly System Peak Day | CAISO | 1-in-2 | 2027 | 5 | 539.7916 | 579.9822 | 36.4656 | 61.9409 | 0
| All | All Customers | 6 | Monthly System Peak Day | CAISO | 1-in-2 | 2027 | 6 | 563.7368 | 610.0308 | 36.4559 | 60.9706 | 0
| All | All Customers | 6 | Monthly System Peak Day | CAISO | 1-in-2 | 2027 | 7 | 577.3049 | 602.485 | 36.4236 | 60.3787 | 0
| All | All Customers | 6 | Monthly System Peak Day | CAISO | 1-in-2 | 2027 | 8 | 596.6973 | 626.1979 | 36.4769 | 61.0965 | 0
| All | All Customers | 6 | Monthly System Peak Day | CAISO | 1-in-2 | 2027 | 9 | 551.6646 | 572.2258 | 36.4981 | 64.0267 | 0
| All | All Customers | 6 | Monthly System Peak Day | CAISO | 1-in-2 | 2027 | 10 | 538.0332 | 552.2061 | 36.4824 | 67.4385 | 0
| All | All Customers | 6 | Monthly System Peak Day | CAISO | 1-in-2 | 2027 | 11 | 515.3838 | 527.8351 | 36.5113 | 70.8542 | 0
| All | All Customers | 6 | Monthly System Peak Day | CAISO | 1-in-2 | 2027 | 12 | 506.0655 | 520.6655 | 36.5436 | 74.4808 | 0
| All | All Customers | 6 | Monthly System Peak Day | CAISO | 1-in-2 | 2027 | 13 | 421.829 | 441.2703 | 36.5547 | 77.8479 | 0
| All | All Customers | 6 | Monthly System Peak Day | CAISO | 1-in-2 | 2027 | 14 | 392.5488 | 408.9211 | 36.5256 | 80.5575 | 0
| All | All Customers | 6 | Monthly System Peak Day | CAISO | 1-in-2 | 2027 | 15 | 340.6357 | 355.1337 | 36.4599 | 82.9364 | 0
| All | All Customers | 6 | Monthly System Peak Day | CAISO | 1-in-2 | 2027 | 16 | 298.4076 | 301.3994 | 36.4083 | 83.8572 | 0
| All | All Customers | 6 | Monthly System Peak Day | CAISO | 1-in-2 | 2027 | 17 | 276.2178 | 285.476 | 36.6944 | 83.7264 | 0
| All | All Customers | 6 | Monthly System Peak Day | CAISO | 1-in-2 | 2027 | 18 | 254.4285 | 269.3939 | 36.7159 | 82.8692 | 0
| All | All Customers | 6 | Monthly System Peak Day | CAISO | 1-in-2 | 2027 | 19 | 238.81 | 261.7505 | 39.256 | 81.209 | 0
| All | All Customers | 6 | Monthly System Peak Day | CAISO | 1-in-2 | 2027 | 20 | 224.9102 | 244.4841 | 36.6671 | 78.5744 | 0
| All | All Customers | 6 | Monthly System Peak Day | CAISO | 1-in-2 | 2027 | 21 | 241.8501 | 257.8256 | 36.935 | 74.7466 | 0
| All | All Customers | 6 | Monthly System Peak Day | CAISO | 1-in-2 | 2027 | 22 | 399.9732 | 433.5174 | 36.5341 | 70.611 | 0
| All | All Customers | 6 | Monthly System Peak Day | CAISO | 1-in-2 | 2027 | 23 | 427.8349 | 461.8457 | 36.4962 | 68.0692 | 0
| All | All Customers | 6 | Monthly System Peak Day | CAISO | 1-in-2 | 2027 | 24 | 454.4069 | 496.0049 | 36.4782 | 66.6308 | 0
| All | All Customers | 7 | Average Weekday | CAISO | 1-in-2 | 2027 | 1 | 382.6303 | 410.1488 | 39.2125 | 68.1243 | 0
| All | All Customers | 7 | Average Weekday | CAISO | 1-in-2 | 2027 | 2 | 381.0266 | 399.8536 | 39.2082 | 67.4089 | 0
| All | All Customers | 7 | Average Weekday | CAISO | 1-in-2 | 2027 | 3 | 467.654 | 493.4402 | 39.2069 | 66.7668 | 0
| All | All Customers | 7 | Average Weekday | CAISO | 1-in-2 | 2027 | 4 | 565.2286 | 595.0771 | 39.2047 | 66.2032 | 0
| All | All Customers | 7 | Average Weekday | CAISO | 1-in-2 | 2027 | 5 | 546.8267 | 587.341 | 39.2023 | 65.7063 | 0
| All | All Customers | 7 | Average Weekday | CAISO | 1-in-2 | 2027 | 6 | 555.3566 | 599.6425 | 39.1958 | 65.2472 | 0
| All | All Customers | 7 | Average Weekday | CAISO | 1-in-2 | 2027 | 7 | 561.0865 | 583.2763 | 39.196 | 64.9139 | 0
| All | All Customers | 7 | Average Weekday | CAISO | 1-in-2 | 2027 | 8 | 577.892 | 607.3531 | 39.2268 | 65.3722 | 0
| All | All Customers | 7 | Average Weekday | CAISO | 1-in-2 | 2027 | 9 | 522.4163 | 542.4238 | 39.2598 | 67.4307 | 0
| All | All Customers | 7 | Average Weekday | CAISO | 1-in-2 | 2027 | 10 | 511.1146 | 524.0519 | 39.2588 | 70.1693 | 0
| All | All Customers | 7 | Average Weekday | CAISO | 1-in-2 | 2027 | 11 | 493.7521 | 505.6583 | 39.2941 | 73.2355 | 0
| All | All Customers | 7 | Average Weekday | CAISO | 1-in-2 | 2027 | 12 | 485.8026 | 500.8839 | 39.3284 | 76.3415 | 0
| All | All Customers | 7 | Average Weekday | CAISO | 1-in-2 | 2027 | 13 | 400.2186 | 418.0075 | 39.344 | 78.8269 | 0
| All | All Customers | 7 | Average Weekday | CAISO | 1-in-2 | 2027 | 14 | 374.4419 | 389.8178 | 39.3127 | 80.7152 | 0
| All | All Customers | 7 | Average Weekday | CAISO | 1-in-2 | 2027 | 15 | 328.5352 | 342.6644 | 39.2539 | 82.0515 | 0
| All | All Customers | 7 | Average Weekday | CAISO | 1-in-2 | 2027 | 16 | 281.3309 | 282.209 | 39.2116 | 82.5892 | 0
| All | All Customers | 7 | Average Weekday | CAISO | 1-in-2 | 2027 | 17 | 262.9713 | 270.9195 | 39.6153 | 82.6471 | 0
| All | All Customers | 7 | Average Weekday | CAISO | 1-in-2 | 2027 | 18 | 249.4504 | 261.7393 | 39.6379 | 81.8483 | 0
| All | All Customers | 7 | Average Weekday | CAISO | 1-in-2 | 2027 | 19 | 235.6518 | 256.9991 | 40.2439 | 80.2734 | 0
| All | All Customers | 7 | Average Weekday | CAISO | 1-in-2 | 2027 | 20 | 229.9903 | 245.3325 | 39.1757 | 78.0883 | 0
| All | All Customers | 7 | Average Weekday | CAISO | 1-in-2 | 2027 | 21 | 250.7476 | 263.0939 | 39.6472 | 75.1032 | 0
| All | All Customers | 7 | Average Weekday | CAISO | 1-in-2 | 2027 | 22 | 408.212 | 443.6818 | 39.1872 | 71.9933 | 0
| All | All Customers | 7 | Average Weekday | CAISO | 1-in-2 | 2027 | 23 | 427.1851 | 457.6417 | 39.1994 | 70.1118 | 0
| All | All Customers | 7 | Average Weekday | CAISO | 1-in-2 | 2027 | 24 | 449.371 | 488.4462 | 39.2156 | 68.9207 | 0
| All | All Customers | 7 | Monthly System Peak Day | CAISO | 1-in-2 | 2027 | 1 | 382.6303 | 374.934 | 39.225 | 72.9888 | 0
| All | All Customers | 7 | Monthly System Peak Day | CAISO | 1-in-2 | 2027 | 2 | 381.0266 | 354.0145 | 39.2098 | 71.9767 | 0
| All | All Customers | 7 | Monthly System Peak Day | CAISO | 1-in-2 | 2027 | 3 | 467.654 | 417.9551 | 39.2083 | 71.1561 | 0
| All | All Customers | 7 | Monthly System Peak Day | CAISO | 1-in-2 | 2027 | 4 | 565.2286 | 490.8672 | 39.205 | 70.4084 | 0
| All | All Customers | 7 | Monthly System Peak Day | CAISO | 1-in-2 | 2027 | 5 | 546.8267 | 489.8347 | 39.213 | 69.7948 | 0
| All | All Customers | 7 | Monthly System Peak Day | CAISO | 1-in-2 | 2027 | 6 | 555.3566 | 513.6917 | 39.2273 | 69.2437 | 0
| All | All Customers | 7 | Monthly System Peak Day | CAISO | 1-in-2 | 2027 | 7 | 561.0865 | 505.5644 | 39.2759 | 68.7555 | 0
| All | All Customers | 7 | Monthly System Peak Day | CAISO | 1-in-2 | 2027 | 8 | 577.892 | 535.5851 | 39.2435 | 69.0524 | 0
| All | All Customers | 7 | Monthly System Peak Day | CAISO | 1-in-2 | 2027 | 9 | 522.4163 | 496.3124 | 39.2468 | 71.8808 | 0
| All | All Customers | 7 | Monthly System Peak Day | CAISO | 1-in-2 | 2027 | 10 | 511.1146 | 474.6403 | 39.2377 | 75.8307 | 0
| All | All Customers | 7 | Monthly System Peak Day | CAISO | 1-in-2 | 2027 | 11 | 493.7521 | 458.2815 | 39.2479 | 80.1612 | 0
| All | All Customers | 7 | Monthly System Peak Day | CAISO | 1-in-2 | 2027 | 12 | 485.8026 | 450.8865 | 39.2589 | 83.938 | 0
| All | All Customers | 7 | Monthly System Peak Day | CAISO | 1-in-2 | 2027 | 13 | 400.2186 | 383.0482 | 39.2709 | 86.7532 | 0
| All | All Customers | 7 | Monthly System Peak Day | CAISO | 1-in-2 | 2027 | 14 | 374.4419 | 359.0854 | 39.2653 | 88.7184 | 0
| All | All Customers | 7 | Monthly System Peak Day | CAISO | 1-in-2 | 2027 | 15 | 328.5352 | 317.5053 | 39.282 | 90.0491 | 0
| All | All Customers | 7 | Monthly System Peak Day | CAISO | 1-in-2 | 2027 | 16 | 281.3309 | 256.3241 | 39.2803 | 90.1765 | 0
| All | All Customers | 7 | Monthly System Peak Day | CAISO | 1-in-2 | 2027 | 17 | 262.9713 | 273.6229 | 39.1589 | 90.1344 | 0
| All | All Customers | 7 | Monthly System Peak Day | CAISO | 1-in-2 | 2027 | 18 | 249.4504 | 272.1704 | 39.2482 | 88.7935 | 0
| All | All Customers | 7 | Monthly System Peak Day | CAISO | 1-in-2 | 2027 | 19 | 235.6518 | 231.5676 | 38.8383 | 87.2215 | 0
| All | All Customers | 7 | Monthly System Peak Day | CAISO | 1-in-2 | 2027 | 20 | 229.9903 | 253.0867 | 38.607 | 84.5514 | 0
| All | All Customers | 7 | Monthly System Peak Day | CAISO | 1-in-2 | 2027 | 21 | 250.7476 | 236.6864 | 39.799 | 81.7859 | 0
| All | All Customers | 7 | Monthly System Peak Day | CAISO | 1-in-2 | 2027 | 22 | 408.212 | 394.0163 | 39.3329 | 79.4073 | 0
| All | All Customers | 7 | Monthly System Peak Day | CAISO | 1-in-2 | 2027 | 23 | 427.1851 | 394.6746 | 39.2395 | 77.6157 | 0
| All | All Customers | 7 | Monthly System Peak Day | CAISO | 1-in-2 | 2027 | 24 | 449.371 | 425.6959 | 39.2331 | 76.1959 | 0
| All | All Customers | 8 | Average Weekday | CAISO | 1-in-2 | 2027 | 1 | 403.5357 | 434.856 | 36.6766 | 68.6048 | 0
| All | All Customers | 8 | Average Weekday | CAISO | 1-in-2 | 2027 | 2 | 389.9799 | 412.3597 | 36.6718 | 67.7051 | 0
| All | All Customers | 8 | Average Weekday | CAISO | 1-in-2 | 2027 | 3 | 473.1238 | 499.0554 | 36.6704 | 66.9073 | 0
| All | All Customers | 8 | Average Weekday | CAISO | 1-in-2 | 2027 | 4 | 577.1439 | 608.1357 | 36.6674 | 66.1811 | 0
| All | All Customers | 8 | Average Weekday | CAISO | 1-in-2 | 2027 | 5 | 551.7717 | 593.4553 | 36.6647 | 65.5312 | 0
| All | All Customers | 8 | Average Weekday | CAISO | 1-in-2 | 2027 | 6 | 564.5649 | 612.3078 | 36.6574 | 64.9865 | 0
| All | All Customers | 8 | Average Weekday | CAISO | 1-in-2 | 2027 | 7 | 578.6942 | 606.0807 | 36.6636 | 64.5957 | 0
| All | All Customers | 8 | Average Weekday | CAISO | 1-in-2 | 2027 | 8 | 588.9263 | 621.493 | 36.6923 | 64.5927 | 0
| All | All Customers | 8 | Average Weekday | CAISO | 1-in-2 | 2027 | 9 | 528.2962 | 549.2283 | 36.7273 | 66.6332 | 0
| All | All Customers | 8 | Average Weekday | CAISO | 1-in-2 | 2027 | 10 | 519.1468 | 533.1012 | 36.7316 | 69.8708 | 0
| All | All Customers | 8 | Average Weekday | CAISO | 1-in-2 | 2027 | 11 | 498.0522 | 510.951 | 36.7648 | 73.6852 | 0
| All | All Customers | 8 | Average Weekday | CAISO | 1-in-2 | 2027 | 12 | 487.1909 | 503.4922 | 36.7937 | 77.4375 | 0
| All | All Customers | 8 | Average Weekday | CAISO | 1-in-2 | 2027 | 13 | 410.5537 | 430.6347 | 36.8088 | 80.3669 | 0
| All | All Customers | 8 | Average Weekday | CAISO | 1-in-2 | 2027 | 14 | 382.3613 | 399.1876 | 36.7786 | 82.5867 | 0
| All | All Customers | 8 | Average Weekday | CAISO | 1-in-2 | 2027 | 15 | 336.6547 | 351.7307 | 36.7249 | 83.9652 | 0
| All | All Customers | 8 | Average Weekday | CAISO | 1-in-2 | 2027 | 16 | 290.2631 | 294.2942 | 36.687 | 84.4882 | 0
| All | All Customers | 8 | Average Weekday | CAISO | 1-in-2 | 2027 | 17 | 273.2586 | 280.5868 | 37.0485 | 84.5142 | 0
| All | All Customers | 8 | Average Weekday | CAISO | 1-in-2 | 2027 | 18 | 250.2643 | 264.2259 | 37.1043 | 83.6598 | 0
| All | All Customers | 8 | Average Weekday | CAISO | 1-in-2 | 2027 | 19 | 236.783 | 260.4524 | 37.9805 | 81.9995 | 0
| All | All Customers | 8 | Average Weekday | CAISO | 1-in-2 | 2027 | 20 | 236.7062 | 256.1157 | 36.8697 | 79.4151 | 0
| All | All Customers | 8 | Average Weekday | CAISO | 1-in-2 | 2027 | 21 | 261.4182 | 277.1948 | 37.2397 | 75.7188 | 0
| All | All Customers | 8 | Average Weekday | CAISO | 1-in-2 | 2027 | 22 | 421.4694 | 453.8407 | 36.6406 | 72.7525 | 0
| All | All Customers | 8 | Average Weekday | CAISO | 1-in-2 | 2027 | 23 | 444.2307 | 479.694 | 36.653 | 70.9434 | 0
| All | All Customers | 8 | Average Weekday | CAISO | 1-in-2 | 2027 | 24 | 470.0022 | 512.9158 | 36.6767 | 69.6999 | 0
| All | All Customers | 8 | Monthly System Peak Day | CAISO | 1-in-2 | 2027 | 1 | 403.5357 | 395.7767 | 31.2257 | 77.4193 | 0
| All | All Customers | 8 | Monthly System Peak Day | CAISO | 1-in-2 | 2027 | 2 | 389.9799 | 365.1586 | 31.2098 | 76.4867 | 0
| All | All Customers | 8 | Monthly System Peak Day | CAISO | 1-in-2 | 2027 | 3 | 473.1238 | 429.4239 | 31.2086 | 75.8197 | 0
| All | All Customers | 8 | Monthly System Peak Day | CAISO | 1-in-2 | 2027 | 4 | 577.1439 | 505.7462 | 31.2058 | 75.0382 | 0
| All | All Customers | 8 | Monthly System Peak Day | CAISO | 1-in-2 | 2027 | 5 | 551.7717 | 498.4779 | 31.2143 | 74.43 | 0
| All | All Customers | 8 | Monthly System Peak Day | CAISO | 1-in-2 | 2027 | 6 | 564.5649 | 521.3105 | 31.2307 | 73.8497 | 0
| All | All Customers | 8 | Monthly System Peak Day | CAISO | 1-in-2 | 2027 | 7 | 578.6942 | 523.9124 | 31.2764 | 73.3443 | 0
| All | All Customers | 8 | Monthly System Peak Day | CAISO | 1-in-2 | 2027 | 8 | 588.9263 | 545.0345 | 31.2434 | 73.4335 | 0
| All | All Customers | 8 | Monthly System Peak Day | CAISO | 1-in-2 | 2027 | 9 | 528.2962 | 504.0506 | 31.245 | 75.3901 | 0
| All | All Customers | 8 | Monthly System Peak Day | CAISO | 1-in-2 | 2027 | 10 | 519.1468 | 484.4315 | 31.2293 | 79.1548 | 0
| All | All Customers | 8 | Monthly System Peak Day | CAISO | 1-in-2 | 2027 | 11 | 498.0522 | 462.2023 | 31.2421 | 83.321 | 0
| All | All Customers | 8 | Monthly System Peak Day | CAISO | 1-in-2 | 2027 | 12 | 487.1909 | 451.2205 | 31.2603 | 87.2646 | 0
| All | All Customers | 8 | Monthly System Peak Day | CAISO | 1-in-2 | 2027 | 13 | 410.5537 | 394.1178 | 31.2746 | 89.9422 | 0
| All | All Customers | 8 | Monthly System Peak Day | CAISO | 1-in-2 | 2027 | 14 | 382.3613 | 368.28 | 31.2691 | 91.5728 | 0
| All | All Customers | 8 | Monthly System Peak Day | CAISO | 1-in-2 | 2027 | 15 | 336.6547 | 326.9365 | 31.2845 | 92.0932 | 0
| All | All Customers | 8 | Monthly System Peak Day | CAISO | 1-in-2 | 2027 | 16 | 290.2631 | 268.7749 | 31.2734 | 91.7959 | 0
| All | All Customers | 8 | Monthly System Peak Day | CAISO | 1-in-2 | 2027 | 17 | 273.2586 | 283.0131 | 31.0965 | 91.068 | 0
| All | All Customers | 8 | Monthly System Peak Day | CAISO | 1-in-2 | 2027 | 18 | 250.2643 | 275.0015 | 31.1872 | 88.9463 | 0
| All | All Customers | 8 | Monthly System Peak Day | CAISO | 1-in-2 | 2027 | 19 | 236.783 | 234.5262 | 30.8507 | 86.9459 | 0
| All | All Customers | 8 | Monthly System Peak Day | CAISO | 1-in-2 | 2027 | 20 | 236.7062 | 227.6554 | 30.7095 | 85.1234 | 0
| All | All Customers | 8 | Monthly System Peak Day | CAISO | 1-in-2 | 2027 | 21 | 261.4182 | 241.5852 | 31.9642 | 82.4149 | 0
| All | All Customers | 8 | Monthly System Peak Day | CAISO | 1-in-2 | 2027 | 22 | 421.4694 | 396.406 | 31.3771 | 80.4488 | 0
| All | All Customers | 8 | Monthly System Peak Day | CAISO | 1-in-2 | 2027 | 23 | 444.2307 | 418.1084 | 31.2571 | 79.2153 | 0
| All | All Customers | 8 | Monthly System Peak Day | CAISO | 1-in-2 | 2027 | 24 | 470.0022 | 450.4007 | 31.238 | 78.199 | 0
| All | All Customers | 8 | Typical Event Day | CAISO | 1-in-2 | 2027 | 1 | 403.5357 | 395.7767 | 31.2257 | 73.4051 | 0
| All | All Customers | 8 | Typical Event Day | CAISO | 1-in-2 | 2027 | 2 | 389.9799 | 365.1586 | 31.2098 | 72.4025 | 0
| All | All Customers | 8 | Typical Event Day | CAISO | 1-in-2 | 2027 | 3 | 473.1238 | 429.4239 | 31.2086 | 71.5741 | 0
| All | All Customers | 8 | Typical Event Day | CAISO | 1-in-2 | 2027 | 4 | 577.1439 | 505.7462 | 31.2058 | 70.6868 | 0
| All | All Customers | 8 | Typical Event Day | CAISO | 1-in-2 | 2027 | 5 | 551.7717 | 498.4779 | 31.2143 | 69.9353 | 0
| All | All Customers | 8 | Typical Event Day | CAISO | 1-in-2 | 2027 | 6 | 564.5649 | 521.3105 | 31.2307 | 69.1851 | 0
| All | All Customers | 8 | Typical Event Day | CAISO | 1-in-2 | 2027 | 7 | 578.6942 | 523.9124 | 31.2764 | 68.8033 | 0
| All | All Customers | 8 | Typical Event Day | CAISO | 1-in-2 | 2027 | 8 | 588.9263 | 545.0345 | 31.2434 | 69.1331 | 0
| All | All Customers | 8 | Typical Event Day | CAISO | 1-in-2 | 2027 | 9 | 528.2962 | 504.0506 | 31.245 | 71.4605 | 0
| All | All Customers | 8 | Typical Event Day | CAISO | 1-in-2 | 2027 | 10 | 519.1468 | 484.4315 | 31.2293 | 75.3733 | 0
| All | All Customers | 8 | Typical Event Day | CAISO | 1-in-2 | 2027 | 11 | 498.0522 | 462.2023 | 31.2421 | 79.9165 | 0
| All | All Customers | 8 | Typical Event Day | CAISO | 1-in-2 | 2027 | 12 | 487.1909 | 451.2205 | 31.2603 | 83.9787 | 0
| All | All Customers | 8 | Typical Event Day | CAISO | 1-in-2 | 2027 | 13 | 410.5537 | 394.1178 | 31.2746 | 86.922 | 0
| All | All Customers | 8 | Typical Event Day | CAISO | 1-in-2 | 2027 | 14 | 382.3613 | 368.28 | 31.2691 | 88.9751 | 0
| All | All Customers | 8 | Typical Event Day | CAISO | 1-in-2 | 2027 | 15 | 336.6547 | 326.9365 | 31.2845 | 90.218 | 0
| All | All Customers | 8 | Typical Event Day | CAISO | 1-in-2 | 2027 | 16 | 290.2631 | 268.7749 | 31.2734 | 90.1807 | 0
| All | All Customers | 8 | Typical Event Day | CAISO | 1-in-2 | 2027 | 17 | 273.2586 | 283.0131 | 31.0965 | 89.7365 | 0
| All | All Customers | 8 | Typical Event Day | CAISO | 1-in-2 | 2027 | 18 | 250.2643 | 275.0015 | 31.1872 | 88.3079 | 0
| All | All Customers | 8 | Typical Event Day | CAISO | 1-in-2 | 2027 | 19 | 236.783 | 234.5262 | 30.8507 | 86.7359 | 0
| All | All Customers | 8 | Typical Event Day | CAISO | 1-in-2 | 2027 | 20 | 236.7062 | 227.6554 | 30.7095 | 84.5226 | 0
| All | All Customers | 8 | Typical Event Day | CAISO | 1-in-2 | 2027 | 21 | 261.4182 | 241.5852 | 31.9642 | 81.4099 | 0
| All | All Customers | 8 | Typical Event Day | CAISO | 1-in-2 | 2027 | 22 | 421.4694 | 396.406 | 31.3771 | 78.7501 | 0
| All | All Customers | 8 | Typical Event Day | CAISO | 1-in-2 | 2027 | 23 | 444.2307 | 418.1084 | 31.2571 | 76.8364 | 0
| All | All Customers | 8 | Typical Event Day | CAISO | 1-in-2 | 2027 | 24 | 470.0022 | 450.4007 | 31.238 | 75.429 | 0
| All | All Customers | 9 | Average Weekday | CAISO | 1-in-2 | 2027 | 1 | 372.1993 | 393.3904 | 39.3548 | 68.316 | 0
| All | All Customers | 9 | Average Weekday | CAISO | 1-in-2 | 2027 | 2 | 368.631 | 379.4536 | 39.3499 | 67.4937 | 0
| All | All Customers | 9 | Average Weekday | CAISO | 1-in-2 | 2027 | 3 | 466.0669 | 473.0751 | 39.3484 | 66.7808 | 0
| All | All Customers | 9 | Average Weekday | CAISO | 1-in-2 | 2027 | 4 | 572.8552 | 583.5879 | 39.3476 | 66.1786 | 0
| All | All Customers | 9 | Average Weekday | CAISO | 1-in-2 | 2027 | 5 | 536.2546 | 554.2947 | 39.3448 | 65.6256 | 0
| All | All Customers | 9 | Average Weekday | CAISO | 1-in-2 | 2027 | 6 | 537.7385 | 566.5606 | 39.3389 | 65.1016 | 0
| All | All Customers | 9 | Average Weekday | CAISO | 1-in-2 | 2027 | 7 | 563.1077 | 581.9957 | 39.3297 | 64.7812 | 0
| All | All Customers | 9 | Average Weekday | CAISO | 1-in-2 | 2027 | 8 | 562.3569 | 579.1951 | 39.3638 | 64.6266 | 0
| All | All Customers | 9 | Average Weekday | CAISO | 1-in-2 | 2027 | 9 | 500.5158 | 517.2197 | 39.3985 | 65.6899 | 0
| All | All Customers | 9 | Average Weekday | CAISO | 1-in-2 | 2027 | 10 | 497.8904 | 507.2246 | 39.3953 | 68.5077 | 0
| All | All Customers | 9 | Average Weekday | CAISO | 1-in-2 | 2027 | 11 | 480.5653 | 489.1851 | 39.4378 | 72.1253 | 0
| All | All Customers | 9 | Average Weekday | CAISO | 1-in-2 | 2027 | 12 | 471.4577 | 480.5481 | 39.481 | 75.8349 | 0
| All | All Customers | 9 | Average Weekday | CAISO | 1-in-2 | 2027 | 13 | 405.2502 | 415.9176 | 39.4997 | 78.9256 | 0
| All | All Customers | 9 | Average Weekday | CAISO | 1-in-2 | 2027 | 14 | 373.4029 | 383.4662 | 39.4651 | 81.0944 | 0
| All | All Customers | 9 | Average Weekday | CAISO | 1-in-2 | 2027 | 15 | 334.3178 | 344.1411 | 39.3951 | 82.2777 | 0
| All | All Customers | 9 | Average Weekday | CAISO | 1-in-2 | 2027 | 16 | 303.4409 | 302.7975 | 39.3448 | 82.6823 | 0
| All | All Customers | 9 | Average Weekday | CAISO | 1-in-2 | 2027 | 17 | 276.8507 | 289.6205 | 39.5776 | 82.4032 | 0
| All | All Customers | 9 | Average Weekday | CAISO | 1-in-2 | 2027 | 18 | 258.4261 | 276.2834 | 39.5007 | 81.3068 | 0
| All | All Customers | 9 | Average Weekday | CAISO | 1-in-2 | 2027 | 19 | 261.4462 | 272.0269 | 40.739 | 79.4223 | 0
| All | All Customers | 9 | Average Weekday | CAISO | 1-in-2 | 2027 | 20 | 261.8038 | 270.3685 | 39.2165 | 76.486 | 0
| All | All Customers | 9 | Average Weekday | CAISO | 1-in-2 | 2027 | 21 | 278.2454 | 288.2327 | 39.3802 | 73.3934 | 0
| All | All Customers | 9 | Average Weekday | CAISO | 1-in-2 | 2027 | 22 | 420.7685 | 443.7956 | 39.3078 | 71.5787 | 0
| All | All Customers | 9 | Average Weekday | CAISO | 1-in-2 | 2027 | 23 | 423.9783 | 446.6127 | 39.3576 | 70.2693 | 0
| All | All Customers | 9 | Average Weekday | CAISO | 1-in-2 | 2027 | 24 | 439.3194 | 470.8835 | 39.3621 | 69.1577 | 0
| All | All Customers | 9 | Monthly System Peak Day | CAISO | 1-in-2 | 2027 | 1 | 372.1993 | 355.8846 | 39.4355 | 78.125 | 0
| All | All Customers | 9 | Monthly System Peak Day | CAISO | 1-in-2 | 2027 | 2 | 368.631 | 333.7185 | 39.4218 | 76.8197 | 0
| All | All Customers | 9 | Monthly System Peak Day | CAISO | 1-in-2 | 2027 | 3 | 466.0669 | 403.2323 | 39.4203 | 75.7144 | 0
| All | All Customers | 9 | Monthly System Peak Day | CAISO | 1-in-2 | 2027 | 4 | 572.8552 | 472.2886 | 39.4161 | 74.5539 | 0
| All | All Customers | 9 | Monthly System Peak Day | CAISO | 1-in-2 | 2027 | 5 | 536.2546 | 450.0864 | 39.4233 | 73.6467 | 0
| All | All Customers | 9 | Monthly System Peak Day | CAISO | 1-in-2 | 2027 | 6 | 537.7385 | 462.9553 | 39.4349 | 72.727 | 0
| All | All Customers | 9 | Monthly System Peak Day | CAISO | 1-in-2 | 2027 | 7 | 563.1077 | 487.8182 | 39.4889 | 72.7754 | 0
| All | All Customers | 9 | Monthly System Peak Day | CAISO | 1-in-2 | 2027 | 8 | 562.3569 | 489.8594 | 39.4564 | 72.9892 | 0
| All | All Customers | 9 | Monthly System Peak Day | CAISO | 1-in-2 | 2027 | 9 | 500.5158 | 468.7691 | 39.46 | 74.5886 | 0
| All | All Customers | 9 | Monthly System Peak Day | CAISO | 1-in-2 | 2027 | 10 | 497.8904 | 453.5308 | 39.4572 | 79.1186 | 0
| All | All Customers | 9 | Monthly System Peak Day | CAISO | 1-in-2 | 2027 | 11 | 480.5653 | 435.7249 | 39.4609 | 85.4022 | 0
| All | All Customers | 9 | Monthly System Peak Day | CAISO | 1-in-2 | 2027 | 12 | 471.4577 | 426.5244 | 39.4608 | 90.3139 | 0
| All | All Customers | 9 | Monthly System Peak Day | CAISO | 1-in-2 | 2027 | 13 | 405.2502 | 372.9099 | 39.4693 | 93.2416 | 0
| All | All Customers | 9 | Monthly System Peak Day | CAISO | 1-in-2 | 2027 | 14 | 373.4029 | 347.2976 | 39.4656 | 95.1605 | 0
| All | All Customers | 9 | Monthly System Peak Day | CAISO | 1-in-2 | 2027 | 15 | 334.3178 | 315.0679 | 39.4899 | 95.8918 | 0
| All | All Customers | 9 | Monthly System Peak Day | CAISO | 1-in-2 | 2027 | 16 | 303.4409 | 272.1263 | 39.4993 | 95.0094 | 0
| All | All Customers | 9 | Monthly System Peak Day | CAISO | 1-in-2 | 2027 | 17 | 276.8507 | 287.7098 | 39.3788 | 94.1512 | 0
| All | All Customers | 9 | Monthly System Peak Day | CAISO | 1-in-2 | 2027 | 18 | 258.4261 | 282.2002 | 39.3877 | 92.7581 | 0
| All | All Customers | 9 | Monthly System Peak Day | CAISO | 1-in-2 | 2027 | 19 | 261.4462 | 233.1522 | 39.868 | 91.6898 | 0
| All | All Customers | 9 | Monthly System Peak Day | CAISO | 1-in-2 | 2027 | 20 | 261.8038 | 221.9758 | 38.5742 | 89.9475 | 0
| All | All Customers | 9 | Monthly System Peak Day | CAISO | 1-in-2 | 2027 | 21 | 278.2454 | 247.3014 | 39.5359 | 86.7863 | 0
| All | All Customers | 9 | Monthly System Peak Day | CAISO | 1-in-2 | 2027 | 22 | 420.7685 | 378.4666 | 39.5387 | 84.6305 | 0
| All | All Customers | 9 | Monthly System Peak Day | CAISO | 1-in-2 | 2027 | 23 | 423.9783 | 378.0567 | 39.4291 | 82.5528 | 0
| All | All Customers | 9 | Monthly System Peak Day | CAISO | 1-in-2 | 2027 | 24 | 439.3194 | 403.4308 | 39.4381 | 80.8011 | 0
| All | All Customers | 10 | Average Weekday | CAISO | 1-in-2 | 2027 | 1 | 399.5208 | 413.442 | 36.5718 | 63.1078 | 0
| All | All Customers | 10 | Average Weekday | CAISO | 1-in-2 | 2027 | 2 | 377.6381 | 384.8721 | 36.4757 | 62.2306 | 0
| All | All Customers | 10 | Average Weekday | CAISO | 1-in-2 | 2027 | 3 | 472.5743 | 482.5862 | 36.462 | 61.3429 | 0
| All | All Customers | 10 | Average Weekday | CAISO | 1-in-2 | 2027 | 4 | 580.2233 | 595.1505 | 36.4292 | 60.6521 | 0
| All | All Customers | 10 | Average Weekday | CAISO | 1-in-2 | 2027 | 5 | 583.8971 | 600.6898 | 36.4349 | 59.9614 | 0
| All | All Customers | 10 | Average Weekday | CAISO | 1-in-2 | 2027 | 6 | 596.9094 | 617.9935 | 36.4029 | 59.4727 | 0
| All | All Customers | 10 | Average Weekday | CAISO | 1-in-2 | 2027 | 7 | 605.6599 | 621.5096 | 36.4163 | 59.0885 | 0
| All | All Customers | 10 | Average Weekday | CAISO | 1-in-2 | 2027 | 8 | 629.1061 | 655.2469 | 36.6739 | 58.8572 | 0
| All | All Customers | 10 | Average Weekday | CAISO | 1-in-2 | 2027 | 9 | 567.3797 | 604.7104 | 36.9353 | 59.2786 | 0
| All | All Customers | 10 | Average Weekday | CAISO | 1-in-2 | 2027 | 10 | 553.2458 | 573.1205 | 36.7116 | 61.808 | 0
| All | All Customers | 10 | Average Weekday | CAISO | 1-in-2 | 2027 | 11 | 544.0163 | 559.0493 | 36.8405 | 65.2524 | 0
| All | All Customers | 10 | Average Weekday | CAISO | 1-in-2 | 2027 | 12 | 527.267 | 538.7445 | 36.9826 | 68.7871 | 0
| All | All Customers | 10 | Average Weekday | CAISO | 1-in-2 | 2027 | 13 | 434.4798 | 443.3882 | 37.0774 | 71.7612 | 0
| All | All Customers | 10 | Average Weekday | CAISO | 1-in-2 | 2027 | 14 | 385.2206 | 391.2766 | 36.9695 | 73.8981 | 0
| All | All Customers | 10 | Average Weekday | CAISO | 1-in-2 | 2027 | 15 | 341.5197 | 346.6105 | 36.7541 | 75.2877 | 0
| All | All Customers | 10 | Average Weekday | CAISO | 1-in-2 | 2027 | 16 | 295.4719 | 297.4213 | 36.474 | 76.0881 | 0
| All | All Customers | 10 | Average Weekday | CAISO | 1-in-2 | 2027 | 17 | 276.3536 | 285.1017 | 36.2341 | 75.9371 | 0
| All | All Customers | 10 | Average Weekday | CAISO | 1-in-2 | 2027 | 18 | 268.9697 | 275.9278 | 36.2612 | 74.9092 | 0
| All | All Customers | 10 | Average Weekday | CAISO | 1-in-2 | 2027 | 19 | 260.0838 | 264.6688 | 36.7703 | 72.9505 | 0
| All | All Customers | 10 | Average Weekday | CAISO | 1-in-2 | 2027 | 20 | 261.4104 | 265.4346 | 36.1954 | 70.0551 | 0
| All | All Customers | 10 | Average Weekday | CAISO | 1-in-2 | 2027 | 21 | 269.0322 | 273.3024 | 36.2623 | 67.8774 | 0
| All | All Customers | 10 | Average Weekday | CAISO | 1-in-2 | 2027 | 22 | 440.6743 | 462.9275 | 36.4608 | 66.2813 | 0
| All | All Customers | 10 | Average Weekday | CAISO | 1-in-2 | 2027 | 23 | 430.5461 | 453.9962 | 36.5568 | 65.0082 | 0
| All | All Customers | 10 | Average Weekday | CAISO | 1-in-2 | 2027 | 24 | 448.8163 | 480.3868 | 36.6669 | 63.8932 | 0
| All | All Customers | 10 | Monthly System Peak Day | CAISO | 1-in-2 | 2027 | 1 | 399.5208 | 427.4876 | 36.1809 | 72.877 | 0
| All | All Customers | 10 | Monthly System Peak Day | CAISO | 1-in-2 | 2027 | 2 | 377.6381 | 392.4712 | 36.2249 | 71.5784 | 0
| All | All Customers | 10 | Monthly System Peak Day | CAISO | 1-in-2 | 2027 | 3 | 472.5743 | 491.1011 | 36.2317 | 70.5997 | 0
| All | All Customers | 10 | Monthly System Peak Day | CAISO | 1-in-2 | 2027 | 4 | 580.2233 | 600.1497 | 36.2534 | 69.2951 | 0
| All | All Customers | 10 | Monthly System Peak Day | CAISO | 1-in-2 | 2027 | 5 | 583.8971 | 608.2953 | 36.2507 | 68.3124 | 0
| All | All Customers | 10 | Monthly System Peak Day | CAISO | 1-in-2 | 2027 | 6 | 596.9094 | 619.2755 | 36.2785 | 67.4389 | 0
| All | All Customers | 10 | Monthly System Peak Day | CAISO | 1-in-2 | 2027 | 7 | 605.6599 | 619.2811 | 36.2857 | 66.7645 | 0
| All | All Customers | 10 | Monthly System Peak Day | CAISO | 1-in-2 | 2027 | 8 | 629.1061 | 666.2784 | 36.1577 | 66.2923 | 0
| All | All Customers | 10 | Monthly System Peak Day | CAISO | 1-in-2 | 2027 | 9 | 567.3797 | 615.5341 | 36.1158 | 67.1516 | 0
| All | All Customers | 10 | Monthly System Peak Day | CAISO | 1-in-2 | 2027 | 10 | 553.2458 | 579.8027 | 36.1667 | 70.7757 | 0
| All | All Customers | 10 | Monthly System Peak Day | CAISO | 1-in-2 | 2027 | 11 | 544.0163 | 569.1071 | 36.1969 | 75.4448 | 0
| All | All Customers | 10 | Monthly System Peak Day | CAISO | 1-in-2 | 2027 | 12 | 527.267 | 552.0419 | 36.2623 | 80.1761 | 0
| All | All Customers | 10 | Monthly System Peak Day | CAISO | 1-in-2 | 2027 | 13 | 434.4798 | 446.6464 | 36.326 | 83.8499 | 0
| All | All Customers | 10 | Monthly System Peak Day | CAISO | 1-in-2 | 2027 | 14 | 385.2206 | 391.6075 | 36.2672 | 86.1508 | 0
| All | All Customers | 10 | Monthly System Peak Day | CAISO | 1-in-2 | 2027 | 15 | 341.5197 | 346.0604 | 36.1922 | 86.7864 | 0
| All | All Customers | 10 | Monthly System Peak Day | CAISO | 1-in-2 | 2027 | 16 | 295.4719 | 295.1319 | 36.2337 | 86.8765 | 0
| All | All Customers | 10 | Monthly System Peak Day | CAISO | 1-in-2 | 2027 | 17 | 276.3536 | 285.1169 | 36.2029 | 86.2706 | 0
| All | All Customers | 10 | Monthly System Peak Day | CAISO | 1-in-2 | 2027 | 18 | 268.9697 | 276.2032 | 36.1894 | 85.0665 | 0
| All | All Customers | 10 | Monthly System Peak Day | CAISO | 1-in-2 | 2027 | 19 | 260.0838 | 263.9695 | 36.9065 | 82.9706 | 0
| All | All Customers | 10 | Monthly System Peak Day | CAISO | 1-in-2 | 2027 | 20 | 261.4104 | 264.6317 | 36.1951 | 80.1045 | 0
| All | All Customers | 10 | Monthly System Peak Day | CAISO | 1-in-2 | 2027 | 21 | 269.0322 | 274.1933 | 36.322 | 77.3776 | 0
| All | All Customers | 10 | Monthly System Peak Day | CAISO | 1-in-2 | 2027 | 22 | 440.6743 | 463.1583 | 36.2563 | 75.3118 | 0
| All | All Customers | 10 | Monthly System Peak Day | CAISO | 1-in-2 | 2027 | 23 | 430.5461 | 458.3655 | 36.203 | 73.688 | 0
| All | All Customers | 10 | Monthly System Peak Day | CAISO | 1-in-2 | 2027 | 24 | 448.8163 | 500.4949 | 36.1488 | 72.3615 | 0
| All | All Customers | 11 | Average Weekday | CAISO | 1-in-2 | 2027 | 1 | 375.5047 | 383.8443 | 36.4709 | 55.9128 | 0
| All | All Customers | 11 | Average Weekday | CAISO | 1-in-2 | 2027 | 2 | 357.7441 | 364.557 | 36.4582 | 55.0682 | 0
| All | All Customers | 11 | Average Weekday | CAISO | 1-in-2 | 2027 | 3 | 452.1975 | 463.8671 | 36.4345 | 54.3552 | 0
| All | All Customers | 11 | Average Weekday | CAISO | 1-in-2 | 2027 | 4 | 566.2654 | 584.5087 | 36.4384 | 53.6791 | 0
| All | All Customers | 11 | Average Weekday | CAISO | 1-in-2 | 2027 | 5 | 556.5957 | 585.9712 | 36.4176 | 53.0644 | 0
| All | All Customers | 11 | Average Weekday | CAISO | 1-in-2 | 2027 | 6 | 572.6343 | 610.1135 | 36.4271 | 52.565 | 0
| All | All Customers | 11 | Average Weekday | CAISO | 1-in-2 | 2027 | 7 | 587.0181 | 603.3387 | 36.6046 | 52.3115 | 0
| All | All Customers | 11 | Average Weekday | CAISO | 1-in-2 | 2027 | 8 | 598.9116 | 613.8033 | 36.7812 | 52.185 | 0
| All | All Customers | 11 | Average Weekday | CAISO | 1-in-2 | 2027 | 9 | 542.6742 | 569.2829 | 36.631 | 53.5989 | 0
| All | All Customers | 11 | Average Weekday | CAISO | 1-in-2 | 2027 | 10 | 528.3464 | 542.5402 | 36.7122 | 56.8154 | 0
| All | All Customers | 11 | Average Weekday | CAISO | 1-in-2 | 2027 | 11 | 511.0645 | 520.6062 | 36.8115 | 60.7103 | 0
| All | All Customers | 11 | Average Weekday | CAISO | 1-in-2 | 2027 | 12 | 500.189 | 507.1747 | 36.8785 | 64.1926 | 0
| All | All Customers | 11 | Average Weekday | CAISO | 1-in-2 | 2027 | 13 | 414.0942 | 423.8712 | 36.8165 | 66.7691 | 0
| All | All Customers | 11 | Average Weekday | CAISO | 1-in-2 | 2027 | 14 | 377.2922 | 384.2763 | 36.6851 | 68.3358 | 0
| All | All Customers | 11 | Average Weekday | CAISO | 1-in-2 | 2027 | 15 | 324.5768 | 331.4336 | 36.4876 | 69.0873 | 0
| All | All Customers | 11 | Average Weekday | CAISO | 1-in-2 | 2027 | 16 | 286.2265 | 287.7061 | 36.4878 | 69.1139 | 0
| All | All Customers | 11 | Average Weekday | CAISO | 1-in-2 | 2027 | 17 | 265.3684 | 273.1435 | 36.2606 | 68.1687 | 0
| All | All Customers | 11 | Average Weekday | CAISO | 1-in-2 | 2027 | 18 | 255.1341 | 262.5002 | 36.3281 | 65.9973 | 0
| All | All Customers | 11 | Average Weekday | CAISO | 1-in-2 | 2027 | 19 | 250.3704 | 254.796 | 36.1961 | 63.5282 | 0
| All | All Customers | 11 | Average Weekday | CAISO | 1-in-2 | 2027 | 20 | 248.6393 | 317.0719 | 43.8921 | 61.6144 | 0
| All | All Customers | 11 | Average Weekday | CAISO | 1-in-2 | 2027 | 21 | 250.7963 | 256.0757 | 36.2931 | 60.1231 | 0
| All | All Customers | 11 | Average Weekday | CAISO | 1-in-2 | 2027 | 22 | 416.2087 | 436.1371 | 36.5178 | 58.8165 | 0
| All | All Customers | 11 | Average Weekday | CAISO | 1-in-2 | 2027 | 23 | 406.327 | 423.3836 | 36.5965 | 57.7277 | 0
| All | All Customers | 11 | Average Weekday | CAISO | 1-in-2 | 2027 | 24 | 421.3376 | 437.4445 | 36.5384 | 56.7816 | 0
| All | All Customers | 11 | Monthly System Peak Day | CAISO | 1-in-2 | 2027 | 1 | 375.5047 | 383.8443 | 36.4709 | 57.5731 | 0
| All | All Customers | 11 | Monthly System Peak Day | CAISO | 1-in-2 | 2027 | 2 | 357.7441 | 364.557 | 36.4582 | 56.2049 | 0
| All | All Customers | 11 | Monthly System Peak Day | CAISO | 1-in-2 | 2027 | 3 | 452.1975 | 463.8671 | 36.4345 | 55.2027 | 0
| All | All Customers | 11 | Monthly System Peak Day | CAISO | 1-in-2 | 2027 | 4 | 566.2654 | 584.5087 | 36.4384 | 54.4321 | 0
| All | All Customers | 11 | Monthly System Peak Day | CAISO | 1-in-2 | 2027 | 5 | 556.5957 | 585.9712 | 36.4176 | 53.5633 | 0
| All | All Customers | 11 | Monthly System Peak Day | CAISO | 1-in-2 | 2027 | 6 | 572.6343 | 610.1135 | 36.4271 | 52.6777 | 0
| All | All Customers | 11 | Monthly System Peak Day | CAISO | 1-in-2 | 2027 | 7 | 587.0181 | 603.3387 | 36.6046 | 52.3208 | 0
| All | All Customers | 11 | Monthly System Peak Day | CAISO | 1-in-2 | 2027 | 8 | 598.9116 | 613.8033 | 36.7812 | 51.9687 | 0
| All | All Customers | 11 | Monthly System Peak Day | CAISO | 1-in-2 | 2027 | 9 | 542.6742 | 569.2829 | 36.631 | 54.9408 | 0
| All | All Customers | 11 | Monthly System Peak Day | CAISO | 1-in-2 | 2027 | 10 | 528.3464 | 542.5402 | 36.7122 | 60.7312 | 0
| All | All Customers | 11 | Monthly System Peak Day | CAISO | 1-in-2 | 2027 | 11 | 511.0645 | 520.6062 | 36.8115 | 66.9867 | 0
| All | All Customers | 11 | Monthly System Peak Day | CAISO | 1-in-2 | 2027 | 12 | 500.189 | 507.1747 | 36.8785 | 72.0911 | 0
| All | All Customers | 11 | Monthly System Peak Day | CAISO | 1-in-2 | 2027 | 13 | 414.0942 | 423.8712 | 36.8165 | 75.3495 | 0
| All | All Customers | 11 | Monthly System Peak Day | CAISO | 1-in-2 | 2027 | 14 | 377.2922 | 384.2763 | 36.6851 | 77.1987 | 0
| All | All Customers | 11 | Monthly System Peak Day | CAISO | 1-in-2 | 2027 | 15 | 324.5768 | 331.4336 | 36.4876 | 78.1291 | 0
| All | All Customers | 11 | Monthly System Peak Day | CAISO | 1-in-2 | 2027 | 16 | 286.2265 | 287.7061 | 36.4878 | 78.0399 | 0
| All | All Customers | 11 | Monthly System Peak Day | CAISO | 1-in-2 | 2027 | 17 | 265.3684 | 273.1435 | 36.2606 | 76.7838 | 0
| All | All Customers | 11 | Monthly System Peak Day | CAISO | 1-in-2 | 2027 | 18 | 255.1341 | 262.5002 | 36.3281 | 73.691 | 0
| All | All Customers | 11 | Monthly System Peak Day | CAISO | 1-in-2 | 2027 | 19 | 250.3704 | 254.796 | 36.1961 | 70.0193 | 0
| All | All Customers | 11 | Monthly System Peak Day | CAISO | 1-in-2 | 2027 | 20 | 248.6393 | 317.0719 | 43.8921 | 67.8214 | 0
| All | All Customers | 11 | Monthly System Peak Day | CAISO | 1-in-2 | 2027 | 21 | 250.7963 | 256.0757 | 36.2931 | 65.6904 | 0
| All | All Customers | 11 | Monthly System Peak Day | CAISO | 1-in-2 | 2027 | 22 | 416.2087 | 436.1371 | 36.5178 | 63.7669 | 0
| All | All Customers | 11 | Monthly System Peak Day | CAISO | 1-in-2 | 2027 | 23 | 406.327 | 423.3836 | 36.5965 | 61.8835 | 0
| All | All Customers | 11 | Monthly System Peak Day | CAISO | 1-in-2 | 2027 | 24 | 421.3376 | 437.4445 | 36.5384 | 60.3025 | 0
| All | All Customers | 12 | Average Weekday | CAISO | 1-in-2 | 2027 | 1 | 415.4356 | 424.1712 | 36.355 | 49.1508 | 0
| All | All Customers | 12 | Average Weekday | CAISO | 1-in-2 | 2027 | 2 | 399.4346 | 407.041 | 36.3491 | 48.4265 | 0
| All | All Customers | 12 | Average Weekday | CAISO | 1-in-2 | 2027 | 3 | 491.8624 | 504.5741 | 36.3485 | 47.834 | 0
| All | All Customers | 12 | Average Weekday | CAISO | 1-in-2 | 2027 | 4 | 607.0898 | 626.6044 | 36.3478 | 47.3378 | 0
| All | All Customers | 12 | Average Weekday | CAISO | 1-in-2 | 2027 | 5 | 601.3586 | 632.8366 | 36.3507 | 46.8503 | 0
| All | All Customers | 12 | Average Weekday | CAISO | 1-in-2 | 2027 | 6 | 603.1506 | 643.83 | 36.3556 | 46.3758 | 0
| All | All Customers | 12 | Average Weekday | CAISO | 1-in-2 | 2027 | 7 | 610.6815 | 627.9768 | 36.3621 | 46.0257 | 0
| All | All Customers | 12 | Average Weekday | CAISO | 1-in-2 | 2027 | 8 | 629.1339 | 645.7842 | 36.3704 | 45.8225 | 0
| All | All Customers | 12 | Average Weekday | CAISO | 1-in-2 | 2027 | 9 | 564.1328 | 591.4835 | 36.3792 | 46.5181 | 0
| All | All Customers | 12 | Average Weekday | CAISO | 1-in-2 | 2027 | 10 | 540.342 | 557.3842 | 36.3675 | 49.4347 | 0
| All | All Customers | 12 | Average Weekday | CAISO | 1-in-2 | 2027 | 11 | 525.7256 | 536.5574 | 36.3839 | 53.0296 | 0
| All | All Customers | 12 | Average Weekday | CAISO | 1-in-2 | 2027 | 12 | 513.5529 | 520.2149 | 36.4002 | 56.2089 | 0
| All | All Customers | 12 | Average Weekday | CAISO | 1-in-2 | 2027 | 13 | 434.3754 | 443.8413 | 36.4104 | 58.6003 | 0
| All | All Customers | 12 | Average Weekday | CAISO | 1-in-2 | 2027 | 14 | 401.4285 | 408.955 | 36.3986 | 60.179 | 0
| All | All Customers | 12 | Average Weekday | CAISO | 1-in-2 | 2027 | 15 | 365.4151 | 371.6984 | 36.374 | 61.0732 | 0
| All | All Customers | 12 | Average Weekday | CAISO | 1-in-2 | 2027 | 16 | 325.3278 | 326.7382 | 36.3548 | 61.2773 | 0
| All | All Customers | 12 | Average Weekday | CAISO | 1-in-2 | 2027 | 17 | 311.917 | 320.3577 | 36.219 | 60.5291 | 0
| All | All Customers | 12 | Average Weekday | CAISO | 1-in-2 | 2027 | 18 | 303.382 | 310.5331 | 36.2192 | 58.4917 | 0
| All | All Customers | 12 | Average Weekday | CAISO | 1-in-2 | 2027 | 19 | 299.7014 | 303.9411 | 36.1956 | 56.1159 | 0
| All | All Customers | 12 | Average Weekday | CAISO | 1-in-2 | 2027 | 20 | 306.3393 | 375.9349 | 36.8839 | 54.4238 | 0
| All | All Customers | 12 | Average Weekday | CAISO | 1-in-2 | 2027 | 21 | 309.8394 | 315.2593 | 36.2614 | 53.0044 | 0
| All | All Customers | 12 | Average Weekday | CAISO | 1-in-2 | 2027 | 22 | 462.6539 | 482.048 | 36.3592 | 51.8265 | 0
| All | All Customers | 12 | Average Weekday | CAISO | 1-in-2 | 2027 | 23 | 452.5259 | 469.1107 | 36.3627 | 50.7988 | 0
| All | All Customers | 12 | Average Weekday | CAISO | 1-in-2 | 2027 | 24 | 465.6652 | 482.2528 | 36.3627 | 49.8287 | 0
| All | All Customers | 12 | Monthly System Peak Day | CAISO | 1-in-2 | 2027 | 1 | 415.4356 | 424.1712 | 36.355 | 49.2147 | 0
| All | All Customers | 12 | Monthly System Peak Day | CAISO | 1-in-2 | 2027 | 2 | 399.4346 | 407.041 | 36.3491 | 47.9016 | 0
| All | All Customers | 12 | Monthly System Peak Day | CAISO | 1-in-2 | 2027 | 3 | 491.8624 | 504.5741 | 36.3485 | 47.1938 | 0
| All | All Customers | 12 | Monthly System Peak Day | CAISO | 1-in-2 | 2027 | 4 | 607.0898 | 626.6044 | 36.3478 | 46.5665 | 0
| All | All Customers | 12 | Monthly System Peak Day | CAISO | 1-in-2 | 2027 | 5 | 601.3586 | 632.8366 | 36.3507 | 45.8599 | 0
| All | All Customers | 12 | Monthly System Peak Day | CAISO | 1-in-2 | 2027 | 6 | 603.1506 | 643.83 | 36.3556 | 45.4465 | 0
| All | All Customers | 12 | Monthly System Peak Day | CAISO | 1-in-2 | 2027 | 7 | 610.6815 | 627.9768 | 36.3621 | 45.1423 | 0
| All | All Customers | 12 | Monthly System Peak Day | CAISO | 1-in-2 | 2027 | 8 | 629.1339 | 645.7842 | 36.3704 | 44.9883 | 0
| All | All Customers | 12 | Monthly System Peak Day | CAISO | 1-in-2 | 2027 | 9 | 564.1328 | 591.4835 | 36.3792 | 45.8489 | 0
| All | All Customers | 12 | Monthly System Peak Day | CAISO | 1-in-2 | 2027 | 10 | 540.342 | 557.3842 | 36.3675 | 49.4513 | 0
| All | All Customers | 12 | Monthly System Peak Day | CAISO | 1-in-2 | 2027 | 11 | 525.7256 | 536.5574 | 36.3839 | 54.1221 | 0
| All | All Customers | 12 | Monthly System Peak Day | CAISO | 1-in-2 | 2027 | 12 | 513.5529 | 520.2149 | 36.4002 | 58.5978 | 0
| All | All Customers | 12 | Monthly System Peak Day | CAISO | 1-in-2 | 2027 | 13 | 434.3754 | 443.8413 | 36.4104 | 61.8794 | 0
| All | All Customers | 12 | Monthly System Peak Day | CAISO | 1-in-2 | 2027 | 14 | 401.4285 | 408.955 | 36.3986 | 63.6308 | 0
| All | All Customers | 12 | Monthly System Peak Day | CAISO | 1-in-2 | 2027 | 15 | 365.4151 | 371.6984 | 36.374 | 63.948 | 0
| All | All Customers | 12 | Monthly System Peak Day | CAISO | 1-in-2 | 2027 | 16 | 325.3278 | 326.7382 | 36.3548 | 63.832 | 0
| All | All Customers | 12 | Monthly System Peak Day | CAISO | 1-in-2 | 2027 | 17 | 311.917 | 320.3577 | 36.219 | 63.0613 | 0
| All | All Customers | 12 | Monthly System Peak Day | CAISO | 1-in-2 | 2027 | 18 | 303.382 | 310.5331 | 36.2192 | 60.6283 | 0
| All | All Customers | 12 | Monthly System Peak Day | CAISO | 1-in-2 | 2027 | 19 | 299.7014 | 303.9411 | 36.1956 | 58.2601 | 0
| All | All Customers | 12 | Monthly System Peak Day | CAISO | 1-in-2 | 2027 | 20 | 306.3393 | 375.9349 | 36.8839 | 56.4553 | 0
| All | All Customers | 12 | Monthly System Peak Day | CAISO | 1-in-2 | 2027 | 21 | 309.8394 | 315.2593 | 36.2614 | 54.8884 | 0
| All | All Customers | 12 | Monthly System Peak Day | CAISO | 1-in-2 | 2027 | 22 | 462.6539 | 482.048 | 36.3592 | 53.3672 | 0
| All | All Customers | 12 | Monthly System Peak Day | CAISO | 1-in-2 | 2027 | 23 | 452.5259 | 469.1107 | 36.3627 | 52.3209 | 0
| All | All Customers | 12 | Monthly System Peak Day | CAISO | 1-in-2 | 2027 | 24 | 465.6652 | 482.2528 | 36.3627 | 51.0106 | 0
| All | All Customers | 1 | Average Weekday | CAISO | 1-in-2 | 2028 | 1 | 412.1583 | 420.2135 | 36.3956 | 52.5585 | 0
| All | All Customers | 1 | Average Weekday | CAISO | 1-in-2 | 2028 | 2 | 399.8515 | 407.8717 | 36.3897 | 51.7219 | 0
| All | All Customers | 1 | Average Weekday | CAISO | 1-in-2 | 2028 | 3 | 497.2282 | 509.6182 | 36.3891 | 50.9709 | 0
| All | All Customers | 1 | Average Weekday | CAISO | 1-in-2 | 2028 | 4 | 609.9987 | 628.7879 | 36.3884 | 50.429 | 0
| All | All Customers | 1 | Average Weekday | CAISO | 1-in-2 | 2028 | 5 | 604.9987 | 635.7877 | 36.3913 | 49.694 | 0
| All | All Customers | 1 | Average Weekday | CAISO | 1-in-2 | 2028 | 6 | 614.451 | 653.8743 | 36.3961 | 49.15 | 0
| All | All Customers | 1 | Average Weekday | CAISO | 1-in-2 | 2028 | 7 | 629.6874 | 646.3253 | 36.4026 | 48.816 | 0
| All | All Customers | 1 | Average Weekday | CAISO | 1-in-2 | 2028 | 8 | 650.9723 | 666.8916 | 36.4109 | 48.6637 | 0
| All | All Customers | 1 | Average Weekday | CAISO | 1-in-2 | 2028 | 9 | 582.7059 | 608.3513 | 36.4198 | 49.2676 | 0
| All | All Customers | 1 | Average Weekday | CAISO | 1-in-2 | 2028 | 10 | 569.2961 | 584.0743 | 36.4082 | 52.3202 | 0
| All | All Customers | 1 | Average Weekday | CAISO | 1-in-2 | 2028 | 11 | 550.9337 | 560.6437 | 36.4245 | 56.4236 | 0
| All | All Customers | 1 | Average Weekday | CAISO | 1-in-2 | 2028 | 12 | 541.0024 | 547.7162 | 36.4408 | 60.1816 | 0
| All | All Customers | 1 | Average Weekday | CAISO | 1-in-2 | 2028 | 13 | 466.2966 | 475.7742 | 36.4511 | 63.1135 | 0
| All | All Customers | 1 | Average Weekday | CAISO | 1-in-2 | 2028 | 14 | 428.8506 | 435.8075 | 36.4392 | 65.0416 | 0
| All | All Customers | 1 | Average Weekday | CAISO | 1-in-2 | 2028 | 15 | 390.1819 | 395.8298 | 36.4146 | 66.2067 | 0
| All | All Customers | 1 | Average Weekday | CAISO | 1-in-2 | 2028 | 16 | 348.9123 | 350.1603 | 36.3954 | 66.6204 | 0
| All | All Customers | 1 | Average Weekday | CAISO | 1-in-2 | 2028 | 17 | 334.3241 | 342.6601 | 36.2611 | 66.0061 | 0
| All | All Customers | 1 | Average Weekday | CAISO | 1-in-2 | 2028 | 18 | 322.9078 | 330.1747 | 36.2613 | 64.2132 | 0
| All | All Customers | 1 | Average Weekday | CAISO | 1-in-2 | 2028 | 19 | 311.2932 | 315.5763 | 36.2374 | 61.3602 | 0
| All | All Customers | 1 | Average Weekday | CAISO | 1-in-2 | 2028 | 20 | 310.9811 | 380.0751 | 36.9228 | 59.2642 | 0
| All | All Customers | 1 | Average Weekday | CAISO | 1-in-2 | 2028 | 21 | 303.2132 | 308.4701 | 36.3032 | 57.7073 | 0
| All | All Customers | 1 | Average Weekday | CAISO | 1-in-2 | 2028 | 22 | 457.7962 | 477.3699 | 36.3995 | 56.3169 | 0
| All | All Customers | 1 | Average Weekday | CAISO | 1-in-2 | 2028 | 23 | 450.3992 | 467.0347 | 36.4032 | 55.0643 | 0
| All | All Customers | 1 | Average Weekday | CAISO | 1-in-2 | 2028 | 24 | 467.1236 | 482.9212 | 36.4033 | 53.9413 | 0
| All | All Customers | 1 | Monthly System Peak Day | CAISO | 1-in-2 | 2028 | 1 | 412.1583 | 420.2135 | 36.3956 | 48.4331 | 0
| All | All Customers | 1 | Monthly System Peak Day | CAISO | 1-in-2 | 2028 | 2 | 399.8515 | 407.8717 | 36.3897 | 47.4651 | 0
| All | All Customers | 1 | Monthly System Peak Day | CAISO | 1-in-2 | 2028 | 3 | 497.2282 | 509.6182 | 36.3891 | 46.472 | 0
| All | All Customers | 1 | Monthly System Peak Day | CAISO | 1-in-2 | 2028 | 4 | 609.9987 | 628.7879 | 36.3884 | 45.6671 | 0
| All | All Customers | 1 | Monthly System Peak Day | CAISO | 1-in-2 | 2028 | 5 | 604.9987 | 635.7877 | 36.3913 | 44.9347 | 0
| All | All Customers | 1 | Monthly System Peak Day | CAISO | 1-in-2 | 2028 | 6 | 614.451 | 653.8743 | 36.3961 | 44.4811 | 0
| All | All Customers | 1 | Monthly System Peak Day | CAISO | 1-in-2 | 2028 | 7 | 629.6874 | 646.3253 | 36.4026 | 44.1418 | 0
| All | All Customers | 1 | Monthly System Peak Day | CAISO | 1-in-2 | 2028 | 8 | 650.9723 | 666.8916 | 36.4109 | 44.0111 | 0
| All | All Customers | 1 | Monthly System Peak Day | CAISO | 1-in-2 | 2028 | 9 | 582.7059 | 608.3513 | 36.4198 | 44.8109 | 0
| All | All Customers | 1 | Monthly System Peak Day | CAISO | 1-in-2 | 2028 | 10 | 569.2961 | 584.0743 | 36.4082 | 47.3493 | 0
| All | All Customers | 1 | Monthly System Peak Day | CAISO | 1-in-2 | 2028 | 11 | 550.9337 | 560.6437 | 36.4245 | 50.6244 | 0
| All | All Customers | 1 | Monthly System Peak Day | CAISO | 1-in-2 | 2028 | 12 | 541.0024 | 547.7162 | 36.4408 | 53.2728 | 0
| All | All Customers | 1 | Monthly System Peak Day | CAISO | 1-in-2 | 2028 | 13 | 466.2966 | 475.7742 | 36.4511 | 54.596 | 0
| All | All Customers | 1 | Monthly System Peak Day | CAISO | 1-in-2 | 2028 | 14 | 428.8506 | 435.8075 | 36.4392 | 55.6405 | 0
| All | All Customers | 1 | Monthly System Peak Day | CAISO | 1-in-2 | 2028 | 15 | 390.1819 | 395.8298 | 36.4146 | 56.6145 | 0
| All | All Customers | 1 | Monthly System Peak Day | CAISO | 1-in-2 | 2028 | 16 | 348.9123 | 350.1603 | 36.3954 | 57.0187 | 0
| All | All Customers | 1 | Monthly System Peak Day | CAISO | 1-in-2 | 2028 | 17 | 334.3241 | 342.6601 | 36.2611 | 56.2411 | 0
| All | All Customers | 1 | Monthly System Peak Day | CAISO | 1-in-2 | 2028 | 18 | 322.9078 | 330.1747 | 36.2613 | 54.8652 | 0
| All | All Customers | 1 | Monthly System Peak Day | CAISO | 1-in-2 | 2028 | 19 | 311.2932 | 315.5763 | 36.2374 | 53.4358 | 0
| All | All Customers | 1 | Monthly System Peak Day | CAISO | 1-in-2 | 2028 | 20 | 310.9811 | 380.0751 | 36.9228 | 52.3091 | 0
| All | All Customers | 1 | Monthly System Peak Day | CAISO | 1-in-2 | 2028 | 21 | 303.2132 | 308.4701 | 36.3032 | 51.1744 | 0
| All | All Customers | 1 | Monthly System Peak Day | CAISO | 1-in-2 | 2028 | 22 | 457.7962 | 477.3699 | 36.3995 | 50.2242 | 0
| All | All Customers | 1 | Monthly System Peak Day | CAISO | 1-in-2 | 2028 | 23 | 450.3992 | 467.0347 | 36.4032 | 49.3411 | 0
| All | All Customers | 1 | Monthly System Peak Day | CAISO | 1-in-2 | 2028 | 24 | 467.1236 | 482.9212 | 36.4033 | 48.5108 | 0
| All | All Customers | 2 | Average Weekday | CAISO | 1-in-2 | 2028 | 1 | 386.1173 | 394.875 | 36.4368 | 53.378 | 0
| All | All Customers | 2 | Average Weekday | CAISO | 1-in-2 | 2028 | 2 | 372.2664 | 381.0146 | 36.4302 | 52.5097 | 0
| All | All Customers | 2 | Average Weekday | CAISO | 1-in-2 | 2028 | 3 | 463.6103 | 477.1249 | 36.4295 | 51.7071 | 0
| All | All Customers | 2 | Average Weekday | CAISO | 1-in-2 | 2028 | 4 | 571.4154 | 592.3083 | 36.4289 | 50.8946 | 0
| All | All Customers | 2 | Average Weekday | CAISO | 1-in-2 | 2028 | 5 | 570.6451 | 603.6722 | 36.4324 | 50.1843 | 0
| All | All Customers | 2 | Average Weekday | CAISO | 1-in-2 | 2028 | 6 | 583.179 | 624.4334 | 36.4383 | 49.5892 | 0
| All | All Customers | 2 | Average Weekday | CAISO | 1-in-2 | 2028 | 7 | 588.2743 | 605.6679 | 36.4455 | 49.1847 | 0
| All | All Customers | 2 | Average Weekday | CAISO | 1-in-2 | 2028 | 8 | 610.5524 | 626.7527 | 36.4538 | 49.0016 | 0
| All | All Customers | 2 | Average Weekday | CAISO | 1-in-2 | 2028 | 9 | 559.6029 | 585.2533 | 36.4627 | 50.3745 | 0
| All | All Customers | 2 | Average Weekday | CAISO | 1-in-2 | 2028 | 10 | 541.6724 | 555.9183 | 36.4493 | 53.9356 | 0
| All | All Customers | 2 | Average Weekday | CAISO | 1-in-2 | 2028 | 11 | 527.1548 | 537.0347 | 36.467 | 57.9538 | 0
| All | All Customers | 2 | Average Weekday | CAISO | 1-in-2 | 2028 | 12 | 516.6238 | 523.9216 | 36.4849 | 61.338 | 0
| All | All Customers | 2 | Average Weekday | CAISO | 1-in-2 | 2028 | 13 | 440.1004 | 450.3545 | 36.4963 | 63.8157 | 0
| All | All Customers | 2 | Average Weekday | CAISO | 1-in-2 | 2028 | 14 | 399.4085 | 406.8421 | 36.4834 | 65.3674 | 0
| All | All Customers | 2 | Average Weekday | CAISO | 1-in-2 | 2028 | 15 | 352.6727 | 359.9975 | 36.4568 | 66.1889 | 0
| All | All Customers | 2 | Average Weekday | CAISO | 1-in-2 | 2028 | 16 | 312.985 | 315.3308 | 36.4361 | 66.3555 | 0
| All | All Customers | 2 | Average Weekday | CAISO | 1-in-2 | 2028 | 17 | 287.9544 | 295.441 | 36.2747 | 65.8766 | 0
| All | All Customers | 2 | Average Weekday | CAISO | 1-in-2 | 2028 | 18 | 276.8878 | 283.3063 | 36.2756 | 64.5144 | 0
| All | All Customers | 2 | Average Weekday | CAISO | 1-in-2 | 2028 | 19 | 270.7058 | 275.4228 | 36.2377 | 62.0064 | 0
| All | All Customers | 2 | Average Weekday | CAISO | 1-in-2 | 2028 | 20 | 270.3166 | 337.2603 | 37.0231 | 59.7067 | 0
| All | All Customers | 2 | Average Weekday | CAISO | 1-in-2 | 2028 | 21 | 264.5855 | 269.9685 | 36.3186 | 58.0781 | 0
| All | All Customers | 2 | Average Weekday | CAISO | 1-in-2 | 2028 | 22 | 420.932 | 441.0485 | 36.4423 | 56.721 | 0
| All | All Customers | 2 | Average Weekday | CAISO | 1-in-2 | 2028 | 23 | 415.6433 | 432.9683 | 36.4461 | 55.5031 | 0
| All | All Customers | 2 | Average Weekday | CAISO | 1-in-2 | 2028 | 24 | 434.1877 | 451.0098 | 36.4454 | 54.4153 | 0
| All | All Customers | 2 | Monthly System Peak Day | CAISO | 1-in-2 | 2028 | 1 | 386.1173 | 394.875 | 36.4368 | 43.9558 | 0
| All | All Customers | 2 | Monthly System Peak Day | CAISO | 1-in-2 | 2028 | 2 | 372.2664 | 381.0146 | 36.4302 | 43.2858 | 0
| All | All Customers | 2 | Monthly System Peak Day | CAISO | 1-in-2 | 2028 | 3 | 463.6103 | 477.1249 | 36.4295 | 42.5517 | 0
| All | All Customers | 2 | Monthly System Peak Day | CAISO | 1-in-2 | 2028 | 4 | 571.4154 | 592.3083 | 36.4289 | 42.014 | 0
| All | All Customers | 2 | Monthly System Peak Day | CAISO | 1-in-2 | 2028 | 5 | 570.6451 | 603.6722 | 36.4324 | 41.1881 | 0
| All | All Customers | 2 | Monthly System Peak Day | CAISO | 1-in-2 | 2028 | 6 | 583.179 | 624.4334 | 36.4383 | 40.3987 | 0
| All | All Customers | 2 | Monthly System Peak Day | CAISO | 1-in-2 | 2028 | 7 | 588.2743 | 605.6679 | 36.4455 | 39.7456 | 0
| All | All Customers | 2 | Monthly System Peak Day | CAISO | 1-in-2 | 2028 | 8 | 610.5524 | 626.7527 | 36.4538 | 39.5259 | 0
| All | All Customers | 2 | Monthly System Peak Day | CAISO | 1-in-2 | 2028 | 9 | 559.6029 | 585.2533 | 36.4627 | 41.2022 | 0
| All | All Customers | 2 | Monthly System Peak Day | CAISO | 1-in-2 | 2028 | 10 | 541.6724 | 555.9183 | 36.4493 | 44.5748 | 0
| All | All Customers | 2 | Monthly System Peak Day | CAISO | 1-in-2 | 2028 | 11 | 527.1548 | 537.0347 | 36.467 | 47.9244 | 0
| All | All Customers | 2 | Monthly System Peak Day | CAISO | 1-in-2 | 2028 | 12 | 516.6238 | 523.9216 | 36.4849 | 51.0485 | 0
| All | All Customers | 2 | Monthly System Peak Day | CAISO | 1-in-2 | 2028 | 13 | 440.1004 | 450.3545 | 36.4963 | 53.4411 | 0
| All | All Customers | 2 | Monthly System Peak Day | CAISO | 1-in-2 | 2028 | 14 | 399.4085 | 406.8421 | 36.4834 | 55.1219 | 0
| All | All Customers | 2 | Monthly System Peak Day | CAISO | 1-in-2 | 2028 | 15 | 352.6727 | 359.9975 | 36.4568 | 56.2265 | 0
| All | All Customers | 2 | Monthly System Peak Day | CAISO | 1-in-2 | 2028 | 16 | 312.985 | 315.3308 | 36.4361 | 56.7816 | 0
| All | All Customers | 2 | Monthly System Peak Day | CAISO | 1-in-2 | 2028 | 17 | 287.9544 | 295.441 | 36.2747 | 56.6678 | 0
| All | All Customers | 2 | Monthly System Peak Day | CAISO | 1-in-2 | 2028 | 18 | 276.8878 | 283.3063 | 36.2756 | 55.6734 | 0
| All | All Customers | 2 | Monthly System Peak Day | CAISO | 1-in-2 | 2028 | 19 | 270.7058 | 275.4228 | 36.2377 | 53.572 | 0
| All | All Customers | 2 | Monthly System Peak Day | CAISO | 1-in-2 | 2028 | 20 | 270.3166 | 337.2603 | 37.0231 | 51.4564 | 0
| All | All Customers | 2 | Monthly System Peak Day | CAISO | 1-in-2 | 2028 | 21 | 264.5855 | 269.9685 | 36.3186 | 49.9584 | 0
| All | All Customers | 2 | Monthly System Peak Day | CAISO | 1-in-2 | 2028 | 22 | 420.932 | 441.0485 | 36.4423 | 48.589 | 0
| All | All Customers | 2 | Monthly System Peak Day | CAISO | 1-in-2 | 2028 | 23 | 415.6433 | 432.9683 | 36.4461 | 47.2978 | 0
| All | All Customers | 2 | Monthly System Peak Day | CAISO | 1-in-2 | 2028 | 24 | 434.1877 | 451.0098 | 36.4454 | 46.0474 | 0
| All | All Customers | 3 | Average Weekday | CAISO | 1-in-2 | 2028 | 1 | 417.6417 | 432.9705 | 36.5055 | 54.6159 | 0
| All | All Customers | 3 | Average Weekday | CAISO | 1-in-2 | 2028 | 2 | 403.8834 | 412.668 | 36.4564 | 53.6132 | 0
| All | All Customers | 3 | Average Weekday | CAISO | 1-in-2 | 2028 | 3 | 509.418 | 520.6956 | 36.4491 | 52.7015 | 0
| All | All Customers | 3 | Average Weekday | CAISO | 1-in-2 | 2028 | 4 | 619.403 | 635.853 | 36.4331 | 51.9312 | 0
| All | All Customers | 3 | Average Weekday | CAISO | 1-in-2 | 2028 | 5 | 601.2603 | 621.8768 | 36.4363 | 51.2105 | 0
| All | All Customers | 3 | Average Weekday | CAISO | 1-in-2 | 2028 | 6 | 615.5663 | 639.5906 | 36.4219 | 50.5552 | 0
| All | All Customers | 3 | Average Weekday | CAISO | 1-in-2 | 2028 | 7 | 628.8919 | 645.4696 | 36.4337 | 50.1343 | 0
| All | All Customers | 3 | Average Weekday | CAISO | 1-in-2 | 2028 | 8 | 647.0907 | 677.3339 | 36.5641 | 49.9393 | 0
| All | All Customers | 3 | Average Weekday | CAISO | 1-in-2 | 2028 | 9 | 589.9089 | 628.2151 | 36.6824 | 50.9886 | 0
| All | All Customers | 3 | Average Weekday | CAISO | 1-in-2 | 2028 | 10 | 575.3095 | 598.5276 | 36.5747 | 53.9236 | 0
| All | All Customers | 3 | Average Weekday | CAISO | 1-in-2 | 2028 | 11 | 550.4987 | 567.8912 | 36.6335 | 57.4191 | 0
| All | All Customers | 3 | Average Weekday | CAISO | 1-in-2 | 2028 | 12 | 542.5335 | 554.0714 | 36.692 | 60.6555 | 0
| All | All Customers | 3 | Average Weekday | CAISO | 1-in-2 | 2028 | 13 | 447.5975 | 456.8635 | 36.723 | 63.182 | 0
| All | All Customers | 3 | Average Weekday | CAISO | 1-in-2 | 2028 | 14 | 418.5382 | 424.9333 | 36.6771 | 64.9368 | 0
| All | All Customers | 3 | Average Weekday | CAISO | 1-in-2 | 2028 | 15 | 372.9239 | 378.2447 | 36.5832 | 66.1033 | 0
| All | All Customers | 3 | Average Weekday | CAISO | 1-in-2 | 2028 | 16 | 335.2261 | 337.3446 | 36.455 | 66.7592 | 0
| All | All Customers | 3 | Average Weekday | CAISO | 1-in-2 | 2028 | 17 | 322.2878 | 331.3911 | 36.2709 | 66.8476 | 0
| All | All Customers | 3 | Average Weekday | CAISO | 1-in-2 | 2028 | 18 | 308.8866 | 315.908 | 36.2841 | 66.0898 | 0
| All | All Customers | 3 | Average Weekday | CAISO | 1-in-2 | 2028 | 19 | 301.2635 | 306.1145 | 36.3573 | 64.4603 | 0
| All | All Customers | 3 | Average Weekday | CAISO | 1-in-2 | 2028 | 20 | 291.2234 | 295.2694 | 36.237 | 61.9857 | 0
| All | All Customers | 3 | Average Weekday | CAISO | 1-in-2 | 2028 | 21 | 277.1095 | 281.0645 | 36.2801 | 59.492 | 0
| All | All Customers | 3 | Average Weekday | CAISO | 1-in-2 | 2028 | 22 | 452.9429 | 475.8721 | 36.4567 | 57.88 | 0
| All | All Customers | 3 | Average Weekday | CAISO | 1-in-2 | 2028 | 23 | 452.3376 | 476.6342 | 36.5063 | 56.6198 | 0
| All | All Customers | 3 | Average Weekday | CAISO | 1-in-2 | 2028 | 24 | 478.2957 | 511.0366 | 36.5558 | 55.4976 | 0
| All | All Customers | 3 | Monthly System Peak Day | CAISO | 1-in-2 | 2028 | 1 | 417.6417 | 432.9705 | 36.5055 | 57.5592 | 0
| All | All Customers | 3 | Monthly System Peak Day | CAISO | 1-in-2 | 2028 | 2 | 403.8834 | 412.668 | 36.4564 | 56.3595 | 0
| All | All Customers | 3 | Monthly System Peak Day | CAISO | 1-in-2 | 2028 | 3 | 509.418 | 520.6956 | 36.4491 | 54.8393 | 0
| All | All Customers | 3 | Monthly System Peak Day | CAISO | 1-in-2 | 2028 | 4 | 619.403 | 635.853 | 36.4331 | 53.8418 | 0
| All | All Customers | 3 | Monthly System Peak Day | CAISO | 1-in-2 | 2028 | 5 | 601.2603 | 621.8768 | 36.4363 | 53.022 | 0
| All | All Customers | 3 | Monthly System Peak Day | CAISO | 1-in-2 | 2028 | 6 | 615.5663 | 639.5906 | 36.4219 | 52.0521 | 0
| All | All Customers | 3 | Monthly System Peak Day | CAISO | 1-in-2 | 2028 | 7 | 628.8919 | 645.4696 | 36.4337 | 51.5856 | 0
| All | All Customers | 3 | Monthly System Peak Day | CAISO | 1-in-2 | 2028 | 8 | 647.0907 | 677.3339 | 36.5641 | 50.8281 | 0
| All | All Customers | 3 | Monthly System Peak Day | CAISO | 1-in-2 | 2028 | 9 | 589.9089 | 628.2151 | 36.6824 | 51.1838 | 0
| All | All Customers | 3 | Monthly System Peak Day | CAISO | 1-in-2 | 2028 | 10 | 575.3095 | 598.5276 | 36.5747 | 54.2433 | 0
| All | All Customers | 3 | Monthly System Peak Day | CAISO | 1-in-2 | 2028 | 11 | 550.4987 | 567.8912 | 36.6335 | 58.9927 | 0
| All | All Customers | 3 | Monthly System Peak Day | CAISO | 1-in-2 | 2028 | 12 | 542.5335 | 554.0714 | 36.692 | 63.3587 | 0
| All | All Customers | 3 | Monthly System Peak Day | CAISO | 1-in-2 | 2028 | 13 | 447.5975 | 456.8635 | 36.723 | 66.4721 | 0
| All | All Customers | 3 | Monthly System Peak Day | CAISO | 1-in-2 | 2028 | 14 | 418.5382 | 424.9333 | 36.6771 | 68.0965 | 0
| All | All Customers | 3 | Monthly System Peak Day | CAISO | 1-in-2 | 2028 | 15 | 372.9239 | 378.2447 | 36.5832 | 69.2324 | 0
| All | All Customers | 3 | Monthly System Peak Day | CAISO | 1-in-2 | 2028 | 16 | 335.2261 | 337.3446 | 36.455 | 70.1774 | 0
| All | All Customers | 3 | Monthly System Peak Day | CAISO | 1-in-2 | 2028 | 17 | 322.2878 | 331.3911 | 36.2709 | 70.5862 | 0
| All | All Customers | 3 | Monthly System Peak Day | CAISO | 1-in-2 | 2028 | 18 | 308.8866 | 315.908 | 36.2841 | 70.0236 | 0
| All | All Customers | 3 | Monthly System Peak Day | CAISO | 1-in-2 | 2028 | 19 | 301.2635 | 306.1145 | 36.3573 | 68.3629 | 0
| All | All Customers | 3 | Monthly System Peak Day | CAISO | 1-in-2 | 2028 | 20 | 291.2234 | 295.2694 | 36.237 | 65.279 | 0
| All | All Customers | 3 | Monthly System Peak Day | CAISO | 1-in-2 | 2028 | 21 | 277.1095 | 281.0645 | 36.2801 | 62.3627 | 0
| All | All Customers | 3 | Monthly System Peak Day | CAISO | 1-in-2 | 2028 | 22 | 452.9429 | 475.8721 | 36.4567 | 60.5716 | 0
| All | All Customers | 3 | Monthly System Peak Day | CAISO | 1-in-2 | 2028 | 23 | 452.3376 | 476.6342 | 36.5063 | 59.1525 | 0
| All | All Customers | 3 | Monthly System Peak Day | CAISO | 1-in-2 | 2028 | 24 | 478.2957 | 511.0366 | 36.5558 | 57.761 | 0
| All | All Customers | 4 | Average Weekday | CAISO | 1-in-2 | 2028 | 1 | 387.0603 | 401.4703 | 36.5078 | 57.1484 | 0
| All | All Customers | 4 | Average Weekday | CAISO | 1-in-2 | 2028 | 2 | 374.502 | 383.8396 | 36.4591 | 56.3024 | 0
| All | All Customers | 4 | Average Weekday | CAISO | 1-in-2 | 2028 | 3 | 475.6752 | 487.4034 | 36.4518 | 55.5058 | 0
| All | All Customers | 4 | Average Weekday | CAISO | 1-in-2 | 2028 | 4 | 577.5047 | 593.6724 | 36.4359 | 54.8392 | 0
| All | All Customers | 4 | Average Weekday | CAISO | 1-in-2 | 2028 | 5 | 552.0876 | 571.5099 | 36.4392 | 54.2634 | 0
| All | All Customers | 4 | Average Weekday | CAISO | 1-in-2 | 2028 | 6 | 566.8982 | 590.0129 | 36.425 | 53.8194 | 0
| All | All Customers | 4 | Average Weekday | CAISO | 1-in-2 | 2028 | 7 | 580.9966 | 598.1204 | 36.4369 | 53.4151 | 0
| All | All Customers | 4 | Average Weekday | CAISO | 1-in-2 | 2028 | 8 | 598.5624 | 626.8971 | 36.5664 | 53.3156 | 0
| All | All Customers | 4 | Average Weekday | CAISO | 1-in-2 | 2028 | 9 | 532.7401 | 570.0795 | 36.6837 | 54.8243 | 0
| All | All Customers | 4 | Average Weekday | CAISO | 1-in-2 | 2028 | 10 | 517.9435 | 541.5286 | 36.5763 | 57.5562 | 0
| All | All Customers | 4 | Average Weekday | CAISO | 1-in-2 | 2028 | 11 | 501.9966 | 517.8574 | 36.6346 | 60.5081 | 0
| All | All Customers | 4 | Average Weekday | CAISO | 1-in-2 | 2028 | 12 | 494.3385 | 505.8773 | 36.6926 | 63.3646 | 0
| All | All Customers | 4 | Average Weekday | CAISO | 1-in-2 | 2028 | 13 | 409.9628 | 419.1825 | 36.7232 | 65.7088 | 0
| All | All Customers | 4 | Average Weekday | CAISO | 1-in-2 | 2028 | 14 | 377.4901 | 383.9055 | 36.6775 | 67.5171 | 0
| All | All Customers | 4 | Average Weekday | CAISO | 1-in-2 | 2028 | 15 | 329.9945 | 335.5052 | 36.5843 | 68.8034 | 0
| All | All Customers | 4 | Average Weekday | CAISO | 1-in-2 | 2028 | 16 | 289.5641 | 291.7571 | 36.4574 | 69.3976 | 0
| All | All Customers | 4 | Average Weekday | CAISO | 1-in-2 | 2028 | 17 | 269.4778 | 277.6509 | 36.2738 | 69.5059 | 0
| All | All Customers | 4 | Average Weekday | CAISO | 1-in-2 | 2028 | 18 | 251.8054 | 258.1759 | 36.2866 | 68.8624 | 0
| All | All Customers | 4 | Average Weekday | CAISO | 1-in-2 | 2028 | 19 | 237.4572 | 242.2733 | 36.357 | 67.5336 | 0
| All | All Customers | 4 | Average Weekday | CAISO | 1-in-2 | 2028 | 20 | 229.6691 | 233.7892 | 36.2371 | 65.2396 | 0
| All | All Customers | 4 | Average Weekday | CAISO | 1-in-2 | 2028 | 21 | 237.4858 | 241.6119 | 36.2845 | 62.2996 | 0
| All | All Customers | 4 | Average Weekday | CAISO | 1-in-2 | 2028 | 22 | 413.465 | 436.1491 | 36.4594 | 60.2287 | 0
| All | All Customers | 4 | Average Weekday | CAISO | 1-in-2 | 2028 | 23 | 416.5294 | 440.5154 | 36.5091 | 58.8624 | 0
| All | All Customers | 4 | Average Weekday | CAISO | 1-in-2 | 2028 | 24 | 444.2528 | 476.4061 | 36.5579 | 57.8285 | 0
| All | All Customers | 4 | Monthly System Peak Day | CAISO | 1-in-2 | 2028 | 1 | 387.0603 | 401.4703 | 36.5078 | 62.4696 | 0
| All | All Customers | 4 | Monthly System Peak Day | CAISO | 1-in-2 | 2028 | 2 | 374.502 | 383.8396 | 36.4591 | 61.1553 | 0
| All | All Customers | 4 | Monthly System Peak Day | CAISO | 1-in-2 | 2028 | 3 | 475.6752 | 487.4034 | 36.4518 | 60.252 | 0
| All | All Customers | 4 | Monthly System Peak Day | CAISO | 1-in-2 | 2028 | 4 | 577.5047 | 593.6724 | 36.4359 | 59.4213 | 0
| All | All Customers | 4 | Monthly System Peak Day | CAISO | 1-in-2 | 2028 | 5 | 552.0876 | 571.5099 | 36.4392 | 58.3702 | 0
| All | All Customers | 4 | Monthly System Peak Day | CAISO | 1-in-2 | 2028 | 6 | 566.8982 | 590.0129 | 36.425 | 57.5942 | 0
| All | All Customers | 4 | Monthly System Peak Day | CAISO | 1-in-2 | 2028 | 7 | 580.9966 | 598.1204 | 36.4369 | 56.929 | 0
| All | All Customers | 4 | Monthly System Peak Day | CAISO | 1-in-2 | 2028 | 8 | 598.5624 | 626.8971 | 36.5664 | 56.7557 | 0
| All | All Customers | 4 | Monthly System Peak Day | CAISO | 1-in-2 | 2028 | 9 | 532.7401 | 570.0795 | 36.6837 | 58.4183 | 0
| All | All Customers | 4 | Monthly System Peak Day | CAISO | 1-in-2 | 2028 | 10 | 517.9435 | 541.5286 | 36.5763 | 62.5047 | 0
| All | All Customers | 4 | Monthly System Peak Day | CAISO | 1-in-2 | 2028 | 11 | 501.9966 | 517.8574 | 36.6346 | 67.6095 | 0
| All | All Customers | 4 | Monthly System Peak Day | CAISO | 1-in-2 | 2028 | 12 | 494.3385 | 505.8773 | 36.6926 | 72.4801 | 0
| All | All Customers | 4 | Monthly System Peak Day | CAISO | 1-in-2 | 2028 | 13 | 409.9628 | 419.1825 | 36.7232 | 76.4282 | 0
| All | All Customers | 4 | Monthly System Peak Day | CAISO | 1-in-2 | 2028 | 14 | 377.4901 | 383.9055 | 36.6775 | 79.252 | 0
| All | All Customers | 4 | Monthly System Peak Day | CAISO | 1-in-2 | 2028 | 15 | 329.9945 | 335.5052 | 36.5843 | 81.0889 | 0
| All | All Customers | 4 | Monthly System Peak Day | CAISO | 1-in-2 | 2028 | 16 | 289.5641 | 291.7571 | 36.4574 | 81.5348 | 0
| All | All Customers | 4 | Monthly System Peak Day | CAISO | 1-in-2 | 2028 | 17 | 269.4778 | 277.6509 | 36.2738 | 81.1554 | 0
| All | All Customers | 4 | Monthly System Peak Day | CAISO | 1-in-2 | 2028 | 18 | 251.8054 | 258.1759 | 36.2866 | 80.3455 | 0
| All | All Customers | 4 | Monthly System Peak Day | CAISO | 1-in-2 | 2028 | 19 | 237.4572 | 242.2733 | 36.357 | 79.2417 | 0
| All | All Customers | 4 | Monthly System Peak Day | CAISO | 1-in-2 | 2028 | 20 | 229.6691 | 233.7892 | 36.2371 | 76.6272 | 0
| All | All Customers | 4 | Monthly System Peak Day | CAISO | 1-in-2 | 2028 | 21 | 237.4858 | 241.6119 | 36.2845 | 72.2794 | 0
| All | All Customers | 4 | Monthly System Peak Day | CAISO | 1-in-2 | 2028 | 22 | 413.465 | 436.1491 | 36.4594 | 68.3535 | 0
| All | All Customers | 4 | Monthly System Peak Day | CAISO | 1-in-2 | 2028 | 23 | 416.5294 | 440.5154 | 36.5091 | 65.4784 | 0
| All | All Customers | 4 | Monthly System Peak Day | CAISO | 1-in-2 | 2028 | 24 | 444.2528 | 476.4061 | 36.5579 | 63.5581 | 0
| All | All Customers | 5 | Average Weekday | CAISO | 1-in-2 | 2028 | 1 | 394.9342 | 409.4969 | 36.5232 | 60.1457 | 0
| All | All Customers | 5 | Average Weekday | CAISO | 1-in-2 | 2028 | 2 | 383.1249 | 391.3121 | 36.4744 | 59.5142 | 0
| All | All Customers | 5 | Average Weekday | CAISO | 1-in-2 | 2028 | 3 | 487.6093 | 499.6006 | 36.4672 | 58.9581 | 0
| All | All Customers | 5 | Average Weekday | CAISO | 1-in-2 | 2028 | 4 | 591.1133 | 608.02 | 36.4514 | 58.4379 | 0
| All | All Customers | 5 | Average Weekday | CAISO | 1-in-2 | 2028 | 5 | 569.738 | 589.8214 | 36.4547 | 58.0047 | 0
| All | All Customers | 5 | Average Weekday | CAISO | 1-in-2 | 2028 | 6 | 579.0408 | 603.5845 | 36.4409 | 57.5861 | 0
| All | All Customers | 5 | Average Weekday | CAISO | 1-in-2 | 2028 | 7 | 585.2954 | 602.1526 | 36.4531 | 57.2101 | 0
| All | All Customers | 5 | Average Weekday | CAISO | 1-in-2 | 2028 | 8 | 611.0389 | 641.8176 | 36.5823 | 57.5194 | 0
| All | All Customers | 5 | Average Weekday | CAISO | 1-in-2 | 2028 | 9 | 541.1573 | 576.6179 | 36.6988 | 59.1608 | 0
| All | All Customers | 5 | Average Weekday | CAISO | 1-in-2 | 2028 | 10 | 531.1432 | 554.6536 | 36.5911 | 61.3829 | 0
| All | All Customers | 5 | Average Weekday | CAISO | 1-in-2 | 2028 | 11 | 516.1489 | 532.3775 | 36.6492 | 63.9673 | 0
| All | All Customers | 5 | Average Weekday | CAISO | 1-in-2 | 2028 | 12 | 504.0048 | 515.3076 | 36.7069 | 66.3945 | 0
| All | All Customers | 5 | Average Weekday | CAISO | 1-in-2 | 2028 | 13 | 419.0874 | 428.6491 | 36.7371 | 68.5273 | 0
| All | All Customers | 5 | Average Weekday | CAISO | 1-in-2 | 2028 | 14 | 392.8442 | 399.3325 | 36.6912 | 70.1991 | 0
| All | All Customers | 5 | Average Weekday | CAISO | 1-in-2 | 2028 | 15 | 350.6765 | 356.1288 | 36.5983 | 71.3669 | 0
| All | All Customers | 5 | Average Weekday | CAISO | 1-in-2 | 2028 | 16 | 303.7336 | 305.8641 | 36.4724 | 71.9443 | 0
| All | All Customers | 5 | Average Weekday | CAISO | 1-in-2 | 2028 | 17 | 276.7926 | 285.7191 | 36.2804 | 71.9069 | 0
| All | All Customers | 5 | Average Weekday | CAISO | 1-in-2 | 2028 | 18 | 263.041 | 269.8358 | 36.2929 | 71.2705 | 0
| All | All Customers | 5 | Average Weekday | CAISO | 1-in-2 | 2028 | 19 | 252.2561 | 257.4769 | 36.3531 | 69.9176 | 0
| All | All Customers | 5 | Average Weekday | CAISO | 1-in-2 | 2028 | 20 | 241.7612 | 246.1394 | 36.2371 | 67.825 | 0
| All | All Customers | 5 | Average Weekday | CAISO | 1-in-2 | 2028 | 21 | 252.8379 | 257.1828 | 36.2909 | 65.1177 | 0
| All | All Customers | 5 | Average Weekday | CAISO | 1-in-2 | 2028 | 22 | 425.557 | 448.78 | 36.4757 | 62.9378 | 0
| All | All Customers | 5 | Average Weekday | CAISO | 1-in-2 | 2028 | 23 | 434.9725 | 459.7003 | 36.5254 | 61.6894 | 0
| All | All Customers | 5 | Average Weekday | CAISO | 1-in-2 | 2028 | 24 | 460.0588 | 492.8324 | 36.5736 | 60.763 | 0
| All | All Customers | 5 | Monthly System Peak Day | CAISO | 1-in-2 | 2028 | 1 | 394.9342 | 409.4969 | 36.5232 | 66.0352 | 0
| All | All Customers | 5 | Monthly System Peak Day | CAISO | 1-in-2 | 2028 | 2 | 383.1249 | 391.3121 | 36.4744 | 64.5273 | 0
| All | All Customers | 5 | Monthly System Peak Day | CAISO | 1-in-2 | 2028 | 3 | 487.6093 | 499.6006 | 36.4672 | 63.187 | 0
| All | All Customers | 5 | Monthly System Peak Day | CAISO | 1-in-2 | 2028 | 4 | 591.1133 | 608.02 | 36.4514 | 61.7426 | 0
| All | All Customers | 5 | Monthly System Peak Day | CAISO | 1-in-2 | 2028 | 5 | 569.738 | 589.8214 | 36.4547 | 60.4309 | 0
| All | All Customers | 5 | Monthly System Peak Day | CAISO | 1-in-2 | 2028 | 6 | 579.0408 | 603.5845 | 36.4409 | 59.7787 | 0
| All | All Customers | 5 | Monthly System Peak Day | CAISO | 1-in-2 | 2028 | 7 | 585.2954 | 602.1526 | 36.4531 | 59.5271 | 0
| All | All Customers | 5 | Monthly System Peak Day | CAISO | 1-in-2 | 2028 | 8 | 611.0389 | 641.8176 | 36.5823 | 59.9304 | 0
| All | All Customers | 5 | Monthly System Peak Day | CAISO | 1-in-2 | 2028 | 9 | 541.1573 | 576.6179 | 36.6988 | 62.3035 | 0
| All | All Customers | 5 | Monthly System Peak Day | CAISO | 1-in-2 | 2028 | 10 | 531.1432 | 554.6536 | 36.5911 | 66.9258 | 0
| All | All Customers | 5 | Monthly System Peak Day | CAISO | 1-in-2 | 2028 | 11 | 516.1489 | 532.3775 | 36.6492 | 72.2923 | 0
| All | All Customers | 5 | Monthly System Peak Day | CAISO | 1-in-2 | 2028 | 12 | 504.0048 | 515.3076 | 36.7069 | 76.8891 | 0
| All | All Customers | 5 | Monthly System Peak Day | CAISO | 1-in-2 | 2028 | 13 | 419.0874 | 428.6491 | 36.7371 | 80.0617 | 0
| All | All Customers | 5 | Monthly System Peak Day | CAISO | 1-in-2 | 2028 | 14 | 392.8442 | 399.3325 | 36.6912 | 82.0963 | 0
| All | All Customers | 5 | Monthly System Peak Day | CAISO | 1-in-2 | 2028 | 15 | 350.6765 | 356.1288 | 36.5983 | 83.2494 | 0
| All | All Customers | 5 | Monthly System Peak Day | CAISO | 1-in-2 | 2028 | 16 | 303.7336 | 305.8641 | 36.4724 | 83.9157 | 0
| All | All Customers | 5 | Monthly System Peak Day | CAISO | 1-in-2 | 2028 | 17 | 276.7926 | 285.7191 | 36.2804 | 83.7217 | 0
| All | All Customers | 5 | Monthly System Peak Day | CAISO | 1-in-2 | 2028 | 18 | 263.041 | 269.8358 | 36.2929 | 82.1785 | 0
| All | All Customers | 5 | Monthly System Peak Day | CAISO | 1-in-2 | 2028 | 19 | 252.2561 | 257.4769 | 36.3531 | 79.7652 | 0
| All | All Customers | 5 | Monthly System Peak Day | CAISO | 1-in-2 | 2028 | 20 | 241.7612 | 246.1394 | 36.2371 | 76.7701 | 0
| All | All Customers | 5 | Monthly System Peak Day | CAISO | 1-in-2 | 2028 | 21 | 252.8379 | 257.1828 | 36.2909 | 72.5823 | 0
| All | All Customers | 5 | Monthly System Peak Day | CAISO | 1-in-2 | 2028 | 22 | 425.557 | 448.78 | 36.4757 | 69.1974 | 0
| All | All Customers | 5 | Monthly System Peak Day | CAISO | 1-in-2 | 2028 | 23 | 434.9725 | 459.7003 | 36.5254 | 67.3572 | 0
| All | All Customers | 5 | Monthly System Peak Day | CAISO | 1-in-2 | 2028 | 24 | 460.0588 | 492.8324 | 36.5736 | 65.3978 | 0
| All | All Customers | 6 | Average Weekday | CAISO | 1-in-2 | 2028 | 1 | 381.8474 | 411.1305 | 37.9837 | 63.3347 | 0
| All | All Customers | 6 | Average Weekday | CAISO | 1-in-2 | 2028 | 2 | 369.9585 | 395.6842 | 37.9535 | 62.4336 | 0
| All | All Customers | 6 | Average Weekday | CAISO | 1-in-2 | 2028 | 3 | 464.9955 | 502.8527 | 37.9468 | 61.6495 | 0
| All | All Customers | 6 | Average Weekday | CAISO | 1-in-2 | 2028 | 4 | 561.7988 | 610.1129 | 37.9404 | 60.9868 | 0
| All | All Customers | 6 | Average Weekday | CAISO | 1-in-2 | 2028 | 5 | 540.0057 | 595.5256 | 37.9522 | 60.4527 | 0
| All | All Customers | 6 | Average Weekday | CAISO | 1-in-2 | 2028 | 6 | 563.9903 | 627.0662 | 37.9729 | 59.9373 | 0
| All | All Customers | 6 | Average Weekday | CAISO | 1-in-2 | 2028 | 7 | 577.5589 | 621.2816 | 38.126 | 59.5165 | 0
| All | All Customers | 6 | Average Weekday | CAISO | 1-in-2 | 2028 | 8 | 596.9341 | 638.611 | 38.0018 | 60.1751 | 0
| All | All Customers | 6 | Average Weekday | CAISO | 1-in-2 | 2028 | 9 | 551.8593 | 567.9279 | 38.0483 | 62.3426 | 0
| All | All Customers | 6 | Average Weekday | CAISO | 1-in-2 | 2028 | 10 | 538.2178 | 547.8996 | 38.1007 | 65.1843 | 0
| All | All Customers | 6 | Average Weekday | CAISO | 1-in-2 | 2028 | 11 | 515.5327 | 521.0861 | 38.1556 | 68.3037 | 0
| All | All Customers | 6 | Average Weekday | CAISO | 1-in-2 | 2028 | 12 | 506.2089 | 518.7153 | 38.1787 | 71.3783 | 0
| All | All Customers | 6 | Average Weekday | CAISO | 1-in-2 | 2028 | 13 | 421.9601 | 447.6448 | 38.238 | 73.8767 | 0
| All | All Customers | 6 | Average Weekday | CAISO | 1-in-2 | 2028 | 14 | 392.6917 | 412.5608 | 38.1969 | 75.8974 | 0
| All | All Customers | 6 | Average Weekday | CAISO | 1-in-2 | 2028 | 15 | 340.7327 | 357.856 | 38.2346 | 77.3669 | 0
| All | All Customers | 6 | Average Weekday | CAISO | 1-in-2 | 2028 | 16 | 298.5098 | 310.9074 | 38.3075 | 78.0876 | 0
| All | All Customers | 6 | Average Weekday | CAISO | 1-in-2 | 2028 | 17 | 276.3468 | 281.7082 | 38.1567 | 78.2813 | 0
| All | All Customers | 6 | Average Weekday | CAISO | 1-in-2 | 2028 | 18 | 254.5684 | 264.8163 | 38.1532 | 77.522 | 0
| All | All Customers | 6 | Average Weekday | CAISO | 1-in-2 | 2028 | 19 | 238.9368 | 264.5172 | 58.5974 | 76.0725 | 0
| All | All Customers | 6 | Average Weekday | CAISO | 1-in-2 | 2028 | 20 | 225.0138 | 251.1771 | 36.983 | 73.9133 | 0
| All | All Customers | 6 | Average Weekday | CAISO | 1-in-2 | 2028 | 21 | 241.9507 | 255.8823 | 38.1026 | 70.9037 | 0
| All | All Customers | 6 | Average Weekday | CAISO | 1-in-2 | 2028 | 22 | 400.1045 | 452.0282 | 37.8134 | 67.7811 | 0
| All | All Customers | 6 | Average Weekday | CAISO | 1-in-2 | 2028 | 23 | 428.0386 | 474.5487 | 37.9194 | 65.9071 | 0
| All | All Customers | 6 | Average Weekday | CAISO | 1-in-2 | 2028 | 24 | 454.6844 | 502.0025 | 37.974 | 64.6 | 0
| All | All Customers | 6 | Monthly System Peak Day | CAISO | 1-in-2 | 2028 | 1 | 381.8474 | 410.55 | 36.5078 | 65.1783 | 0
| All | All Customers | 6 | Monthly System Peak Day | CAISO | 1-in-2 | 2028 | 2 | 369.9585 | 390.8047 | 36.5106 | 64.4133 | 0
| All | All Customers | 6 | Monthly System Peak Day | CAISO | 1-in-2 | 2028 | 3 | 464.9955 | 491.993 | 36.5115 | 63.6826 | 0
| All | All Customers | 6 | Monthly System Peak Day | CAISO | 1-in-2 | 2028 | 4 | 561.7988 | 590.3453 | 36.5121 | 62.8256 | 0
| All | All Customers | 6 | Monthly System Peak Day | CAISO | 1-in-2 | 2028 | 5 | 540.0057 | 580.2181 | 36.5068 | 61.9409 | 0
| All | All Customers | 6 | Monthly System Peak Day | CAISO | 1-in-2 | 2028 | 6 | 563.9903 | 610.2986 | 36.497 | 60.9706 | 0
| All | All Customers | 6 | Monthly System Peak Day | CAISO | 1-in-2 | 2028 | 7 | 577.5589 | 602.7451 | 36.4647 | 60.3787 | 0
| All | All Customers | 6 | Monthly System Peak Day | CAISO | 1-in-2 | 2028 | 8 | 596.9341 | 626.4646 | 36.518 | 61.0965 | 0
| All | All Customers | 6 | Monthly System Peak Day | CAISO | 1-in-2 | 2028 | 9 | 551.8593 | 572.4264 | 36.5392 | 64.0267 | 0
| All | All Customers | 6 | Monthly System Peak Day | CAISO | 1-in-2 | 2028 | 10 | 538.2178 | 552.3972 | 36.5235 | 67.4385 | 0
| All | All Customers | 6 | Monthly System Peak Day | CAISO | 1-in-2 | 2028 | 11 | 515.5327 | 527.9935 | 36.5525 | 70.8542 | 0
| All | All Customers | 6 | Monthly System Peak Day | CAISO | 1-in-2 | 2028 | 12 | 506.2089 | 520.8088 | 36.5847 | 74.4808 | 0
| All | All Customers | 6 | Monthly System Peak Day | CAISO | 1-in-2 | 2028 | 13 | 421.9601 | 441.4014 | 36.5958 | 77.8479 | 0
| All | All Customers | 6 | Monthly System Peak Day | CAISO | 1-in-2 | 2028 | 14 | 392.6917 | 409.064 | 36.5667 | 80.5575 | 0
| All | All Customers | 6 | Monthly System Peak Day | CAISO | 1-in-2 | 2028 | 15 | 340.7327 | 355.2308 | 36.501 | 82.9364 | 0
| All | All Customers | 6 | Monthly System Peak Day | CAISO | 1-in-2 | 2028 | 16 | 298.5098 | 301.5092 | 36.4495 | 83.8572 | 0
| All | All Customers | 6 | Monthly System Peak Day | CAISO | 1-in-2 | 2028 | 17 | 276.3468 | 285.6032 | 36.7354 | 83.7264 | 0
| All | All Customers | 6 | Monthly System Peak Day | CAISO | 1-in-2 | 2028 | 18 | 254.5684 | 269.5313 | 36.7569 | 82.8692 | 0
| All | All Customers | 6 | Monthly System Peak Day | CAISO | 1-in-2 | 2028 | 19 | 238.9368 | 261.8773 | 39.2945 | 81.209 | 0
| All | All Customers | 6 | Monthly System Peak Day | CAISO | 1-in-2 | 2028 | 20 | 225.0138 | 244.5878 | 36.7083 | 78.5744 | 0
| All | All Customers | 6 | Monthly System Peak Day | CAISO | 1-in-2 | 2028 | 21 | 241.9507 | 257.9229 | 36.9757 | 74.7466 | 0
| All | All Customers | 6 | Monthly System Peak Day | CAISO | 1-in-2 | 2028 | 22 | 400.1045 | 433.6487 | 36.5751 | 70.611 | 0
| All | All Customers | 6 | Monthly System Peak Day | CAISO | 1-in-2 | 2028 | 23 | 428.0386 | 462.0495 | 36.5372 | 68.0692 | 0
| All | All Customers | 6 | Monthly System Peak Day | CAISO | 1-in-2 | 2028 | 24 | 454.6844 | 496.2829 | 36.5193 | 66.6308 | 0
| All | All Customers | 7 | Average Weekday | CAISO | 1-in-2 | 2028 | 1 | 382.8349 | 410.3557 | 39.2508 | 68.1243 | 0
| All | All Customers | 7 | Average Weekday | CAISO | 1-in-2 | 2028 | 2 | 381.2754 | 400.1228 | 39.2464 | 67.4089 | 0
| All | All Customers | 7 | Average Weekday | CAISO | 1-in-2 | 2028 | 3 | 467.9026 | 493.7056 | 39.2452 | 66.7668 | 0
| All | All Customers | 7 | Average Weekday | CAISO | 1-in-2 | 2028 | 4 | 565.5244 | 595.3509 | 39.243 | 66.2032 | 0
| All | All Customers | 7 | Average Weekday | CAISO | 1-in-2 | 2028 | 5 | 547.035 | 587.5507 | 39.2405 | 65.7063 | 0
| All | All Customers | 7 | Average Weekday | CAISO | 1-in-2 | 2028 | 6 | 555.6011 | 599.9048 | 39.2341 | 65.2472 | 0
| All | All Customers | 7 | Average Weekday | CAISO | 1-in-2 | 2028 | 7 | 561.3419 | 583.531 | 39.2342 | 64.9139 | 0
| All | All Customers | 7 | Average Weekday | CAISO | 1-in-2 | 2028 | 8 | 578.1345 | 607.6144 | 39.2651 | 65.3722 | 0
| All | All Customers | 7 | Average Weekday | CAISO | 1-in-2 | 2028 | 9 | 522.6069 | 542.626 | 39.298 | 67.4307 | 0
| All | All Customers | 7 | Average Weekday | CAISO | 1-in-2 | 2028 | 10 | 511.2955 | 524.2328 | 39.297 | 70.1693 | 0
| All | All Customers | 7 | Average Weekday | CAISO | 1-in-2 | 2028 | 11 | 493.8982 | 505.8134 | 39.3323 | 73.2355 | 0
| All | All Customers | 7 | Average Weekday | CAISO | 1-in-2 | 2028 | 12 | 485.9606 | 501.0417 | 39.3666 | 76.3415 | 0
| All | All Customers | 7 | Average Weekday | CAISO | 1-in-2 | 2028 | 13 | 400.347 | 418.136 | 39.3822 | 78.8269 | 0
| All | All Customers | 7 | Average Weekday | CAISO | 1-in-2 | 2028 | 14 | 374.5819 | 389.9624 | 39.3509 | 80.7152 | 0
| All | All Customers | 7 | Average Weekday | CAISO | 1-in-2 | 2028 | 15 | 328.6284 | 342.7595 | 39.2922 | 82.0515 | 0
| All | All Customers | 7 | Average Weekday | CAISO | 1-in-2 | 2028 | 16 | 281.43 | 282.3156 | 39.2498 | 82.5892 | 0
| All | All Customers | 7 | Average Weekday | CAISO | 1-in-2 | 2028 | 17 | 263.0977 | 271.0424 | 39.6533 | 82.6471 | 0
| All | All Customers | 7 | Average Weekday | CAISO | 1-in-2 | 2028 | 18 | 249.5913 | 261.874 | 39.6759 | 81.8483 | 0
| All | All Customers | 7 | Average Weekday | CAISO | 1-in-2 | 2028 | 19 | 235.7761 | 257.1234 | 40.2814 | 80.2734 | 0
| All | All Customers | 7 | Average Weekday | CAISO | 1-in-2 | 2028 | 20 | 230.0918 | 245.434 | 39.2143 | 78.0883 | 0
| All | All Customers | 7 | Average Weekday | CAISO | 1-in-2 | 2028 | 21 | 250.8429 | 263.1892 | 39.6851 | 75.1032 | 0
| All | All Customers | 7 | Average Weekday | CAISO | 1-in-2 | 2028 | 22 | 408.3406 | 443.8104 | 39.2254 | 71.9933 | 0
| All | All Customers | 7 | Average Weekday | CAISO | 1-in-2 | 2028 | 23 | 427.3847 | 457.8413 | 39.2376 | 70.1118 | 0
| All | All Customers | 7 | Average Weekday | CAISO | 1-in-2 | 2028 | 24 | 449.6429 | 488.7181 | 39.2538 | 68.9207 | 0
| All | All Customers | 7 | Monthly System Peak Day | CAISO | 1-in-2 | 2028 | 1 | 382.8349 | 375.1411 | 39.2633 | 72.9888 | 0
| All | All Customers | 7 | Monthly System Peak Day | CAISO | 1-in-2 | 2028 | 2 | 381.2754 | 354.2575 | 39.2481 | 71.9767 | 0
| All | All Customers | 7 | Monthly System Peak Day | CAISO | 1-in-2 | 2028 | 3 | 467.9026 | 418.2065 | 39.2465 | 71.1561 | 0
| All | All Customers | 7 | Monthly System Peak Day | CAISO | 1-in-2 | 2028 | 4 | 565.5244 | 491.1595 | 39.2432 | 70.4084 | 0
| All | All Customers | 7 | Monthly System Peak Day | CAISO | 1-in-2 | 2028 | 5 | 547.035 | 490.0658 | 39.2513 | 69.7948 | 0
| All | All Customers | 7 | Monthly System Peak Day | CAISO | 1-in-2 | 2028 | 6 | 555.6011 | 513.9136 | 39.2656 | 69.2437 | 0
| All | All Customers | 7 | Monthly System Peak Day | CAISO | 1-in-2 | 2028 | 7 | 561.3419 | 505.7727 | 39.3141 | 68.7555 | 0
| All | All Customers | 7 | Monthly System Peak Day | CAISO | 1-in-2 | 2028 | 8 | 578.1345 | 535.8143 | 39.2817 | 69.0524 | 0
| All | All Customers | 7 | Monthly System Peak Day | CAISO | 1-in-2 | 2028 | 9 | 522.6069 | 496.5147 | 39.285 | 71.8808 | 0
| All | All Customers | 7 | Monthly System Peak Day | CAISO | 1-in-2 | 2028 | 10 | 511.2955 | 474.8265 | 39.276 | 75.8307 | 0
| All | All Customers | 7 | Monthly System Peak Day | CAISO | 1-in-2 | 2028 | 11 | 493.8982 | 458.4015 | 39.2862 | 80.1612 | 0
| All | All Customers | 7 | Monthly System Peak Day | CAISO | 1-in-2 | 2028 | 12 | 485.9606 | 451.0287 | 39.2971 | 83.938 | 0
| All | All Customers | 7 | Monthly System Peak Day | CAISO | 1-in-2 | 2028 | 13 | 400.347 | 383.1609 | 39.3092 | 86.7532 | 0
| All | All Customers | 7 | Monthly System Peak Day | CAISO | 1-in-2 | 2028 | 14 | 374.5819 | 359.2229 | 39.3035 | 88.7184 | 0
| All | All Customers | 7 | Monthly System Peak Day | CAISO | 1-in-2 | 2028 | 15 | 328.6284 | 317.5998 | 39.3202 | 90.0491 | 0
| All | All Customers | 7 | Monthly System Peak Day | CAISO | 1-in-2 | 2028 | 16 | 281.43 | 256.4208 | 39.3185 | 90.1765 | 0
| All | All Customers | 7 | Monthly System Peak Day | CAISO | 1-in-2 | 2028 | 17 | 263.0977 | 273.7451 | 39.1974 | 90.1344 | 0
| All | All Customers | 7 | Monthly System Peak Day | CAISO | 1-in-2 | 2028 | 18 | 249.5913 | 272.309 | 39.2865 | 88.7935 | 0
| All | All Customers | 7 | Monthly System Peak Day | CAISO | 1-in-2 | 2028 | 19 | 235.7761 | 231.695 | 38.8771 | 87.2215 | 0
| All | All Customers | 7 | Monthly System Peak Day | CAISO | 1-in-2 | 2028 | 20 | 230.0918 | 253.2082 | 38.6462 | 84.5514 | 0
| All | All Customers | 7 | Monthly System Peak Day | CAISO | 1-in-2 | 2028 | 21 | 250.8429 | 236.7923 | 39.8368 | 81.7859 | 0
| All | All Customers | 7 | Monthly System Peak Day | CAISO | 1-in-2 | 2028 | 22 | 408.3406 | 394.17 | 39.371 | 79.4073 | 0
| All | All Customers | 7 | Monthly System Peak Day | CAISO | 1-in-2 | 2028 | 23 | 427.3847 | 394.8662 | 39.2777 | 77.6157 | 0
| All | All Customers | 7 | Monthly System Peak Day | CAISO | 1-in-2 | 2028 | 24 | 449.6429 | 425.9665 | 39.2713 | 76.1959 | 0
| All | All Customers | 8 | Average Weekday | CAISO | 1-in-2 | 2028 | 1 | 403.7512 | 435.0738 | 36.7175 | 68.6048 | 0
| All | All Customers | 8 | Average Weekday | CAISO | 1-in-2 | 2028 | 2 | 390.2246 | 412.6248 | 36.7127 | 67.7051 | 0
| All | All Customers | 8 | Average Weekday | CAISO | 1-in-2 | 2028 | 3 | 473.3909 | 499.3159 | 36.7113 | 66.9073 | 0
| All | All Customers | 8 | Average Weekday | CAISO | 1-in-2 | 2028 | 4 | 577.4396 | 608.4495 | 36.7083 | 66.1811 | 0
| All | All Customers | 8 | Average Weekday | CAISO | 1-in-2 | 2028 | 5 | 552.0013 | 593.6865 | 36.7056 | 65.5312 | 0
| All | All Customers | 8 | Average Weekday | CAISO | 1-in-2 | 2028 | 6 | 564.8133 | 612.5701 | 36.6983 | 64.9865 | 0
| All | All Customers | 8 | Average Weekday | CAISO | 1-in-2 | 2028 | 7 | 578.9489 | 606.3354 | 36.7045 | 64.5957 | 0
| All | All Customers | 8 | Average Weekday | CAISO | 1-in-2 | 2028 | 8 | 589.1875 | 621.7542 | 36.7332 | 64.5927 | 0
| All | All Customers | 8 | Average Weekday | CAISO | 1-in-2 | 2028 | 9 | 528.4869 | 549.4189 | 36.7681 | 66.6332 | 0
| All | All Customers | 8 | Average Weekday | CAISO | 1-in-2 | 2028 | 10 | 519.3276 | 533.2885 | 36.7724 | 69.8708 | 0
| All | All Customers | 8 | Average Weekday | CAISO | 1-in-2 | 2028 | 11 | 498.1984 | 511.1061 | 36.8057 | 73.6852 | 0
| All | All Customers | 8 | Average Weekday | CAISO | 1-in-2 | 2028 | 12 | 487.3488 | 503.6501 | 36.8345 | 77.4375 | 0
| All | All Customers | 8 | Average Weekday | CAISO | 1-in-2 | 2028 | 13 | 410.6821 | 430.7632 | 36.8496 | 80.3669 | 0
| All | All Customers | 8 | Average Weekday | CAISO | 1-in-2 | 2028 | 14 | 382.5013 | 399.3276 | 36.8195 | 82.5867 | 0
| All | All Customers | 8 | Average Weekday | CAISO | 1-in-2 | 2028 | 15 | 336.7497 | 351.8257 | 36.7658 | 83.9652 | 0
| All | All Customers | 8 | Average Weekday | CAISO | 1-in-2 | 2028 | 16 | 290.3622 | 294.3933 | 36.7278 | 84.4882 | 0
| All | All Customers | 8 | Average Weekday | CAISO | 1-in-2 | 2028 | 17 | 273.385 | 280.7097 | 37.0891 | 84.5142 | 0
| All | All Customers | 8 | Average Weekday | CAISO | 1-in-2 | 2028 | 18 | 250.4053 | 264.3606 | 37.1449 | 83.6598 | 0
| All | All Customers | 8 | Average Weekday | CAISO | 1-in-2 | 2028 | 19 | 236.9026 | 260.5767 | 38.0203 | 81.9995 | 0
| All | All Customers | 8 | Average Weekday | CAISO | 1-in-2 | 2028 | 20 | 236.8063 | 256.2158 | 36.9107 | 79.4151 | 0
| All | All Customers | 8 | Average Weekday | CAISO | 1-in-2 | 2028 | 21 | 261.5144 | 277.29 | 37.2801 | 75.7188 | 0
| All | All Customers | 8 | Average Weekday | CAISO | 1-in-2 | 2028 | 22 | 421.598 | 453.9693 | 36.6814 | 72.7525 | 0
| All | All Customers | 8 | Average Weekday | CAISO | 1-in-2 | 2028 | 23 | 444.4303 | 479.8936 | 36.6939 | 70.9434 | 0
| All | All Customers | 8 | Average Weekday | CAISO | 1-in-2 | 2028 | 24 | 470.2741 | 513.1877 | 36.7176 | 69.6999 | 0
| All | All Customers | 8 | Monthly System Peak Day | CAISO | 1-in-2 | 2028 | 1 | 403.7512 | 395.9838 | 31.2737 | 77.4193 | 0
| All | All Customers | 8 | Monthly System Peak Day | CAISO | 1-in-2 | 2028 | 2 | 390.2246 | 365.4085 | 31.2578 | 76.4867 | 0
| All | All Customers | 8 | Monthly System Peak Day | CAISO | 1-in-2 | 2028 | 3 | 473.3909 | 429.6919 | 31.2567 | 75.8197 | 0
| All | All Customers | 8 | Monthly System Peak Day | CAISO | 1-in-2 | 2028 | 4 | 577.4396 | 506.0627 | 31.2538 | 75.0382 | 0
| All | All Customers | 8 | Monthly System Peak Day | CAISO | 1-in-2 | 2028 | 5 | 552.0013 | 498.7104 | 31.2623 | 74.43 | 0
| All | All Customers | 8 | Monthly System Peak Day | CAISO | 1-in-2 | 2028 | 6 | 564.8133 | 521.5385 | 31.2787 | 73.8497 | 0
| All | All Customers | 8 | Monthly System Peak Day | CAISO | 1-in-2 | 2028 | 7 | 578.9489 | 524.1206 | 31.3242 | 73.3443 | 0
| All | All Customers | 8 | Monthly System Peak Day | CAISO | 1-in-2 | 2028 | 8 | 589.1875 | 545.2638 | 31.2914 | 73.4335 | 0
| All | All Customers | 8 | Monthly System Peak Day | CAISO | 1-in-2 | 2028 | 9 | 528.4869 | 504.2412 | 31.293 | 75.3901 | 0
| All | All Customers | 8 | Monthly System Peak Day | CAISO | 1-in-2 | 2028 | 10 | 519.3276 | 484.6177 | 31.2773 | 79.1548 | 0
| All | All Customers | 8 | Monthly System Peak Day | CAISO | 1-in-2 | 2028 | 11 | 498.1984 | 462.3571 | 31.2902 | 83.321 | 0
| All | All Customers | 8 | Monthly System Peak Day | CAISO | 1-in-2 | 2028 | 12 | 487.3488 | 451.3626 | 31.3084 | 87.2646 | 0
| All | All Customers | 8 | Monthly System Peak Day | CAISO | 1-in-2 | 2028 | 13 | 410.6821 | 394.2159 | 31.3226 | 89.9422 | 0
| All | All Customers | 8 | Monthly System Peak Day | CAISO | 1-in-2 | 2028 | 14 | 382.5013 | 368.4223 | 31.3172 | 91.5728 | 0
| All | All Customers | 8 | Monthly System Peak Day | CAISO | 1-in-2 | 2028 | 15 | 336.7497 | 327.0287 | 31.3324 | 92.0932 | 0
| All | All Customers | 8 | Monthly System Peak Day | CAISO | 1-in-2 | 2028 | 16 | 290.3622 | 268.8716 | 31.3213 | 91.7959 | 0
| All | All Customers | 8 | Monthly System Peak Day | CAISO | 1-in-2 | 2028 | 17 | 273.385 | 283.1366 | 31.1449 | 91.068 | 0
| All | All Customers | 8 | Monthly System Peak Day | CAISO | 1-in-2 | 2028 | 18 | 250.4053 | 275.1372 | 31.2354 | 88.9463 | 0
| All | All Customers | 8 | Monthly System Peak Day | CAISO | 1-in-2 | 2028 | 19 | 236.9026 | 234.6576 | 30.8996 | 86.9459 | 0
| All | All Customers | 8 | Monthly System Peak Day | CAISO | 1-in-2 | 2028 | 20 | 236.8063 | 227.7705 | 30.7586 | 85.1234 | 0
| All | All Customers | 8 | Monthly System Peak Day | CAISO | 1-in-2 | 2028 | 21 | 261.5144 | 241.6815 | 32.0113 | 82.4149 | 0
| All | All Customers | 8 | Monthly System Peak Day | CAISO | 1-in-2 | 2028 | 22 | 421.598 | 396.5303 | 31.4248 | 80.4488 | 0
| All | All Customers | 8 | Monthly System Peak Day | CAISO | 1-in-2 | 2028 | 23 | 444.4303 | 418.3 | 31.305 | 79.2153 | 0
| All | All Customers | 8 | Monthly System Peak Day | CAISO | 1-in-2 | 2028 | 24 | 470.2741 | 450.6712 | 31.286 | 78.199 | 0
| All | All Customers | 8 | Typical Event Day | CAISO | 1-in-2 | 2028 | 1 | 403.7512 | 395.9838 | 31.2737 | 73.4051 | 0
| All | All Customers | 8 | Typical Event Day | CAISO | 1-in-2 | 2028 | 2 | 390.2246 | 365.4085 | 31.2578 | 72.4025 | 0
| All | All Customers | 8 | Typical Event Day | CAISO | 1-in-2 | 2028 | 3 | 473.3909 | 429.6919 | 31.2567 | 71.5741 | 0
| All | All Customers | 8 | Typical Event Day | CAISO | 1-in-2 | 2028 | 4 | 577.4396 | 506.0627 | 31.2538 | 70.6868 | 0
| All | All Customers | 8 | Typical Event Day | CAISO | 1-in-2 | 2028 | 5 | 552.0013 | 498.7104 | 31.2623 | 69.9353 | 0
| All | All Customers | 8 | Typical Event Day | CAISO | 1-in-2 | 2028 | 6 | 564.8133 | 521.5385 | 31.2787 | 69.1851 | 0
| All | All Customers | 8 | Typical Event Day | CAISO | 1-in-2 | 2028 | 7 | 578.9489 | 524.1206 | 31.3242 | 68.8033 | 0
| All | All Customers | 8 | Typical Event Day | CAISO | 1-in-2 | 2028 | 8 | 589.1875 | 545.2638 | 31.2914 | 69.1331 | 0
| All | All Customers | 8 | Typical Event Day | CAISO | 1-in-2 | 2028 | 9 | 528.4869 | 504.2412 | 31.293 | 71.4605 | 0
| All | All Customers | 8 | Typical Event Day | CAISO | 1-in-2 | 2028 | 10 | 519.3276 | 484.6177 | 31.2773 | 75.3733 | 0
| All | All Customers | 8 | Typical Event Day | CAISO | 1-in-2 | 2028 | 11 | 498.1984 | 462.3571 | 31.2902 | 79.9165 | 0
| All | All Customers | 8 | Typical Event Day | CAISO | 1-in-2 | 2028 | 12 | 487.3488 | 451.3626 | 31.3084 | 83.9787 | 0
| All | All Customers | 8 | Typical Event Day | CAISO | 1-in-2 | 2028 | 13 | 410.6821 | 394.2159 | 31.3226 | 86.922 | 0
| All | All Customers | 8 | Typical Event Day | CAISO | 1-in-2 | 2028 | 14 | 382.5013 | 368.4223 | 31.3172 | 88.9751 | 0
| All | All Customers | 8 | Typical Event Day | CAISO | 1-in-2 | 2028 | 15 | 336.7497 | 327.0287 | 31.3324 | 90.218 | 0
| All | All Customers | 8 | Typical Event Day | CAISO | 1-in-2 | 2028 | 16 | 290.3622 | 268.8716 | 31.3213 | 90.1807 | 0
| All | All Customers | 8 | Typical Event Day | CAISO | 1-in-2 | 2028 | 17 | 273.385 | 283.1366 | 31.1449 | 89.7365 | 0
| All | All Customers | 8 | Typical Event Day | CAISO | 1-in-2 | 2028 | 18 | 250.4053 | 275.1372 | 31.2354 | 88.3079 | 0
| All | All Customers | 8 | Typical Event Day | CAISO | 1-in-2 | 2028 | 19 | 236.9026 | 234.6576 | 30.8996 | 86.7359 | 0
| All | All Customers | 8 | Typical Event Day | CAISO | 1-in-2 | 2028 | 20 | 236.8063 | 227.7705 | 30.7586 | 84.5226 | 0
| All | All Customers | 8 | Typical Event Day | CAISO | 1-in-2 | 2028 | 21 | 261.5144 | 241.6815 | 32.0113 | 81.4099 | 0
| All | All Customers | 8 | Typical Event Day | CAISO | 1-in-2 | 2028 | 22 | 421.598 | 396.5303 | 31.4248 | 78.7501 | 0
| All | All Customers | 8 | Typical Event Day | CAISO | 1-in-2 | 2028 | 23 | 444.4303 | 418.3 | 31.305 | 76.8364 | 0
| All | All Customers | 8 | Typical Event Day | CAISO | 1-in-2 | 2028 | 24 | 470.2741 | 450.6712 | 31.286 | 75.429 | 0
| All | All Customers | 9 | Average Weekday | CAISO | 1-in-2 | 2028 | 1 | 372.404 | 393.5949 | 39.3929 | 68.316 | 0
| All | All Customers | 9 | Average Weekday | CAISO | 1-in-2 | 2028 | 2 | 368.8162 | 379.6389 | 39.388 | 67.4937 | 0
| All | All Customers | 9 | Average Weekday | CAISO | 1-in-2 | 2028 | 3 | 466.3141 | 473.3224 | 39.3865 | 66.7808 | 0
| All | All Customers | 9 | Average Weekday | CAISO | 1-in-2 | 2028 | 4 | 573.1509 | 583.8837 | 39.3857 | 66.1786 | 0
| All | All Customers | 9 | Average Weekday | CAISO | 1-in-2 | 2028 | 5 | 536.4609 | 554.5031 | 39.3829 | 65.6256 | 0
| All | All Customers | 9 | Average Weekday | CAISO | 1-in-2 | 2028 | 6 | 537.9814 | 566.809 | 39.377 | 65.1016 | 0
| All | All Customers | 9 | Average Weekday | CAISO | 1-in-2 | 2028 | 7 | 563.3571 | 582.2511 | 39.3678 | 64.7812 | 0
| All | All Customers | 9 | Average Weekday | CAISO | 1-in-2 | 2028 | 8 | 562.5889 | 579.4377 | 39.4019 | 64.6266 | 0
| All | All Customers | 9 | Average Weekday | CAISO | 1-in-2 | 2028 | 9 | 500.7065 | 517.4103 | 39.4366 | 65.6899 | 0
| All | All Customers | 9 | Average Weekday | CAISO | 1-in-2 | 2028 | 10 | 498.0713 | 507.4055 | 39.4334 | 68.5077 | 0
| All | All Customers | 9 | Average Weekday | CAISO | 1-in-2 | 2028 | 11 | 480.7114 | 489.3312 | 39.4759 | 72.1253 | 0
| All | All Customers | 9 | Average Weekday | CAISO | 1-in-2 | 2028 | 12 | 471.5981 | 480.6886 | 39.519 | 75.8349 | 0
| All | All Customers | 9 | Average Weekday | CAISO | 1-in-2 | 2028 | 13 | 405.3786 | 416.0461 | 39.5377 | 78.9256 | 0
| All | All Customers | 9 | Average Weekday | CAISO | 1-in-2 | 2028 | 14 | 373.5407 | 383.6039 | 39.5032 | 81.0944 | 0
| All | All Customers | 9 | Average Weekday | CAISO | 1-in-2 | 2028 | 15 | 334.411 | 344.2342 | 39.4332 | 82.2777 | 0
| All | All Customers | 9 | Average Weekday | CAISO | 1-in-2 | 2028 | 16 | 303.5401 | 302.8966 | 39.3829 | 82.6823 | 0
| All | All Customers | 9 | Average Weekday | CAISO | 1-in-2 | 2028 | 17 | 276.9753 | 289.7434 | 39.6156 | 82.4032 | 0
| All | All Customers | 9 | Average Weekday | CAISO | 1-in-2 | 2028 | 18 | 258.5607 | 276.418 | 39.5388 | 81.3068 | 0
| All | All Customers | 9 | Average Weekday | CAISO | 1-in-2 | 2028 | 19 | 261.5705 | 272.1512 | 40.7761 | 79.4223 | 0
| All | All Customers | 9 | Average Weekday | CAISO | 1-in-2 | 2028 | 20 | 261.9053 | 270.4709 | 39.2551 | 76.486 | 0
| All | All Customers | 9 | Average Weekday | CAISO | 1-in-2 | 2028 | 21 | 278.3407 | 288.328 | 39.4184 | 73.3934 | 0
| All | All Customers | 9 | Average Weekday | CAISO | 1-in-2 | 2028 | 22 | 420.8971 | 443.9242 | 39.3459 | 71.5787 | 0
| All | All Customers | 9 | Average Weekday | CAISO | 1-in-2 | 2028 | 23 | 424.1779 | 446.8123 | 39.3956 | 70.2693 | 0
| All | All Customers | 9 | Average Weekday | CAISO | 1-in-2 | 2028 | 24 | 439.5913 | 471.1554 | 39.4002 | 69.1577 | 0
| All | All Customers | 9 | Monthly System Peak Day | CAISO | 1-in-2 | 2028 | 1 | 372.404 | 356.0892 | 39.4735 | 78.125 | 0
| All | All Customers | 9 | Monthly System Peak Day | CAISO | 1-in-2 | 2028 | 2 | 368.8162 | 333.9343 | 39.4599 | 76.8197 | 0
| All | All Customers | 9 | Monthly System Peak Day | CAISO | 1-in-2 | 2028 | 3 | 466.3141 | 403.4639 | 39.4584 | 75.7144 | 0
| All | All Customers | 9 | Monthly System Peak Day | CAISO | 1-in-2 | 2028 | 4 | 573.1509 | 472.5786 | 39.4541 | 74.5539 | 0
| All | All Customers | 9 | Monthly System Peak Day | CAISO | 1-in-2 | 2028 | 5 | 536.4609 | 450.2941 | 39.4613 | 73.6467 | 0
| All | All Customers | 9 | Monthly System Peak Day | CAISO | 1-in-2 | 2028 | 6 | 537.9814 | 463.1678 | 39.4729 | 72.727 | 0
| All | All Customers | 9 | Monthly System Peak Day | CAISO | 1-in-2 | 2028 | 7 | 563.3571 | 488.0271 | 39.5268 | 72.7754 | 0
| All | All Customers | 9 | Monthly System Peak Day | CAISO | 1-in-2 | 2028 | 8 | 562.5889 | 490.07 | 39.4944 | 72.9892 | 0
| All | All Customers | 9 | Monthly System Peak Day | CAISO | 1-in-2 | 2028 | 9 | 500.7065 | 468.9597 | 39.4981 | 74.5886 | 0
| All | All Customers | 9 | Monthly System Peak Day | CAISO | 1-in-2 | 2028 | 10 | 498.0713 | 453.718 | 39.4952 | 79.1186 | 0
| All | All Customers | 9 | Monthly System Peak Day | CAISO | 1-in-2 | 2028 | 11 | 480.7114 | 435.8798 | 39.4989 | 85.4022 | 0
| All | All Customers | 9 | Monthly System Peak Day | CAISO | 1-in-2 | 2028 | 12 | 471.5981 | 426.649 | 39.4989 | 90.3139 | 0
| All | All Customers | 9 | Monthly System Peak Day | CAISO | 1-in-2 | 2028 | 13 | 405.3786 | 373.0135 | 39.5074 | 93.2416 | 0
| All | All Customers | 9 | Monthly System Peak Day | CAISO | 1-in-2 | 2028 | 14 | 373.5407 | 347.4399 | 39.5036 | 95.1605 | 0
| All | All Customers | 9 | Monthly System Peak Day | CAISO | 1-in-2 | 2028 | 15 | 334.411 | 315.1625 | 39.528 | 95.8918 | 0
| All | All Customers | 9 | Monthly System Peak Day | CAISO | 1-in-2 | 2028 | 16 | 303.5401 | 272.225 | 39.5373 | 95.0094 | 0
| All | All Customers | 9 | Monthly System Peak Day | CAISO | 1-in-2 | 2028 | 17 | 276.9753 | 287.8333 | 39.417 | 94.1512 | 0
| All | All Customers | 9 | Monthly System Peak Day | CAISO | 1-in-2 | 2028 | 18 | 258.5607 | 282.3348 | 39.426 | 92.7581 | 0
| All | All Customers | 9 | Monthly System Peak Day | CAISO | 1-in-2 | 2028 | 19 | 261.5705 | 233.2804 | 39.9059 | 91.6898 | 0
| All | All Customers | 9 | Monthly System Peak Day | CAISO | 1-in-2 | 2028 | 20 | 261.9053 | 222.0928 | 38.6134 | 89.9475 | 0
| All | All Customers | 9 | Monthly System Peak Day | CAISO | 1-in-2 | 2028 | 21 | 278.3407 | 247.4011 | 39.574 | 86.7863 | 0
| All | All Customers | 9 | Monthly System Peak Day | CAISO | 1-in-2 | 2028 | 22 | 420.8971 | 378.591 | 39.5765 | 84.6305 | 0
| All | All Customers | 9 | Monthly System Peak Day | CAISO | 1-in-2 | 2028 | 23 | 424.1779 | 378.2484 | 39.4671 | 82.5528 | 0
| All | All Customers | 9 | Monthly System Peak Day | CAISO | 1-in-2 | 2028 | 24 | 439.5913 | 403.7013 | 39.4761 | 80.8011 | 0
| All | All Customers | 10 | Average Weekday | CAISO | 1-in-2 | 2028 | 1 | 399.7457 | 413.6693 | 36.6128 | 63.1078 | 0
| All | All Customers | 10 | Average Weekday | CAISO | 1-in-2 | 2028 | 2 | 377.8289 | 385.0629 | 36.5168 | 62.2306 | 0
| All | All Customers | 10 | Average Weekday | CAISO | 1-in-2 | 2028 | 3 | 472.8356 | 482.8475 | 36.5031 | 61.3429 | 0
| All | All Customers | 10 | Average Weekday | CAISO | 1-in-2 | 2028 | 4 | 580.5127 | 595.44 | 36.4703 | 60.6521 | 0
| All | All Customers | 10 | Average Weekday | CAISO | 1-in-2 | 2028 | 5 | 584.1191 | 600.8923 | 36.4761 | 59.9614 | 0
| All | All Customers | 10 | Average Weekday | CAISO | 1-in-2 | 2028 | 6 | 597.1658 | 618.2499 | 36.4441 | 59.4727 | 0
| All | All Customers | 10 | Average Weekday | CAISO | 1-in-2 | 2028 | 7 | 605.9199 | 621.7751 | 36.4574 | 59.0885 | 0
| All | All Customers | 10 | Average Weekday | CAISO | 1-in-2 | 2028 | 8 | 629.348 | 655.5206 | 36.7148 | 58.8572 | 0
| All | All Customers | 10 | Average Weekday | CAISO | 1-in-2 | 2028 | 9 | 567.5745 | 604.9213 | 36.9759 | 59.2786 | 0
| All | All Customers | 10 | Average Weekday | CAISO | 1-in-2 | 2028 | 10 | 553.4343 | 573.3091 | 36.7525 | 61.808 | 0
| All | All Customers | 10 | Average Weekday | CAISO | 1-in-2 | 2028 | 11 | 544.1686 | 559.2015 | 36.8813 | 65.2524 | 0
| All | All Customers | 10 | Average Weekday | CAISO | 1-in-2 | 2028 | 12 | 527.4316 | 538.9092 | 37.0232 | 68.7871 | 0
| All | All Customers | 10 | Average Weekday | CAISO | 1-in-2 | 2028 | 13 | 434.6028 | 443.5112 | 37.1179 | 71.7612 | 0
| All | All Customers | 10 | Average Weekday | CAISO | 1-in-2 | 2028 | 14 | 385.3665 | 391.4225 | 37.0102 | 73.8981 | 0
| All | All Customers | 10 | Average Weekday | CAISO | 1-in-2 | 2028 | 15 | 341.6168 | 346.7076 | 36.7949 | 75.2877 | 0
| All | All Customers | 10 | Average Weekday | CAISO | 1-in-2 | 2028 | 16 | 295.5734 | 297.5229 | 36.5151 | 76.0881 | 0
| All | All Customers | 10 | Average Weekday | CAISO | 1-in-2 | 2028 | 17 | 276.4531 | 285.2333 | 36.2757 | 75.9371 | 0
| All | All Customers | 10 | Average Weekday | CAISO | 1-in-2 | 2028 | 18 | 269.0759 | 276.0692 | 36.3028 | 74.9092 | 0
| All | All Customers | 10 | Average Weekday | CAISO | 1-in-2 | 2028 | 19 | 260.2071 | 264.7956 | 36.8114 | 72.9505 | 0
| All | All Customers | 10 | Average Weekday | CAISO | 1-in-2 | 2028 | 20 | 261.5171 | 265.5413 | 36.2371 | 70.0551 | 0
| All | All Customers | 10 | Average Weekday | CAISO | 1-in-2 | 2028 | 21 | 269.1291 | 273.3993 | 36.3038 | 67.8774 | 0
| All | All Customers | 10 | Average Weekday | CAISO | 1-in-2 | 2028 | 22 | 440.8073 | 463.0616 | 36.5018 | 66.2813 | 0
| All | All Customers | 10 | Average Weekday | CAISO | 1-in-2 | 2028 | 23 | 430.7542 | 454.2043 | 36.5978 | 65.0082 | 0
| All | All Customers | 10 | Average Weekday | CAISO | 1-in-2 | 2028 | 24 | 449.0983 | 480.6689 | 36.7078 | 63.8932 | 0
| All | All Customers | 10 | Monthly System Peak Day | CAISO | 1-in-2 | 2028 | 1 | 399.7457 | 427.7149 | 36.2223 | 72.877 | 0
| All | All Customers | 10 | Monthly System Peak Day | CAISO | 1-in-2 | 2028 | 2 | 377.8289 | 392.683 | 36.2663 | 71.5784 | 0
| All | All Customers | 10 | Monthly System Peak Day | CAISO | 1-in-2 | 2028 | 3 | 472.8356 | 491.3831 | 36.2731 | 70.5997 | 0
| All | All Customers | 10 | Monthly System Peak Day | CAISO | 1-in-2 | 2028 | 4 | 580.5127 | 600.4391 | 36.2948 | 69.2951 | 0
| All | All Customers | 10 | Monthly System Peak Day | CAISO | 1-in-2 | 2028 | 5 | 584.1191 | 608.4985 | 36.2921 | 68.3124 | 0
| All | All Customers | 10 | Monthly System Peak Day | CAISO | 1-in-2 | 2028 | 6 | 597.1658 | 619.5359 | 36.3199 | 67.4389 | 0
| All | All Customers | 10 | Monthly System Peak Day | CAISO | 1-in-2 | 2028 | 7 | 605.9199 | 619.5467 | 36.327 | 66.7645 | 0
| All | All Customers | 10 | Monthly System Peak Day | CAISO | 1-in-2 | 2028 | 8 | 629.348 | 666.5458 | 36.1991 | 66.2923 | 0
| All | All Customers | 10 | Monthly System Peak Day | CAISO | 1-in-2 | 2028 | 9 | 567.5745 | 615.7449 | 36.1573 | 67.1516 | 0
| All | All Customers | 10 | Monthly System Peak Day | CAISO | 1-in-2 | 2028 | 10 | 553.4343 | 580.0087 | 36.2082 | 70.7757 | 0
| All | All Customers | 10 | Monthly System Peak Day | CAISO | 1-in-2 | 2028 | 11 | 544.1686 | 569.2728 | 36.2383 | 75.4448 | 0
| All | All Customers | 10 | Monthly System Peak Day | CAISO | 1-in-2 | 2028 | 12 | 527.4316 | 552.2065 | 36.3037 | 80.1761 | 0
| All | All Customers | 10 | Monthly System Peak Day | CAISO | 1-in-2 | 2028 | 13 | 434.6028 | 446.7649 | 36.3673 | 83.8499 | 0
| All | All Customers | 10 | Monthly System Peak Day | CAISO | 1-in-2 | 2028 | 14 | 385.3665 | 391.7534 | 36.3086 | 86.1508 | 0
| All | All Customers | 10 | Monthly System Peak Day | CAISO | 1-in-2 | 2028 | 15 | 341.6168 | 346.1595 | 36.2336 | 86.7864 | 0
| All | All Customers | 10 | Monthly System Peak Day | CAISO | 1-in-2 | 2028 | 16 | 295.5734 | 295.2334 | 36.2751 | 86.8765 | 0
| All | All Customers | 10 | Monthly System Peak Day | CAISO | 1-in-2 | 2028 | 17 | 276.4531 | 285.2484 | 36.2445 | 86.2706 | 0
| All | All Customers | 10 | Monthly System Peak Day | CAISO | 1-in-2 | 2028 | 18 | 269.0759 | 276.3447 | 36.231 | 85.0665 | 0
| All | All Customers | 10 | Monthly System Peak Day | CAISO | 1-in-2 | 2028 | 19 | 260.2071 | 264.0962 | 36.9474 | 82.9706 | 0
| All | All Customers | 10 | Monthly System Peak Day | CAISO | 1-in-2 | 2028 | 20 | 261.5171 | 264.7383 | 36.2369 | 80.1045 | 0
| All | All Customers | 10 | Monthly System Peak Day | CAISO | 1-in-2 | 2028 | 21 | 269.1291 | 274.2902 | 36.3634 | 77.3776 | 0
| All | All Customers | 10 | Monthly System Peak Day | CAISO | 1-in-2 | 2028 | 22 | 440.8073 | 463.2924 | 36.2976 | 75.3118 | 0
| All | All Customers | 10 | Monthly System Peak Day | CAISO | 1-in-2 | 2028 | 23 | 430.7542 | 458.5736 | 36.2444 | 73.688 | 0
| All | All Customers | 10 | Monthly System Peak Day | CAISO | 1-in-2 | 2028 | 24 | 449.0983 | 500.7769 | 36.1903 | 72.3615 | 0
| All | All Customers | 11 | Average Weekday | CAISO | 1-in-2 | 2028 | 1 | 375.7212 | 384.0631 | 36.512 | 55.9128 | 0
| All | All Customers | 11 | Average Weekday | CAISO | 1-in-2 | 2028 | 2 | 357.9263 | 364.7393 | 36.4993 | 55.0682 | 0
| All | All Customers | 11 | Average Weekday | CAISO | 1-in-2 | 2028 | 3 | 452.4503 | 464.1241 | 36.4757 | 54.3552 | 0
| All | All Customers | 11 | Average Weekday | CAISO | 1-in-2 | 2028 | 4 | 566.5468 | 584.7928 | 36.4796 | 53.6791 | 0
| All | All Customers | 11 | Average Weekday | CAISO | 1-in-2 | 2028 | 5 | 556.7912 | 586.1896 | 36.4587 | 53.0644 | 0
| All | All Customers | 11 | Average Weekday | CAISO | 1-in-2 | 2028 | 6 | 572.882 | 610.3829 | 36.4683 | 52.565 | 0
| All | All Customers | 11 | Average Weekday | CAISO | 1-in-2 | 2028 | 7 | 587.2821 | 603.602 | 36.6455 | 52.3115 | 0
| All | All Customers | 11 | Average Weekday | CAISO | 1-in-2 | 2028 | 8 | 599.1534 | 614.0647 | 36.822 | 52.185 | 0
| All | All Customers | 11 | Average Weekday | CAISO | 1-in-2 | 2028 | 9 | 542.8683 | 569.4891 | 36.672 | 53.5989 | 0
| All | All Customers | 11 | Average Weekday | CAISO | 1-in-2 | 2028 | 10 | 528.5339 | 542.7277 | 36.7531 | 56.8154 | 0
| All | All Customers | 11 | Average Weekday | CAISO | 1-in-2 | 2028 | 11 | 511.2166 | 520.7582 | 36.8523 | 60.7103 | 0
| All | All Customers | 11 | Average Weekday | CAISO | 1-in-2 | 2028 | 12 | 500.3536 | 507.3394 | 36.9193 | 64.1926 | 0
| All | All Customers | 11 | Average Weekday | CAISO | 1-in-2 | 2028 | 13 | 414.2127 | 423.9897 | 36.8573 | 66.7691 | 0
| All | All Customers | 11 | Average Weekday | CAISO | 1-in-2 | 2028 | 14 | 377.4331 | 384.4172 | 36.7261 | 68.3358 | 0
| All | All Customers | 11 | Average Weekday | CAISO | 1-in-2 | 2028 | 15 | 324.6758 | 331.5327 | 36.5288 | 69.0873 | 0
| All | All Customers | 11 | Average Weekday | CAISO | 1-in-2 | 2028 | 16 | 286.3289 | 287.8084 | 36.5289 | 69.1139 | 0
| All | All Customers | 11 | Average Weekday | CAISO | 1-in-2 | 2028 | 17 | 265.4925 | 273.2709 | 36.3022 | 68.1687 | 0
| All | All Customers | 11 | Average Weekday | CAISO | 1-in-2 | 2028 | 18 | 255.2696 | 262.6352 | 36.3696 | 65.9973 | 0
| All | All Customers | 11 | Average Weekday | CAISO | 1-in-2 | 2028 | 19 | 250.4989 | 254.9245 | 36.2378 | 63.5282 | 0
| All | All Customers | 11 | Average Weekday | CAISO | 1-in-2 | 2028 | 20 | 248.746 | 317.1503 | 43.9265 | 61.6144 | 0
| All | All Customers | 11 | Average Weekday | CAISO | 1-in-2 | 2028 | 21 | 250.8917 | 256.1711 | 36.3346 | 60.1231 | 0
| All | All Customers | 11 | Average Weekday | CAISO | 1-in-2 | 2028 | 22 | 416.3416 | 436.2709 | 36.5588 | 58.8165 | 0
| All | All Customers | 11 | Average Weekday | CAISO | 1-in-2 | 2028 | 23 | 406.5352 | 423.5917 | 36.6374 | 57.7277 | 0
| All | All Customers | 11 | Average Weekday | CAISO | 1-in-2 | 2028 | 24 | 421.6095 | 437.7164 | 36.5794 | 56.7816 | 0
| All | All Customers | 11 | Monthly System Peak Day | CAISO | 1-in-2 | 2028 | 1 | 375.7212 | 384.0631 | 36.512 | 57.5731 | 0
| All | All Customers | 11 | Monthly System Peak Day | CAISO | 1-in-2 | 2028 | 2 | 357.9263 | 364.7393 | 36.4993 | 56.2049 | 0
| All | All Customers | 11 | Monthly System Peak Day | CAISO | 1-in-2 | 2028 | 3 | 452.4503 | 464.1241 | 36.4757 | 55.2027 | 0
| All | All Customers | 11 | Monthly System Peak Day | CAISO | 1-in-2 | 2028 | 4 | 566.5468 | 584.7928 | 36.4796 | 54.4321 | 0
| All | All Customers | 11 | Monthly System Peak Day | CAISO | 1-in-2 | 2028 | 5 | 556.7912 | 586.1896 | 36.4587 | 53.5633 | 0
| All | All Customers | 11 | Monthly System Peak Day | CAISO | 1-in-2 | 2028 | 6 | 572.882 | 610.3829 | 36.4683 | 52.6777 | 0
| All | All Customers | 11 | Monthly System Peak Day | CAISO | 1-in-2 | 2028 | 7 | 587.2821 | 603.602 | 36.6455 | 52.3208 | 0
| All | All Customers | 11 | Monthly System Peak Day | CAISO | 1-in-2 | 2028 | 8 | 599.1534 | 614.0647 | 36.822 | 51.9687 | 0
| All | All Customers | 11 | Monthly System Peak Day | CAISO | 1-in-2 | 2028 | 9 | 542.8683 | 569.4891 | 36.672 | 54.9408 | 0
| All | All Customers | 11 | Monthly System Peak Day | CAISO | 1-in-2 | 2028 | 10 | 528.5339 | 542.7277 | 36.7531 | 60.7312 | 0
| All | All Customers | 11 | Monthly System Peak Day | CAISO | 1-in-2 | 2028 | 11 | 511.2166 | 520.7582 | 36.8523 | 66.9867 | 0
| All | All Customers | 11 | Monthly System Peak Day | CAISO | 1-in-2 | 2028 | 12 | 500.3536 | 507.3394 | 36.9193 | 72.0911 | 0
| All | All Customers | 11 | Monthly System Peak Day | CAISO | 1-in-2 | 2028 | 13 | 414.2127 | 423.9897 | 36.8573 | 75.3495 | 0
| All | All Customers | 11 | Monthly System Peak Day | CAISO | 1-in-2 | 2028 | 14 | 377.4331 | 384.4172 | 36.7261 | 77.1987 | 0
| All | All Customers | 11 | Monthly System Peak Day | CAISO | 1-in-2 | 2028 | 15 | 324.6758 | 331.5327 | 36.5288 | 78.1291 | 0
| All | All Customers | 11 | Monthly System Peak Day | CAISO | 1-in-2 | 2028 | 16 | 286.3289 | 287.8084 | 36.5289 | 78.0399 | 0
| All | All Customers | 11 | Monthly System Peak Day | CAISO | 1-in-2 | 2028 | 17 | 265.4925 | 273.2709 | 36.3022 | 76.7838 | 0
| All | All Customers | 11 | Monthly System Peak Day | CAISO | 1-in-2 | 2028 | 18 | 255.2696 | 262.6352 | 36.3696 | 73.691 | 0
| All | All Customers | 11 | Monthly System Peak Day | CAISO | 1-in-2 | 2028 | 19 | 250.4989 | 254.9245 | 36.2378 | 70.0193 | 0
| All | All Customers | 11 | Monthly System Peak Day | CAISO | 1-in-2 | 2028 | 20 | 248.746 | 317.1503 | 43.9265 | 67.8214 | 0
| All | All Customers | 11 | Monthly System Peak Day | CAISO | 1-in-2 | 2028 | 21 | 250.8917 | 256.1711 | 36.3346 | 65.6904 | 0
| All | All Customers | 11 | Monthly System Peak Day | CAISO | 1-in-2 | 2028 | 22 | 416.3416 | 436.2709 | 36.5588 | 63.7669 | 0
| All | All Customers | 11 | Monthly System Peak Day | CAISO | 1-in-2 | 2028 | 23 | 406.5352 | 423.5917 | 36.6374 | 61.8835 | 0
| All | All Customers | 11 | Monthly System Peak Day | CAISO | 1-in-2 | 2028 | 24 | 421.6095 | 437.7164 | 36.5794 | 60.3025 | 0
| All | All Customers | 12 | Average Weekday | CAISO | 1-in-2 | 2028 | 1 | 415.6603 | 424.4093 | 36.3963 | 49.1508 | 0
| All | All Customers | 12 | Average Weekday | CAISO | 1-in-2 | 2028 | 2 | 399.6378 | 407.2652 | 36.3904 | 48.4265 | 0
| All | All Customers | 12 | Average Weekday | CAISO | 1-in-2 | 2028 | 3 | 492.144 | 504.8599 | 36.3897 | 47.834 | 0
| All | All Customers | 12 | Average Weekday | CAISO | 1-in-2 | 2028 | 4 | 607.3983 | 626.9156 | 36.3891 | 47.3378 | 0
| All | All Customers | 12 | Average Weekday | CAISO | 1-in-2 | 2028 | 5 | 601.584 | 633.0621 | 36.392 | 46.8503 | 0
| All | All Customers | 12 | Average Weekday | CAISO | 1-in-2 | 2028 | 6 | 603.4111 | 644.114 | 36.3968 | 46.3758 | 0
| All | All Customers | 12 | Average Weekday | CAISO | 1-in-2 | 2028 | 7 | 610.9409 | 628.2424 | 36.4033 | 46.0257 | 0
| All | All Customers | 12 | Average Weekday | CAISO | 1-in-2 | 2028 | 8 | 629.4062 | 646.0566 | 36.4116 | 45.8225 | 0
| All | All Customers | 12 | Average Weekday | CAISO | 1-in-2 | 2028 | 9 | 564.3389 | 591.6896 | 36.4205 | 46.5181 | 0
| All | All Customers | 12 | Average Weekday | CAISO | 1-in-2 | 2028 | 10 | 540.5294 | 557.5891 | 36.4088 | 49.4347 | 0
| All | All Customers | 12 | Average Weekday | CAISO | 1-in-2 | 2028 | 11 | 525.8777 | 536.7228 | 36.4252 | 53.0296 | 0
| All | All Customers | 12 | Average Weekday | CAISO | 1-in-2 | 2028 | 12 | 513.7152 | 520.3772 | 36.4415 | 56.2089 | 0
| All | All Customers | 12 | Average Weekday | CAISO | 1-in-2 | 2028 | 13 | 434.4971 | 443.963 | 36.4517 | 58.6003 | 0
| All | All Customers | 12 | Average Weekday | CAISO | 1-in-2 | 2028 | 14 | 401.588 | 409.1145 | 36.4398 | 60.179 | 0
| All | All Customers | 12 | Average Weekday | CAISO | 1-in-2 | 2028 | 15 | 365.5142 | 371.8073 | 36.4152 | 61.0732 | 0
| All | All Customers | 12 | Average Weekday | CAISO | 1-in-2 | 2028 | 16 | 325.4304 | 326.8485 | 36.396 | 61.2773 | 0
| All | All Customers | 12 | Average Weekday | CAISO | 1-in-2 | 2028 | 17 | 312.0453 | 320.4894 | 36.2606 | 60.5291 | 0
| All | All Customers | 12 | Average Weekday | CAISO | 1-in-2 | 2028 | 18 | 303.5169 | 310.6681 | 36.2608 | 58.4917 | 0
| All | All Customers | 12 | Average Weekday | CAISO | 1-in-2 | 2028 | 19 | 299.83 | 304.0696 | 36.2373 | 56.1159 | 0
| All | All Customers | 12 | Average Weekday | CAISO | 1-in-2 | 2028 | 20 | 306.4436 | 376.011 | 36.9248 | 54.4238 | 0
| All | All Customers | 12 | Average Weekday | CAISO | 1-in-2 | 2028 | 21 | 309.9348 | 315.3567 | 36.3029 | 53.0044 | 0
| All | All Customers | 12 | Average Weekday | CAISO | 1-in-2 | 2028 | 22 | 462.7868 | 482.1817 | 36.4004 | 51.8265 | 0
| All | All Customers | 12 | Average Weekday | CAISO | 1-in-2 | 2028 | 23 | 452.7341 | 469.3189 | 36.4039 | 50.7988 | 0
| All | All Customers | 12 | Average Weekday | CAISO | 1-in-2 | 2028 | 24 | 465.9469 | 482.5345 | 36.404 | 49.8287 | 0
| All | All Customers | 12 | Monthly System Peak Day | CAISO | 1-in-2 | 2028 | 1 | 415.6603 | 424.4093 | 36.3963 | 49.2147 | 0
| All | All Customers | 12 | Monthly System Peak Day | CAISO | 1-in-2 | 2028 | 2 | 399.6378 | 407.2652 | 36.3904 | 47.9016 | 0
| All | All Customers | 12 | Monthly System Peak Day | CAISO | 1-in-2 | 2028 | 3 | 492.144 | 504.8599 | 36.3897 | 47.1938 | 0
| All | All Customers | 12 | Monthly System Peak Day | CAISO | 1-in-2 | 2028 | 4 | 607.3983 | 626.9156 | 36.3891 | 46.5665 | 0
| All | All Customers | 12 | Monthly System Peak Day | CAISO | 1-in-2 | 2028 | 5 | 601.584 | 633.0621 | 36.392 | 45.8599 | 0
| All | All Customers | 12 | Monthly System Peak Day | CAISO | 1-in-2 | 2028 | 6 | 603.4111 | 644.114 | 36.3968 | 45.4465 | 0
| All | All Customers | 12 | Monthly System Peak Day | CAISO | 1-in-2 | 2028 | 7 | 610.9409 | 628.2424 | 36.4033 | 45.1423 | 0
| All | All Customers | 12 | Monthly System Peak Day | CAISO | 1-in-2 | 2028 | 8 | 629.4062 | 646.0566 | 36.4116 | 44.9883 | 0
| All | All Customers | 12 | Monthly System Peak Day | CAISO | 1-in-2 | 2028 | 9 | 564.3389 | 591.6896 | 36.4205 | 45.8489 | 0
| All | All Customers | 12 | Monthly System Peak Day | CAISO | 1-in-2 | 2028 | 10 | 540.5294 | 557.5891 | 36.4088 | 49.4513 | 0
| All | All Customers | 12 | Monthly System Peak Day | CAISO | 1-in-2 | 2028 | 11 | 525.8777 | 536.7228 | 36.4252 | 54.1221 | 0
| All | All Customers | 12 | Monthly System Peak Day | CAISO | 1-in-2 | 2028 | 12 | 513.7152 | 520.3772 | 36.4415 | 58.5978 | 0
| All | All Customers | 12 | Monthly System Peak Day | CAISO | 1-in-2 | 2028 | 13 | 434.4971 | 443.963 | 36.4517 | 61.8794 | 0
| All | All Customers | 12 | Monthly System Peak Day | CAISO | 1-in-2 | 2028 | 14 | 401.588 | 409.1145 | 36.4398 | 63.6308 | 0
| All | All Customers | 12 | Monthly System Peak Day | CAISO | 1-in-2 | 2028 | 15 | 365.5142 | 371.8073 | 36.4152 | 63.948 | 0
| All | All Customers | 12 | Monthly System Peak Day | CAISO | 1-in-2 | 2028 | 16 | 325.4304 | 326.8485 | 36.396 | 63.832 | 0
| All | All Customers | 12 | Monthly System Peak Day | CAISO | 1-in-2 | 2028 | 17 | 312.0453 | 320.4894 | 36.2606 | 63.0613 | 0
| All | All Customers | 12 | Monthly System Peak Day | CAISO | 1-in-2 | 2028 | 18 | 303.5169 | 310.6681 | 36.2608 | 60.6283 | 0
| All | All Customers | 12 | Monthly System Peak Day | CAISO | 1-in-2 | 2028 | 19 | 299.83 | 304.0696 | 36.2373 | 58.2601 | 0
| All | All Customers | 12 | Monthly System Peak Day | CAISO | 1-in-2 | 2028 | 20 | 306.4436 | 376.011 | 36.9248 | 56.4553 | 0
| All | All Customers | 12 | Monthly System Peak Day | CAISO | 1-in-2 | 2028 | 21 | 309.9348 | 315.3567 | 36.3029 | 54.8884 | 0
| All | All Customers | 12 | Monthly System Peak Day | CAISO | 1-in-2 | 2028 | 22 | 462.7868 | 482.1817 | 36.4004 | 53.3672 | 0
| All | All Customers | 12 | Monthly System Peak Day | CAISO | 1-in-2 | 2028 | 23 | 452.7341 | 469.3189 | 36.4039 | 52.3209 | 0
| All | All Customers | 12 | Monthly System Peak Day | CAISO | 1-in-2 | 2028 | 24 | 465.9469 | 482.5345 | 36.404 | 51.0106 | 0
| All | All Customers | 1 | Average Weekday | CAISO | 1-in-2 | 2029 | 1 | 412.2665 | 420.323 | 36.4169 | 52.5585 | 0
| All | All Customers | 1 | Average Weekday | CAISO | 1-in-2 | 2029 | 2 | 399.9582 | 407.9798 | 36.411 | 51.7219 | 0
| All | All Customers | 1 | Average Weekday | CAISO | 1-in-2 | 2029 | 3 | 497.3676 | 509.7576 | 36.4104 | 50.9709 | 0
| All | All Customers | 1 | Average Weekday | CAISO | 1-in-2 | 2029 | 4 | 610.1489 | 628.9395 | 36.4097 | 50.429 | 0
| All | All Customers | 1 | Average Weekday | CAISO | 1-in-2 | 2029 | 5 | 605.1052 | 635.8969 | 36.4126 | 49.694 | 0
| All | All Customers | 1 | Average Weekday | CAISO | 1-in-2 | 2029 | 6 | 614.576 | 654.011 | 36.4174 | 49.15 | 0
| All | All Customers | 1 | Average Weekday | CAISO | 1-in-2 | 2029 | 7 | 629.8174 | 646.4549 | 36.4239 | 48.816 | 0
| All | All Customers | 1 | Average Weekday | CAISO | 1-in-2 | 2029 | 8 | 651.103 | 667.0223 | 36.4322 | 48.6637 | 0
| All | All Customers | 1 | Average Weekday | CAISO | 1-in-2 | 2029 | 9 | 582.803 | 608.4543 | 36.4411 | 49.2676 | 0
| All | All Customers | 1 | Average Weekday | CAISO | 1-in-2 | 2029 | 10 | 569.3898 | 584.168 | 36.4295 | 52.3202 | 0
| All | All Customers | 1 | Average Weekday | CAISO | 1-in-2 | 2029 | 11 | 551.0096 | 560.7197 | 36.4458 | 56.4236 | 0
| All | All Customers | 1 | Average Weekday | CAISO | 1-in-2 | 2029 | 12 | 541.0836 | 547.7985 | 36.4621 | 60.1816 | 0
| All | All Customers | 1 | Average Weekday | CAISO | 1-in-2 | 2029 | 13 | 466.3574 | 475.835 | 36.4724 | 63.1135 | 0
| All | All Customers | 1 | Average Weekday | CAISO | 1-in-2 | 2029 | 14 | 428.9236 | 435.8804 | 36.4605 | 65.0416 | 0
| All | All Customers | 1 | Average Weekday | CAISO | 1-in-2 | 2029 | 15 | 390.2314 | 395.8793 | 36.4359 | 66.2067 | 0
| All | All Customers | 1 | Average Weekday | CAISO | 1-in-2 | 2029 | 16 | 348.9636 | 350.211 | 36.4167 | 66.6204 | 0
| All | All Customers | 1 | Average Weekday | CAISO | 1-in-2 | 2029 | 17 | 334.3882 | 342.7242 | 36.2826 | 66.0061 | 0
| All | All Customers | 1 | Average Weekday | CAISO | 1-in-2 | 2029 | 18 | 322.9753 | 330.244 | 36.2828 | 64.2132 | 0
| All | All Customers | 1 | Average Weekday | CAISO | 1-in-2 | 2029 | 19 | 311.3574 | 315.6405 | 36.2589 | 61.3602 | 0
| All | All Customers | 1 | Average Weekday | CAISO | 1-in-2 | 2029 | 20 | 311.0333 | 380.1132 | 36.9439 | 59.2642 | 0
| All | All Customers | 1 | Average Weekday | CAISO | 1-in-2 | 2029 | 21 | 303.261 | 308.5185 | 36.3247 | 57.7073 | 0
| All | All Customers | 1 | Average Weekday | CAISO | 1-in-2 | 2029 | 22 | 457.8628 | 477.4367 | 36.4208 | 56.3169 | 0
| All | All Customers | 1 | Average Weekday | CAISO | 1-in-2 | 2029 | 23 | 450.5032 | 467.1387 | 36.4245 | 55.0643 | 0
| All | All Customers | 1 | Average Weekday | CAISO | 1-in-2 | 2029 | 24 | 467.2597 | 483.0573 | 36.4246 | 53.9413 | 0
| All | All Customers | 1 | Monthly System Peak Day | CAISO | 1-in-2 | 2029 | 1 | 412.2665 | 420.323 | 36.4169 | 48.4331 | 0
| All | All Customers | 1 | Monthly System Peak Day | CAISO | 1-in-2 | 2029 | 2 | 399.9582 | 407.9798 | 36.411 | 47.4651 | 0
| All | All Customers | 1 | Monthly System Peak Day | CAISO | 1-in-2 | 2029 | 3 | 497.3676 | 509.7576 | 36.4104 | 46.472 | 0
| All | All Customers | 1 | Monthly System Peak Day | CAISO | 1-in-2 | 2029 | 4 | 610.1489 | 628.9395 | 36.4097 | 45.6671 | 0
| All | All Customers | 1 | Monthly System Peak Day | CAISO | 1-in-2 | 2029 | 5 | 605.1052 | 635.8969 | 36.4126 | 44.9347 | 0
| All | All Customers | 1 | Monthly System Peak Day | CAISO | 1-in-2 | 2029 | 6 | 614.576 | 654.011 | 36.4174 | 44.4811 | 0
| All | All Customers | 1 | Monthly System Peak Day | CAISO | 1-in-2 | 2029 | 7 | 629.8174 | 646.4549 | 36.4239 | 44.1418 | 0
| All | All Customers | 1 | Monthly System Peak Day | CAISO | 1-in-2 | 2029 | 8 | 651.103 | 667.0223 | 36.4322 | 44.0111 | 0
| All | All Customers | 1 | Monthly System Peak Day | CAISO | 1-in-2 | 2029 | 9 | 582.803 | 608.4543 | 36.4411 | 44.8109 | 0
| All | All Customers | 1 | Monthly System Peak Day | CAISO | 1-in-2 | 2029 | 10 | 569.3898 | 584.168 | 36.4295 | 47.3493 | 0
| All | All Customers | 1 | Monthly System Peak Day | CAISO | 1-in-2 | 2029 | 11 | 551.0096 | 560.7197 | 36.4458 | 50.6244 | 0
| All | All Customers | 1 | Monthly System Peak Day | CAISO | 1-in-2 | 2029 | 12 | 541.0836 | 547.7985 | 36.4621 | 53.2728 | 0
| All | All Customers | 1 | Monthly System Peak Day | CAISO | 1-in-2 | 2029 | 13 | 466.3574 | 475.835 | 36.4724 | 54.596 | 0
| All | All Customers | 1 | Monthly System Peak Day | CAISO | 1-in-2 | 2029 | 14 | 428.9236 | 435.8804 | 36.4605 | 55.6405 | 0
| All | All Customers | 1 | Monthly System Peak Day | CAISO | 1-in-2 | 2029 | 15 | 390.2314 | 395.8793 | 36.4359 | 56.6145 | 0
| All | All Customers | 1 | Monthly System Peak Day | CAISO | 1-in-2 | 2029 | 16 | 348.9636 | 350.211 | 36.4167 | 57.0187 | 0
| All | All Customers | 1 | Monthly System Peak Day | CAISO | 1-in-2 | 2029 | 17 | 334.3882 | 342.7242 | 36.2826 | 56.2411 | 0
| All | All Customers | 1 | Monthly System Peak Day | CAISO | 1-in-2 | 2029 | 18 | 322.9753 | 330.244 | 36.2828 | 54.8652 | 0
| All | All Customers | 1 | Monthly System Peak Day | CAISO | 1-in-2 | 2029 | 19 | 311.3574 | 315.6405 | 36.2589 | 53.4358 | 0
| All | All Customers | 1 | Monthly System Peak Day | CAISO | 1-in-2 | 2029 | 20 | 311.0333 | 380.1132 | 36.9439 | 52.3091 | 0
| All | All Customers | 1 | Monthly System Peak Day | CAISO | 1-in-2 | 2029 | 21 | 303.261 | 308.5185 | 36.3247 | 51.1744 | 0
| All | All Customers | 1 | Monthly System Peak Day | CAISO | 1-in-2 | 2029 | 22 | 457.8628 | 477.4367 | 36.4208 | 50.2242 | 0
| All | All Customers | 1 | Monthly System Peak Day | CAISO | 1-in-2 | 2029 | 23 | 450.5032 | 467.1387 | 36.4245 | 49.3411 | 0
| All | All Customers | 1 | Monthly System Peak Day | CAISO | 1-in-2 | 2029 | 24 | 467.2597 | 483.0573 | 36.4246 | 48.5108 | 0
| All | All Customers | 2 | Average Weekday | CAISO | 1-in-2 | 2029 | 1 | 386.2297 | 394.9886 | 36.458 | 53.378 | 0
| All | All Customers | 2 | Average Weekday | CAISO | 1-in-2 | 2029 | 2 | 372.3786 | 381.1268 | 36.4515 | 52.5097 | 0
| All | All Customers | 2 | Average Weekday | CAISO | 1-in-2 | 2029 | 3 | 463.7538 | 477.2704 | 36.4508 | 51.7071 | 0
| All | All Customers | 2 | Average Weekday | CAISO | 1-in-2 | 2029 | 4 | 571.5696 | 592.4639 | 36.4502 | 50.8946 | 0
| All | All Customers | 2 | Average Weekday | CAISO | 1-in-2 | 2029 | 5 | 570.7578 | 603.7849 | 36.4537 | 50.1843 | 0
| All | All Customers | 2 | Average Weekday | CAISO | 1-in-2 | 2029 | 6 | 583.3084 | 624.5742 | 36.4595 | 49.5892 | 0
| All | All Customers | 2 | Average Weekday | CAISO | 1-in-2 | 2029 | 7 | 588.407 | 605.8051 | 36.4668 | 49.1847 | 0
| All | All Customers | 2 | Average Weekday | CAISO | 1-in-2 | 2029 | 8 | 610.6885 | 626.8889 | 36.475 | 49.0016 | 0
| All | All Customers | 2 | Average Weekday | CAISO | 1-in-2 | 2029 | 9 | 559.7 | 585.3583 | 36.484 | 50.3745 | 0
| All | All Customers | 2 | Average Weekday | CAISO | 1-in-2 | 2029 | 10 | 541.7661 | 556.012 | 36.4706 | 53.9356 | 0
| All | All Customers | 2 | Average Weekday | CAISO | 1-in-2 | 2029 | 11 | 527.2308 | 537.1107 | 36.4883 | 57.9538 | 0
| All | All Customers | 2 | Average Weekday | CAISO | 1-in-2 | 2029 | 12 | 516.7049 | 524.0039 | 36.5062 | 61.338 | 0
| All | All Customers | 2 | Average Weekday | CAISO | 1-in-2 | 2029 | 13 | 440.1683 | 450.4225 | 36.5176 | 63.8157 | 0
| All | All Customers | 2 | Average Weekday | CAISO | 1-in-2 | 2029 | 14 | 399.4883 | 406.9218 | 36.5047 | 65.3674 | 0
| All | All Customers | 2 | Average Weekday | CAISO | 1-in-2 | 2029 | 15 | 352.72 | 360.0519 | 36.4781 | 66.1889 | 0
| All | All Customers | 2 | Average Weekday | CAISO | 1-in-2 | 2029 | 16 | 313.0375 | 315.3873 | 36.4574 | 66.3555 | 0
| All | All Customers | 2 | Average Weekday | CAISO | 1-in-2 | 2029 | 17 | 288.0175 | 295.5052 | 36.2961 | 65.8766 | 0
| All | All Customers | 2 | Average Weekday | CAISO | 1-in-2 | 2029 | 18 | 276.9582 | 283.3776 | 36.297 | 64.5144 | 0
| All | All Customers | 2 | Average Weekday | CAISO | 1-in-2 | 2029 | 19 | 270.7701 | 275.487 | 36.2592 | 62.0064 | 0
| All | All Customers | 2 | Average Weekday | CAISO | 1-in-2 | 2029 | 20 | 270.368 | 337.2984 | 37.0442 | 59.7067 | 0
| All | All Customers | 2 | Average Weekday | CAISO | 1-in-2 | 2029 | 21 | 264.6336 | 270.0165 | 36.34 | 58.0781 | 0
| All | All Customers | 2 | Average Weekday | CAISO | 1-in-2 | 2029 | 22 | 420.9986 | 441.1155 | 36.4636 | 56.721 | 0
| All | All Customers | 2 | Average Weekday | CAISO | 1-in-2 | 2029 | 23 | 415.7473 | 433.0723 | 36.4673 | 55.5031 | 0
| All | All Customers | 2 | Average Weekday | CAISO | 1-in-2 | 2029 | 24 | 434.3287 | 451.1517 | 36.4667 | 54.4153 | 0
| All | All Customers | 2 | Monthly System Peak Day | CAISO | 1-in-2 | 2029 | 1 | 386.2297 | 394.9886 | 36.458 | 43.9558 | 0
| All | All Customers | 2 | Monthly System Peak Day | CAISO | 1-in-2 | 2029 | 2 | 372.3786 | 381.1268 | 36.4515 | 43.2858 | 0
| All | All Customers | 2 | Monthly System Peak Day | CAISO | 1-in-2 | 2029 | 3 | 463.7538 | 477.2704 | 36.4508 | 42.5517 | 0
| All | All Customers | 2 | Monthly System Peak Day | CAISO | 1-in-2 | 2029 | 4 | 571.5696 | 592.4639 | 36.4502 | 42.014 | 0
| All | All Customers | 2 | Monthly System Peak Day | CAISO | 1-in-2 | 2029 | 5 | 570.7578 | 603.7849 | 36.4537 | 41.1881 | 0
| All | All Customers | 2 | Monthly System Peak Day | CAISO | 1-in-2 | 2029 | 6 | 583.3084 | 624.5742 | 36.4595 | 40.3987 | 0
| All | All Customers | 2 | Monthly System Peak Day | CAISO | 1-in-2 | 2029 | 7 | 588.407 | 605.8051 | 36.4668 | 39.7456 | 0
| All | All Customers | 2 | Monthly System Peak Day | CAISO | 1-in-2 | 2029 | 8 | 610.6885 | 626.8889 | 36.475 | 39.5259 | 0
| All | All Customers | 2 | Monthly System Peak Day | CAISO | 1-in-2 | 2029 | 9 | 559.7 | 585.3583 | 36.484 | 41.2022 | 0
| All | All Customers | 2 | Monthly System Peak Day | CAISO | 1-in-2 | 2029 | 10 | 541.7661 | 556.012 | 36.4706 | 44.5748 | 0
| All | All Customers | 2 | Monthly System Peak Day | CAISO | 1-in-2 | 2029 | 11 | 527.2308 | 537.1107 | 36.4883 | 47.9244 | 0
| All | All Customers | 2 | Monthly System Peak Day | CAISO | 1-in-2 | 2029 | 12 | 516.7049 | 524.0039 | 36.5062 | 51.0485 | 0
| All | All Customers | 2 | Monthly System Peak Day | CAISO | 1-in-2 | 2029 | 13 | 440.1683 | 450.4225 | 36.5176 | 53.4411 | 0
| All | All Customers | 2 | Monthly System Peak Day | CAISO | 1-in-2 | 2029 | 14 | 399.4883 | 406.9218 | 36.5047 | 55.1219 | 0
| All | All Customers | 2 | Monthly System Peak Day | CAISO | 1-in-2 | 2029 | 15 | 352.72 | 360.0519 | 36.4781 | 56.2265 | 0
| All | All Customers | 2 | Monthly System Peak Day | CAISO | 1-in-2 | 2029 | 16 | 313.0375 | 315.3873 | 36.4574 | 56.7816 | 0
| All | All Customers | 2 | Monthly System Peak Day | CAISO | 1-in-2 | 2029 | 17 | 288.0175 | 295.5052 | 36.2961 | 56.6678 | 0
| All | All Customers | 2 | Monthly System Peak Day | CAISO | 1-in-2 | 2029 | 18 | 276.9582 | 283.3776 | 36.297 | 55.6734 | 0
| All | All Customers | 2 | Monthly System Peak Day | CAISO | 1-in-2 | 2029 | 19 | 270.7701 | 275.487 | 36.2592 | 53.572 | 0
| All | All Customers | 2 | Monthly System Peak Day | CAISO | 1-in-2 | 2029 | 20 | 270.368 | 337.2984 | 37.0442 | 51.4564 | 0
| All | All Customers | 2 | Monthly System Peak Day | CAISO | 1-in-2 | 2029 | 21 | 264.6336 | 270.0165 | 36.34 | 49.9584 | 0
| All | All Customers | 2 | Monthly System Peak Day | CAISO | 1-in-2 | 2029 | 22 | 420.9986 | 441.1155 | 36.4636 | 48.589 | 0
| All | All Customers | 2 | Monthly System Peak Day | CAISO | 1-in-2 | 2029 | 23 | 415.7473 | 433.0723 | 36.4673 | 47.2978 | 0
| All | All Customers | 2 | Monthly System Peak Day | CAISO | 1-in-2 | 2029 | 24 | 434.3287 | 451.1517 | 36.4667 | 46.0474 | 0
| All | All Customers | 3 | Average Weekday | CAISO | 1-in-2 | 2029 | 1 | 417.757 | 433.0912 | 36.5268 | 54.6159 | 0
| All | All Customers | 3 | Average Weekday | CAISO | 1-in-2 | 2029 | 2 | 403.9873 | 412.7823 | 36.4777 | 53.6132 | 0
| All | All Customers | 3 | Average Weekday | CAISO | 1-in-2 | 2029 | 3 | 509.5511 | 520.8308 | 36.4704 | 52.7015 | 0
| All | All Customers | 3 | Average Weekday | CAISO | 1-in-2 | 2029 | 4 | 619.549 | 636.0003 | 36.4543 | 51.9312 | 0
| All | All Customers | 3 | Average Weekday | CAISO | 1-in-2 | 2029 | 5 | 601.3726 | 621.9895 | 36.4576 | 51.2105 | 0
| All | All Customers | 3 | Average Weekday | CAISO | 1-in-2 | 2029 | 6 | 615.7009 | 639.7253 | 36.4432 | 50.5552 | 0
| All | All Customers | 3 | Average Weekday | CAISO | 1-in-2 | 2029 | 7 | 629.025 | 645.6024 | 36.455 | 50.1343 | 0
| All | All Customers | 3 | Average Weekday | CAISO | 1-in-2 | 2029 | 8 | 647.224 | 677.4771 | 36.5854 | 49.9393 | 0
| All | All Customers | 3 | Average Weekday | CAISO | 1-in-2 | 2029 | 9 | 590.012 | 628.3204 | 36.7036 | 50.9886 | 0
| All | All Customers | 3 | Average Weekday | CAISO | 1-in-2 | 2029 | 10 | 575.4119 | 598.63 | 36.5959 | 53.9236 | 0
| All | All Customers | 3 | Average Weekday | CAISO | 1-in-2 | 2029 | 11 | 550.5814 | 567.9741 | 36.6547 | 57.4191 | 0
| All | All Customers | 3 | Average Weekday | CAISO | 1-in-2 | 2029 | 12 | 542.6158 | 554.1536 | 36.7132 | 60.6555 | 0
| All | All Customers | 3 | Average Weekday | CAISO | 1-in-2 | 2029 | 13 | 447.659 | 456.925 | 36.7442 | 63.182 | 0
| All | All Customers | 3 | Average Weekday | CAISO | 1-in-2 | 2029 | 14 | 418.6179 | 425.013 | 36.6983 | 64.9368 | 0
| All | All Customers | 3 | Average Weekday | CAISO | 1-in-2 | 2029 | 15 | 372.9724 | 378.2932 | 36.6044 | 66.1033 | 0
| All | All Customers | 3 | Average Weekday | CAISO | 1-in-2 | 2029 | 16 | 335.2768 | 337.3953 | 36.4762 | 66.7592 | 0
| All | All Customers | 3 | Average Weekday | CAISO | 1-in-2 | 2029 | 17 | 322.3547 | 331.4569 | 36.2924 | 66.8476 | 0
| All | All Customers | 3 | Average Weekday | CAISO | 1-in-2 | 2029 | 18 | 308.9602 | 315.9787 | 36.3056 | 66.0898 | 0
| All | All Customers | 3 | Average Weekday | CAISO | 1-in-2 | 2029 | 19 | 301.3283 | 306.1793 | 36.3787 | 64.4603 | 0
| All | All Customers | 3 | Average Weekday | CAISO | 1-in-2 | 2029 | 20 | 291.2794 | 295.3243 | 36.2586 | 61.9857 | 0
| All | All Customers | 3 | Average Weekday | CAISO | 1-in-2 | 2029 | 21 | 277.1622 | 281.1172 | 36.3016 | 59.492 | 0
| All | All Customers | 3 | Average Weekday | CAISO | 1-in-2 | 2029 | 22 | 453.0099 | 475.9391 | 36.4779 | 57.88 | 0
| All | All Customers | 3 | Average Weekday | CAISO | 1-in-2 | 2029 | 23 | 452.4416 | 476.7382 | 36.5275 | 56.6198 | 0
| All | All Customers | 3 | Average Weekday | CAISO | 1-in-2 | 2029 | 24 | 478.4395 | 511.1805 | 36.577 | 55.4976 | 0
| All | All Customers | 3 | Monthly System Peak Day | CAISO | 1-in-2 | 2029 | 1 | 417.757 | 433.0912 | 36.5268 | 57.5592 | 0
| All | All Customers | 3 | Monthly System Peak Day | CAISO | 1-in-2 | 2029 | 2 | 403.9873 | 412.7823 | 36.4777 | 56.3595 | 0
| All | All Customers | 3 | Monthly System Peak Day | CAISO | 1-in-2 | 2029 | 3 | 509.5511 | 520.8308 | 36.4704 | 54.8393 | 0
| All | All Customers | 3 | Monthly System Peak Day | CAISO | 1-in-2 | 2029 | 4 | 619.549 | 636.0003 | 36.4543 | 53.8418 | 0
| All | All Customers | 3 | Monthly System Peak Day | CAISO | 1-in-2 | 2029 | 5 | 601.3726 | 621.9895 | 36.4576 | 53.022 | 0
| All | All Customers | 3 | Monthly System Peak Day | CAISO | 1-in-2 | 2029 | 6 | 615.7009 | 639.7253 | 36.4432 | 52.0521 | 0
| All | All Customers | 3 | Monthly System Peak Day | CAISO | 1-in-2 | 2029 | 7 | 629.025 | 645.6024 | 36.455 | 51.5856 | 0
| All | All Customers | 3 | Monthly System Peak Day | CAISO | 1-in-2 | 2029 | 8 | 647.224 | 677.4771 | 36.5854 | 50.8281 | 0
| All | All Customers | 3 | Monthly System Peak Day | CAISO | 1-in-2 | 2029 | 9 | 590.012 | 628.3204 | 36.7036 | 51.1838 | 0
| All | All Customers | 3 | Monthly System Peak Day | CAISO | 1-in-2 | 2029 | 10 | 575.4119 | 598.63 | 36.5959 | 54.2433 | 0
| All | All Customers | 3 | Monthly System Peak Day | CAISO | 1-in-2 | 2029 | 11 | 550.5814 | 567.9741 | 36.6547 | 58.9927 | 0
| All | All Customers | 3 | Monthly System Peak Day | CAISO | 1-in-2 | 2029 | 12 | 542.6158 | 554.1536 | 36.7132 | 63.3587 | 0
| All | All Customers | 3 | Monthly System Peak Day | CAISO | 1-in-2 | 2029 | 13 | 447.659 | 456.925 | 36.7442 | 66.4721 | 0
| All | All Customers | 3 | Monthly System Peak Day | CAISO | 1-in-2 | 2029 | 14 | 418.6179 | 425.013 | 36.6983 | 68.0965 | 0
| All | All Customers | 3 | Monthly System Peak Day | CAISO | 1-in-2 | 2029 | 15 | 372.9724 | 378.2932 | 36.6044 | 69.2324 | 0
| All | All Customers | 3 | Monthly System Peak Day | CAISO | 1-in-2 | 2029 | 16 | 335.2768 | 337.3953 | 36.4762 | 70.1774 | 0
| All | All Customers | 3 | Monthly System Peak Day | CAISO | 1-in-2 | 2029 | 17 | 322.3547 | 331.4569 | 36.2924 | 70.5862 | 0
| All | All Customers | 3 | Monthly System Peak Day | CAISO | 1-in-2 | 2029 | 18 | 308.9602 | 315.9787 | 36.3056 | 70.0236 | 0
| All | All Customers | 3 | Monthly System Peak Day | CAISO | 1-in-2 | 2029 | 19 | 301.3283 | 306.1793 | 36.3787 | 68.3629 | 0
| All | All Customers | 3 | Monthly System Peak Day | CAISO | 1-in-2 | 2029 | 20 | 291.2794 | 295.3243 | 36.2586 | 65.279 | 0
| All | All Customers | 3 | Monthly System Peak Day | CAISO | 1-in-2 | 2029 | 21 | 277.1622 | 281.1172 | 36.3016 | 62.3627 | 0
| All | All Customers | 3 | Monthly System Peak Day | CAISO | 1-in-2 | 2029 | 22 | 453.0099 | 475.9391 | 36.4779 | 60.5716 | 0
| All | All Customers | 3 | Monthly System Peak Day | CAISO | 1-in-2 | 2029 | 23 | 452.4416 | 476.7382 | 36.5275 | 59.1525 | 0
| All | All Customers | 3 | Monthly System Peak Day | CAISO | 1-in-2 | 2029 | 24 | 478.4395 | 511.1805 | 36.577 | 57.761 | 0
| All | All Customers | 4 | Average Weekday | CAISO | 1-in-2 | 2029 | 1 | 387.1739 | 401.5839 | 36.5291 | 57.1484 | 0
| All | All Customers | 4 | Average Weekday | CAISO | 1-in-2 | 2029 | 2 | 374.6163 | 383.9539 | 36.4803 | 56.3024 | 0
| All | All Customers | 4 | Average Weekday | CAISO | 1-in-2 | 2029 | 3 | 475.8187 | 487.549 | 36.4731 | 55.5058 | 0
| All | All Customers | 4 | Average Weekday | CAISO | 1-in-2 | 2029 | 4 | 577.6476 | 593.8279 | 36.4572 | 54.8392 | 0
| All | All Customers | 4 | Average Weekday | CAISO | 1-in-2 | 2029 | 5 | 552.1976 | 571.6206 | 36.4605 | 54.2634 | 0
| All | All Customers | 4 | Average Weekday | CAISO | 1-in-2 | 2029 | 6 | 567.032 | 590.1468 | 36.4463 | 53.8194 | 0
| All | All Customers | 4 | Average Weekday | CAISO | 1-in-2 | 2029 | 7 | 581.1312 | 598.255 | 36.4582 | 53.4151 | 0
| All | All Customers | 4 | Average Weekday | CAISO | 1-in-2 | 2029 | 8 | 598.6992 | 627.0339 | 36.5876 | 53.3156 | 0
| All | All Customers | 4 | Average Weekday | CAISO | 1-in-2 | 2029 | 9 | 532.8431 | 570.1849 | 36.7048 | 54.8243 | 0
| All | All Customers | 4 | Average Weekday | CAISO | 1-in-2 | 2029 | 10 | 518.0373 | 541.631 | 36.5975 | 57.5562 | 0
| All | All Customers | 4 | Average Weekday | CAISO | 1-in-2 | 2029 | 11 | 502.0726 | 517.9401 | 36.6558 | 60.5081 | 0
| All | All Customers | 4 | Average Weekday | CAISO | 1-in-2 | 2029 | 12 | 494.4208 | 505.9596 | 36.7138 | 63.3646 | 0
| All | All Customers | 4 | Average Weekday | CAISO | 1-in-2 | 2029 | 13 | 410.0237 | 419.2433 | 36.7444 | 65.7088 | 0
| All | All Customers | 4 | Average Weekday | CAISO | 1-in-2 | 2029 | 14 | 377.563 | 383.9853 | 36.6987 | 67.5171 | 0
| All | All Customers | 4 | Average Weekday | CAISO | 1-in-2 | 2029 | 15 | 330.0441 | 335.5537 | 36.6055 | 68.8034 | 0
| All | All Customers | 4 | Average Weekday | CAISO | 1-in-2 | 2029 | 16 | 289.6166 | 291.8096 | 36.4787 | 69.3976 | 0
| All | All Customers | 4 | Average Weekday | CAISO | 1-in-2 | 2029 | 17 | 269.5447 | 277.7167 | 36.2953 | 69.5059 | 0
| All | All Customers | 4 | Average Weekday | CAISO | 1-in-2 | 2029 | 18 | 251.8789 | 258.2473 | 36.308 | 68.8624 | 0
| All | All Customers | 4 | Average Weekday | CAISO | 1-in-2 | 2029 | 19 | 237.524 | 242.3392 | 36.3785 | 67.5336 | 0
| All | All Customers | 4 | Average Weekday | CAISO | 1-in-2 | 2029 | 20 | 229.726 | 233.8461 | 36.2586 | 65.2396 | 0
| All | All Customers | 4 | Average Weekday | CAISO | 1-in-2 | 2029 | 21 | 237.5365 | 241.6634 | 36.306 | 62.2996 | 0
| All | All Customers | 4 | Average Weekday | CAISO | 1-in-2 | 2029 | 22 | 413.5321 | 436.2161 | 36.4806 | 60.2287 | 0
| All | All Customers | 4 | Average Weekday | CAISO | 1-in-2 | 2029 | 23 | 416.6334 | 440.6194 | 36.5303 | 58.8624 | 0
| All | All Customers | 4 | Average Weekday | CAISO | 1-in-2 | 2029 | 24 | 444.3947 | 476.5499 | 36.5792 | 57.8285 | 0
| All | All Customers | 4 | Monthly System Peak Day | CAISO | 1-in-2 | 2029 | 1 | 387.1739 | 401.5839 | 36.5291 | 62.4696 | 0
| All | All Customers | 4 | Monthly System Peak Day | CAISO | 1-in-2 | 2029 | 2 | 374.6163 | 383.9539 | 36.4803 | 61.1553 | 0
| All | All Customers | 4 | Monthly System Peak Day | CAISO | 1-in-2 | 2029 | 3 | 475.8187 | 487.549 | 36.4731 | 60.252 | 0
| All | All Customers | 4 | Monthly System Peak Day | CAISO | 1-in-2 | 2029 | 4 | 577.6476 | 593.8279 | 36.4572 | 59.4213 | 0
| All | All Customers | 4 | Monthly System Peak Day | CAISO | 1-in-2 | 2029 | 5 | 552.1976 | 571.6206 | 36.4605 | 58.3702 | 0
| All | All Customers | 4 | Monthly System Peak Day | CAISO | 1-in-2 | 2029 | 6 | 567.032 | 590.1468 | 36.4463 | 57.5942 | 0
| All | All Customers | 4 | Monthly System Peak Day | CAISO | 1-in-2 | 2029 | 7 | 581.1312 | 598.255 | 36.4582 | 56.929 | 0
| All | All Customers | 4 | Monthly System Peak Day | CAISO | 1-in-2 | 2029 | 8 | 598.6992 | 627.0339 | 36.5876 | 56.7557 | 0
| All | All Customers | 4 | Monthly System Peak Day | CAISO | 1-in-2 | 2029 | 9 | 532.8431 | 570.1849 | 36.7048 | 58.4183 | 0
| All | All Customers | 4 | Monthly System Peak Day | CAISO | 1-in-2 | 2029 | 10 | 518.0373 | 541.631 | 36.5975 | 62.5047 | 0
| All | All Customers | 4 | Monthly System Peak Day | CAISO | 1-in-2 | 2029 | 11 | 502.0726 | 517.9401 | 36.6558 | 67.6095 | 0
| All | All Customers | 4 | Monthly System Peak Day | CAISO | 1-in-2 | 2029 | 12 | 494.4208 | 505.9596 | 36.7138 | 72.4801 | 0
| All | All Customers | 4 | Monthly System Peak Day | CAISO | 1-in-2 | 2029 | 13 | 410.0237 | 419.2433 | 36.7444 | 76.4282 | 0
| All | All Customers | 4 | Monthly System Peak Day | CAISO | 1-in-2 | 2029 | 14 | 377.563 | 383.9853 | 36.6987 | 79.252 | 0
| All | All Customers | 4 | Monthly System Peak Day | CAISO | 1-in-2 | 2029 | 15 | 330.0441 | 335.5537 | 36.6055 | 81.0889 | 0
| All | All Customers | 4 | Monthly System Peak Day | CAISO | 1-in-2 | 2029 | 16 | 289.6166 | 291.8096 | 36.4787 | 81.5348 | 0
| All | All Customers | 4 | Monthly System Peak Day | CAISO | 1-in-2 | 2029 | 17 | 269.5447 | 277.7167 | 36.2953 | 81.1554 | 0
| All | All Customers | 4 | Monthly System Peak Day | CAISO | 1-in-2 | 2029 | 18 | 251.8789 | 258.2473 | 36.308 | 80.3455 | 0
| All | All Customers | 4 | Monthly System Peak Day | CAISO | 1-in-2 | 2029 | 19 | 237.524 | 242.3392 | 36.3785 | 79.2417 | 0
| All | All Customers | 4 | Monthly System Peak Day | CAISO | 1-in-2 | 2029 | 20 | 229.726 | 233.8461 | 36.2586 | 76.6272 | 0
| All | All Customers | 4 | Monthly System Peak Day | CAISO | 1-in-2 | 2029 | 21 | 237.5365 | 241.6634 | 36.306 | 72.2794 | 0
| All | All Customers | 4 | Monthly System Peak Day | CAISO | 1-in-2 | 2029 | 22 | 413.5321 | 436.2161 | 36.4806 | 68.3535 | 0
| All | All Customers | 4 | Monthly System Peak Day | CAISO | 1-in-2 | 2029 | 23 | 416.6334 | 440.6194 | 36.5303 | 65.4784 | 0
| All | All Customers | 4 | Monthly System Peak Day | CAISO | 1-in-2 | 2029 | 24 | 444.3947 | 476.5499 | 36.5792 | 63.5581 | 0
| All | All Customers | 5 | Average Weekday | CAISO | 1-in-2 | 2029 | 1 | 395.0466 | 409.6105 | 36.5444 | 60.1457 | 0
| All | All Customers | 5 | Average Weekday | CAISO | 1-in-2 | 2029 | 2 | 383.2189 | 391.418 | 36.4957 | 59.5142 | 0
| All | All Customers | 5 | Average Weekday | CAISO | 1-in-2 | 2029 | 3 | 487.7497 | 499.741 | 36.4884 | 58.9581 | 0
| All | All Customers | 5 | Average Weekday | CAISO | 1-in-2 | 2029 | 4 | 591.2645 | 608.1723 | 36.4727 | 58.4379 | 0
| All | All Customers | 5 | Average Weekday | CAISO | 1-in-2 | 2029 | 5 | 569.848 | 589.9321 | 36.476 | 58.0047 | 0
| All | All Customers | 5 | Average Weekday | CAISO | 1-in-2 | 2029 | 6 | 579.1702 | 603.7257 | 36.4621 | 57.5861 | 0
| All | All Customers | 5 | Average Weekday | CAISO | 1-in-2 | 2029 | 7 | 585.4282 | 602.2854 | 36.4744 | 57.2101 | 0
| All | All Customers | 5 | Average Weekday | CAISO | 1-in-2 | 2029 | 8 | 611.1757 | 641.9556 | 36.6035 | 57.5194 | 0
| All | All Customers | 5 | Average Weekday | CAISO | 1-in-2 | 2029 | 9 | 541.2604 | 576.723 | 36.7199 | 59.1608 | 0
| All | All Customers | 5 | Average Weekday | CAISO | 1-in-2 | 2029 | 10 | 531.2457 | 554.7561 | 36.6123 | 61.3829 | 0
| All | All Customers | 5 | Average Weekday | CAISO | 1-in-2 | 2029 | 11 | 516.2249 | 532.4601 | 36.6704 | 63.9673 | 0
| All | All Customers | 5 | Average Weekday | CAISO | 1-in-2 | 2029 | 12 | 504.0859 | 515.3887 | 36.7281 | 66.3945 | 0
| All | All Customers | 5 | Average Weekday | CAISO | 1-in-2 | 2029 | 13 | 419.146 | 428.7099 | 36.7582 | 68.5273 | 0
| All | All Customers | 5 | Average Weekday | CAISO | 1-in-2 | 2029 | 14 | 392.9171 | 399.4055 | 36.7124 | 70.1991 | 0
| All | All Customers | 5 | Average Weekday | CAISO | 1-in-2 | 2029 | 15 | 350.7256 | 356.1783 | 36.6195 | 71.3669 | 0
| All | All Customers | 5 | Average Weekday | CAISO | 1-in-2 | 2029 | 16 | 303.7867 | 305.9172 | 36.4936 | 71.9443 | 0
| All | All Customers | 5 | Average Weekday | CAISO | 1-in-2 | 2029 | 17 | 276.8574 | 285.7849 | 36.3018 | 71.9069 | 0
| All | All Customers | 5 | Average Weekday | CAISO | 1-in-2 | 2029 | 18 | 263.1129 | 269.9065 | 36.3144 | 71.2705 | 0
| All | All Customers | 5 | Average Weekday | CAISO | 1-in-2 | 2029 | 19 | 252.3204 | 257.5411 | 36.3746 | 69.9176 | 0
| All | All Customers | 5 | Average Weekday | CAISO | 1-in-2 | 2029 | 20 | 241.815 | 246.1944 | 36.2587 | 67.825 | 0
| All | All Customers | 5 | Average Weekday | CAISO | 1-in-2 | 2029 | 21 | 252.8896 | 257.2345 | 36.3124 | 65.1177 | 0
| All | All Customers | 5 | Average Weekday | CAISO | 1-in-2 | 2029 | 22 | 425.6242 | 448.847 | 36.497 | 62.9378 | 0
| All | All Customers | 5 | Average Weekday | CAISO | 1-in-2 | 2029 | 23 | 435.0766 | 459.8043 | 36.5467 | 61.6894 | 0
| All | All Customers | 5 | Average Weekday | CAISO | 1-in-2 | 2029 | 24 | 460.2007 | 492.9743 | 36.5948 | 60.763 | 0
| All | All Customers | 5 | Monthly System Peak Day | CAISO | 1-in-2 | 2029 | 1 | 395.0466 | 409.6105 | 36.5444 | 66.0352 | 0
| All | All Customers | 5 | Monthly System Peak Day | CAISO | 1-in-2 | 2029 | 2 | 383.2189 | 391.418 | 36.4957 | 64.5273 | 0
| All | All Customers | 5 | Monthly System Peak Day | CAISO | 1-in-2 | 2029 | 3 | 487.7497 | 499.741 | 36.4884 | 63.187 | 0
| All | All Customers | 5 | Monthly System Peak Day | CAISO | 1-in-2 | 2029 | 4 | 591.2645 | 608.1723 | 36.4727 | 61.7426 | 0
| All | All Customers | 5 | Monthly System Peak Day | CAISO | 1-in-2 | 2029 | 5 | 569.848 | 589.9321 | 36.476 | 60.4309 | 0
| All | All Customers | 5 | Monthly System Peak Day | CAISO | 1-in-2 | 2029 | 6 | 579.1702 | 603.7257 | 36.4621 | 59.7787 | 0
| All | All Customers | 5 | Monthly System Peak Day | CAISO | 1-in-2 | 2029 | 7 | 585.4282 | 602.2854 | 36.4744 | 59.5271 | 0
| All | All Customers | 5 | Monthly System Peak Day | CAISO | 1-in-2 | 2029 | 8 | 611.1757 | 641.9556 | 36.6035 | 59.9304 | 0
| All | All Customers | 5 | Monthly System Peak Day | CAISO | 1-in-2 | 2029 | 9 | 541.2604 | 576.723 | 36.7199 | 62.3035 | 0
| All | All Customers | 5 | Monthly System Peak Day | CAISO | 1-in-2 | 2029 | 10 | 531.2457 | 554.7561 | 36.6123 | 66.9258 | 0
| All | All Customers | 5 | Monthly System Peak Day | CAISO | 1-in-2 | 2029 | 11 | 516.2249 | 532.4601 | 36.6704 | 72.2923 | 0
| All | All Customers | 5 | Monthly System Peak Day | CAISO | 1-in-2 | 2029 | 12 | 504.0859 | 515.3887 | 36.7281 | 76.8891 | 0
| All | All Customers | 5 | Monthly System Peak Day | CAISO | 1-in-2 | 2029 | 13 | 419.146 | 428.7099 | 36.7582 | 80.0617 | 0
| All | All Customers | 5 | Monthly System Peak Day | CAISO | 1-in-2 | 2029 | 14 | 392.9171 | 399.4055 | 36.7124 | 82.0963 | 0
| All | All Customers | 5 | Monthly System Peak Day | CAISO | 1-in-2 | 2029 | 15 | 350.7256 | 356.1783 | 36.6195 | 83.2494 | 0
| All | All Customers | 5 | Monthly System Peak Day | CAISO | 1-in-2 | 2029 | 16 | 303.7867 | 305.9172 | 36.4936 | 83.9157 | 0
| All | All Customers | 5 | Monthly System Peak Day | CAISO | 1-in-2 | 2029 | 17 | 276.8574 | 285.7849 | 36.3018 | 83.7217 | 0
| All | All Customers | 5 | Monthly System Peak Day | CAISO | 1-in-2 | 2029 | 18 | 263.1129 | 269.9065 | 36.3144 | 82.1785 | 0
| All | All Customers | 5 | Monthly System Peak Day | CAISO | 1-in-2 | 2029 | 19 | 252.3204 | 257.5411 | 36.3746 | 79.7652 | 0
| All | All Customers | 5 | Monthly System Peak Day | CAISO | 1-in-2 | 2029 | 20 | 241.815 | 246.1944 | 36.2587 | 76.7701 | 0
| All | All Customers | 5 | Monthly System Peak Day | CAISO | 1-in-2 | 2029 | 21 | 252.8896 | 257.2345 | 36.3124 | 72.5823 | 0
| All | All Customers | 5 | Monthly System Peak Day | CAISO | 1-in-2 | 2029 | 22 | 425.6242 | 448.847 | 36.497 | 69.1974 | 0
| All | All Customers | 5 | Monthly System Peak Day | CAISO | 1-in-2 | 2029 | 23 | 435.0766 | 459.8043 | 36.5467 | 67.3572 | 0
| All | All Customers | 5 | Monthly System Peak Day | CAISO | 1-in-2 | 2029 | 24 | 460.2007 | 492.9743 | 36.5948 | 65.3978 | 0
| All | All Customers | 6 | Average Weekday | CAISO | 1-in-2 | 2029 | 1 | 381.9518 | 411.2417 | 38.0041 | 63.3347 | 0
| All | All Customers | 6 | Average Weekday | CAISO | 1-in-2 | 2029 | 2 | 370.082 | 395.8193 | 37.9739 | 62.4336 | 0
| All | All Customers | 6 | Average Weekday | CAISO | 1-in-2 | 2029 | 3 | 465.1225 | 502.9879 | 37.9672 | 61.6495 | 0
| All | All Customers | 6 | Average Weekday | CAISO | 1-in-2 | 2029 | 4 | 561.9498 | 610.2529 | 37.9609 | 60.9868 | 0
| All | All Customers | 6 | Average Weekday | CAISO | 1-in-2 | 2029 | 5 | 540.1128 | 595.6435 | 37.9726 | 60.4527 | 0
| All | All Customers | 6 | Average Weekday | CAISO | 1-in-2 | 2029 | 6 | 564.117 | 627.2 | 37.9934 | 59.9373 | 0
| All | All Customers | 6 | Average Weekday | CAISO | 1-in-2 | 2029 | 7 | 577.6859 | 621.4116 | 38.1463 | 59.5165 | 0
| All | All Customers | 6 | Average Weekday | CAISO | 1-in-2 | 2029 | 8 | 597.0524 | 638.739 | 38.0222 | 60.1751 | 0
| All | All Customers | 6 | Average Weekday | CAISO | 1-in-2 | 2029 | 9 | 551.9565 | 568.027 | 38.0687 | 62.3426 | 0
| All | All Customers | 6 | Average Weekday | CAISO | 1-in-2 | 2029 | 10 | 538.3101 | 547.9938 | 38.1211 | 65.1843 | 0
| All | All Customers | 6 | Average Weekday | CAISO | 1-in-2 | 2029 | 11 | 515.6071 | 521.1628 | 38.176 | 68.3037 | 0
| All | All Customers | 6 | Average Weekday | CAISO | 1-in-2 | 2029 | 12 | 506.2806 | 518.789 | 38.1991 | 71.3783 | 0
| All | All Customers | 6 | Average Weekday | CAISO | 1-in-2 | 2029 | 13 | 422.0257 | 447.7124 | 38.2583 | 73.8767 | 0
| All | All Customers | 6 | Average Weekday | CAISO | 1-in-2 | 2029 | 14 | 392.7632 | 412.6332 | 38.2172 | 75.8974 | 0
| All | All Customers | 6 | Average Weekday | CAISO | 1-in-2 | 2029 | 15 | 340.7812 | 357.9067 | 38.2549 | 77.3669 | 0
| All | All Customers | 6 | Average Weekday | CAISO | 1-in-2 | 2029 | 16 | 298.5609 | 310.958 | 38.3277 | 78.0876 | 0
| All | All Customers | 6 | Average Weekday | CAISO | 1-in-2 | 2029 | 17 | 276.4113 | 281.7718 | 38.1771 | 78.2813 | 0
| All | All Customers | 6 | Average Weekday | CAISO | 1-in-2 | 2029 | 18 | 254.6383 | 264.885 | 38.1736 | 77.522 | 0
| All | All Customers | 6 | Average Weekday | CAISO | 1-in-2 | 2029 | 19 | 239.0003 | 264.5805 | 58.6107 | 76.0725 | 0
| All | All Customers | 6 | Average Weekday | CAISO | 1-in-2 | 2029 | 20 | 225.0656 | 251.2293 | 37.0041 | 73.9133 | 0
| All | All Customers | 6 | Average Weekday | CAISO | 1-in-2 | 2029 | 21 | 242.001 | 255.9289 | 38.1231 | 70.9037 | 0
| All | All Customers | 6 | Average Weekday | CAISO | 1-in-2 | 2029 | 22 | 400.1701 | 452.0914 | 37.8339 | 67.7811 | 0
| All | All Customers | 6 | Average Weekday | CAISO | 1-in-2 | 2029 | 23 | 428.1405 | 474.6481 | 37.9399 | 65.9071 | 0
| All | All Customers | 6 | Average Weekday | CAISO | 1-in-2 | 2029 | 24 | 454.8232 | 502.1412 | 37.9944 | 64.6 | 0
| All | All Customers | 6 | Monthly System Peak Day | CAISO | 1-in-2 | 2029 | 1 | 381.9518 | 410.6556 | 36.529 | 65.1783 | 0
| All | All Customers | 6 | Monthly System Peak Day | CAISO | 1-in-2 | 2029 | 2 | 370.082 | 390.9399 | 36.5318 | 64.4133 | 0
| All | All Customers | 6 | Monthly System Peak Day | CAISO | 1-in-2 | 2029 | 3 | 465.1225 | 492.1284 | 36.5328 | 63.6826 | 0
| All | All Customers | 6 | Monthly System Peak Day | CAISO | 1-in-2 | 2029 | 4 | 561.9498 | 590.4945 | 36.5333 | 62.8256 | 0
| All | All Customers | 6 | Monthly System Peak Day | CAISO | 1-in-2 | 2029 | 5 | 540.1128 | 580.3361 | 36.528 | 61.9409 | 0
| All | All Customers | 6 | Monthly System Peak Day | CAISO | 1-in-2 | 2029 | 6 | 564.117 | 610.4324 | 36.5182 | 60.9706 | 0
| All | All Customers | 6 | Monthly System Peak Day | CAISO | 1-in-2 | 2029 | 7 | 577.6859 | 602.8751 | 36.486 | 60.3787 | 0
| All | All Customers | 6 | Monthly System Peak Day | CAISO | 1-in-2 | 2029 | 8 | 597.0524 | 626.5979 | 36.5392 | 61.0965 | 0
| All | All Customers | 6 | Monthly System Peak Day | CAISO | 1-in-2 | 2029 | 9 | 551.9565 | 572.5266 | 36.5604 | 64.0267 | 0
| All | All Customers | 6 | Monthly System Peak Day | CAISO | 1-in-2 | 2029 | 10 | 538.3101 | 552.4927 | 36.5448 | 67.4385 | 0
| All | All Customers | 6 | Monthly System Peak Day | CAISO | 1-in-2 | 2029 | 11 | 515.6071 | 528.0726 | 36.5737 | 70.8542 | 0
| All | All Customers | 6 | Monthly System Peak Day | CAISO | 1-in-2 | 2029 | 12 | 506.2806 | 520.8805 | 36.606 | 74.4808 | 0
| All | All Customers | 6 | Monthly System Peak Day | CAISO | 1-in-2 | 2029 | 13 | 422.0257 | 441.4669 | 36.617 | 77.8479 | 0
| All | All Customers | 6 | Monthly System Peak Day | CAISO | 1-in-2 | 2029 | 14 | 392.7632 | 409.1354 | 36.588 | 80.5575 | 0
| All | All Customers | 6 | Monthly System Peak Day | CAISO | 1-in-2 | 2029 | 15 | 340.7812 | 355.2793 | 36.5223 | 82.9364 | 0
| All | All Customers | 6 | Monthly System Peak Day | CAISO | 1-in-2 | 2029 | 16 | 298.5609 | 301.5641 | 36.4708 | 83.8572 | 0
| All | All Customers | 6 | Monthly System Peak Day | CAISO | 1-in-2 | 2029 | 17 | 276.4113 | 285.6668 | 36.7566 | 83.7264 | 0
| All | All Customers | 6 | Monthly System Peak Day | CAISO | 1-in-2 | 2029 | 18 | 254.6383 | 269.6 | 36.7781 | 82.8692 | 0
| All | All Customers | 6 | Monthly System Peak Day | CAISO | 1-in-2 | 2029 | 19 | 239.0003 | 261.9407 | 39.3143 | 81.209 | 0
| All | All Customers | 6 | Monthly System Peak Day | CAISO | 1-in-2 | 2029 | 20 | 225.0656 | 244.6396 | 36.7296 | 78.5744 | 0
| All | All Customers | 6 | Monthly System Peak Day | CAISO | 1-in-2 | 2029 | 21 | 242.001 | 257.9715 | 36.9967 | 74.7466 | 0
| All | All Customers | 6 | Monthly System Peak Day | CAISO | 1-in-2 | 2029 | 22 | 400.1701 | 433.7144 | 36.5963 | 70.611 | 0
| All | All Customers | 6 | Monthly System Peak Day | CAISO | 1-in-2 | 2029 | 23 | 428.1405 | 462.1513 | 36.5584 | 68.0692 | 0
| All | All Customers | 6 | Monthly System Peak Day | CAISO | 1-in-2 | 2029 | 24 | 454.8232 | 496.4218 | 36.5405 | 66.6308 | 0
| All | All Customers | 7 | Average Weekday | CAISO | 1-in-2 | 2029 | 1 | 382.9372 | 410.4591 | 39.2705 | 68.1243 | 0
| All | All Customers | 7 | Average Weekday | CAISO | 1-in-2 | 2029 | 2 | 381.3998 | 400.2574 | 39.2662 | 67.4089 | 0
| All | All Customers | 7 | Average Weekday | CAISO | 1-in-2 | 2029 | 3 | 468.0269 | 493.8382 | 39.265 | 66.7668 | 0
| All | All Customers | 7 | Average Weekday | CAISO | 1-in-2 | 2029 | 4 | 565.6722 | 595.4877 | 39.2627 | 66.2032 | 0
| All | All Customers | 7 | Average Weekday | CAISO | 1-in-2 | 2029 | 5 | 547.1392 | 587.6555 | 39.2603 | 65.7063 | 0
| All | All Customers | 7 | Average Weekday | CAISO | 1-in-2 | 2029 | 6 | 555.7233 | 600.0359 | 39.2538 | 65.2472 | 0
| All | All Customers | 7 | Average Weekday | CAISO | 1-in-2 | 2029 | 7 | 561.4695 | 583.6584 | 39.254 | 64.9139 | 0
| All | All Customers | 7 | Average Weekday | CAISO | 1-in-2 | 2029 | 8 | 578.2558 | 607.745 | 39.2848 | 65.3722 | 0
| All | All Customers | 7 | Average Weekday | CAISO | 1-in-2 | 2029 | 9 | 522.7021 | 542.7271 | 39.3178 | 67.4307 | 0
| All | All Customers | 7 | Average Weekday | CAISO | 1-in-2 | 2029 | 10 | 511.3859 | 524.3232 | 39.3167 | 70.1693 | 0
| All | All Customers | 7 | Average Weekday | CAISO | 1-in-2 | 2029 | 11 | 493.9712 | 505.8909 | 39.3521 | 73.2355 | 0
| All | All Customers | 7 | Average Weekday | CAISO | 1-in-2 | 2029 | 12 | 486.0395 | 501.1207 | 39.3864 | 76.3415 | 0
| All | All Customers | 7 | Average Weekday | CAISO | 1-in-2 | 2029 | 13 | 400.4112 | 418.2002 | 39.4019 | 78.8269 | 0
| All | All Customers | 7 | Average Weekday | CAISO | 1-in-2 | 2029 | 14 | 374.6519 | 390.0389 | 39.3706 | 80.7152 | 0
| All | All Customers | 7 | Average Weekday | CAISO | 1-in-2 | 2029 | 15 | 328.675 | 342.807 | 39.3119 | 82.0515 | 0
| All | All Customers | 7 | Average Weekday | CAISO | 1-in-2 | 2029 | 16 | 281.4796 | 282.3688 | 39.2696 | 82.5892 | 0
| All | All Customers | 7 | Average Weekday | CAISO | 1-in-2 | 2029 | 17 | 263.1609 | 271.1038 | 39.6729 | 82.6471 | 0
| All | All Customers | 7 | Average Weekday | CAISO | 1-in-2 | 2029 | 18 | 249.6618 | 261.9413 | 39.6955 | 81.8483 | 0
| All | All Customers | 7 | Average Weekday | CAISO | 1-in-2 | 2029 | 19 | 235.8382 | 257.1855 | 40.3008 | 80.2734 | 0
| All | All Customers | 7 | Average Weekday | CAISO | 1-in-2 | 2029 | 20 | 230.1425 | 245.4847 | 39.2342 | 78.0883 | 0
| All | All Customers | 7 | Average Weekday | CAISO | 1-in-2 | 2029 | 21 | 250.8905 | 263.2368 | 39.7047 | 75.1032 | 0
| All | All Customers | 7 | Average Weekday | CAISO | 1-in-2 | 2029 | 22 | 408.4049 | 443.8747 | 39.2451 | 71.9933 | 0
| All | All Customers | 7 | Average Weekday | CAISO | 1-in-2 | 2029 | 23 | 427.4845 | 457.9411 | 39.2574 | 70.1118 | 0
| All | All Customers | 7 | Average Weekday | CAISO | 1-in-2 | 2029 | 24 | 449.7788 | 488.8541 | 39.2736 | 68.9207 | 0
| All | All Customers | 7 | Monthly System Peak Day | CAISO | 1-in-2 | 2029 | 1 | 382.9372 | 375.2446 | 39.283 | 72.9888 | 0
| All | All Customers | 7 | Monthly System Peak Day | CAISO | 1-in-2 | 2029 | 2 | 381.3998 | 354.379 | 39.2678 | 71.9767 | 0
| All | All Customers | 7 | Monthly System Peak Day | CAISO | 1-in-2 | 2029 | 3 | 468.0269 | 418.3321 | 39.2663 | 71.1561 | 0
| All | All Customers | 7 | Monthly System Peak Day | CAISO | 1-in-2 | 2029 | 4 | 565.6722 | 491.3056 | 39.263 | 70.4084 | 0
| All | All Customers | 7 | Monthly System Peak Day | CAISO | 1-in-2 | 2029 | 5 | 547.1392 | 490.1812 | 39.271 | 69.7948 | 0
| All | All Customers | 7 | Monthly System Peak Day | CAISO | 1-in-2 | 2029 | 6 | 555.7233 | 514.0245 | 39.2853 | 69.2437 | 0
| All | All Customers | 7 | Monthly System Peak Day | CAISO | 1-in-2 | 2029 | 7 | 561.4695 | 505.8768 | 39.3338 | 68.7555 | 0
| All | All Customers | 7 | Monthly System Peak Day | CAISO | 1-in-2 | 2029 | 8 | 578.2558 | 535.929 | 39.3014 | 69.0524 | 0
| All | All Customers | 7 | Monthly System Peak Day | CAISO | 1-in-2 | 2029 | 9 | 522.7021 | 496.6158 | 39.3048 | 71.8808 | 0
| All | All Customers | 7 | Monthly System Peak Day | CAISO | 1-in-2 | 2029 | 10 | 511.3859 | 474.9196 | 39.2958 | 75.8307 | 0
| All | All Customers | 7 | Monthly System Peak Day | CAISO | 1-in-2 | 2029 | 11 | 493.9712 | 458.4614 | 39.3059 | 80.1612 | 0
| All | All Customers | 7 | Monthly System Peak Day | CAISO | 1-in-2 | 2029 | 12 | 486.0395 | 451.0997 | 39.3169 | 83.938 | 0
| All | All Customers | 7 | Monthly System Peak Day | CAISO | 1-in-2 | 2029 | 13 | 400.4112 | 383.2173 | 39.329 | 86.7532 | 0
| All | All Customers | 7 | Monthly System Peak Day | CAISO | 1-in-2 | 2029 | 14 | 374.6519 | 359.2916 | 39.3233 | 88.7184 | 0
| All | All Customers | 7 | Monthly System Peak Day | CAISO | 1-in-2 | 2029 | 15 | 328.675 | 317.6471 | 39.3399 | 90.0491 | 0
| All | All Customers | 7 | Monthly System Peak Day | CAISO | 1-in-2 | 2029 | 16 | 281.4796 | 256.4691 | 39.3382 | 90.1765 | 0
| All | All Customers | 7 | Monthly System Peak Day | CAISO | 1-in-2 | 2029 | 17 | 263.1609 | 273.8061 | 39.2173 | 90.1344 | 0
| All | All Customers | 7 | Monthly System Peak Day | CAISO | 1-in-2 | 2029 | 18 | 249.6618 | 272.3782 | 39.3064 | 88.7935 | 0
| All | All Customers | 7 | Monthly System Peak Day | CAISO | 1-in-2 | 2029 | 19 | 235.8382 | 231.7587 | 38.8972 | 87.2215 | 0
| All | All Customers | 7 | Monthly System Peak Day | CAISO | 1-in-2 | 2029 | 20 | 230.1425 | 253.269 | 38.6664 | 84.5514 | 0
| All | All Customers | 7 | Monthly System Peak Day | CAISO | 1-in-2 | 2029 | 21 | 250.8905 | 236.8453 | 39.8563 | 81.7859 | 0
| All | All Customers | 7 | Monthly System Peak Day | CAISO | 1-in-2 | 2029 | 22 | 408.4049 | 394.2469 | 39.3906 | 79.4073 | 0
| All | All Customers | 7 | Monthly System Peak Day | CAISO | 1-in-2 | 2029 | 23 | 427.4845 | 394.962 | 39.2975 | 77.6157 | 0
| All | All Customers | 7 | Monthly System Peak Day | CAISO | 1-in-2 | 2029 | 24 | 449.7788 | 426.1017 | 39.291 | 76.1959 | 0
| All | All Customers | 8 | Average Weekday | CAISO | 1-in-2 | 2029 | 1 | 403.8589 | 435.1827 | 36.7386 | 68.6048 | 0
| All | All Customers | 8 | Average Weekday | CAISO | 1-in-2 | 2029 | 2 | 390.3469 | 412.7573 | 36.7339 | 67.7051 | 0
| All | All Customers | 8 | Average Weekday | CAISO | 1-in-2 | 2029 | 3 | 473.5244 | 499.4462 | 36.7324 | 66.9073 | 0
| All | All Customers | 8 | Average Weekday | CAISO | 1-in-2 | 2029 | 4 | 577.5874 | 608.6064 | 36.7294 | 66.1811 | 0
| All | All Customers | 8 | Average Weekday | CAISO | 1-in-2 | 2029 | 5 | 552.1162 | 593.802 | 36.7267 | 65.5312 | 0
| All | All Customers | 8 | Average Weekday | CAISO | 1-in-2 | 2029 | 6 | 564.9374 | 612.7013 | 36.7194 | 64.9865 | 0
| All | All Customers | 8 | Average Weekday | CAISO | 1-in-2 | 2029 | 7 | 579.0762 | 606.4628 | 36.7256 | 64.5957 | 0
| All | All Customers | 8 | Average Weekday | CAISO | 1-in-2 | 2029 | 8 | 589.3181 | 621.8848 | 36.7543 | 64.5927 | 0
| All | All Customers | 8 | Average Weekday | CAISO | 1-in-2 | 2029 | 9 | 528.5822 | 549.5142 | 36.7892 | 66.6332 | 0
| All | All Customers | 8 | Average Weekday | CAISO | 1-in-2 | 2029 | 10 | 519.418 | 533.382 | 36.7936 | 69.8708 | 0
| All | All Customers | 8 | Average Weekday | CAISO | 1-in-2 | 2029 | 11 | 498.2714 | 511.1836 | 36.8268 | 73.6852 | 0
| All | All Customers | 8 | Average Weekday | CAISO | 1-in-2 | 2029 | 12 | 487.4278 | 503.729 | 36.8556 | 77.4375 | 0
| All | All Customers | 8 | Average Weekday | CAISO | 1-in-2 | 2029 | 13 | 410.7463 | 430.8274 | 36.8707 | 80.3669 | 0
| All | All Customers | 8 | Average Weekday | CAISO | 1-in-2 | 2029 | 14 | 382.5712 | 399.3976 | 36.8406 | 82.5867 | 0
| All | All Customers | 8 | Average Weekday | CAISO | 1-in-2 | 2029 | 15 | 336.7972 | 351.8732 | 36.7869 | 83.9652 | 0
| All | All Customers | 8 | Average Weekday | CAISO | 1-in-2 | 2029 | 16 | 290.4118 | 294.4428 | 36.749 | 84.4882 | 0
| All | All Customers | 8 | Average Weekday | CAISO | 1-in-2 | 2029 | 17 | 273.4482 | 280.7711 | 37.1101 | 84.5142 | 0
| All | All Customers | 8 | Average Weekday | CAISO | 1-in-2 | 2029 | 18 | 250.4757 | 264.4279 | 37.1659 | 83.6598 | 0
| All | All Customers | 8 | Average Weekday | CAISO | 1-in-2 | 2029 | 19 | 236.9624 | 260.6388 | 38.0408 | 81.9995 | 0
| All | All Customers | 8 | Average Weekday | CAISO | 1-in-2 | 2029 | 20 | 236.8563 | 256.2658 | 36.9318 | 79.4151 | 0
| All | All Customers | 8 | Average Weekday | CAISO | 1-in-2 | 2029 | 21 | 261.563 | 277.3377 | 37.3009 | 75.7188 | 0
| All | All Customers | 8 | Average Weekday | CAISO | 1-in-2 | 2029 | 22 | 421.6623 | 454.0336 | 36.7025 | 72.7525 | 0
| All | All Customers | 8 | Average Weekday | CAISO | 1-in-2 | 2029 | 23 | 444.5301 | 479.9934 | 36.715 | 70.9434 | 0
| All | All Customers | 8 | Average Weekday | CAISO | 1-in-2 | 2029 | 24 | 470.41 | 513.3236 | 36.7387 | 69.6999 | 0
| All | All Customers | 8 | Monthly System Peak Day | CAISO | 1-in-2 | 2029 | 1 | 403.8589 | 396.0873 | 31.2985 | 77.4193 | 0
| All | All Customers | 8 | Monthly System Peak Day | CAISO | 1-in-2 | 2029 | 2 | 390.3469 | 365.5334 | 31.2826 | 76.4867 | 0
| All | All Customers | 8 | Monthly System Peak Day | CAISO | 1-in-2 | 2029 | 3 | 473.5244 | 429.8258 | 31.2815 | 75.8197 | 0
| All | All Customers | 8 | Monthly System Peak Day | CAISO | 1-in-2 | 2029 | 4 | 577.5874 | 506.2208 | 31.2786 | 75.0382 | 0
| All | All Customers | 8 | Monthly System Peak Day | CAISO | 1-in-2 | 2029 | 5 | 552.1162 | 498.8266 | 31.2871 | 74.43 | 0
| All | All Customers | 8 | Monthly System Peak Day | CAISO | 1-in-2 | 2029 | 6 | 564.9374 | 521.6524 | 31.3034 | 73.8497 | 0
| All | All Customers | 8 | Monthly System Peak Day | CAISO | 1-in-2 | 2029 | 7 | 579.0762 | 524.2247 | 31.349 | 73.3443 | 0
| All | All Customers | 8 | Monthly System Peak Day | CAISO | 1-in-2 | 2029 | 8 | 589.3181 | 545.3784 | 31.3162 | 73.4335 | 0
| All | All Customers | 8 | Monthly System Peak Day | CAISO | 1-in-2 | 2029 | 9 | 528.5822 | 504.3365 | 31.3178 | 75.3901 | 0
| All | All Customers | 8 | Monthly System Peak Day | CAISO | 1-in-2 | 2029 | 10 | 519.418 | 484.7108 | 31.3021 | 79.1548 | 0
| All | All Customers | 8 | Monthly System Peak Day | CAISO | 1-in-2 | 2029 | 11 | 498.2714 | 462.4345 | 31.315 | 83.321 | 0
| All | All Customers | 8 | Monthly System Peak Day | CAISO | 1-in-2 | 2029 | 12 | 487.4278 | 451.4336 | 31.3332 | 87.2646 | 0
| All | All Customers | 8 | Monthly System Peak Day | CAISO | 1-in-2 | 2029 | 13 | 410.7463 | 394.2649 | 31.3474 | 89.9422 | 0
| All | All Customers | 8 | Monthly System Peak Day | CAISO | 1-in-2 | 2029 | 14 | 382.5712 | 368.4935 | 31.342 | 91.5728 | 0
| All | All Customers | 8 | Monthly System Peak Day | CAISO | 1-in-2 | 2029 | 15 | 336.7972 | 327.0748 | 31.3572 | 92.0932 | 0
| All | All Customers | 8 | Monthly System Peak Day | CAISO | 1-in-2 | 2029 | 16 | 290.4118 | 268.9199 | 31.3461 | 91.7959 | 0
| All | All Customers | 8 | Monthly System Peak Day | CAISO | 1-in-2 | 2029 | 17 | 273.4482 | 283.1984 | 31.1699 | 91.068 | 0
| All | All Customers | 8 | Monthly System Peak Day | CAISO | 1-in-2 | 2029 | 18 | 250.4757 | 275.2051 | 31.2603 | 88.9463 | 0
| All | All Customers | 8 | Monthly System Peak Day | CAISO | 1-in-2 | 2029 | 19 | 236.9624 | 234.7233 | 30.9249 | 86.9459 | 0
| All | All Customers | 8 | Monthly System Peak Day | CAISO | 1-in-2 | 2029 | 20 | 236.8563 | 227.828 | 30.784 | 85.1234 | 0
| All | All Customers | 8 | Monthly System Peak Day | CAISO | 1-in-2 | 2029 | 21 | 261.563 | 241.7297 | 32.0356 | 82.4149 | 0
| All | All Customers | 8 | Monthly System Peak Day | CAISO | 1-in-2 | 2029 | 22 | 421.6623 | 396.5925 | 31.4494 | 80.4488 | 0
| All | All Customers | 8 | Monthly System Peak Day | CAISO | 1-in-2 | 2029 | 23 | 444.5301 | 418.3958 | 31.3298 | 79.2153 | 0
| All | All Customers | 8 | Monthly System Peak Day | CAISO | 1-in-2 | 2029 | 24 | 470.41 | 450.8065 | 31.3107 | 78.199 | 0
| All | All Customers | 8 | Typical Event Day | CAISO | 1-in-2 | 2029 | 1 | 403.8589 | 396.0873 | 31.2985 | 73.4051 | 0
| All | All Customers | 8 | Typical Event Day | CAISO | 1-in-2 | 2029 | 2 | 390.3469 | 365.5334 | 31.2826 | 72.4025 | 0
| All | All Customers | 8 | Typical Event Day | CAISO | 1-in-2 | 2029 | 3 | 473.5244 | 429.8258 | 31.2815 | 71.5741 | 0
| All | All Customers | 8 | Typical Event Day | CAISO | 1-in-2 | 2029 | 4 | 577.5874 | 506.2208 | 31.2786 | 70.6868 | 0
| All | All Customers | 8 | Typical Event Day | CAISO | 1-in-2 | 2029 | 5 | 552.1162 | 498.8266 | 31.2871 | 69.9353 | 0
| All | All Customers | 8 | Typical Event Day | CAISO | 1-in-2 | 2029 | 6 | 564.9374 | 521.6524 | 31.3034 | 69.1851 | 0
| All | All Customers | 8 | Typical Event Day | CAISO | 1-in-2 | 2029 | 7 | 579.0762 | 524.2247 | 31.349 | 68.8033 | 0
| All | All Customers | 8 | Typical Event Day | CAISO | 1-in-2 | 2029 | 8 | 589.3181 | 545.3784 | 31.3162 | 69.1331 | 0
| All | All Customers | 8 | Typical Event Day | CAISO | 1-in-2 | 2029 | 9 | 528.5822 | 504.3365 | 31.3178 | 71.4605 | 0
| All | All Customers | 8 | Typical Event Day | CAISO | 1-in-2 | 2029 | 10 | 519.418 | 484.7108 | 31.3021 | 75.3733 | 0
| All | All Customers | 8 | Typical Event Day | CAISO | 1-in-2 | 2029 | 11 | 498.2714 | 462.4345 | 31.315 | 79.9165 | 0
| All | All Customers | 8 | Typical Event Day | CAISO | 1-in-2 | 2029 | 12 | 487.4278 | 451.4336 | 31.3332 | 83.9787 | 0
| All | All Customers | 8 | Typical Event Day | CAISO | 1-in-2 | 2029 | 13 | 410.7463 | 394.2649 | 31.3474 | 86.922 | 0
| All | All Customers | 8 | Typical Event Day | CAISO | 1-in-2 | 2029 | 14 | 382.5712 | 368.4935 | 31.342 | 88.9751 | 0
| All | All Customers | 8 | Typical Event Day | CAISO | 1-in-2 | 2029 | 15 | 336.7972 | 327.0748 | 31.3572 | 90.218 | 0
| All | All Customers | 8 | Typical Event Day | CAISO | 1-in-2 | 2029 | 16 | 290.4118 | 268.9199 | 31.3461 | 90.1807 | 0
| All | All Customers | 8 | Typical Event Day | CAISO | 1-in-2 | 2029 | 17 | 273.4482 | 283.1984 | 31.1699 | 89.7365 | 0
| All | All Customers | 8 | Typical Event Day | CAISO | 1-in-2 | 2029 | 18 | 250.4757 | 275.2051 | 31.2603 | 88.3079 | 0
| All | All Customers | 8 | Typical Event Day | CAISO | 1-in-2 | 2029 | 19 | 236.9624 | 234.7233 | 30.9249 | 86.7359 | 0
| All | All Customers | 8 | Typical Event Day | CAISO | 1-in-2 | 2029 | 20 | 236.8563 | 227.828 | 30.784 | 84.5226 | 0
| All | All Customers | 8 | Typical Event Day | CAISO | 1-in-2 | 2029 | 21 | 261.563 | 241.7297 | 32.0356 | 81.4099 | 0
| All | All Customers | 8 | Typical Event Day | CAISO | 1-in-2 | 2029 | 22 | 421.6623 | 396.5925 | 31.4494 | 78.7501 | 0
| All | All Customers | 8 | Typical Event Day | CAISO | 1-in-2 | 2029 | 23 | 444.5301 | 418.3958 | 31.3298 | 76.8364 | 0
| All | All Customers | 8 | Typical Event Day | CAISO | 1-in-2 | 2029 | 24 | 470.41 | 450.8065 | 31.3107 | 75.429 | 0
| All | All Customers | 9 | Average Weekday | CAISO | 1-in-2 | 2029 | 1 | 372.5062 | 393.6972 | 39.4126 | 68.316 | 0
| All | All Customers | 9 | Average Weekday | CAISO | 1-in-2 | 2029 | 2 | 368.9088 | 379.7315 | 39.4077 | 67.4937 | 0
| All | All Customers | 9 | Average Weekday | CAISO | 1-in-2 | 2029 | 3 | 466.4377 | 473.446 | 39.4062 | 66.7808 | 0
| All | All Customers | 9 | Average Weekday | CAISO | 1-in-2 | 2029 | 4 | 573.2988 | 584.0315 | 39.4053 | 66.1786 | 0
| All | All Customers | 9 | Average Weekday | CAISO | 1-in-2 | 2029 | 5 | 536.564 | 554.6072 | 39.4026 | 65.6256 | 0
| All | All Customers | 9 | Average Weekday | CAISO | 1-in-2 | 2029 | 6 | 538.1028 | 566.9332 | 39.3967 | 65.1016 | 0
| All | All Customers | 9 | Average Weekday | CAISO | 1-in-2 | 2029 | 7 | 563.4818 | 582.3788 | 39.3875 | 64.7812 | 0
| All | All Customers | 9 | Average Weekday | CAISO | 1-in-2 | 2029 | 8 | 562.705 | 579.5589 | 39.4215 | 64.6266 | 0
| All | All Customers | 9 | Average Weekday | CAISO | 1-in-2 | 2029 | 9 | 500.8018 | 517.5056 | 39.4563 | 65.6899 | 0
| All | All Customers | 9 | Average Weekday | CAISO | 1-in-2 | 2029 | 10 | 498.1617 | 507.4959 | 39.4531 | 68.5077 | 0
| All | All Customers | 9 | Average Weekday | CAISO | 1-in-2 | 2029 | 11 | 480.7844 | 489.4042 | 39.4955 | 72.1253 | 0
| All | All Customers | 9 | Average Weekday | CAISO | 1-in-2 | 2029 | 12 | 471.6683 | 480.7588 | 39.5387 | 75.8349 | 0
| All | All Customers | 9 | Average Weekday | CAISO | 1-in-2 | 2029 | 13 | 405.4428 | 416.1103 | 39.5574 | 78.9256 | 0
| All | All Customers | 9 | Average Weekday | CAISO | 1-in-2 | 2029 | 14 | 373.6095 | 383.6728 | 39.5229 | 81.0944 | 0
| All | All Customers | 9 | Average Weekday | CAISO | 1-in-2 | 2029 | 15 | 334.4576 | 344.2808 | 39.4529 | 82.2777 | 0
| All | All Customers | 9 | Average Weekday | CAISO | 1-in-2 | 2029 | 16 | 303.5896 | 302.9462 | 39.4026 | 82.6823 | 0
| All | All Customers | 9 | Average Weekday | CAISO | 1-in-2 | 2029 | 17 | 277.0375 | 289.8048 | 39.6353 | 82.4032 | 0
| All | All Customers | 9 | Average Weekday | CAISO | 1-in-2 | 2029 | 18 | 258.628 | 276.4853 | 39.5585 | 81.3068 | 0
| All | All Customers | 9 | Average Weekday | CAISO | 1-in-2 | 2029 | 19 | 261.6326 | 272.2133 | 40.7953 | 79.4223 | 0
| All | All Customers | 9 | Average Weekday | CAISO | 1-in-2 | 2029 | 20 | 261.956 | 270.522 | 39.2749 | 76.486 | 0
| All | All Customers | 9 | Average Weekday | CAISO | 1-in-2 | 2029 | 21 | 278.3883 | 288.3756 | 39.4381 | 73.3934 | 0
| All | All Customers | 9 | Average Weekday | CAISO | 1-in-2 | 2029 | 22 | 420.9614 | 443.9885 | 39.3656 | 71.5787 | 0
| All | All Customers | 9 | Average Weekday | CAISO | 1-in-2 | 2029 | 23 | 424.2777 | 446.9121 | 39.4153 | 70.2693 | 0
| All | All Customers | 9 | Average Weekday | CAISO | 1-in-2 | 2029 | 24 | 439.7272 | 471.2913 | 39.4199 | 69.1577 | 0
| All | All Customers | 9 | Monthly System Peak Day | CAISO | 1-in-2 | 2029 | 1 | 372.5062 | 356.1915 | 39.4932 | 78.125 | 0
| All | All Customers | 9 | Monthly System Peak Day | CAISO | 1-in-2 | 2029 | 2 | 368.9088 | 334.0422 | 39.4795 | 76.8197 | 0
| All | All Customers | 9 | Monthly System Peak Day | CAISO | 1-in-2 | 2029 | 3 | 466.4377 | 403.5797 | 39.478 | 75.7144 | 0
| All | All Customers | 9 | Monthly System Peak Day | CAISO | 1-in-2 | 2029 | 4 | 573.2988 | 472.7236 | 39.4738 | 74.5539 | 0
| All | All Customers | 9 | Monthly System Peak Day | CAISO | 1-in-2 | 2029 | 5 | 536.564 | 450.3979 | 39.481 | 73.6467 | 0
| All | All Customers | 9 | Monthly System Peak Day | CAISO | 1-in-2 | 2029 | 6 | 538.1028 | 463.274 | 39.4925 | 72.727 | 0
| All | All Customers | 9 | Monthly System Peak Day | CAISO | 1-in-2 | 2029 | 7 | 563.4818 | 488.1316 | 39.5464 | 72.7754 | 0
| All | All Customers | 9 | Monthly System Peak Day | CAISO | 1-in-2 | 2029 | 8 | 562.705 | 490.1753 | 39.514 | 72.9892 | 0
| All | All Customers | 9 | Monthly System Peak Day | CAISO | 1-in-2 | 2029 | 9 | 500.8018 | 469.055 | 39.5177 | 74.5886 | 0
| All | All Customers | 9 | Monthly System Peak Day | CAISO | 1-in-2 | 2029 | 10 | 498.1617 | 453.8116 | 39.5149 | 79.1186 | 0
| All | All Customers | 9 | Monthly System Peak Day | CAISO | 1-in-2 | 2029 | 11 | 480.7844 | 435.9572 | 39.5186 | 85.4022 | 0
| All | All Customers | 9 | Monthly System Peak Day | CAISO | 1-in-2 | 2029 | 12 | 471.6683 | 426.7113 | 39.5185 | 90.3139 | 0
| All | All Customers | 9 | Monthly System Peak Day | CAISO | 1-in-2 | 2029 | 13 | 405.4428 | 373.0653 | 39.5271 | 93.2416 | 0
| All | All Customers | 9 | Monthly System Peak Day | CAISO | 1-in-2 | 2029 | 14 | 373.6095 | 347.5111 | 39.5233 | 95.1605 | 0
| All | All Customers | 9 | Monthly System Peak Day | CAISO | 1-in-2 | 2029 | 15 | 334.4576 | 315.2097 | 39.5476 | 95.8918 | 0
| All | All Customers | 9 | Monthly System Peak Day | CAISO | 1-in-2 | 2029 | 16 | 303.5896 | 272.2744 | 39.5569 | 95.0094 | 0
| All | All Customers | 9 | Monthly System Peak Day | CAISO | 1-in-2 | 2029 | 17 | 277.0375 | 287.8951 | 39.4368 | 94.1512 | 0
| All | All Customers | 9 | Monthly System Peak Day | CAISO | 1-in-2 | 2029 | 18 | 258.628 | 282.4021 | 39.4457 | 92.7581 | 0
| All | All Customers | 9 | Monthly System Peak Day | CAISO | 1-in-2 | 2029 | 19 | 261.6326 | 233.3446 | 39.9255 | 91.6898 | 0
| All | All Customers | 9 | Monthly System Peak Day | CAISO | 1-in-2 | 2029 | 20 | 261.956 | 222.1512 | 38.6336 | 89.9475 | 0
| All | All Customers | 9 | Monthly System Peak Day | CAISO | 1-in-2 | 2029 | 21 | 278.3883 | 247.4509 | 39.5936 | 86.7863 | 0
| All | All Customers | 9 | Monthly System Peak Day | CAISO | 1-in-2 | 2029 | 22 | 420.9614 | 378.6532 | 39.5961 | 84.6305 | 0
| All | All Customers | 9 | Monthly System Peak Day | CAISO | 1-in-2 | 2029 | 23 | 424.2777 | 378.3441 | 39.4868 | 82.5528 | 0
| All | All Customers | 9 | Monthly System Peak Day | CAISO | 1-in-2 | 2029 | 24 | 439.7272 | 403.8365 | 39.4957 | 80.8011 | 0
| All | All Customers | 10 | Average Weekday | CAISO | 1-in-2 | 2029 | 1 | 399.8581 | 413.7829 | 36.634 | 63.1078 | 0
| All | All Customers | 10 | Average Weekday | CAISO | 1-in-2 | 2029 | 2 | 377.9243 | 385.1583 | 36.538 | 62.2306 | 0
| All | All Customers | 10 | Average Weekday | CAISO | 1-in-2 | 2029 | 3 | 472.9663 | 482.9781 | 36.5244 | 61.3429 | 0
| All | All Customers | 10 | Average Weekday | CAISO | 1-in-2 | 2029 | 4 | 580.6574 | 595.5847 | 36.4916 | 60.6521 | 0
| All | All Customers | 10 | Average Weekday | CAISO | 1-in-2 | 2029 | 5 | 584.2301 | 600.9935 | 36.4973 | 59.9614 | 0
| All | All Customers | 10 | Average Weekday | CAISO | 1-in-2 | 2029 | 6 | 597.2939 | 618.3781 | 36.4654 | 59.4727 | 0
| All | All Customers | 10 | Average Weekday | CAISO | 1-in-2 | 2029 | 7 | 606.0499 | 621.9079 | 36.4787 | 59.0885 | 0
| All | All Customers | 10 | Average Weekday | CAISO | 1-in-2 | 2029 | 8 | 629.4689 | 655.6573 | 36.7359 | 58.8572 | 0
| All | All Customers | 10 | Average Weekday | CAISO | 1-in-2 | 2029 | 9 | 567.6719 | 605.0267 | 36.9969 | 59.2786 | 0
| All | All Customers | 10 | Average Weekday | CAISO | 1-in-2 | 2029 | 10 | 553.5286 | 573.4034 | 36.7736 | 61.808 | 0
| All | All Customers | 10 | Average Weekday | CAISO | 1-in-2 | 2029 | 11 | 544.2448 | 559.2777 | 36.9024 | 65.2524 | 0
| All | All Customers | 10 | Average Weekday | CAISO | 1-in-2 | 2029 | 12 | 527.5139 | 538.9915 | 37.0442 | 68.7871 | 0
| All | All Customers | 10 | Average Weekday | CAISO | 1-in-2 | 2029 | 13 | 434.6642 | 443.5726 | 37.1388 | 71.7612 | 0
| All | All Customers | 10 | Average Weekday | CAISO | 1-in-2 | 2029 | 14 | 385.4395 | 391.4955 | 37.0312 | 73.8981 | 0
| All | All Customers | 10 | Average Weekday | CAISO | 1-in-2 | 2029 | 15 | 341.6654 | 346.7562 | 36.816 | 75.2877 | 0
| All | All Customers | 10 | Average Weekday | CAISO | 1-in-2 | 2029 | 16 | 295.6242 | 297.5736 | 36.5364 | 76.0881 | 0
| All | All Customers | 10 | Average Weekday | CAISO | 1-in-2 | 2029 | 17 | 276.5029 | 285.299 | 36.2972 | 75.9371 | 0
| All | All Customers | 10 | Average Weekday | CAISO | 1-in-2 | 2029 | 18 | 269.129 | 276.14 | 36.3242 | 74.9092 | 0
| All | All Customers | 10 | Average Weekday | CAISO | 1-in-2 | 2029 | 19 | 260.2688 | 264.8589 | 36.8326 | 72.9505 | 0
| All | All Customers | 10 | Average Weekday | CAISO | 1-in-2 | 2029 | 20 | 261.5704 | 265.5946 | 36.2587 | 70.0551 | 0
| All | All Customers | 10 | Average Weekday | CAISO | 1-in-2 | 2029 | 21 | 269.1776 | 273.4477 | 36.3252 | 67.8774 | 0
| All | All Customers | 10 | Average Weekday | CAISO | 1-in-2 | 2029 | 22 | 440.8739 | 463.1286 | 36.523 | 66.2813 | 0
| All | All Customers | 10 | Average Weekday | CAISO | 1-in-2 | 2029 | 23 | 430.8582 | 454.3083 | 36.6189 | 65.0082 | 0
| All | All Customers | 10 | Average Weekday | CAISO | 1-in-2 | 2029 | 24 | 449.2393 | 480.8098 | 36.7289 | 63.8932 | 0
| All | All Customers | 10 | Monthly System Peak Day | CAISO | 1-in-2 | 2029 | 1 | 399.8581 | 427.8285 | 36.2437 | 72.877 | 0
| All | All Customers | 10 | Monthly System Peak Day | CAISO | 1-in-2 | 2029 | 2 | 377.9243 | 392.7888 | 36.2877 | 71.5784 | 0
| All | All Customers | 10 | Monthly System Peak Day | CAISO | 1-in-2 | 2029 | 3 | 472.9663 | 491.524 | 36.2944 | 70.5997 | 0
| All | All Customers | 10 | Monthly System Peak Day | CAISO | 1-in-2 | 2029 | 4 | 580.6574 | 600.5838 | 36.3161 | 69.2951 | 0
| All | All Customers | 10 | Monthly System Peak Day | CAISO | 1-in-2 | 2029 | 5 | 584.2301 | 608.6001 | 36.3135 | 68.3124 | 0
| All | All Customers | 10 | Monthly System Peak Day | CAISO | 1-in-2 | 2029 | 6 | 597.2939 | 619.6662 | 36.3412 | 67.4389 | 0
| All | All Customers | 10 | Monthly System Peak Day | CAISO | 1-in-2 | 2029 | 7 | 606.0499 | 619.6794 | 36.3483 | 66.7645 | 0
| All | All Customers | 10 | Monthly System Peak Day | CAISO | 1-in-2 | 2029 | 8 | 629.4689 | 666.6794 | 36.2205 | 66.2923 | 0
| All | All Customers | 10 | Monthly System Peak Day | CAISO | 1-in-2 | 2029 | 9 | 567.6719 | 615.8502 | 36.1788 | 67.1516 | 0
| All | All Customers | 10 | Monthly System Peak Day | CAISO | 1-in-2 | 2029 | 10 | 553.5286 | 580.1116 | 36.2297 | 70.7757 | 0
| All | All Customers | 10 | Monthly System Peak Day | CAISO | 1-in-2 | 2029 | 11 | 544.2448 | 569.3556 | 36.2598 | 75.4448 | 0
| All | All Customers | 10 | Monthly System Peak Day | CAISO | 1-in-2 | 2029 | 12 | 527.5139 | 552.2888 | 36.3251 | 80.1761 | 0
| All | All Customers | 10 | Monthly System Peak Day | CAISO | 1-in-2 | 2029 | 13 | 434.6642 | 446.8242 | 36.3887 | 83.8499 | 0
| All | All Customers | 10 | Monthly System Peak Day | CAISO | 1-in-2 | 2029 | 14 | 385.4395 | 391.8264 | 36.33 | 86.1508 | 0
| All | All Customers | 10 | Monthly System Peak Day | CAISO | 1-in-2 | 2029 | 15 | 341.6654 | 346.209 | 36.2551 | 86.7864 | 0
| All | All Customers | 10 | Monthly System Peak Day | CAISO | 1-in-2 | 2029 | 16 | 295.6242 | 295.2841 | 36.2964 | 86.8765 | 0
| All | All Customers | 10 | Monthly System Peak Day | CAISO | 1-in-2 | 2029 | 17 | 276.5029 | 285.3142 | 36.266 | 86.2706 | 0
| All | All Customers | 10 | Monthly System Peak Day | CAISO | 1-in-2 | 2029 | 18 | 269.129 | 276.4154 | 36.2524 | 85.0665 | 0
| All | All Customers | 10 | Monthly System Peak Day | CAISO | 1-in-2 | 2029 | 19 | 260.2688 | 264.1595 | 36.9686 | 82.9706 | 0
| All | All Customers | 10 | Monthly System Peak Day | CAISO | 1-in-2 | 2029 | 20 | 261.5704 | 264.7917 | 36.2584 | 80.1045 | 0
| All | All Customers | 10 | Monthly System Peak Day | CAISO | 1-in-2 | 2029 | 21 | 269.1776 | 274.3387 | 36.3848 | 77.3776 | 0
| All | All Customers | 10 | Monthly System Peak Day | CAISO | 1-in-2 | 2029 | 22 | 440.8739 | 463.3595 | 36.3189 | 75.3118 | 0
| All | All Customers | 10 | Monthly System Peak Day | CAISO | 1-in-2 | 2029 | 23 | 430.8582 | 458.6776 | 36.2658 | 73.688 | 0
| All | All Customers | 10 | Monthly System Peak Day | CAISO | 1-in-2 | 2029 | 24 | 449.2393 | 500.9179 | 36.2117 | 72.3615 | 0
| All | All Customers | 11 | Average Weekday | CAISO | 1-in-2 | 2029 | 1 | 375.8293 | 384.1725 | 36.5332 | 55.9128 | 0
| All | All Customers | 11 | Average Weekday | CAISO | 1-in-2 | 2029 | 2 | 358.0174 | 364.8304 | 36.5206 | 55.0682 | 0
| All | All Customers | 11 | Average Weekday | CAISO | 1-in-2 | 2029 | 3 | 452.5767 | 464.2526 | 36.4969 | 54.3552 | 0
| All | All Customers | 11 | Average Weekday | CAISO | 1-in-2 | 2029 | 4 | 566.6874 | 584.9348 | 36.5008 | 53.6791 | 0
| All | All Customers | 11 | Average Weekday | CAISO | 1-in-2 | 2029 | 5 | 556.8889 | 586.2987 | 36.48 | 53.0644 | 0
| All | All Customers | 11 | Average Weekday | CAISO | 1-in-2 | 2029 | 6 | 573.0057 | 610.5175 | 36.4895 | 52.565 | 0
| All | All Customers | 11 | Average Weekday | CAISO | 1-in-2 | 2029 | 7 | 587.4141 | 603.7336 | 36.6667 | 52.3115 | 0
| All | All Customers | 11 | Average Weekday | CAISO | 1-in-2 | 2029 | 8 | 599.2742 | 614.1954 | 36.8431 | 52.185 | 0
| All | All Customers | 11 | Average Weekday | CAISO | 1-in-2 | 2029 | 9 | 542.9653 | 569.5922 | 36.6931 | 53.5989 | 0
| All | All Customers | 11 | Average Weekday | CAISO | 1-in-2 | 2029 | 10 | 528.6276 | 542.8214 | 36.7742 | 56.8154 | 0
| All | All Customers | 11 | Average Weekday | CAISO | 1-in-2 | 2029 | 11 | 511.2926 | 520.8342 | 36.8733 | 60.7103 | 0
| All | All Customers | 11 | Average Weekday | CAISO | 1-in-2 | 2029 | 12 | 500.4359 | 507.4217 | 36.9403 | 64.1926 | 0
| All | All Customers | 11 | Average Weekday | CAISO | 1-in-2 | 2029 | 13 | 414.2719 | 424.049 | 36.8784 | 66.7691 | 0
| All | All Customers | 11 | Average Weekday | CAISO | 1-in-2 | 2029 | 14 | 377.5035 | 384.4876 | 36.7472 | 68.3358 | 0
| All | All Customers | 11 | Average Weekday | CAISO | 1-in-2 | 2029 | 15 | 324.7254 | 331.5822 | 36.55 | 69.0873 | 0
| All | All Customers | 11 | Average Weekday | CAISO | 1-in-2 | 2029 | 16 | 286.38 | 287.8595 | 36.5502 | 69.1139 | 0
| All | All Customers | 11 | Average Weekday | CAISO | 1-in-2 | 2029 | 17 | 265.5546 | 273.3346 | 36.3236 | 68.1687 | 0
| All | All Customers | 11 | Average Weekday | CAISO | 1-in-2 | 2029 | 18 | 255.3374 | 262.7027 | 36.391 | 65.9973 | 0
| All | All Customers | 11 | Average Weekday | CAISO | 1-in-2 | 2029 | 19 | 250.5631 | 254.9888 | 36.2593 | 63.5282 | 0
| All | All Customers | 11 | Average Weekday | CAISO | 1-in-2 | 2029 | 20 | 248.7993 | 317.1895 | 43.9443 | 61.6144 | 0
| All | All Customers | 11 | Average Weekday | CAISO | 1-in-2 | 2029 | 21 | 250.9393 | 256.2188 | 36.356 | 60.1231 | 0
| All | All Customers | 11 | Average Weekday | CAISO | 1-in-2 | 2029 | 22 | 416.408 | 436.3377 | 36.5799 | 58.8165 | 0
| All | All Customers | 11 | Average Weekday | CAISO | 1-in-2 | 2029 | 23 | 406.6392 | 423.6957 | 36.6586 | 57.7277 | 0
| All | All Customers | 11 | Average Weekday | CAISO | 1-in-2 | 2029 | 24 | 421.7454 | 437.8523 | 36.6006 | 56.7816 | 0
| All | All Customers | 11 | Monthly System Peak Day | CAISO | 1-in-2 | 2029 | 1 | 375.8293 | 384.1725 | 36.5332 | 57.5731 | 0
| All | All Customers | 11 | Monthly System Peak Day | CAISO | 1-in-2 | 2029 | 2 | 358.0174 | 364.8304 | 36.5206 | 56.2049 | 0
| All | All Customers | 11 | Monthly System Peak Day | CAISO | 1-in-2 | 2029 | 3 | 452.5767 | 464.2526 | 36.4969 | 55.2027 | 0
| All | All Customers | 11 | Monthly System Peak Day | CAISO | 1-in-2 | 2029 | 4 | 566.6874 | 584.9348 | 36.5008 | 54.4321 | 0
| All | All Customers | 11 | Monthly System Peak Day | CAISO | 1-in-2 | 2029 | 5 | 556.8889 | 586.2987 | 36.48 | 53.5633 | 0
| All | All Customers | 11 | Monthly System Peak Day | CAISO | 1-in-2 | 2029 | 6 | 573.0057 | 610.5175 | 36.4895 | 52.6777 | 0
| All | All Customers | 11 | Monthly System Peak Day | CAISO | 1-in-2 | 2029 | 7 | 587.4141 | 603.7336 | 36.6667 | 52.3208 | 0
| All | All Customers | 11 | Monthly System Peak Day | CAISO | 1-in-2 | 2029 | 8 | 599.2742 | 614.1954 | 36.8431 | 51.9687 | 0
| All | All Customers | 11 | Monthly System Peak Day | CAISO | 1-in-2 | 2029 | 9 | 542.9653 | 569.5922 | 36.6931 | 54.9408 | 0
| All | All Customers | 11 | Monthly System Peak Day | CAISO | 1-in-2 | 2029 | 10 | 528.6276 | 542.8214 | 36.7742 | 60.7312 | 0
| All | All Customers | 11 | Monthly System Peak Day | CAISO | 1-in-2 | 2029 | 11 | 511.2926 | 520.8342 | 36.8733 | 66.9867 | 0
| All | All Customers | 11 | Monthly System Peak Day | CAISO | 1-in-2 | 2029 | 12 | 500.4359 | 507.4217 | 36.9403 | 72.0911 | 0
| All | All Customers | 11 | Monthly System Peak Day | CAISO | 1-in-2 | 2029 | 13 | 414.2719 | 424.049 | 36.8784 | 75.3495 | 0
| All | All Customers | 11 | Monthly System Peak Day | CAISO | 1-in-2 | 2029 | 14 | 377.5035 | 384.4876 | 36.7472 | 77.1987 | 0
| All | All Customers | 11 | Monthly System Peak Day | CAISO | 1-in-2 | 2029 | 15 | 324.7254 | 331.5822 | 36.55 | 78.1291 | 0
| All | All Customers | 11 | Monthly System Peak Day | CAISO | 1-in-2 | 2029 | 16 | 286.38 | 287.8595 | 36.5502 | 78.0399 | 0
| All | All Customers | 11 | Monthly System Peak Day | CAISO | 1-in-2 | 2029 | 17 | 265.5546 | 273.3346 | 36.3236 | 76.7838 | 0
| All | All Customers | 11 | Monthly System Peak Day | CAISO | 1-in-2 | 2029 | 18 | 255.3374 | 262.7027 | 36.391 | 73.691 | 0
| All | All Customers | 11 | Monthly System Peak Day | CAISO | 1-in-2 | 2029 | 19 | 250.5631 | 254.9888 | 36.2593 | 70.0193 | 0
| All | All Customers | 11 | Monthly System Peak Day | CAISO | 1-in-2 | 2029 | 20 | 248.7993 | 317.1895 | 43.9443 | 67.8214 | 0
| All | All Customers | 11 | Monthly System Peak Day | CAISO | 1-in-2 | 2029 | 21 | 250.9393 | 256.2188 | 36.356 | 65.6904 | 0
| All | All Customers | 11 | Monthly System Peak Day | CAISO | 1-in-2 | 2029 | 22 | 416.408 | 436.3377 | 36.5799 | 63.7669 | 0
| All | All Customers | 11 | Monthly System Peak Day | CAISO | 1-in-2 | 2029 | 23 | 406.6392 | 423.6957 | 36.6586 | 61.8835 | 0
| All | All Customers | 11 | Monthly System Peak Day | CAISO | 1-in-2 | 2029 | 24 | 421.7454 | 437.8523 | 36.6006 | 60.3025 | 0
| All | All Customers | 12 | Average Weekday | CAISO | 1-in-2 | 2029 | 1 | 415.7726 | 424.5283 | 36.4176 | 49.1508 | 0
| All | All Customers | 12 | Average Weekday | CAISO | 1-in-2 | 2029 | 2 | 399.7394 | 407.3772 | 36.4117 | 48.4265 | 0
| All | All Customers | 12 | Average Weekday | CAISO | 1-in-2 | 2029 | 3 | 492.2848 | 505.0028 | 36.411 | 47.834 | 0
| All | All Customers | 12 | Average Weekday | CAISO | 1-in-2 | 2029 | 4 | 607.5525 | 627.0712 | 36.4104 | 47.3378 | 0
| All | All Customers | 12 | Average Weekday | CAISO | 1-in-2 | 2029 | 5 | 601.6967 | 633.1747 | 36.4133 | 46.8503 | 0
| All | All Customers | 12 | Average Weekday | CAISO | 1-in-2 | 2029 | 6 | 603.5413 | 644.2559 | 36.4181 | 46.3758 | 0
| All | All Customers | 12 | Average Weekday | CAISO | 1-in-2 | 2029 | 7 | 611.0705 | 628.3751 | 36.4246 | 46.0257 | 0
| All | All Customers | 12 | Average Weekday | CAISO | 1-in-2 | 2029 | 8 | 629.5424 | 646.1927 | 36.4329 | 45.8225 | 0
| All | All Customers | 12 | Average Weekday | CAISO | 1-in-2 | 2029 | 9 | 564.442 | 591.7927 | 36.4418 | 46.5181 | 0
| All | All Customers | 12 | Average Weekday | CAISO | 1-in-2 | 2029 | 10 | 540.6232 | 557.6916 | 36.4301 | 49.4347 | 0
| All | All Customers | 12 | Average Weekday | CAISO | 1-in-2 | 2029 | 11 | 525.9537 | 536.8054 | 36.4465 | 53.0296 | 0
| All | All Customers | 12 | Average Weekday | CAISO | 1-in-2 | 2029 | 12 | 513.7963 | 520.4583 | 36.4628 | 56.2089 | 0
| All | All Customers | 12 | Average Weekday | CAISO | 1-in-2 | 2029 | 13 | 434.558 | 444.0239 | 36.473 | 58.6003 | 0
| All | All Customers | 12 | Average Weekday | CAISO | 1-in-2 | 2029 | 14 | 401.6678 | 409.1942 | 36.4611 | 60.179 | 0
| All | All Customers | 12 | Average Weekday | CAISO | 1-in-2 | 2029 | 15 | 365.5638 | 371.8617 | 36.4366 | 61.0732 | 0
| All | All Customers | 12 | Average Weekday | CAISO | 1-in-2 | 2029 | 16 | 325.4817 | 326.9037 | 36.4173 | 61.2773 | 0
| All | All Customers | 12 | Average Weekday | CAISO | 1-in-2 | 2029 | 17 | 312.1095 | 320.5552 | 36.282 | 60.5291 | 0
| All | All Customers | 12 | Average Weekday | CAISO | 1-in-2 | 2029 | 18 | 303.5844 | 310.7355 | 36.2822 | 58.4917 | 0
| All | All Customers | 12 | Average Weekday | CAISO | 1-in-2 | 2029 | 19 | 299.8942 | 304.1339 | 36.2589 | 56.1159 | 0
| All | All Customers | 12 | Average Weekday | CAISO | 1-in-2 | 2029 | 20 | 306.4958 | 376.0491 | 36.946 | 54.4238 | 0
| All | All Customers | 12 | Average Weekday | CAISO | 1-in-2 | 2029 | 21 | 309.9825 | 315.4053 | 36.3243 | 53.0044 | 0
| All | All Customers | 12 | Average Weekday | CAISO | 1-in-2 | 2029 | 22 | 462.8532 | 482.2486 | 36.4217 | 51.8265 | 0
| All | All Customers | 12 | Average Weekday | CAISO | 1-in-2 | 2029 | 23 | 452.8381 | 469.4229 | 36.4252 | 50.7988 | 0
| All | All Customers | 12 | Average Weekday | CAISO | 1-in-2 | 2029 | 24 | 466.0876 | 482.6752 | 36.4253 | 49.8287 | 0
| All | All Customers | 12 | Monthly System Peak Day | CAISO | 1-in-2 | 2029 | 1 | 415.7726 | 424.5283 | 36.4176 | 49.2147 | 0
| All | All Customers | 12 | Monthly System Peak Day | CAISO | 1-in-2 | 2029 | 2 | 399.7394 | 407.3772 | 36.4117 | 47.9016 | 0
| All | All Customers | 12 | Monthly System Peak Day | CAISO | 1-in-2 | 2029 | 3 | 492.2848 | 505.0028 | 36.411 | 47.1938 | 0
| All | All Customers | 12 | Monthly System Peak Day | CAISO | 1-in-2 | 2029 | 4 | 607.5525 | 627.0712 | 36.4104 | 46.5665 | 0
| All | All Customers | 12 | Monthly System Peak Day | CAISO | 1-in-2 | 2029 | 5 | 601.6967 | 633.1747 | 36.4133 | 45.8599 | 0
| All | All Customers | 12 | Monthly System Peak Day | CAISO | 1-in-2 | 2029 | 6 | 603.5413 | 644.2559 | 36.4181 | 45.4465 | 0
| All | All Customers | 12 | Monthly System Peak Day | CAISO | 1-in-2 | 2029 | 7 | 611.0705 | 628.3751 | 36.4246 | 45.1423 | 0
| All | All Customers | 12 | Monthly System Peak Day | CAISO | 1-in-2 | 2029 | 8 | 629.5424 | 646.1927 | 36.4329 | 44.9883 | 0
| All | All Customers | 12 | Monthly System Peak Day | CAISO | 1-in-2 | 2029 | 9 | 564.442 | 591.7927 | 36.4418 | 45.8489 | 0
| All | All Customers | 12 | Monthly System Peak Day | CAISO | 1-in-2 | 2029 | 10 | 540.6232 | 557.6916 | 36.4301 | 49.4513 | 0
| All | All Customers | 12 | Monthly System Peak Day | CAISO | 1-in-2 | 2029 | 11 | 525.9537 | 536.8054 | 36.4465 | 54.1221 | 0
| All | All Customers | 12 | Monthly System Peak Day | CAISO | 1-in-2 | 2029 | 12 | 513.7963 | 520.4583 | 36.4628 | 58.5978 | 0
| All | All Customers | 12 | Monthly System Peak Day | CAISO | 1-in-2 | 2029 | 13 | 434.558 | 444.0239 | 36.473 | 61.8794 | 0
| All | All Customers | 12 | Monthly System Peak Day | CAISO | 1-in-2 | 2029 | 14 | 401.6678 | 409.1942 | 36.4611 | 63.6308 | 0
| All | All Customers | 12 | Monthly System Peak Day | CAISO | 1-in-2 | 2029 | 15 | 365.5638 | 371.8617 | 36.4366 | 63.948 | 0
| All | All Customers | 12 | Monthly System Peak Day | CAISO | 1-in-2 | 2029 | 16 | 325.4817 | 326.9037 | 36.4173 | 63.832 | 0
| All | All Customers | 12 | Monthly System Peak Day | CAISO | 1-in-2 | 2029 | 17 | 312.1095 | 320.5552 | 36.282 | 63.0613 | 0
| All | All Customers | 12 | Monthly System Peak Day | CAISO | 1-in-2 | 2029 | 18 | 303.5844 | 310.7355 | 36.2822 | 60.6283 | 0
| All | All Customers | 12 | Monthly System Peak Day | CAISO | 1-in-2 | 2029 | 19 | 299.8942 | 304.1339 | 36.2589 | 58.2601 | 0
| All | All Customers | 12 | Monthly System Peak Day | CAISO | 1-in-2 | 2029 | 20 | 306.4958 | 376.0491 | 36.946 | 56.4553 | 0
| All | All Customers | 12 | Monthly System Peak Day | CAISO | 1-in-2 | 2029 | 21 | 309.9825 | 315.4053 | 36.3243 | 54.8884 | 0
| All | All Customers | 12 | Monthly System Peak Day | CAISO | 1-in-2 | 2029 | 22 | 462.8532 | 482.2486 | 36.4217 | 53.3672 | 0
| All | All Customers | 12 | Monthly System Peak Day | CAISO | 1-in-2 | 2029 | 23 | 452.8381 | 469.4229 | 36.4252 | 52.3209 | 0
| All | All Customers | 12 | Monthly System Peak Day | CAISO | 1-in-2 | 2029 | 24 | 466.0876 | 482.6752 | 36.4253 | 51.0106 | 0
| All | All Customers | 1 | Average Weekday | CAISO | 1-in-2 | 2030 | 1 | 412.3207 | 420.3777 | 36.4277 | 52.5585 | 0
| All | All Customers | 1 | Average Weekday | CAISO | 1-in-2 | 2030 | 2 | 400.0115 | 408.0339 | 36.4219 | 51.7219 | 0
| All | All Customers | 1 | Average Weekday | CAISO | 1-in-2 | 2030 | 3 | 497.4373 | 509.8273 | 36.4212 | 50.9709 | 0
| All | All Customers | 1 | Average Weekday | CAISO | 1-in-2 | 2030 | 4 | 610.2239 | 629.0153 | 36.4205 | 50.429 | 0
| All | All Customers | 1 | Average Weekday | CAISO | 1-in-2 | 2030 | 5 | 605.1584 | 635.9515 | 36.4234 | 49.694 | 0
| All | All Customers | 1 | Average Weekday | CAISO | 1-in-2 | 2030 | 6 | 614.6386 | 654.0795 | 36.4282 | 49.15 | 0
| All | All Customers | 1 | Average Weekday | CAISO | 1-in-2 | 2030 | 7 | 629.8824 | 646.5198 | 36.4347 | 48.816 | 0
| All | All Customers | 1 | Average Weekday | CAISO | 1-in-2 | 2030 | 8 | 651.1683 | 667.0876 | 36.443 | 48.6637 | 0
| All | All Customers | 1 | Average Weekday | CAISO | 1-in-2 | 2030 | 9 | 582.8515 | 608.5059 | 36.452 | 49.2676 | 0
| All | All Customers | 1 | Average Weekday | CAISO | 1-in-2 | 2030 | 10 | 569.4366 | 584.2149 | 36.4403 | 52.3202 | 0
| All | All Customers | 1 | Average Weekday | CAISO | 1-in-2 | 2030 | 11 | 551.0477 | 560.7577 | 36.4567 | 56.4236 | 0
| All | All Customers | 1 | Average Weekday | CAISO | 1-in-2 | 2030 | 12 | 541.1241 | 547.8397 | 36.473 | 60.1816 | 0
| All | All Customers | 1 | Average Weekday | CAISO | 1-in-2 | 2030 | 13 | 466.3878 | 475.8654 | 36.4832 | 63.1135 | 0
| All | All Customers | 1 | Average Weekday | CAISO | 1-in-2 | 2030 | 14 | 428.9601 | 435.9169 | 36.4713 | 65.0416 | 0
| All | All Customers | 1 | Average Weekday | CAISO | 1-in-2 | 2030 | 15 | 390.2562 | 395.9041 | 36.4467 | 66.2067 | 0
| All | All Customers | 1 | Average Weekday | CAISO | 1-in-2 | 2030 | 16 | 348.9893 | 350.2364 | 36.4275 | 66.6204 | 0
| All | All Customers | 1 | Average Weekday | CAISO | 1-in-2 | 2030 | 17 | 334.4203 | 342.7563 | 36.2935 | 66.0061 | 0
| All | All Customers | 1 | Average Weekday | CAISO | 1-in-2 | 2030 | 18 | 323.0091 | 330.2786 | 36.2937 | 64.2132 | 0
| All | All Customers | 1 | Average Weekday | CAISO | 1-in-2 | 2030 | 19 | 311.3895 | 315.6726 | 36.2699 | 61.3602 | 0
| All | All Customers | 1 | Average Weekday | CAISO | 1-in-2 | 2030 | 20 | 311.0594 | 380.1322 | 36.9547 | 59.2642 | 0
| All | All Customers | 1 | Average Weekday | CAISO | 1-in-2 | 2030 | 21 | 303.2848 | 308.5427 | 36.3356 | 57.7073 | 0
| All | All Customers | 1 | Average Weekday | CAISO | 1-in-2 | 2030 | 22 | 457.8961 | 477.4702 | 36.4316 | 56.3169 | 0
| All | All Customers | 1 | Average Weekday | CAISO | 1-in-2 | 2030 | 23 | 450.5552 | 467.1908 | 36.4353 | 55.0643 | 0
| All | All Customers | 1 | Average Weekday | CAISO | 1-in-2 | 2030 | 24 | 467.3278 | 483.1254 | 36.4354 | 53.9413 | 0
| All | All Customers | 1 | Monthly System Peak Day | CAISO | 1-in-2 | 2030 | 1 | 412.3207 | 420.3777 | 36.4277 | 48.4331 | 0
| All | All Customers | 1 | Monthly System Peak Day | CAISO | 1-in-2 | 2030 | 2 | 400.0115 | 408.0339 | 36.4219 | 47.4651 | 0
| All | All Customers | 1 | Monthly System Peak Day | CAISO | 1-in-2 | 2030 | 3 | 497.4373 | 509.8273 | 36.4212 | 46.472 | 0
| All | All Customers | 1 | Monthly System Peak Day | CAISO | 1-in-2 | 2030 | 4 | 610.2239 | 629.0153 | 36.4205 | 45.6671 | 0
| All | All Customers | 1 | Monthly System Peak Day | CAISO | 1-in-2 | 2030 | 5 | 605.1584 | 635.9515 | 36.4234 | 44.9347 | 0
| All | All Customers | 1 | Monthly System Peak Day | CAISO | 1-in-2 | 2030 | 6 | 614.6386 | 654.0795 | 36.4282 | 44.4811 | 0
| All | All Customers | 1 | Monthly System Peak Day | CAISO | 1-in-2 | 2030 | 7 | 629.8824 | 646.5198 | 36.4347 | 44.1418 | 0
| All | All Customers | 1 | Monthly System Peak Day | CAISO | 1-in-2 | 2030 | 8 | 651.1683 | 667.0876 | 36.443 | 44.0111 | 0
| All | All Customers | 1 | Monthly System Peak Day | CAISO | 1-in-2 | 2030 | 9 | 582.8515 | 608.5059 | 36.452 | 44.8109 | 0
| All | All Customers | 1 | Monthly System Peak Day | CAISO | 1-in-2 | 2030 | 10 | 569.4366 | 584.2149 | 36.4403 | 47.3493 | 0
| All | All Customers | 1 | Monthly System Peak Day | CAISO | 1-in-2 | 2030 | 11 | 551.0477 | 560.7577 | 36.4567 | 50.6244 | 0
| All | All Customers | 1 | Monthly System Peak Day | CAISO | 1-in-2 | 2030 | 12 | 541.1241 | 547.8397 | 36.473 | 53.2728 | 0
| All | All Customers | 1 | Monthly System Peak Day | CAISO | 1-in-2 | 2030 | 13 | 466.3878 | 475.8654 | 36.4832 | 54.596 | 0
| All | All Customers | 1 | Monthly System Peak Day | CAISO | 1-in-2 | 2030 | 14 | 428.9601 | 435.9169 | 36.4713 | 55.6405 | 0
| All | All Customers | 1 | Monthly System Peak Day | CAISO | 1-in-2 | 2030 | 15 | 390.2562 | 395.9041 | 36.4467 | 56.6145 | 0
| All | All Customers | 1 | Monthly System Peak Day | CAISO | 1-in-2 | 2030 | 16 | 348.9893 | 350.2364 | 36.4275 | 57.0187 | 0
| All | All Customers | 1 | Monthly System Peak Day | CAISO | 1-in-2 | 2030 | 17 | 334.4203 | 342.7563 | 36.2935 | 56.2411 | 0
| All | All Customers | 1 | Monthly System Peak Day | CAISO | 1-in-2 | 2030 | 18 | 323.0091 | 330.2786 | 36.2937 | 54.8652 | 0
| All | All Customers | 1 | Monthly System Peak Day | CAISO | 1-in-2 | 2030 | 19 | 311.3895 | 315.6726 | 36.2699 | 53.4358 | 0
| All | All Customers | 1 | Monthly System Peak Day | CAISO | 1-in-2 | 2030 | 20 | 311.0594 | 380.1322 | 36.9547 | 52.3091 | 0
| All | All Customers | 1 | Monthly System Peak Day | CAISO | 1-in-2 | 2030 | 21 | 303.2848 | 308.5427 | 36.3356 | 51.1744 | 0
| All | All Customers | 1 | Monthly System Peak Day | CAISO | 1-in-2 | 2030 | 22 | 457.8961 | 477.4702 | 36.4316 | 50.2242 | 0
| All | All Customers | 1 | Monthly System Peak Day | CAISO | 1-in-2 | 2030 | 23 | 450.5552 | 467.1908 | 36.4353 | 49.3411 | 0
| All | All Customers | 1 | Monthly System Peak Day | CAISO | 1-in-2 | 2030 | 24 | 467.3278 | 483.1254 | 36.4354 | 48.5108 | 0
| All | All Customers | 2 | Average Weekday | CAISO | 1-in-2 | 2030 | 1 | 386.2859 | 395.0454 | 36.4689 | 53.378 | 0
| All | All Customers | 2 | Average Weekday | CAISO | 1-in-2 | 2030 | 2 | 372.4348 | 381.183 | 36.4623 | 52.5097 | 0
| All | All Customers | 2 | Average Weekday | CAISO | 1-in-2 | 2030 | 3 | 463.8255 | 477.3432 | 36.4616 | 51.7071 | 0
| All | All Customers | 2 | Average Weekday | CAISO | 1-in-2 | 2030 | 4 | 571.6467 | 592.5417 | 36.461 | 50.8946 | 0
| All | All Customers | 2 | Average Weekday | CAISO | 1-in-2 | 2030 | 5 | 570.8141 | 603.8412 | 36.4645 | 50.1843 | 0
| All | All Customers | 2 | Average Weekday | CAISO | 1-in-2 | 2030 | 6 | 583.3732 | 624.6447 | 36.4704 | 49.5892 | 0
| All | All Customers | 2 | Average Weekday | CAISO | 1-in-2 | 2030 | 7 | 588.4734 | 605.8738 | 36.4776 | 49.1847 | 0
| All | All Customers | 2 | Average Weekday | CAISO | 1-in-2 | 2030 | 8 | 610.7567 | 626.9569 | 36.4859 | 49.0016 | 0
| All | All Customers | 2 | Average Weekday | CAISO | 1-in-2 | 2030 | 9 | 559.7485 | 585.4109 | 36.4948 | 50.3745 | 0
| All | All Customers | 2 | Average Weekday | CAISO | 1-in-2 | 2030 | 10 | 541.813 | 556.0588 | 36.4814 | 53.9356 | 0
| All | All Customers | 2 | Average Weekday | CAISO | 1-in-2 | 2030 | 11 | 527.2688 | 537.1487 | 36.4992 | 57.9538 | 0
| All | All Customers | 2 | Average Weekday | CAISO | 1-in-2 | 2030 | 12 | 516.7455 | 524.0451 | 36.517 | 61.338 | 0
| All | All Customers | 2 | Average Weekday | CAISO | 1-in-2 | 2030 | 13 | 440.2023 | 450.4564 | 36.5284 | 63.8157 | 0
| All | All Customers | 2 | Average Weekday | CAISO | 1-in-2 | 2030 | 14 | 399.5282 | 406.9617 | 36.5155 | 65.3674 | 0
| All | All Customers | 2 | Average Weekday | CAISO | 1-in-2 | 2030 | 15 | 352.7448 | 360.0791 | 36.4889 | 66.1889 | 0
| All | All Customers | 2 | Average Weekday | CAISO | 1-in-2 | 2030 | 16 | 313.0638 | 315.4155 | 36.4683 | 66.3555 | 0
| All | All Customers | 2 | Average Weekday | CAISO | 1-in-2 | 2030 | 17 | 288.0491 | 295.5372 | 36.3071 | 65.8766 | 0
| All | All Customers | 2 | Average Weekday | CAISO | 1-in-2 | 2030 | 18 | 276.9934 | 283.4132 | 36.3079 | 64.5144 | 0
| All | All Customers | 2 | Average Weekday | CAISO | 1-in-2 | 2030 | 19 | 270.8022 | 275.5191 | 36.2702 | 62.0064 | 0
| All | All Customers | 2 | Average Weekday | CAISO | 1-in-2 | 2030 | 20 | 270.3938 | 337.3174 | 37.0549 | 59.7067 | 0
| All | All Customers | 2 | Average Weekday | CAISO | 1-in-2 | 2030 | 21 | 264.6576 | 270.0406 | 36.3509 | 58.0781 | 0
| All | All Customers | 2 | Average Weekday | CAISO | 1-in-2 | 2030 | 22 | 421.0319 | 441.1491 | 36.4744 | 56.721 | 0
| All | All Customers | 2 | Average Weekday | CAISO | 1-in-2 | 2030 | 23 | 415.7993 | 433.1243 | 36.4781 | 55.5031 | 0
| All | All Customers | 2 | Average Weekday | CAISO | 1-in-2 | 2030 | 24 | 434.3992 | 451.2227 | 36.4775 | 54.4153 | 0
| All | All Customers | 2 | Monthly System Peak Day | CAISO | 1-in-2 | 2030 | 1 | 386.2859 | 395.0454 | 36.4689 | 43.9558 | 0
| All | All Customers | 2 | Monthly System Peak Day | CAISO | 1-in-2 | 2030 | 2 | 372.4348 | 381.183 | 36.4623 | 43.2858 | 0
| All | All Customers | 2 | Monthly System Peak Day | CAISO | 1-in-2 | 2030 | 3 | 463.8255 | 477.3432 | 36.4616 | 42.5517 | 0
| All | All Customers | 2 | Monthly System Peak Day | CAISO | 1-in-2 | 2030 | 4 | 571.6467 | 592.5417 | 36.461 | 42.014 | 0
| All | All Customers | 2 | Monthly System Peak Day | CAISO | 1-in-2 | 2030 | 5 | 570.8141 | 603.8412 | 36.4645 | 41.1881 | 0
| All | All Customers | 2 | Monthly System Peak Day | CAISO | 1-in-2 | 2030 | 6 | 583.3732 | 624.6447 | 36.4704 | 40.3987 | 0
| All | All Customers | 2 | Monthly System Peak Day | CAISO | 1-in-2 | 2030 | 7 | 588.4734 | 605.8738 | 36.4776 | 39.7456 | 0
| All | All Customers | 2 | Monthly System Peak Day | CAISO | 1-in-2 | 2030 | 8 | 610.7567 | 626.9569 | 36.4859 | 39.5259 | 0
| All | All Customers | 2 | Monthly System Peak Day | CAISO | 1-in-2 | 2030 | 9 | 559.7485 | 585.4109 | 36.4948 | 41.2022 | 0
| All | All Customers | 2 | Monthly System Peak Day | CAISO | 1-in-2 | 2030 | 10 | 541.813 | 556.0588 | 36.4814 | 44.5748 | 0
| All | All Customers | 2 | Monthly System Peak Day | CAISO | 1-in-2 | 2030 | 11 | 527.2688 | 537.1487 | 36.4992 | 47.9244 | 0
| All | All Customers | 2 | Monthly System Peak Day | CAISO | 1-in-2 | 2030 | 12 | 516.7455 | 524.0451 | 36.517 | 51.0485 | 0
| All | All Customers | 2 | Monthly System Peak Day | CAISO | 1-in-2 | 2030 | 13 | 440.2023 | 450.4564 | 36.5284 | 53.4411 | 0
| All | All Customers | 2 | Monthly System Peak Day | CAISO | 1-in-2 | 2030 | 14 | 399.5282 | 406.9617 | 36.5155 | 55.1219 | 0
| All | All Customers | 2 | Monthly System Peak Day | CAISO | 1-in-2 | 2030 | 15 | 352.7448 | 360.0791 | 36.4889 | 56.2265 | 0
| All | All Customers | 2 | Monthly System Peak Day | CAISO | 1-in-2 | 2030 | 16 | 313.0638 | 315.4155 | 36.4683 | 56.7816 | 0
| All | All Customers | 2 | Monthly System Peak Day | CAISO | 1-in-2 | 2030 | 17 | 288.0491 | 295.5372 | 36.3071 | 56.6678 | 0
| All | All Customers | 2 | Monthly System Peak Day | CAISO | 1-in-2 | 2030 | 18 | 276.9934 | 283.4132 | 36.3079 | 55.6734 | 0
| All | All Customers | 2 | Monthly System Peak Day | CAISO | 1-in-2 | 2030 | 19 | 270.8022 | 275.5191 | 36.2702 | 53.572 | 0
| All | All Customers | 2 | Monthly System Peak Day | CAISO | 1-in-2 | 2030 | 20 | 270.3938 | 337.3174 | 37.0549 | 51.4564 | 0
| All | All Customers | 2 | Monthly System Peak Day | CAISO | 1-in-2 | 2030 | 21 | 264.6576 | 270.0406 | 36.3509 | 49.9584 | 0
| All | All Customers | 2 | Monthly System Peak Day | CAISO | 1-in-2 | 2030 | 22 | 421.0319 | 441.1491 | 36.4744 | 48.589 | 0
| All | All Customers | 2 | Monthly System Peak Day | CAISO | 1-in-2 | 2030 | 23 | 415.7993 | 433.1243 | 36.4781 | 47.2978 | 0
| All | All Customers | 2 | Monthly System Peak Day | CAISO | 1-in-2 | 2030 | 24 | 434.3992 | 451.2227 | 36.4775 | 46.0474 | 0
| All | All Customers | 3 | Average Weekday | CAISO | 1-in-2 | 2030 | 1 | 417.8146 | 433.1516 | 36.5376 | 54.6159 | 0
| All | All Customers | 3 | Average Weekday | CAISO | 1-in-2 | 2030 | 2 | 404.0392 | 412.8395 | 36.4885 | 53.6132 | 0
| All | All Customers | 3 | Average Weekday | CAISO | 1-in-2 | 2030 | 3 | 509.6177 | 520.8984 | 36.4812 | 52.7015 | 0
| All | All Customers | 3 | Average Weekday | CAISO | 1-in-2 | 2030 | 4 | 619.6219 | 636.074 | 36.4652 | 51.9312 | 0
| All | All Customers | 3 | Average Weekday | CAISO | 1-in-2 | 2030 | 5 | 601.4288 | 622.0458 | 36.4684 | 51.2105 | 0
| All | All Customers | 3 | Average Weekday | CAISO | 1-in-2 | 2030 | 6 | 615.7683 | 639.7926 | 36.454 | 50.5552 | 0
| All | All Customers | 3 | Average Weekday | CAISO | 1-in-2 | 2030 | 7 | 629.0916 | 645.6687 | 36.4658 | 50.1343 | 0
| All | All Customers | 3 | Average Weekday | CAISO | 1-in-2 | 2030 | 8 | 647.2907 | 677.5486 | 36.5961 | 49.9393 | 0
| All | All Customers | 3 | Average Weekday | CAISO | 1-in-2 | 2030 | 9 | 590.0635 | 628.3732 | 36.7143 | 50.9886 | 0
| All | All Customers | 3 | Average Weekday | CAISO | 1-in-2 | 2030 | 10 | 575.4631 | 598.6813 | 36.6067 | 53.9236 | 0
| All | All Customers | 3 | Average Weekday | CAISO | 1-in-2 | 2030 | 11 | 550.6227 | 568.0154 | 36.6655 | 57.4191 | 0
| All | All Customers | 3 | Average Weekday | CAISO | 1-in-2 | 2030 | 12 | 542.657 | 554.1948 | 36.724 | 60.6555 | 0
| All | All Customers | 3 | Average Weekday | CAISO | 1-in-2 | 2030 | 13 | 447.6898 | 456.9558 | 36.7549 | 63.182 | 0
| All | All Customers | 3 | Average Weekday | CAISO | 1-in-2 | 2030 | 14 | 418.6578 | 425.0529 | 36.709 | 64.9368 | 0
| All | All Customers | 3 | Average Weekday | CAISO | 1-in-2 | 2030 | 15 | 372.9967 | 378.3175 | 36.6152 | 66.1033 | 0
| All | All Customers | 3 | Average Weekday | CAISO | 1-in-2 | 2030 | 16 | 335.3022 | 337.4207 | 36.487 | 66.7592 | 0
| All | All Customers | 3 | Average Weekday | CAISO | 1-in-2 | 2030 | 17 | 322.3881 | 331.4898 | 36.3033 | 66.8476 | 0
| All | All Customers | 3 | Average Weekday | CAISO | 1-in-2 | 2030 | 18 | 308.9971 | 316.0141 | 36.3165 | 66.0898 | 0
| All | All Customers | 3 | Average Weekday | CAISO | 1-in-2 | 2030 | 19 | 301.3607 | 306.2117 | 36.3897 | 64.4603 | 0
| All | All Customers | 3 | Average Weekday | CAISO | 1-in-2 | 2030 | 20 | 291.3075 | 295.3518 | 36.2696 | 61.9857 | 0
| All | All Customers | 3 | Average Weekday | CAISO | 1-in-2 | 2030 | 21 | 277.1886 | 281.1435 | 36.3125 | 59.492 | 0
| All | All Customers | 3 | Average Weekday | CAISO | 1-in-2 | 2030 | 22 | 453.0435 | 475.9726 | 36.4887 | 57.88 | 0
| All | All Customers | 3 | Average Weekday | CAISO | 1-in-2 | 2030 | 23 | 452.4937 | 476.7902 | 36.5383 | 56.6198 | 0
| All | All Customers | 3 | Average Weekday | CAISO | 1-in-2 | 2030 | 24 | 478.5115 | 511.2525 | 36.5878 | 55.4976 | 0
| All | All Customers | 3 | Monthly System Peak Day | CAISO | 1-in-2 | 2030 | 1 | 417.8146 | 433.1516 | 36.5376 | 57.5592 | 0
| All | All Customers | 3 | Monthly System Peak Day | CAISO | 1-in-2 | 2030 | 2 | 404.0392 | 412.8395 | 36.4885 | 56.3595 | 0
| All | All Customers | 3 | Monthly System Peak Day | CAISO | 1-in-2 | 2030 | 3 | 509.6177 | 520.8984 | 36.4812 | 54.8393 | 0
| All | All Customers | 3 | Monthly System Peak Day | CAISO | 1-in-2 | 2030 | 4 | 619.6219 | 636.074 | 36.4652 | 53.8418 | 0
| All | All Customers | 3 | Monthly System Peak Day | CAISO | 1-in-2 | 2030 | 5 | 601.4288 | 622.0458 | 36.4684 | 53.022 | 0
| All | All Customers | 3 | Monthly System Peak Day | CAISO | 1-in-2 | 2030 | 6 | 615.7683 | 639.7926 | 36.454 | 52.0521 | 0
| All | All Customers | 3 | Monthly System Peak Day | CAISO | 1-in-2 | 2030 | 7 | 629.0916 | 645.6687 | 36.4658 | 51.5856 | 0
| All | All Customers | 3 | Monthly System Peak Day | CAISO | 1-in-2 | 2030 | 8 | 647.2907 | 677.5486 | 36.5961 | 50.8281 | 0
| All | All Customers | 3 | Monthly System Peak Day | CAISO | 1-in-2 | 2030 | 9 | 590.0635 | 628.3732 | 36.7143 | 51.1838 | 0
| All | All Customers | 3 | Monthly System Peak Day | CAISO | 1-in-2 | 2030 | 10 | 575.4631 | 598.6813 | 36.6067 | 54.2433 | 0
| All | All Customers | 3 | Monthly System Peak Day | CAISO | 1-in-2 | 2030 | 11 | 550.6227 | 568.0154 | 36.6655 | 58.9927 | 0
| All | All Customers | 3 | Monthly System Peak Day | CAISO | 1-in-2 | 2030 | 12 | 542.657 | 554.1948 | 36.724 | 63.3587 | 0
| All | All Customers | 3 | Monthly System Peak Day | CAISO | 1-in-2 | 2030 | 13 | 447.6898 | 456.9558 | 36.7549 | 66.4721 | 0
| All | All Customers | 3 | Monthly System Peak Day | CAISO | 1-in-2 | 2030 | 14 | 418.6578 | 425.0529 | 36.709 | 68.0965 | 0
| All | All Customers | 3 | Monthly System Peak Day | CAISO | 1-in-2 | 2030 | 15 | 372.9967 | 378.3175 | 36.6152 | 69.2324 | 0
| All | All Customers | 3 | Monthly System Peak Day | CAISO | 1-in-2 | 2030 | 16 | 335.3022 | 337.4207 | 36.487 | 70.1774 | 0
| All | All Customers | 3 | Monthly System Peak Day | CAISO | 1-in-2 | 2030 | 17 | 322.3881 | 331.4898 | 36.3033 | 70.5862 | 0
| All | All Customers | 3 | Monthly System Peak Day | CAISO | 1-in-2 | 2030 | 18 | 308.9971 | 316.0141 | 36.3165 | 70.0236 | 0
| All | All Customers | 3 | Monthly System Peak Day | CAISO | 1-in-2 | 2030 | 19 | 301.3607 | 306.2117 | 36.3897 | 68.3629 | 0
| All | All Customers | 3 | Monthly System Peak Day | CAISO | 1-in-2 | 2030 | 20 | 291.3075 | 295.3518 | 36.2696 | 65.279 | 0
| All | All Customers | 3 | Monthly System Peak Day | CAISO | 1-in-2 | 2030 | 21 | 277.1886 | 281.1435 | 36.3125 | 62.3627 | 0
| All | All Customers | 3 | Monthly System Peak Day | CAISO | 1-in-2 | 2030 | 22 | 453.0435 | 475.9726 | 36.4887 | 60.5716 | 0
| All | All Customers | 3 | Monthly System Peak Day | CAISO | 1-in-2 | 2030 | 23 | 452.4937 | 476.7902 | 36.5383 | 59.1525 | 0
| All | All Customers | 3 | Monthly System Peak Day | CAISO | 1-in-2 | 2030 | 24 | 478.5115 | 511.2525 | 36.5878 | 57.761 | 0
| All | All Customers | 4 | Average Weekday | CAISO | 1-in-2 | 2030 | 1 | 387.2307 | 401.6407 | 36.5399 | 57.1484 | 0
| All | All Customers | 4 | Average Weekday | CAISO | 1-in-2 | 2030 | 2 | 374.6735 | 384.0111 | 36.4912 | 56.3024 | 0
| All | All Customers | 4 | Average Weekday | CAISO | 1-in-2 | 2030 | 3 | 475.8904 | 487.6218 | 36.4839 | 55.5058 | 0
| All | All Customers | 4 | Average Weekday | CAISO | 1-in-2 | 2030 | 4 | 577.7191 | 593.9056 | 36.468 | 54.8392 | 0
| All | All Customers | 4 | Average Weekday | CAISO | 1-in-2 | 2030 | 5 | 552.2527 | 571.676 | 36.4713 | 54.2634 | 0
| All | All Customers | 4 | Average Weekday | CAISO | 1-in-2 | 2030 | 6 | 567.099 | 590.2137 | 36.4571 | 53.8194 | 0
| All | All Customers | 4 | Average Weekday | CAISO | 1-in-2 | 2030 | 7 | 581.1986 | 598.3224 | 36.469 | 53.4151 | 0
| All | All Customers | 4 | Average Weekday | CAISO | 1-in-2 | 2030 | 8 | 598.7676 | 627.1023 | 36.5984 | 53.3156 | 0
| All | All Customers | 4 | Average Weekday | CAISO | 1-in-2 | 2030 | 9 | 532.8947 | 570.2376 | 36.7156 | 54.8243 | 0
| All | All Customers | 4 | Average Weekday | CAISO | 1-in-2 | 2030 | 10 | 518.0842 | 541.6823 | 36.6083 | 57.5562 | 0
| All | All Customers | 4 | Average Weekday | CAISO | 1-in-2 | 2030 | 11 | 502.1106 | 517.9814 | 36.6666 | 60.5081 | 0
| All | All Customers | 4 | Average Weekday | CAISO | 1-in-2 | 2030 | 12 | 494.462 | 506.0008 | 36.7245 | 63.3646 | 0
| All | All Customers | 4 | Average Weekday | CAISO | 1-in-2 | 2030 | 13 | 410.0541 | 419.2737 | 36.7551 | 65.7088 | 0
| All | All Customers | 4 | Average Weekday | CAISO | 1-in-2 | 2030 | 14 | 377.5995 | 384.0251 | 36.7094 | 67.5171 | 0
| All | All Customers | 4 | Average Weekday | CAISO | 1-in-2 | 2030 | 15 | 330.0688 | 335.578 | 36.6163 | 68.8034 | 0
| All | All Customers | 4 | Average Weekday | CAISO | 1-in-2 | 2030 | 16 | 289.6429 | 291.8359 | 36.4895 | 69.3976 | 0
| All | All Customers | 4 | Average Weekday | CAISO | 1-in-2 | 2030 | 17 | 269.5781 | 277.7497 | 36.3062 | 69.5059 | 0
| All | All Customers | 4 | Average Weekday | CAISO | 1-in-2 | 2030 | 18 | 251.9156 | 258.283 | 36.319 | 68.8624 | 0
| All | All Customers | 4 | Average Weekday | CAISO | 1-in-2 | 2030 | 19 | 237.5574 | 242.3722 | 36.3894 | 67.5336 | 0
| All | All Customers | 4 | Average Weekday | CAISO | 1-in-2 | 2030 | 20 | 229.7544 | 233.8745 | 36.2696 | 65.2396 | 0
| All | All Customers | 4 | Average Weekday | CAISO | 1-in-2 | 2030 | 21 | 237.5619 | 241.6891 | 36.3169 | 62.2996 | 0
| All | All Customers | 4 | Average Weekday | CAISO | 1-in-2 | 2030 | 22 | 413.5657 | 436.2496 | 36.4914 | 60.2287 | 0
| All | All Customers | 4 | Average Weekday | CAISO | 1-in-2 | 2030 | 23 | 416.6855 | 440.6714 | 36.5411 | 58.8624 | 0
| All | All Customers | 4 | Average Weekday | CAISO | 1-in-2 | 2030 | 24 | 444.4656 | 476.6219 | 36.5899 | 57.8285 | 0
| All | All Customers | 4 | Monthly System Peak Day | CAISO | 1-in-2 | 2030 | 1 | 387.2307 | 401.6407 | 36.5399 | 62.4696 | 0
| All | All Customers | 4 | Monthly System Peak Day | CAISO | 1-in-2 | 2030 | 2 | 374.6735 | 384.0111 | 36.4912 | 61.1553 | 0
| All | All Customers | 4 | Monthly System Peak Day | CAISO | 1-in-2 | 2030 | 3 | 475.8904 | 487.6218 | 36.4839 | 60.252 | 0
| All | All Customers | 4 | Monthly System Peak Day | CAISO | 1-in-2 | 2030 | 4 | 577.7191 | 593.9056 | 36.468 | 59.4213 | 0
| All | All Customers | 4 | Monthly System Peak Day | CAISO | 1-in-2 | 2030 | 5 | 552.2527 | 571.676 | 36.4713 | 58.3702 | 0
| All | All Customers | 4 | Monthly System Peak Day | CAISO | 1-in-2 | 2030 | 6 | 567.099 | 590.2137 | 36.4571 | 57.5942 | 0
| All | All Customers | 4 | Monthly System Peak Day | CAISO | 1-in-2 | 2030 | 7 | 581.1986 | 598.3224 | 36.469 | 56.929 | 0
| All | All Customers | 4 | Monthly System Peak Day | CAISO | 1-in-2 | 2030 | 8 | 598.7676 | 627.1023 | 36.5984 | 56.7557 | 0
| All | All Customers | 4 | Monthly System Peak Day | CAISO | 1-in-2 | 2030 | 9 | 532.8947 | 570.2376 | 36.7156 | 58.4183 | 0
| All | All Customers | 4 | Monthly System Peak Day | CAISO | 1-in-2 | 2030 | 10 | 518.0842 | 541.6823 | 36.6083 | 62.5047 | 0
| All | All Customers | 4 | Monthly System Peak Day | CAISO | 1-in-2 | 2030 | 11 | 502.1106 | 517.9814 | 36.6666 | 67.6095 | 0
| All | All Customers | 4 | Monthly System Peak Day | CAISO | 1-in-2 | 2030 | 12 | 494.462 | 506.0008 | 36.7245 | 72.4801 | 0
| All | All Customers | 4 | Monthly System Peak Day | CAISO | 1-in-2 | 2030 | 13 | 410.0541 | 419.2737 | 36.7551 | 76.4282 | 0
| All | All Customers | 4 | Monthly System Peak Day | CAISO | 1-in-2 | 2030 | 14 | 377.5995 | 384.0251 | 36.7094 | 79.252 | 0
| All | All Customers | 4 | Monthly System Peak Day | CAISO | 1-in-2 | 2030 | 15 | 330.0688 | 335.578 | 36.6163 | 81.0889 | 0
| All | All Customers | 4 | Monthly System Peak Day | CAISO | 1-in-2 | 2030 | 16 | 289.6429 | 291.8359 | 36.4895 | 81.5348 | 0
| All | All Customers | 4 | Monthly System Peak Day | CAISO | 1-in-2 | 2030 | 17 | 269.5781 | 277.7497 | 36.3062 | 81.1554 | 0
| All | All Customers | 4 | Monthly System Peak Day | CAISO | 1-in-2 | 2030 | 18 | 251.9156 | 258.283 | 36.319 | 80.3455 | 0
| All | All Customers | 4 | Monthly System Peak Day | CAISO | 1-in-2 | 2030 | 19 | 237.5574 | 242.3722 | 36.3894 | 79.2417 | 0
| All | All Customers | 4 | Monthly System Peak Day | CAISO | 1-in-2 | 2030 | 20 | 229.7544 | 233.8745 | 36.2696 | 76.6272 | 0
| All | All Customers | 4 | Monthly System Peak Day | CAISO | 1-in-2 | 2030 | 21 | 237.5619 | 241.6891 | 36.3169 | 72.2794 | 0
| All | All Customers | 4 | Monthly System Peak Day | CAISO | 1-in-2 | 2030 | 22 | 413.5657 | 436.2496 | 36.4914 | 68.3535 | 0
| All | All Customers | 4 | Monthly System Peak Day | CAISO | 1-in-2 | 2030 | 23 | 416.6855 | 440.6714 | 36.5411 | 65.4784 | 0
| All | All Customers | 4 | Monthly System Peak Day | CAISO | 1-in-2 | 2030 | 24 | 444.4656 | 476.6219 | 36.5899 | 63.5581 | 0
| All | All Customers | 5 | Average Weekday | CAISO | 1-in-2 | 2030 | 1 | 395.1028 | 409.6673 | 36.5552 | 60.1457 | 0
| All | All Customers | 5 | Average Weekday | CAISO | 1-in-2 | 2030 | 2 | 383.2659 | 391.4709 | 36.5065 | 59.5142 | 0
| All | All Customers | 5 | Average Weekday | CAISO | 1-in-2 | 2030 | 3 | 487.8199 | 499.8112 | 36.4993 | 58.9581 | 0
| All | All Customers | 5 | Average Weekday | CAISO | 1-in-2 | 2030 | 4 | 591.3401 | 608.2485 | 36.4835 | 58.4379 | 0
| All | All Customers | 5 | Average Weekday | CAISO | 1-in-2 | 2030 | 5 | 569.903 | 589.9875 | 36.4868 | 58.0047 | 0
| All | All Customers | 5 | Average Weekday | CAISO | 1-in-2 | 2030 | 6 | 579.2349 | 603.7963 | 36.473 | 57.5861 | 0
| All | All Customers | 5 | Average Weekday | CAISO | 1-in-2 | 2030 | 7 | 585.4946 | 602.3518 | 36.4852 | 57.2101 | 0
| All | All Customers | 5 | Average Weekday | CAISO | 1-in-2 | 2030 | 8 | 611.2441 | 642.0245 | 36.6142 | 57.5194 | 0
| All | All Customers | 5 | Average Weekday | CAISO | 1-in-2 | 2030 | 9 | 541.312 | 576.7755 | 36.7307 | 59.1608 | 0
| All | All Customers | 5 | Average Weekday | CAISO | 1-in-2 | 2030 | 10 | 531.2969 | 554.8073 | 36.6231 | 61.3829 | 0
| All | All Customers | 5 | Average Weekday | CAISO | 1-in-2 | 2030 | 11 | 516.2629 | 532.5015 | 36.6811 | 63.9673 | 0
| All | All Customers | 5 | Average Weekday | CAISO | 1-in-2 | 2030 | 12 | 504.1265 | 515.4292 | 36.7388 | 66.3945 | 0
| All | All Customers | 5 | Average Weekday | CAISO | 1-in-2 | 2030 | 13 | 419.1753 | 428.7403 | 36.769 | 68.5273 | 0
| All | All Customers | 5 | Average Weekday | CAISO | 1-in-2 | 2030 | 14 | 392.9536 | 399.4419 | 36.7232 | 70.1991 | 0
| All | All Customers | 5 | Average Weekday | CAISO | 1-in-2 | 2030 | 15 | 350.7501 | 356.2031 | 36.6303 | 71.3669 | 0
| All | All Customers | 5 | Average Weekday | CAISO | 1-in-2 | 2030 | 16 | 303.8133 | 305.9438 | 36.5045 | 71.9443 | 0
| All | All Customers | 5 | Average Weekday | CAISO | 1-in-2 | 2030 | 17 | 276.8897 | 285.8178 | 36.3127 | 71.9069 | 0
| All | All Customers | 5 | Average Weekday | CAISO | 1-in-2 | 2030 | 18 | 263.1489 | 269.9419 | 36.3253 | 71.2705 | 0
| All | All Customers | 5 | Average Weekday | CAISO | 1-in-2 | 2030 | 19 | 252.3525 | 257.5733 | 36.3855 | 69.9176 | 0
| All | All Customers | 5 | Average Weekday | CAISO | 1-in-2 | 2030 | 20 | 241.8419 | 246.2218 | 36.2697 | 67.825 | 0
| All | All Customers | 5 | Average Weekday | CAISO | 1-in-2 | 2030 | 21 | 252.9155 | 257.2604 | 36.3233 | 65.1177 | 0
| All | All Customers | 5 | Average Weekday | CAISO | 1-in-2 | 2030 | 22 | 425.6578 | 448.8805 | 36.5078 | 62.9378 | 0
| All | All Customers | 5 | Average Weekday | CAISO | 1-in-2 | 2030 | 23 | 435.1286 | 459.8564 | 36.5574 | 61.6894 | 0
| All | All Customers | 5 | Average Weekday | CAISO | 1-in-2 | 2030 | 24 | 460.2716 | 493.0453 | 36.6056 | 60.763 | 0
| All | All Customers | 5 | Monthly System Peak Day | CAISO | 1-in-2 | 2030 | 1 | 395.1028 | 409.6673 | 36.5552 | 66.0352 | 0
| All | All Customers | 5 | Monthly System Peak Day | CAISO | 1-in-2 | 2030 | 2 | 383.2659 | 391.4709 | 36.5065 | 64.5273 | 0
| All | All Customers | 5 | Monthly System Peak Day | CAISO | 1-in-2 | 2030 | 3 | 487.8199 | 499.8112 | 36.4993 | 63.187 | 0
| All | All Customers | 5 | Monthly System Peak Day | CAISO | 1-in-2 | 2030 | 4 | 591.3401 | 608.2485 | 36.4835 | 61.7426 | 0
| All | All Customers | 5 | Monthly System Peak Day | CAISO | 1-in-2 | 2030 | 5 | 569.903 | 589.9875 | 36.4868 | 60.4309 | 0
| All | All Customers | 5 | Monthly System Peak Day | CAISO | 1-in-2 | 2030 | 6 | 579.2349 | 603.7963 | 36.473 | 59.7787 | 0
| All | All Customers | 5 | Monthly System Peak Day | CAISO | 1-in-2 | 2030 | 7 | 585.4946 | 602.3518 | 36.4852 | 59.5271 | 0
| All | All Customers | 5 | Monthly System Peak Day | CAISO | 1-in-2 | 2030 | 8 | 611.2441 | 642.0245 | 36.6142 | 59.9304 | 0
| All | All Customers | 5 | Monthly System Peak Day | CAISO | 1-in-2 | 2030 | 9 | 541.312 | 576.7755 | 36.7307 | 62.3035 | 0
| All | All Customers | 5 | Monthly System Peak Day | CAISO | 1-in-2 | 2030 | 10 | 531.2969 | 554.8073 | 36.6231 | 66.9258 | 0
| All | All Customers | 5 | Monthly System Peak Day | CAISO | 1-in-2 | 2030 | 11 | 516.2629 | 532.5015 | 36.6811 | 72.2923 | 0
| All | All Customers | 5 | Monthly System Peak Day | CAISO | 1-in-2 | 2030 | 12 | 504.1265 | 515.4292 | 36.7388 | 76.8891 | 0
| All | All Customers | 5 | Monthly System Peak Day | CAISO | 1-in-2 | 2030 | 13 | 419.1753 | 428.7403 | 36.769 | 80.0617 | 0
| All | All Customers | 5 | Monthly System Peak Day | CAISO | 1-in-2 | 2030 | 14 | 392.9536 | 399.4419 | 36.7232 | 82.0963 | 0
| All | All Customers | 5 | Monthly System Peak Day | CAISO | 1-in-2 | 2030 | 15 | 350.7501 | 356.2031 | 36.6303 | 83.2494 | 0
| All | All Customers | 5 | Monthly System Peak Day | CAISO | 1-in-2 | 2030 | 16 | 303.8133 | 305.9438 | 36.5045 | 83.9157 | 0
| All | All Customers | 5 | Monthly System Peak Day | CAISO | 1-in-2 | 2030 | 17 | 276.8897 | 285.8178 | 36.3127 | 83.7217 | 0
| All | All Customers | 5 | Monthly System Peak Day | CAISO | 1-in-2 | 2030 | 18 | 263.1489 | 269.9419 | 36.3253 | 82.1785 | 0
| All | All Customers | 5 | Monthly System Peak Day | CAISO | 1-in-2 | 2030 | 19 | 252.3525 | 257.5733 | 36.3855 | 79.7652 | 0
| All | All Customers | 5 | Monthly System Peak Day | CAISO | 1-in-2 | 2030 | 20 | 241.8419 | 246.2218 | 36.2697 | 76.7701 | 0
| All | All Customers | 5 | Monthly System Peak Day | CAISO | 1-in-2 | 2030 | 21 | 252.9155 | 257.2604 | 36.3233 | 72.5823 | 0
| All | All Customers | 5 | Monthly System Peak Day | CAISO | 1-in-2 | 2030 | 22 | 425.6578 | 448.8805 | 36.5078 | 69.1974 | 0
| All | All Customers | 5 | Monthly System Peak Day | CAISO | 1-in-2 | 2030 | 23 | 435.1286 | 459.8564 | 36.5574 | 67.3572 | 0
| All | All Customers | 5 | Monthly System Peak Day | CAISO | 1-in-2 | 2030 | 24 | 460.2716 | 493.0453 | 36.6056 | 65.3978 | 0
| All | All Customers | 6 | Average Weekday | CAISO | 1-in-2 | 2030 | 1 | 382.004 | 411.2972 | 38.0145 | 63.3347 | 0
| All | All Customers | 6 | Average Weekday | CAISO | 1-in-2 | 2030 | 2 | 370.1438 | 395.8869 | 37.9843 | 62.4336 | 0
| All | All Customers | 6 | Average Weekday | CAISO | 1-in-2 | 2030 | 3 | 465.186 | 503.0556 | 37.9776 | 61.6495 | 0
| All | All Customers | 6 | Average Weekday | CAISO | 1-in-2 | 2030 | 4 | 562.0253 | 610.3228 | 37.9712 | 60.9868 | 0
| All | All Customers | 6 | Average Weekday | CAISO | 1-in-2 | 2030 | 5 | 540.1664 | 595.7025 | 37.983 | 60.4527 | 0
| All | All Customers | 6 | Average Weekday | CAISO | 1-in-2 | 2030 | 6 | 564.1804 | 627.267 | 38.0037 | 59.9373 | 0
| All | All Customers | 6 | Average Weekday | CAISO | 1-in-2 | 2030 | 7 | 577.7493 | 621.4766 | 38.1567 | 59.5165 | 0
| All | All Customers | 6 | Average Weekday | CAISO | 1-in-2 | 2030 | 8 | 597.1116 | 638.803 | 38.0325 | 60.1751 | 0
| All | All Customers | 6 | Average Weekday | CAISO | 1-in-2 | 2030 | 9 | 552.0051 | 568.0767 | 38.0791 | 62.3426 | 0
| All | All Customers | 6 | Average Weekday | CAISO | 1-in-2 | 2030 | 10 | 538.3563 | 548.041 | 38.1314 | 65.1843 | 0
| All | All Customers | 6 | Average Weekday | CAISO | 1-in-2 | 2030 | 11 | 515.6443 | 521.2012 | 38.1863 | 68.3037 | 0
| All | All Customers | 6 | Average Weekday | CAISO | 1-in-2 | 2030 | 12 | 506.3164 | 518.8259 | 38.2094 | 71.3783 | 0
| All | All Customers | 6 | Average Weekday | CAISO | 1-in-2 | 2030 | 13 | 422.0584 | 447.7462 | 38.2686 | 73.8767 | 0
| All | All Customers | 6 | Average Weekday | CAISO | 1-in-2 | 2030 | 14 | 392.7989 | 412.6694 | 38.2276 | 75.8974 | 0
| All | All Customers | 6 | Average Weekday | CAISO | 1-in-2 | 2030 | 15 | 340.8055 | 357.9321 | 38.2652 | 77.3669 | 0
| All | All Customers | 6 | Average Weekday | CAISO | 1-in-2 | 2030 | 16 | 298.5864 | 310.9833 | 38.338 | 78.0876 | 0
| All | All Customers | 6 | Average Weekday | CAISO | 1-in-2 | 2030 | 17 | 276.4436 | 281.8036 | 38.1875 | 78.2813 | 0
| All | All Customers | 6 | Average Weekday | CAISO | 1-in-2 | 2030 | 18 | 254.6733 | 264.9194 | 38.1839 | 77.522 | 0
| All | All Customers | 6 | Average Weekday | CAISO | 1-in-2 | 2030 | 19 | 239.032 | 264.6121 | 58.6175 | 76.0725 | 0
| All | All Customers | 6 | Average Weekday | CAISO | 1-in-2 | 2030 | 20 | 225.0915 | 251.2554 | 37.0148 | 73.9133 | 0
| All | All Customers | 6 | Average Weekday | CAISO | 1-in-2 | 2030 | 21 | 242.0261 | 255.9521 | 38.1334 | 70.9037 | 0
| All | All Customers | 6 | Average Weekday | CAISO | 1-in-2 | 2030 | 22 | 400.203 | 452.123 | 37.8443 | 67.7811 | 0
| All | All Customers | 6 | Average Weekday | CAISO | 1-in-2 | 2030 | 23 | 428.1915 | 474.6978 | 37.9502 | 65.9071 | 0
| All | All Customers | 6 | Average Weekday | CAISO | 1-in-2 | 2030 | 24 | 454.8926 | 502.2106 | 38.0048 | 64.6 | 0
| All | All Customers | 6 | Monthly System Peak Day | CAISO | 1-in-2 | 2030 | 1 | 382.004 | 410.7084 | 36.5398 | 65.1783 | 0
| All | All Customers | 6 | Monthly System Peak Day | CAISO | 1-in-2 | 2030 | 2 | 370.1438 | 391.0076 | 36.5426 | 64.4133 | 0
| All | All Customers | 6 | Monthly System Peak Day | CAISO | 1-in-2 | 2030 | 3 | 465.186 | 492.1961 | 36.5436 | 63.6826 | 0
| All | All Customers | 6 | Monthly System Peak Day | CAISO | 1-in-2 | 2030 | 4 | 562.0253 | 590.5692 | 36.5441 | 62.8256 | 0
| All | All Customers | 6 | Monthly System Peak Day | CAISO | 1-in-2 | 2030 | 5 | 540.1664 | 580.395 | 36.5388 | 61.9409 | 0
| All | All Customers | 6 | Monthly System Peak Day | CAISO | 1-in-2 | 2030 | 6 | 564.1804 | 610.4994 | 36.529 | 60.9706 | 0
| All | All Customers | 6 | Monthly System Peak Day | CAISO | 1-in-2 | 2030 | 7 | 577.7493 | 602.9401 | 36.4968 | 60.3787 | 0
| All | All Customers | 6 | Monthly System Peak Day | CAISO | 1-in-2 | 2030 | 8 | 597.1116 | 626.6646 | 36.55 | 61.0965 | 0
| All | All Customers | 6 | Monthly System Peak Day | CAISO | 1-in-2 | 2030 | 9 | 552.0051 | 572.5768 | 36.5712 | 64.0267 | 0
| All | All Customers | 6 | Monthly System Peak Day | CAISO | 1-in-2 | 2030 | 10 | 538.3563 | 552.5405 | 36.5556 | 67.4385 | 0
| All | All Customers | 6 | Monthly System Peak Day | CAISO | 1-in-2 | 2030 | 11 | 515.6443 | 528.1122 | 36.5845 | 70.8542 | 0
| All | All Customers | 6 | Monthly System Peak Day | CAISO | 1-in-2 | 2030 | 12 | 506.3164 | 520.9163 | 36.6168 | 74.4808 | 0
| All | All Customers | 6 | Monthly System Peak Day | CAISO | 1-in-2 | 2030 | 13 | 422.0584 | 441.4997 | 36.6278 | 77.8479 | 0
| All | All Customers | 6 | Monthly System Peak Day | CAISO | 1-in-2 | 2030 | 14 | 392.7989 | 409.1711 | 36.5988 | 80.5575 | 0
| All | All Customers | 6 | Monthly System Peak Day | CAISO | 1-in-2 | 2030 | 15 | 340.8055 | 355.3035 | 36.5331 | 82.9364 | 0
| All | All Customers | 6 | Monthly System Peak Day | CAISO | 1-in-2 | 2030 | 16 | 298.5864 | 301.5916 | 36.4816 | 83.8572 | 0
| All | All Customers | 6 | Monthly System Peak Day | CAISO | 1-in-2 | 2030 | 17 | 276.4436 | 285.6986 | 36.7674 | 83.7264 | 0
| All | All Customers | 6 | Monthly System Peak Day | CAISO | 1-in-2 | 2030 | 18 | 254.6733 | 269.6344 | 36.7888 | 82.8692 | 0
| All | All Customers | 6 | Monthly System Peak Day | CAISO | 1-in-2 | 2030 | 19 | 239.032 | 261.9725 | 39.3244 | 81.209 | 0
| All | All Customers | 6 | Monthly System Peak Day | CAISO | 1-in-2 | 2030 | 20 | 225.0915 | 244.6655 | 36.7404 | 78.5744 | 0
| All | All Customers | 6 | Monthly System Peak Day | CAISO | 1-in-2 | 2030 | 21 | 242.0261 | 257.9958 | 37.0074 | 74.7466 | 0
| All | All Customers | 6 | Monthly System Peak Day | CAISO | 1-in-2 | 2030 | 22 | 400.203 | 433.7472 | 36.6071 | 70.611 | 0
| All | All Customers | 6 | Monthly System Peak Day | CAISO | 1-in-2 | 2030 | 23 | 428.1915 | 462.2023 | 36.5692 | 68.0692 | 0
| All | All Customers | 6 | Monthly System Peak Day | CAISO | 1-in-2 | 2030 | 24 | 454.8926 | 496.4913 | 36.5513 | 66.6308 | 0
| All | All Customers | 7 | Average Weekday | CAISO | 1-in-2 | 2030 | 1 | 382.9883 | 410.5108 | 39.2806 | 68.1243 | 0
| All | All Customers | 7 | Average Weekday | CAISO | 1-in-2 | 2030 | 2 | 381.462 | 400.3247 | 39.2762 | 67.4089 | 0
| All | All Customers | 7 | Average Weekday | CAISO | 1-in-2 | 2030 | 3 | 468.089 | 493.9045 | 39.275 | 66.7668 | 0
| All | All Customers | 7 | Average Weekday | CAISO | 1-in-2 | 2030 | 4 | 565.7461 | 595.5562 | 39.2728 | 66.2032 | 0
| All | All Customers | 7 | Average Weekday | CAISO | 1-in-2 | 2030 | 5 | 547.1913 | 587.7078 | 39.2703 | 65.7063 | 0
| All | All Customers | 7 | Average Weekday | CAISO | 1-in-2 | 2030 | 6 | 555.7844 | 600.1016 | 39.2639 | 65.2472 | 0
| All | All Customers | 7 | Average Weekday | CAISO | 1-in-2 | 2030 | 7 | 561.5334 | 583.722 | 39.264 | 64.9139 | 0
| All | All Customers | 7 | Average Weekday | CAISO | 1-in-2 | 2030 | 8 | 578.3164 | 607.8103 | 39.2949 | 65.3722 | 0
| All | All Customers | 7 | Average Weekday | CAISO | 1-in-2 | 2030 | 9 | 522.7498 | 542.7776 | 39.3278 | 67.4307 | 0
| All | All Customers | 7 | Average Weekday | CAISO | 1-in-2 | 2030 | 10 | 511.4311 | 524.3684 | 39.3268 | 70.1693 | 0
| All | All Customers | 7 | Average Weekday | CAISO | 1-in-2 | 2030 | 11 | 494.0077 | 505.9297 | 39.3621 | 73.2355 | 0
| All | All Customers | 7 | Average Weekday | CAISO | 1-in-2 | 2030 | 12 | 486.079 | 501.1602 | 39.3964 | 76.3415 | 0
| All | All Customers | 7 | Average Weekday | CAISO | 1-in-2 | 2030 | 13 | 400.4433 | 418.2323 | 39.4119 | 78.8269 | 0
| All | All Customers | 7 | Average Weekday | CAISO | 1-in-2 | 2030 | 14 | 374.6869 | 390.0771 | 39.3806 | 80.7152 | 0
| All | All Customers | 7 | Average Weekday | CAISO | 1-in-2 | 2030 | 15 | 328.6983 | 342.8307 | 39.322 | 82.0515 | 0
| All | All Customers | 7 | Average Weekday | CAISO | 1-in-2 | 2030 | 16 | 281.5043 | 282.3955 | 39.2796 | 82.5892 | 0
| All | All Customers | 7 | Average Weekday | CAISO | 1-in-2 | 2030 | 17 | 263.1925 | 271.1345 | 39.6829 | 82.6471 | 0
| All | All Customers | 7 | Average Weekday | CAISO | 1-in-2 | 2030 | 18 | 249.697 | 261.975 | 39.7055 | 81.8483 | 0
| All | All Customers | 7 | Average Weekday | CAISO | 1-in-2 | 2030 | 19 | 235.8693 | 257.2166 | 40.3107 | 80.2734 | 0
| All | All Customers | 7 | Average Weekday | CAISO | 1-in-2 | 2030 | 20 | 230.1679 | 245.5101 | 39.2443 | 78.0883 | 0
| All | All Customers | 7 | Average Weekday | CAISO | 1-in-2 | 2030 | 21 | 250.9143 | 263.2607 | 39.7147 | 75.1032 | 0
| All | All Customers | 7 | Average Weekday | CAISO | 1-in-2 | 2030 | 22 | 408.437 | 443.9068 | 39.2551 | 71.9933 | 0
| All | All Customers | 7 | Average Weekday | CAISO | 1-in-2 | 2030 | 23 | 427.5344 | 457.991 | 39.2674 | 70.1118 | 0
| All | All Customers | 7 | Average Weekday | CAISO | 1-in-2 | 2030 | 24 | 449.8468 | 488.9221 | 39.2836 | 68.9207 | 0
| All | All Customers | 7 | Monthly System Peak Day | CAISO | 1-in-2 | 2030 | 1 | 382.9883 | 375.2964 | 39.293 | 72.9888 | 0
| All | All Customers | 7 | Monthly System Peak Day | CAISO | 1-in-2 | 2030 | 2 | 381.462 | 354.4397 | 39.2779 | 71.9767 | 0
| All | All Customers | 7 | Monthly System Peak Day | CAISO | 1-in-2 | 2030 | 3 | 468.089 | 418.3949 | 39.2763 | 71.1561 | 0
| All | All Customers | 7 | Monthly System Peak Day | CAISO | 1-in-2 | 2030 | 4 | 565.7461 | 491.3786 | 39.273 | 70.4084 | 0
| All | All Customers | 7 | Monthly System Peak Day | CAISO | 1-in-2 | 2030 | 5 | 547.1913 | 490.239 | 39.2811 | 69.7948 | 0
| All | All Customers | 7 | Monthly System Peak Day | CAISO | 1-in-2 | 2030 | 6 | 555.7844 | 514.08 | 39.2953 | 69.2437 | 0
| All | All Customers | 7 | Monthly System Peak Day | CAISO | 1-in-2 | 2030 | 7 | 561.5334 | 505.9289 | 39.3438 | 68.7555 | 0
| All | All Customers | 7 | Monthly System Peak Day | CAISO | 1-in-2 | 2030 | 8 | 578.3164 | 535.9863 | 39.3115 | 69.0524 | 0
| All | All Customers | 7 | Monthly System Peak Day | CAISO | 1-in-2 | 2030 | 9 | 522.7498 | 496.6663 | 39.3148 | 71.8808 | 0
| All | All Customers | 7 | Monthly System Peak Day | CAISO | 1-in-2 | 2030 | 10 | 511.4311 | 474.9661 | 39.3058 | 75.8307 | 0
| All | All Customers | 7 | Monthly System Peak Day | CAISO | 1-in-2 | 2030 | 11 | 494.0077 | 458.4914 | 39.316 | 80.1612 | 0
| All | All Customers | 7 | Monthly System Peak Day | CAISO | 1-in-2 | 2030 | 12 | 486.079 | 451.1352 | 39.327 | 83.938 | 0
| All | All Customers | 7 | Monthly System Peak Day | CAISO | 1-in-2 | 2030 | 13 | 400.4433 | 383.2455 | 39.339 | 86.7532 | 0
| All | All Customers | 7 | Monthly System Peak Day | CAISO | 1-in-2 | 2030 | 14 | 374.6869 | 359.326 | 39.3333 | 88.7184 | 0
| All | All Customers | 7 | Monthly System Peak Day | CAISO | 1-in-2 | 2030 | 15 | 328.6983 | 317.6707 | 39.3499 | 90.0491 | 0
| All | All Customers | 7 | Monthly System Peak Day | CAISO | 1-in-2 | 2030 | 16 | 281.5043 | 256.4933 | 39.3482 | 90.1765 | 0
| All | All Customers | 7 | Monthly System Peak Day | CAISO | 1-in-2 | 2030 | 17 | 263.1925 | 273.8367 | 39.2274 | 90.1344 | 0
| All | All Customers | 7 | Monthly System Peak Day | CAISO | 1-in-2 | 2030 | 18 | 249.697 | 272.4128 | 39.3164 | 88.7935 | 0
| All | All Customers | 7 | Monthly System Peak Day | CAISO | 1-in-2 | 2030 | 19 | 235.8693 | 231.7906 | 38.9074 | 87.2215 | 0
| All | All Customers | 7 | Monthly System Peak Day | CAISO | 1-in-2 | 2030 | 20 | 230.1679 | 253.2993 | 38.6766 | 84.5514 | 0
| All | All Customers | 7 | Monthly System Peak Day | CAISO | 1-in-2 | 2030 | 21 | 250.9143 | 236.8718 | 39.8663 | 81.7859 | 0
| All | All Customers | 7 | Monthly System Peak Day | CAISO | 1-in-2 | 2030 | 22 | 408.437 | 394.2853 | 39.4006 | 79.4073 | 0
| All | All Customers | 7 | Monthly System Peak Day | CAISO | 1-in-2 | 2030 | 23 | 427.5344 | 395.0099 | 39.3075 | 77.6157 | 0
| All | All Customers | 7 | Monthly System Peak Day | CAISO | 1-in-2 | 2030 | 24 | 449.8468 | 426.1693 | 39.3011 | 76.1959 | 0
| All | All Customers | 8 | Average Weekday | CAISO | 1-in-2 | 2030 | 1 | 403.9128 | 435.2372 | 36.7493 | 68.6048 | 0
| All | All Customers | 8 | Average Weekday | CAISO | 1-in-2 | 2030 | 2 | 390.4081 | 412.8236 | 36.7446 | 67.7051 | 0
| All | All Customers | 8 | Average Weekday | CAISO | 1-in-2 | 2030 | 3 | 473.5912 | 499.5113 | 36.7431 | 66.9073 | 0
| All | All Customers | 8 | Average Weekday | CAISO | 1-in-2 | 2030 | 4 | 577.6613 | 608.6848 | 36.7401 | 66.1811 | 0
| All | All Customers | 8 | Average Weekday | CAISO | 1-in-2 | 2030 | 5 | 552.1736 | 593.8597 | 36.7375 | 65.5312 | 0
| All | All Customers | 8 | Average Weekday | CAISO | 1-in-2 | 2030 | 6 | 564.9996 | 612.7668 | 36.7302 | 64.9865 | 0
| All | All Customers | 8 | Average Weekday | CAISO | 1-in-2 | 2030 | 7 | 579.1399 | 606.5265 | 36.7363 | 64.5957 | 0
| All | All Customers | 8 | Average Weekday | CAISO | 1-in-2 | 2030 | 8 | 589.3834 | 621.9501 | 36.765 | 64.5927 | 0
| All | All Customers | 8 | Average Weekday | CAISO | 1-in-2 | 2030 | 9 | 528.6298 | 549.5619 | 36.8 | 66.6332 | 0
| All | All Customers | 8 | Average Weekday | CAISO | 1-in-2 | 2030 | 10 | 519.4633 | 533.4288 | 36.8043 | 69.8708 | 0
| All | All Customers | 8 | Average Weekday | CAISO | 1-in-2 | 2030 | 11 | 498.3079 | 511.2224 | 36.8375 | 73.6852 | 0
| All | All Customers | 8 | Average Weekday | CAISO | 1-in-2 | 2030 | 12 | 487.4673 | 503.7685 | 36.8663 | 77.4375 | 0
| All | All Customers | 8 | Average Weekday | CAISO | 1-in-2 | 2030 | 13 | 410.7784 | 430.8595 | 36.8814 | 80.3669 | 0
| All | All Customers | 8 | Average Weekday | CAISO | 1-in-2 | 2030 | 14 | 382.6062 | 399.4326 | 36.8513 | 82.5867 | 0
| All | All Customers | 8 | Average Weekday | CAISO | 1-in-2 | 2030 | 15 | 336.821 | 351.897 | 36.7976 | 83.9652 | 0
| All | All Customers | 8 | Average Weekday | CAISO | 1-in-2 | 2030 | 16 | 290.4366 | 294.4676 | 36.7597 | 84.4882 | 0
| All | All Customers | 8 | Average Weekday | CAISO | 1-in-2 | 2030 | 17 | 273.4798 | 280.8019 | 37.1208 | 84.5142 | 0
| All | All Customers | 8 | Average Weekday | CAISO | 1-in-2 | 2030 | 18 | 250.5109 | 264.4615 | 37.1765 | 83.6598 | 0
| All | All Customers | 8 | Average Weekday | CAISO | 1-in-2 | 2030 | 19 | 236.9923 | 260.6699 | 38.0513 | 81.9995 | 0
| All | All Customers | 8 | Average Weekday | CAISO | 1-in-2 | 2030 | 20 | 236.8813 | 256.2908 | 36.9426 | 79.4151 | 0
| All | All Customers | 8 | Average Weekday | CAISO | 1-in-2 | 2030 | 21 | 261.5873 | 277.3615 | 37.3116 | 75.7188 | 0
| All | All Customers | 8 | Average Weekday | CAISO | 1-in-2 | 2030 | 22 | 421.6944 | 454.0658 | 36.7133 | 72.7525 | 0
| All | All Customers | 8 | Average Weekday | CAISO | 1-in-2 | 2030 | 23 | 444.58 | 480.0433 | 36.7257 | 70.9434 | 0
| All | All Customers | 8 | Average Weekday | CAISO | 1-in-2 | 2030 | 24 | 470.478 | 513.3916 | 36.7495 | 69.6999 | 0
| All | All Customers | 8 | Monthly System Peak Day | CAISO | 1-in-2 | 2030 | 1 | 403.9128 | 396.1391 | 31.3111 | 77.4193 | 0
| All | All Customers | 8 | Monthly System Peak Day | CAISO | 1-in-2 | 2030 | 2 | 390.4081 | 365.5959 | 31.2953 | 76.4867 | 0
| All | All Customers | 8 | Monthly System Peak Day | CAISO | 1-in-2 | 2030 | 3 | 473.5912 | 429.8928 | 31.2941 | 75.8197 | 0
| All | All Customers | 8 | Monthly System Peak Day | CAISO | 1-in-2 | 2030 | 4 | 577.6613 | 506.2999 | 31.2912 | 75.0382 | 0
| All | All Customers | 8 | Monthly System Peak Day | CAISO | 1-in-2 | 2030 | 5 | 552.1736 | 498.8848 | 31.2997 | 74.43 | 0
| All | All Customers | 8 | Monthly System Peak Day | CAISO | 1-in-2 | 2030 | 6 | 564.9996 | 521.7094 | 31.316 | 73.8497 | 0
| All | All Customers | 8 | Monthly System Peak Day | CAISO | 1-in-2 | 2030 | 7 | 579.1399 | 524.2768 | 31.3616 | 73.3443 | 0
| All | All Customers | 8 | Monthly System Peak Day | CAISO | 1-in-2 | 2030 | 8 | 589.3834 | 545.4357 | 31.3288 | 73.4335 | 0
| All | All Customers | 8 | Monthly System Peak Day | CAISO | 1-in-2 | 2030 | 9 | 528.6298 | 504.3842 | 31.3304 | 75.3901 | 0
| All | All Customers | 8 | Monthly System Peak Day | CAISO | 1-in-2 | 2030 | 10 | 519.4633 | 484.7573 | 31.3147 | 79.1548 | 0
| All | All Customers | 8 | Monthly System Peak Day | CAISO | 1-in-2 | 2030 | 11 | 498.3079 | 462.4732 | 31.3276 | 83.321 | 0
| All | All Customers | 8 | Monthly System Peak Day | CAISO | 1-in-2 | 2030 | 12 | 487.4673 | 451.4691 | 31.3458 | 87.2646 | 0
| All | All Customers | 8 | Monthly System Peak Day | CAISO | 1-in-2 | 2030 | 13 | 410.7784 | 394.2894 | 31.36 | 89.9422 | 0
| All | All Customers | 8 | Monthly System Peak Day | CAISO | 1-in-2 | 2030 | 14 | 382.6062 | 368.5291 | 31.3546 | 91.5728 | 0
| All | All Customers | 8 | Monthly System Peak Day | CAISO | 1-in-2 | 2030 | 15 | 336.821 | 327.0979 | 31.3698 | 92.0932 | 0
| All | All Customers | 8 | Monthly System Peak Day | CAISO | 1-in-2 | 2030 | 16 | 290.4366 | 268.9441 | 31.3587 | 91.7959 | 0
| All | All Customers | 8 | Monthly System Peak Day | CAISO | 1-in-2 | 2030 | 17 | 273.4798 | 283.2293 | 31.1826 | 91.068 | 0
| All | All Customers | 8 | Monthly System Peak Day | CAISO | 1-in-2 | 2030 | 18 | 250.5109 | 275.239 | 31.273 | 88.9463 | 0
| All | All Customers | 8 | Monthly System Peak Day | CAISO | 1-in-2 | 2030 | 19 | 236.9923 | 234.7561 | 30.9377 | 86.9459 | 0
| All | All Customers | 8 | Monthly System Peak Day | CAISO | 1-in-2 | 2030 | 20 | 236.8813 | 227.8567 | 30.7969 | 85.1234 | 0
| All | All Customers | 8 | Monthly System Peak Day | CAISO | 1-in-2 | 2030 | 21 | 261.5873 | 241.7538 | 32.0479 | 82.4149 | 0
| All | All Customers | 8 | Monthly System Peak Day | CAISO | 1-in-2 | 2030 | 22 | 421.6944 | 396.6236 | 31.4619 | 80.4488 | 0
| All | All Customers | 8 | Monthly System Peak Day | CAISO | 1-in-2 | 2030 | 23 | 444.58 | 418.4437 | 31.3423 | 79.2153 | 0
| All | All Customers | 8 | Monthly System Peak Day | CAISO | 1-in-2 | 2030 | 24 | 470.478 | 450.8741 | 31.3233 | 78.199 | 0
| All | All Customers | 8 | Typical Event Day | CAISO | 1-in-2 | 2030 | 1 | 403.9128 | 396.1391 | 31.3111 | 73.4051 | 0
| All | All Customers | 8 | Typical Event Day | CAISO | 1-in-2 | 2030 | 2 | 390.4081 | 365.5959 | 31.2953 | 72.4025 | 0
| All | All Customers | 8 | Typical Event Day | CAISO | 1-in-2 | 2030 | 3 | 473.5912 | 429.8928 | 31.2941 | 71.5741 | 0
| All | All Customers | 8 | Typical Event Day | CAISO | 1-in-2 | 2030 | 4 | 577.6613 | 506.2999 | 31.2912 | 70.6868 | 0
| All | All Customers | 8 | Typical Event Day | CAISO | 1-in-2 | 2030 | 5 | 552.1736 | 498.8848 | 31.2997 | 69.9353 | 0
| All | All Customers | 8 | Typical Event Day | CAISO | 1-in-2 | 2030 | 6 | 564.9996 | 521.7094 | 31.316 | 69.1851 | 0
| All | All Customers | 8 | Typical Event Day | CAISO | 1-in-2 | 2030 | 7 | 579.1399 | 524.2768 | 31.3616 | 68.8033 | 0
| All | All Customers | 8 | Typical Event Day | CAISO | 1-in-2 | 2030 | 8 | 589.3834 | 545.4357 | 31.3288 | 69.1331 | 0
| All | All Customers | 8 | Typical Event Day | CAISO | 1-in-2 | 2030 | 9 | 528.6298 | 504.3842 | 31.3304 | 71.4605 | 0
| All | All Customers | 8 | Typical Event Day | CAISO | 1-in-2 | 2030 | 10 | 519.4633 | 484.7573 | 31.3147 | 75.3733 | 0
| All | All Customers | 8 | Typical Event Day | CAISO | 1-in-2 | 2030 | 11 | 498.3079 | 462.4732 | 31.3276 | 79.9165 | 0
| All | All Customers | 8 | Typical Event Day | CAISO | 1-in-2 | 2030 | 12 | 487.4673 | 451.4691 | 31.3458 | 83.9787 | 0
| All | All Customers | 8 | Typical Event Day | CAISO | 1-in-2 | 2030 | 13 | 410.7784 | 394.2894 | 31.36 | 86.922 | 0
| All | All Customers | 8 | Typical Event Day | CAISO | 1-in-2 | 2030 | 14 | 382.6062 | 368.5291 | 31.3546 | 88.9751 | 0
| All | All Customers | 8 | Typical Event Day | CAISO | 1-in-2 | 2030 | 15 | 336.821 | 327.0979 | 31.3698 | 90.218 | 0
| All | All Customers | 8 | Typical Event Day | CAISO | 1-in-2 | 2030 | 16 | 290.4366 | 268.9441 | 31.3587 | 90.1807 | 0
| All | All Customers | 8 | Typical Event Day | CAISO | 1-in-2 | 2030 | 17 | 273.4798 | 283.2293 | 31.1826 | 89.7365 | 0
| All | All Customers | 8 | Typical Event Day | CAISO | 1-in-2 | 2030 | 18 | 250.5109 | 275.239 | 31.273 | 88.3079 | 0
| All | All Customers | 8 | Typical Event Day | CAISO | 1-in-2 | 2030 | 19 | 236.9923 | 234.7561 | 30.9377 | 86.7359 | 0
| All | All Customers | 8 | Typical Event Day | CAISO | 1-in-2 | 2030 | 20 | 236.8813 | 227.8567 | 30.7969 | 84.5226 | 0
| All | All Customers | 8 | Typical Event Day | CAISO | 1-in-2 | 2030 | 21 | 261.5873 | 241.7538 | 32.0479 | 81.4099 | 0
| All | All Customers | 8 | Typical Event Day | CAISO | 1-in-2 | 2030 | 22 | 421.6944 | 396.6236 | 31.4619 | 78.7501 | 0
| All | All Customers | 8 | Typical Event Day | CAISO | 1-in-2 | 2030 | 23 | 444.58 | 418.4437 | 31.3423 | 76.8364 | 0
| All | All Customers | 8 | Typical Event Day | CAISO | 1-in-2 | 2030 | 24 | 470.478 | 450.8741 | 31.3233 | 75.429 | 0
| All | All Customers | 9 | Average Weekday | CAISO | 1-in-2 | 2030 | 1 | 372.5574 | 393.7484 | 39.4226 | 68.316 | 0
| All | All Customers | 9 | Average Weekday | CAISO | 1-in-2 | 2030 | 2 | 368.9552 | 379.7778 | 39.4177 | 67.4937 | 0
| All | All Customers | 9 | Average Weekday | CAISO | 1-in-2 | 2030 | 3 | 466.4996 | 473.5078 | 39.4162 | 66.7808 | 0
| All | All Customers | 9 | Average Weekday | CAISO | 1-in-2 | 2030 | 4 | 573.3727 | 584.1054 | 39.4154 | 66.1786 | 0
| All | All Customers | 9 | Average Weekday | CAISO | 1-in-2 | 2030 | 5 | 536.6157 | 554.6593 | 39.4126 | 65.6256 | 0
| All | All Customers | 9 | Average Weekday | CAISO | 1-in-2 | 2030 | 6 | 538.1636 | 566.9952 | 39.4067 | 65.1016 | 0
| All | All Customers | 9 | Average Weekday | CAISO | 1-in-2 | 2030 | 7 | 563.5441 | 582.4426 | 39.3975 | 64.7812 | 0
| All | All Customers | 9 | Average Weekday | CAISO | 1-in-2 | 2030 | 8 | 562.7629 | 579.6196 | 39.4315 | 64.6266 | 0
| All | All Customers | 9 | Average Weekday | CAISO | 1-in-2 | 2030 | 9 | 500.8494 | 517.5532 | 39.4663 | 65.6899 | 0
| All | All Customers | 9 | Average Weekday | CAISO | 1-in-2 | 2030 | 10 | 498.2069 | 507.5411 | 39.4631 | 68.5077 | 0
| All | All Customers | 9 | Average Weekday | CAISO | 1-in-2 | 2030 | 11 | 480.821 | 489.4408 | 39.5055 | 72.1253 | 0
| All | All Customers | 9 | Average Weekday | CAISO | 1-in-2 | 2030 | 12 | 471.7034 | 480.7939 | 39.5487 | 75.8349 | 0
| All | All Customers | 9 | Average Weekday | CAISO | 1-in-2 | 2030 | 13 | 405.4749 | 416.1424 | 39.5674 | 78.9256 | 0
| All | All Customers | 9 | Average Weekday | CAISO | 1-in-2 | 2030 | 14 | 373.644 | 383.7072 | 39.5329 | 81.0944 | 0
| All | All Customers | 9 | Average Weekday | CAISO | 1-in-2 | 2030 | 15 | 334.4809 | 344.3041 | 39.4629 | 82.2777 | 0
| All | All Customers | 9 | Average Weekday | CAISO | 1-in-2 | 2030 | 16 | 303.6144 | 302.971 | 39.4127 | 82.6823 | 0
| All | All Customers | 9 | Average Weekday | CAISO | 1-in-2 | 2030 | 17 | 277.0687 | 289.8355 | 39.6453 | 82.4032 | 0
| All | All Customers | 9 | Average Weekday | CAISO | 1-in-2 | 2030 | 18 | 258.6617 | 276.519 | 39.5685 | 81.3068 | 0
| All | All Customers | 9 | Average Weekday | CAISO | 1-in-2 | 2030 | 19 | 261.6637 | 272.2444 | 40.805 | 79.4223 | 0
| All | All Customers | 9 | Average Weekday | CAISO | 1-in-2 | 2030 | 20 | 261.9814 | 270.5476 | 39.2851 | 76.486 | 0
| All | All Customers | 9 | Average Weekday | CAISO | 1-in-2 | 2030 | 21 | 278.4121 | 288.3994 | 39.4481 | 73.3934 | 0
| All | All Customers | 9 | Average Weekday | CAISO | 1-in-2 | 2030 | 22 | 420.9936 | 444.0206 | 39.3756 | 71.5787 | 0
| All | All Customers | 9 | Average Weekday | CAISO | 1-in-2 | 2030 | 23 | 424.3276 | 446.962 | 39.4253 | 70.2693 | 0
| All | All Customers | 9 | Average Weekday | CAISO | 1-in-2 | 2030 | 24 | 439.7952 | 471.3593 | 39.4299 | 69.1577 | 0
| All | All Customers | 9 | Monthly System Peak Day | CAISO | 1-in-2 | 2030 | 1 | 372.5574 | 356.2426 | 39.5031 | 78.125 | 0
| All | All Customers | 9 | Monthly System Peak Day | CAISO | 1-in-2 | 2030 | 2 | 368.9552 | 334.0962 | 39.4895 | 76.8197 | 0
| All | All Customers | 9 | Monthly System Peak Day | CAISO | 1-in-2 | 2030 | 3 | 466.4996 | 403.6377 | 39.488 | 75.7144 | 0
| All | All Customers | 9 | Monthly System Peak Day | CAISO | 1-in-2 | 2030 | 4 | 573.3727 | 472.7961 | 39.4838 | 74.5539 | 0
| All | All Customers | 9 | Monthly System Peak Day | CAISO | 1-in-2 | 2030 | 5 | 536.6157 | 450.4499 | 39.491 | 73.6467 | 0
| All | All Customers | 9 | Monthly System Peak Day | CAISO | 1-in-2 | 2030 | 6 | 538.1636 | 463.3271 | 39.5025 | 72.727 | 0
| All | All Customers | 9 | Monthly System Peak Day | CAISO | 1-in-2 | 2030 | 7 | 563.5441 | 488.1838 | 39.5564 | 72.7754 | 0
| All | All Customers | 9 | Monthly System Peak Day | CAISO | 1-in-2 | 2030 | 8 | 562.7629 | 490.228 | 39.524 | 72.9892 | 0
| All | All Customers | 9 | Monthly System Peak Day | CAISO | 1-in-2 | 2030 | 9 | 500.8494 | 469.1027 | 39.5277 | 74.5886 | 0
| All | All Customers | 9 | Monthly System Peak Day | CAISO | 1-in-2 | 2030 | 10 | 498.2069 | 453.8584 | 39.5249 | 79.1186 | 0
| All | All Customers | 9 | Monthly System Peak Day | CAISO | 1-in-2 | 2030 | 11 | 480.821 | 435.9959 | 39.5286 | 85.4022 | 0
| All | All Customers | 9 | Monthly System Peak Day | CAISO | 1-in-2 | 2030 | 12 | 471.7034 | 426.7424 | 39.5285 | 90.3139 | 0
| All | All Customers | 9 | Monthly System Peak Day | CAISO | 1-in-2 | 2030 | 13 | 405.4749 | 373.0912 | 39.5371 | 93.2416 | 0
| All | All Customers | 9 | Monthly System Peak Day | CAISO | 1-in-2 | 2030 | 14 | 373.644 | 347.5467 | 39.5333 | 95.1605 | 0
| All | All Customers | 9 | Monthly System Peak Day | CAISO | 1-in-2 | 2030 | 15 | 334.4809 | 315.2334 | 39.5576 | 95.8918 | 0
| All | All Customers | 9 | Monthly System Peak Day | CAISO | 1-in-2 | 2030 | 16 | 303.6144 | 272.2991 | 39.5669 | 95.0094 | 0
| All | All Customers | 9 | Monthly System Peak Day | CAISO | 1-in-2 | 2030 | 17 | 277.0687 | 287.926 | 39.4468 | 94.1512 | 0
| All | All Customers | 9 | Monthly System Peak Day | CAISO | 1-in-2 | 2030 | 18 | 258.6617 | 282.4358 | 39.4557 | 92.7581 | 0
| All | All Customers | 9 | Monthly System Peak Day | CAISO | 1-in-2 | 2030 | 19 | 261.6637 | 233.3766 | 39.9354 | 91.6898 | 0
| All | All Customers | 9 | Monthly System Peak Day | CAISO | 1-in-2 | 2030 | 20 | 261.9814 | 222.1805 | 38.6439 | 89.9475 | 0
| All | All Customers | 9 | Monthly System Peak Day | CAISO | 1-in-2 | 2030 | 21 | 278.4121 | 247.4759 | 39.6036 | 86.7863 | 0
| All | All Customers | 9 | Monthly System Peak Day | CAISO | 1-in-2 | 2030 | 22 | 420.9936 | 378.6843 | 39.6061 | 84.6305 | 0
| All | All Customers | 9 | Monthly System Peak Day | CAISO | 1-in-2 | 2030 | 23 | 424.3276 | 378.3921 | 39.4968 | 82.5528 | 0
| All | All Customers | 9 | Monthly System Peak Day | CAISO | 1-in-2 | 2030 | 24 | 439.7952 | 403.9042 | 39.5057 | 80.8011 | 0
| All | All Customers | 10 | Average Weekday | CAISO | 1-in-2 | 2030 | 1 | 399.9143 | 413.8397 | 36.6448 | 63.1078 | 0
| All | All Customers | 10 | Average Weekday | CAISO | 1-in-2 | 2030 | 2 | 377.972 | 385.206 | 36.5488 | 62.2306 | 0
| All | All Customers | 10 | Average Weekday | CAISO | 1-in-2 | 2030 | 3 | 473.0316 | 483.0435 | 36.5352 | 61.3429 | 0
| All | All Customers | 10 | Average Weekday | CAISO | 1-in-2 | 2030 | 4 | 580.7298 | 595.657 | 36.5024 | 60.6521 | 0
| All | All Customers | 10 | Average Weekday | CAISO | 1-in-2 | 2030 | 5 | 584.2856 | 601.0441 | 36.5081 | 59.9614 | 0
| All | All Customers | 10 | Average Weekday | CAISO | 1-in-2 | 2030 | 6 | 597.358 | 618.4422 | 36.4762 | 59.4727 | 0
| All | All Customers | 10 | Average Weekday | CAISO | 1-in-2 | 2030 | 7 | 606.1149 | 621.9742 | 36.4895 | 59.0885 | 0
| All | All Customers | 10 | Average Weekday | CAISO | 1-in-2 | 2030 | 8 | 629.5294 | 655.7257 | 36.7466 | 58.8572 | 0
| All | All Customers | 10 | Average Weekday | CAISO | 1-in-2 | 2030 | 9 | 567.7206 | 605.0793 | 37.0076 | 59.2786 | 0
| All | All Customers | 10 | Average Weekday | CAISO | 1-in-2 | 2030 | 10 | 553.5757 | 573.4505 | 36.7844 | 61.808 | 0
| All | All Customers | 10 | Average Weekday | CAISO | 1-in-2 | 2030 | 11 | 544.2828 | 559.3158 | 36.9131 | 65.2524 | 0
| All | All Customers | 10 | Average Weekday | CAISO | 1-in-2 | 2030 | 12 | 527.5551 | 539.0326 | 37.0548 | 68.7871 | 0
| All | All Customers | 10 | Average Weekday | CAISO | 1-in-2 | 2030 | 13 | 434.695 | 443.6034 | 37.1495 | 71.7612 | 0
| All | All Customers | 10 | Average Weekday | CAISO | 1-in-2 | 2030 | 14 | 385.476 | 391.532 | 37.0418 | 73.8981 | 0
| All | All Customers | 10 | Average Weekday | CAISO | 1-in-2 | 2030 | 15 | 341.6897 | 346.7805 | 36.8267 | 75.2877 | 0
| All | All Customers | 10 | Average Weekday | CAISO | 1-in-2 | 2030 | 16 | 295.6495 | 297.599 | 36.5472 | 76.0881 | 0
| All | All Customers | 10 | Average Weekday | CAISO | 1-in-2 | 2030 | 17 | 276.5277 | 285.3319 | 36.3081 | 75.9371 | 0
| All | All Customers | 10 | Average Weekday | CAISO | 1-in-2 | 2030 | 18 | 269.1556 | 276.1753 | 36.3351 | 74.9092 | 0
| All | All Customers | 10 | Average Weekday | CAISO | 1-in-2 | 2030 | 19 | 260.2996 | 264.8906 | 36.8434 | 72.9505 | 0
| All | All Customers | 10 | Average Weekday | CAISO | 1-in-2 | 2030 | 20 | 261.5971 | 265.6213 | 36.2696 | 70.0551 | 0
| All | All Customers | 10 | Average Weekday | CAISO | 1-in-2 | 2030 | 21 | 269.2018 | 273.4719 | 36.3361 | 67.8774 | 0
| All | All Customers | 10 | Average Weekday | CAISO | 1-in-2 | 2030 | 22 | 440.9072 | 463.1621 | 36.5338 | 66.2813 | 0
| All | All Customers | 10 | Average Weekday | CAISO | 1-in-2 | 2030 | 23 | 430.9102 | 454.3604 | 36.6297 | 65.0082 | 0
| All | All Customers | 10 | Average Weekday | CAISO | 1-in-2 | 2030 | 24 | 449.3098 | 480.8803 | 36.7396 | 63.8932 | 0
| All | All Customers | 10 | Monthly System Peak Day | CAISO | 1-in-2 | 2030 | 1 | 399.9143 | 427.8853 | 36.2546 | 72.877 | 0
| All | All Customers | 10 | Monthly System Peak Day | CAISO | 1-in-2 | 2030 | 2 | 377.972 | 392.8418 | 36.2986 | 71.5784 | 0
| All | All Customers | 10 | Monthly System Peak Day | CAISO | 1-in-2 | 2030 | 3 | 473.0316 | 491.5945 | 36.3053 | 70.5997 | 0
| All | All Customers | 10 | Monthly System Peak Day | CAISO | 1-in-2 | 2030 | 4 | 580.7298 | 600.6562 | 36.327 | 69.2951 | 0
| All | All Customers | 10 | Monthly System Peak Day | CAISO | 1-in-2 | 2030 | 5 | 584.2856 | 608.6509 | 36.3243 | 68.3124 | 0
| All | All Customers | 10 | Monthly System Peak Day | CAISO | 1-in-2 | 2030 | 6 | 597.358 | 619.7313 | 36.352 | 67.4389 | 0
| All | All Customers | 10 | Monthly System Peak Day | CAISO | 1-in-2 | 2030 | 7 | 606.1149 | 619.7458 | 36.3592 | 66.7645 | 0
| All | All Customers | 10 | Monthly System Peak Day | CAISO | 1-in-2 | 2030 | 8 | 629.5294 | 666.7463 | 36.2314 | 66.2923 | 0
| All | All Customers | 10 | Monthly System Peak Day | CAISO | 1-in-2 | 2030 | 9 | 567.7206 | 615.903 | 36.1897 | 67.1516 | 0
| All | All Customers | 10 | Monthly System Peak Day | CAISO | 1-in-2 | 2030 | 10 | 553.5757 | 580.1631 | 36.2406 | 70.7757 | 0
| All | All Customers | 10 | Monthly System Peak Day | CAISO | 1-in-2 | 2030 | 11 | 544.2828 | 569.397 | 36.2707 | 75.4448 | 0
| All | All Customers | 10 | Monthly System Peak Day | CAISO | 1-in-2 | 2030 | 12 | 527.5551 | 552.33 | 36.336 | 80.1761 | 0
| All | All Customers | 10 | Monthly System Peak Day | CAISO | 1-in-2 | 2030 | 13 | 434.695 | 446.8538 | 36.3996 | 83.8499 | 0
| All | All Customers | 10 | Monthly System Peak Day | CAISO | 1-in-2 | 2030 | 14 | 385.476 | 391.8629 | 36.3409 | 86.1508 | 0
| All | All Customers | 10 | Monthly System Peak Day | CAISO | 1-in-2 | 2030 | 15 | 341.6897 | 346.2338 | 36.2659 | 86.7864 | 0
| All | All Customers | 10 | Monthly System Peak Day | CAISO | 1-in-2 | 2030 | 16 | 295.6495 | 295.3095 | 36.3073 | 86.8765 | 0
| All | All Customers | 10 | Monthly System Peak Day | CAISO | 1-in-2 | 2030 | 17 | 276.5277 | 285.3471 | 36.2769 | 86.2706 | 0
| All | All Customers | 10 | Monthly System Peak Day | CAISO | 1-in-2 | 2030 | 18 | 269.1556 | 276.4508 | 36.2634 | 85.0665 | 0
| All | All Customers | 10 | Monthly System Peak Day | CAISO | 1-in-2 | 2030 | 19 | 260.2996 | 264.1913 | 36.9793 | 82.9706 | 0
| All | All Customers | 10 | Monthly System Peak Day | CAISO | 1-in-2 | 2030 | 20 | 261.5971 | 264.8183 | 36.2694 | 80.1045 | 0
| All | All Customers | 10 | Monthly System Peak Day | CAISO | 1-in-2 | 2030 | 21 | 269.2018 | 274.3629 | 36.3957 | 77.3776 | 0
| All | All Customers | 10 | Monthly System Peak Day | CAISO | 1-in-2 | 2030 | 22 | 440.9072 | 463.393 | 36.3297 | 75.3118 | 0
| All | All Customers | 10 | Monthly System Peak Day | CAISO | 1-in-2 | 2030 | 23 | 430.9102 | 458.7297 | 36.2766 | 73.688 | 0
| All | All Customers | 10 | Monthly System Peak Day | CAISO | 1-in-2 | 2030 | 24 | 449.3098 | 500.9884 | 36.2226 | 72.3615 | 0
| All | All Customers | 11 | Average Weekday | CAISO | 1-in-2 | 2030 | 1 | 375.8835 | 384.2272 | 36.544 | 55.9128 | 0
| All | All Customers | 11 | Average Weekday | CAISO | 1-in-2 | 2030 | 2 | 358.063 | 364.876 | 36.5314 | 55.0682 | 0
| All | All Customers | 11 | Average Weekday | CAISO | 1-in-2 | 2030 | 3 | 452.64 | 464.3169 | 36.5077 | 54.3552 | 0
| All | All Customers | 11 | Average Weekday | CAISO | 1-in-2 | 2030 | 4 | 566.7578 | 585.0059 | 36.5116 | 53.6791 | 0
| All | All Customers | 11 | Average Weekday | CAISO | 1-in-2 | 2030 | 5 | 556.9378 | 586.3533 | 36.4908 | 53.0644 | 0
| All | All Customers | 11 | Average Weekday | CAISO | 1-in-2 | 2030 | 6 | 573.0677 | 610.5849 | 36.5003 | 52.565 | 0
| All | All Customers | 11 | Average Weekday | CAISO | 1-in-2 | 2030 | 7 | 587.48 | 603.7994 | 36.6774 | 52.3115 | 0
| All | All Customers | 11 | Average Weekday | CAISO | 1-in-2 | 2030 | 8 | 599.3347 | 614.2607 | 36.8538 | 52.185 | 0
| All | All Customers | 11 | Average Weekday | CAISO | 1-in-2 | 2030 | 9 | 543.0139 | 569.6437 | 36.7039 | 53.5989 | 0
| All | All Customers | 11 | Average Weekday | CAISO | 1-in-2 | 2030 | 10 | 528.6745 | 542.8682 | 36.7849 | 56.8154 | 0
| All | All Customers | 11 | Average Weekday | CAISO | 1-in-2 | 2030 | 11 | 511.3306 | 520.8723 | 36.8841 | 60.7103 | 0
| All | All Customers | 11 | Average Weekday | CAISO | 1-in-2 | 2030 | 12 | 500.4771 | 507.4628 | 36.951 | 64.1926 | 0
| All | All Customers | 11 | Average Weekday | CAISO | 1-in-2 | 2030 | 13 | 414.3015 | 424.0786 | 36.8892 | 66.7691 | 0
| All | All Customers | 11 | Average Weekday | CAISO | 1-in-2 | 2030 | 14 | 377.5387 | 384.5228 | 36.758 | 68.3358 | 0
| All | All Customers | 11 | Average Weekday | CAISO | 1-in-2 | 2030 | 15 | 324.7502 | 331.607 | 36.5608 | 69.0873 | 0
| All | All Customers | 11 | Average Weekday | CAISO | 1-in-2 | 2030 | 16 | 286.4056 | 287.8851 | 36.561 | 69.1139 | 0
| All | All Customers | 11 | Average Weekday | CAISO | 1-in-2 | 2030 | 17 | 265.5856 | 273.3664 | 36.3345 | 68.1687 | 0
| All | All Customers | 11 | Average Weekday | CAISO | 1-in-2 | 2030 | 18 | 255.3713 | 262.7365 | 36.4019 | 65.9973 | 0
| All | All Customers | 11 | Average Weekday | CAISO | 1-in-2 | 2030 | 19 | 250.5953 | 255.0209 | 36.2703 | 63.5282 | 0
| All | All Customers | 11 | Average Weekday | CAISO | 1-in-2 | 2030 | 20 | 248.826 | 317.2091 | 43.9534 | 61.6144 | 0
| All | All Customers | 11 | Average Weekday | CAISO | 1-in-2 | 2030 | 21 | 250.9632 | 256.2426 | 36.3669 | 60.1231 | 0
| All | All Customers | 11 | Average Weekday | CAISO | 1-in-2 | 2030 | 22 | 416.4412 | 436.3712 | 36.5907 | 58.8165 | 0
| All | All Customers | 11 | Average Weekday | CAISO | 1-in-2 | 2030 | 23 | 406.6912 | 423.7478 | 36.6693 | 57.7277 | 0
| All | All Customers | 11 | Average Weekday | CAISO | 1-in-2 | 2030 | 24 | 421.8133 | 437.9203 | 36.6114 | 56.7816 | 0
| All | All Customers | 11 | Monthly System Peak Day | CAISO | 1-in-2 | 2030 | 1 | 375.8835 | 384.2272 | 36.544 | 57.5731 | 0
| All | All Customers | 11 | Monthly System Peak Day | CAISO | 1-in-2 | 2030 | 2 | 358.063 | 364.876 | 36.5314 | 56.2049 | 0
| All | All Customers | 11 | Monthly System Peak Day | CAISO | 1-in-2 | 2030 | 3 | 452.64 | 464.3169 | 36.5077 | 55.2027 | 0
| All | All Customers | 11 | Monthly System Peak Day | CAISO | 1-in-2 | 2030 | 4 | 566.7578 | 585.0059 | 36.5116 | 54.4321 | 0
| All | All Customers | 11 | Monthly System Peak Day | CAISO | 1-in-2 | 2030 | 5 | 556.9378 | 586.3533 | 36.4908 | 53.5633 | 0
| All | All Customers | 11 | Monthly System Peak Day | CAISO | 1-in-2 | 2030 | 6 | 573.0677 | 610.5849 | 36.5003 | 52.6777 | 0
| All | All Customers | 11 | Monthly System Peak Day | CAISO | 1-in-2 | 2030 | 7 | 587.48 | 603.7994 | 36.6774 | 52.3208 | 0
| All | All Customers | 11 | Monthly System Peak Day | CAISO | 1-in-2 | 2030 | 8 | 599.3347 | 614.2607 | 36.8538 | 51.9687 | 0
| All | All Customers | 11 | Monthly System Peak Day | CAISO | 1-in-2 | 2030 | 9 | 543.0139 | 569.6437 | 36.7039 | 54.9408 | 0
| All | All Customers | 11 | Monthly System Peak Day | CAISO | 1-in-2 | 2030 | 10 | 528.6745 | 542.8682 | 36.7849 | 60.7312 | 0
| All | All Customers | 11 | Monthly System Peak Day | CAISO | 1-in-2 | 2030 | 11 | 511.3306 | 520.8723 | 36.8841 | 66.9867 | 0
| All | All Customers | 11 | Monthly System Peak Day | CAISO | 1-in-2 | 2030 | 12 | 500.4771 | 507.4628 | 36.951 | 72.0911 | 0
| All | All Customers | 11 | Monthly System Peak Day | CAISO | 1-in-2 | 2030 | 13 | 414.3015 | 424.0786 | 36.8892 | 75.3495 | 0
| All | All Customers | 11 | Monthly System Peak Day | CAISO | 1-in-2 | 2030 | 14 | 377.5387 | 384.5228 | 36.758 | 77.1987 | 0
| All | All Customers | 11 | Monthly System Peak Day | CAISO | 1-in-2 | 2030 | 15 | 324.7502 | 331.607 | 36.5608 | 78.1291 | 0
| All | All Customers | 11 | Monthly System Peak Day | CAISO | 1-in-2 | 2030 | 16 | 286.4056 | 287.8851 | 36.561 | 78.0399 | 0
| All | All Customers | 11 | Monthly System Peak Day | CAISO | 1-in-2 | 2030 | 17 | 265.5856 | 273.3664 | 36.3345 | 76.7838 | 0
| All | All Customers | 11 | Monthly System Peak Day | CAISO | 1-in-2 | 2030 | 18 | 255.3713 | 262.7365 | 36.4019 | 73.691 | 0
| All | All Customers | 11 | Monthly System Peak Day | CAISO | 1-in-2 | 2030 | 19 | 250.5953 | 255.0209 | 36.2703 | 70.0193 | 0
| All | All Customers | 11 | Monthly System Peak Day | CAISO | 1-in-2 | 2030 | 20 | 248.826 | 317.2091 | 43.9534 | 67.8214 | 0
| All | All Customers | 11 | Monthly System Peak Day | CAISO | 1-in-2 | 2030 | 21 | 250.9632 | 256.2426 | 36.3669 | 65.6904 | 0
| All | All Customers | 11 | Monthly System Peak Day | CAISO | 1-in-2 | 2030 | 22 | 416.4412 | 436.3712 | 36.5907 | 63.7669 | 0
| All | All Customers | 11 | Monthly System Peak Day | CAISO | 1-in-2 | 2030 | 23 | 406.6912 | 423.7478 | 36.6693 | 61.8835 | 0
| All | All Customers | 11 | Monthly System Peak Day | CAISO | 1-in-2 | 2030 | 24 | 421.8133 | 437.9203 | 36.6114 | 60.3025 | 0
| All | All Customers | 12 | Average Weekday | CAISO | 1-in-2 | 2030 | 1 | 415.8287 | 424.5878 | 36.4284 | 49.1508 | 0
| All | All Customers | 12 | Average Weekday | CAISO | 1-in-2 | 2030 | 2 | 399.7902 | 407.4333 | 36.4225 | 48.4265 | 0
| All | All Customers | 12 | Average Weekday | CAISO | 1-in-2 | 2030 | 3 | 492.3552 | 505.0745 | 36.4219 | 47.834 | 0
| All | All Customers | 12 | Average Weekday | CAISO | 1-in-2 | 2030 | 4 | 607.6296 | 627.149 | 36.4212 | 47.3378 | 0
| All | All Customers | 12 | Average Weekday | CAISO | 1-in-2 | 2030 | 5 | 601.753 | 633.2311 | 36.4241 | 46.8503 | 0
| All | All Customers | 12 | Average Weekday | CAISO | 1-in-2 | 2030 | 6 | 603.6064 | 644.3268 | 36.4289 | 46.3758 | 0
| All | All Customers | 12 | Average Weekday | CAISO | 1-in-2 | 2030 | 7 | 611.1353 | 628.4415 | 36.4354 | 46.0257 | 0
| All | All Customers | 12 | Average Weekday | CAISO | 1-in-2 | 2030 | 8 | 629.6105 | 646.2609 | 36.4437 | 45.8225 | 0
| All | All Customers | 12 | Average Weekday | CAISO | 1-in-2 | 2030 | 9 | 564.4936 | 591.8442 | 36.4526 | 46.5181 | 0
| All | All Customers | 12 | Average Weekday | CAISO | 1-in-2 | 2030 | 10 | 540.67 | 557.7428 | 36.441 | 49.4347 | 0
| All | All Customers | 12 | Average Weekday | CAISO | 1-in-2 | 2030 | 11 | 525.9917 | 536.8468 | 36.4573 | 53.0296 | 0
| All | All Customers | 12 | Average Weekday | CAISO | 1-in-2 | 2030 | 12 | 513.8369 | 520.4989 | 36.4736 | 56.2089 | 0
| All | All Customers | 12 | Average Weekday | CAISO | 1-in-2 | 2030 | 13 | 434.5884 | 444.0543 | 36.4839 | 58.6003 | 0
| All | All Customers | 12 | Average Weekday | CAISO | 1-in-2 | 2030 | 14 | 401.7076 | 409.2341 | 36.472 | 60.179 | 0
| All | All Customers | 12 | Average Weekday | CAISO | 1-in-2 | 2030 | 15 | 365.5885 | 371.8889 | 36.4474 | 61.0732 | 0
| All | All Customers | 12 | Average Weekday | CAISO | 1-in-2 | 2030 | 16 | 325.5073 | 326.9312 | 36.4282 | 61.2773 | 0
| All | All Customers | 12 | Average Weekday | CAISO | 1-in-2 | 2030 | 17 | 312.1415 | 320.5881 | 36.2929 | 60.5291 | 0
| All | All Customers | 12 | Average Weekday | CAISO | 1-in-2 | 2030 | 18 | 303.6182 | 310.7693 | 36.2931 | 58.4917 | 0
| All | All Customers | 12 | Average Weekday | CAISO | 1-in-2 | 2030 | 19 | 299.9264 | 304.166 | 36.2699 | 56.1159 | 0
| All | All Customers | 12 | Average Weekday | CAISO | 1-in-2 | 2030 | 20 | 306.5219 | 376.0681 | 36.9567 | 54.4238 | 0
| All | All Customers | 12 | Average Weekday | CAISO | 1-in-2 | 2030 | 21 | 310.0063 | 315.4296 | 36.3352 | 53.0044 | 0
| All | All Customers | 12 | Average Weekday | CAISO | 1-in-2 | 2030 | 22 | 462.8864 | 482.282 | 36.4325 | 51.8265 | 0
| All | All Customers | 12 | Average Weekday | CAISO | 1-in-2 | 2030 | 23 | 452.8901 | 469.4749 | 36.436 | 50.7988 | 0
| All | All Customers | 12 | Average Weekday | CAISO | 1-in-2 | 2030 | 24 | 466.1581 | 482.7457 | 36.4361 | 49.8287 | 0
| All | All Customers | 12 | Monthly System Peak Day | CAISO | 1-in-2 | 2030 | 1 | 415.8287 | 424.5878 | 36.4284 | 49.2147 | 0
| All | All Customers | 12 | Monthly System Peak Day | CAISO | 1-in-2 | 2030 | 2 | 399.7902 | 407.4333 | 36.4225 | 47.9016 | 0
| All | All Customers | 12 | Monthly System Peak Day | CAISO | 1-in-2 | 2030 | 3 | 492.3552 | 505.0745 | 36.4219 | 47.1938 | 0
| All | All Customers | 12 | Monthly System Peak Day | CAISO | 1-in-2 | 2030 | 4 | 607.6296 | 627.149 | 36.4212 | 46.5665 | 0
| All | All Customers | 12 | Monthly System Peak Day | CAISO | 1-in-2 | 2030 | 5 | 601.753 | 633.2311 | 36.4241 | 45.8599 | 0
| All | All Customers | 12 | Monthly System Peak Day | CAISO | 1-in-2 | 2030 | 6 | 603.6064 | 644.3268 | 36.4289 | 45.4465 | 0
| All | All Customers | 12 | Monthly System Peak Day | CAISO | 1-in-2 | 2030 | 7 | 611.1353 | 628.4415 | 36.4354 | 45.1423 | 0
| All | All Customers | 12 | Monthly System Peak Day | CAISO | 1-in-2 | 2030 | 8 | 629.6105 | 646.2609 | 36.4437 | 44.9883 | 0
| All | All Customers | 12 | Monthly System Peak Day | CAISO | 1-in-2 | 2030 | 9 | 564.4936 | 591.8442 | 36.4526 | 45.8489 | 0
| All | All Customers | 12 | Monthly System Peak Day | CAISO | 1-in-2 | 2030 | 10 | 540.67 | 557.7428 | 36.441 | 49.4513 | 0
| All | All Customers | 12 | Monthly System Peak Day | CAISO | 1-in-2 | 2030 | 11 | 525.9917 | 536.8468 | 36.4573 | 54.1221 | 0
| All | All Customers | 12 | Monthly System Peak Day | CAISO | 1-in-2 | 2030 | 12 | 513.8369 | 520.4989 | 36.4736 | 58.5978 | 0
| All | All Customers | 12 | Monthly System Peak Day | CAISO | 1-in-2 | 2030 | 13 | 434.5884 | 444.0543 | 36.4839 | 61.8794 | 0
| All | All Customers | 12 | Monthly System Peak Day | CAISO | 1-in-2 | 2030 | 14 | 401.7076 | 409.2341 | 36.472 | 63.6308 | 0
| All | All Customers | 12 | Monthly System Peak Day | CAISO | 1-in-2 | 2030 | 15 | 365.5885 | 371.8889 | 36.4474 | 63.948 | 0
| All | All Customers | 12 | Monthly System Peak Day | CAISO | 1-in-2 | 2030 | 16 | 325.5073 | 326.9312 | 36.4282 | 63.832 | 0
| All | All Customers | 12 | Monthly System Peak Day | CAISO | 1-in-2 | 2030 | 17 | 312.1415 | 320.5881 | 36.2929 | 63.0613 | 0
| All | All Customers | 12 | Monthly System Peak Day | CAISO | 1-in-2 | 2030 | 18 | 303.6182 | 310.7693 | 36.2931 | 60.6283 | 0
| All | All Customers | 12 | Monthly System Peak Day | CAISO | 1-in-2 | 2030 | 19 | 299.9264 | 304.166 | 36.2699 | 58.2601 | 0
| All | All Customers | 12 | Monthly System Peak Day | CAISO | 1-in-2 | 2030 | 20 | 306.5219 | 376.0681 | 36.9567 | 56.4553 | 0
| All | All Customers | 12 | Monthly System Peak Day | CAISO | 1-in-2 | 2030 | 21 | 310.0063 | 315.4296 | 36.3352 | 54.8884 | 0
| All | All Customers | 12 | Monthly System Peak Day | CAISO | 1-in-2 | 2030 | 22 | 462.8864 | 482.282 | 36.4325 | 53.3672 | 0
| All | All Customers | 12 | Monthly System Peak Day | CAISO | 1-in-2 | 2030 | 23 | 452.8901 | 469.4749 | 36.436 | 52.3209 | 0
| All | All Customers | 12 | Monthly System Peak Day | CAISO | 1-in-2 | 2030 | 24 | 466.1581 | 482.7457 | 36.4361 | 51.0106 | 0
| All | All Customers | 1 | Average Weekday | CAISO | 1-in-2 | 2031 | 1 | 412.3749 | 420.4325 | 36.4387 | 52.5585 | 0
| All | All Customers | 1 | Average Weekday | CAISO | 1-in-2 | 2031 | 2 | 400.0649 | 408.0879 | 36.4328 | 51.7219 | 0
| All | All Customers | 1 | Average Weekday | CAISO | 1-in-2 | 2031 | 3 | 497.507 | 509.8971 | 36.4321 | 50.9709 | 0
| All | All Customers | 1 | Average Weekday | CAISO | 1-in-2 | 2031 | 4 | 610.2991 | 629.091 | 36.4315 | 50.429 | 0
| All | All Customers | 1 | Average Weekday | CAISO | 1-in-2 | 2031 | 5 | 605.2117 | 636.0061 | 36.4344 | 49.694 | 0
| All | All Customers | 1 | Average Weekday | CAISO | 1-in-2 | 2031 | 6 | 614.7012 | 654.1479 | 36.4392 | 49.15 | 0
| All | All Customers | 1 | Average Weekday | CAISO | 1-in-2 | 2031 | 7 | 629.9474 | 646.5846 | 36.4457 | 48.816 | 0
| All | All Customers | 1 | Average Weekday | CAISO | 1-in-2 | 2031 | 8 | 651.2337 | 667.153 | 36.4539 | 48.6637 | 0
| All | All Customers | 1 | Average Weekday | CAISO | 1-in-2 | 2031 | 9 | 582.9 | 608.5575 | 36.4629 | 49.2676 | 0
| All | All Customers | 1 | Average Weekday | CAISO | 1-in-2 | 2031 | 10 | 569.4835 | 584.2618 | 36.4513 | 52.3202 | 0
| All | All Customers | 1 | Average Weekday | CAISO | 1-in-2 | 2031 | 11 | 551.0857 | 560.7957 | 36.4676 | 56.4236 | 0
| All | All Customers | 1 | Average Weekday | CAISO | 1-in-2 | 2031 | 12 | 541.1647 | 547.8808 | 36.4839 | 60.1816 | 0
| All | All Customers | 1 | Average Weekday | CAISO | 1-in-2 | 2031 | 13 | 466.4183 | 475.8959 | 36.4942 | 63.1135 | 0
| All | All Customers | 1 | Average Weekday | CAISO | 1-in-2 | 2031 | 14 | 428.9966 | 435.9534 | 36.4823 | 65.0416 | 0
| All | All Customers | 1 | Average Weekday | CAISO | 1-in-2 | 2031 | 15 | 390.2809 | 395.9289 | 36.4577 | 66.2067 | 0
| All | All Customers | 1 | Average Weekday | CAISO | 1-in-2 | 2031 | 16 | 349.0149 | 350.2618 | 36.4385 | 66.6204 | 0
| All | All Customers | 1 | Average Weekday | CAISO | 1-in-2 | 2031 | 17 | 334.4524 | 342.7884 | 36.3045 | 66.0061 | 0
| All | All Customers | 1 | Average Weekday | CAISO | 1-in-2 | 2031 | 18 | 323.0428 | 330.3132 | 36.3047 | 64.2132 | 0
| All | All Customers | 1 | Average Weekday | CAISO | 1-in-2 | 2031 | 19 | 311.4217 | 315.7048 | 36.2809 | 61.3602 | 0
| All | All Customers | 1 | Average Weekday | CAISO | 1-in-2 | 2031 | 20 | 311.0855 | 380.1512 | 36.9656 | 59.2642 | 0
| All | All Customers | 1 | Average Weekday | CAISO | 1-in-2 | 2031 | 21 | 303.3087 | 308.567 | 36.3466 | 57.7073 | 0
| All | All Customers | 1 | Average Weekday | CAISO | 1-in-2 | 2031 | 22 | 457.9294 | 477.5036 | 36.4426 | 56.3169 | 0
| All | All Customers | 1 | Average Weekday | CAISO | 1-in-2 | 2031 | 23 | 450.6073 | 467.2428 | 36.4463 | 55.0643 | 0
| All | All Customers | 1 | Average Weekday | CAISO | 1-in-2 | 2031 | 24 | 467.3959 | 483.1935 | 36.4463 | 53.9413 | 0
| All | All Customers | 1 | Monthly System Peak Day | CAISO | 1-in-2 | 2031 | 1 | 412.3749 | 420.4325 | 36.4387 | 48.4331 | 0
| All | All Customers | 1 | Monthly System Peak Day | CAISO | 1-in-2 | 2031 | 2 | 400.0649 | 408.0879 | 36.4328 | 47.4651 | 0
| All | All Customers | 1 | Monthly System Peak Day | CAISO | 1-in-2 | 2031 | 3 | 497.507 | 509.8971 | 36.4321 | 46.472 | 0
| All | All Customers | 1 | Monthly System Peak Day | CAISO | 1-in-2 | 2031 | 4 | 610.2991 | 629.091 | 36.4315 | 45.6671 | 0
| All | All Customers | 1 | Monthly System Peak Day | CAISO | 1-in-2 | 2031 | 5 | 605.2117 | 636.0061 | 36.4344 | 44.9347 | 0
| All | All Customers | 1 | Monthly System Peak Day | CAISO | 1-in-2 | 2031 | 6 | 614.7012 | 654.1479 | 36.4392 | 44.4811 | 0
| All | All Customers | 1 | Monthly System Peak Day | CAISO | 1-in-2 | 2031 | 7 | 629.9474 | 646.5846 | 36.4457 | 44.1418 | 0
| All | All Customers | 1 | Monthly System Peak Day | CAISO | 1-in-2 | 2031 | 8 | 651.2337 | 667.153 | 36.4539 | 44.0111 | 0
| All | All Customers | 1 | Monthly System Peak Day | CAISO | 1-in-2 | 2031 | 9 | 582.9 | 608.5575 | 36.4629 | 44.8109 | 0
| All | All Customers | 1 | Monthly System Peak Day | CAISO | 1-in-2 | 2031 | 10 | 569.4835 | 584.2618 | 36.4513 | 47.3493 | 0
| All | All Customers | 1 | Monthly System Peak Day | CAISO | 1-in-2 | 2031 | 11 | 551.0857 | 560.7957 | 36.4676 | 50.6244 | 0
| All | All Customers | 1 | Monthly System Peak Day | CAISO | 1-in-2 | 2031 | 12 | 541.1647 | 547.8808 | 36.4839 | 53.2728 | 0
| All | All Customers | 1 | Monthly System Peak Day | CAISO | 1-in-2 | 2031 | 13 | 466.4183 | 475.8959 | 36.4942 | 54.596 | 0
| All | All Customers | 1 | Monthly System Peak Day | CAISO | 1-in-2 | 2031 | 14 | 428.9966 | 435.9534 | 36.4823 | 55.6405 | 0
| All | All Customers | 1 | Monthly System Peak Day | CAISO | 1-in-2 | 2031 | 15 | 390.2809 | 395.9289 | 36.4577 | 56.6145 | 0
| All | All Customers | 1 | Monthly System Peak Day | CAISO | 1-in-2 | 2031 | 16 | 349.0149 | 350.2618 | 36.4385 | 57.0187 | 0
| All | All Customers | 1 | Monthly System Peak Day | CAISO | 1-in-2 | 2031 | 17 | 334.4524 | 342.7884 | 36.3045 | 56.2411 | 0
| All | All Customers | 1 | Monthly System Peak Day | CAISO | 1-in-2 | 2031 | 18 | 323.0428 | 330.3132 | 36.3047 | 54.8652 | 0
| All | All Customers | 1 | Monthly System Peak Day | CAISO | 1-in-2 | 2031 | 19 | 311.4217 | 315.7048 | 36.2809 | 53.4358 | 0
| All | All Customers | 1 | Monthly System Peak Day | CAISO | 1-in-2 | 2031 | 20 | 311.0855 | 380.1512 | 36.9656 | 52.3091 | 0
| All | All Customers | 1 | Monthly System Peak Day | CAISO | 1-in-2 | 2031 | 21 | 303.3087 | 308.567 | 36.3466 | 51.1744 | 0
| All | All Customers | 1 | Monthly System Peak Day | CAISO | 1-in-2 | 2031 | 22 | 457.9294 | 477.5036 | 36.4426 | 50.2242 | 0
| All | All Customers | 1 | Monthly System Peak Day | CAISO | 1-in-2 | 2031 | 23 | 450.6073 | 467.2428 | 36.4463 | 49.3411 | 0
| All | All Customers | 1 | Monthly System Peak Day | CAISO | 1-in-2 | 2031 | 24 | 467.3959 | 483.1935 | 36.4463 | 48.5108 | 0
| All | All Customers | 2 | Average Weekday | CAISO | 1-in-2 | 2031 | 1 | 386.3421 | 395.1022 | 36.4798 | 53.378 | 0
| All | All Customers | 2 | Average Weekday | CAISO | 1-in-2 | 2031 | 2 | 372.4909 | 381.2391 | 36.4733 | 52.5097 | 0
| All | All Customers | 2 | Average Weekday | CAISO | 1-in-2 | 2031 | 3 | 463.8973 | 477.416 | 36.4726 | 51.7071 | 0
| All | All Customers | 2 | Average Weekday | CAISO | 1-in-2 | 2031 | 4 | 571.7239 | 592.6195 | 36.4719 | 50.8946 | 0
| All | All Customers | 2 | Average Weekday | CAISO | 1-in-2 | 2031 | 5 | 570.8705 | 603.8976 | 36.4754 | 50.1843 | 0
| All | All Customers | 2 | Average Weekday | CAISO | 1-in-2 | 2031 | 6 | 583.4379 | 624.7151 | 36.4813 | 49.5892 | 0
| All | All Customers | 2 | Average Weekday | CAISO | 1-in-2 | 2031 | 7 | 588.5399 | 605.9424 | 36.4885 | 49.1847 | 0
| All | All Customers | 2 | Average Weekday | CAISO | 1-in-2 | 2031 | 8 | 610.8247 | 627.025 | 36.4968 | 49.0016 | 0
| All | All Customers | 2 | Average Weekday | CAISO | 1-in-2 | 2031 | 9 | 559.797 | 585.4634 | 36.5057 | 50.3745 | 0
| All | All Customers | 2 | Average Weekday | CAISO | 1-in-2 | 2031 | 10 | 541.8599 | 556.1057 | 36.4924 | 53.9356 | 0
| All | All Customers | 2 | Average Weekday | CAISO | 1-in-2 | 2031 | 11 | 527.3068 | 537.1867 | 36.5101 | 57.9538 | 0
| All | All Customers | 2 | Average Weekday | CAISO | 1-in-2 | 2031 | 12 | 516.786 | 524.0862 | 36.5279 | 61.338 | 0
| All | All Customers | 2 | Average Weekday | CAISO | 1-in-2 | 2031 | 13 | 440.2363 | 450.4904 | 36.5393 | 63.8157 | 0
| All | All Customers | 2 | Average Weekday | CAISO | 1-in-2 | 2031 | 14 | 399.5681 | 407.0016 | 36.5264 | 65.3674 | 0
| All | All Customers | 2 | Average Weekday | CAISO | 1-in-2 | 2031 | 15 | 352.7695 | 360.1064 | 36.4998 | 66.1889 | 0
| All | All Customers | 2 | Average Weekday | CAISO | 1-in-2 | 2031 | 16 | 313.0901 | 315.4437 | 36.4792 | 66.3555 | 0
| All | All Customers | 2 | Average Weekday | CAISO | 1-in-2 | 2031 | 17 | 288.0807 | 295.5693 | 36.3181 | 65.8766 | 0
| All | All Customers | 2 | Average Weekday | CAISO | 1-in-2 | 2031 | 18 | 277.0287 | 283.4489 | 36.319 | 64.5144 | 0
| All | All Customers | 2 | Average Weekday | CAISO | 1-in-2 | 2031 | 19 | 270.8344 | 275.5513 | 36.2813 | 62.0064 | 0
| All | All Customers | 2 | Average Weekday | CAISO | 1-in-2 | 2031 | 20 | 270.4195 | 337.3364 | 37.0657 | 59.7067 | 0
| All | All Customers | 2 | Average Weekday | CAISO | 1-in-2 | 2031 | 21 | 264.6817 | 270.0646 | 36.3619 | 58.0781 | 0
| All | All Customers | 2 | Average Weekday | CAISO | 1-in-2 | 2031 | 22 | 421.0652 | 441.1826 | 36.4853 | 56.721 | 0
| All | All Customers | 2 | Average Weekday | CAISO | 1-in-2 | 2031 | 23 | 415.8514 | 433.1764 | 36.4891 | 55.5031 | 0
| All | All Customers | 2 | Average Weekday | CAISO | 1-in-2 | 2031 | 24 | 434.4698 | 451.2937 | 36.4884 | 54.4153 | 0
| All | All Customers | 2 | Monthly System Peak Day | CAISO | 1-in-2 | 2031 | 1 | 386.3421 | 395.1022 | 36.4798 | 43.9558 | 0
| All | All Customers | 2 | Monthly System Peak Day | CAISO | 1-in-2 | 2031 | 2 | 372.4909 | 381.2391 | 36.4733 | 43.2858 | 0
| All | All Customers | 2 | Monthly System Peak Day | CAISO | 1-in-2 | 2031 | 3 | 463.8973 | 477.416 | 36.4726 | 42.5517 | 0
| All | All Customers | 2 | Monthly System Peak Day | CAISO | 1-in-2 | 2031 | 4 | 571.7239 | 592.6195 | 36.4719 | 42.014 | 0
| All | All Customers | 2 | Monthly System Peak Day | CAISO | 1-in-2 | 2031 | 5 | 570.8705 | 603.8976 | 36.4754 | 41.1881 | 0
| All | All Customers | 2 | Monthly System Peak Day | CAISO | 1-in-2 | 2031 | 6 | 583.4379 | 624.7151 | 36.4813 | 40.3987 | 0
| All | All Customers | 2 | Monthly System Peak Day | CAISO | 1-in-2 | 2031 | 7 | 588.5399 | 605.9424 | 36.4885 | 39.7456 | 0
| All | All Customers | 2 | Monthly System Peak Day | CAISO | 1-in-2 | 2031 | 8 | 610.8247 | 627.025 | 36.4968 | 39.5259 | 0
| All | All Customers | 2 | Monthly System Peak Day | CAISO | 1-in-2 | 2031 | 9 | 559.797 | 585.4634 | 36.5057 | 41.2022 | 0
| All | All Customers | 2 | Monthly System Peak Day | CAISO | 1-in-2 | 2031 | 10 | 541.8599 | 556.1057 | 36.4924 | 44.5748 | 0
| All | All Customers | 2 | Monthly System Peak Day | CAISO | 1-in-2 | 2031 | 11 | 527.3068 | 537.1867 | 36.5101 | 47.9244 | 0
| All | All Customers | 2 | Monthly System Peak Day | CAISO | 1-in-2 | 2031 | 12 | 516.786 | 524.0862 | 36.5279 | 51.0485 | 0
| All | All Customers | 2 | Monthly System Peak Day | CAISO | 1-in-2 | 2031 | 13 | 440.2363 | 450.4904 | 36.5393 | 53.4411 | 0
| All | All Customers | 2 | Monthly System Peak Day | CAISO | 1-in-2 | 2031 | 14 | 399.5681 | 407.0016 | 36.5264 | 55.1219 | 0
| All | All Customers | 2 | Monthly System Peak Day | CAISO | 1-in-2 | 2031 | 15 | 352.7695 | 360.1064 | 36.4998 | 56.2265 | 0
| All | All Customers | 2 | Monthly System Peak Day | CAISO | 1-in-2 | 2031 | 16 | 313.0901 | 315.4437 | 36.4792 | 56.7816 | 0
| All | All Customers | 2 | Monthly System Peak Day | CAISO | 1-in-2 | 2031 | 17 | 288.0807 | 295.5693 | 36.3181 | 56.6678 | 0
| All | All Customers | 2 | Monthly System Peak Day | CAISO | 1-in-2 | 2031 | 18 | 277.0287 | 283.4489 | 36.319 | 55.6734 | 0
| All | All Customers | 2 | Monthly System Peak Day | CAISO | 1-in-2 | 2031 | 19 | 270.8344 | 275.5513 | 36.2813 | 53.572 | 0
| All | All Customers | 2 | Monthly System Peak Day | CAISO | 1-in-2 | 2031 | 20 | 270.4195 | 337.3364 | 37.0657 | 51.4564 | 0
| All | All Customers | 2 | Monthly System Peak Day | CAISO | 1-in-2 | 2031 | 21 | 264.6817 | 270.0646 | 36.3619 | 49.9584 | 0
| All | All Customers | 2 | Monthly System Peak Day | CAISO | 1-in-2 | 2031 | 22 | 421.0652 | 441.1826 | 36.4853 | 48.589 | 0
| All | All Customers | 2 | Monthly System Peak Day | CAISO | 1-in-2 | 2031 | 23 | 415.8514 | 433.1764 | 36.4891 | 47.2978 | 0
| All | All Customers | 2 | Monthly System Peak Day | CAISO | 1-in-2 | 2031 | 24 | 434.4698 | 451.2937 | 36.4884 | 46.0474 | 0
| All | All Customers | 3 | Average Weekday | CAISO | 1-in-2 | 2031 | 1 | 417.8723 | 433.212 | 36.5485 | 54.6159 | 0
| All | All Customers | 3 | Average Weekday | CAISO | 1-in-2 | 2031 | 2 | 404.0912 | 412.8967 | 36.4994 | 53.6132 | 0
| All | All Customers | 3 | Average Weekday | CAISO | 1-in-2 | 2031 | 3 | 509.6843 | 520.9661 | 36.4922 | 52.7015 | 0
| All | All Customers | 3 | Average Weekday | CAISO | 1-in-2 | 2031 | 4 | 619.6949 | 636.1477 | 36.4761 | 51.9312 | 0
| All | All Customers | 3 | Average Weekday | CAISO | 1-in-2 | 2031 | 5 | 601.485 | 622.1022 | 36.4794 | 51.2105 | 0
| All | All Customers | 3 | Average Weekday | CAISO | 1-in-2 | 2031 | 6 | 615.8356 | 639.86 | 36.465 | 50.5552 | 0
| All | All Customers | 3 | Average Weekday | CAISO | 1-in-2 | 2031 | 7 | 629.1581 | 645.7351 | 36.4768 | 50.1343 | 0
| All | All Customers | 3 | Average Weekday | CAISO | 1-in-2 | 2031 | 8 | 647.3574 | 677.6202 | 36.607 | 49.9393 | 0
| All | All Customers | 3 | Average Weekday | CAISO | 1-in-2 | 2031 | 9 | 590.1151 | 628.4259 | 36.7252 | 50.9886 | 0
| All | All Customers | 3 | Average Weekday | CAISO | 1-in-2 | 2031 | 10 | 575.5144 | 598.7325 | 36.6176 | 53.9236 | 0
| All | All Customers | 3 | Average Weekday | CAISO | 1-in-2 | 2031 | 11 | 550.6641 | 568.0569 | 36.6764 | 57.4191 | 0
| All | All Customers | 3 | Average Weekday | CAISO | 1-in-2 | 2031 | 12 | 542.6981 | 554.236 | 36.7348 | 60.6555 | 0
| All | All Customers | 3 | Average Weekday | CAISO | 1-in-2 | 2031 | 13 | 447.7206 | 456.9865 | 36.7658 | 63.182 | 0
| All | All Customers | 3 | Average Weekday | CAISO | 1-in-2 | 2031 | 14 | 418.6977 | 425.0927 | 36.7199 | 64.9368 | 0
| All | All Customers | 3 | Average Weekday | CAISO | 1-in-2 | 2031 | 15 | 373.021 | 378.3418 | 36.6261 | 66.1033 | 0
| All | All Customers | 3 | Average Weekday | CAISO | 1-in-2 | 2031 | 16 | 335.3276 | 337.4461 | 36.498 | 66.7592 | 0
| All | All Customers | 3 | Average Weekday | CAISO | 1-in-2 | 2031 | 17 | 322.4216 | 331.5227 | 36.3143 | 66.8476 | 0
| All | All Customers | 3 | Average Weekday | CAISO | 1-in-2 | 2031 | 18 | 309.0339 | 316.0494 | 36.3275 | 66.0898 | 0
| All | All Customers | 3 | Average Weekday | CAISO | 1-in-2 | 2031 | 19 | 301.3931 | 306.2441 | 36.4007 | 64.4603 | 0
| All | All Customers | 3 | Average Weekday | CAISO | 1-in-2 | 2031 | 20 | 291.3355 | 295.3793 | 36.2806 | 61.9857 | 0
| All | All Customers | 3 | Average Weekday | CAISO | 1-in-2 | 2031 | 21 | 277.215 | 281.1699 | 36.3235 | 59.492 | 0
| All | All Customers | 3 | Average Weekday | CAISO | 1-in-2 | 2031 | 22 | 453.077 | 476.0062 | 36.4996 | 57.88 | 0
| All | All Customers | 3 | Average Weekday | CAISO | 1-in-2 | 2031 | 23 | 452.5457 | 476.8423 | 36.5492 | 56.6198 | 0
| All | All Customers | 3 | Average Weekday | CAISO | 1-in-2 | 2031 | 24 | 478.5834 | 511.3244 | 36.5987 | 55.4976 | 0
| All | All Customers | 3 | Monthly System Peak Day | CAISO | 1-in-2 | 2031 | 1 | 417.8723 | 433.212 | 36.5485 | 57.5592 | 0
| All | All Customers | 3 | Monthly System Peak Day | CAISO | 1-in-2 | 2031 | 2 | 404.0912 | 412.8967 | 36.4994 | 56.3595 | 0
| All | All Customers | 3 | Monthly System Peak Day | CAISO | 1-in-2 | 2031 | 3 | 509.6843 | 520.9661 | 36.4922 | 54.8393 | 0
| All | All Customers | 3 | Monthly System Peak Day | CAISO | 1-in-2 | 2031 | 4 | 619.6949 | 636.1477 | 36.4761 | 53.8418 | 0
| All | All Customers | 3 | Monthly System Peak Day | CAISO | 1-in-2 | 2031 | 5 | 601.485 | 622.1022 | 36.4794 | 53.022 | 0
| All | All Customers | 3 | Monthly System Peak Day | CAISO | 1-in-2 | 2031 | 6 | 615.8356 | 639.86 | 36.465 | 52.0521 | 0
| All | All Customers | 3 | Monthly System Peak Day | CAISO | 1-in-2 | 2031 | 7 | 629.1581 | 645.7351 | 36.4768 | 51.5856 | 0
| All | All Customers | 3 | Monthly System Peak Day | CAISO | 1-in-2 | 2031 | 8 | 647.3574 | 677.6202 | 36.607 | 50.8281 | 0
| All | All Customers | 3 | Monthly System Peak Day | CAISO | 1-in-2 | 2031 | 9 | 590.1151 | 628.4259 | 36.7252 | 51.1838 | 0
| All | All Customers | 3 | Monthly System Peak Day | CAISO | 1-in-2 | 2031 | 10 | 575.5144 | 598.7325 | 36.6176 | 54.2433 | 0
| All | All Customers | 3 | Monthly System Peak Day | CAISO | 1-in-2 | 2031 | 11 | 550.6641 | 568.0569 | 36.6764 | 58.9927 | 0
| All | All Customers | 3 | Monthly System Peak Day | CAISO | 1-in-2 | 2031 | 12 | 542.6981 | 554.236 | 36.7348 | 63.3587 | 0
| All | All Customers | 3 | Monthly System Peak Day | CAISO | 1-in-2 | 2031 | 13 | 447.7206 | 456.9865 | 36.7658 | 66.4721 | 0
| All | All Customers | 3 | Monthly System Peak Day | CAISO | 1-in-2 | 2031 | 14 | 418.6977 | 425.0927 | 36.7199 | 68.0965 | 0
| All | All Customers | 3 | Monthly System Peak Day | CAISO | 1-in-2 | 2031 | 15 | 373.021 | 378.3418 | 36.6261 | 69.2324 | 0
| All | All Customers | 3 | Monthly System Peak Day | CAISO | 1-in-2 | 2031 | 16 | 335.3276 | 337.4461 | 36.498 | 70.1774 | 0
| All | All Customers | 3 | Monthly System Peak Day | CAISO | 1-in-2 | 2031 | 17 | 322.4216 | 331.5227 | 36.3143 | 70.5862 | 0
| All | All Customers | 3 | Monthly System Peak Day | CAISO | 1-in-2 | 2031 | 18 | 309.0339 | 316.0494 | 36.3275 | 70.0236 | 0
| All | All Customers | 3 | Monthly System Peak Day | CAISO | 1-in-2 | 2031 | 19 | 301.3931 | 306.2441 | 36.4007 | 68.3629 | 0
| All | All Customers | 3 | Monthly System Peak Day | CAISO | 1-in-2 | 2031 | 20 | 291.3355 | 295.3793 | 36.2806 | 65.279 | 0
| All | All Customers | 3 | Monthly System Peak Day | CAISO | 1-in-2 | 2031 | 21 | 277.215 | 281.1699 | 36.3235 | 62.3627 | 0
| All | All Customers | 3 | Monthly System Peak Day | CAISO | 1-in-2 | 2031 | 22 | 453.077 | 476.0062 | 36.4996 | 60.5716 | 0
| All | All Customers | 3 | Monthly System Peak Day | CAISO | 1-in-2 | 2031 | 23 | 452.5457 | 476.8423 | 36.5492 | 59.1525 | 0
| All | All Customers | 3 | Monthly System Peak Day | CAISO | 1-in-2 | 2031 | 24 | 478.5834 | 511.3244 | 36.5987 | 57.761 | 0
| All | All Customers | 4 | Average Weekday | CAISO | 1-in-2 | 2031 | 1 | 387.2876 | 401.6975 | 36.5508 | 57.1484 | 0
| All | All Customers | 4 | Average Weekday | CAISO | 1-in-2 | 2031 | 2 | 374.7307 | 384.0683 | 36.5021 | 56.3024 | 0
| All | All Customers | 4 | Average Weekday | CAISO | 1-in-2 | 2031 | 3 | 475.9622 | 487.6946 | 36.4949 | 55.5058 | 0
| All | All Customers | 4 | Average Weekday | CAISO | 1-in-2 | 2031 | 4 | 577.7906 | 593.9834 | 36.479 | 54.8392 | 0
| All | All Customers | 4 | Average Weekday | CAISO | 1-in-2 | 2031 | 5 | 552.3077 | 571.7313 | 36.4822 | 54.2634 | 0
| All | All Customers | 4 | Average Weekday | CAISO | 1-in-2 | 2031 | 6 | 567.166 | 590.2807 | 36.4681 | 53.8194 | 0
| All | All Customers | 4 | Average Weekday | CAISO | 1-in-2 | 2031 | 7 | 581.266 | 598.3898 | 36.4799 | 53.4151 | 0
| All | All Customers | 4 | Average Weekday | CAISO | 1-in-2 | 2031 | 8 | 598.836 | 627.1707 | 36.6093 | 53.3156 | 0
| All | All Customers | 4 | Average Weekday | CAISO | 1-in-2 | 2031 | 9 | 532.9462 | 570.2903 | 36.7264 | 54.8243 | 0
| All | All Customers | 4 | Average Weekday | CAISO | 1-in-2 | 2031 | 10 | 518.131 | 541.7335 | 36.6192 | 57.5562 | 0
| All | All Customers | 4 | Average Weekday | CAISO | 1-in-2 | 2031 | 11 | 502.1487 | 518.0228 | 36.6775 | 60.5081 | 0
| All | All Customers | 4 | Average Weekday | CAISO | 1-in-2 | 2031 | 12 | 494.5031 | 506.042 | 36.7354 | 63.3646 | 0
| All | All Customers | 4 | Average Weekday | CAISO | 1-in-2 | 2031 | 13 | 410.0845 | 419.3042 | 36.766 | 65.7088 | 0
| All | All Customers | 4 | Average Weekday | CAISO | 1-in-2 | 2031 | 14 | 377.636 | 384.065 | 36.7203 | 67.5171 | 0
| All | All Customers | 4 | Average Weekday | CAISO | 1-in-2 | 2031 | 15 | 330.0936 | 335.6023 | 36.6272 | 68.8034 | 0
| All | All Customers | 4 | Average Weekday | CAISO | 1-in-2 | 2031 | 16 | 289.6692 | 291.8622 | 36.5004 | 69.3976 | 0
| All | All Customers | 4 | Average Weekday | CAISO | 1-in-2 | 2031 | 17 | 269.6116 | 277.7826 | 36.3173 | 69.5059 | 0
| All | All Customers | 4 | Average Weekday | CAISO | 1-in-2 | 2031 | 18 | 251.9524 | 258.3187 | 36.33 | 68.8624 | 0
| All | All Customers | 4 | Average Weekday | CAISO | 1-in-2 | 2031 | 19 | 237.5909 | 242.4052 | 36.4004 | 67.5336 | 0
| All | All Customers | 4 | Average Weekday | CAISO | 1-in-2 | 2031 | 20 | 229.7829 | 233.903 | 36.2807 | 65.2396 | 0
| All | All Customers | 4 | Average Weekday | CAISO | 1-in-2 | 2031 | 21 | 237.5873 | 241.7148 | 36.3279 | 62.2996 | 0
| All | All Customers | 4 | Average Weekday | CAISO | 1-in-2 | 2031 | 22 | 413.5993 | 436.2832 | 36.5023 | 60.2287 | 0
| All | All Customers | 4 | Average Weekday | CAISO | 1-in-2 | 2031 | 23 | 416.7375 | 440.7235 | 36.552 | 58.8624 | 0
| All | All Customers | 4 | Average Weekday | CAISO | 1-in-2 | 2031 | 24 | 444.5366 | 476.6938 | 36.6008 | 57.8285 | 0
| All | All Customers | 4 | Monthly System Peak Day | CAISO | 1-in-2 | 2031 | 1 | 387.2876 | 401.6975 | 36.5508 | 62.4696 | 0
| All | All Customers | 4 | Monthly System Peak Day | CAISO | 1-in-2 | 2031 | 2 | 374.7307 | 384.0683 | 36.5021 | 61.1553 | 0
| All | All Customers | 4 | Monthly System Peak Day | CAISO | 1-in-2 | 2031 | 3 | 475.9622 | 487.6946 | 36.4949 | 60.252 | 0
| All | All Customers | 4 | Monthly System Peak Day | CAISO | 1-in-2 | 2031 | 4 | 577.7906 | 593.9834 | 36.479 | 59.4213 | 0
| All | All Customers | 4 | Monthly System Peak Day | CAISO | 1-in-2 | 2031 | 5 | 552.3077 | 571.7313 | 36.4822 | 58.3702 | 0
| All | All Customers | 4 | Monthly System Peak Day | CAISO | 1-in-2 | 2031 | 6 | 567.166 | 590.2807 | 36.4681 | 57.5942 | 0
| All | All Customers | 4 | Monthly System Peak Day | CAISO | 1-in-2 | 2031 | 7 | 581.266 | 598.3898 | 36.4799 | 56.929 | 0
| All | All Customers | 4 | Monthly System Peak Day | CAISO | 1-in-2 | 2031 | 8 | 598.836 | 627.1707 | 36.6093 | 56.7557 | 0
| All | All Customers | 4 | Monthly System Peak Day | CAISO | 1-in-2 | 2031 | 9 | 532.9462 | 570.2903 | 36.7264 | 58.4183 | 0
| All | All Customers | 4 | Monthly System Peak Day | CAISO | 1-in-2 | 2031 | 10 | 518.131 | 541.7335 | 36.6192 | 62.5047 | 0
| All | All Customers | 4 | Monthly System Peak Day | CAISO | 1-in-2 | 2031 | 11 | 502.1487 | 518.0228 | 36.6775 | 67.6095 | 0
| All | All Customers | 4 | Monthly System Peak Day | CAISO | 1-in-2 | 2031 | 12 | 494.5031 | 506.042 | 36.7354 | 72.4801 | 0
| All | All Customers | 4 | Monthly System Peak Day | CAISO | 1-in-2 | 2031 | 13 | 410.0845 | 419.3042 | 36.766 | 76.4282 | 0
| All | All Customers | 4 | Monthly System Peak Day | CAISO | 1-in-2 | 2031 | 14 | 377.636 | 384.065 | 36.7203 | 79.252 | 0
| All | All Customers | 4 | Monthly System Peak Day | CAISO | 1-in-2 | 2031 | 15 | 330.0936 | 335.6023 | 36.6272 | 81.0889 | 0
| All | All Customers | 4 | Monthly System Peak Day | CAISO | 1-in-2 | 2031 | 16 | 289.6692 | 291.8622 | 36.5004 | 81.5348 | 0
| All | All Customers | 4 | Monthly System Peak Day | CAISO | 1-in-2 | 2031 | 17 | 269.6116 | 277.7826 | 36.3173 | 81.1554 | 0
| All | All Customers | 4 | Monthly System Peak Day | CAISO | 1-in-2 | 2031 | 18 | 251.9524 | 258.3187 | 36.33 | 80.3455 | 0
| All | All Customers | 4 | Monthly System Peak Day | CAISO | 1-in-2 | 2031 | 19 | 237.5909 | 242.4052 | 36.4004 | 79.2417 | 0
| All | All Customers | 4 | Monthly System Peak Day | CAISO | 1-in-2 | 2031 | 20 | 229.7829 | 233.903 | 36.2807 | 76.6272 | 0
| All | All Customers | 4 | Monthly System Peak Day | CAISO | 1-in-2 | 2031 | 21 | 237.5873 | 241.7148 | 36.3279 | 72.2794 | 0
| All | All Customers | 4 | Monthly System Peak Day | CAISO | 1-in-2 | 2031 | 22 | 413.5993 | 436.2832 | 36.5023 | 68.3535 | 0
| All | All Customers | 4 | Monthly System Peak Day | CAISO | 1-in-2 | 2031 | 23 | 416.7375 | 440.7235 | 36.552 | 65.4784 | 0
| All | All Customers | 4 | Monthly System Peak Day | CAISO | 1-in-2 | 2031 | 24 | 444.5366 | 476.6938 | 36.6008 | 63.5581 | 0
| All | All Customers | 5 | Average Weekday | CAISO | 1-in-2 | 2031 | 1 | 395.1591 | 409.7242 | 36.5661 | 60.1457 | 0
| All | All Customers | 5 | Average Weekday | CAISO | 1-in-2 | 2031 | 2 | 383.3129 | 391.5239 | 36.5174 | 59.5142 | 0
| All | All Customers | 5 | Average Weekday | CAISO | 1-in-2 | 2031 | 3 | 487.8902 | 499.8814 | 36.5102 | 58.9581 | 0
| All | All Customers | 5 | Average Weekday | CAISO | 1-in-2 | 2031 | 4 | 591.4158 | 608.3248 | 36.4944 | 58.4379 | 0
| All | All Customers | 5 | Average Weekday | CAISO | 1-in-2 | 2031 | 5 | 569.958 | 590.0428 | 36.4978 | 58.0047 | 0
| All | All Customers | 5 | Average Weekday | CAISO | 1-in-2 | 2031 | 6 | 579.2997 | 603.8669 | 36.4839 | 57.5861 | 0
| All | All Customers | 5 | Average Weekday | CAISO | 1-in-2 | 2031 | 7 | 585.561 | 602.4182 | 36.4961 | 57.2101 | 0
| All | All Customers | 5 | Average Weekday | CAISO | 1-in-2 | 2031 | 8 | 611.3126 | 642.0936 | 36.6251 | 57.5194 | 0
| All | All Customers | 5 | Average Weekday | CAISO | 1-in-2 | 2031 | 9 | 541.3635 | 576.8281 | 36.7416 | 59.1608 | 0
| All | All Customers | 5 | Average Weekday | CAISO | 1-in-2 | 2031 | 10 | 531.3481 | 554.8586 | 36.634 | 61.3829 | 0
| All | All Customers | 5 | Average Weekday | CAISO | 1-in-2 | 2031 | 11 | 516.3009 | 532.5428 | 36.692 | 63.9673 | 0
| All | All Customers | 5 | Average Weekday | CAISO | 1-in-2 | 2031 | 12 | 504.1671 | 515.4698 | 36.7497 | 66.3945 | 0
| All | All Customers | 5 | Average Weekday | CAISO | 1-in-2 | 2031 | 13 | 419.2046 | 428.7708 | 36.7798 | 68.5273 | 0
| All | All Customers | 5 | Average Weekday | CAISO | 1-in-2 | 2031 | 14 | 392.9901 | 399.4784 | 36.7341 | 70.1991 | 0
| All | All Customers | 5 | Average Weekday | CAISO | 1-in-2 | 2031 | 15 | 350.7746 | 356.2279 | 36.6412 | 71.3669 | 0
| All | All Customers | 5 | Average Weekday | CAISO | 1-in-2 | 2031 | 16 | 303.8398 | 305.9703 | 36.5154 | 71.9443 | 0
| All | All Customers | 5 | Average Weekday | CAISO | 1-in-2 | 2031 | 17 | 276.9221 | 285.8507 | 36.3238 | 71.9069 | 0
| All | All Customers | 5 | Average Weekday | CAISO | 1-in-2 | 2031 | 18 | 263.1848 | 269.9772 | 36.3363 | 71.2705 | 0
| All | All Customers | 5 | Average Weekday | CAISO | 1-in-2 | 2031 | 19 | 252.3846 | 257.6054 | 36.3965 | 69.9176 | 0
| All | All Customers | 5 | Average Weekday | CAISO | 1-in-2 | 2031 | 20 | 241.8689 | 246.2493 | 36.2807 | 67.825 | 0
| All | All Customers | 5 | Average Weekday | CAISO | 1-in-2 | 2031 | 21 | 252.9414 | 257.2863 | 36.3343 | 65.1177 | 0
| All | All Customers | 5 | Average Weekday | CAISO | 1-in-2 | 2031 | 22 | 425.6914 | 448.9141 | 36.5187 | 62.9378 | 0
| All | All Customers | 5 | Average Weekday | CAISO | 1-in-2 | 2031 | 23 | 435.1806 | 459.9084 | 36.5683 | 61.6894 | 0
| All | All Customers | 5 | Average Weekday | CAISO | 1-in-2 | 2031 | 24 | 460.3426 | 493.1163 | 36.6165 | 60.763 | 0
| All | All Customers | 5 | Monthly System Peak Day | CAISO | 1-in-2 | 2031 | 1 | 395.1591 | 409.7242 | 36.5661 | 66.0352 | 0
| All | All Customers | 5 | Monthly System Peak Day | CAISO | 1-in-2 | 2031 | 2 | 383.3129 | 391.5239 | 36.5174 | 64.5273 | 0
| All | All Customers | 5 | Monthly System Peak Day | CAISO | 1-in-2 | 2031 | 3 | 487.8902 | 499.8814 | 36.5102 | 63.187 | 0
| All | All Customers | 5 | Monthly System Peak Day | CAISO | 1-in-2 | 2031 | 4 | 591.4158 | 608.3248 | 36.4944 | 61.7426 | 0
| All | All Customers | 5 | Monthly System Peak Day | CAISO | 1-in-2 | 2031 | 5 | 569.958 | 590.0428 | 36.4978 | 60.4309 | 0
| All | All Customers | 5 | Monthly System Peak Day | CAISO | 1-in-2 | 2031 | 6 | 579.2997 | 603.8669 | 36.4839 | 59.7787 | 0
| All | All Customers | 5 | Monthly System Peak Day | CAISO | 1-in-2 | 2031 | 7 | 585.561 | 602.4182 | 36.4961 | 59.5271 | 0
| All | All Customers | 5 | Monthly System Peak Day | CAISO | 1-in-2 | 2031 | 8 | 611.3126 | 642.0936 | 36.6251 | 59.9304 | 0
| All | All Customers | 5 | Monthly System Peak Day | CAISO | 1-in-2 | 2031 | 9 | 541.3635 | 576.8281 | 36.7416 | 62.3035 | 0
| All | All Customers | 5 | Monthly System Peak Day | CAISO | 1-in-2 | 2031 | 10 | 531.3481 | 554.8586 | 36.634 | 66.9258 | 0
| All | All Customers | 5 | Monthly System Peak Day | CAISO | 1-in-2 | 2031 | 11 | 516.3009 | 532.5428 | 36.692 | 72.2923 | 0
| All | All Customers | 5 | Monthly System Peak Day | CAISO | 1-in-2 | 2031 | 12 | 504.1671 | 515.4698 | 36.7497 | 76.8891 | 0
| All | All Customers | 5 | Monthly System Peak Day | CAISO | 1-in-2 | 2031 | 13 | 419.2046 | 428.7708 | 36.7798 | 80.0617 | 0
| All | All Customers | 5 | Monthly System Peak Day | CAISO | 1-in-2 | 2031 | 14 | 392.9901 | 399.4784 | 36.7341 | 82.0963 | 0
| All | All Customers | 5 | Monthly System Peak Day | CAISO | 1-in-2 | 2031 | 15 | 350.7746 | 356.2279 | 36.6412 | 83.2494 | 0
| All | All Customers | 5 | Monthly System Peak Day | CAISO | 1-in-2 | 2031 | 16 | 303.8398 | 305.9703 | 36.5154 | 83.9157 | 0
| All | All Customers | 5 | Monthly System Peak Day | CAISO | 1-in-2 | 2031 | 17 | 276.9221 | 285.8507 | 36.3238 | 83.7217 | 0
| All | All Customers | 5 | Monthly System Peak Day | CAISO | 1-in-2 | 2031 | 18 | 263.1848 | 269.9772 | 36.3363 | 82.1785 | 0
| All | All Customers | 5 | Monthly System Peak Day | CAISO | 1-in-2 | 2031 | 19 | 252.3846 | 257.6054 | 36.3965 | 79.7652 | 0
| All | All Customers | 5 | Monthly System Peak Day | CAISO | 1-in-2 | 2031 | 20 | 241.8689 | 246.2493 | 36.2807 | 76.7701 | 0
| All | All Customers | 5 | Monthly System Peak Day | CAISO | 1-in-2 | 2031 | 21 | 252.9414 | 257.2863 | 36.3343 | 72.5823 | 0
| All | All Customers | 5 | Monthly System Peak Day | CAISO | 1-in-2 | 2031 | 22 | 425.6914 | 448.9141 | 36.5187 | 69.1974 | 0
| All | All Customers | 5 | Monthly System Peak Day | CAISO | 1-in-2 | 2031 | 23 | 435.1806 | 459.9084 | 36.5683 | 67.3572 | 0
| All | All Customers | 5 | Monthly System Peak Day | CAISO | 1-in-2 | 2031 | 24 | 460.3426 | 493.1163 | 36.6165 | 65.3978 | 0
| All | All Customers | 6 | Average Weekday | CAISO | 1-in-2 | 2031 | 1 | 382.0562 | 411.3528 | 38.025 | 63.3347 | 0
| All | All Customers | 6 | Average Weekday | CAISO | 1-in-2 | 2031 | 2 | 370.2056 | 395.9545 | 37.9948 | 62.4336 | 0
| All | All Customers | 6 | Average Weekday | CAISO | 1-in-2 | 2031 | 3 | 465.2496 | 503.1232 | 37.9881 | 61.6495 | 0
| All | All Customers | 6 | Average Weekday | CAISO | 1-in-2 | 2031 | 4 | 562.1009 | 610.3928 | 37.9818 | 60.9868 | 0
| All | All Customers | 6 | Average Weekday | CAISO | 1-in-2 | 2031 | 5 | 540.2199 | 595.7615 | 37.9935 | 60.4527 | 0
| All | All Customers | 6 | Average Weekday | CAISO | 1-in-2 | 2031 | 6 | 564.2438 | 627.3339 | 38.0142 | 59.9373 | 0
| All | All Customers | 6 | Average Weekday | CAISO | 1-in-2 | 2031 | 7 | 577.8129 | 621.5416 | 38.1671 | 59.5165 | 0
| All | All Customers | 6 | Average Weekday | CAISO | 1-in-2 | 2031 | 8 | 597.1708 | 638.867 | 38.043 | 60.1751 | 0
| All | All Customers | 6 | Average Weekday | CAISO | 1-in-2 | 2031 | 9 | 552.0538 | 568.1262 | 38.0896 | 62.3426 | 0
| All | All Customers | 6 | Average Weekday | CAISO | 1-in-2 | 2031 | 10 | 538.4024 | 548.0881 | 38.1419 | 65.1843 | 0
| All | All Customers | 6 | Average Weekday | CAISO | 1-in-2 | 2031 | 11 | 515.6815 | 521.2396 | 38.1968 | 68.3037 | 0
| All | All Customers | 6 | Average Weekday | CAISO | 1-in-2 | 2031 | 12 | 506.3523 | 518.8628 | 38.2199 | 71.3783 | 0
| All | All Customers | 6 | Average Weekday | CAISO | 1-in-2 | 2031 | 13 | 422.0912 | 447.78 | 38.2791 | 73.8767 | 0
| All | All Customers | 6 | Average Weekday | CAISO | 1-in-2 | 2031 | 14 | 392.8346 | 412.7056 | 38.238 | 75.8974 | 0
| All | All Customers | 6 | Average Weekday | CAISO | 1-in-2 | 2031 | 15 | 340.8297 | 357.9575 | 38.2756 | 77.3669 | 0
| All | All Customers | 6 | Average Weekday | CAISO | 1-in-2 | 2031 | 16 | 298.612 | 311.0086 | 38.3484 | 78.0876 | 0
| All | All Customers | 6 | Average Weekday | CAISO | 1-in-2 | 2031 | 17 | 276.4758 | 281.8354 | 38.1979 | 78.2813 | 0
| All | All Customers | 6 | Average Weekday | CAISO | 1-in-2 | 2031 | 18 | 254.7083 | 264.9538 | 38.1944 | 77.522 | 0
| All | All Customers | 6 | Average Weekday | CAISO | 1-in-2 | 2031 | 19 | 239.0637 | 264.6438 | 58.6243 | 76.0725 | 0
| All | All Customers | 6 | Average Weekday | CAISO | 1-in-2 | 2031 | 20 | 225.1174 | 251.2815 | 37.0257 | 73.9133 | 0
| All | All Customers | 6 | Average Weekday | CAISO | 1-in-2 | 2031 | 21 | 242.0513 | 255.9754 | 38.1439 | 70.9037 | 0
| All | All Customers | 6 | Average Weekday | CAISO | 1-in-2 | 2031 | 22 | 400.2358 | 452.1547 | 37.8549 | 67.7811 | 0
| All | All Customers | 6 | Average Weekday | CAISO | 1-in-2 | 2031 | 23 | 428.2424 | 474.7475 | 37.9608 | 65.9071 | 0
| All | All Customers | 6 | Average Weekday | CAISO | 1-in-2 | 2031 | 24 | 454.962 | 502.28 | 38.0153 | 64.6 | 0
| All | All Customers | 6 | Monthly System Peak Day | CAISO | 1-in-2 | 2031 | 1 | 382.0562 | 410.7613 | 36.5508 | 65.1783 | 0
| All | All Customers | 6 | Monthly System Peak Day | CAISO | 1-in-2 | 2031 | 2 | 370.2056 | 391.0753 | 36.5536 | 64.4133 | 0
| All | All Customers | 6 | Monthly System Peak Day | CAISO | 1-in-2 | 2031 | 3 | 465.2496 | 492.2638 | 36.5545 | 63.6826 | 0
| All | All Customers | 6 | Monthly System Peak Day | CAISO | 1-in-2 | 2031 | 4 | 562.1009 | 590.6438 | 36.555 | 62.8256 | 0
| All | All Customers | 6 | Monthly System Peak Day | CAISO | 1-in-2 | 2031 | 5 | 540.2199 | 580.454 | 36.5497 | 61.9409 | 0
| All | All Customers | 6 | Monthly System Peak Day | CAISO | 1-in-2 | 2031 | 6 | 564.2438 | 610.5663 | 36.5399 | 60.9706 | 0
| All | All Customers | 6 | Monthly System Peak Day | CAISO | 1-in-2 | 2031 | 7 | 577.8129 | 603.0051 | 36.5077 | 60.3787 | 0
| All | All Customers | 6 | Monthly System Peak Day | CAISO | 1-in-2 | 2031 | 8 | 597.1708 | 626.7313 | 36.5609 | 61.0965 | 0
| All | All Customers | 6 | Monthly System Peak Day | CAISO | 1-in-2 | 2031 | 9 | 552.0538 | 572.6269 | 36.5821 | 64.0267 | 0
| All | All Customers | 6 | Monthly System Peak Day | CAISO | 1-in-2 | 2031 | 10 | 538.4024 | 552.5883 | 36.5665 | 67.4385 | 0
| All | All Customers | 6 | Monthly System Peak Day | CAISO | 1-in-2 | 2031 | 11 | 515.6815 | 528.1517 | 36.5954 | 70.8542 | 0
| All | All Customers | 6 | Monthly System Peak Day | CAISO | 1-in-2 | 2031 | 12 | 506.3523 | 520.9522 | 36.6277 | 74.4808 | 0
| All | All Customers | 6 | Monthly System Peak Day | CAISO | 1-in-2 | 2031 | 13 | 422.0912 | 441.5325 | 36.6387 | 77.8479 | 0
| All | All Customers | 6 | Monthly System Peak Day | CAISO | 1-in-2 | 2031 | 14 | 392.8346 | 409.2068 | 36.6097 | 80.5575 | 0
| All | All Customers | 6 | Monthly System Peak Day | CAISO | 1-in-2 | 2031 | 15 | 340.8297 | 355.3278 | 36.544 | 82.9364 | 0
| All | All Customers | 6 | Monthly System Peak Day | CAISO | 1-in-2 | 2031 | 16 | 298.612 | 301.619 | 36.4925 | 83.8572 | 0
| All | All Customers | 6 | Monthly System Peak Day | CAISO | 1-in-2 | 2031 | 17 | 276.4758 | 285.7304 | 36.7783 | 83.7264 | 0
| All | All Customers | 6 | Monthly System Peak Day | CAISO | 1-in-2 | 2031 | 18 | 254.7083 | 269.6688 | 36.7997 | 82.8692 | 0
| All | All Customers | 6 | Monthly System Peak Day | CAISO | 1-in-2 | 2031 | 19 | 239.0637 | 262.0042 | 39.3346 | 81.209 | 0
| All | All Customers | 6 | Monthly System Peak Day | CAISO | 1-in-2 | 2031 | 20 | 225.1174 | 244.6914 | 36.7513 | 78.5744 | 0
| All | All Customers | 6 | Monthly System Peak Day | CAISO | 1-in-2 | 2031 | 21 | 242.0513 | 258.0201 | 37.0182 | 74.7466 | 0
| All | All Customers | 6 | Monthly System Peak Day | CAISO | 1-in-2 | 2031 | 22 | 400.2358 | 433.78 | 36.6179 | 70.611 | 0
| All | All Customers | 6 | Monthly System Peak Day | CAISO | 1-in-2 | 2031 | 23 | 428.2424 | 462.2532 | 36.5801 | 68.0692 | 0
| All | All Customers | 6 | Monthly System Peak Day | CAISO | 1-in-2 | 2031 | 24 | 454.962 | 496.5608 | 36.5622 | 66.6308 | 0
| All | All Customers | 7 | Average Weekday | CAISO | 1-in-2 | 2031 | 1 | 383.0395 | 410.5626 | 39.2907 | 68.1243 | 0
| All | All Customers | 7 | Average Weekday | CAISO | 1-in-2 | 2031 | 2 | 381.5242 | 400.392 | 39.2864 | 67.4089 | 0
| All | All Customers | 7 | Average Weekday | CAISO | 1-in-2 | 2031 | 3 | 468.1512 | 493.9709 | 39.2852 | 66.7668 | 0
| All | All Customers | 7 | Average Weekday | CAISO | 1-in-2 | 2031 | 4 | 565.8201 | 595.6246 | 39.2829 | 66.2032 | 0
| All | All Customers | 7 | Average Weekday | CAISO | 1-in-2 | 2031 | 5 | 547.2434 | 587.7603 | 39.2805 | 65.7063 | 0
| All | All Customers | 7 | Average Weekday | CAISO | 1-in-2 | 2031 | 6 | 555.8455 | 600.1672 | 39.274 | 65.2472 | 0
| All | All Customers | 7 | Average Weekday | CAISO | 1-in-2 | 2031 | 7 | 561.5973 | 583.7858 | 39.2742 | 64.9139 | 0
| All | All Customers | 7 | Average Weekday | CAISO | 1-in-2 | 2031 | 8 | 578.3771 | 607.8757 | 39.305 | 65.3722 | 0
| All | All Customers | 7 | Average Weekday | CAISO | 1-in-2 | 2031 | 9 | 522.7975 | 542.8282 | 39.338 | 67.4307 | 0
| All | All Customers | 7 | Average Weekday | CAISO | 1-in-2 | 2031 | 10 | 511.4763 | 524.4136 | 39.3369 | 70.1693 | 0
| All | All Customers | 7 | Average Weekday | CAISO | 1-in-2 | 2031 | 11 | 494.0443 | 505.9684 | 39.3723 | 73.2355 | 0
| All | All Customers | 7 | Average Weekday | CAISO | 1-in-2 | 2031 | 12 | 486.1185 | 501.1996 | 39.4066 | 76.3415 | 0
| All | All Customers | 7 | Average Weekday | CAISO | 1-in-2 | 2031 | 13 | 400.4754 | 418.2644 | 39.4221 | 78.8269 | 0
| All | All Customers | 7 | Average Weekday | CAISO | 1-in-2 | 2031 | 14 | 374.7219 | 390.1154 | 39.3908 | 80.7152 | 0
| All | All Customers | 7 | Average Weekday | CAISO | 1-in-2 | 2031 | 15 | 328.7216 | 342.8545 | 39.3321 | 82.0515 | 0
| All | All Customers | 7 | Average Weekday | CAISO | 1-in-2 | 2031 | 16 | 281.5291 | 282.4221 | 39.2898 | 82.5892 | 0
| All | All Customers | 7 | Average Weekday | CAISO | 1-in-2 | 2031 | 17 | 263.2241 | 271.1653 | 39.693 | 82.6471 | 0
| All | All Customers | 7 | Average Weekday | CAISO | 1-in-2 | 2031 | 18 | 249.7323 | 262.0086 | 39.7156 | 81.8483 | 0
| All | All Customers | 7 | Average Weekday | CAISO | 1-in-2 | 2031 | 19 | 235.9004 | 257.2477 | 40.3206 | 80.2734 | 0
| All | All Customers | 7 | Average Weekday | CAISO | 1-in-2 | 2031 | 20 | 230.1933 | 245.5355 | 39.2546 | 78.0883 | 0
| All | All Customers | 7 | Average Weekday | CAISO | 1-in-2 | 2031 | 21 | 250.9381 | 263.2845 | 39.7248 | 75.1032 | 0
| All | All Customers | 7 | Average Weekday | CAISO | 1-in-2 | 2031 | 22 | 408.4692 | 443.939 | 39.2653 | 71.9933 | 0
| All | All Customers | 7 | Average Weekday | CAISO | 1-in-2 | 2031 | 23 | 427.5844 | 458.0409 | 39.2775 | 70.1118 | 0
| All | All Customers | 7 | Average Weekday | CAISO | 1-in-2 | 2031 | 24 | 449.9148 | 488.9901 | 39.2938 | 68.9207 | 0
| All | All Customers | 7 | Monthly System Peak Day | CAISO | 1-in-2 | 2031 | 1 | 383.0395 | 375.3482 | 39.3032 | 72.9888 | 0
| All | All Customers | 7 | Monthly System Peak Day | CAISO | 1-in-2 | 2031 | 2 | 381.5242 | 354.5005 | 39.288 | 71.9767 | 0
| All | All Customers | 7 | Monthly System Peak Day | CAISO | 1-in-2 | 2031 | 3 | 468.1512 | 418.4578 | 39.2865 | 71.1561 | 0
| All | All Customers | 7 | Monthly System Peak Day | CAISO | 1-in-2 | 2031 | 4 | 565.8201 | 491.4517 | 39.2832 | 70.4084 | 0
| All | All Customers | 7 | Monthly System Peak Day | CAISO | 1-in-2 | 2031 | 5 | 547.2434 | 490.2968 | 39.2912 | 69.7948 | 0
| All | All Customers | 7 | Monthly System Peak Day | CAISO | 1-in-2 | 2031 | 6 | 555.8455 | 514.1356 | 39.3055 | 69.2437 | 0
| All | All Customers | 7 | Monthly System Peak Day | CAISO | 1-in-2 | 2031 | 7 | 561.5973 | 505.9809 | 39.3539 | 68.7555 | 0
| All | All Customers | 7 | Monthly System Peak Day | CAISO | 1-in-2 | 2031 | 8 | 578.3771 | 536.0436 | 39.3216 | 69.0524 | 0
| All | All Customers | 7 | Monthly System Peak Day | CAISO | 1-in-2 | 2031 | 9 | 522.7975 | 496.7169 | 39.325 | 71.8808 | 0
| All | All Customers | 7 | Monthly System Peak Day | CAISO | 1-in-2 | 2031 | 10 | 511.4763 | 475.0127 | 39.316 | 75.8307 | 0
| All | All Customers | 7 | Monthly System Peak Day | CAISO | 1-in-2 | 2031 | 11 | 494.0443 | 458.5214 | 39.3262 | 80.1612 | 0
| All | All Customers | 7 | Monthly System Peak Day | CAISO | 1-in-2 | 2031 | 12 | 486.1185 | 451.1707 | 39.3371 | 83.938 | 0
| All | All Customers | 7 | Monthly System Peak Day | CAISO | 1-in-2 | 2031 | 13 | 400.4754 | 383.2737 | 39.3492 | 86.7532 | 0
| All | All Customers | 7 | Monthly System Peak Day | CAISO | 1-in-2 | 2031 | 14 | 374.7219 | 359.3604 | 39.3435 | 88.7184 | 0
| All | All Customers | 7 | Monthly System Peak Day | CAISO | 1-in-2 | 2031 | 15 | 328.7216 | 317.6944 | 39.3601 | 90.0491 | 0
| All | All Customers | 7 | Monthly System Peak Day | CAISO | 1-in-2 | 2031 | 16 | 281.5291 | 256.5175 | 39.3584 | 90.1765 | 0
| All | All Customers | 7 | Monthly System Peak Day | CAISO | 1-in-2 | 2031 | 17 | 263.2241 | 273.8672 | 39.2376 | 90.1344 | 0
| All | All Customers | 7 | Monthly System Peak Day | CAISO | 1-in-2 | 2031 | 18 | 249.7323 | 272.4474 | 39.3266 | 88.7935 | 0
| All | All Customers | 7 | Monthly System Peak Day | CAISO | 1-in-2 | 2031 | 19 | 235.9004 | 231.8224 | 38.9178 | 87.2215 | 0
| All | All Customers | 7 | Monthly System Peak Day | CAISO | 1-in-2 | 2031 | 20 | 230.1933 | 253.3297 | 38.687 | 84.5514 | 0
| All | All Customers | 7 | Monthly System Peak Day | CAISO | 1-in-2 | 2031 | 21 | 250.9381 | 236.8983 | 39.8763 | 81.7859 | 0
| All | All Customers | 7 | Monthly System Peak Day | CAISO | 1-in-2 | 2031 | 22 | 408.4692 | 394.3237 | 39.4107 | 79.4073 | 0
| All | All Customers | 7 | Monthly System Peak Day | CAISO | 1-in-2 | 2031 | 23 | 427.5844 | 395.0579 | 39.3176 | 77.6157 | 0
| All | All Customers | 7 | Monthly System Peak Day | CAISO | 1-in-2 | 2031 | 24 | 449.9148 | 426.237 | 39.3112 | 76.1959 | 0
| All | All Customers | 8 | Average Weekday | CAISO | 1-in-2 | 2031 | 1 | 403.9667 | 435.2916 | 36.7602 | 68.6048 | 0
| All | All Customers | 8 | Average Weekday | CAISO | 1-in-2 | 2031 | 2 | 390.4692 | 412.8899 | 36.7555 | 67.7051 | 0
| All | All Customers | 8 | Average Weekday | CAISO | 1-in-2 | 2031 | 3 | 473.6579 | 499.5764 | 36.754 | 66.9073 | 0
| All | All Customers | 8 | Average Weekday | CAISO | 1-in-2 | 2031 | 4 | 577.7353 | 608.7633 | 36.751 | 66.1811 | 0
| All | All Customers | 8 | Average Weekday | CAISO | 1-in-2 | 2031 | 5 | 552.2311 | 593.9175 | 36.7483 | 65.5312 | 0
| All | All Customers | 8 | Average Weekday | CAISO | 1-in-2 | 2031 | 6 | 565.0616 | 612.8325 | 36.741 | 64.9865 | 0
| All | All Customers | 8 | Average Weekday | CAISO | 1-in-2 | 2031 | 7 | 579.2036 | 606.5901 | 36.7472 | 64.5957 | 0
| All | All Customers | 8 | Average Weekday | CAISO | 1-in-2 | 2031 | 8 | 589.4487 | 622.0154 | 36.7759 | 64.5927 | 0
| All | All Customers | 8 | Average Weekday | CAISO | 1-in-2 | 2031 | 9 | 528.6774 | 549.6096 | 36.8108 | 66.6332 | 0
| All | All Customers | 8 | Average Weekday | CAISO | 1-in-2 | 2031 | 10 | 519.5085 | 533.4756 | 36.8151 | 69.8708 | 0
| All | All Customers | 8 | Average Weekday | CAISO | 1-in-2 | 2031 | 11 | 498.3445 | 511.2611 | 36.8484 | 73.6852 | 0
| All | All Customers | 8 | Average Weekday | CAISO | 1-in-2 | 2031 | 12 | 487.5067 | 503.808 | 36.8772 | 77.4375 | 0
| All | All Customers | 8 | Average Weekday | CAISO | 1-in-2 | 2031 | 13 | 410.8105 | 430.8916 | 36.8923 | 80.3669 | 0
| All | All Customers | 8 | Average Weekday | CAISO | 1-in-2 | 2031 | 14 | 382.6412 | 399.4676 | 36.8621 | 82.5867 | 0
| All | All Customers | 8 | Average Weekday | CAISO | 1-in-2 | 2031 | 15 | 336.8448 | 351.9207 | 36.8084 | 83.9652 | 0
| All | All Customers | 8 | Average Weekday | CAISO | 1-in-2 | 2031 | 16 | 290.4614 | 294.4924 | 36.7706 | 84.4882 | 0
| All | All Customers | 8 | Average Weekday | CAISO | 1-in-2 | 2031 | 17 | 273.5114 | 280.8326 | 37.1315 | 84.5142 | 0
| All | All Customers | 8 | Average Weekday | CAISO | 1-in-2 | 2031 | 18 | 250.5462 | 264.4952 | 37.1873 | 83.6598 | 0
| All | All Customers | 8 | Average Weekday | CAISO | 1-in-2 | 2031 | 19 | 237.0222 | 260.701 | 38.0618 | 81.9995 | 0
| All | All Customers | 8 | Average Weekday | CAISO | 1-in-2 | 2031 | 20 | 236.9063 | 256.3158 | 36.9534 | 79.4151 | 0
| All | All Customers | 8 | Average Weekday | CAISO | 1-in-2 | 2031 | 21 | 261.6116 | 277.3853 | 37.3223 | 75.7188 | 0
| All | All Customers | 8 | Average Weekday | CAISO | 1-in-2 | 2031 | 22 | 421.7266 | 454.0979 | 36.7241 | 72.7525 | 0
| All | All Customers | 8 | Average Weekday | CAISO | 1-in-2 | 2031 | 23 | 444.6299 | 480.0932 | 36.7366 | 70.9434 | 0
| All | All Customers | 8 | Average Weekday | CAISO | 1-in-2 | 2031 | 24 | 470.546 | 513.4596 | 36.7603 | 69.6999 | 0
| All | All Customers | 8 | Monthly System Peak Day | CAISO | 1-in-2 | 2031 | 1 | 403.9667 | 396.1909 | 31.3238 | 77.4193 | 0
| All | All Customers | 8 | Monthly System Peak Day | CAISO | 1-in-2 | 2031 | 2 | 390.4692 | 365.6584 | 31.308 | 76.4867 | 0
| All | All Customers | 8 | Monthly System Peak Day | CAISO | 1-in-2 | 2031 | 3 | 473.6579 | 429.9598 | 31.3068 | 75.8197 | 0
| All | All Customers | 8 | Monthly System Peak Day | CAISO | 1-in-2 | 2031 | 4 | 577.7353 | 506.3791 | 31.304 | 75.0382 | 0
| All | All Customers | 8 | Monthly System Peak Day | CAISO | 1-in-2 | 2031 | 5 | 552.2311 | 498.9429 | 31.3125 | 74.43 | 0
| All | All Customers | 8 | Monthly System Peak Day | CAISO | 1-in-2 | 2031 | 6 | 565.0616 | 521.7664 | 31.3288 | 73.8497 | 0
| All | All Customers | 8 | Monthly System Peak Day | CAISO | 1-in-2 | 2031 | 7 | 579.2036 | 524.3289 | 31.3743 | 73.3443 | 0
| All | All Customers | 8 | Monthly System Peak Day | CAISO | 1-in-2 | 2031 | 8 | 589.4487 | 545.4931 | 31.3415 | 73.4335 | 0
| All | All Customers | 8 | Monthly System Peak Day | CAISO | 1-in-2 | 2031 | 9 | 528.6774 | 504.4318 | 31.3431 | 75.3901 | 0
| All | All Customers | 8 | Monthly System Peak Day | CAISO | 1-in-2 | 2031 | 10 | 519.5085 | 484.8039 | 31.3275 | 79.1548 | 0
| All | All Customers | 8 | Monthly System Peak Day | CAISO | 1-in-2 | 2031 | 11 | 498.3445 | 462.5119 | 31.3403 | 83.321 | 0
| All | All Customers | 8 | Monthly System Peak Day | CAISO | 1-in-2 | 2031 | 12 | 487.5067 | 451.5047 | 31.3585 | 87.2646 | 0
| All | All Customers | 8 | Monthly System Peak Day | CAISO | 1-in-2 | 2031 | 13 | 410.8105 | 394.3139 | 31.3728 | 89.9422 | 0
| All | All Customers | 8 | Monthly System Peak Day | CAISO | 1-in-2 | 2031 | 14 | 382.6412 | 368.5647 | 31.3673 | 91.5728 | 0
| All | All Customers | 8 | Monthly System Peak Day | CAISO | 1-in-2 | 2031 | 15 | 336.8448 | 327.1209 | 31.3825 | 92.0932 | 0
| All | All Customers | 8 | Monthly System Peak Day | CAISO | 1-in-2 | 2031 | 16 | 290.4614 | 268.9682 | 31.3714 | 91.7959 | 0
| All | All Customers | 8 | Monthly System Peak Day | CAISO | 1-in-2 | 2031 | 17 | 273.5114 | 283.2602 | 31.1954 | 91.068 | 0
| All | All Customers | 8 | Monthly System Peak Day | CAISO | 1-in-2 | 2031 | 18 | 250.5462 | 275.2729 | 31.2858 | 88.9463 | 0
| All | All Customers | 8 | Monthly System Peak Day | CAISO | 1-in-2 | 2031 | 19 | 237.0222 | 234.789 | 30.9507 | 86.9459 | 0
| All | All Customers | 8 | Monthly System Peak Day | CAISO | 1-in-2 | 2031 | 20 | 236.9063 | 227.8855 | 30.81 | 85.1234 | 0
| All | All Customers | 8 | Monthly System Peak Day | CAISO | 1-in-2 | 2031 | 21 | 261.6116 | 241.7779 | 32.0604 | 82.4149 | 0
| All | All Customers | 8 | Monthly System Peak Day | CAISO | 1-in-2 | 2031 | 22 | 421.7266 | 396.6547 | 31.4746 | 80.4488 | 0
| All | All Customers | 8 | Monthly System Peak Day | CAISO | 1-in-2 | 2031 | 23 | 444.6299 | 418.4916 | 31.3551 | 79.2153 | 0
| All | All Customers | 8 | Monthly System Peak Day | CAISO | 1-in-2 | 2031 | 24 | 470.546 | 450.9418 | 31.3361 | 78.199 | 0
| All | All Customers | 8 | Typical Event Day | CAISO | 1-in-2 | 2031 | 1 | 403.9667 | 396.1909 | 31.3238 | 73.4051 | 0
| All | All Customers | 8 | Typical Event Day | CAISO | 1-in-2 | 2031 | 2 | 390.4692 | 365.6584 | 31.308 | 72.4025 | 0
| All | All Customers | 8 | Typical Event Day | CAISO | 1-in-2 | 2031 | 3 | 473.6579 | 429.9598 | 31.3068 | 71.5741 | 0
| All | All Customers | 8 | Typical Event Day | CAISO | 1-in-2 | 2031 | 4 | 577.7353 | 506.3791 | 31.304 | 70.6868 | 0
| All | All Customers | 8 | Typical Event Day | CAISO | 1-in-2 | 2031 | 5 | 552.2311 | 498.9429 | 31.3125 | 69.9353 | 0
| All | All Customers | 8 | Typical Event Day | CAISO | 1-in-2 | 2031 | 6 | 565.0616 | 521.7664 | 31.3288 | 69.1851 | 0
| All | All Customers | 8 | Typical Event Day | CAISO | 1-in-2 | 2031 | 7 | 579.2036 | 524.3289 | 31.3743 | 68.8033 | 0
| All | All Customers | 8 | Typical Event Day | CAISO | 1-in-2 | 2031 | 8 | 589.4487 | 545.4931 | 31.3415 | 69.1331 | 0
| All | All Customers | 8 | Typical Event Day | CAISO | 1-in-2 | 2031 | 9 | 528.6774 | 504.4318 | 31.3431 | 71.4605 | 0
| All | All Customers | 8 | Typical Event Day | CAISO | 1-in-2 | 2031 | 10 | 519.5085 | 484.8039 | 31.3275 | 75.3733 | 0
| All | All Customers | 8 | Typical Event Day | CAISO | 1-in-2 | 2031 | 11 | 498.3445 | 462.5119 | 31.3403 | 79.9165 | 0
| All | All Customers | 8 | Typical Event Day | CAISO | 1-in-2 | 2031 | 12 | 487.5067 | 451.5047 | 31.3585 | 83.9787 | 0
| All | All Customers | 8 | Typical Event Day | CAISO | 1-in-2 | 2031 | 13 | 410.8105 | 394.3139 | 31.3728 | 86.922 | 0
| All | All Customers | 8 | Typical Event Day | CAISO | 1-in-2 | 2031 | 14 | 382.6412 | 368.5647 | 31.3673 | 88.9751 | 0
| All | All Customers | 8 | Typical Event Day | CAISO | 1-in-2 | 2031 | 15 | 336.8448 | 327.1209 | 31.3825 | 90.218 | 0
| All | All Customers | 8 | Typical Event Day | CAISO | 1-in-2 | 2031 | 16 | 290.4614 | 268.9682 | 31.3714 | 90.1807 | 0
| All | All Customers | 8 | Typical Event Day | CAISO | 1-in-2 | 2031 | 17 | 273.5114 | 283.2602 | 31.1954 | 89.7365 | 0
| All | All Customers | 8 | Typical Event Day | CAISO | 1-in-2 | 2031 | 18 | 250.5462 | 275.2729 | 31.2858 | 88.3079 | 0
| All | All Customers | 8 | Typical Event Day | CAISO | 1-in-2 | 2031 | 19 | 237.0222 | 234.789 | 30.9507 | 86.7359 | 0
| All | All Customers | 8 | Typical Event Day | CAISO | 1-in-2 | 2031 | 20 | 236.9063 | 227.8855 | 30.81 | 84.5226 | 0
| All | All Customers | 8 | Typical Event Day | CAISO | 1-in-2 | 2031 | 21 | 261.6116 | 241.7779 | 32.0604 | 81.4099 | 0
| All | All Customers | 8 | Typical Event Day | CAISO | 1-in-2 | 2031 | 22 | 421.7266 | 396.6547 | 31.4746 | 78.7501 | 0
| All | All Customers | 8 | Typical Event Day | CAISO | 1-in-2 | 2031 | 23 | 444.6299 | 418.4916 | 31.3551 | 76.8364 | 0
| All | All Customers | 8 | Typical Event Day | CAISO | 1-in-2 | 2031 | 24 | 470.546 | 450.9418 | 31.3361 | 75.429 | 0
| All | All Customers | 9 | Average Weekday | CAISO | 1-in-2 | 2031 | 1 | 372.6086 | 393.7996 | 39.4327 | 68.316 | 0
| All | All Customers | 9 | Average Weekday | CAISO | 1-in-2 | 2031 | 2 | 369.0015 | 379.8242 | 39.4279 | 67.4937 | 0
| All | All Customers | 9 | Average Weekday | CAISO | 1-in-2 | 2031 | 3 | 466.5614 | 473.5696 | 39.4263 | 66.7808 | 0
| All | All Customers | 9 | Average Weekday | CAISO | 1-in-2 | 2031 | 4 | 573.4467 | 584.1793 | 39.4255 | 66.1786 | 0
| All | All Customers | 9 | Average Weekday | CAISO | 1-in-2 | 2031 | 5 | 536.6672 | 554.7114 | 39.4227 | 65.6256 | 0
| All | All Customers | 9 | Average Weekday | CAISO | 1-in-2 | 2031 | 6 | 538.2243 | 567.0574 | 39.4168 | 65.1016 | 0
| All | All Customers | 9 | Average Weekday | CAISO | 1-in-2 | 2031 | 7 | 563.6065 | 582.5065 | 39.4076 | 64.7812 | 0
| All | All Customers | 9 | Average Weekday | CAISO | 1-in-2 | 2031 | 8 | 562.821 | 579.6802 | 39.4417 | 64.6266 | 0
| All | All Customers | 9 | Average Weekday | CAISO | 1-in-2 | 2031 | 9 | 500.8971 | 517.6009 | 39.4764 | 65.6899 | 0
| All | All Customers | 9 | Average Weekday | CAISO | 1-in-2 | 2031 | 10 | 498.2521 | 507.5863 | 39.4732 | 68.5077 | 0
| All | All Customers | 9 | Average Weekday | CAISO | 1-in-2 | 2031 | 11 | 480.8575 | 489.4773 | 39.5156 | 72.1253 | 0
| All | All Customers | 9 | Average Weekday | CAISO | 1-in-2 | 2031 | 12 | 471.7386 | 480.829 | 39.5588 | 75.8349 | 0
| All | All Customers | 9 | Average Weekday | CAISO | 1-in-2 | 2031 | 13 | 405.507 | 416.1745 | 39.5775 | 78.9256 | 0
| All | All Customers | 9 | Average Weekday | CAISO | 1-in-2 | 2031 | 14 | 373.6784 | 383.7416 | 39.543 | 81.0944 | 0
| All | All Customers | 9 | Average Weekday | CAISO | 1-in-2 | 2031 | 15 | 334.5042 | 344.3274 | 39.473 | 82.2777 | 0
| All | All Customers | 9 | Average Weekday | CAISO | 1-in-2 | 2031 | 16 | 303.6392 | 302.9958 | 39.4228 | 82.6823 | 0
| All | All Customers | 9 | Average Weekday | CAISO | 1-in-2 | 2031 | 17 | 277.0999 | 289.8663 | 39.6554 | 82.4032 | 0
| All | All Customers | 9 | Average Weekday | CAISO | 1-in-2 | 2031 | 18 | 258.6954 | 276.5526 | 39.5786 | 81.3068 | 0
| All | All Customers | 9 | Average Weekday | CAISO | 1-in-2 | 2031 | 19 | 261.6948 | 272.2755 | 40.8148 | 79.4223 | 0
| All | All Customers | 9 | Average Weekday | CAISO | 1-in-2 | 2031 | 20 | 262.0068 | 270.5732 | 39.2953 | 76.486 | 0
| All | All Customers | 9 | Average Weekday | CAISO | 1-in-2 | 2031 | 21 | 278.4359 | 288.4232 | 39.4583 | 73.3934 | 0
| All | All Customers | 9 | Average Weekday | CAISO | 1-in-2 | 2031 | 22 | 421.0258 | 444.0528 | 39.3857 | 71.5787 | 0
| All | All Customers | 9 | Average Weekday | CAISO | 1-in-2 | 2031 | 23 | 424.3776 | 447.0119 | 39.4354 | 70.2693 | 0
| All | All Customers | 9 | Average Weekday | CAISO | 1-in-2 | 2031 | 24 | 439.8632 | 471.4273 | 39.44 | 69.1577 | 0
| All | All Customers | 9 | Monthly System Peak Day | CAISO | 1-in-2 | 2031 | 1 | 372.6086 | 356.2938 | 39.5132 | 78.125 | 0
| All | All Customers | 9 | Monthly System Peak Day | CAISO | 1-in-2 | 2031 | 2 | 369.0015 | 334.1501 | 39.4996 | 76.8197 | 0
| All | All Customers | 9 | Monthly System Peak Day | CAISO | 1-in-2 | 2031 | 3 | 466.5614 | 403.6956 | 39.4981 | 75.7144 | 0
| All | All Customers | 9 | Monthly System Peak Day | CAISO | 1-in-2 | 2031 | 4 | 573.4467 | 472.8687 | 39.4939 | 74.5539 | 0
| All | All Customers | 9 | Monthly System Peak Day | CAISO | 1-in-2 | 2031 | 5 | 536.6672 | 450.5018 | 39.501 | 73.6467 | 0
| All | All Customers | 9 | Monthly System Peak Day | CAISO | 1-in-2 | 2031 | 6 | 538.2243 | 463.3802 | 39.5126 | 72.727 | 0
| All | All Customers | 9 | Monthly System Peak Day | CAISO | 1-in-2 | 2031 | 7 | 563.6065 | 488.2361 | 39.5665 | 72.7754 | 0
| All | All Customers | 9 | Monthly System Peak Day | CAISO | 1-in-2 | 2031 | 8 | 562.821 | 490.2806 | 39.5341 | 72.9892 | 0
| All | All Customers | 9 | Monthly System Peak Day | CAISO | 1-in-2 | 2031 | 9 | 500.8971 | 469.1503 | 39.5378 | 74.5886 | 0
| All | All Customers | 9 | Monthly System Peak Day | CAISO | 1-in-2 | 2031 | 10 | 498.2521 | 453.9052 | 39.535 | 79.1186 | 0
| All | All Customers | 9 | Monthly System Peak Day | CAISO | 1-in-2 | 2031 | 11 | 480.8575 | 436.0346 | 39.5387 | 85.4022 | 0
| All | All Customers | 9 | Monthly System Peak Day | CAISO | 1-in-2 | 2031 | 12 | 471.7386 | 426.7736 | 39.5386 | 90.3139 | 0
| All | All Customers | 9 | Monthly System Peak Day | CAISO | 1-in-2 | 2031 | 13 | 405.507 | 373.1171 | 39.5472 | 93.2416 | 0
| All | All Customers | 9 | Monthly System Peak Day | CAISO | 1-in-2 | 2031 | 14 | 373.6784 | 347.5823 | 39.5434 | 95.1605 | 0
| All | All Customers | 9 | Monthly System Peak Day | CAISO | 1-in-2 | 2031 | 15 | 334.5042 | 315.257 | 39.5677 | 95.8918 | 0
| All | All Customers | 9 | Monthly System Peak Day | CAISO | 1-in-2 | 2031 | 16 | 303.6392 | 272.3238 | 39.577 | 95.0094 | 0
| All | All Customers | 9 | Monthly System Peak Day | CAISO | 1-in-2 | 2031 | 17 | 277.0999 | 287.9569 | 39.4569 | 94.1512 | 0
| All | All Customers | 9 | Monthly System Peak Day | CAISO | 1-in-2 | 2031 | 18 | 258.6954 | 282.4695 | 39.4659 | 92.7581 | 0
| All | All Customers | 9 | Monthly System Peak Day | CAISO | 1-in-2 | 2031 | 19 | 261.6948 | 233.4087 | 39.9455 | 91.6898 | 0
| All | All Customers | 9 | Monthly System Peak Day | CAISO | 1-in-2 | 2031 | 20 | 262.0068 | 222.2097 | 38.6543 | 89.9475 | 0
| All | All Customers | 9 | Monthly System Peak Day | CAISO | 1-in-2 | 2031 | 21 | 278.4359 | 247.5008 | 39.6137 | 86.7863 | 0
| All | All Customers | 9 | Monthly System Peak Day | CAISO | 1-in-2 | 2031 | 22 | 421.0258 | 378.7154 | 39.6161 | 84.6305 | 0
| All | All Customers | 9 | Monthly System Peak Day | CAISO | 1-in-2 | 2031 | 23 | 424.3776 | 378.44 | 39.5068 | 82.5528 | 0
| All | All Customers | 9 | Monthly System Peak Day | CAISO | 1-in-2 | 2031 | 24 | 439.8632 | 403.9719 | 39.5158 | 80.8011 | 0
| All | All Customers | 10 | Average Weekday | CAISO | 1-in-2 | 2031 | 1 | 399.9705 | 413.8965 | 36.6557 | 63.1078 | 0
| All | All Customers | 10 | Average Weekday | CAISO | 1-in-2 | 2031 | 2 | 378.0197 | 385.2537 | 36.5597 | 62.2306 | 0
| All | All Customers | 10 | Average Weekday | CAISO | 1-in-2 | 2031 | 3 | 473.097 | 483.1088 | 36.5461 | 61.3429 | 0
| All | All Customers | 10 | Average Weekday | CAISO | 1-in-2 | 2031 | 4 | 580.8022 | 595.7294 | 36.5133 | 60.6521 | 0
| All | All Customers | 10 | Average Weekday | CAISO | 1-in-2 | 2031 | 5 | 584.3411 | 601.0948 | 36.519 | 59.9614 | 0
| All | All Customers | 10 | Average Weekday | CAISO | 1-in-2 | 2031 | 6 | 597.4222 | 618.5063 | 36.4871 | 59.4727 | 0
| All | All Customers | 10 | Average Weekday | CAISO | 1-in-2 | 2031 | 7 | 606.1799 | 622.0406 | 36.5004 | 59.0885 | 0
| All | All Customers | 10 | Average Weekday | CAISO | 1-in-2 | 2031 | 8 | 629.59 | 655.7941 | 36.7575 | 58.8572 | 0
| All | All Customers | 10 | Average Weekday | CAISO | 1-in-2 | 2031 | 9 | 567.7693 | 605.1321 | 37.0183 | 59.2786 | 0
| All | All Customers | 10 | Average Weekday | CAISO | 1-in-2 | 2031 | 10 | 553.6229 | 573.4977 | 36.7952 | 61.808 | 0
| All | All Customers | 10 | Average Weekday | CAISO | 1-in-2 | 2031 | 11 | 544.3209 | 559.3539 | 36.9239 | 65.2524 | 0
| All | All Customers | 10 | Average Weekday | CAISO | 1-in-2 | 2031 | 12 | 527.5963 | 539.0738 | 37.0656 | 68.7871 | 0
| All | All Customers | 10 | Average Weekday | CAISO | 1-in-2 | 2031 | 13 | 434.7257 | 443.6342 | 37.1602 | 71.7612 | 0
| All | All Customers | 10 | Average Weekday | CAISO | 1-in-2 | 2031 | 14 | 385.5124 | 391.5685 | 37.0526 | 73.8981 | 0
| All | All Customers | 10 | Average Weekday | CAISO | 1-in-2 | 2031 | 15 | 341.714 | 346.8048 | 36.8376 | 75.2877 | 0
| All | All Customers | 10 | Average Weekday | CAISO | 1-in-2 | 2031 | 16 | 295.675 | 297.6244 | 36.5581 | 76.0881 | 0
| All | All Customers | 10 | Average Weekday | CAISO | 1-in-2 | 2031 | 17 | 276.5526 | 285.3649 | 36.3191 | 75.9371 | 0
| All | All Customers | 10 | Average Weekday | CAISO | 1-in-2 | 2031 | 18 | 269.1822 | 276.2107 | 36.3461 | 74.9092 | 0
| All | All Customers | 10 | Average Weekday | CAISO | 1-in-2 | 2031 | 19 | 260.3304 | 264.9223 | 36.8543 | 72.9505 | 0
| All | All Customers | 10 | Average Weekday | CAISO | 1-in-2 | 2031 | 20 | 261.6237 | 265.6479 | 36.2807 | 70.0551 | 0
| All | All Customers | 10 | Average Weekday | CAISO | 1-in-2 | 2031 | 21 | 269.226 | 273.4962 | 36.3471 | 67.8774 | 0
| All | All Customers | 10 | Average Weekday | CAISO | 1-in-2 | 2031 | 22 | 440.9405 | 463.1956 | 36.5447 | 66.2813 | 0
| All | All Customers | 10 | Average Weekday | CAISO | 1-in-2 | 2031 | 23 | 430.9623 | 454.4124 | 36.6406 | 65.0082 | 0
| All | All Customers | 10 | Average Weekday | CAISO | 1-in-2 | 2031 | 24 | 449.3804 | 480.9509 | 36.7505 | 63.8932 | 0
| All | All Customers | 10 | Monthly System Peak Day | CAISO | 1-in-2 | 2031 | 1 | 399.9705 | 427.9421 | 36.2656 | 72.877 | 0
| All | All Customers | 10 | Monthly System Peak Day | CAISO | 1-in-2 | 2031 | 2 | 378.0197 | 392.8948 | 36.3096 | 71.5784 | 0
| All | All Customers | 10 | Monthly System Peak Day | CAISO | 1-in-2 | 2031 | 3 | 473.097 | 491.6651 | 36.3163 | 70.5997 | 0
| All | All Customers | 10 | Monthly System Peak Day | CAISO | 1-in-2 | 2031 | 4 | 580.8022 | 600.7285 | 36.338 | 69.2951 | 0
| All | All Customers | 10 | Monthly System Peak Day | CAISO | 1-in-2 | 2031 | 5 | 584.3411 | 608.7017 | 36.3353 | 68.3124 | 0
| All | All Customers | 10 | Monthly System Peak Day | CAISO | 1-in-2 | 2031 | 6 | 597.4222 | 619.7964 | 36.363 | 67.4389 | 0
| All | All Customers | 10 | Monthly System Peak Day | CAISO | 1-in-2 | 2031 | 7 | 606.1799 | 619.8123 | 36.3701 | 66.7645 | 0
| All | All Customers | 10 | Monthly System Peak Day | CAISO | 1-in-2 | 2031 | 8 | 629.59 | 666.8132 | 36.2424 | 66.2923 | 0
| All | All Customers | 10 | Monthly System Peak Day | CAISO | 1-in-2 | 2031 | 9 | 567.7693 | 615.9557 | 36.2007 | 67.1516 | 0
| All | All Customers | 10 | Monthly System Peak Day | CAISO | 1-in-2 | 2031 | 10 | 553.6229 | 580.2147 | 36.2516 | 70.7757 | 0
| All | All Customers | 10 | Monthly System Peak Day | CAISO | 1-in-2 | 2031 | 11 | 544.3209 | 569.4384 | 36.2817 | 75.4448 | 0
| All | All Customers | 10 | Monthly System Peak Day | CAISO | 1-in-2 | 2031 | 12 | 527.5963 | 552.3711 | 36.347 | 80.1761 | 0
| All | All Customers | 10 | Monthly System Peak Day | CAISO | 1-in-2 | 2031 | 13 | 434.7257 | 446.8834 | 36.4105 | 83.8499 | 0
| All | All Customers | 10 | Monthly System Peak Day | CAISO | 1-in-2 | 2031 | 14 | 385.5124 | 391.8994 | 36.3519 | 86.1508 | 0
| All | All Customers | 10 | Monthly System Peak Day | CAISO | 1-in-2 | 2031 | 15 | 341.714 | 346.2585 | 36.2769 | 86.7864 | 0
| All | All Customers | 10 | Monthly System Peak Day | CAISO | 1-in-2 | 2031 | 16 | 295.675 | 295.3349 | 36.3183 | 86.8765 | 0
| All | All Customers | 10 | Monthly System Peak Day | CAISO | 1-in-2 | 2031 | 17 | 276.5526 | 285.38 | 36.288 | 86.2706 | 0
| All | All Customers | 10 | Monthly System Peak Day | CAISO | 1-in-2 | 2031 | 18 | 269.1822 | 276.4861 | 36.2744 | 85.0665 | 0
| All | All Customers | 10 | Monthly System Peak Day | CAISO | 1-in-2 | 2031 | 19 | 260.3304 | 264.2229 | 36.9902 | 82.9706 | 0
| All | All Customers | 10 | Monthly System Peak Day | CAISO | 1-in-2 | 2031 | 20 | 261.6237 | 264.845 | 36.2804 | 80.1045 | 0
| All | All Customers | 10 | Monthly System Peak Day | CAISO | 1-in-2 | 2031 | 21 | 269.226 | 274.3871 | 36.4067 | 77.3776 | 0
| All | All Customers | 10 | Monthly System Peak Day | CAISO | 1-in-2 | 2031 | 22 | 440.9405 | 463.4265 | 36.3407 | 75.3118 | 0
| All | All Customers | 10 | Monthly System Peak Day | CAISO | 1-in-2 | 2031 | 23 | 430.9623 | 458.7817 | 36.2876 | 73.688 | 0
| All | All Customers | 10 | Monthly System Peak Day | CAISO | 1-in-2 | 2031 | 24 | 449.3804 | 501.059 | 36.2336 | 72.3615 | 0
| All | All Customers | 11 | Average Weekday | CAISO | 1-in-2 | 2031 | 1 | 375.9376 | 384.282 | 36.5549 | 55.9128 | 0
| All | All Customers | 11 | Average Weekday | CAISO | 1-in-2 | 2031 | 2 | 358.1086 | 364.9215 | 36.5423 | 55.0682 | 0
| All | All Customers | 11 | Average Weekday | CAISO | 1-in-2 | 2031 | 3 | 452.7032 | 464.3812 | 36.5186 | 54.3552 | 0
| All | All Customers | 11 | Average Weekday | CAISO | 1-in-2 | 2031 | 4 | 566.8281 | 585.0769 | 36.5225 | 53.6791 | 0
| All | All Customers | 11 | Average Weekday | CAISO | 1-in-2 | 2031 | 5 | 556.9867 | 586.408 | 36.5018 | 53.0644 | 0
| All | All Customers | 11 | Average Weekday | CAISO | 1-in-2 | 2031 | 6 | 573.1296 | 610.6522 | 36.5112 | 52.565 | 0
| All | All Customers | 11 | Average Weekday | CAISO | 1-in-2 | 2031 | 7 | 587.546 | 603.8653 | 36.6883 | 52.3115 | 0
| All | All Customers | 11 | Average Weekday | CAISO | 1-in-2 | 2031 | 8 | 599.3952 | 614.3261 | 36.8646 | 52.185 | 0
| All | All Customers | 11 | Average Weekday | CAISO | 1-in-2 | 2031 | 9 | 543.0624 | 569.6953 | 36.7148 | 53.5989 | 0
| All | All Customers | 11 | Average Weekday | CAISO | 1-in-2 | 2031 | 10 | 528.7214 | 542.9152 | 36.7958 | 56.8154 | 0
| All | All Customers | 11 | Average Weekday | CAISO | 1-in-2 | 2031 | 11 | 511.3686 | 520.9103 | 36.8949 | 60.7103 | 0
| All | All Customers | 11 | Average Weekday | CAISO | 1-in-2 | 2031 | 12 | 500.5182 | 507.504 | 36.9618 | 64.1926 | 0
| All | All Customers | 11 | Average Weekday | CAISO | 1-in-2 | 2031 | 13 | 414.3312 | 424.1082 | 36.9 | 66.7691 | 0
| All | All Customers | 11 | Average Weekday | CAISO | 1-in-2 | 2031 | 14 | 377.5739 | 384.558 | 36.7689 | 68.3358 | 0
| All | All Customers | 11 | Average Weekday | CAISO | 1-in-2 | 2031 | 15 | 324.7749 | 331.6318 | 36.5717 | 69.0873 | 0
| All | All Customers | 11 | Average Weekday | CAISO | 1-in-2 | 2031 | 16 | 286.4312 | 287.9107 | 36.5719 | 69.1139 | 0
| All | All Customers | 11 | Average Weekday | CAISO | 1-in-2 | 2031 | 17 | 265.6166 | 273.3983 | 36.3455 | 68.1687 | 0
| All | All Customers | 11 | Average Weekday | CAISO | 1-in-2 | 2031 | 18 | 255.4052 | 262.7702 | 36.4129 | 65.9973 | 0
| All | All Customers | 11 | Average Weekday | CAISO | 1-in-2 | 2031 | 19 | 250.6274 | 255.053 | 36.2814 | 63.5282 | 0
| All | All Customers | 11 | Average Weekday | CAISO | 1-in-2 | 2031 | 20 | 248.8527 | 317.2287 | 43.9625 | 61.6144 | 0
| All | All Customers | 11 | Average Weekday | CAISO | 1-in-2 | 2031 | 21 | 250.987 | 256.2664 | 36.3779 | 60.1231 | 0
| All | All Customers | 11 | Average Weekday | CAISO | 1-in-2 | 2031 | 22 | 416.4744 | 436.4046 | 36.6016 | 58.8165 | 0
| All | All Customers | 11 | Average Weekday | CAISO | 1-in-2 | 2031 | 23 | 406.7433 | 423.7998 | 36.6802 | 57.7277 | 0
| All | All Customers | 11 | Average Weekday | CAISO | 1-in-2 | 2031 | 24 | 421.8813 | 437.9883 | 36.6223 | 56.7816 | 0
| All | All Customers | 11 | Monthly System Peak Day | CAISO | 1-in-2 | 2031 | 1 | 375.9376 | 384.282 | 36.5549 | 57.5731 | 0
| All | All Customers | 11 | Monthly System Peak Day | CAISO | 1-in-2 | 2031 | 2 | 358.1086 | 364.9215 | 36.5423 | 56.2049 | 0
| All | All Customers | 11 | Monthly System Peak Day | CAISO | 1-in-2 | 2031 | 3 | 452.7032 | 464.3812 | 36.5186 | 55.2027 | 0
| All | All Customers | 11 | Monthly System Peak Day | CAISO | 1-in-2 | 2031 | 4 | 566.8281 | 585.0769 | 36.5225 | 54.4321 | 0
| All | All Customers | 11 | Monthly System Peak Day | CAISO | 1-in-2 | 2031 | 5 | 556.9867 | 586.408 | 36.5018 | 53.5633 | 0
| All | All Customers | 11 | Monthly System Peak Day | CAISO | 1-in-2 | 2031 | 6 | 573.1296 | 610.6522 | 36.5112 | 52.6777 | 0
| All | All Customers | 11 | Monthly System Peak Day | CAISO | 1-in-2 | 2031 | 7 | 587.546 | 603.8653 | 36.6883 | 52.3208 | 0
| All | All Customers | 11 | Monthly System Peak Day | CAISO | 1-in-2 | 2031 | 8 | 599.3952 | 614.3261 | 36.8646 | 51.9687 | 0
| All | All Customers | 11 | Monthly System Peak Day | CAISO | 1-in-2 | 2031 | 9 | 543.0624 | 569.6953 | 36.7148 | 54.9408 | 0
| All | All Customers | 11 | Monthly System Peak Day | CAISO | 1-in-2 | 2031 | 10 | 528.7214 | 542.9152 | 36.7958 | 60.7312 | 0
| All | All Customers | 11 | Monthly System Peak Day | CAISO | 1-in-2 | 2031 | 11 | 511.3686 | 520.9103 | 36.8949 | 66.9867 | 0
| All | All Customers | 11 | Monthly System Peak Day | CAISO | 1-in-2 | 2031 | 12 | 500.5182 | 507.504 | 36.9618 | 72.0911 | 0
| All | All Customers | 11 | Monthly System Peak Day | CAISO | 1-in-2 | 2031 | 13 | 414.3312 | 424.1082 | 36.9 | 75.3495 | 0
| All | All Customers | 11 | Monthly System Peak Day | CAISO | 1-in-2 | 2031 | 14 | 377.5739 | 384.558 | 36.7689 | 77.1987 | 0
| All | All Customers | 11 | Monthly System Peak Day | CAISO | 1-in-2 | 2031 | 15 | 324.7749 | 331.6318 | 36.5717 | 78.1291 | 0
| All | All Customers | 11 | Monthly System Peak Day | CAISO | 1-in-2 | 2031 | 16 | 286.4312 | 287.9107 | 36.5719 | 78.0399 | 0
| All | All Customers | 11 | Monthly System Peak Day | CAISO | 1-in-2 | 2031 | 17 | 265.6166 | 273.3983 | 36.3455 | 76.7838 | 0
| All | All Customers | 11 | Monthly System Peak Day | CAISO | 1-in-2 | 2031 | 18 | 255.4052 | 262.7702 | 36.4129 | 73.691 | 0
| All | All Customers | 11 | Monthly System Peak Day | CAISO | 1-in-2 | 2031 | 19 | 250.6274 | 255.053 | 36.2814 | 70.0193 | 0
| All | All Customers | 11 | Monthly System Peak Day | CAISO | 1-in-2 | 2031 | 20 | 248.8527 | 317.2287 | 43.9625 | 67.8214 | 0
| All | All Customers | 11 | Monthly System Peak Day | CAISO | 1-in-2 | 2031 | 21 | 250.987 | 256.2664 | 36.3779 | 65.6904 | 0
| All | All Customers | 11 | Monthly System Peak Day | CAISO | 1-in-2 | 2031 | 22 | 416.4744 | 436.4046 | 36.6016 | 63.7669 | 0
| All | All Customers | 11 | Monthly System Peak Day | CAISO | 1-in-2 | 2031 | 23 | 406.7433 | 423.7998 | 36.6802 | 61.8835 | 0
| All | All Customers | 11 | Monthly System Peak Day | CAISO | 1-in-2 | 2031 | 24 | 421.8813 | 437.9883 | 36.6223 | 60.3025 | 0
| All | All Customers | 12 | Average Weekday | CAISO | 1-in-2 | 2031 | 1 | 415.8849 | 424.6473 | 36.4394 | 49.1508 | 0
| All | All Customers | 12 | Average Weekday | CAISO | 1-in-2 | 2031 | 2 | 399.841 | 407.4893 | 36.4335 | 48.4265 | 0
| All | All Customers | 12 | Average Weekday | CAISO | 1-in-2 | 2031 | 3 | 492.4256 | 505.1472 | 36.4328 | 47.834 | 0
| All | All Customers | 12 | Average Weekday | CAISO | 1-in-2 | 2031 | 4 | 607.7068 | 627.2269 | 36.4322 | 47.3378 | 0
| All | All Customers | 12 | Average Weekday | CAISO | 1-in-2 | 2031 | 5 | 601.8094 | 633.2874 | 36.4351 | 46.8503 | 0
| All | All Customers | 12 | Average Weekday | CAISO | 1-in-2 | 2031 | 6 | 603.6716 | 644.3978 | 36.4399 | 46.3758 | 0
| All | All Customers | 12 | Average Weekday | CAISO | 1-in-2 | 2031 | 7 | 611.2002 | 628.5079 | 36.4464 | 46.0257 | 0
| All | All Customers | 12 | Average Weekday | CAISO | 1-in-2 | 2031 | 8 | 629.6786 | 646.329 | 36.4547 | 45.8225 | 0
| All | All Customers | 12 | Average Weekday | CAISO | 1-in-2 | 2031 | 9 | 564.5451 | 591.8958 | 36.4636 | 46.5181 | 0
| All | All Customers | 12 | Average Weekday | CAISO | 1-in-2 | 2031 | 10 | 540.7169 | 557.7941 | 36.4519 | 49.4347 | 0
| All | All Customers | 12 | Average Weekday | CAISO | 1-in-2 | 2031 | 11 | 526.0297 | 536.8881 | 36.4683 | 53.0296 | 0
| All | All Customers | 12 | Average Weekday | CAISO | 1-in-2 | 2031 | 12 | 513.8775 | 520.5395 | 36.4846 | 56.2089 | 0
| All | All Customers | 12 | Average Weekday | CAISO | 1-in-2 | 2031 | 13 | 434.6188 | 444.0847 | 36.4948 | 58.6003 | 0
| All | All Customers | 12 | Average Weekday | CAISO | 1-in-2 | 2031 | 14 | 401.7475 | 409.274 | 36.4829 | 60.179 | 0
| All | All Customers | 12 | Average Weekday | CAISO | 1-in-2 | 2031 | 15 | 365.6133 | 371.9161 | 36.4583 | 61.0732 | 0
| All | All Customers | 12 | Average Weekday | CAISO | 1-in-2 | 2031 | 16 | 325.533 | 326.9588 | 36.4391 | 61.2773 | 0
| All | All Customers | 12 | Average Weekday | CAISO | 1-in-2 | 2031 | 17 | 312.1736 | 320.6211 | 36.304 | 60.5291 | 0
| All | All Customers | 12 | Average Weekday | CAISO | 1-in-2 | 2031 | 18 | 303.6519 | 310.803 | 36.3042 | 58.4917 | 0
| All | All Customers | 12 | Average Weekday | CAISO | 1-in-2 | 2031 | 19 | 299.9585 | 304.1981 | 36.2809 | 56.1159 | 0
| All | All Customers | 12 | Average Weekday | CAISO | 1-in-2 | 2031 | 20 | 306.548 | 376.0871 | 36.9676 | 54.4238 | 0
| All | All Customers | 12 | Average Weekday | CAISO | 1-in-2 | 2031 | 21 | 310.0302 | 315.454 | 36.3462 | 53.0044 | 0
| All | All Customers | 12 | Average Weekday | CAISO | 1-in-2 | 2031 | 22 | 462.9196 | 482.3155 | 36.4434 | 51.8265 | 0
| All | All Customers | 12 | Average Weekday | CAISO | 1-in-2 | 2031 | 23 | 452.9422 | 469.527 | 36.447 | 50.7988 | 0
| All | All Customers | 12 | Average Weekday | CAISO | 1-in-2 | 2031 | 24 | 466.2285 | 482.8161 | 36.447 | 49.8287 | 0
| All | All Customers | 12 | Monthly System Peak Day | CAISO | 1-in-2 | 2031 | 1 | 415.8849 | 424.6473 | 36.4394 | 49.2147 | 0
| All | All Customers | 12 | Monthly System Peak Day | CAISO | 1-in-2 | 2031 | 2 | 399.841 | 407.4893 | 36.4335 | 47.9016 | 0
| All | All Customers | 12 | Monthly System Peak Day | CAISO | 1-in-2 | 2031 | 3 | 492.4256 | 505.1472 | 36.4328 | 47.1938 | 0
| All | All Customers | 12 | Monthly System Peak Day | CAISO | 1-in-2 | 2031 | 4 | 607.7068 | 627.2269 | 36.4322 | 46.5665 | 0
| All | All Customers | 12 | Monthly System Peak Day | CAISO | 1-in-2 | 2031 | 5 | 601.8094 | 633.2874 | 36.4351 | 45.8599 | 0
| All | All Customers | 12 | Monthly System Peak Day | CAISO | 1-in-2 | 2031 | 6 | 603.6716 | 644.3978 | 36.4399 | 45.4465 | 0
| All | All Customers | 12 | Monthly System Peak Day | CAISO | 1-in-2 | 2031 | 7 | 611.2002 | 628.5079 | 36.4464 | 45.1423 | 0
| All | All Customers | 12 | Monthly System Peak Day | CAISO | 1-in-2 | 2031 | 8 | 629.6786 | 646.329 | 36.4547 | 44.9883 | 0
| All | All Customers | 12 | Monthly System Peak Day | CAISO | 1-in-2 | 2031 | 9 | 564.5451 | 591.8958 | 36.4636 | 45.8489 | 0
| All | All Customers | 12 | Monthly System Peak Day | CAISO | 1-in-2 | 2031 | 10 | 540.7169 | 557.7941 | 36.4519 | 49.4513 | 0
| All | All Customers | 12 | Monthly System Peak Day | CAISO | 1-in-2 | 2031 | 11 | 526.0297 | 536.8881 | 36.4683 | 54.1221 | 0
| All | All Customers | 12 | Monthly System Peak Day | CAISO | 1-in-2 | 2031 | 12 | 513.8775 | 520.5395 | 36.4846 | 58.5978 | 0
| All | All Customers | 12 | Monthly System Peak Day | CAISO | 1-in-2 | 2031 | 13 | 434.6188 | 444.0847 | 36.4948 | 61.8794 | 0
| All | All Customers | 12 | Monthly System Peak Day | CAISO | 1-in-2 | 2031 | 14 | 401.7475 | 409.274 | 36.4829 | 63.6308 | 0
| All | All Customers | 12 | Monthly System Peak Day | CAISO | 1-in-2 | 2031 | 15 | 365.6133 | 371.9161 | 36.4583 | 63.948 | 0
| All | All Customers | 12 | Monthly System Peak Day | CAISO | 1-in-2 | 2031 | 16 | 325.533 | 326.9588 | 36.4391 | 63.832 | 0
| All | All Customers | 12 | Monthly System Peak Day | CAISO | 1-in-2 | 2031 | 17 | 312.1736 | 320.6211 | 36.304 | 63.0613 | 0
| All | All Customers | 12 | Monthly System Peak Day | CAISO | 1-in-2 | 2031 | 18 | 303.6519 | 310.803 | 36.3042 | 60.6283 | 0
| All | All Customers | 12 | Monthly System Peak Day | CAISO | 1-in-2 | 2031 | 19 | 299.9585 | 304.1981 | 36.2809 | 58.2601 | 0
| All | All Customers | 12 | Monthly System Peak Day | CAISO | 1-in-2 | 2031 | 20 | 306.548 | 376.0871 | 36.9676 | 56.4553 | 0
| All | All Customers | 12 | Monthly System Peak Day | CAISO | 1-in-2 | 2031 | 21 | 310.0302 | 315.454 | 36.3462 | 54.8884 | 0
| All | All Customers | 12 | Monthly System Peak Day | CAISO | 1-in-2 | 2031 | 22 | 462.9196 | 482.3155 | 36.4434 | 53.3672 | 0
| All | All Customers | 12 | Monthly System Peak Day | CAISO | 1-in-2 | 2031 | 23 | 452.9422 | 469.527 | 36.447 | 52.3209 | 0
| All | All Customers | 12 | Monthly System Peak Day | CAISO | 1-in-2 | 2031 | 24 | 466.2285 | 482.8161 | 36.447 | 51.0106 | 0
| All | All Customers | 1 | Average Weekday | SCE | 1-in-10 | 2021 | 1 | 384.6449 | 392.6267 | 45.2475 | 49.4499 | 0
| All | All Customers | 1 | Average Weekday | SCE | 1-in-10 | 2021 | 2 | 373.7663 | 380.4824 | 45.2431 | 48.6517 | 0
| All | All Customers | 1 | Average Weekday | SCE | 1-in-10 | 2021 | 3 | 463.5582 | 474.7713 | 45.2425 | 48.0156 | 0
| All | All Customers | 1 | Average Weekday | SCE | 1-in-10 | 2021 | 4 | 576.1108 | 593.6124 | 45.2416 | 47.3298 | 0
| All | All Customers | 1 | Average Weekday | SCE | 1-in-10 | 2021 | 5 | 578.169 | 608.0504 | 45.2429 | 46.6643 | 0
| All | All Customers | 1 | Average Weekday | SCE | 1-in-10 | 2021 | 6 | 582.675 | 620.7122 | 45.2445 | 46.0566 | 0
| All | All Customers | 1 | Average Weekday | SCE | 1-in-10 | 2021 | 7 | 596.6616 | 613.3867 | 45.2481 | 45.5653 | 0
| All | All Customers | 1 | Average Weekday | SCE | 1-in-10 | 2021 | 8 | 618.8489 | 633.6912 | 45.2595 | 45.3715 | 0
| All | All Customers | 1 | Average Weekday | SCE | 1-in-10 | 2021 | 9 | 558.054 | 582.165 | 45.2724 | 45.9366 | 0
| All | All Customers | 1 | Average Weekday | SCE | 1-in-10 | 2021 | 10 | 545.4858 | 560.2641 | 45.2653 | 48.7274 | 0
| All | All Customers | 1 | Average Weekday | SCE | 1-in-10 | 2021 | 11 | 531.624 | 541.334 | 45.2827 | 52.3553 | 0
| All | All Customers | 1 | Average Weekday | SCE | 1-in-10 | 2021 | 12 | 522.8342 | 528.144 | 45.2995 | 55.6424 | 0
| All | All Customers | 1 | Average Weekday | SCE | 1-in-10 | 2021 | 13 | 451.3904 | 460.7597 | 45.3092 | 57.9774 | 0
| All | All Customers | 1 | Average Weekday | SCE | 1-in-10 | 2021 | 14 | 410.608 | 417.5479 | 45.2962 | 59.4872 | 0
| All | All Customers | 1 | Average Weekday | SCE | 1-in-10 | 2021 | 15 | 377.7148 | 383.2444 | 45.2695 | 60.4221 | 0
| All | All Customers | 1 | Average Weekday | SCE | 1-in-10 | 2021 | 16 | 336.093 | 337.6855 | 45.249 | 60.7972 | 0
| All | All Customers | 1 | Average Weekday | SCE | 1-in-10 | 2021 | 17 | 318.6821 | 326.5829 | 45.1729 | 60.3811 | 0
| All | All Customers | 1 | Average Weekday | SCE | 1-in-10 | 2021 | 18 | 305.818 | 312.9933 | 45.1715 | 58.9037 | 0
| All | All Customers | 1 | Average Weekday | SCE | 1-in-10 | 2021 | 19 | 295.1555 | 299.3297 | 45.1765 | 56.6145 | 0
| All | All Customers | 1 | Average Weekday | SCE | 1-in-10 | 2021 | 20 | 297.8653 | 370.4057 | 45.7292 | 54.9021 | 0
| All | All Customers | 1 | Average Weekday | SCE | 1-in-10 | 2021 | 21 | 291.0889 | 296.2856 | 45.2008 | 53.6195 | 0
| All | All Customers | 1 | Average Weekday | SCE | 1-in-10 | 2021 | 22 | 441.1339 | 460.398 | 45.2381 | 52.4654 | 0
| All | All Customers | 1 | Average Weekday | SCE | 1-in-10 | 2021 | 23 | 425.1669 | 441.1139 | 45.2477 | 51.3586 | 0
| All | All Customers | 1 | Average Weekday | SCE | 1-in-10 | 2021 | 24 | 432.5458 | 448.3434 | 45.2525 | 50.4441 | 0
| All | All Customers | 1 | Monthly System Peak Day | SCE | 1-in-10 | 2021 | 1 | 384.6449 | 392.6267 | 45.2475 | 45.7436 | 0
| All | All Customers | 1 | Monthly System Peak Day | SCE | 1-in-10 | 2021 | 2 | 373.7663 | 380.4824 | 45.2431 | 45.2319 | 0
| All | All Customers | 1 | Monthly System Peak Day | SCE | 1-in-10 | 2021 | 3 | 463.5582 | 474.7713 | 45.2425 | 44.4516 | 0
| All | All Customers | 1 | Monthly System Peak Day | SCE | 1-in-10 | 2021 | 4 | 576.1108 | 593.6124 | 45.2416 | 43.7143 | 0
| All | All Customers | 1 | Monthly System Peak Day | SCE | 1-in-10 | 2021 | 5 | 578.169 | 608.0504 | 45.2429 | 43.3871 | 0
| All | All Customers | 1 | Monthly System Peak Day | SCE | 1-in-10 | 2021 | 6 | 582.675 | 620.7122 | 45.2445 | 42.6142 | 0
| All | All Customers | 1 | Monthly System Peak Day | SCE | 1-in-10 | 2021 | 7 | 596.6616 | 613.3867 | 45.2481 | 42.0562 | 0
| All | All Customers | 1 | Monthly System Peak Day | SCE | 1-in-10 | 2021 | 8 | 618.8489 | 633.6912 | 45.2595 | 41.6719 | 0
| All | All Customers | 1 | Monthly System Peak Day | SCE | 1-in-10 | 2021 | 9 | 558.054 | 582.165 | 45.2724 | 42.1354 | 0
| All | All Customers | 1 | Monthly System Peak Day | SCE | 1-in-10 | 2021 | 10 | 545.4858 | 560.2641 | 45.2653 | 44.3761 | 0
| All | All Customers | 1 | Monthly System Peak Day | SCE | 1-in-10 | 2021 | 11 | 531.624 | 541.334 | 45.2827 | 46.872 | 0
| All | All Customers | 1 | Monthly System Peak Day | SCE | 1-in-10 | 2021 | 12 | 522.8342 | 528.144 | 45.2995 | 48.777 | 0
| All | All Customers | 1 | Monthly System Peak Day | SCE | 1-in-10 | 2021 | 13 | 451.3904 | 460.7597 | 45.3092 | 48.9265 | 0
| All | All Customers | 1 | Monthly System Peak Day | SCE | 1-in-10 | 2021 | 14 | 410.608 | 417.5479 | 45.2962 | 49.3759 | 0
| All | All Customers | 1 | Monthly System Peak Day | SCE | 1-in-10 | 2021 | 15 | 377.7148 | 383.2444 | 45.2695 | 50.0387 | 0
| All | All Customers | 1 | Monthly System Peak Day | SCE | 1-in-10 | 2021 | 16 | 336.093 | 337.6855 | 45.249 | 50.9622 | 0
| All | All Customers | 1 | Monthly System Peak Day | SCE | 1-in-10 | 2021 | 17 | 318.6821 | 326.5829 | 45.1729 | 50.472 | 0
| All | All Customers | 1 | Monthly System Peak Day | SCE | 1-in-10 | 2021 | 18 | 305.818 | 312.9933 | 45.1715 | 49.331 | 0
| All | All Customers | 1 | Monthly System Peak Day | SCE | 1-in-10 | 2021 | 19 | 295.1555 | 299.3297 | 45.1765 | 47.7546 | 0
| All | All Customers | 1 | Monthly System Peak Day | SCE | 1-in-10 | 2021 | 20 | 297.8653 | 370.4057 | 45.7292 | 46.9384 | 0
| All | All Customers | 1 | Monthly System Peak Day | SCE | 1-in-10 | 2021 | 21 | 291.0889 | 296.2856 | 45.2008 | 46.2621 | 0
| All | All Customers | 1 | Monthly System Peak Day | SCE | 1-in-10 | 2021 | 22 | 441.1339 | 460.398 | 45.2381 | 45.7461 | 0
| All | All Customers | 1 | Monthly System Peak Day | SCE | 1-in-10 | 2021 | 23 | 425.1669 | 441.1139 | 45.2477 | 45.154 | 0
| All | All Customers | 1 | Monthly System Peak Day | SCE | 1-in-10 | 2021 | 24 | 432.5458 | 448.3434 | 45.2525 | 44.6112 | 0
| All | All Customers | 2 | Average Weekday | SCE | 1-in-10 | 2021 | 1 | 357.5581 | 366.139 | 45.2806 | 55.0805 | 0
| All | All Customers | 2 | Average Weekday | SCE | 1-in-10 | 2021 | 2 | 347.2823 | 354.3144 | 45.2757 | 54.0194 | 0
| All | All Customers | 2 | Average Weekday | SCE | 1-in-10 | 2021 | 3 | 429.1569 | 441.4508 | 45.275 | 53.0825 | 0
| All | All Customers | 2 | Average Weekday | SCE | 1-in-10 | 2021 | 4 | 537.2846 | 556.6564 | 45.2742 | 52.0941 | 0
| All | All Customers | 2 | Average Weekday | SCE | 1-in-10 | 2021 | 5 | 543.6252 | 575.0435 | 45.276 | 51.287 | 0
| All | All Customers | 2 | Average Weekday | SCE | 1-in-10 | 2021 | 6 | 550.2932 | 591.5119 | 45.2785 | 50.69 | 0
| All | All Customers | 2 | Average Weekday | SCE | 1-in-10 | 2021 | 7 | 555.1296 | 571.0834 | 45.2826 | 50.2502 | 0
| All | All Customers | 2 | Average Weekday | SCE | 1-in-10 | 2021 | 8 | 577.3258 | 592.163 | 45.294 | 49.9958 | 0
| All | All Customers | 2 | Average Weekday | SCE | 1-in-10 | 2021 | 9 | 534.951 | 558.5662 | 45.3069 | 51.5858 | 0
| All | All Customers | 2 | Average Weekday | SCE | 1-in-10 | 2021 | 10 | 517.8622 | 532.1081 | 45.2984 | 55.5972 | 0
| All | All Customers | 2 | Average Weekday | SCE | 1-in-10 | 2021 | 11 | 507.8451 | 517.725 | 45.317 | 60.1351 | 0
| All | All Customers | 2 | Average Weekday | SCE | 1-in-10 | 2021 | 12 | 497.0597 | 503.2094 | 45.3349 | 63.9231 | 0
| All | All Customers | 2 | Average Weekday | SCE | 1-in-10 | 2021 | 13 | 424.3958 | 434.3206 | 45.3455 | 66.5857 | 0
| All | All Customers | 2 | Average Weekday | SCE | 1-in-10 | 2021 | 14 | 379.6519 | 386.5849 | 45.3318 | 68.3273 | 0
| All | All Customers | 2 | Average Weekday | SCE | 1-in-10 | 2021 | 15 | 342.0397 | 348.3733 | 45.3034 | 69.1954 | 0
| All | All Customers | 2 | Average Weekday | SCE | 1-in-10 | 2021 | 16 | 299.9811 | 301.7216 | 45.2818 | 69.5589 | 0
| All | All Customers | 2 | Average Weekday | SCE | 1-in-10 | 2021 | 17 | 271.9825 | 279.2178 | 45.1838 | 69.0457 | 0
| All | All Customers | 2 | Average Weekday | SCE | 1-in-10 | 2021 | 18 | 259.2287 | 266.0343 | 45.183 | 67.5196 | 0
| All | All Customers | 2 | Average Weekday | SCE | 1-in-10 | 2021 | 19 | 254.3806 | 259.1011 | 45.1767 | 64.591 | 0
| All | All Customers | 2 | Average Weekday | SCE | 1-in-10 | 2021 | 20 | 257.2523 | 327.5909 | 45.8102 | 61.9668 | 0
| All | All Customers | 2 | Average Weekday | SCE | 1-in-10 | 2021 | 21 | 252.3779 | 257.7609 | 45.2131 | 60.122 | 0
| All | All Customers | 2 | Average Weekday | SCE | 1-in-10 | 2021 | 22 | 404.2384 | 424.0183 | 45.2726 | 58.5497 | 0
| All | All Customers | 2 | Average Weekday | SCE | 1-in-10 | 2021 | 23 | 390.0744 | 406.7501 | 45.2821 | 57.109 | 0
| All | All Customers | 2 | Average Weekday | SCE | 1-in-10 | 2021 | 24 | 398.3671 | 415.1839 | 45.2864 | 55.8763 | 0
| All | All Customers | 2 | Monthly System Peak Day | SCE | 1-in-10 | 2021 | 1 | 357.5581 | 366.139 | 45.2806 | 65.9778 | 0
| All | All Customers | 2 | Monthly System Peak Day | SCE | 1-in-10 | 2021 | 2 | 347.2823 | 354.3144 | 45.2757 | 64.3204 | 0
| All | All Customers | 2 | Monthly System Peak Day | SCE | 1-in-10 | 2021 | 3 | 429.1569 | 441.4508 | 45.275 | 63.1008 | 0
| All | All Customers | 2 | Monthly System Peak Day | SCE | 1-in-10 | 2021 | 4 | 537.2846 | 556.6564 | 45.2742 | 61.7665 | 0
| All | All Customers | 2 | Monthly System Peak Day | SCE | 1-in-10 | 2021 | 5 | 543.6252 | 575.0435 | 45.276 | 60.9263 | 0
| All | All Customers | 2 | Monthly System Peak Day | SCE | 1-in-10 | 2021 | 6 | 550.2932 | 591.5119 | 45.2785 | 59.3934 | 0
| All | All Customers | 2 | Monthly System Peak Day | SCE | 1-in-10 | 2021 | 7 | 555.1296 | 571.0834 | 45.2826 | 59.3915 | 0
| All | All Customers | 2 | Monthly System Peak Day | SCE | 1-in-10 | 2021 | 8 | 577.3258 | 592.163 | 45.294 | 58.7706 | 0
| All | All Customers | 2 | Monthly System Peak Day | SCE | 1-in-10 | 2021 | 9 | 534.951 | 558.5662 | 45.3069 | 60.6815 | 0
| All | All Customers | 2 | Monthly System Peak Day | SCE | 1-in-10 | 2021 | 10 | 517.8622 | 532.1081 | 45.2984 | 66.3867 | 0
| All | All Customers | 2 | Monthly System Peak Day | SCE | 1-in-10 | 2021 | 11 | 507.8451 | 517.725 | 45.317 | 72.1731 | 0
| All | All Customers | 2 | Monthly System Peak Day | SCE | 1-in-10 | 2021 | 12 | 497.0597 | 503.2094 | 45.3349 | 76.643 | 0
| All | All Customers | 2 | Monthly System Peak Day | SCE | 1-in-10 | 2021 | 13 | 424.3958 | 434.3206 | 45.3455 | 79.9845 | 0
| All | All Customers | 2 | Monthly System Peak Day | SCE | 1-in-10 | 2021 | 14 | 379.6519 | 386.5849 | 45.3318 | 82.0543 | 0
| All | All Customers | 2 | Monthly System Peak Day | SCE | 1-in-10 | 2021 | 15 | 342.0397 | 348.3733 | 45.3034 | 83.1723 | 0
| All | All Customers | 2 | Monthly System Peak Day | SCE | 1-in-10 | 2021 | 16 | 299.9811 | 301.7216 | 45.2818 | 83.611 | 0
| All | All Customers | 2 | Monthly System Peak Day | SCE | 1-in-10 | 2021 | 17 | 271.9825 | 279.2178 | 45.1838 | 82.9323 | 0
| All | All Customers | 2 | Monthly System Peak Day | SCE | 1-in-10 | 2021 | 18 | 259.2287 | 266.0343 | 45.183 | 80.757 | 0
| All | All Customers | 2 | Monthly System Peak Day | SCE | 1-in-10 | 2021 | 19 | 254.3806 | 259.1011 | 45.1767 | 76.5126 | 0
| All | All Customers | 2 | Monthly System Peak Day | SCE | 1-in-10 | 2021 | 20 | 257.2523 | 327.5909 | 45.8102 | 72.6594 | 0
| All | All Customers | 2 | Monthly System Peak Day | SCE | 1-in-10 | 2021 | 21 | 252.3779 | 257.7609 | 45.2131 | 69.6011 | 0
| All | All Customers | 2 | Monthly System Peak Day | SCE | 1-in-10 | 2021 | 22 | 404.2384 | 424.0183 | 45.2726 | 67.5264 | 0
| All | All Customers | 2 | Monthly System Peak Day | SCE | 1-in-10 | 2021 | 23 | 390.0744 | 406.7501 | 45.2821 | 65.5967 | 0
| All | All Customers | 2 | Monthly System Peak Day | SCE | 1-in-10 | 2021 | 24 | 398.3671 | 415.1839 | 45.2864 | 63.8301 | 0
| All | All Customers | 3 | Average Weekday | SCE | 1-in-10 | 2021 | 1 | 388.5334 | 403.2083 | 45.336 | 58.38 | 0
| All | All Customers | 3 | Average Weekday | SCE | 1-in-10 | 2021 | 2 | 377.4961 | 386.0689 | 45.2968 | 57.2797 | 0
| All | All Customers | 3 | Average Weekday | SCE | 1-in-10 | 2021 | 3 | 475.5903 | 486.3831 | 45.2908 | 56.254 | 0
| All | All Customers | 3 | Average Weekday | SCE | 1-in-10 | 2021 | 4 | 582.3252 | 598.4277 | 45.2775 | 55.3455 | 0
| All | All Customers | 3 | Average Weekday | SCE | 1-in-10 | 2021 | 5 | 574.9122 | 594.0228 | 45.2791 | 54.5781 | 0
| All | All Customers | 3 | Average Weekday | SCE | 1-in-10 | 2021 | 6 | 582.4765 | 605.3817 | 45.2653 | 53.8867 | 0
| All | All Customers | 3 | Average Weekday | SCE | 1-in-10 | 2021 | 7 | 595.0794 | 611.7444 | 45.2732 | 53.4742 | 0
| All | All Customers | 3 | Average Weekday | SCE | 1-in-10 | 2021 | 8 | 614.865 | 643.4222 | 45.3828 | 53.4151 | 0
| All | All Customers | 3 | Average Weekday | SCE | 1-in-10 | 2021 | 9 | 564.6858 | 601.4415 | 45.484 | 54.8301 | 0
| All | All Customers | 3 | Average Weekday | SCE | 1-in-10 | 2021 | 10 | 550.6171 | 572.5021 | 45.3994 | 58.3814 | 0
| All | All Customers | 3 | Average Weekday | SCE | 1-in-10 | 2021 | 11 | 530.8947 | 546.853 | 45.451 | 62.6904 | 0
| All | All Customers | 3 | Average Weekday | SCE | 1-in-10 | 2021 | 12 | 521.6251 | 533.1629 | 45.5018 | 66.6136 | 0
| All | All Customers | 3 | Average Weekday | SCE | 1-in-10 | 2021 | 13 | 431.9767 | 441.2426 | 45.5282 | 69.6765 | 0
| All | All Customers | 3 | Average Weekday | SCE | 1-in-10 | 2021 | 14 | 399.9744 | 406.2015 | 45.4878 | 71.7646 | 0
| All | All Customers | 3 | Average Weekday | SCE | 1-in-10 | 2021 | 15 | 360.5836 | 365.9044 | 45.4052 | 73.0134 | 0
| All | All Customers | 3 | Average Weekday | SCE | 1-in-10 | 2021 | 16 | 322.3299 | 324.4484 | 45.2969 | 73.604 | 0
| All | All Customers | 3 | Average Weekday | SCE | 1-in-10 | 2021 | 17 | 305.3498 | 314.67 | 45.1807 | 73.5115 | 0
| All | All Customers | 3 | Average Weekday | SCE | 1-in-10 | 2021 | 18 | 290.3394 | 297.9447 | 45.1899 | 72.5285 | 0
| All | All Customers | 3 | Average Weekday | SCE | 1-in-10 | 2021 | 19 | 284.8073 | 289.6583 | 45.2727 | 70.6931 | 0
| All | All Customers | 3 | Average Weekday | SCE | 1-in-10 | 2021 | 20 | 277.4247 | 281.6985 | 45.1773 | 68.0039 | 0
| All | All Customers | 3 | Average Weekday | SCE | 1-in-10 | 2021 | 21 | 263.8144 | 268.2647 | 45.1823 | 65.2746 | 0
| All | All Customers | 3 | Average Weekday | SCE | 1-in-10 | 2021 | 22 | 435.9128 | 458.8847 | 45.2841 | 63.4622 | 0
| All | All Customers | 3 | Average Weekday | SCE | 1-in-10 | 2021 | 23 | 425.9062 | 450.2028 | 45.3306 | 62.0728 | 0
| All | All Customers | 3 | Average Weekday | SCE | 1-in-10 | 2021 | 24 | 441.7469 | 474.4836 | 45.3752 | 60.6886 | 0
| All | All Customers | 3 | Monthly System Peak Day | SCE | 1-in-10 | 2021 | 1 | 388.5334 | 418.0342 | 45.0644 | 66.5653 | 0
| All | All Customers | 3 | Monthly System Peak Day | SCE | 1-in-10 | 2021 | 2 | 377.4961 | 394.7258 | 45.1141 | 64.9122 | 0
| All | All Customers | 3 | Monthly System Peak Day | SCE | 1-in-10 | 2021 | 3 | 475.5903 | 495.7403 | 45.1219 | 63.5178 | 0
| All | All Customers | 3 | Monthly System Peak Day | SCE | 1-in-10 | 2021 | 4 | 582.3252 | 604.6301 | 45.1466 | 62.3191 | 0
| All | All Customers | 3 | Monthly System Peak Day | SCE | 1-in-10 | 2021 | 5 | 574.9122 | 602.4455 | 45.1422 | 61.3609 | 0
| All | All Customers | 3 | Monthly System Peak Day | SCE | 1-in-10 | 2021 | 6 | 582.4765 | 607.3015 | 45.1716 | 60.4826 | 0
| All | All Customers | 3 | Monthly System Peak Day | SCE | 1-in-10 | 2021 | 7 | 595.0794 | 609.5317 | 45.1748 | 59.9374 | 0
| All | All Customers | 3 | Monthly System Peak Day | SCE | 1-in-10 | 2021 | 8 | 614.865 | 665.3173 | 45.0349 | 59.4377 | 0
| All | All Customers | 3 | Monthly System Peak Day | SCE | 1-in-10 | 2021 | 9 | 564.6858 | 612.0964 | 45.0303 | 60.7855 | 0
| All | All Customers | 3 | Monthly System Peak Day | SCE | 1-in-10 | 2021 | 10 | 550.6171 | 580.1552 | 45.0696 | 65.5539 | 0
| All | All Customers | 3 | Monthly System Peak Day | SCE | 1-in-10 | 2021 | 11 | 530.8947 | 559.887 | 45.1365 | 70.9405 | 0
| All | All Customers | 3 | Monthly System Peak Day | SCE | 1-in-10 | 2021 | 12 | 521.6251 | 546.2382 | 45.2607 | 75.9952 | 0
| All | All Customers | 3 | Monthly System Peak Day | SCE | 1-in-10 | 2021 | 13 | 431.9767 | 444.5528 | 45.3808 | 79.8811 | 0
| All | All Customers | 3 | Monthly System Peak Day | SCE | 1-in-10 | 2021 | 14 | 399.9744 | 406.2702 | 45.2741 | 82.2506 | 0
| All | All Customers | 3 | Monthly System Peak Day | SCE | 1-in-10 | 2021 | 15 | 360.5836 | 366.0031 | 45.1222 | 84.2489 | 0
| All | All Customers | 3 | Monthly System Peak Day | SCE | 1-in-10 | 2021 | 16 | 322.3299 | 322.1692 | 45.1269 | 85.09 | 0
| All | All Customers | 3 | Monthly System Peak Day | SCE | 1-in-10 | 2021 | 17 | 305.3498 | 314.8694 | 45.1604 | 85.004 | 0
| All | All Customers | 3 | Monthly System Peak Day | SCE | 1-in-10 | 2021 | 18 | 290.3394 | 298.326 | 45.1456 | 83.7783 | 0
| All | All Customers | 3 | Monthly System Peak Day | SCE | 1-in-10 | 2021 | 19 | 284.8073 | 289.0505 | 46.4062 | 82.3635 | 0
| All | All Customers | 3 | Monthly System Peak Day | SCE | 1-in-10 | 2021 | 20 | 277.4247 | 280.904 | 45.1773 | 79.8314 | 0
| All | All Customers | 3 | Monthly System Peak Day | SCE | 1-in-10 | 2021 | 21 | 263.8144 | 268.9804 | 45.3032 | 75.8165 | 0
| All | All Customers | 3 | Monthly System Peak Day | SCE | 1-in-10 | 2021 | 22 | 435.9128 | 459.2561 | 45.1307 | 72.4978 | 0
| All | All Customers | 3 | Monthly System Peak Day | SCE | 1-in-10 | 2021 | 23 | 425.9062 | 454.8145 | 45.0764 | 69.8694 | 0
| All | All Customers | 3 | Monthly System Peak Day | SCE | 1-in-10 | 2021 | 24 | 441.7469 | 495.2782 | 45.0274 | 67.516 | 0
| All | All Customers | 4 | Average Weekday | SCE | 1-in-10 | 2021 | 1 | 358.4358 | 372.6071 | 45.3379 | 59.0796 | 0
| All | All Customers | 4 | Average Weekday | SCE | 1-in-10 | 2021 | 2 | 349.8564 | 357.3363 | 45.2989 | 58.0445 | 0
| All | All Customers | 4 | Average Weekday | SCE | 1-in-10 | 2021 | 3 | 440.6395 | 451.2681 | 45.293 | 57.104 | 0
| All | All Customers | 4 | Average Weekday | SCE | 1-in-10 | 2021 | 4 | 541.3569 | 556.5305 | 45.2798 | 56.2242 | 0
| All | All Customers | 4 | Average Weekday | SCE | 1-in-10 | 2021 | 5 | 525.7241 | 543.5974 | 45.2814 | 55.5416 | 0
| All | All Customers | 4 | Average Weekday | SCE | 1-in-10 | 2021 | 6 | 533.9277 | 556.0013 | 45.2678 | 55.0192 | 0
| All | All Customers | 4 | Average Weekday | SCE | 1-in-10 | 2021 | 7 | 546.7964 | 563.899 | 45.2757 | 54.5621 | 0
| All | All Customers | 4 | Average Weekday | SCE | 1-in-10 | 2021 | 8 | 565.4915 | 593.0869 | 45.3846 | 54.5285 | 0
| All | All Customers | 4 | Average Weekday | SCE | 1-in-10 | 2021 | 9 | 506.5537 | 543.3873 | 45.485 | 56.5092 | 0
| All | All Customers | 4 | Average Weekday | SCE | 1-in-10 | 2021 | 10 | 494.1334 | 515.5031 | 45.4007 | 59.9344 | 0
| All | All Customers | 4 | Average Weekday | SCE | 1-in-10 | 2021 | 11 | 482.687 | 498.0151 | 45.4519 | 63.4295 | 0
| All | All Customers | 4 | Average Weekday | SCE | 1-in-10 | 2021 | 12 | 473.6534 | 484.982 | 45.5022 | 66.6923 | 0
| All | All Customers | 4 | Average Weekday | SCE | 1-in-10 | 2021 | 13 | 394.5069 | 403.7265 | 45.5284 | 69.2702 | 0
| All | All Customers | 4 | Average Weekday | SCE | 1-in-10 | 2021 | 14 | 358.954 | 365.2516 | 45.4881 | 71.0818 | 0
| All | All Customers | 4 | Average Weekday | SCE | 1-in-10 | 2021 | 15 | 317.5971 | 323.1649 | 45.4061 | 72.3051 | 0
| All | All Customers | 4 | Average Weekday | SCE | 1-in-10 | 2021 | 16 | 276.2136 | 278.4066 | 45.2989 | 73.0385 | 0
| All | All Customers | 4 | Average Weekday | SCE | 1-in-10 | 2021 | 17 | 253.1011 | 260.9298 | 45.1831 | 73.1966 | 0
| All | All Customers | 4 | Average Weekday | SCE | 1-in-10 | 2021 | 18 | 233.7364 | 240.0466 | 45.1918 | 72.438 | 0
| All | All Customers | 4 | Average Weekday | SCE | 1-in-10 | 2021 | 19 | 220.596 | 225.5827 | 45.2725 | 71.0442 | 0
| All | All Customers | 4 | Average Weekday | SCE | 1-in-10 | 2021 | 20 | 215.6047 | 219.7449 | 45.1774 | 68.8926 | 0
| All | All Customers | 4 | Average Weekday | SCE | 1-in-10 | 2021 | 21 | 224.5926 | 228.5765 | 45.1858 | 65.8957 | 0
| All | All Customers | 4 | Average Weekday | SCE | 1-in-10 | 2021 | 22 | 396.3992 | 419.1189 | 45.2863 | 63.7302 | 0
| All | All Customers | 4 | Average Weekday | SCE | 1-in-10 | 2021 | 23 | 390.098 | 414.084 | 45.3329 | 62.1633 | 0
| All | All Customers | 4 | Average Weekday | SCE | 1-in-10 | 2021 | 24 | 408.2018 | 440.2461 | 45.377 | 60.8017 | 0
| All | All Customers | 4 | Monthly System Peak Day | SCE | 1-in-10 | 2021 | 1 | 358.4358 | 386.8259 | 45.0702 | 70.9902 | 0
| All | All Customers | 4 | Monthly System Peak Day | SCE | 1-in-10 | 2021 | 2 | 349.8564 | 364.7785 | 45.1189 | 69.379 | 0
| All | All Customers | 4 | Monthly System Peak Day | SCE | 1-in-10 | 2021 | 3 | 440.6395 | 460.6954 | 45.1265 | 68.4203 | 0
| All | All Customers | 4 | Monthly System Peak Day | SCE | 1-in-10 | 2021 | 4 | 541.3569 | 561.3609 | 45.1508 | 66.7964 | 0
| All | All Customers | 4 | Monthly System Peak Day | SCE | 1-in-10 | 2021 | 5 | 525.7241 | 551.9744 | 45.1465 | 65.7682 | 0
| All | All Customers | 4 | Monthly System Peak Day | SCE | 1-in-10 | 2021 | 6 | 533.9277 | 557.6454 | 45.1754 | 64.6388 | 0
| All | All Customers | 4 | Monthly System Peak Day | SCE | 1-in-10 | 2021 | 7 | 546.7964 | 561.6803 | 45.1786 | 63.6363 | 0
| All | All Customers | 4 | Monthly System Peak Day | SCE | 1-in-10 | 2021 | 8 | 565.4915 | 618.46 | 45.0413 | 63.4386 | 0
| All | All Customers | 4 | Monthly System Peak Day | SCE | 1-in-10 | 2021 | 9 | 506.5537 | 553.8539 | 45.039 | 66.5964 | 0
| All | All Customers | 4 | Monthly System Peak Day | SCE | 1-in-10 | 2021 | 10 | 494.1334 | 522.8501 | 45.077 | 72.0203 | 0
| All | All Customers | 4 | Monthly System Peak Day | SCE | 1-in-10 | 2021 | 11 | 482.687 | 509.298 | 45.1453 | 76.9067 | 0
| All | All Customers | 4 | Monthly System Peak Day | SCE | 1-in-10 | 2021 | 12 | 473.6534 | 497.9254 | 45.2708 | 81.3869 | 0
| All | All Customers | 4 | Monthly System Peak Day | SCE | 1-in-10 | 2021 | 13 | 394.5069 | 407.3989 | 45.3917 | 84.1754 | 0
| All | All Customers | 4 | Monthly System Peak Day | SCE | 1-in-10 | 2021 | 14 | 358.954 | 365.2978 | 45.2843 | 85.9194 | 0
| All | All Customers | 4 | Monthly System Peak Day | SCE | 1-in-10 | 2021 | 15 | 317.5971 | 323.2629 | 45.1304 | 87.0781 | 0
| All | All Customers | 4 | Monthly System Peak Day | SCE | 1-in-10 | 2021 | 16 | 276.2136 | 276.097 | 45.1317 | 87.683 | 0
| All | All Customers | 4 | Monthly System Peak Day | SCE | 1-in-10 | 2021 | 17 | 253.1011 | 261.076 | 45.1644 | 87.8015 | 0
| All | All Customers | 4 | Monthly System Peak Day | SCE | 1-in-10 | 2021 | 18 | 233.7364 | 240.8118 | 45.1509 | 87.2521 | 0
| All | All Customers | 4 | Monthly System Peak Day | SCE | 1-in-10 | 2021 | 19 | 220.596 | 224.942 | 46.4104 | 85.0685 | 0
| All | All Customers | 4 | Monthly System Peak Day | SCE | 1-in-10 | 2021 | 20 | 215.6047 | 219.0331 | 45.1773 | 80.2982 | 0
| All | All Customers | 4 | Monthly System Peak Day | SCE | 1-in-10 | 2021 | 21 | 224.5926 | 229.3321 | 45.3029 | 74.8102 | 0
| All | All Customers | 4 | Monthly System Peak Day | SCE | 1-in-10 | 2021 | 22 | 396.3992 | 419.4037 | 45.1345 | 71.6791 | 0
| All | All Customers | 4 | Monthly System Peak Day | SCE | 1-in-10 | 2021 | 23 | 390.098 | 418.5598 | 45.0818 | 69.7278 | 0
| All | All Customers | 4 | Monthly System Peak Day | SCE | 1-in-10 | 2021 | 24 | 408.2018 | 460.5669 | 45.034 | 68.1926 | 0
| All | All Customers | 5 | Average Weekday | SCE | 1-in-10 | 2021 | 1 | 366.3751 | 380.8326 | 45.3502 | 62.6645 | 0
| All | All Customers | 5 | Average Weekday | SCE | 1-in-10 | 2021 | 2 | 359.2457 | 366.9178 | 45.3113 | 61.686 | 0
| All | All Customers | 5 | Average Weekday | SCE | 1-in-10 | 2021 | 3 | 455.2458 | 465.7061 | 45.3053 | 60.8176 | 0
| All | All Customers | 5 | Average Weekday | SCE | 1-in-10 | 2021 | 4 | 555.0801 | 571.0746 | 45.2923 | 60.0235 | 0
| All | All Customers | 5 | Average Weekday | SCE | 1-in-10 | 2021 | 5 | 542.8146 | 561.6965 | 45.2939 | 59.4411 | 0
| All | All Customers | 5 | Average Weekday | SCE | 1-in-10 | 2021 | 6 | 546.1549 | 568.8823 | 45.2805 | 58.9528 | 0
| All | All Customers | 5 | Average Weekday | SCE | 1-in-10 | 2021 | 7 | 551.5702 | 568.4274 | 45.2888 | 58.7176 | 0
| All | All Customers | 5 | Average Weekday | SCE | 1-in-10 | 2021 | 8 | 577.0383 | 607.1116 | 45.3974 | 59.4845 | 0
| All | All Customers | 5 | Average Weekday | SCE | 1-in-10 | 2021 | 9 | 514.971 | 550.1089 | 45.4972 | 61.9999 | 0
| All | All Customers | 5 | Average Weekday | SCE | 1-in-10 | 2021 | 10 | 506.7588 | 528.6282 | 45.4126 | 65.3043 | 0
| All | All Customers | 5 | Average Weekday | SCE | 1-in-10 | 2021 | 11 | 496.8392 | 511.8396 | 45.4636 | 68.3821 | 0
| All | All Customers | 5 | Average Weekday | SCE | 1-in-10 | 2021 | 12 | 483.3951 | 494.6978 | 45.5138 | 71.0609 | 0
| All | All Customers | 5 | Average Weekday | SCE | 1-in-10 | 2021 | 13 | 404.2013 | 413.6339 | 45.5396 | 73.3291 | 0
| All | All Customers | 5 | Average Weekday | SCE | 1-in-10 | 2021 | 14 | 374.5746 | 380.9391 | 45.4992 | 75.0832 | 0
| All | All Customers | 5 | Average Weekday | SCE | 1-in-10 | 2021 | 15 | 338.3361 | 343.5756 | 45.4174 | 76.3265 | 0
| All | All Customers | 5 | Average Weekday | SCE | 1-in-10 | 2021 | 16 | 290.2913 | 292.3808 | 45.3109 | 76.8948 | 0
| All | All Customers | 5 | Average Weekday | SCE | 1-in-10 | 2021 | 17 | 260.9804 | 268.998 | 45.1883 | 76.9554 | 0
| All | All Customers | 5 | Average Weekday | SCE | 1-in-10 | 2021 | 18 | 245.5937 | 251.9715 | 45.1969 | 76.2265 | 0
| All | All Customers | 5 | Average Weekday | SCE | 1-in-10 | 2021 | 19 | 235.9344 | 241.1552 | 45.2694 | 74.8608 | 0
| All | All Customers | 5 | Average Weekday | SCE | 1-in-10 | 2021 | 20 | 228.2001 | 232.6111 | 45.1774 | 72.769 | 0
| All | All Customers | 5 | Average Weekday | SCE | 1-in-10 | 2021 | 21 | 239.7811 | 244.2695 | 45.1909 | 69.7865 | 0
| All | All Customers | 5 | Average Weekday | SCE | 1-in-10 | 2021 | 22 | 408.4913 | 431.7498 | 45.2994 | 67.0523 | 0
| All | All Customers | 5 | Average Weekday | SCE | 1-in-10 | 2021 | 23 | 408.5411 | 433.2689 | 45.3461 | 65.2221 | 0
| All | All Customers | 5 | Average Weekday | SCE | 1-in-10 | 2021 | 24 | 424.0077 | 456.8241 | 45.3896 | 63.7844 | 0
| All | All Customers | 5 | Monthly System Peak Day | SCE | 1-in-10 | 2021 | 1 | 366.3751 | 395.2503 | 45.0854 | 73.9451 | 0
| All | All Customers | 5 | Monthly System Peak Day | SCE | 1-in-10 | 2021 | 2 | 359.2457 | 374.3696 | 45.1331 | 72.4128 | 0
| All | All Customers | 5 | Monthly System Peak Day | SCE | 1-in-10 | 2021 | 3 | 455.2458 | 474.2886 | 45.1407 | 70.8805 | 0
| All | All Customers | 5 | Monthly System Peak Day | SCE | 1-in-10 | 2021 | 4 | 555.0801 | 576.313 | 45.1646 | 69.4883 | 0
| All | All Customers | 5 | Monthly System Peak Day | SCE | 1-in-10 | 2021 | 5 | 542.8146 | 570.6988 | 45.1603 | 68.5669 | 0
| All | All Customers | 5 | Monthly System Peak Day | SCE | 1-in-10 | 2021 | 6 | 546.1549 | 570.4166 | 45.189 | 67.5106 | 0
| All | All Customers | 5 | Monthly System Peak Day | SCE | 1-in-10 | 2021 | 7 | 551.5702 | 566.0753 | 45.1925 | 67.139 | 0
| All | All Customers | 5 | Monthly System Peak Day | SCE | 1-in-10 | 2021 | 8 | 577.0383 | 629.4962 | 45.0575 | 67.588 | 0
| All | All Customers | 5 | Monthly System Peak Day | SCE | 1-in-10 | 2021 | 9 | 514.971 | 560.5703 | 45.0575 | 71.9541 | 0
| All | All Customers | 5 | Monthly System Peak Day | SCE | 1-in-10 | 2021 | 10 | 506.7588 | 535.7167 | 45.0938 | 78.4437 | 0
| All | All Customers | 5 | Monthly System Peak Day | SCE | 1-in-10 | 2021 | 11 | 496.8392 | 523.4603 | 45.1637 | 84.4634 | 0
| All | All Customers | 5 | Monthly System Peak Day | SCE | 1-in-10 | 2021 | 12 | 483.3951 | 506.9438 | 45.2908 | 88.5098 | 0
| All | All Customers | 5 | Monthly System Peak Day | SCE | 1-in-10 | 2021 | 13 | 404.2013 | 417.6042 | 45.4125 | 91.3209 | 0
| All | All Customers | 5 | Monthly System Peak Day | SCE | 1-in-10 | 2021 | 14 | 374.5746 | 381.1524 | 45.304 | 93.0051 | 0
| All | All Customers | 5 | Monthly System Peak Day | SCE | 1-in-10 | 2021 | 15 | 338.3361 | 344.1054 | 45.1477 | 94.2891 | 0
| All | All Customers | 5 | Monthly System Peak Day | SCE | 1-in-10 | 2021 | 16 | 290.2913 | 290.251 | 45.146 | 94.3726 | 0
| All | All Customers | 5 | Monthly System Peak Day | SCE | 1-in-10 | 2021 | 17 | 260.9804 | 269.2495 | 45.1707 | 93.9017 | 0
| All | All Customers | 5 | Monthly System Peak Day | SCE | 1-in-10 | 2021 | 18 | 245.5937 | 252.5925 | 45.1583 | 93.1366 | 0
| All | All Customers | 5 | Monthly System Peak Day | SCE | 1-in-10 | 2021 | 19 | 235.9344 | 240.4359 | 46.3777 | 92.0447 | 0
| All | All Customers | 5 | Monthly System Peak Day | SCE | 1-in-10 | 2021 | 20 | 228.2001 | 231.9412 | 45.1774 | 89.5105 | 0
| All | All Customers | 5 | Monthly System Peak Day | SCE | 1-in-10 | 2021 | 21 | 239.7811 | 245.1956 | 45.3038 | 85.6688 | 0
| All | All Customers | 5 | Monthly System Peak Day | SCE | 1-in-10 | 2021 | 22 | 408.4913 | 432.129 | 45.1486 | 81.9451 | 0
| All | All Customers | 5 | Monthly System Peak Day | SCE | 1-in-10 | 2021 | 23 | 408.5411 | 437.9077 | 45.0971 | 79.3652 | 0
| All | All Customers | 5 | Monthly System Peak Day | SCE | 1-in-10 | 2021 | 24 | 424.0077 | 477.5543 | 45.0501 | 76.6451 | 0
| All | All Customers | 6 | Average Weekday | SCE | 1-in-10 | 2021 | 1 | 355.3201 | 383.9297 | 45.3378 | 66.5999 | 0
| All | All Customers | 6 | Average Weekday | SCE | 1-in-10 | 2021 | 2 | 342.412 | 361.7249 | 45.3404 | 65.9006 | 0
| All | All Customers | 6 | Average Weekday | SCE | 1-in-10 | 2021 | 3 | 433.1015 | 457.7416 | 45.3411 | 65.2662 | 0
| All | All Customers | 6 | Average Weekday | SCE | 1-in-10 | 2021 | 4 | 523.6851 | 555.0546 | 45.3411 | 64.6507 | 0
| All | All Customers | 6 | Average Weekday | SCE | 1-in-10 | 2021 | 5 | 512.8038 | 550.2522 | 45.3358 | 64.1746 | 0
| All | All Customers | 6 | Average Weekday | SCE | 1-in-10 | 2021 | 6 | 531.7896 | 577.1523 | 45.3257 | 63.7832 | 0
| All | All Customers | 6 | Average Weekday | SCE | 1-in-10 | 2021 | 7 | 545.3065 | 569.8346 | 45.2981 | 63.476 | 0
| All | All Customers | 6 | Average Weekday | SCE | 1-in-10 | 2021 | 8 | 566.8615 | 593.6882 | 45.3457 | 64.0318 | 0
| All | All Customers | 6 | Average Weekday | SCE | 1-in-10 | 2021 | 9 | 527.397 | 547.9358 | 45.3685 | 65.9714 | 0
| All | All Customers | 6 | Average Weekday | SCE | 1-in-10 | 2021 | 10 | 515.3044 | 529.0355 | 45.3582 | 68.8032 | 0
| All | All Customers | 6 | Average Weekday | SCE | 1-in-10 | 2021 | 11 | 497.1248 | 508.8878 | 45.3857 | 72.0084 | 0
| All | All Customers | 6 | Average Weekday | SCE | 1-in-10 | 2021 | 12 | 488.4111 | 502.9137 | 45.4153 | 75.1083 | 0
| All | All Customers | 6 | Average Weekday | SCE | 1-in-10 | 2021 | 13 | 405.3076 | 424.7489 | 45.4257 | 77.5187 | 0
| All | All Customers | 6 | Average Weekday | SCE | 1-in-10 | 2021 | 14 | 374.5419 | 390.9141 | 45.3989 | 79.3071 | 0
| All | All Customers | 6 | Average Weekday | SCE | 1-in-10 | 2021 | 15 | 328.4096 | 342.9077 | 45.3391 | 80.4926 | 0
| All | All Customers | 6 | Average Weekday | SCE | 1-in-10 | 2021 | 16 | 285.5269 | 288.1227 | 45.2925 | 81.1097 | 0
| All | All Customers | 6 | Average Weekday | SCE | 1-in-10 | 2021 | 17 | 260.422 | 269.449 | 45.5545 | 81.0308 | 0
| All | All Customers | 6 | Average Weekday | SCE | 1-in-10 | 2021 | 18 | 237.239 | 252.0755 | 45.5703 | 80.1832 | 0
| All | All Customers | 6 | Average Weekday | SCE | 1-in-10 | 2021 | 19 | 222.8235 | 246.6703 | 47.6636 | 78.7527 | 0
| All | All Customers | 6 | Average Weekday | SCE | 1-in-10 | 2021 | 20 | 212.1822 | 231.9029 | 45.5562 | 76.6583 | 0
| All | All Customers | 6 | Average Weekday | SCE | 1-in-10 | 2021 | 21 | 229.4071 | 246.3154 | 45.7427 | 73.7764 | 0
| All | All Customers | 6 | Average Weekday | SCE | 1-in-10 | 2021 | 22 | 383.7836 | 417.3567 | 45.3795 | 70.7793 | 0
| All | All Customers | 6 | Average Weekday | SCE | 1-in-10 | 2021 | 23 | 402.5406 | 436.6057 | 45.3555 | 68.9101 | 0
| All | All Customers | 6 | Average Weekday | SCE | 1-in-10 | 2021 | 24 | 419.4324 | 461.0149 | 45.3458 | 67.6558 | 0
| All | All Customers | 6 | Monthly System Peak Day | SCE | 1-in-10 | 2021 | 1 | 355.3201 | 347.9597 | 51.9146 | 75.4051 | 0
| All | All Customers | 6 | Monthly System Peak Day | SCE | 1-in-10 | 2021 | 2 | 342.412 | 316.1122 | 51.9241 | 73.8369 | 0
| All | All Customers | 6 | Monthly System Peak Day | SCE | 1-in-10 | 2021 | 3 | 433.1015 | 385.7906 | 51.928 | 72.5346 | 0
| All | All Customers | 6 | Monthly System Peak Day | SCE | 1-in-10 | 2021 | 4 | 523.6851 | 449.8358 | 51.9309 | 71.6674 | 0
| All | All Customers | 6 | Monthly System Peak Day | SCE | 1-in-10 | 2021 | 5 | 512.8038 | 451.2563 | 51.9257 | 70.5974 | 0
| All | All Customers | 6 | Monthly System Peak Day | SCE | 1-in-10 | 2021 | 6 | 531.7896 | 489.0504 | 51.9187 | 69.5882 | 0
| All | All Customers | 6 | Monthly System Peak Day | SCE | 1-in-10 | 2021 | 7 | 545.3065 | 491.9516 | 51.851 | 68.8808 | 0
| All | All Customers | 6 | Monthly System Peak Day | SCE | 1-in-10 | 2021 | 8 | 566.8615 | 520.0482 | 51.9044 | 69.9624 | 0
| All | All Customers | 6 | Monthly System Peak Day | SCE | 1-in-10 | 2021 | 9 | 527.397 | 500.7835 | 51.8826 | 73.8157 | 0
| All | All Customers | 6 | Monthly System Peak Day | SCE | 1-in-10 | 2021 | 10 | 515.3044 | 479.6094 | 51.8428 | 79.7156 | 0
| All | All Customers | 6 | Monthly System Peak Day | SCE | 1-in-10 | 2021 | 11 | 497.1248 | 463.1806 | 51.8373 | 84.7645 | 0
| All | All Customers | 6 | Monthly System Peak Day | SCE | 1-in-10 | 2021 | 12 | 488.4111 | 454.915 | 51.8549 | 88.6352 | 0
| All | All Customers | 6 | Monthly System Peak Day | SCE | 1-in-10 | 2021 | 13 | 405.3076 | 390.1119 | 51.842 | 90.0843 | 0
| All | All Customers | 6 | Monthly System Peak Day | SCE | 1-in-10 | 2021 | 14 | 374.5419 | 358.4285 | 51.8538 | 91.5486 | 0
| All | All Customers | 6 | Monthly System Peak Day | SCE | 1-in-10 | 2021 | 15 | 328.4096 | 316.6083 | 51.8368 | 92.6549 | 0
| All | All Customers | 6 | Monthly System Peak Day | SCE | 1-in-10 | 2021 | 16 | 285.5269 | 260.8428 | 51.7852 | 93.9585 | 0
| All | All Customers | 6 | Monthly System Peak Day | SCE | 1-in-10 | 2021 | 17 | 260.422 | 270.8938 | 51.8233 | 94.554 | 0
| All | All Customers | 6 | Monthly System Peak Day | SCE | 1-in-10 | 2021 | 18 | 237.239 | 261.5342 | 51.9356 | 94.2108 | 0
| All | All Customers | 6 | Monthly System Peak Day | SCE | 1-in-10 | 2021 | 19 | 222.8235 | 216.1762 | 51.9217 | 92.0967 | 0
| All | All Customers | 6 | Monthly System Peak Day | SCE | 1-in-10 | 2021 | 20 | 212.1822 | 214.0799 | 51.0838 | 87.8718 | 0
| All | All Customers | 6 | Monthly System Peak Day | SCE | 1-in-10 | 2021 | 21 | 229.4071 | 212.7274 | 52.7412 | 83.139 | 0
| All | All Customers | 6 | Monthly System Peak Day | SCE | 1-in-10 | 2021 | 22 | 383.7836 | 360.2419 | 52.1215 | 78.8213 | 0
| All | All Customers | 6 | Monthly System Peak Day | SCE | 1-in-10 | 2021 | 23 | 402.5406 | 371.848 | 51.9954 | 75.3496 | 0
| All | All Customers | 6 | Monthly System Peak Day | SCE | 1-in-10 | 2021 | 24 | 419.4324 | 396.7856 | 51.9349 | 73.2752 | 0
| All | All Customers | 7 | Average Weekday | SCE | 1-in-10 | 2021 | 1 | 356.849 | 384.0782 | 47.5744 | 72.1536 | 0
| All | All Customers | 7 | Average Weekday | SCE | 1-in-10 | 2021 | 2 | 356.5061 | 375.5143 | 47.5711 | 71.4201 | 0
| All | All Customers | 7 | Average Weekday | SCE | 1-in-10 | 2021 | 3 | 436.5352 | 462.2807 | 47.57 | 70.7709 | 0
| All | All Customers | 7 | Average Weekday | SCE | 1-in-10 | 2021 | 4 | 527.967 | 560.952 | 47.5678 | 70.2504 | 0
| All | All Customers | 7 | Average Weekday | SCE | 1-in-10 | 2021 | 5 | 520.5696 | 560.925 | 47.5648 | 69.8041 | 0
| All | All Customers | 7 | Average Weekday | SCE | 1-in-10 | 2021 | 6 | 524.5543 | 569.1119 | 47.5574 | 69.4399 | 0
| All | All Customers | 7 | Average Weekday | SCE | 1-in-10 | 2021 | 7 | 529.2192 | 551.1824 | 47.5559 | 69.2407 | 0
| All | All Customers | 7 | Average Weekday | SCE | 1-in-10 | 2021 | 8 | 547.8469 | 575.7934 | 47.5858 | 69.7054 | 0
| All | All Customers | 7 | Average Weekday | SCE | 1-in-10 | 2021 | 9 | 498.9296 | 517.7664 | 47.6185 | 71.9118 | 0
| All | All Customers | 7 | Average Weekday | SCE | 1-in-10 | 2021 | 10 | 488.8726 | 501.8214 | 47.6198 | 74.9215 | 0
| All | All Customers | 7 | Average Weekday | SCE | 1-in-10 | 2021 | 11 | 475.8434 | 487.2001 | 47.653 | 78.3302 | 0
| All | All Customers | 7 | Average Weekday | SCE | 1-in-10 | 2021 | 12 | 466.5558 | 481.1402 | 47.6848 | 81.5124 | 0
| All | All Customers | 7 | Average Weekday | SCE | 1-in-10 | 2021 | 13 | 385.3823 | 402.7629 | 47.699 | 83.9403 | 0
| All | All Customers | 7 | Average Weekday | SCE | 1-in-10 | 2021 | 14 | 356.8731 | 372.1783 | 47.67 | 85.7186 | 0
| All | All Customers | 7 | Average Weekday | SCE | 1-in-10 | 2021 | 15 | 316.8628 | 330.9102 | 47.6149 | 86.8585 | 0
| All | All Customers | 7 | Average Weekday | SCE | 1-in-10 | 2021 | 16 | 268.8395 | 269.7122 | 47.5751 | 87.4293 | 0
| All | All Customers | 7 | Average Weekday | SCE | 1-in-10 | 2021 | 17 | 247.551 | 255.433 | 47.9386 | 87.3156 | 0
| All | All Customers | 7 | Average Weekday | SCE | 1-in-10 | 2021 | 18 | 232.4057 | 244.7744 | 47.9558 | 86.4657 | 0
| All | All Customers | 7 | Average Weekday | SCE | 1-in-10 | 2021 | 19 | 220.1934 | 242.2789 | 48.4805 | 84.9536 | 0
| All | All Customers | 7 | Average Weekday | SCE | 1-in-10 | 2021 | 20 | 217.4025 | 232.7552 | 47.5986 | 82.593 | 0
| All | All Customers | 7 | Average Weekday | SCE | 1-in-10 | 2021 | 21 | 238.9059 | 251.7708 | 47.9593 | 79.4531 | 0
| All | All Customers | 7 | Average Weekday | SCE | 1-in-10 | 2021 | 22 | 392.3536 | 427.726 | 47.5414 | 76.411 | 0
| All | All Customers | 7 | Average Weekday | SCE | 1-in-10 | 2021 | 23 | 402.3922 | 432.9023 | 47.5578 | 74.6466 | 0
| All | All Customers | 7 | Average Weekday | SCE | 1-in-10 | 2021 | 24 | 415.1102 | 454.1855 | 47.5757 | 73.4889 | 0
| All | All Customers | 7 | Monthly System Peak Day | SCE | 1-in-10 | 2021 | 1 | 356.849 | 348.8384 | 47.5847 | 76.6189 | 0
| All | All Customers | 7 | Monthly System Peak Day | SCE | 1-in-10 | 2021 | 2 | 356.5061 | 328.6093 | 47.5725 | 74.6004 | 0
| All | All Customers | 7 | Monthly System Peak Day | SCE | 1-in-10 | 2021 | 3 | 436.5352 | 388.6045 | 47.5711 | 72.9919 | 0
| All | All Customers | 7 | Monthly System Peak Day | SCE | 1-in-10 | 2021 | 4 | 527.967 | 454.4119 | 47.568 | 72.0862 | 0
| All | All Customers | 7 | Monthly System Peak Day | SCE | 1-in-10 | 2021 | 5 | 520.5696 | 460.8238 | 47.5737 | 71.2435 | 0
| All | All Customers | 7 | Monthly System Peak Day | SCE | 1-in-10 | 2021 | 6 | 524.5543 | 486.5011 | 47.5833 | 70.5634 | 0
| All | All Customers | 7 | Monthly System Peak Day | SCE | 1-in-10 | 2021 | 7 | 529.2192 | 479.5727 | 47.6218 | 70.104 | 0
| All | All Customers | 7 | Monthly System Peak Day | SCE | 1-in-10 | 2021 | 8 | 547.8469 | 506.6922 | 47.5996 | 71.0143 | 0
| All | All Customers | 7 | Monthly System Peak Day | SCE | 1-in-10 | 2021 | 9 | 498.9296 | 471.7193 | 47.6078 | 74.6355 | 0
| All | All Customers | 7 | Monthly System Peak Day | SCE | 1-in-10 | 2021 | 10 | 488.8726 | 451.7339 | 47.6025 | 79.9531 | 0
| All | All Customers | 7 | Monthly System Peak Day | SCE | 1-in-10 | 2021 | 11 | 475.8434 | 443.6614 | 47.615 | 86.1582 | 0
| All | All Customers | 7 | Monthly System Peak Day | SCE | 1-in-10 | 2021 | 12 | 466.5558 | 433.9284 | 47.6274 | 91.0408 | 0
| All | All Customers | 7 | Monthly System Peak Day | SCE | 1-in-10 | 2021 | 13 | 385.3823 | 370.4926 | 47.6388 | 94.9224 | 0
| All | All Customers | 7 | Monthly System Peak Day | SCE | 1-in-10 | 2021 | 14 | 356.8731 | 341.8316 | 47.6309 | 98.2194 | 0
| All | All Customers | 7 | Monthly System Peak Day | SCE | 1-in-10 | 2021 | 15 | 316.8628 | 306.0128 | 47.638 | 101.1878 | 0
| All | All Customers | 7 | Monthly System Peak Day | SCE | 1-in-10 | 2021 | 16 | 268.8395 | 244.6335 | 47.6318 | 102.4459 | 0
| All | All Customers | 7 | Monthly System Peak Day | SCE | 1-in-10 | 2021 | 17 | 247.551 | 258.229 | 47.5621 | 102.6143 | 0
| All | All Customers | 7 | Monthly System Peak Day | SCE | 1-in-10 | 2021 | 18 | 232.4057 | 254.9967 | 47.6342 | 101.7765 | 0
| All | All Customers | 7 | Monthly System Peak Day | SCE | 1-in-10 | 2021 | 19 | 220.1934 | 215.7983 | 47.3202 | 100.3296 | 0
| All | All Customers | 7 | Monthly System Peak Day | SCE | 1-in-10 | 2021 | 20 | 217.4025 | 239.9279 | 47.1317 | 98.0092 | 0
| All | All Customers | 7 | Monthly System Peak Day | SCE | 1-in-10 | 2021 | 21 | 238.9059 | 223.4056 | 48.0849 | 95.0561 | 0
| All | All Customers | 7 | Monthly System Peak Day | SCE | 1-in-10 | 2021 | 22 | 392.3536 | 374.7429 | 47.6617 | 90.5035 | 0
| All | All Customers | 7 | Monthly System Peak Day | SCE | 1-in-10 | 2021 | 23 | 402.3922 | 371.1682 | 47.5909 | 86.7318 | 0
| All | All Customers | 7 | Monthly System Peak Day | SCE | 1-in-10 | 2021 | 24 | 415.1102 | 391.6079 | 47.5901 | 84.5567 | 0
| All | All Customers | 8 | Average Weekday | SCE | 1-in-10 | 2021 | 1 | 376.383 | 407.414 | 45.5068 | 72.6068 | 0
| All | All Customers | 8 | Average Weekday | SCE | 1-in-10 | 2021 | 2 | 364.0559 | 385.2484 | 45.5033 | 71.8296 | 0
| All | All Customers | 8 | Average Weekday | SCE | 1-in-10 | 2021 | 3 | 441.6804 | 466.2299 | 45.502 | 71.1403 | 0
| All | All Customers | 8 | Average Weekday | SCE | 1-in-10 | 2021 | 4 | 539.8822 | 568.6113 | 45.4993 | 70.5184 | 0
| All | All Customers | 8 | Average Weekday | SCE | 1-in-10 | 2021 | 5 | 525.4327 | 564.3321 | 45.4961 | 69.99 | 0
| All | All Customers | 8 | Average Weekday | SCE | 1-in-10 | 2021 | 6 | 533.2749 | 579.2979 | 45.488 | 69.5317 | 0
| All | All Customers | 8 | Average Weekday | SCE | 1-in-10 | 2021 | 7 | 546.6002 | 573.9868 | 45.4913 | 69.1876 | 0
| All | All Customers | 8 | Average Weekday | SCE | 1-in-10 | 2021 | 8 | 558.2785 | 588.5763 | 45.5191 | 69.1728 | 0
| All | All Customers | 8 | Average Weekday | SCE | 1-in-10 | 2021 | 9 | 505.058 | 525.6123 | 45.5531 | 70.9235 | 0
| All | All Customers | 8 | Average Weekday | SCE | 1-in-10 | 2021 | 10 | 497.0668 | 510.9388 | 45.5588 | 74.0742 | 0
| All | All Customers | 8 | Average Weekday | SCE | 1-in-10 | 2021 | 11 | 480.2384 | 492.6187 | 45.5899 | 77.6797 | 0
| All | All Customers | 8 | Average Weekday | SCE | 1-in-10 | 2021 | 12 | 468.8549 | 483.9403 | 45.6168 | 81.1953 | 0
| All | All Customers | 8 | Average Weekday | SCE | 1-in-10 | 2021 | 13 | 395.4891 | 414.5874 | 45.6304 | 83.7705 | 0
| All | All Customers | 8 | Average Weekday | SCE | 1-in-10 | 2021 | 14 | 365.0223 | 381.5481 | 45.6027 | 85.693 | 0
| All | All Customers | 8 | Average Weekday | SCE | 1-in-10 | 2021 | 15 | 324.8437 | 339.9677 | 45.5524 | 86.942 | 0
| All | All Customers | 8 | Average Weekday | SCE | 1-in-10 | 2021 | 16 | 277.7842 | 281.9721 | 45.5168 | 87.2203 | 0
| All | All Customers | 8 | Average Weekday | SCE | 1-in-10 | 2021 | 17 | 258.1976 | 265.1003 | 45.8402 | 86.9576 | 0
| All | All Customers | 8 | Average Weekday | SCE | 1-in-10 | 2021 | 18 | 233.6442 | 247.2609 | 45.8839 | 86.0129 | 0
| All | All Customers | 8 | Average Weekday | SCE | 1-in-10 | 2021 | 19 | 221.7105 | 245.7295 | 46.6188 | 84.3796 | 0
| All | All Customers | 8 | Average Weekday | SCE | 1-in-10 | 2021 | 20 | 224.3937 | 243.9008 | 45.7194 | 81.871 | 0
| All | All Customers | 8 | Average Weekday | SCE | 1-in-10 | 2021 | 21 | 249.5803 | 265.9473 | 45.989 | 78.5248 | 0
| All | All Customers | 8 | Average Weekday | SCE | 1-in-10 | 2021 | 22 | 405.7016 | 438.1913 | 45.4652 | 75.9562 | 0
| All | All Customers | 8 | Average Weekday | SCE | 1-in-10 | 2021 | 23 | 419.5401 | 455.0563 | 45.4818 | 74.5365 | 0
| All | All Customers | 8 | Average Weekday | SCE | 1-in-10 | 2021 | 24 | 435.7414 | 478.655 | 45.5057 | 73.5145 | 0
| All | All Customers | 8 | Monthly System Peak Day | SCE | 1-in-10 | 2021 | 1 | 376.383 | 369.8623 | 41.24 | 77.7831 | 0
| All | All Customers | 8 | Monthly System Peak Day | SCE | 1-in-10 | 2021 | 2 | 364.0559 | 335.8164 | 41.2284 | 76.6546 | 0
| All | All Customers | 8 | Monthly System Peak Day | SCE | 1-in-10 | 2021 | 3 | 441.6804 | 396.0514 | 41.2274 | 75.7126 | 0
| All | All Customers | 8 | Monthly System Peak Day | SCE | 1-in-10 | 2021 | 4 | 539.8822 | 466.8349 | 41.2248 | 74.5451 | 0
| All | All Customers | 8 | Monthly System Peak Day | SCE | 1-in-10 | 2021 | 5 | 525.4327 | 469.1849 | 41.2302 | 73.6349 | 0
| All | All Customers | 8 | Monthly System Peak Day | SCE | 1-in-10 | 2021 | 6 | 533.2749 | 492.792 | 41.2401 | 72.9151 | 0
| All | All Customers | 8 | Monthly System Peak Day | SCE | 1-in-10 | 2021 | 7 | 546.6002 | 497.6698 | 41.2729 | 72.1284 | 0
| All | All Customers | 8 | Monthly System Peak Day | SCE | 1-in-10 | 2021 | 8 | 558.2785 | 516.1416 | 41.2531 | 72.009 | 0
| All | All Customers | 8 | Monthly System Peak Day | SCE | 1-in-10 | 2021 | 9 | 505.058 | 480.4342 | 41.2607 | 74.4355 | 0
| All | All Customers | 8 | Monthly System Peak Day | SCE | 1-in-10 | 2021 | 10 | 497.0668 | 461.6871 | 41.2512 | 79.3051 | 0
| All | All Customers | 8 | Monthly System Peak Day | SCE | 1-in-10 | 2021 | 11 | 480.2384 | 445.1563 | 41.2657 | 84.8269 | 0
| All | All Customers | 8 | Monthly System Peak Day | SCE | 1-in-10 | 2021 | 12 | 468.8549 | 434.7207 | 41.2834 | 88.5418 | 0
| All | All Customers | 8 | Monthly System Peak Day | SCE | 1-in-10 | 2021 | 13 | 395.4891 | 381.7589 | 41.2959 | 90.152 | 0
| All | All Customers | 8 | Monthly System Peak Day | SCE | 1-in-10 | 2021 | 14 | 365.0223 | 351.4933 | 41.288 | 91.8194 | 0
| All | All Customers | 8 | Monthly System Peak Day | SCE | 1-in-10 | 2021 | 15 | 324.8437 | 316.0791 | 41.292 | 93.4898 | 0
| All | All Customers | 8 | Monthly System Peak Day | SCE | 1-in-10 | 2021 | 16 | 277.7842 | 257.9973 | 41.278 | 95.0265 | 0
| All | All Customers | 8 | Monthly System Peak Day | SCE | 1-in-10 | 2021 | 17 | 258.1976 | 267.7424 | 41.1792 | 95.0296 | 0
| All | All Customers | 8 | Monthly System Peak Day | SCE | 1-in-10 | 2021 | 18 | 233.6442 | 258.2571 | 41.246 | 94.4276 | 0
| All | All Customers | 8 | Monthly System Peak Day | SCE | 1-in-10 | 2021 | 19 | 221.7105 | 218.627 | 41.0189 | 93.0592 | 0
| All | All Customers | 8 | Monthly System Peak Day | SCE | 1-in-10 | 2021 | 20 | 224.3937 | 214.5901 | 40.9141 | 90.1265 | 0
| All | All Customers | 8 | Monthly System Peak Day | SCE | 1-in-10 | 2021 | 21 | 249.5803 | 229.4418 | 41.8319 | 86.6699 | 0
| All | All Customers | 8 | Monthly System Peak Day | SCE | 1-in-10 | 2021 | 22 | 405.7016 | 380.9203 | 41.341 | 83.5782 | 0
| All | All Customers | 8 | Monthly System Peak Day | SCE | 1-in-10 | 2021 | 23 | 419.5401 | 394.4744 | 41.2573 | 81.1289 | 0
| All | All Customers | 8 | Monthly System Peak Day | SCE | 1-in-10 | 2021 | 24 | 435.7414 | 416.3127 | 41.248 | 79.7864 | 0
| All | All Customers | 8 | Typical Event Day | SCE | 1-in-10 | 2021 | 1 | 376.383 | 369.8623 | 41.24 | 76.727 | 0
| All | All Customers | 8 | Typical Event Day | SCE | 1-in-10 | 2021 | 2 | 364.0559 | 335.8164 | 41.2284 | 75.2909 | 0
| All | All Customers | 8 | Typical Event Day | SCE | 1-in-10 | 2021 | 3 | 441.6804 | 396.0514 | 41.2274 | 74.0474 | 0
| All | All Customers | 8 | Typical Event Day | SCE | 1-in-10 | 2021 | 4 | 539.8822 | 466.8349 | 41.2248 | 73.2366 | 0
| All | All Customers | 8 | Typical Event Day | SCE | 1-in-10 | 2021 | 5 | 525.4327 | 469.1849 | 41.2302 | 72.4408 | 0
| All | All Customers | 8 | Typical Event Day | SCE | 1-in-10 | 2021 | 6 | 533.2749 | 492.792 | 41.2401 | 71.7529 | 0
| All | All Customers | 8 | Typical Event Day | SCE | 1-in-10 | 2021 | 7 | 546.6002 | 497.6698 | 41.2729 | 71.2031 | 0
| All | All Customers | 8 | Typical Event Day | SCE | 1-in-10 | 2021 | 8 | 558.2785 | 516.1416 | 41.2531 | 71.67 | 0
| All | All Customers | 8 | Typical Event Day | SCE | 1-in-10 | 2021 | 9 | 505.058 | 480.4342 | 41.2607 | 74.6167 | 0
| All | All Customers | 8 | Typical Event Day | SCE | 1-in-10 | 2021 | 10 | 497.0668 | 461.6871 | 41.2512 | 79.6274 | 0
| All | All Customers | 8 | Typical Event Day | SCE | 1-in-10 | 2021 | 11 | 480.2384 | 445.1563 | 41.2657 | 85.1114 | 0
| All | All Customers | 8 | Typical Event Day | SCE | 1-in-10 | 2021 | 12 | 468.8549 | 434.7207 | 41.2834 | 89.3543 | 0
| All | All Customers | 8 | Typical Event Day | SCE | 1-in-10 | 2021 | 13 | 395.4891 | 381.7589 | 41.2959 | 92.0168 | 0
| All | All Customers | 8 | Typical Event Day | SCE | 1-in-10 | 2021 | 14 | 365.0223 | 351.4933 | 41.288 | 94.2696 | 0
| All | All Customers | 8 | Typical Event Day | SCE | 1-in-10 | 2021 | 15 | 324.8437 | 316.0791 | 41.292 | 96.0719 | 0
| All | All Customers | 8 | Typical Event Day | SCE | 1-in-10 | 2021 | 16 | 277.7842 | 257.9973 | 41.278 | 97.2345 | 0
| All | All Customers | 8 | Typical Event Day | SCE | 1-in-10 | 2021 | 17 | 258.1976 | 267.7424 | 41.1792 | 97.4936 | 0
| All | All Customers | 8 | Typical Event Day | SCE | 1-in-10 | 2021 | 18 | 233.6442 | 258.2571 | 41.246 | 96.7511 | 0
| All | All Customers | 8 | Typical Event Day | SCE | 1-in-10 | 2021 | 19 | 221.7105 | 218.627 | 41.0189 | 94.9061 | 0
| All | All Customers | 8 | Typical Event Day | SCE | 1-in-10 | 2021 | 20 | 224.3937 | 214.5901 | 40.9141 | 91.7564 | 0
| All | All Customers | 8 | Typical Event Day | SCE | 1-in-10 | 2021 | 21 | 249.5803 | 229.4418 | 41.8319 | 88.1027 | 0
| All | All Customers | 8 | Typical Event Day | SCE | 1-in-10 | 2021 | 22 | 405.7016 | 380.9203 | 41.341 | 84.7386 | 0
| All | All Customers | 8 | Typical Event Day | SCE | 1-in-10 | 2021 | 23 | 419.5401 | 394.4744 | 41.2573 | 82.0232 | 0
| All | All Customers | 8 | Typical Event Day | SCE | 1-in-10 | 2021 | 24 | 435.7414 | 416.3127 | 41.248 | 80.268 | 0
| All | All Customers | 9 | Average Weekday | SCE | 1-in-10 | 2021 | 1 | 347.2395 | 367.6091 | 47.6917 | 71.6865 | 0
| All | All Customers | 9 | Average Weekday | SCE | 1-in-10 | 2021 | 2 | 345.9847 | 356.1077 | 47.688 | 70.7796 | 0
| All | All Customers | 9 | Average Weekday | SCE | 1-in-10 | 2021 | 3 | 435.5909 | 441.9215 | 47.6867 | 69.9662 | 0
| All | All Customers | 9 | Average Weekday | SCE | 1-in-10 | 2021 | 4 | 536.2734 | 546.3263 | 47.6856 | 69.2514 | 0
| All | All Customers | 9 | Average Weekday | SCE | 1-in-10 | 2021 | 5 | 511.0069 | 528.1779 | 47.6823 | 68.63 | 0
| All | All Customers | 9 | Average Weekday | SCE | 1-in-10 | 2021 | 6 | 508.0809 | 535.2654 | 47.6753 | 68.1028 | 0
| All | All Customers | 9 | Average Weekday | SCE | 1-in-10 | 2021 | 7 | 531.7985 | 550.1357 | 47.6662 | 67.6712 | 0
| All | All Customers | 9 | Average Weekday | SCE | 1-in-10 | 2021 | 8 | 533.1165 | 549.4662 | 47.6988 | 67.4139 | 0
| All | All Customers | 9 | Average Weekday | SCE | 1-in-10 | 2021 | 9 | 477.131 | 493.966 | 47.733 | 68.8038 | 0
| All | All Customers | 9 | Average Weekday | SCE | 1-in-10 | 2021 | 10 | 475.6168 | 484.9341 | 47.7325 | 71.9381 | 0
| All | All Customers | 9 | Average Weekday | SCE | 1-in-10 | 2021 | 11 | 462.6697 | 471.252 | 47.7716 | 75.5259 | 0
| All | All Customers | 9 | Average Weekday | SCE | 1-in-10 | 2021 | 12 | 454.2698 | 463.2581 | 47.8107 | 78.9902 | 0
| All | All Customers | 9 | Average Weekday | SCE | 1-in-10 | 2021 | 13 | 389.0659 | 399.7334 | 47.8275 | 81.7014 | 0
| All | All Customers | 9 | Average Weekday | SCE | 1-in-10 | 2021 | 14 | 356.046 | 366.1092 | 47.7958 | 83.6224 | 0
| All | All Customers | 9 | Average Weekday | SCE | 1-in-10 | 2021 | 15 | 322.7452 | 332.466 | 47.7314 | 84.909 | 0
| All | All Customers | 9 | Average Weekday | SCE | 1-in-10 | 2021 | 16 | 290.9496 | 290.3062 | 47.685 | 85.3183 | 0
| All | All Customers | 9 | Average Weekday | SCE | 1-in-10 | 2021 | 17 | 261.3267 | 274.134 | 47.9074 | 85.1738 | 0
| All | All Customers | 9 | Average Weekday | SCE | 1-in-10 | 2021 | 18 | 241.5967 | 259.3184 | 47.8425 | 84.2725 | 0
| All | All Customers | 9 | Average Weekday | SCE | 1-in-10 | 2021 | 19 | 245.9864 | 257.34 | 48.8923 | 82.4554 | 0
| All | All Customers | 9 | Average Weekday | SCE | 1-in-10 | 2021 | 20 | 249.4128 | 257.9892 | 47.6322 | 79.5745 | 0
| All | All Customers | 9 | Average Weekday | SCE | 1-in-10 | 2021 | 21 | 266.394 | 276.9034 | 47.7388 | 76.5206 | 0
| All | All Customers | 9 | Average Weekday | SCE | 1-in-10 | 2021 | 22 | 404.9574 | 427.7901 | 47.641 | 74.7105 | 0
| All | All Customers | 9 | Average Weekday | SCE | 1-in-10 | 2021 | 23 | 399.0825 | 421.7736 | 47.6883 | 73.3727 | 0
| All | All Customers | 9 | Average Weekday | SCE | 1-in-10 | 2021 | 24 | 406.1051 | 436.6227 | 47.6965 | 72.2628 | 0
| All | All Customers | 9 | Monthly System Peak Day | SCE | 1-in-10 | 2021 | 1 | 347.2395 | 330.1033 | 47.7583 | 77.1861 | 0
| All | All Customers | 9 | Monthly System Peak Day | SCE | 1-in-10 | 2021 | 2 | 345.9847 | 309.6624 | 47.7473 | 76.156 | 0
| All | All Customers | 9 | Monthly System Peak Day | SCE | 1-in-10 | 2021 | 3 | 435.5909 | 374.0787 | 47.746 | 75.0378 | 0
| All | All Customers | 9 | Monthly System Peak Day | SCE | 1-in-10 | 2021 | 4 | 536.2734 | 435.7408 | 47.7422 | 74.7179 | 0
| All | All Customers | 9 | Monthly System Peak Day | SCE | 1-in-10 | 2021 | 5 | 511.0069 | 424.0256 | 47.7471 | 74.3536 | 0
| All | All Customers | 9 | Monthly System Peak Day | SCE | 1-in-10 | 2021 | 6 | 508.0809 | 436.3393 | 47.7546 | 74.0051 | 0
| All | All Customers | 9 | Monthly System Peak Day | SCE | 1-in-10 | 2021 | 7 | 531.7985 | 461.7329 | 47.7976 | 73.7663 | 0
| All | All Customers | 9 | Monthly System Peak Day | SCE | 1-in-10 | 2021 | 8 | 533.1165 | 464.1166 | 47.7752 | 73.7811 | 0
| All | All Customers | 9 | Monthly System Peak Day | SCE | 1-in-10 | 2021 | 9 | 477.131 | 445.23 | 47.7838 | 75.6935 | 0
| All | All Customers | 9 | Monthly System Peak Day | SCE | 1-in-10 | 2021 | 10 | 475.6168 | 430.4352 | 47.7836 | 79.6745 | 0
| All | All Customers | 9 | Monthly System Peak Day | SCE | 1-in-10 | 2021 | 11 | 462.6697 | 419.8296 | 47.7907 | 84.8286 | 0
| All | All Customers | 9 | Monthly System Peak Day | SCE | 1-in-10 | 2021 | 12 | 454.2698 | 411.4263 | 47.794 | 89.3296 | 0
| All | All Customers | 9 | Monthly System Peak Day | SCE | 1-in-10 | 2021 | 13 | 389.0659 | 360.1165 | 47.8025 | 93.0878 | 0
| All | All Customers | 9 | Monthly System Peak Day | SCE | 1-in-10 | 2021 | 14 | 356.046 | 330.3454 | 47.7962 | 95.6878 | 0
| All | All Customers | 9 | Monthly System Peak Day | SCE | 1-in-10 | 2021 | 15 | 322.7452 | 304.0219 | 47.8097 | 97.1439 | 0
| All | All Customers | 9 | Monthly System Peak Day | SCE | 1-in-10 | 2021 | 16 | 290.9496 | 260.6318 | 47.8126 | 97.6602 | 0
| All | All Customers | 9 | Monthly System Peak Day | SCE | 1-in-10 | 2021 | 17 | 261.3267 | 272.1432 | 47.7433 | 97.8959 | 0
| All | All Customers | 9 | Monthly System Peak Day | SCE | 1-in-10 | 2021 | 18 | 241.5967 | 265.3864 | 47.7493 | 96.7153 | 0
| All | All Customers | 9 | Monthly System Peak Day | SCE | 1-in-10 | 2021 | 19 | 245.9864 | 217.0879 | 48.169 | 94.2735 | 0
| All | All Customers | 9 | Monthly System Peak Day | SCE | 1-in-10 | 2021 | 20 | 249.4128 | 211.1929 | 47.1048 | 91.2357 | 0
| All | All Customers | 9 | Monthly System Peak Day | SCE | 1-in-10 | 2021 | 21 | 266.394 | 234.7366 | 47.8674 | 87.7592 | 0
| All | All Customers | 9 | Monthly System Peak Day | SCE | 1-in-10 | 2021 | 22 | 404.9574 | 362.9208 | 47.8316 | 86.2245 | 0
| All | All Customers | 9 | Monthly System Peak Day | SCE | 1-in-10 | 2021 | 23 | 399.0825 | 354.2173 | 47.7474 | 85.0153 | 0
| All | All Customers | 9 | Monthly System Peak Day | SCE | 1-in-10 | 2021 | 24 | 406.1051 | 369.3505 | 47.7593 | 83.5653 | 0
| All | All Customers | 10 | Average Weekday | SCE | 1-in-10 | 2021 | 1 | 371.1865 | 384.8452 | 45.4225 | 67.7185 | 0
| All | All Customers | 10 | Average Weekday | SCE | 1-in-10 | 2021 | 2 | 353.9167 | 360.987 | 45.3454 | 66.8116 | 0
| All | All Customers | 10 | Average Weekday | SCE | 1-in-10 | 2021 | 3 | 439.6461 | 449.658 | 45.3343 | 66.0895 | 0
| All | All Customers | 10 | Average Weekday | SCE | 1-in-10 | 2021 | 4 | 543.7503 | 558.6776 | 45.3075 | 65.4005 | 0
| All | All Customers | 10 | Average Weekday | SCE | 1-in-10 | 2021 | 5 | 558.2688 | 575.1937 | 45.3111 | 64.7636 | 0
| All | All Customers | 10 | Average Weekday | SCE | 1-in-10 | 2021 | 6 | 564.6005 | 585.6846 | 45.2831 | 64.2657 | 0
| All | All Customers | 10 | Average Weekday | SCE | 1-in-10 | 2021 | 7 | 572.894 | 588.3666 | 45.2922 | 63.7933 | 0
| All | All Customers | 10 | Average Weekday | SCE | 1-in-10 | 2021 | 8 | 598.6214 | 620.907 | 45.5043 | 63.4726 | 0
| All | All Customers | 10 | Average Weekday | SCE | 1-in-10 | 2021 | 9 | 546.4425 | 581.7378 | 45.721 | 63.925 | 0
| All | All Customers | 10 | Average Weekday | SCE | 1-in-10 | 2021 | 10 | 533.1506 | 553.1055 | 45.5427 | 66.8175 | 0
| All | All Customers | 10 | Average Weekday | SCE | 1-in-10 | 2021 | 11 | 528.3047 | 543.1378 | 45.651 | 70.6107 | 0
| All | All Customers | 10 | Average Weekday | SCE | 1-in-10 | 2021 | 12 | 511.6673 | 520.9749 | 45.7692 | 74.3318 | 0
| All | All Customers | 10 | Average Weekday | SCE | 1-in-10 | 2021 | 13 | 422.7613 | 431.6153 | 45.8473 | 77.3255 | 0
| All | All Customers | 10 | Average Weekday | SCE | 1-in-10 | 2021 | 14 | 370.3944 | 376.4575 | 45.7568 | 79.3286 | 0
| All | All Customers | 10 | Average Weekday | SCE | 1-in-10 | 2021 | 15 | 332.4633 | 337.7206 | 45.576 | 80.544 | 0
| All | All Customers | 10 | Average Weekday | SCE | 1-in-10 | 2021 | 16 | 285.8776 | 288.0838 | 45.3454 | 81.0973 | 0
| All | All Customers | 10 | Average Weekday | SCE | 1-in-10 | 2021 | 17 | 264.2627 | 271.4863 | 45.1846 | 81.0095 | 0
| All | All Customers | 10 | Average Weekday | SCE | 1-in-10 | 2021 | 18 | 255.5826 | 261.4096 | 45.2048 | 80.1858 | 0
| All | All Customers | 10 | Average Weekday | SCE | 1-in-10 | 2021 | 19 | 247.1247 | 252.2002 | 45.6382 | 78.2469 | 0
| All | All Customers | 10 | Average Weekday | SCE | 1-in-10 | 2021 | 20 | 250.508 | 255.0406 | 45.1774 | 75.1596 | 0
| All | All Customers | 10 | Average Weekday | SCE | 1-in-10 | 2021 | 21 | 259.3864 | 264.2939 | 45.2013 | 72.8835 | 0
| All | All Customers | 10 | Average Weekday | SCE | 1-in-10 | 2021 | 22 | 426.8698 | 448.8692 | 45.3204 | 71.2801 | 0
| All | All Customers | 10 | Average Weekday | SCE | 1-in-10 | 2021 | 23 | 407.7614 | 430.973 | 45.4043 | 69.9309 | 0
| All | All Customers | 10 | Average Weekday | SCE | 1-in-10 | 2021 | 24 | 413.2777 | 444.8482 | 45.4978 | 68.7679 | 0
| All | All Customers | 10 | Monthly System Peak Day | SCE | 1-in-10 | 2021 | 1 | 371.1865 | 398.8517 | 45.1083 | 77.6047 | 0
| All | All Customers | 10 | Monthly System Peak Day | SCE | 1-in-10 | 2021 | 2 | 353.9167 | 368.3291 | 45.1439 | 77.2953 | 0
| All | All Customers | 10 | Monthly System Peak Day | SCE | 1-in-10 | 2021 | 3 | 439.6461 | 457.5157 | 45.1493 | 76.6618 | 0
| All | All Customers | 10 | Monthly System Peak Day | SCE | 1-in-10 | 2021 | 4 | 543.7503 | 563.6767 | 45.1663 | 76.4416 | 0
| All | All Customers | 10 | Monthly System Peak Day | SCE | 1-in-10 | 2021 | 5 | 558.2688 | 582.7142 | 45.1631 | 75.8483 | 0
| All | All Customers | 10 | Monthly System Peak Day | SCE | 1-in-10 | 2021 | 6 | 564.6005 | 586.9094 | 45.1832 | 76.2735 | 0
| All | All Customers | 10 | Monthly System Peak Day | SCE | 1-in-10 | 2021 | 7 | 572.894 | 585.9906 | 45.1873 | 76.1912 | 0
| All | All Customers | 10 | Monthly System Peak Day | SCE | 1-in-10 | 2021 | 8 | 598.6214 | 635.2872 | 45.0893 | 76.2474 | 0
| All | All Customers | 10 | Monthly System Peak Day | SCE | 1-in-10 | 2021 | 9 | 546.4425 | 592.5554 | 45.0616 | 76.2915 | 0
| All | All Customers | 10 | Monthly System Peak Day | SCE | 1-in-10 | 2021 | 10 | 533.1506 | 558.5323 | 45.1047 | 79.8866 | 0
| All | All Customers | 10 | Monthly System Peak Day | SCE | 1-in-10 | 2021 | 11 | 528.3047 | 552.7933 | 45.1331 | 84.2738 | 0
| All | All Customers | 10 | Monthly System Peak Day | SCE | 1-in-10 | 2021 | 12 | 511.6673 | 533.96 | 45.1892 | 89.5883 | 0
| All | All Customers | 10 | Monthly System Peak Day | SCE | 1-in-10 | 2021 | 13 | 422.7613 | 435.5052 | 45.2418 | 94.0553 | 0
| All | All Customers | 10 | Monthly System Peak Day | SCE | 1-in-10 | 2021 | 14 | 370.3944 | 377.5373 | 45.1913 | 96.3074 | 0
| All | All Customers | 10 | Monthly System Peak Day | SCE | 1-in-10 | 2021 | 15 | 332.4633 | 337.2118 | 45.1241 | 97.8138 | 0
| All | All Customers | 10 | Monthly System Peak Day | SCE | 1-in-10 | 2021 | 16 | 285.8776 | 285.8576 | 45.1523 | 98.517 | 0
| All | All Customers | 10 | Monthly System Peak Day | SCE | 1-in-10 | 2021 | 17 | 264.2627 | 271.709 | 45.1596 | 98.3085 | 0
| All | All Customers | 10 | Monthly System Peak Day | SCE | 1-in-10 | 2021 | 18 | 255.5826 | 262.2001 | 45.1472 | 97.7777 | 0
| All | All Customers | 10 | Monthly System Peak Day | SCE | 1-in-10 | 2021 | 19 | 247.1247 | 250.9808 | 45.748 | 95.7436 | 0
| All | All Customers | 10 | Monthly System Peak Day | SCE | 1-in-10 | 2021 | 20 | 250.508 | 254.0587 | 45.1772 | 91.5245 | 0
| All | All Customers | 10 | Monthly System Peak Day | SCE | 1-in-10 | 2021 | 21 | 259.3864 | 265.1437 | 45.2492 | 87.6138 | 0
| All | All Customers | 10 | Monthly System Peak Day | SCE | 1-in-10 | 2021 | 22 | 426.8698 | 449.0834 | 45.1561 | 85.4745 | 0
| All | All Customers | 10 | Monthly System Peak Day | SCE | 1-in-10 | 2021 | 23 | 407.7614 | 435.5776 | 45.12 | 83.5343 | 0
| All | All Customers | 10 | Monthly System Peak Day | SCE | 1-in-10 | 2021 | 24 | 413.2777 | 464.9563 | 45.0813 | 81.9455 | 0
| All | All Customers | 11 | Average Weekday | SCE | 1-in-10 | 2021 | 1 | 348.2341 | 356.443 | 45.3412 | 56.8635 | 0
| All | All Customers | 11 | Average Weekday | SCE | 1-in-10 | 2021 | 2 | 335.091 | 341.5912 | 45.3313 | 55.8747 | 0
| All | All Customers | 11 | Average Weekday | SCE | 1-in-10 | 2021 | 3 | 420.3365 | 431.9428 | 45.3122 | 54.963 | 0
| All | All Customers | 11 | Average Weekday | SCE | 1-in-10 | 2021 | 4 | 532.2784 | 550.442 | 45.3149 | 54.0459 | 0
| All | All Customers | 11 | Average Weekday | SCE | 1-in-10 | 2021 | 5 | 532.1165 | 560.9623 | 45.2972 | 53.2576 | 0
| All | All Customers | 11 | Average Weekday | SCE | 1-in-10 | 2021 | 6 | 541.5214 | 577.2585 | 45.3026 | 52.6836 | 0
| All | All Customers | 11 | Average Weekday | SCE | 1-in-10 | 2021 | 7 | 554.0632 | 570.2098 | 45.4438 | 52.2571 | 0
| All | All Customers | 11 | Average Weekday | SCE | 1-in-10 | 2021 | 8 | 568.441 | 581.6371 | 45.5909 | 52.0378 | 0
| All | All Customers | 11 | Average Weekday | SCE | 1-in-10 | 2021 | 9 | 520.9741 | 546.0495 | 45.4755 | 53.6165 | 0
| All | All Customers | 11 | Average Weekday | SCE | 1-in-10 | 2021 | 10 | 507.5777 | 521.8252 | 45.5432 | 57.5818 | 0
| All | All Customers | 11 | Average Weekday | SCE | 1-in-10 | 2021 | 11 | 494.4097 | 503.8361 | 45.6275 | 62.1705 | 0
| All | All Customers | 11 | Average Weekday | SCE | 1-in-10 | 2021 | 12 | 482.8876 | 489.0749 | 45.6852 | 65.9389 | 0
| All | All Customers | 11 | Average Weekday | SCE | 1-in-10 | 2021 | 13 | 401.9468 | 411.7001 | 45.6367 | 68.6396 | 0
| All | All Customers | 11 | Average Weekday | SCE | 1-in-10 | 2021 | 14 | 362.1172 | 369.28 | 45.5274 | 70.2556 | 0
| All | All Customers | 11 | Average Weekday | SCE | 1-in-10 | 2021 | 15 | 314.8501 | 321.9832 | 45.3614 | 71.0991 | 0
| All | All Customers | 11 | Average Weekday | SCE | 1-in-10 | 2021 | 16 | 275.6743 | 277.4856 | 45.3565 | 71.2778 | 0
| All | All Customers | 11 | Average Weekday | SCE | 1-in-10 | 2021 | 17 | 253.0886 | 259.5109 | 45.2058 | 70.5447 | 0
| All | All Customers | 11 | Average Weekday | SCE | 1-in-10 | 2021 | 18 | 241.4195 | 247.983 | 45.2585 | 68.5584 | 0
| All | All Customers | 11 | Average Weekday | SCE | 1-in-10 | 2021 | 19 | 235.6688 | 240.5458 | 45.1768 | 65.9823 | 0
| All | All Customers | 11 | Average Weekday | SCE | 1-in-10 | 2021 | 20 | 236.9876 | 309.4643 | 51.5501 | 63.7891 | 0
| All | All Customers | 11 | Average Weekday | SCE | 1-in-10 | 2021 | 21 | 239.8998 | 245.9925 | 45.226 | 62.0355 | 0
| All | All Customers | 11 | Average Weekday | SCE | 1-in-10 | 2021 | 22 | 401.0886 | 420.5974 | 45.3663 | 60.4145 | 0
| All | All Customers | 11 | Average Weekday | SCE | 1-in-10 | 2021 | 23 | 382.8155 | 399.327 | 45.4363 | 59.0563 | 0
| All | All Customers | 11 | Average Weekday | SCE | 1-in-10 | 2021 | 24 | 387.0806 | 403.1875 | 45.3943 | 57.8888 | 0
| All | All Customers | 11 | Monthly System Peak Day | SCE | 1-in-10 | 2021 | 1 | 348.2341 | 364.4982 | 45.1586 | 70.1098 | 0
| All | All Customers | 11 | Monthly System Peak Day | SCE | 1-in-10 | 2021 | 2 | 335.091 | 347.8824 | 45.1586 | 68.6984 | 0
| All | All Customers | 11 | Monthly System Peak Day | SCE | 1-in-10 | 2021 | 3 | 420.3365 | 437.6263 | 45.1792 | 67.9816 | 0
| All | All Customers | 11 | Monthly System Peak Day | SCE | 1-in-10 | 2021 | 4 | 532.2784 | 556.4961 | 45.1735 | 66.567 | 0
| All | All Customers | 11 | Monthly System Peak Day | SCE | 1-in-10 | 2021 | 5 | 532.1165 | 565.3136 | 45.1994 | 65.7416 | 0
| All | All Customers | 11 | Monthly System Peak Day | SCE | 1-in-10 | 2021 | 6 | 541.5214 | 579.6476 | 45.1961 | 64.8535 | 0
| All | All Customers | 11 | Monthly System Peak Day | SCE | 1-in-10 | 2021 | 7 | 554.0632 | 571.0341 | 45.0634 | 64.5405 | 0
| All | All Customers | 11 | Monthly System Peak Day | SCE | 1-in-10 | 2021 | 8 | 568.441 | 607.2266 | 45.0387 | 65.0685 | 0
| All | All Customers | 11 | Monthly System Peak Day | SCE | 1-in-10 | 2021 | 9 | 520.9741 | 554.1464 | 45.1329 | 66.6631 | 0
| All | All Customers | 11 | Monthly System Peak Day | SCE | 1-in-10 | 2021 | 10 | 507.5777 | 530.4923 | 45.1175 | 70.9158 | 0
| All | All Customers | 11 | Monthly System Peak Day | SCE | 1-in-10 | 2021 | 11 | 494.4097 | 517.0534 | 45.1974 | 77.9199 | 0
| All | All Customers | 11 | Monthly System Peak Day | SCE | 1-in-10 | 2021 | 12 | 482.8876 | 504.3255 | 45.3056 | 83.7981 | 0
| All | All Customers | 11 | Monthly System Peak Day | SCE | 1-in-10 | 2021 | 13 | 401.9468 | 415.3435 | 45.2954 | 87.3606 | 0
| All | All Customers | 11 | Monthly System Peak Day | SCE | 1-in-10 | 2021 | 14 | 362.1172 | 368.8983 | 45.2017 | 89.2394 | 0
| All | All Customers | 11 | Monthly System Peak Day | SCE | 1-in-10 | 2021 | 15 | 314.8501 | 321.6361 | 45.1918 | 89.9202 | 0
| All | All Customers | 11 | Monthly System Peak Day | SCE | 1-in-10 | 2021 | 16 | 275.6743 | 275.2757 | 45.1481 | 90.0734 | 0
| All | All Customers | 11 | Monthly System Peak Day | SCE | 1-in-10 | 2021 | 17 | 253.0886 | 260.5829 | 45.1448 | 89.4596 | 0
| All | All Customers | 11 | Monthly System Peak Day | SCE | 1-in-10 | 2021 | 18 | 241.4195 | 250.4218 | 45.1053 | 87.6979 | 0
| All | All Customers | 11 | Monthly System Peak Day | SCE | 1-in-10 | 2021 | 19 | 235.6688 | 240.1319 | 45.1766 | 84.6872 | 0
| All | All Customers | 11 | Monthly System Peak Day | SCE | 1-in-10 | 2021 | 20 | 236.9876 | 365.0141 | 55.2006 | 80.8862 | 0
| All | All Customers | 11 | Monthly System Peak Day | SCE | 1-in-10 | 2021 | 21 | 239.8998 | 246.6562 | 45.273 | 77.491 | 0
| All | All Customers | 11 | Monthly System Peak Day | SCE | 1-in-10 | 2021 | 22 | 401.0886 | 422.8108 | 45.1133 | 74.8802 | 0
| All | All Customers | 11 | Monthly System Peak Day | SCE | 1-in-10 | 2021 | 23 | 382.8155 | 406.7378 | 45.0777 | 72.6836 | 0
| All | All Customers | 11 | Monthly System Peak Day | SCE | 1-in-10 | 2021 | 24 | 387.0806 | 417.4409 | 45.1213 | 71.115 | 0
| All | All Customers | 12 | Average Weekday | SCE | 1-in-10 | 2021 | 1 | 387.5365 | 395.5743 | 45.2481 | 49.5315 | 0
| All | All Customers | 12 | Average Weekday | SCE | 1-in-10 | 2021 | 2 | 374.3773 | 381.3907 | 45.2437 | 48.6993 | 0
| All | All Customers | 12 | Average Weekday | SCE | 1-in-10 | 2021 | 3 | 458.9763 | 470.2476 | 45.243 | 47.9576 | 0
| All | All Customers | 12 | Average Weekday | SCE | 1-in-10 | 2021 | 4 | 573.931 | 591.4709 | 45.2421 | 47.193 | 0
| All | All Customers | 12 | Average Weekday | SCE | 1-in-10 | 2021 | 5 | 574.482 | 604.4333 | 45.2434 | 46.6856 | 0
| All | All Customers | 12 | Average Weekday | SCE | 1-in-10 | 2021 | 6 | 570.4874 | 608.9642 | 45.2451 | 46.2078 | 0
| All | All Customers | 12 | Average Weekday | SCE | 1-in-10 | 2021 | 7 | 578.0023 | 594.765 | 45.2487 | 45.8721 | 0
| All | All Customers | 12 | Average Weekday | SCE | 1-in-10 | 2021 | 8 | 595.9495 | 611.6426 | 45.26 | 45.8735 | 0
| All | All Customers | 12 | Average Weekday | SCE | 1-in-10 | 2021 | 9 | 539.1024 | 565.5033 | 45.273 | 46.7094 | 0
| All | All Customers | 12 | Average Weekday | SCE | 1-in-10 | 2021 | 10 | 516.7192 | 532.8865 | 45.2658 | 49.7865 | 0
| All | All Customers | 12 | Average Weekday | SCE | 1-in-10 | 2021 | 11 | 506.568 | 517.3984 | 45.2833 | 53.5721 | 0
| All | All Customers | 12 | Average Weekday | SCE | 1-in-10 | 2021 | 12 | 493.7436 | 500.2852 | 45.3 | 56.8893 | 0
| All | All Customers | 12 | Average Weekday | SCE | 1-in-10 | 2021 | 13 | 419.4183 | 428.7759 | 45.3097 | 59.2808 | 0
| All | All Customers | 12 | Average Weekday | SCE | 1-in-10 | 2021 | 14 | 382.6776 | 389.6032 | 45.2967 | 60.8608 | 0
| All | All Customers | 12 | Average Weekday | SCE | 1-in-10 | 2021 | 15 | 352.9289 | 359.106 | 45.27 | 61.7208 | 0
| All | All Customers | 12 | Average Weekday | SCE | 1-in-10 | 2021 | 16 | 313.2158 | 314.5152 | 45.2495 | 61.9813 | 0
| All | All Customers | 12 | Average Weekday | SCE | 1-in-10 | 2021 | 17 | 296.7279 | 304.6004 | 45.1724 | 61.2692 | 0
| All | All Customers | 12 | Average Weekday | SCE | 1-in-10 | 2021 | 18 | 286.6398 | 293.8096 | 45.1711 | 59.2106 | 0
| All | All Customers | 12 | Average Weekday | SCE | 1-in-10 | 2021 | 19 | 283.5636 | 287.7479 | 45.1765 | 56.9047 | 0
| All | All Customers | 12 | Average Weekday | SCE | 1-in-10 | 2021 | 20 | 293.2058 | 366.3416 | 45.7309 | 55.2939 | 0
| All | All Customers | 12 | Average Weekday | SCE | 1-in-10 | 2021 | 21 | 297.8245 | 303.0598 | 45.2005 | 53.926 | 0
| All | All Customers | 12 | Average Weekday | SCE | 1-in-10 | 2021 | 22 | 445.9164 | 465.3358 | 45.2388 | 52.6599 | 0
| All | All Customers | 12 | Average Weekday | SCE | 1-in-10 | 2021 | 23 | 427.2113 | 443.1075 | 45.2482 | 51.5423 | 0
| All | All Customers | 12 | Average Weekday | SCE | 1-in-10 | 2021 | 24 | 430.9592 | 446.7628 | 45.253 | 50.6378 | 0
| All | All Customers | 12 | Monthly System Peak Day | SCE | 1-in-10 | 2021 | 1 | 387.5365 | 395.5743 | 45.2481 | 42.9142 | 0
| All | All Customers | 12 | Monthly System Peak Day | SCE | 1-in-10 | 2021 | 2 | 374.3773 | 381.3907 | 45.2437 | 41.9747 | 0
| All | All Customers | 12 | Monthly System Peak Day | SCE | 1-in-10 | 2021 | 3 | 458.9763 | 470.2476 | 45.243 | 40.9278 | 0
| All | All Customers | 12 | Monthly System Peak Day | SCE | 1-in-10 | 2021 | 4 | 573.931 | 591.4709 | 45.2421 | 40.057 | 0
| All | All Customers | 12 | Monthly System Peak Day | SCE | 1-in-10 | 2021 | 5 | 574.482 | 604.4333 | 45.2434 | 39.156 | 0
| All | All Customers | 12 | Monthly System Peak Day | SCE | 1-in-10 | 2021 | 6 | 570.4874 | 608.9642 | 45.2451 | 38.165 | 0
| All | All Customers | 12 | Monthly System Peak Day | SCE | 1-in-10 | 2021 | 7 | 578.0023 | 594.765 | 45.2487 | 37.3427 | 0
| All | All Customers | 12 | Monthly System Peak Day | SCE | 1-in-10 | 2021 | 8 | 595.9495 | 611.6426 | 45.26 | 37.5165 | 0
| All | All Customers | 12 | Monthly System Peak Day | SCE | 1-in-10 | 2021 | 9 | 539.1024 | 565.5033 | 45.273 | 38.7112 | 0
| All | All Customers | 12 | Monthly System Peak Day | SCE | 1-in-10 | 2021 | 10 | 516.7192 | 532.8865 | 45.2658 | 42.6329 | 0
| All | All Customers | 12 | Monthly System Peak Day | SCE | 1-in-10 | 2021 | 11 | 506.568 | 517.3984 | 45.2833 | 47.0512 | 0
| All | All Customers | 12 | Monthly System Peak Day | SCE | 1-in-10 | 2021 | 12 | 493.7436 | 500.2852 | 45.3 | 49.8976 | 0
| All | All Customers | 12 | Monthly System Peak Day | SCE | 1-in-10 | 2021 | 13 | 419.4183 | 428.7759 | 45.3097 | 51.2001 | 0
| All | All Customers | 12 | Monthly System Peak Day | SCE | 1-in-10 | 2021 | 14 | 382.6776 | 389.6032 | 45.2967 | 52.4006 | 0
| All | All Customers | 12 | Monthly System Peak Day | SCE | 1-in-10 | 2021 | 15 | 352.9289 | 359.106 | 45.27 | 53.432 | 0
| All | All Customers | 12 | Monthly System Peak Day | SCE | 1-in-10 | 2021 | 16 | 313.2158 | 314.5152 | 45.2495 | 53.8276 | 0
| All | All Customers | 12 | Monthly System Peak Day | SCE | 1-in-10 | 2021 | 17 | 296.7279 | 304.6004 | 45.1724 | 53.5174 | 0
| All | All Customers | 12 | Monthly System Peak Day | SCE | 1-in-10 | 2021 | 18 | 286.6398 | 293.8096 | 45.1711 | 51.7141 | 0
| All | All Customers | 12 | Monthly System Peak Day | SCE | 1-in-10 | 2021 | 19 | 283.5636 | 287.7479 | 45.1765 | 49.5135 | 0
| All | All Customers | 12 | Monthly System Peak Day | SCE | 1-in-10 | 2021 | 20 | 293.2058 | 366.3416 | 45.7309 | 48.193 | 0
| All | All Customers | 12 | Monthly System Peak Day | SCE | 1-in-10 | 2021 | 21 | 297.8245 | 303.0598 | 45.2005 | 46.7799 | 0
| All | All Customers | 12 | Monthly System Peak Day | SCE | 1-in-10 | 2021 | 22 | 445.9164 | 465.3358 | 45.2388 | 45.0996 | 0
| All | All Customers | 12 | Monthly System Peak Day | SCE | 1-in-10 | 2021 | 23 | 427.2113 | 443.1075 | 45.2482 | 44.3117 | 0
| All | All Customers | 12 | Monthly System Peak Day | SCE | 1-in-10 | 2021 | 24 | 430.9592 | 446.7628 | 45.253 | 43.8263 | 0
| All | All Customers | 1 | Average Weekday | SCE | 1-in-10 | 2022 | 1 | 398.5098 | 406.4916 | 37.4838 | 49.4499 | 0
| All | All Customers | 1 | Average Weekday | SCE | 1-in-10 | 2022 | 2 | 386.4054 | 394.2495 | 37.4781 | 48.6517 | 0
| All | All Customers | 1 | Average Weekday | SCE | 1-in-10 | 2022 | 3 | 479.7793 | 492.0478 | 37.4774 | 48.0156 | 0
| All | All Customers | 1 | Average Weekday | SCE | 1-in-10 | 2022 | 4 | 592.5347 | 610.8226 | 37.4767 | 47.3298 | 0
| All | All Customers | 1 | Average Weekday | SCE | 1-in-10 | 2022 | 5 | 591.5776 | 622.0282 | 37.4794 | 46.6643 | 0
| All | All Customers | 1 | Average Weekday | SCE | 1-in-10 | 2022 | 6 | 598.688 | 636.6353 | 37.4838 | 46.0566 | 0
| All | All Customers | 1 | Average Weekday | SCE | 1-in-10 | 2022 | 7 | 613.3044 | 629.9856 | 37.4899 | 45.5653 | 0
| All | All Customers | 1 | Average Weekday | SCE | 1-in-10 | 2022 | 8 | 634.5027 | 650.422 | 37.4986 | 45.3715 | 0
| All | All Customers | 1 | Average Weekday | SCE | 1-in-10 | 2022 | 9 | 570.477 | 595.3612 | 37.508 | 45.9366 | 0
| All | All Customers | 1 | Average Weekday | SCE | 1-in-10 | 2022 | 10 | 557.4846 | 572.2629 | 37.497 | 48.7274 | 0
| All | All Customers | 1 | Average Weekday | SCE | 1-in-10 | 2022 | 11 | 541.3548 | 551.0648 | 37.5134 | 52.3553 | 0
| All | All Customers | 1 | Average Weekday | SCE | 1-in-10 | 2022 | 12 | 531.6974 | 537.4587 | 37.5298 | 55.6424 | 0
| All | All Customers | 1 | Average Weekday | SCE | 1-in-10 | 2022 | 13 | 458.892 | 468.2613 | 37.5399 | 57.9774 | 0
| All | All Customers | 1 | Average Weekday | SCE | 1-in-10 | 2022 | 14 | 419.6555 | 426.6124 | 37.5279 | 59.4872 | 0
| All | All Customers | 1 | Average Weekday | SCE | 1-in-10 | 2022 | 15 | 383.9387 | 389.5866 | 37.5031 | 60.4221 | 0
| All | All Customers | 1 | Average Weekday | SCE | 1-in-10 | 2022 | 16 | 342.4491 | 343.7629 | 37.4838 | 60.7972 | 0
| All | All Customers | 1 | Average Weekday | SCE | 1-in-10 | 2022 | 17 | 326.4189 | 334.5749 | 37.3577 | 60.3811 | 0
| All | All Customers | 1 | Average Weekday | SCE | 1-in-10 | 2022 | 18 | 314.4028 | 321.561 | 37.3577 | 58.9037 | 0
| All | All Customers | 1 | Average Weekday | SCE | 1-in-10 | 2022 | 19 | 303.2499 | 307.4796 | 37.3377 | 56.6145 | 0
| All | All Customers | 1 | Average Weekday | SCE | 1-in-10 | 2022 | 20 | 304.4488 | 375.2784 | 38.0034 | 54.9021 | 0
| All | All Customers | 1 | Average Weekday | SCE | 1-in-10 | 2022 | 21 | 297.1959 | 302.3884 | 37.3978 | 53.6195 | 0
| All | All Customers | 1 | Average Weekday | SCE | 1-in-10 | 2022 | 22 | 449.4135 | 468.9443 | 37.4859 | 52.4654 | 0
| All | All Customers | 1 | Average Weekday | SCE | 1-in-10 | 2022 | 23 | 437.5603 | 453.923 | 37.4904 | 51.3586 | 0
| All | All Customers | 1 | Average Weekday | SCE | 1-in-10 | 2022 | 24 | 449.9708 | 465.7683 | 37.4911 | 50.4441 | 0
| All | All Customers | 1 | Monthly System Peak Day | SCE | 1-in-10 | 2022 | 1 | 398.5098 | 406.4916 | 37.4838 | 45.7436 | 0
| All | All Customers | 1 | Monthly System Peak Day | SCE | 1-in-10 | 2022 | 2 | 386.4054 | 394.2495 | 37.4781 | 45.2319 | 0
| All | All Customers | 1 | Monthly System Peak Day | SCE | 1-in-10 | 2022 | 3 | 479.7793 | 492.0478 | 37.4774 | 44.4516 | 0
| All | All Customers | 1 | Monthly System Peak Day | SCE | 1-in-10 | 2022 | 4 | 592.5347 | 610.8226 | 37.4767 | 43.7143 | 0
| All | All Customers | 1 | Monthly System Peak Day | SCE | 1-in-10 | 2022 | 5 | 591.5776 | 622.0282 | 37.4794 | 43.3871 | 0
| All | All Customers | 1 | Monthly System Peak Day | SCE | 1-in-10 | 2022 | 6 | 598.688 | 636.6353 | 37.4838 | 42.6142 | 0
| All | All Customers | 1 | Monthly System Peak Day | SCE | 1-in-10 | 2022 | 7 | 613.3044 | 629.9856 | 37.4899 | 42.0562 | 0
| All | All Customers | 1 | Monthly System Peak Day | SCE | 1-in-10 | 2022 | 8 | 634.5027 | 650.422 | 37.4986 | 41.6719 | 0
| All | All Customers | 1 | Monthly System Peak Day | SCE | 1-in-10 | 2022 | 9 | 570.477 | 595.3612 | 37.508 | 42.1354 | 0
| All | All Customers | 1 | Monthly System Peak Day | SCE | 1-in-10 | 2022 | 10 | 557.4846 | 572.2629 | 37.497 | 44.3761 | 0
| All | All Customers | 1 | Monthly System Peak Day | SCE | 1-in-10 | 2022 | 11 | 541.3548 | 551.0648 | 37.5134 | 46.872 | 0
| All | All Customers | 1 | Monthly System Peak Day | SCE | 1-in-10 | 2022 | 12 | 531.6974 | 537.4587 | 37.5298 | 48.777 | 0
| All | All Customers | 1 | Monthly System Peak Day | SCE | 1-in-10 | 2022 | 13 | 458.892 | 468.2613 | 37.5399 | 48.9265 | 0
| All | All Customers | 1 | Monthly System Peak Day | SCE | 1-in-10 | 2022 | 14 | 419.6555 | 426.6124 | 37.5279 | 49.3759 | 0
| All | All Customers | 1 | Monthly System Peak Day | SCE | 1-in-10 | 2022 | 15 | 383.9387 | 389.5866 | 37.5031 | 50.0387 | 0
| All | All Customers | 1 | Monthly System Peak Day | SCE | 1-in-10 | 2022 | 16 | 342.4491 | 343.7629 | 37.4838 | 50.9622 | 0
| All | All Customers | 1 | Monthly System Peak Day | SCE | 1-in-10 | 2022 | 17 | 326.4189 | 334.5749 | 37.3577 | 50.472 | 0
| All | All Customers | 1 | Monthly System Peak Day | SCE | 1-in-10 | 2022 | 18 | 314.4028 | 321.561 | 37.3577 | 49.331 | 0
| All | All Customers | 1 | Monthly System Peak Day | SCE | 1-in-10 | 2022 | 19 | 303.2499 | 307.4796 | 37.3377 | 47.7546 | 0
| All | All Customers | 1 | Monthly System Peak Day | SCE | 1-in-10 | 2022 | 20 | 304.4488 | 375.2784 | 38.0034 | 46.9384 | 0
| All | All Customers | 1 | Monthly System Peak Day | SCE | 1-in-10 | 2022 | 21 | 297.1959 | 302.3884 | 37.3978 | 46.2621 | 0
| All | All Customers | 1 | Monthly System Peak Day | SCE | 1-in-10 | 2022 | 22 | 449.4135 | 468.9443 | 37.4859 | 45.7461 | 0
| All | All Customers | 1 | Monthly System Peak Day | SCE | 1-in-10 | 2022 | 23 | 437.5603 | 453.923 | 37.4904 | 45.154 | 0
| All | All Customers | 1 | Monthly System Peak Day | SCE | 1-in-10 | 2022 | 24 | 449.9708 | 465.7683 | 37.4911 | 44.6112 | 0
| All | All Customers | 2 | Average Weekday | SCE | 1-in-10 | 2022 | 1 | 371.9501 | 380.5569 | 37.5237 | 55.0805 | 0
| All | All Customers | 2 | Average Weekday | SCE | 1-in-10 | 2022 | 2 | 359.3159 | 367.008 | 37.5174 | 54.0194 | 0
| All | All Customers | 2 | Average Weekday | SCE | 1-in-10 | 2022 | 3 | 445.8823 | 458.9728 | 37.5167 | 53.0825 | 0
| All | All Customers | 2 | Average Weekday | SCE | 1-in-10 | 2022 | 4 | 554.2258 | 573.7728 | 37.5161 | 52.0941 | 0
| All | All Customers | 2 | Average Weekday | SCE | 1-in-10 | 2022 | 5 | 556.6297 | 589.4705 | 37.5193 | 51.287 | 0
| All | All Customers | 2 | Average Weekday | SCE | 1-in-10 | 2022 | 6 | 566.8655 | 606.6828 | 37.5247 | 50.69 | 0
| All | All Customers | 2 | Average Weekday | SCE | 1-in-10 | 2022 | 7 | 571.7285 | 588.3693 | 37.5315 | 50.2502 | 0
| All | All Customers | 2 | Average Weekday | SCE | 1-in-10 | 2022 | 8 | 593.3936 | 609.5939 | 37.5402 | 49.9958 | 0
| All | All Customers | 2 | Average Weekday | SCE | 1-in-10 | 2022 | 9 | 547.3739 | 572.0147 | 37.5496 | 51.5858 | 0
| All | All Customers | 2 | Average Weekday | SCE | 1-in-10 | 2022 | 10 | 529.861 | 544.1069 | 37.5369 | 55.5972 | 0
| All | All Customers | 2 | Average Weekday | SCE | 1-in-10 | 2022 | 11 | 517.5759 | 527.4558 | 37.5547 | 60.1351 | 0
| All | All Customers | 2 | Average Weekday | SCE | 1-in-10 | 2022 | 12 | 506.4 | 513.5954 | 37.5725 | 63.9231 | 0
| All | All Customers | 2 | Average Weekday | SCE | 1-in-10 | 2022 | 13 | 432.1729 | 442.1808 | 37.5838 | 66.5857 | 0
| All | All Customers | 2 | Average Weekday | SCE | 1-in-10 | 2022 | 14 | 389.3597 | 396.7932 | 37.5708 | 68.3273 | 0
| All | All Customers | 2 | Average Weekday | SCE | 1-in-10 | 2022 | 15 | 347.3638 | 353.9295 | 37.5441 | 69.1954 | 0
| All | All Customers | 2 | Average Weekday | SCE | 1-in-10 | 2022 | 16 | 306.4799 | 308.3356 | 37.5234 | 69.5589 | 0
| All | All Customers | 2 | Average Weekday | SCE | 1-in-10 | 2022 | 17 | 280.0004 | 287.3558 | 37.3709 | 69.0457 | 0
| All | All Customers | 2 | Average Weekday | SCE | 1-in-10 | 2022 | 18 | 268.0373 | 274.4911 | 37.3715 | 67.5196 | 0
| All | All Customers | 2 | Average Weekday | SCE | 1-in-10 | 2022 | 19 | 262.6074 | 267.3261 | 37.338 | 64.591 | 0
| All | All Customers | 2 | Average Weekday | SCE | 1-in-10 | 2022 | 20 | 263.8358 | 332.4636 | 38.1009 | 61.9668 | 0
| All | All Customers | 2 | Average Weekday | SCE | 1-in-10 | 2022 | 21 | 258.5298 | 263.9127 | 37.4127 | 60.122 | 0
| All | All Customers | 2 | Average Weekday | SCE | 1-in-10 | 2022 | 22 | 412.5561 | 432.6004 | 37.5275 | 58.5497 | 0
| All | All Customers | 2 | Average Weekday | SCE | 1-in-10 | 2022 | 23 | 402.6537 | 419.8566 | 37.532 | 57.109 | 0
| All | All Customers | 2 | Average Weekday | SCE | 1-in-10 | 2022 | 24 | 416.4184 | 433.2352 | 37.532 | 55.8763 | 0
| All | All Customers | 2 | Monthly System Peak Day | SCE | 1-in-10 | 2022 | 1 | 371.9501 | 380.5569 | 37.5237 | 65.9778 | 0
| All | All Customers | 2 | Monthly System Peak Day | SCE | 1-in-10 | 2022 | 2 | 359.3159 | 367.008 | 37.5174 | 64.3204 | 0
| All | All Customers | 2 | Monthly System Peak Day | SCE | 1-in-10 | 2022 | 3 | 445.8823 | 458.9728 | 37.5167 | 63.1008 | 0
| All | All Customers | 2 | Monthly System Peak Day | SCE | 1-in-10 | 2022 | 4 | 554.2258 | 573.7728 | 37.5161 | 61.7665 | 0
| All | All Customers | 2 | Monthly System Peak Day | SCE | 1-in-10 | 2022 | 5 | 556.6297 | 589.4705 | 37.5193 | 60.9263 | 0
| All | All Customers | 2 | Monthly System Peak Day | SCE | 1-in-10 | 2022 | 6 | 566.8655 | 606.6828 | 37.5247 | 59.3934 | 0
| All | All Customers | 2 | Monthly System Peak Day | SCE | 1-in-10 | 2022 | 7 | 571.7285 | 588.3693 | 37.5315 | 59.3915 | 0
| All | All Customers | 2 | Monthly System Peak Day | SCE | 1-in-10 | 2022 | 8 | 593.3936 | 609.5939 | 37.5402 | 58.7706 | 0
| All | All Customers | 2 | Monthly System Peak Day | SCE | 1-in-10 | 2022 | 9 | 547.3739 | 572.0147 | 37.5496 | 60.6815 | 0
| All | All Customers | 2 | Monthly System Peak Day | SCE | 1-in-10 | 2022 | 10 | 529.861 | 544.1069 | 37.5369 | 66.3867 | 0
| All | All Customers | 2 | Monthly System Peak Day | SCE | 1-in-10 | 2022 | 11 | 517.5759 | 527.4558 | 37.5547 | 72.1731 | 0
| All | All Customers | 2 | Monthly System Peak Day | SCE | 1-in-10 | 2022 | 12 | 506.4 | 513.5954 | 37.5725 | 76.643 | 0
| All | All Customers | 2 | Monthly System Peak Day | SCE | 1-in-10 | 2022 | 13 | 432.1729 | 442.1808 | 37.5838 | 79.9845 | 0
| All | All Customers | 2 | Monthly System Peak Day | SCE | 1-in-10 | 2022 | 14 | 389.3597 | 396.7932 | 37.5708 | 82.0543 | 0
| All | All Customers | 2 | Monthly System Peak Day | SCE | 1-in-10 | 2022 | 15 | 347.3638 | 353.9295 | 37.5441 | 83.1723 | 0
| All | All Customers | 2 | Monthly System Peak Day | SCE | 1-in-10 | 2022 | 16 | 306.4799 | 308.3356 | 37.5234 | 83.611 | 0
| All | All Customers | 2 | Monthly System Peak Day | SCE | 1-in-10 | 2022 | 17 | 280.0004 | 287.3558 | 37.3709 | 82.9323 | 0
| All | All Customers | 2 | Monthly System Peak Day | SCE | 1-in-10 | 2022 | 18 | 268.0373 | 274.4911 | 37.3715 | 80.757 | 0
| All | All Customers | 2 | Monthly System Peak Day | SCE | 1-in-10 | 2022 | 19 | 262.6074 | 267.3261 | 37.338 | 76.5126 | 0
| All | All Customers | 2 | Monthly System Peak Day | SCE | 1-in-10 | 2022 | 20 | 263.8358 | 332.4636 | 38.1009 | 72.6594 | 0
| All | All Customers | 2 | Monthly System Peak Day | SCE | 1-in-10 | 2022 | 21 | 258.5298 | 263.9127 | 37.4127 | 69.6011 | 0
| All | All Customers | 2 | Monthly System Peak Day | SCE | 1-in-10 | 2022 | 22 | 412.5561 | 432.6004 | 37.5275 | 67.5264 | 0
| All | All Customers | 2 | Monthly System Peak Day | SCE | 1-in-10 | 2022 | 23 | 402.6537 | 419.8566 | 37.532 | 65.5967 | 0
| All | All Customers | 2 | Monthly System Peak Day | SCE | 1-in-10 | 2022 | 24 | 416.4184 | 433.2352 | 37.532 | 63.8301 | 0
| All | All Customers | 3 | Average Weekday | SCE | 1-in-10 | 2022 | 1 | 403.1179 | 417.9579 | 37.5905 | 58.38 | 0
| All | All Customers | 3 | Average Weekday | SCE | 1-in-10 | 2022 | 2 | 390.7936 | 399.3664 | 37.5429 | 57.2797 | 0
| All | All Customers | 3 | Average Weekday | SCE | 1-in-10 | 2022 | 3 | 492.6373 | 503.6505 | 37.5358 | 56.254 | 0
| All | All Customers | 3 | Average Weekday | SCE | 1-in-10 | 2022 | 4 | 601.01 | 617.2876 | 37.5201 | 55.3455 | 0
| All | All Customers | 3 | Average Weekday | SCE | 1-in-10 | 2022 | 5 | 587.8244 | 607.6751 | 37.5232 | 54.5781 | 0
| All | All Customers | 3 | Average Weekday | SCE | 1-in-10 | 2022 | 6 | 599.0807 | 622.6207 | 37.5089 | 53.8867 | 0
| All | All Customers | 3 | Average Weekday | SCE | 1-in-10 | 2022 | 7 | 612.1187 | 628.7397 | 37.5201 | 53.4742 | 0
| All | All Customers | 3 | Average Weekday | SCE | 1-in-10 | 2022 | 8 | 631.0422 | 659.2985 | 37.6474 | 53.4151 | 0
| All | All Customers | 3 | Average Weekday | SCE | 1-in-10 | 2022 | 9 | 577.1088 | 614.9337 | 37.763 | 54.8301 | 0
| All | All Customers | 3 | Average Weekday | SCE | 1-in-10 | 2022 | 10 | 562.6158 | 585.6172 | 37.6587 | 58.3814 | 0
| All | All Customers | 3 | Average Weekday | SCE | 1-in-10 | 2022 | 11 | 540.6255 | 557.4549 | 37.7164 | 62.6904 | 0
| All | All Customers | 3 | Average Weekday | SCE | 1-in-10 | 2022 | 12 | 532.1616 | 543.6994 | 37.7737 | 66.6136 | 0
| All | All Customers | 3 | Average Weekday | SCE | 1-in-10 | 2022 | 13 | 439.8486 | 449.1146 | 37.804 | 69.6765 | 0
| All | All Customers | 3 | Average Weekday | SCE | 1-in-10 | 2022 | 14 | 409.3153 | 415.5424 | 37.759 | 71.7646 | 0
| All | All Customers | 3 | Average Weekday | SCE | 1-in-10 | 2022 | 15 | 366.8022 | 372.123 | 37.6669 | 73.0134 | 0
| All | All Customers | 3 | Average Weekday | SCE | 1-in-10 | 2022 | 16 | 328.8287 | 330.9472 | 37.5416 | 73.604 | 0
| All | All Customers | 3 | Average Weekday | SCE | 1-in-10 | 2022 | 17 | 313.8607 | 323.0963 | 37.3672 | 73.5115 | 0
| All | All Customers | 3 | Average Weekday | SCE | 1-in-10 | 2022 | 18 | 299.6024 | 306.997 | 37.3799 | 72.5285 | 0
| All | All Customers | 3 | Average Weekday | SCE | 1-in-10 | 2022 | 19 | 293.1002 | 297.9511 | 37.4541 | 70.6931 | 0
| All | All Customers | 3 | Average Weekday | SCE | 1-in-10 | 2022 | 20 | 284.252 | 288.5252 | 37.3375 | 68.0039 | 0
| All | All Customers | 3 | Average Weekday | SCE | 1-in-10 | 2022 | 21 | 270.4633 | 274.6214 | 37.3754 | 65.2746 | 0
| All | All Customers | 3 | Average Weekday | SCE | 1-in-10 | 2022 | 22 | 444.4948 | 467.4439 | 37.5414 | 63.4622 | 0
| All | All Customers | 3 | Average Weekday | SCE | 1-in-10 | 2022 | 23 | 439.2259 | 463.5224 | 37.5905 | 62.0728 | 0
| All | All Customers | 3 | Average Weekday | SCE | 1-in-10 | 2022 | 24 | 460.1629 | 492.9039 | 37.6391 | 60.6886 | 0
| All | All Customers | 3 | Monthly System Peak Day | SCE | 1-in-10 | 2022 | 1 | 403.1179 | 433.4936 | 37.2625 | 66.5653 | 0
| All | All Customers | 3 | Monthly System Peak Day | SCE | 1-in-10 | 2022 | 2 | 390.7936 | 408.1747 | 37.3222 | 64.9122 | 0
| All | All Customers | 3 | Monthly System Peak Day | SCE | 1-in-10 | 2022 | 3 | 492.6373 | 513.0557 | 37.3318 | 63.5178 | 0
| All | All Customers | 3 | Monthly System Peak Day | SCE | 1-in-10 | 2022 | 4 | 601.01 | 623.4901 | 37.362 | 62.3191 | 0
| All | All Customers | 3 | Monthly System Peak Day | SCE | 1-in-10 | 2022 | 5 | 587.8244 | 616.8725 | 37.3578 | 61.3609 | 0
| All | All Customers | 3 | Monthly System Peak Day | SCE | 1-in-10 | 2022 | 6 | 599.0807 | 624.5406 | 37.3957 | 60.4826 | 0
| All | All Customers | 3 | Monthly System Peak Day | SCE | 1-in-10 | 2022 | 7 | 612.1187 | 626.527 | 37.4014 | 59.9374 | 0
| All | All Customers | 3 | Monthly System Peak Day | SCE | 1-in-10 | 2022 | 8 | 631.0422 | 680.9609 | 37.2273 | 59.4377 | 0
| All | All Customers | 3 | Monthly System Peak Day | SCE | 1-in-10 | 2022 | 9 | 577.1088 | 625.5885 | 37.2154 | 60.7855 | 0
| All | All Customers | 3 | Monthly System Peak Day | SCE | 1-in-10 | 2022 | 10 | 562.6158 | 593.3386 | 37.2604 | 65.5539 | 0
| All | All Customers | 3 | Monthly System Peak Day | SCE | 1-in-10 | 2022 | 11 | 540.6255 | 570.4888 | 37.3367 | 70.9405 | 0
| All | All Customers | 3 | Monthly System Peak Day | SCE | 1-in-10 | 2022 | 12 | 532.1616 | 556.7747 | 37.483 | 75.9952 | 0
| All | All Customers | 3 | Monthly System Peak Day | SCE | 1-in-10 | 2022 | 13 | 439.8486 | 452.8185 | 37.6263 | 79.8811 | 0
| All | All Customers | 3 | Monthly System Peak Day | SCE | 1-in-10 | 2022 | 14 | 409.3153 | 416.4785 | 37.5012 | 82.2506 | 0
| All | All Customers | 3 | Monthly System Peak Day | SCE | 1-in-10 | 2022 | 15 | 366.8022 | 372.2218 | 37.3252 | 84.2489 | 0
| All | All Customers | 3 | Monthly System Peak Day | SCE | 1-in-10 | 2022 | 16 | 328.8287 | 328.668 | 37.3363 | 85.09 | 0
| All | All Customers | 3 | Monthly System Peak Day | SCE | 1-in-10 | 2022 | 17 | 313.8607 | 323.2957 | 37.3426 | 85.004 | 0
| All | All Customers | 3 | Monthly System Peak Day | SCE | 1-in-10 | 2022 | 18 | 299.6024 | 307.3784 | 37.3263 | 83.7783 | 0
| All | All Customers | 3 | Monthly System Peak Day | SCE | 1-in-10 | 2022 | 19 | 293.1002 | 297.3434 | 38.8166 | 82.3635 | 0
| All | All Customers | 3 | Monthly System Peak Day | SCE | 1-in-10 | 2022 | 20 | 284.252 | 287.7307 | 37.3375 | 79.8314 | 0
| All | All Customers | 3 | Monthly System Peak Day | SCE | 1-in-10 | 2022 | 21 | 270.4633 | 275.347 | 37.5214 | 75.8165 | 0
| All | All Customers | 3 | Monthly System Peak Day | SCE | 1-in-10 | 2022 | 22 | 444.4948 | 467.8153 | 37.3562 | 72.4978 | 0
| All | All Customers | 3 | Monthly System Peak Day | SCE | 1-in-10 | 2022 | 23 | 439.2259 | 468.0961 | 37.2835 | 69.8694 | 0
| All | All Customers | 3 | Monthly System Peak Day | SCE | 1-in-10 | 2022 | 24 | 460.1629 | 513.5824 | 37.2191 | 67.516 | 0
| All | All Customers | 4 | Average Weekday | SCE | 1-in-10 | 2022 | 1 | 372.8277 | 387.1523 | 37.5928 | 59.0796 | 0
| All | All Customers | 4 | Average Weekday | SCE | 1-in-10 | 2022 | 2 | 362.0077 | 369.6783 | 37.5454 | 58.0445 | 0
| All | All Customers | 4 | Average Weekday | SCE | 1-in-10 | 2022 | 3 | 457.6864 | 469.0792 | 37.5384 | 57.104 | 0
| All | All Customers | 4 | Average Weekday | SCE | 1-in-10 | 2022 | 4 | 559.4957 | 574.7836 | 37.5229 | 56.2242 | 0
| All | All Customers | 4 | Average Weekday | SCE | 1-in-10 | 2022 | 5 | 538.3848 | 557.558 | 37.526 | 55.5416 | 0
| All | All Customers | 4 | Average Weekday | SCE | 1-in-10 | 2022 | 6 | 550.5 | 573.1409 | 37.5119 | 55.0192 | 0
| All | All Customers | 4 | Average Weekday | SCE | 1-in-10 | 2022 | 7 | 564.0206 | 581.1443 | 37.5232 | 54.5621 | 0
| All | All Customers | 4 | Average Weekday | SCE | 1-in-10 | 2022 | 8 | 581.6687 | 609.6606 | 37.6496 | 54.5285 | 0
| All | All Customers | 4 | Average Weekday | SCE | 1-in-10 | 2022 | 9 | 519.7499 | 556.8359 | 37.7643 | 56.5092 | 0
| All | All Customers | 4 | Average Weekday | SCE | 1-in-10 | 2022 | 10 | 506.1321 | 528.6183 | 37.6603 | 59.9344 | 0
| All | All Customers | 4 | Average Weekday | SCE | 1-in-10 | 2022 | 11 | 492.4178 | 507.7459 | 37.7175 | 63.4295 | 0
| All | All Customers | 4 | Average Weekday | SCE | 1-in-10 | 2022 | 12 | 484.0393 | 495.5054 | 37.7743 | 66.6923 | 0
| All | All Customers | 4 | Average Weekday | SCE | 1-in-10 | 2022 | 13 | 402.2957 | 411.5153 | 37.8042 | 69.2702 | 0
| All | All Customers | 4 | Average Weekday | SCE | 1-in-10 | 2022 | 14 | 368.295 | 374.5926 | 37.7593 | 71.0818 | 0
| All | All Customers | 4 | Average Weekday | SCE | 1-in-10 | 2022 | 15 | 323.8158 | 329.3836 | 37.6679 | 72.3051 | 0
| All | All Customers | 4 | Average Weekday | SCE | 1-in-10 | 2022 | 16 | 282.9413 | 285.1344 | 37.544 | 73.0385 | 0
| All | All Customers | 4 | Average Weekday | SCE | 1-in-10 | 2022 | 17 | 261.1854 | 269.3562 | 37.3701 | 73.1966 | 0
| All | All Customers | 4 | Average Weekday | SCE | 1-in-10 | 2022 | 18 | 242.5757 | 249.1826 | 37.3822 | 72.438 | 0
| All | All Customers | 4 | Average Weekday | SCE | 1-in-10 | 2022 | 19 | 229.0324 | 233.9883 | 37.4538 | 71.0442 | 0
| All | All Customers | 4 | Average Weekday | SCE | 1-in-10 | 2022 | 20 | 222.5925 | 226.7446 | 37.3376 | 68.8926 | 0
| All | All Customers | 4 | Average Weekday | SCE | 1-in-10 | 2022 | 21 | 231.0899 | 235.1295 | 37.3796 | 65.8957 | 0
| All | All Customers | 4 | Average Weekday | SCE | 1-in-10 | 2022 | 22 | 404.9992 | 427.701 | 37.544 | 63.7302 | 0
| All | All Customers | 4 | Average Weekday | SCE | 1-in-10 | 2022 | 23 | 403.4177 | 427.4037 | 37.5932 | 62.1633 | 0
| All | All Customers | 4 | Average Weekday | SCE | 1-in-10 | 2022 | 24 | 426.3691 | 458.3671 | 37.6413 | 60.8017 | 0
| All | All Customers | 4 | Monthly System Peak Day | SCE | 1-in-10 | 2022 | 1 | 372.8277 | 401.3711 | 37.2695 | 70.9902 | 0
| All | All Customers | 4 | Monthly System Peak Day | SCE | 1-in-10 | 2022 | 2 | 362.0077 | 379.0619 | 37.328 | 69.379 | 0
| All | All Customers | 4 | Monthly System Peak Day | SCE | 1-in-10 | 2022 | 3 | 457.6864 | 479.333 | 37.3374 | 68.4203 | 0
| All | All Customers | 4 | Monthly System Peak Day | SCE | 1-in-10 | 2022 | 4 | 559.4957 | 580.278 | 37.3671 | 66.7964 | 0
| All | All Customers | 4 | Monthly System Peak Day | SCE | 1-in-10 | 2022 | 5 | 538.3848 | 566.1475 | 37.363 | 65.7682 | 0
| All | All Customers | 4 | Monthly System Peak Day | SCE | 1-in-10 | 2022 | 6 | 550.5 | 574.7851 | 37.4004 | 64.6388 | 0
| All | All Customers | 4 | Monthly System Peak Day | SCE | 1-in-10 | 2022 | 7 | 564.0206 | 578.9256 | 37.406 | 63.6363 | 0
| All | All Customers | 4 | Monthly System Peak Day | SCE | 1-in-10 | 2022 | 8 | 581.6687 | 633.2865 | 37.235 | 63.4386 | 0
| All | All Customers | 4 | Monthly System Peak Day | SCE | 1-in-10 | 2022 | 9 | 519.7499 | 567.3461 | 37.226 | 66.5964 | 0
| All | All Customers | 4 | Monthly System Peak Day | SCE | 1-in-10 | 2022 | 10 | 506.1321 | 535.9652 | 37.2694 | 72.0203 | 0
| All | All Customers | 4 | Monthly System Peak Day | SCE | 1-in-10 | 2022 | 11 | 492.4178 | 519.8821 | 37.3474 | 76.9067 | 0
| All | All Customers | 4 | Monthly System Peak Day | SCE | 1-in-10 | 2022 | 12 | 484.0393 | 508.4619 | 37.4952 | 81.3869 | 0
| All | All Customers | 4 | Monthly System Peak Day | SCE | 1-in-10 | 2022 | 13 | 402.2957 | 415.3343 | 37.6395 | 84.1754 | 0
| All | All Customers | 4 | Monthly System Peak Day | SCE | 1-in-10 | 2022 | 14 | 368.295 | 375.4453 | 37.5135 | 85.9194 | 0
| All | All Customers | 4 | Monthly System Peak Day | SCE | 1-in-10 | 2022 | 15 | 323.8158 | 329.6044 | 37.3351 | 87.0781 | 0
| All | All Customers | 4 | Monthly System Peak Day | SCE | 1-in-10 | 2022 | 16 | 282.9413 | 282.8248 | 37.3422 | 87.683 | 0
| All | All Customers | 4 | Monthly System Peak Day | SCE | 1-in-10 | 2022 | 17 | 261.1854 | 269.5024 | 37.3475 | 87.8015 | 0
| All | All Customers | 4 | Monthly System Peak Day | SCE | 1-in-10 | 2022 | 18 | 242.5757 | 249.8111 | 37.3327 | 87.2521 | 0
| All | All Customers | 4 | Monthly System Peak Day | SCE | 1-in-10 | 2022 | 19 | 229.0324 | 233.3494 | 38.8216 | 85.0685 | 0
| All | All Customers | 4 | Monthly System Peak Day | SCE | 1-in-10 | 2022 | 20 | 222.5925 | 226.0671 | 37.3375 | 80.2982 | 0
| All | All Customers | 4 | Monthly System Peak Day | SCE | 1-in-10 | 2022 | 21 | 231.0899 | 235.9173 | 37.5211 | 74.8102 | 0
| All | All Customers | 4 | Monthly System Peak Day | SCE | 1-in-10 | 2022 | 22 | 404.9992 | 427.9857 | 37.3609 | 71.6791 | 0
| All | All Customers | 4 | Monthly System Peak Day | SCE | 1-in-10 | 2022 | 23 | 403.4177 | 431.8795 | 37.29 | 69.7278 | 0
| All | All Customers | 4 | Monthly System Peak Day | SCE | 1-in-10 | 2022 | 24 | 426.3691 | 478.6797 | 37.227 | 68.1926 | 0
| All | All Customers | 5 | Average Weekday | SCE | 1-in-10 | 2022 | 1 | 380.767 | 395.2245 | 37.6077 | 62.6645 | 0
| All | All Customers | 5 | Average Weekday | SCE | 1-in-10 | 2022 | 2 | 371.2792 | 378.9514 | 37.5604 | 61.686 | 0
| All | All Customers | 5 | Average Weekday | SCE | 1-in-10 | 2022 | 3 | 471.3849 | 482.2729 | 37.5533 | 60.8176 | 0
| All | All Customers | 5 | Average Weekday | SCE | 1-in-10 | 2022 | 4 | 573.2158 | 589.2103 | 37.5379 | 60.0235 | 0
| All | All Customers | 5 | Average Weekday | SCE | 1-in-10 | 2022 | 5 | 555.8747 | 575.8696 | 37.541 | 59.4411 | 0
| All | All Customers | 5 | Average Weekday | SCE | 1-in-10 | 2022 | 6 | 562.7272 | 585.795 | 37.5273 | 58.9528 | 0
| All | All Customers | 5 | Average Weekday | SCE | 1-in-10 | 2022 | 7 | 568.5655 | 585.4227 | 37.5389 | 58.7176 | 0
| All | All Customers | 5 | Average Weekday | SCE | 1-in-10 | 2022 | 8 | 593.855 | 624.5648 | 37.665 | 59.4845 | 0
| All | All Customers | 5 | Average Weekday | SCE | 1-in-10 | 2022 | 9 | 528.1672 | 563.3793 | 37.779 | 61.9999 | 0
| All | All Customers | 5 | Average Weekday | SCE | 1-in-10 | 2022 | 10 | 518.7576 | 541.7433 | 37.6747 | 65.3043 | 0
| All | All Customers | 5 | Average Weekday | SCE | 1-in-10 | 2022 | 11 | 506.57 | 521.9587 | 37.7316 | 68.3821 | 0
| All | All Customers | 5 | Average Weekday | SCE | 1-in-10 | 2022 | 12 | 493.781 | 505.0838 | 37.7882 | 71.0609 | 0
| All | All Customers | 5 | Average Weekday | SCE | 1-in-10 | 2022 | 13 | 411.7029 | 421.1355 | 37.8177 | 73.3291 | 0
| All | All Customers | 5 | Average Weekday | SCE | 1-in-10 | 2022 | 14 | 383.6491 | 390.1374 | 37.7727 | 75.0832 | 0
| All | All Customers | 5 | Average Weekday | SCE | 1-in-10 | 2022 | 15 | 344.497 | 349.8857 | 37.6815 | 76.3265 | 0
| All | All Customers | 5 | Average Weekday | SCE | 1-in-10 | 2022 | 16 | 297.045 | 299.1755 | 37.5585 | 76.8948 | 0
| All | All Customers | 5 | Average Weekday | SCE | 1-in-10 | 2022 | 17 | 268.629 | 277.4243 | 37.3764 | 76.9554 | 0
| All | All Customers | 5 | Average Weekday | SCE | 1-in-10 | 2022 | 18 | 253.979 | 260.9248 | 37.3884 | 76.2265 | 0
| All | All Customers | 5 | Average Weekday | SCE | 1-in-10 | 2022 | 19 | 244.1595 | 249.3803 | 37.45 | 74.8608 | 0
| All | All Customers | 5 | Average Weekday | SCE | 1-in-10 | 2022 | 20 | 234.9806 | 239.3134 | 37.3376 | 72.769 | 0
| All | All Customers | 5 | Average Weekday | SCE | 1-in-10 | 2022 | 21 | 246.317 | 250.6751 | 37.3859 | 69.7865 | 0
| All | All Customers | 5 | Average Weekday | SCE | 1-in-10 | 2022 | 22 | 417.0913 | 440.3319 | 37.5599 | 67.0523 | 0
| All | All Customers | 5 | Average Weekday | SCE | 1-in-10 | 2022 | 23 | 421.8608 | 446.5886 | 37.6091 | 65.2221 | 0
| All | All Customers | 5 | Average Weekday | SCE | 1-in-10 | 2022 | 24 | 442.1751 | 474.9487 | 37.6565 | 63.7844 | 0
| All | All Customers | 5 | Monthly System Peak Day | SCE | 1-in-10 | 2022 | 1 | 380.767 | 409.7955 | 37.288 | 73.9451 | 0
| All | All Customers | 5 | Monthly System Peak Day | SCE | 1-in-10 | 2022 | 2 | 371.2792 | 386.928 | 37.3453 | 72.4128 | 0
| All | All Customers | 5 | Monthly System Peak Day | SCE | 1-in-10 | 2022 | 3 | 471.3849 | 491.6943 | 37.3545 | 70.8805 | 0
| All | All Customers | 5 | Monthly System Peak Day | SCE | 1-in-10 | 2022 | 4 | 573.2158 | 595.1638 | 37.3838 | 69.4883 | 0
| All | All Customers | 5 | Monthly System Peak Day | SCE | 1-in-10 | 2022 | 5 | 555.8747 | 584.8719 | 37.3797 | 68.5669 | 0
| All | All Customers | 5 | Monthly System Peak Day | SCE | 1-in-10 | 2022 | 6 | 562.7272 | 588.1371 | 37.4168 | 67.5106 | 0
| All | All Customers | 5 | Monthly System Peak Day | SCE | 1-in-10 | 2022 | 7 | 568.5655 | 583.0706 | 37.4228 | 67.139 | 0
| All | All Customers | 5 | Monthly System Peak Day | SCE | 1-in-10 | 2022 | 8 | 593.855 | 644.3227 | 37.2546 | 67.588 | 0
| All | All Customers | 5 | Monthly System Peak Day | SCE | 1-in-10 | 2022 | 9 | 528.1672 | 574.0624 | 37.2482 | 71.9541 | 0
| All | All Customers | 5 | Monthly System Peak Day | SCE | 1-in-10 | 2022 | 10 | 518.7576 | 548.8318 | 37.2898 | 78.4437 | 0
| All | All Customers | 5 | Monthly System Peak Day | SCE | 1-in-10 | 2022 | 11 | 506.57 | 534.0444 | 37.3697 | 84.4634 | 0
| All | All Customers | 5 | Monthly System Peak Day | SCE | 1-in-10 | 2022 | 12 | 493.781 | 517.3298 | 37.5194 | 88.5098 | 0
| All | All Customers | 5 | Monthly System Peak Day | SCE | 1-in-10 | 2022 | 13 | 411.7029 | 425.1058 | 37.6646 | 91.3209 | 0
| All | All Customers | 5 | Monthly System Peak Day | SCE | 1-in-10 | 2022 | 14 | 383.6491 | 390.1677 | 37.5373 | 93.0051 | 0
| All | All Customers | 5 | Monthly System Peak Day | SCE | 1-in-10 | 2022 | 15 | 344.497 | 350.225 | 37.356 | 94.2891 | 0
| All | All Customers | 5 | Monthly System Peak Day | SCE | 1-in-10 | 2022 | 16 | 297.045 | 296.954 | 37.3594 | 94.3726 | 0
| All | All Customers | 5 | Monthly System Peak Day | SCE | 1-in-10 | 2022 | 17 | 268.629 | 277.6436 | 37.3551 | 93.9017 | 0
| All | All Customers | 5 | Monthly System Peak Day | SCE | 1-in-10 | 2022 | 18 | 253.979 | 261.4191 | 37.3417 | 93.1366 | 0
| All | All Customers | 5 | Monthly System Peak Day | SCE | 1-in-10 | 2022 | 19 | 244.1595 | 248.6609 | 38.7824 | 92.0447 | 0
| All | All Customers | 5 | Monthly System Peak Day | SCE | 1-in-10 | 2022 | 20 | 234.9806 | 238.6381 | 37.3376 | 89.5105 | 0
| All | All Customers | 5 | Monthly System Peak Day | SCE | 1-in-10 | 2022 | 21 | 246.317 | 251.4761 | 37.5222 | 85.6688 | 0
| All | All Customers | 5 | Monthly System Peak Day | SCE | 1-in-10 | 2022 | 22 | 417.0913 | 440.6928 | 37.3779 | 81.9451 | 0
| All | All Customers | 5 | Monthly System Peak Day | SCE | 1-in-10 | 2022 | 23 | 421.8608 | 451.2273 | 37.3085 | 79.3652 | 0
| All | All Customers | 5 | Monthly System Peak Day | SCE | 1-in-10 | 2022 | 24 | 442.1751 | 495.6056 | 37.2466 | 76.6451 | 0
| All | All Customers | 6 | Average Weekday | SCE | 1-in-10 | 2022 | 1 | 368.6881 | 397.2977 | 37.5927 | 66.5999 | 0
| All | All Customers | 6 | Average Weekday | SCE | 1-in-10 | 2022 | 2 | 354.5173 | 374.6124 | 37.5955 | 65.9006 | 0
| All | All Customers | 6 | Average Weekday | SCE | 1-in-10 | 2022 | 3 | 449.0311 | 474.9282 | 37.5964 | 65.2662 | 0
| All | All Customers | 6 | Average Weekday | SCE | 1-in-10 | 2022 | 4 | 542.7653 | 572.6737 | 37.5969 | 64.6507 | 0
| All | All Customers | 6 | Average Weekday | SCE | 1-in-10 | 2022 | 5 | 526.5118 | 565.353 | 37.5916 | 64.1746 | 0
| All | All Customers | 6 | Average Weekday | SCE | 1-in-10 | 2022 | 6 | 548.0166 | 593.4265 | 37.5817 | 63.7832 | 0
| All | All Customers | 6 | Average Weekday | SCE | 1-in-10 | 2022 | 7 | 561.5596 | 586.3637 | 37.5502 | 63.476 | 0
| All | All Customers | 6 | Average Weekday | SCE | 1-in-10 | 2022 | 8 | 582.0161 | 610.0705 | 37.6026 | 64.0318 | 0
| All | All Customers | 6 | Average Weekday | SCE | 1-in-10 | 2022 | 9 | 539.5998 | 560.1416 | 37.6239 | 65.9714 | 0
| All | All Customers | 6 | Average Weekday | SCE | 1-in-10 | 2022 | 10 | 526.5865 | 540.3568 | 37.609 | 68.8032 | 0
| All | All Customers | 6 | Average Weekday | SCE | 1-in-10 | 2022 | 11 | 506.1533 | 518.019 | 37.6377 | 72.0084 | 0
| All | All Customers | 6 | Average Weekday | SCE | 1-in-10 | 2022 | 12 | 497.1763 | 511.7762 | 37.6695 | 75.1083 | 0
| All | All Customers | 6 | Average Weekday | SCE | 1-in-10 | 2022 | 13 | 413.6994 | 433.1407 | 37.6804 | 77.5187 | 0
| All | All Customers | 6 | Average Weekday | SCE | 1-in-10 | 2022 | 14 | 383.6882 | 400.0604 | 37.6518 | 79.3071 | 0
| All | All Customers | 6 | Average Weekday | SCE | 1-in-10 | 2022 | 15 | 334.6196 | 349.1177 | 37.5871 | 80.4926 | 0
| All | All Customers | 6 | Average Weekday | SCE | 1-in-10 | 2022 | 16 | 292.0695 | 294.6652 | 37.5363 | 81.1097 | 0
| All | All Customers | 6 | Average Weekday | SCE | 1-in-10 | 2022 | 17 | 268.2177 | 277.5897 | 37.8182 | 81.0308 | 0
| All | All Customers | 6 | Average Weekday | SCE | 1-in-10 | 2022 | 18 | 245.7531 | 260.8721 | 37.8389 | 80.1832 | 0
| All | All Customers | 6 | Average Weekday | SCE | 1-in-10 | 2022 | 19 | 230.9436 | 253.884 | 40.3114 | 78.7527 | 0
| All | All Customers | 6 | Average Weekday | SCE | 1-in-10 | 2022 | 20 | 218.4858 | 238.0598 | 37.7951 | 76.6583 | 0
| All | All Customers | 6 | Average Weekday | SCE | 1-in-10 | 2022 | 21 | 235.6313 | 251.7958 | 38.0509 | 73.7764 | 0
| All | All Customers | 6 | Average Weekday | SCE | 1-in-10 | 2022 | 22 | 391.8324 | 425.3767 | 37.6564 | 70.7793 | 0
| All | All Customers | 6 | Average Weekday | SCE | 1-in-10 | 2022 | 23 | 415.2001 | 449.2109 | 37.6205 | 68.9101 | 0
| All | All Customers | 6 | Average Weekday | SCE | 1-in-10 | 2022 | 24 | 437.1971 | 478.7797 | 37.6037 | 67.6558 | 0
| All | All Customers | 6 | Monthly System Peak Day | SCE | 1-in-10 | 2022 | 1 | 368.6881 | 361.3406 | 45.3081 | 75.4051 | 0
| All | All Customers | 6 | Monthly System Peak Day | SCE | 1-in-10 | 2022 | 2 | 354.5173 | 330.582 | 45.3186 | 73.8369 | 0
| All | All Customers | 6 | Monthly System Peak Day | SCE | 1-in-10 | 2022 | 3 | 449.0311 | 402.0171 | 45.3232 | 72.5346 | 0
| All | All Customers | 6 | Monthly System Peak Day | SCE | 1-in-10 | 2022 | 4 | 542.7653 | 467.2495 | 45.3269 | 71.6674 | 0
| All | All Customers | 6 | Monthly System Peak Day | SCE | 1-in-10 | 2022 | 5 | 526.5118 | 466.4452 | 45.3218 | 70.5974 | 0
| All | All Customers | 6 | Monthly System Peak Day | SCE | 1-in-10 | 2022 | 6 | 548.0166 | 502.6385 | 45.3158 | 69.5882 | 0
| All | All Customers | 6 | Monthly System Peak Day | SCE | 1-in-10 | 2022 | 7 | 561.5596 | 505.5173 | 45.2396 | 68.8808 | 0
| All | All Customers | 6 | Monthly System Peak Day | SCE | 1-in-10 | 2022 | 8 | 582.0161 | 534.3441 | 45.2966 | 69.9624 | 0
| All | All Customers | 6 | Monthly System Peak Day | SCE | 1-in-10 | 2022 | 9 | 539.5998 | 513.3273 | 45.2666 | 73.8157 | 0
| All | All Customers | 6 | Monthly System Peak Day | SCE | 1-in-10 | 2022 | 10 | 526.5865 | 491.2321 | 45.2189 | 79.7156 | 0
| All | All Customers | 6 | Monthly System Peak Day | SCE | 1-in-10 | 2022 | 11 | 506.1533 | 470.5222 | 45.2088 | 84.7645 | 0
| All | All Customers | 6 | Monthly System Peak Day | SCE | 1-in-10 | 2022 | 12 | 497.1763 | 462.5113 | 45.2258 | 88.6352 | 0
| All | All Customers | 6 | Monthly System Peak Day | SCE | 1-in-10 | 2022 | 13 | 413.6994 | 396.6734 | 45.2097 | 90.0843 | 0
| All | All Customers | 6 | Monthly System Peak Day | SCE | 1-in-10 | 2022 | 14 | 383.6882 | 367.2579 | 45.2262 | 91.5486 | 0
| All | All Customers | 6 | Monthly System Peak Day | SCE | 1-in-10 | 2022 | 15 | 334.6196 | 322.3928 | 45.213 | 92.6549 | 0
| All | All Customers | 6 | Monthly System Peak Day | SCE | 1-in-10 | 2022 | 16 | 292.0695 | 267.2227 | 45.1583 | 93.9585 | 0
| All | All Customers | 6 | Monthly System Peak Day | SCE | 1-in-10 | 2022 | 17 | 268.2177 | 279.076 | 45.1737 | 94.554 | 0
| All | All Customers | 6 | Monthly System Peak Day | SCE | 1-in-10 | 2022 | 18 | 245.7531 | 270.2865 | 45.3039 | 94.2108 | 0
| All | All Customers | 6 | Monthly System Peak Day | SCE | 1-in-10 | 2022 | 19 | 230.9436 | 224.6672 | 45.2664 | 92.0967 | 0
| All | All Customers | 6 | Monthly System Peak Day | SCE | 1-in-10 | 2022 | 20 | 218.4858 | 221.7518 | 44.3019 | 87.8718 | 0
| All | All Customers | 6 | Monthly System Peak Day | SCE | 1-in-10 | 2022 | 21 | 235.6313 | 219.3046 | 46.2289 | 83.139 | 0
| All | All Customers | 6 | Monthly System Peak Day | SCE | 1-in-10 | 2022 | 22 | 391.8324 | 370.1878 | 45.556 | 78.8213 | 0
| All | All Customers | 6 | Monthly System Peak Day | SCE | 1-in-10 | 2022 | 23 | 415.2001 | 383.7665 | 45.406 | 75.3496 | 0
| All | All Customers | 6 | Monthly System Peak Day | SCE | 1-in-10 | 2022 | 24 | 437.1971 | 414.4608 | 45.3324 | 73.2752 | 0
| All | All Customers | 7 | Average Weekday | SCE | 1-in-10 | 2022 | 1 | 369.9442 | 397.3203 | 40.2618 | 72.1536 | 0
| All | All Customers | 7 | Average Weekday | SCE | 1-in-10 | 2022 | 2 | 368.3871 | 387.4779 | 40.2576 | 71.4201 | 0
| All | All Customers | 7 | Average Weekday | SCE | 1-in-10 | 2022 | 3 | 452.2392 | 477.9943 | 40.2564 | 70.7709 | 0
| All | All Customers | 7 | Average Weekday | SCE | 1-in-10 | 2022 | 4 | 546.8934 | 578.212 | 40.2542 | 70.2504 | 0
| All | All Customers | 7 | Average Weekday | SCE | 1-in-10 | 2022 | 5 | 533.9058 | 574.3426 | 40.2517 | 69.8041 | 0
| All | All Customers | 7 | Average Weekday | SCE | 1-in-10 | 2022 | 6 | 540.1998 | 583.377 | 40.2451 | 69.4399 | 0
| All | All Customers | 7 | Average Weekday | SCE | 1-in-10 | 2022 | 7 | 545.2534 | 567.4839 | 40.2451 | 69.2407 | 0
| All | All Customers | 7 | Average Weekday | SCE | 1-in-10 | 2022 | 8 | 562.8531 | 591.156 | 40.2757 | 69.7054 | 0
| All | All Customers | 7 | Average Weekday | SCE | 1-in-10 | 2022 | 9 | 510.5976 | 529.8867 | 40.3086 | 71.9118 | 0
| All | All Customers | 7 | Average Weekday | SCE | 1-in-10 | 2022 | 10 | 499.9016 | 512.8389 | 40.3079 | 74.9215 | 0
| All | All Customers | 7 | Average Weekday | SCE | 1-in-10 | 2022 | 11 | 484.6935 | 496.0853 | 40.3428 | 78.3302 | 0
| All | All Customers | 7 | Average Weekday | SCE | 1-in-10 | 2022 | 12 | 476.012 | 491.0931 | 40.3767 | 81.5124 | 0
| All | All Customers | 7 | Average Weekday | SCE | 1-in-10 | 2022 | 13 | 392.8062 | 410.3135 | 40.3921 | 83.9403 | 0
| All | All Customers | 7 | Average Weekday | SCE | 1-in-10 | 2022 | 14 | 365.7621 | 381.138 | 40.3611 | 85.7186 | 0
| All | All Customers | 7 | Average Weekday | SCE | 1-in-10 | 2022 | 15 | 322.7567 | 336.8751 | 40.303 | 86.8585 | 0
| All | All Customers | 7 | Average Weekday | SCE | 1-in-10 | 2022 | 16 | 275.1843 | 275.9989 | 40.2611 | 87.4293 | 0
| All | All Customers | 7 | Average Weekday | SCE | 1-in-10 | 2022 | 17 | 255.1345 | 263.2991 | 40.6585 | 87.3156 | 0
| All | All Customers | 7 | Average Weekday | SCE | 1-in-10 | 2022 | 18 | 240.7122 | 253.3915 | 40.6804 | 86.4657 | 0
| All | All Customers | 7 | Average Weekday | SCE | 1-in-10 | 2022 | 19 | 227.9746 | 249.2933 | 41.2741 | 84.9536 | 0
| All | All Customers | 7 | Average Weekday | SCE | 1-in-10 | 2022 | 20 | 223.7187 | 239.0392 | 40.2334 | 82.593 | 0
| All | All Customers | 7 | Average Weekday | SCE | 1-in-10 | 2022 | 21 | 244.9187 | 257.1872 | 40.6888 | 79.4531 | 0
| All | All Customers | 7 | Average Weekday | SCE | 1-in-10 | 2022 | 22 | 400.2373 | 435.7071 | 40.2355 | 76.411 | 0
| All | All Customers | 7 | Average Weekday | SCE | 1-in-10 | 2022 | 23 | 414.8082 | 445.2648 | 40.2483 | 74.6466 | 0
| All | All Customers | 7 | Average Weekday | SCE | 1-in-10 | 2022 | 24 | 432.5124 | 471.5877 | 40.2647 | 73.4889 | 0
| All | All Customers | 7 | Monthly System Peak Day | SCE | 1-in-10 | 2022 | 1 | 369.9442 | 362.0932 | 40.274 | 76.6189 | 0
| All | All Customers | 7 | Monthly System Peak Day | SCE | 1-in-10 | 2022 | 2 | 368.3871 | 340.152 | 40.2592 | 74.6004 | 0
| All | All Customers | 7 | Monthly System Peak Day | SCE | 1-in-10 | 2022 | 3 | 452.2392 | 403.4222 | 40.2577 | 72.9919 | 0
| All | All Customers | 7 | Monthly System Peak Day | SCE | 1-in-10 | 2022 | 4 | 546.8934 | 472.8677 | 40.2545 | 72.0862 | 0
| All | All Customers | 7 | Monthly System Peak Day | SCE | 1-in-10 | 2022 | 5 | 533.9058 | 475.5085 | 40.2622 | 71.2435 | 0
| All | All Customers | 7 | Monthly System Peak Day | SCE | 1-in-10 | 2022 | 6 | 540.1998 | 499.9306 | 40.2758 | 70.5634 | 0
| All | All Customers | 7 | Monthly System Peak Day | SCE | 1-in-10 | 2022 | 7 | 545.2534 | 492.6623 | 40.3229 | 70.104 | 0
| All | All Customers | 7 | Monthly System Peak Day | SCE | 1-in-10 | 2022 | 8 | 562.8531 | 521.3679 | 40.292 | 71.0143 | 0
| All | All Customers | 7 | Monthly System Peak Day | SCE | 1-in-10 | 2022 | 9 | 510.5976 | 483.7751 | 40.2959 | 74.6355 | 0
| All | All Customers | 7 | Monthly System Peak Day | SCE | 1-in-10 | 2022 | 10 | 499.9016 | 463.0964 | 40.2874 | 79.9531 | 0
| All | All Customers | 7 | Monthly System Peak Day | SCE | 1-in-10 | 2022 | 11 | 484.6935 | 450.842 | 40.2979 | 86.1582 | 0
| All | All Customers | 7 | Monthly System Peak Day | SCE | 1-in-10 | 2022 | 12 | 476.012 | 442.1696 | 40.309 | 91.0408 | 0
| All | All Customers | 7 | Monthly System Peak Day | SCE | 1-in-10 | 2022 | 13 | 392.8062 | 376.8092 | 40.3209 | 94.9224 | 0
| All | All Customers | 7 | Monthly System Peak Day | SCE | 1-in-10 | 2022 | 14 | 365.7621 | 350.5609 | 40.315 | 98.2194 | 0
| All | All Customers | 7 | Monthly System Peak Day | SCE | 1-in-10 | 2022 | 15 | 322.7567 | 311.6436 | 40.3303 | 101.1878 | 0
| All | All Customers | 7 | Monthly System Peak Day | SCE | 1-in-10 | 2022 | 16 | 275.1843 | 250.3309 | 40.3281 | 102.4459 | 0
| All | All Customers | 7 | Monthly System Peak Day | SCE | 1-in-10 | 2022 | 17 | 255.1345 | 266.0481 | 40.214 | 102.6143 | 0
| All | All Customers | 7 | Monthly System Peak Day | SCE | 1-in-10 | 2022 | 18 | 240.7122 | 263.6823 | 40.3007 | 101.7765 | 0
| All | All Customers | 7 | Monthly System Peak Day | SCE | 1-in-10 | 2022 | 19 | 227.9746 | 223.8047 | 39.9048 | 100.3296 | 0
| All | All Customers | 7 | Monthly System Peak Day | SCE | 1-in-10 | 2022 | 20 | 223.7187 | 246.3176 | 39.6799 | 98.0092 | 0
| All | All Customers | 7 | Monthly System Peak Day | SCE | 1-in-10 | 2022 | 21 | 244.9187 | 230.1181 | 40.8368 | 95.0561 | 0
| All | All Customers | 7 | Monthly System Peak Day | SCE | 1-in-10 | 2022 | 22 | 400.2373 | 384.4861 | 40.3775 | 90.5035 | 0
| All | All Customers | 7 | Monthly System Peak Day | SCE | 1-in-10 | 2022 | 23 | 414.8082 | 382.7926 | 40.2874 | 86.7318 | 0
| All | All Customers | 7 | Monthly System Peak Day | SCE | 1-in-10 | 2022 | 24 | 432.5124 | 408.9223 | 40.2817 | 84.5567 | 0
| All | All Customers | 8 | Average Weekday | SCE | 1-in-10 | 2022 | 1 | 390.1748 | 421.3528 | 37.7964 | 72.6068 | 0
| All | All Customers | 8 | Average Weekday | SCE | 1-in-10 | 2022 | 2 | 375.9141 | 397.6579 | 37.7918 | 71.8296 | 0
| All | All Customers | 8 | Average Weekday | SCE | 1-in-10 | 2022 | 3 | 457.5044 | 482.9031 | 37.7904 | 71.1403 | 0
| All | All Customers | 8 | Average Weekday | SCE | 1-in-10 | 2022 | 4 | 558.8087 | 588.68 | 37.7874 | 70.5184 | 0
| All | All Customers | 8 | Average Weekday | SCE | 1-in-10 | 2022 | 5 | 538.7702 | 579.1248 | 37.7847 | 69.99 | 0
| All | All Customers | 8 | Average Weekday | SCE | 1-in-10 | 2022 | 6 | 549.1656 | 596.0424 | 37.7773 | 69.5317 | 0
| All | All Customers | 8 | Average Weekday | SCE | 1-in-10 | 2022 | 7 | 562.9018 | 590.2884 | 37.7831 | 69.1876 | 0
| All | All Customers | 8 | Average Weekday | SCE | 1-in-10 | 2022 | 8 | 573.7953 | 605.2958 | 37.8116 | 69.1728 | 0
| All | All Customers | 8 | Average Weekday | SCE | 1-in-10 | 2022 | 9 | 516.6103 | 537.4097 | 37.8463 | 70.9235 | 0
| All | All Customers | 8 | Average Weekday | SCE | 1-in-10 | 2022 | 10 | 507.9338 | 521.7944 | 37.8508 | 74.0742 | 0
| All | All Customers | 8 | Average Weekday | SCE | 1-in-10 | 2022 | 11 | 488.9937 | 501.4087 | 37.8837 | 77.6797 | 0
| All | All Customers | 8 | Average Weekday | SCE | 1-in-10 | 2022 | 12 | 477.4036 | 493.7015 | 37.9121 | 81.1953 | 0
| All | All Customers | 8 | Average Weekday | SCE | 1-in-10 | 2022 | 13 | 402.59 | 422.671 | 37.927 | 83.7705 | 0
| All | All Customers | 8 | Average Weekday | SCE | 1-in-10 | 2022 | 14 | 373.6815 | 390.5078 | 37.8973 | 85.693 | 0
| All | All Customers | 8 | Average Weekday | SCE | 1-in-10 | 2022 | 15 | 330.7614 | 345.8481 | 37.8442 | 86.942 | 0
| All | All Customers | 8 | Average Weekday | SCE | 1-in-10 | 2022 | 16 | 284.1165 | 288.1476 | 37.8067 | 87.2203 | 0
| All | All Customers | 8 | Average Weekday | SCE | 1-in-10 | 2022 | 17 | 265.4218 | 272.9664 | 38.1619 | 86.9576 | 0
| All | All Customers | 8 | Average Weekday | SCE | 1-in-10 | 2022 | 18 | 241.5727 | 255.878 | 38.216 | 86.0129 | 0
| All | All Customers | 8 | Average Weekday | SCE | 1-in-10 | 2022 | 19 | 229.3663 | 252.7465 | 39.0705 | 84.3796 | 0
| All | All Customers | 8 | Average Weekday | SCE | 1-in-10 | 2022 | 20 | 230.5038 | 249.913 | 37.9916 | 81.871 | 0
| All | All Customers | 8 | Average Weekday | SCE | 1-in-10 | 2022 | 21 | 255.5932 | 271.2881 | 38.3468 | 78.5248 | 0
| All | All Customers | 8 | Average Weekday | SCE | 1-in-10 | 2022 | 22 | 413.4947 | 445.8662 | 37.7597 | 75.9562 | 0
| All | All Customers | 8 | Average Weekday | SCE | 1-in-10 | 2022 | 23 | 431.8538 | 467.3171 | 37.7726 | 74.5365 | 0
| All | All Customers | 8 | Average Weekday | SCE | 1-in-10 | 2022 | 24 | 453.1436 | 496.0572 | 37.7964 | 73.5145 | 0
| All | All Customers | 8 | Monthly System Peak Day | SCE | 1-in-10 | 2022 | 1 | 390.1748 | 382.9702 | 32.5336 | 77.7831 | 0
| All | All Customers | 8 | Monthly System Peak Day | SCE | 1-in-10 | 2022 | 2 | 375.9141 | 349.6643 | 32.5184 | 76.6546 | 0
| All | All Customers | 8 | Monthly System Peak Day | SCE | 1-in-10 | 2022 | 3 | 457.5044 | 412.9452 | 32.5173 | 75.7126 | 0
| All | All Customers | 8 | Monthly System Peak Day | SCE | 1-in-10 | 2022 | 4 | 558.8087 | 486.4192 | 32.5145 | 74.5451 | 0
| All | All Customers | 8 | Monthly System Peak Day | SCE | 1-in-10 | 2022 | 5 | 538.7702 | 484.0638 | 32.5225 | 73.6349 | 0
| All | All Customers | 8 | Monthly System Peak Day | SCE | 1-in-10 | 2022 | 6 | 549.1656 | 507.1768 | 32.5379 | 72.9151 | 0
| All | All Customers | 8 | Monthly System Peak Day | SCE | 1-in-10 | 2022 | 7 | 562.9018 | 510.9993 | 32.5815 | 72.1284 | 0
| All | All Customers | 8 | Monthly System Peak Day | SCE | 1-in-10 | 2022 | 8 | 573.7953 | 530.8173 | 32.5506 | 72.009 | 0
| All | All Customers | 8 | Monthly System Peak Day | SCE | 1-in-10 | 2022 | 9 | 516.6103 | 492.2317 | 32.553 | 74.4355 | 0
| All | All Customers | 8 | Monthly System Peak Day | SCE | 1-in-10 | 2022 | 10 | 507.9338 | 472.8876 | 32.5383 | 79.3051 | 0
| All | All Customers | 8 | Monthly System Peak Day | SCE | 1-in-10 | 2022 | 11 | 488.9937 | 452.603 | 32.5513 | 84.8269 | 0
| All | All Customers | 8 | Monthly System Peak Day | SCE | 1-in-10 | 2022 | 12 | 477.4036 | 442.4098 | 32.5694 | 88.5418 | 0
| All | All Customers | 8 | Monthly System Peak Day | SCE | 1-in-10 | 2022 | 13 | 402.59 | 388.0364 | 32.5833 | 90.152 | 0
| All | All Customers | 8 | Monthly System Peak Day | SCE | 1-in-10 | 2022 | 14 | 373.6815 | 359.7309 | 32.5775 | 91.8194 | 0
| All | All Customers | 8 | Monthly System Peak Day | SCE | 1-in-10 | 2022 | 15 | 330.7614 | 321.2988 | 32.5911 | 93.4898 | 0
| All | All Customers | 8 | Monthly System Peak Day | SCE | 1-in-10 | 2022 | 16 | 284.1165 | 263.3498 | 32.5797 | 95.0265 | 0
| All | All Customers | 8 | Monthly System Peak Day | SCE | 1-in-10 | 2022 | 17 | 265.4218 | 275.367 | 32.415 | 95.0296 | 0
| All | All Customers | 8 | Monthly System Peak Day | SCE | 1-in-10 | 2022 | 18 | 241.5727 | 266.6082 | 32.5018 | 94.4276 | 0
| All | All Customers | 8 | Monthly System Peak Day | SCE | 1-in-10 | 2022 | 19 | 229.3663 | 226.5901 | 32.1829 | 93.0592 | 0
| All | All Customers | 8 | Monthly System Peak Day | SCE | 1-in-10 | 2022 | 20 | 230.5038 | 220.9391 | 32.0478 | 90.1265 | 0
| All | All Customers | 8 | Monthly System Peak Day | SCE | 1-in-10 | 2022 | 21 | 255.5932 | 235.6098 | 33.2474 | 86.6699 | 0
| All | All Customers | 8 | Monthly System Peak Day | SCE | 1-in-10 | 2022 | 22 | 413.4947 | 388.6937 | 32.6769 | 83.5782 | 0
| All | All Customers | 8 | Monthly System Peak Day | SCE | 1-in-10 | 2022 | 23 | 431.8538 | 406.2263 | 32.5628 | 81.1289 | 0
| All | All Customers | 8 | Monthly System Peak Day | SCE | 1-in-10 | 2022 | 24 | 453.1436 | 433.6271 | 32.5452 | 79.7864 | 0
| All | All Customers | 8 | Typical Event Day | SCE | 1-in-10 | 2022 | 1 | 390.1748 | 382.9702 | 32.5336 | 76.727 | 0
| All | All Customers | 8 | Typical Event Day | SCE | 1-in-10 | 2022 | 2 | 375.9141 | 349.6643 | 32.5184 | 75.2909 | 0
| All | All Customers | 8 | Typical Event Day | SCE | 1-in-10 | 2022 | 3 | 457.5044 | 412.9452 | 32.5173 | 74.0474 | 0
| All | All Customers | 8 | Typical Event Day | SCE | 1-in-10 | 2022 | 4 | 558.8087 | 486.4192 | 32.5145 | 73.2366 | 0
| All | All Customers | 8 | Typical Event Day | SCE | 1-in-10 | 2022 | 5 | 538.7702 | 484.0638 | 32.5225 | 72.4408 | 0
| All | All Customers | 8 | Typical Event Day | SCE | 1-in-10 | 2022 | 6 | 549.1656 | 507.1768 | 32.5379 | 71.7529 | 0
| All | All Customers | 8 | Typical Event Day | SCE | 1-in-10 | 2022 | 7 | 562.9018 | 510.9993 | 32.5815 | 71.2031 | 0
| All | All Customers | 8 | Typical Event Day | SCE | 1-in-10 | 2022 | 8 | 573.7953 | 530.8173 | 32.5506 | 71.67 | 0
| All | All Customers | 8 | Typical Event Day | SCE | 1-in-10 | 2022 | 9 | 516.6103 | 492.2317 | 32.553 | 74.6167 | 0
| All | All Customers | 8 | Typical Event Day | SCE | 1-in-10 | 2022 | 10 | 507.9338 | 472.8876 | 32.5383 | 79.6274 | 0
| All | All Customers | 8 | Typical Event Day | SCE | 1-in-10 | 2022 | 11 | 488.9937 | 452.603 | 32.5513 | 85.1114 | 0
| All | All Customers | 8 | Typical Event Day | SCE | 1-in-10 | 2022 | 12 | 477.4036 | 442.4098 | 32.5694 | 89.3543 | 0
| All | All Customers | 8 | Typical Event Day | SCE | 1-in-10 | 2022 | 13 | 402.59 | 388.0364 | 32.5833 | 92.0168 | 0
| All | All Customers | 8 | Typical Event Day | SCE | 1-in-10 | 2022 | 14 | 373.6815 | 359.7309 | 32.5775 | 94.2696 | 0
| All | All Customers | 8 | Typical Event Day | SCE | 1-in-10 | 2022 | 15 | 330.7614 | 321.2988 | 32.5911 | 96.0719 | 0
| All | All Customers | 8 | Typical Event Day | SCE | 1-in-10 | 2022 | 16 | 284.1165 | 263.3498 | 32.5797 | 97.2345 | 0
| All | All Customers | 8 | Typical Event Day | SCE | 1-in-10 | 2022 | 17 | 265.4218 | 275.367 | 32.415 | 97.4936 | 0
| All | All Customers | 8 | Typical Event Day | SCE | 1-in-10 | 2022 | 18 | 241.5727 | 266.6082 | 32.5018 | 96.7511 | 0
| All | All Customers | 8 | Typical Event Day | SCE | 1-in-10 | 2022 | 19 | 229.3663 | 226.5901 | 32.1829 | 94.9061 | 0
| All | All Customers | 8 | Typical Event Day | SCE | 1-in-10 | 2022 | 20 | 230.5038 | 220.9391 | 32.0478 | 91.7564 | 0
| All | All Customers | 8 | Typical Event Day | SCE | 1-in-10 | 2022 | 21 | 255.5932 | 235.6098 | 33.2474 | 88.1027 | 0
| All | All Customers | 8 | Typical Event Day | SCE | 1-in-10 | 2022 | 22 | 413.4947 | 388.6937 | 32.6769 | 84.7386 | 0
| All | All Customers | 8 | Typical Event Day | SCE | 1-in-10 | 2022 | 23 | 431.8538 | 406.2263 | 32.5628 | 82.0232 | 0
| All | All Customers | 8 | Typical Event Day | SCE | 1-in-10 | 2022 | 24 | 453.1436 | 433.6271 | 32.5452 | 80.268 | 0
| All | All Customers | 9 | Average Weekday | SCE | 1-in-10 | 2022 | 1 | 359.8292 | 380.7043 | 40.4004 | 71.6865 | 0
| All | All Customers | 9 | Average Weekday | SCE | 1-in-10 | 2022 | 2 | 357.3363 | 367.9659 | 40.3957 | 70.7796 | 0
| All | All Customers | 9 | Average Weekday | SCE | 1-in-10 | 2022 | 3 | 450.9162 | 457.7455 | 40.3942 | 69.9662 | 0
| All | All Customers | 9 | Average Weekday | SCE | 1-in-10 | 2022 | 4 | 554.7036 | 565.2527 | 40.3933 | 69.2514 | 0
| All | All Customers | 9 | Average Weekday | SCE | 1-in-10 | 2022 | 5 | 523.7796 | 541.3815 | 40.3905 | 68.63 | 0
| All | All Customers | 9 | Average Weekday | SCE | 1-in-10 | 2022 | 6 | 523.0917 | 551.1613 | 40.3845 | 68.1028 | 0
| All | All Customers | 9 | Average Weekday | SCE | 1-in-10 | 2022 | 7 | 547.6428 | 566.1625 | 40.3753 | 67.6712 | 0
| All | All Customers | 9 | Average Weekday | SCE | 1-in-10 | 2022 | 8 | 547.9686 | 564.3184 | 40.4091 | 67.4139 | 0
| All | All Customers | 9 | Average Weekday | SCE | 1-in-10 | 2022 | 9 | 488.6972 | 505.4441 | 40.4437 | 68.8038 | 0
| All | All Customers | 9 | Average Weekday | SCE | 1-in-10 | 2022 | 10 | 486.6774 | 496.0116 | 40.4409 | 71.9381 | 0
| All | All Customers | 9 | Average Weekday | SCE | 1-in-10 | 2022 | 11 | 471.5067 | 480.1265 | 40.4828 | 75.5259 | 0
| All | All Customers | 9 | Average Weekday | SCE | 1-in-10 | 2022 | 12 | 462.7498 | 471.8403 | 40.5254 | 78.9902 | 0
| All | All Customers | 9 | Average Weekday | SCE | 1-in-10 | 2022 | 13 | 397.2864 | 407.9539 | 40.5438 | 81.7014 | 0
| All | All Customers | 9 | Average Weekday | SCE | 1-in-10 | 2022 | 14 | 364.8622 | 374.9254 | 40.5097 | 83.6224 | 0
| All | All Customers | 9 | Average Weekday | SCE | 1-in-10 | 2022 | 15 | 328.5393 | 338.3625 | 40.4406 | 84.909 | 0
| All | All Customers | 9 | Average Weekday | SCE | 1-in-10 | 2022 | 16 | 297.2944 | 296.6509 | 40.3909 | 85.3183 | 0
| All | All Customers | 9 | Average Weekday | SCE | 1-in-10 | 2022 | 17 | 269.1253 | 282.0001 | 40.6218 | 85.1738 | 0
| All | All Customers | 9 | Average Weekday | SCE | 1-in-10 | 2022 | 18 | 250.0782 | 267.9355 | 40.5467 | 84.2725 | 0
| All | All Customers | 9 | Average Weekday | SCE | 1-in-10 | 2022 | 19 | 253.7403 | 264.321 | 41.757 | 82.4554 | 0
| All | All Customers | 9 | Average Weekday | SCE | 1-in-10 | 2022 | 20 | 255.5105 | 264.0713 | 40.2732 | 79.5745 | 0
| All | All Customers | 9 | Average Weekday | SCE | 1-in-10 | 2022 | 21 | 272.3387 | 282.326 | 40.4287 | 76.5206 | 0
| All | All Customers | 9 | Average Weekday | SCE | 1-in-10 | 2022 | 22 | 412.7939 | 435.8209 | 40.353 | 74.7105 | 0
| All | All Customers | 9 | Average Weekday | SCE | 1-in-10 | 2022 | 23 | 411.6014 | 434.2358 | 40.4023 | 73.3727 | 0
| All | All Customers | 9 | Average Weekday | SCE | 1-in-10 | 2022 | 24 | 422.9065 | 454.0249 | 40.4074 | 72.2628 | 0
| All | All Customers | 9 | Monthly System Peak Day | SCE | 1-in-10 | 2022 | 1 | 359.8292 | 343.1985 | 40.479 | 77.1861 | 0
| All | All Customers | 9 | Monthly System Peak Day | SCE | 1-in-10 | 2022 | 2 | 357.3363 | 320.3369 | 40.4658 | 76.156 | 0
| All | All Customers | 9 | Monthly System Peak Day | SCE | 1-in-10 | 2022 | 3 | 450.9162 | 388.8868 | 40.4643 | 75.0378 | 0
| All | All Customers | 9 | Monthly System Peak Day | SCE | 1-in-10 | 2022 | 4 | 554.7036 | 454.3047 | 40.4601 | 74.7179 | 0
| All | All Customers | 9 | Monthly System Peak Day | SCE | 1-in-10 | 2022 | 5 | 523.7796 | 437.2292 | 40.467 | 74.3536 | 0
| All | All Customers | 9 | Monthly System Peak Day | SCE | 1-in-10 | 2022 | 6 | 523.0917 | 449.783 | 40.478 | 74.0051 | 0
| All | All Customers | 9 | Monthly System Peak Day | SCE | 1-in-10 | 2022 | 7 | 547.6428 | 474.8643 | 40.5304 | 73.7663 | 0
| All | All Customers | 9 | Monthly System Peak Day | SCE | 1-in-10 | 2022 | 8 | 547.9686 | 476.925 | 40.4994 | 73.7811 | 0
| All | All Customers | 9 | Monthly System Peak Day | SCE | 1-in-10 | 2022 | 9 | 488.6972 | 456.9502 | 40.5036 | 75.6935 | 0
| All | All Customers | 9 | Monthly System Peak Day | SCE | 1-in-10 | 2022 | 10 | 486.6774 | 441.9234 | 40.5012 | 79.6745 | 0
| All | All Customers | 9 | Monthly System Peak Day | SCE | 1-in-10 | 2022 | 11 | 471.5067 | 426.9972 | 40.5053 | 84.8286 | 0
| All | All Customers | 9 | Monthly System Peak Day | SCE | 1-in-10 | 2022 | 12 | 462.7498 | 418.7965 | 40.5057 | 89.3296 | 0
| All | All Customers | 9 | Monthly System Peak Day | SCE | 1-in-10 | 2022 | 13 | 397.2864 | 366.4844 | 40.5142 | 93.0878 | 0
| All | All Customers | 9 | Monthly System Peak Day | SCE | 1-in-10 | 2022 | 14 | 364.8622 | 338.4865 | 40.5101 | 95.6878 | 0
| All | All Customers | 9 | Monthly System Peak Day | SCE | 1-in-10 | 2022 | 15 | 328.5393 | 309.4056 | 40.5329 | 97.1439 | 0
| All | All Customers | 9 | Monthly System Peak Day | SCE | 1-in-10 | 2022 | 16 | 297.2944 | 266.3434 | 40.5414 | 97.6602 | 0
| All | All Customers | 9 | Monthly System Peak Day | SCE | 1-in-10 | 2022 | 17 | 269.1253 | 280.05 | 40.4281 | 97.8959 | 0
| All | All Customers | 9 | Monthly System Peak Day | SCE | 1-in-10 | 2022 | 18 | 250.0782 | 273.8523 | 40.4366 | 96.7153 | 0
| All | All Customers | 9 | Monthly System Peak Day | SCE | 1-in-10 | 2022 | 19 | 253.7403 | 225.1998 | 40.9077 | 94.2735 | 0
| All | All Customers | 9 | Monthly System Peak Day | SCE | 1-in-10 | 2022 | 20 | 255.5105 | 216.1974 | 39.648 | 91.2357 | 0
| All | All Customers | 9 | Monthly System Peak Day | SCE | 1-in-10 | 2022 | 21 | 272.3387 | 241.1187 | 40.5804 | 87.7592 | 0
| All | All Customers | 9 | Monthly System Peak Day | SCE | 1-in-10 | 2022 | 22 | 412.7939 | 370.7543 | 40.5779 | 86.2245 | 0
| All | All Customers | 9 | Monthly System Peak Day | SCE | 1-in-10 | 2022 | 23 | 411.6014 | 366.1747 | 40.4721 | 85.0153 | 0
| All | All Customers | 9 | Monthly System Peak Day | SCE | 1-in-10 | 2022 | 24 | 422.9065 | 386.6572 | 40.4814 | 83.5653 | 0
| All | All Customers | 10 | Average Weekday | SCE | 1-in-10 | 2022 | 1 | 385.5784 | 399.3513 | 37.6947 | 67.7185 | 0
| All | All Customers | 10 | Average Weekday | SCE | 1-in-10 | 2022 | 2 | 365.9502 | 373.0411 | 37.6015 | 66.8116 | 0
| All | All Customers | 10 | Average Weekday | SCE | 1-in-10 | 2022 | 3 | 456.3715 | 466.3833 | 37.5882 | 66.0895 | 0
| All | All Customers | 10 | Average Weekday | SCE | 1-in-10 | 2022 | 4 | 562.2761 | 577.2034 | 37.5563 | 65.4005 | 0
| All | All Customers | 10 | Average Weekday | SCE | 1-in-10 | 2022 | 5 | 571.1395 | 588.134 | 37.5617 | 64.7636 | 0
| All | All Customers | 10 | Average Weekday | SCE | 1-in-10 | 2022 | 6 | 581.0112 | 602.0954 | 37.5304 | 64.2657 | 0
| All | All Customers | 10 | Average Weekday | SCE | 1-in-10 | 2022 | 7 | 589.5369 | 605.0452 | 37.5431 | 63.7933 | 0
| All | All Customers | 10 | Average Weekday | SCE | 1-in-10 | 2022 | 8 | 614.1056 | 638.3319 | 37.7937 | 63.4726 | 0
| All | All Customers | 10 | Average Weekday | SCE | 1-in-10 | 2022 | 9 | 556.7635 | 593.0844 | 38.0482 | 63.925 | 0
| All | All Customers | 10 | Average Weekday | SCE | 1-in-10 | 2022 | 10 | 543.0017 | 562.9565 | 37.8314 | 66.8175 | 0
| All | All Customers | 10 | Average Weekday | SCE | 1-in-10 | 2022 | 11 | 535.9648 | 550.7979 | 37.9571 | 70.6107 | 0
| All | All Customers | 10 | Average Weekday | SCE | 1-in-10 | 2022 | 12 | 519.0837 | 529.5566 | 38.0955 | 74.3318 | 0
| All | All Customers | 10 | Average Weekday | SCE | 1-in-10 | 2022 | 13 | 428.2384 | 437.1174 | 38.1877 | 77.3255 | 0
| All | All Customers | 10 | Average Weekday | SCE | 1-in-10 | 2022 | 14 | 377.4253 | 383.5627 | 38.0826 | 79.3286 | 0
| All | All Customers | 10 | Average Weekday | SCE | 1-in-10 | 2022 | 15 | 336.6703 | 341.9277 | 37.8725 | 80.544 | 0
| All | All Customers | 10 | Average Weekday | SCE | 1-in-10 | 2022 | 16 | 290.3693 | 292.5755 | 37.6001 | 81.0973 | 0
| All | All Customers | 10 | Average Weekday | SCE | 1-in-10 | 2022 | 17 | 270.3646 | 278.0186 | 37.3718 | 81.0095 | 0
| All | All Customers | 10 | Average Weekday | SCE | 1-in-10 | 2022 | 18 | 262.3824 | 268.435 | 37.3979 | 80.1858 | 0
| All | All Customers | 10 | Average Weekday | SCE | 1-in-10 | 2022 | 19 | 252.8462 | 257.9217 | 37.8951 | 78.2469 | 0
| All | All Customers | 10 | Average Weekday | SCE | 1-in-10 | 2022 | 20 | 255.097 | 259.6297 | 37.3376 | 75.1596 | 0
| All | All Customers | 10 | Average Weekday | SCE | 1-in-10 | 2022 | 21 | 263.3876 | 268.2952 | 37.3983 | 72.8835 | 0
| All | All Customers | 10 | Average Weekday | SCE | 1-in-10 | 2022 | 22 | 433.4502 | 455.53 | 37.5852 | 71.2801 | 0
| All | All Customers | 10 | Average Weekday | SCE | 1-in-10 | 2022 | 23 | 418.8575 | 442.3418 | 37.6793 | 69.9309 | 0
| All | All Customers | 10 | Average Weekday | SCE | 1-in-10 | 2022 | 24 | 431.3289 | 462.8995 | 37.7868 | 68.7679 | 0
| All | All Customers | 10 | Monthly System Peak Day | SCE | 1-in-10 | 2022 | 1 | 385.5784 | 413.3969 | 37.3156 | 77.6047 | 0
| All | All Customers | 10 | Monthly System Peak Day | SCE | 1-in-10 | 2022 | 2 | 365.9502 | 380.2481 | 37.3583 | 77.2953 | 0
| All | All Customers | 10 | Monthly System Peak Day | SCE | 1-in-10 | 2022 | 3 | 456.3715 | 474.2411 | 37.3648 | 76.6618 | 0
| All | All Customers | 10 | Monthly System Peak Day | SCE | 1-in-10 | 2022 | 4 | 562.2761 | 582.2025 | 37.3859 | 76.4416 | 0
| All | All Customers | 10 | Monthly System Peak Day | SCE | 1-in-10 | 2022 | 5 | 571.1395 | 595.6971 | 37.3831 | 75.8483 | 0
| All | All Customers | 10 | Monthly System Peak Day | SCE | 1-in-10 | 2022 | 6 | 581.0112 | 603.3201 | 37.4098 | 76.2735 | 0
| All | All Customers | 10 | Monthly System Peak Day | SCE | 1-in-10 | 2022 | 7 | 589.5369 | 602.8168 | 37.4165 | 76.1912 | 0
| All | All Customers | 10 | Monthly System Peak Day | SCE | 1-in-10 | 2022 | 8 | 614.1056 | 650.0538 | 37.293 | 76.2474 | 0
| All | All Customers | 10 | Monthly System Peak Day | SCE | 1-in-10 | 2022 | 9 | 556.7635 | 603.9019 | 37.2532 | 76.2915 | 0
| All | All Customers | 10 | Monthly System Peak Day | SCE | 1-in-10 | 2022 | 10 | 543.0017 | 568.5919 | 37.3029 | 79.8866 | 0
| All | All Customers | 10 | Monthly System Peak Day | SCE | 1-in-10 | 2022 | 11 | 535.9648 | 560.4533 | 37.3327 | 84.2738 | 0
| All | All Customers | 10 | Monthly System Peak Day | SCE | 1-in-10 | 2022 | 12 | 519.0837 | 542.4053 | 37.3966 | 89.5883 | 0
| All | All Customers | 10 | Monthly System Peak Day | SCE | 1-in-10 | 2022 | 13 | 428.2384 | 440.9824 | 37.4586 | 94.0553 | 0
| All | All Customers | 10 | Monthly System Peak Day | SCE | 1-in-10 | 2022 | 14 | 377.4253 | 384.4822 | 37.4011 | 96.3074 | 0
| All | All Customers | 10 | Monthly System Peak Day | SCE | 1-in-10 | 2022 | 15 | 336.6703 | 341.4647 | 37.3274 | 97.8138 | 0
| All | All Customers | 10 | Monthly System Peak Day | SCE | 1-in-10 | 2022 | 16 | 290.3693 | 290.3493 | 37.367 | 98.517 | 0
| All | All Customers | 10 | Monthly System Peak Day | SCE | 1-in-10 | 2022 | 17 | 270.3646 | 278.1436 | 37.3416 | 98.3085 | 0
| All | All Customers | 10 | Monthly System Peak Day | SCE | 1-in-10 | 2022 | 18 | 262.3824 | 269.0768 | 37.3282 | 97.7777 | 0
| All | All Customers | 10 | Monthly System Peak Day | SCE | 1-in-10 | 2022 | 19 | 252.8462 | 256.8001 | 38.0272 | 95.7436 | 0
| All | All Customers | 10 | Monthly System Peak Day | SCE | 1-in-10 | 2022 | 20 | 255.097 | 258.6477 | 37.3374 | 91.5245 | 0
| All | All Customers | 10 | Monthly System Peak Day | SCE | 1-in-10 | 2022 | 21 | 263.3876 | 269.145 | 37.4562 | 87.6138 | 0
| All | All Customers | 10 | Monthly System Peak Day | SCE | 1-in-10 | 2022 | 22 | 433.4502 | 455.7442 | 37.3869 | 85.4745 | 0
| All | All Customers | 10 | Monthly System Peak Day | SCE | 1-in-10 | 2022 | 23 | 418.8575 | 446.7208 | 37.3362 | 83.5343 | 0
| All | All Customers | 10 | Monthly System Peak Day | SCE | 1-in-10 | 2022 | 24 | 431.3289 | 483.0076 | 37.2843 | 81.9455 | 0
| All | All Customers | 11 | Average Weekday | SCE | 1-in-10 | 2022 | 1 | 362.0858 | 370.2946 | 37.5968 | 56.8635 | 0
| All | All Customers | 11 | Average Weekday | SCE | 1-in-10 | 2022 | 2 | 346.5771 | 353.2563 | 37.5846 | 55.8747 | 0
| All | All Customers | 11 | Average Weekday | SCE | 1-in-10 | 2022 | 3 | 436.5197 | 448.1261 | 37.5615 | 54.963 | 0
| All | All Customers | 11 | Average Weekday | SCE | 1-in-10 | 2022 | 4 | 548.8195 | 567.0302 | 37.5653 | 54.0459 | 0
| All | All Customers | 11 | Average Weekday | SCE | 1-in-10 | 2022 | 5 | 544.4751 | 573.5176 | 37.5449 | 53.2576 | 0
| All | All Customers | 11 | Average Weekday | SCE | 1-in-10 | 2022 | 6 | 557.278 | 593.6479 | 37.5539 | 52.6836 | 0
| All | All Customers | 11 | Average Weekday | SCE | 1-in-10 | 2022 | 7 | 570.7061 | 587.0162 | 37.7258 | 52.2571 | 0
| All | All Customers | 11 | Average Weekday | SCE | 1-in-10 | 2022 | 8 | 583.918 | 597.5952 | 37.8979 | 52.0378 | 0
| All | All Customers | 11 | Average Weekday | SCE | 1-in-10 | 2022 | 9 | 531.2516 | 557.1002 | 37.7529 | 53.6165 | 0
| All | All Customers | 11 | Average Weekday | SCE | 1-in-10 | 2022 | 10 | 517.3604 | 531.6079 | 37.832 | 57.5818 | 0
| All | All Customers | 11 | Average Weekday | SCE | 1-in-10 | 2022 | 11 | 502.0519 | 511.4784 | 37.9289 | 62.1705 | 0
| All | All Customers | 11 | Average Weekday | SCE | 1-in-10 | 2022 | 12 | 490.5055 | 497.2609 | 37.9945 | 65.9389 | 0
| All | All Customers | 11 | Average Weekday | SCE | 1-in-10 | 2022 | 13 | 407.3409 | 417.1772 | 37.9345 | 68.6396 | 0
| All | All Customers | 11 | Average Weekday | SCE | 1-in-10 | 2022 | 14 | 369.0621 | 376.2249 | 37.8066 | 70.2556 | 0
| All | All Customers | 11 | Average Weekday | SCE | 1-in-10 | 2022 | 15 | 318.9571 | 326.0902 | 37.614 | 71.0991 | 0
| All | All Customers | 11 | Average Weekday | SCE | 1-in-10 | 2022 | 16 | 280.2154 | 282.0267 | 37.6135 | 71.2778 | 0
| All | All Customers | 11 | Average Weekday | SCE | 1-in-10 | 2022 | 17 | 259.1905 | 265.6128 | 37.3975 | 70.5447 | 0
| All | All Customers | 11 | Average Weekday | SCE | 1-in-10 | 2022 | 18 | 248.2192 | 254.7827 | 37.4628 | 68.5584 | 0
| All | All Customers | 11 | Average Weekday | SCE | 1-in-10 | 2022 | 19 | 242.4023 | 246.8279 | 37.3381 | 65.9823 | 0
| All | All Customers | 11 | Average Weekday | SCE | 1-in-10 | 2022 | 20 | 242.1825 | 312.2118 | 44.8387 | 63.7891 | 0
| All | All Customers | 11 | Average Weekday | SCE | 1-in-10 | 2022 | 21 | 244.8842 | 250.1636 | 37.4282 | 62.0355 | 0
| All | All Customers | 11 | Average Weekday | SCE | 1-in-10 | 2022 | 22 | 407.9727 | 427.8453 | 37.6405 | 60.4145 | 0
| All | All Customers | 11 | Average Weekday | SCE | 1-in-10 | 2022 | 23 | 393.8775 | 410.5147 | 37.7178 | 59.0563 | 0
| All | All Customers | 11 | Average Weekday | SCE | 1-in-10 | 2022 | 24 | 404.4809 | 420.5878 | 37.6621 | 57.8888 | 0
| All | All Customers | 11 | Monthly System Peak Day | SCE | 1-in-10 | 2022 | 1 | 362.0858 | 378.5031 | 37.3764 | 70.1098 | 0
| All | All Customers | 11 | Monthly System Peak Day | SCE | 1-in-10 | 2022 | 2 | 346.5771 | 359.5476 | 37.376 | 68.6984 | 0
| All | All Customers | 11 | Monthly System Peak Day | SCE | 1-in-10 | 2022 | 3 | 436.5197 | 454.0781 | 37.401 | 67.9816 | 0
| All | All Customers | 11 | Monthly System Peak Day | SCE | 1-in-10 | 2022 | 4 | 548.8195 | 573.2115 | 37.3945 | 66.567 | 0
| All | All Customers | 11 | Monthly System Peak Day | SCE | 1-in-10 | 2022 | 5 | 544.4751 | 577.8689 | 37.4269 | 65.7416 | 0
| All | All Customers | 11 | Monthly System Peak Day | SCE | 1-in-10 | 2022 | 6 | 557.278 | 596.4425 | 37.4253 | 64.8535 | 0
| All | All Customers | 11 | Monthly System Peak Day | SCE | 1-in-10 | 2022 | 7 | 570.7061 | 587.3232 | 37.2667 | 64.5405 | 0
| All | All Customers | 11 | Monthly System Peak Day | SCE | 1-in-10 | 2022 | 8 | 583.918 | 621.3514 | 37.2318 | 65.0685 | 0
| All | All Customers | 11 | Monthly System Peak Day | SCE | 1-in-10 | 2022 | 9 | 531.2516 | 565.2405 | 37.3395 | 66.6631 | 0
| All | All Customers | 11 | Monthly System Peak Day | SCE | 1-in-10 | 2022 | 10 | 517.3604 | 540.4891 | 37.3184 | 70.9158 | 0
| All | All Customers | 11 | Monthly System Peak Day | SCE | 1-in-10 | 2022 | 11 | 502.0519 | 524.7217 | 37.4104 | 77.9199 | 0
| All | All Customers | 11 | Monthly System Peak Day | SCE | 1-in-10 | 2022 | 12 | 490.5055 | 512.9007 | 37.5371 | 83.7981 | 0
| All | All Customers | 11 | Monthly System Peak Day | SCE | 1-in-10 | 2022 | 13 | 407.3409 | 420.7375 | 37.5233 | 87.3606 | 0
| All | All Customers | 11 | Monthly System Peak Day | SCE | 1-in-10 | 2022 | 14 | 369.0621 | 375.8432 | 37.4137 | 89.2394 | 0
| All | All Customers | 11 | Monthly System Peak Day | SCE | 1-in-10 | 2022 | 15 | 318.9571 | 325.7431 | 37.4093 | 89.9202 | 0
| All | All Customers | 11 | Monthly System Peak Day | SCE | 1-in-10 | 2022 | 16 | 280.2154 | 279.8168 | 37.3619 | 90.0734 | 0
| All | All Customers | 11 | Monthly System Peak Day | SCE | 1-in-10 | 2022 | 17 | 259.1905 | 266.6848 | 37.3237 | 89.4596 | 0
| All | All Customers | 11 | Monthly System Peak Day | SCE | 1-in-10 | 2022 | 18 | 248.2192 | 257.2215 | 37.2775 | 87.6979 | 0
| All | All Customers | 11 | Monthly System Peak Day | SCE | 1-in-10 | 2022 | 19 | 242.4023 | 246.5627 | 37.3378 | 84.6872 | 0
| All | All Customers | 11 | Monthly System Peak Day | SCE | 1-in-10 | 2022 | 20 | 242.1825 | 367.8044 | 48.992 | 80.8862 | 0
| All | All Customers | 11 | Monthly System Peak Day | SCE | 1-in-10 | 2022 | 21 | 244.8842 | 250.8784 | 37.4851 | 77.491 | 0
| All | All Customers | 11 | Monthly System Peak Day | SCE | 1-in-10 | 2022 | 22 | 407.9727 | 430.1028 | 37.3352 | 74.8802 | 0
| All | All Customers | 11 | Monthly System Peak Day | SCE | 1-in-10 | 2022 | 23 | 393.8775 | 417.8093 | 37.285 | 72.6836 | 0
| All | All Customers | 11 | Monthly System Peak Day | SCE | 1-in-10 | 2022 | 24 | 404.4809 | 434.9345 | 37.3326 | 71.115 | 0
| All | All Customers | 12 | Average Weekday | SCE | 1-in-10 | 2022 | 1 | 401.5061 | 409.953 | 37.4844 | 49.5315 | 0
| All | All Customers | 12 | Average Weekday | SCE | 1-in-10 | 2022 | 2 | 386.9605 | 394.3946 | 37.4788 | 48.6993 | 0
| All | All Customers | 12 | Average Weekday | SCE | 1-in-10 | 2022 | 3 | 475.3076 | 487.0414 | 37.4781 | 47.9576 | 0
| All | All Customers | 12 | Average Weekday | SCE | 1-in-10 | 2022 | 4 | 590.3826 | 608.5406 | 37.4774 | 47.193 | 0
| All | All Customers | 12 | Average Weekday | SCE | 1-in-10 | 2022 | 5 | 587.3823 | 618.8604 | 37.4801 | 46.6856 | 0
| All | All Customers | 12 | Average Weekday | SCE | 1-in-10 | 2022 | 6 | 586.9996 | 626.2264 | 37.4845 | 46.2078 | 0
| All | All Customers | 12 | Average Weekday | SCE | 1-in-10 | 2022 | 7 | 594.6011 | 611.5125 | 37.4906 | 45.8721 | 0
| All | All Customers | 12 | Average Weekday | SCE | 1-in-10 | 2022 | 8 | 612.627 | 628.8978 | 37.4992 | 45.8735 | 0
| All | All Customers | 12 | Average Weekday | SCE | 1-in-10 | 2022 | 9 | 551.5253 | 578.6995 | 37.5087 | 46.7094 | 0
| All | All Customers | 12 | Average Weekday | SCE | 1-in-10 | 2022 | 10 | 528.718 | 544.8853 | 37.4976 | 49.7865 | 0
| All | All Customers | 12 | Average Weekday | SCE | 1-in-10 | 2022 | 11 | 516.2988 | 527.1292 | 37.5141 | 53.5721 | 0
| All | All Customers | 12 | Average Weekday | SCE | 1-in-10 | 2022 | 12 | 503.7338 | 510.2754 | 37.5304 | 56.8893 | 0
| All | All Customers | 12 | Average Weekday | SCE | 1-in-10 | 2022 | 13 | 426.9199 | 436.2959 | 37.5405 | 59.2808 | 0
| All | All Customers | 12 | Average Weekday | SCE | 1-in-10 | 2022 | 14 | 391.7789 | 399.0656 | 37.5285 | 60.8608 | 0
| All | All Customers | 12 | Average Weekday | SCE | 1-in-10 | 2022 | 15 | 359.2711 | 365.4482 | 37.5037 | 61.7208 | 0
| All | All Customers | 12 | Average Weekday | SCE | 1-in-10 | 2022 | 16 | 319.1082 | 320.4373 | 37.4844 | 61.9813 | 0
| All | All Customers | 12 | Average Weekday | SCE | 1-in-10 | 2022 | 17 | 304.1787 | 312.3063 | 37.3572 | 61.2692 | 0
| All | All Customers | 12 | Average Weekday | SCE | 1-in-10 | 2022 | 18 | 295.0119 | 302.163 | 37.3572 | 59.2106 | 0
| All | All Customers | 12 | Average Weekday | SCE | 1-in-10 | 2022 | 19 | 291.7333 | 295.973 | 37.3377 | 56.9047 | 0
| All | All Customers | 12 | Average Weekday | SCE | 1-in-10 | 2022 | 20 | 299.867 | 371.2143 | 38.0054 | 55.2939 | 0
| All | All Customers | 12 | Average Weekday | SCE | 1-in-10 | 2022 | 21 | 303.9273 | 309.2505 | 37.3975 | 53.926 | 0
| All | All Customers | 12 | Average Weekday | SCE | 1-in-10 | 2022 | 22 | 454.4179 | 473.8145 | 37.4867 | 52.6599 | 0
| All | All Customers | 12 | Average Weekday | SCE | 1-in-10 | 2022 | 23 | 439.6223 | 456.2072 | 37.491 | 51.5423 | 0
| All | All Customers | 12 | Average Weekday | SCE | 1-in-10 | 2022 | 24 | 448.3595 | 464.7893 | 37.4917 | 50.6378 | 0
| All | All Customers | 12 | Monthly System Peak Day | SCE | 1-in-10 | 2022 | 1 | 401.5061 | 409.953 | 37.4844 | 42.9142 | 0
| All | All Customers | 12 | Monthly System Peak Day | SCE | 1-in-10 | 2022 | 2 | 386.9605 | 394.3946 | 37.4788 | 41.9747 | 0
| All | All Customers | 12 | Monthly System Peak Day | SCE | 1-in-10 | 2022 | 3 | 475.3076 | 487.0414 | 37.4781 | 40.9278 | 0
| All | All Customers | 12 | Monthly System Peak Day | SCE | 1-in-10 | 2022 | 4 | 590.3826 | 608.5406 | 37.4774 | 40.057 | 0
| All | All Customers | 12 | Monthly System Peak Day | SCE | 1-in-10 | 2022 | 5 | 587.3823 | 618.8604 | 37.4801 | 39.156 | 0
| All | All Customers | 12 | Monthly System Peak Day | SCE | 1-in-10 | 2022 | 6 | 586.9996 | 626.2264 | 37.4845 | 38.165 | 0
| All | All Customers | 12 | Monthly System Peak Day | SCE | 1-in-10 | 2022 | 7 | 594.6011 | 611.5125 | 37.4906 | 37.3427 | 0
| All | All Customers | 12 | Monthly System Peak Day | SCE | 1-in-10 | 2022 | 8 | 612.627 | 628.8978 | 37.4992 | 37.5165 | 0
| All | All Customers | 12 | Monthly System Peak Day | SCE | 1-in-10 | 2022 | 9 | 551.5253 | 578.6995 | 37.5087 | 38.7112 | 0
| All | All Customers | 12 | Monthly System Peak Day | SCE | 1-in-10 | 2022 | 10 | 528.718 | 544.8853 | 37.4976 | 42.6329 | 0
| All | All Customers | 12 | Monthly System Peak Day | SCE | 1-in-10 | 2022 | 11 | 516.2988 | 527.1292 | 37.5141 | 47.0512 | 0
| All | All Customers | 12 | Monthly System Peak Day | SCE | 1-in-10 | 2022 | 12 | 503.7338 | 510.2754 | 37.5304 | 49.8976 | 0
| All | All Customers | 12 | Monthly System Peak Day | SCE | 1-in-10 | 2022 | 13 | 426.9199 | 436.2959 | 37.5405 | 51.2001 | 0
| All | All Customers | 12 | Monthly System Peak Day | SCE | 1-in-10 | 2022 | 14 | 391.7789 | 399.0656 | 37.5285 | 52.4006 | 0
| All | All Customers | 12 | Monthly System Peak Day | SCE | 1-in-10 | 2022 | 15 | 359.2711 | 365.4482 | 37.5037 | 53.432 | 0
| All | All Customers | 12 | Monthly System Peak Day | SCE | 1-in-10 | 2022 | 16 | 319.1082 | 320.4373 | 37.4844 | 53.8276 | 0
| All | All Customers | 12 | Monthly System Peak Day | SCE | 1-in-10 | 2022 | 17 | 304.1787 | 312.3063 | 37.3572 | 53.5174 | 0
| All | All Customers | 12 | Monthly System Peak Day | SCE | 1-in-10 | 2022 | 18 | 295.0119 | 302.163 | 37.3572 | 51.7141 | 0
| All | All Customers | 12 | Monthly System Peak Day | SCE | 1-in-10 | 2022 | 19 | 291.7333 | 295.973 | 37.3377 | 49.5135 | 0
| All | All Customers | 12 | Monthly System Peak Day | SCE | 1-in-10 | 2022 | 20 | 299.867 | 371.2143 | 38.0054 | 48.193 | 0
| All | All Customers | 12 | Monthly System Peak Day | SCE | 1-in-10 | 2022 | 21 | 303.9273 | 309.2505 | 37.3975 | 46.7799 | 0
| All | All Customers | 12 | Monthly System Peak Day | SCE | 1-in-10 | 2022 | 22 | 454.4179 | 473.8145 | 37.4867 | 45.0996 | 0
| All | All Customers | 12 | Monthly System Peak Day | SCE | 1-in-10 | 2022 | 23 | 439.6223 | 456.2072 | 37.491 | 44.3117 | 0
| All | All Customers | 12 | Monthly System Peak Day | SCE | 1-in-10 | 2022 | 24 | 448.3595 | 464.7893 | 37.4917 | 43.8263 | 0
| All | All Customers | 1 | Average Weekday | SCE | 1-in-10 | 2023 | 1 | 405.4424 | 413.4242 | 35.9968 | 49.4499 | 0
| All | All Customers | 1 | Average Weekday | SCE | 1-in-10 | 2023 | 2 | 393.2353 | 401.1688 | 35.9909 | 48.6517 | 0
| All | All Customers | 1 | Average Weekday | SCE | 1-in-10 | 2023 | 3 | 488.5825 | 500.9726 | 35.9902 | 48.0156 | 0
| All | All Customers | 1 | Average Weekday | SCE | 1-in-10 | 2023 | 4 | 600.9962 | 619.6593 | 35.9896 | 47.3298 | 0
| All | All Customers | 1 | Average Weekday | SCE | 1-in-10 | 2023 | 5 | 598.3947 | 629.0172 | 35.9925 | 46.6643 | 0
| All | All Customers | 1 | Average Weekday | SCE | 1-in-10 | 2023 | 6 | 606.6947 | 645.3917 | 35.9975 | 46.0566 | 0
| All | All Customers | 1 | Average Weekday | SCE | 1-in-10 | 2023 | 7 | 621.626 | 638.2852 | 36.0042 | 45.5653 | 0
| All | All Customers | 1 | Average Weekday | SCE | 1-in-10 | 2023 | 8 | 642.8683 | 658.7876 | 36.0123 | 45.3715 | 0
| All | All Customers | 1 | Average Weekday | SCE | 1-in-10 | 2023 | 9 | 576.6886 | 601.9594 | 36.021 | 45.9366 | 0
| All | All Customers | 1 | Average Weekday | SCE | 1-in-10 | 2023 | 10 | 563.4841 | 578.2624 | 36.0091 | 48.7274 | 0
| All | All Customers | 1 | Average Weekday | SCE | 1-in-10 | 2023 | 11 | 546.2203 | 555.9303 | 36.0255 | 52.3553 | 0
| All | All Customers | 1 | Average Weekday | SCE | 1-in-10 | 2023 | 12 | 536.3079 | 542.6518 | 36.0418 | 55.6424 | 0
| All | All Customers | 1 | Average Weekday | SCE | 1-in-10 | 2023 | 13 | 462.6429 | 472.0122 | 36.052 | 57.9774 | 0
| All | All Customers | 1 | Average Weekday | SCE | 1-in-10 | 2023 | 14 | 424.3261 | 431.283 | 36.0402 | 59.4872 | 0
| All | All Customers | 1 | Average Weekday | SCE | 1-in-10 | 2023 | 15 | 387.1099 | 392.7578 | 36.0157 | 60.4221 | 0
| All | All Customers | 1 | Average Weekday | SCE | 1-in-10 | 2023 | 16 | 345.7321 | 347.0124 | 35.9965 | 60.7972 | 0
| All | All Customers | 1 | Average Weekday | SCE | 1-in-10 | 2023 | 17 | 330.3918 | 338.6817 | 35.8591 | 60.3811 | 0
| All | All Customers | 1 | Average Weekday | SCE | 1-in-10 | 2023 | 18 | 318.7228 | 325.881 | 35.8594 | 58.9037 | 0
| All | All Customers | 1 | Average Weekday | SCE | 1-in-10 | 2023 | 19 | 307.3091 | 311.5923 | 35.834 | 56.6145 | 0
| All | All Customers | 1 | Average Weekday | SCE | 1-in-10 | 2023 | 20 | 307.745 | 377.7149 | 36.5269 | 54.9021 | 0
| All | All Customers | 1 | Average Weekday | SCE | 1-in-10 | 2023 | 21 | 300.2523 | 305.4666 | 35.9021 | 53.6195 | 0
| All | All Customers | 1 | Average Weekday | SCE | 1-in-10 | 2023 | 22 | 453.6696 | 473.224 | 36.0015 | 52.4654 | 0
| All | All Customers | 1 | Average Weekday | SCE | 1-in-10 | 2023 | 23 | 443.954 | 460.583 | 36.0049 | 51.3586 | 0
| All | All Customers | 1 | Average Weekday | SCE | 1-in-10 | 2023 | 24 | 458.6834 | 474.481 | 36.0047 | 50.4441 | 0
| All | All Customers | 1 | Monthly System Peak Day | SCE | 1-in-10 | 2023 | 1 | 405.4424 | 413.4242 | 35.9968 | 45.7436 | 0
| All | All Customers | 1 | Monthly System Peak Day | SCE | 1-in-10 | 2023 | 2 | 393.2353 | 401.1688 | 35.9909 | 45.2319 | 0
| All | All Customers | 1 | Monthly System Peak Day | SCE | 1-in-10 | 2023 | 3 | 488.5825 | 500.9726 | 35.9902 | 44.4516 | 0
| All | All Customers | 1 | Monthly System Peak Day | SCE | 1-in-10 | 2023 | 4 | 600.9962 | 619.6593 | 35.9896 | 43.7143 | 0
| All | All Customers | 1 | Monthly System Peak Day | SCE | 1-in-10 | 2023 | 5 | 598.3947 | 629.0172 | 35.9925 | 43.3871 | 0
| All | All Customers | 1 | Monthly System Peak Day | SCE | 1-in-10 | 2023 | 6 | 606.6947 | 645.3917 | 35.9975 | 42.6142 | 0
| All | All Customers | 1 | Monthly System Peak Day | SCE | 1-in-10 | 2023 | 7 | 621.626 | 638.2852 | 36.0042 | 42.0562 | 0
| All | All Customers | 1 | Monthly System Peak Day | SCE | 1-in-10 | 2023 | 8 | 642.8683 | 658.7876 | 36.0123 | 41.6719 | 0
| All | All Customers | 1 | Monthly System Peak Day | SCE | 1-in-10 | 2023 | 9 | 576.6886 | 601.9594 | 36.021 | 42.1354 | 0
| All | All Customers | 1 | Monthly System Peak Day | SCE | 1-in-10 | 2023 | 10 | 563.4841 | 578.2624 | 36.0091 | 44.3761 | 0
| All | All Customers | 1 | Monthly System Peak Day | SCE | 1-in-10 | 2023 | 11 | 546.2203 | 555.9303 | 36.0255 | 46.872 | 0
| All | All Customers | 1 | Monthly System Peak Day | SCE | 1-in-10 | 2023 | 12 | 536.3079 | 542.6518 | 36.0418 | 48.777 | 0
| All | All Customers | 1 | Monthly System Peak Day | SCE | 1-in-10 | 2023 | 13 | 462.6429 | 472.0122 | 36.052 | 48.9265 | 0
| All | All Customers | 1 | Monthly System Peak Day | SCE | 1-in-10 | 2023 | 14 | 424.3261 | 431.283 | 36.0402 | 49.3759 | 0
| All | All Customers | 1 | Monthly System Peak Day | SCE | 1-in-10 | 2023 | 15 | 387.1099 | 392.7578 | 36.0157 | 50.0387 | 0
| All | All Customers | 1 | Monthly System Peak Day | SCE | 1-in-10 | 2023 | 16 | 345.7321 | 347.0124 | 35.9965 | 50.9622 | 0
| All | All Customers | 1 | Monthly System Peak Day | SCE | 1-in-10 | 2023 | 17 | 330.3918 | 338.6817 | 35.8591 | 50.472 | 0
| All | All Customers | 1 | Monthly System Peak Day | SCE | 1-in-10 | 2023 | 18 | 318.7228 | 325.881 | 35.8594 | 49.331 | 0
| All | All Customers | 1 | Monthly System Peak Day | SCE | 1-in-10 | 2023 | 19 | 307.3091 | 311.5923 | 35.834 | 47.7546 | 0
| All | All Customers | 1 | Monthly System Peak Day | SCE | 1-in-10 | 2023 | 20 | 307.745 | 377.7149 | 36.5269 | 46.9384 | 0
| All | All Customers | 1 | Monthly System Peak Day | SCE | 1-in-10 | 2023 | 21 | 300.2523 | 305.4666 | 35.9021 | 46.2621 | 0
| All | All Customers | 1 | Monthly System Peak Day | SCE | 1-in-10 | 2023 | 22 | 453.6696 | 473.224 | 36.0015 | 45.7461 | 0
| All | All Customers | 1 | Monthly System Peak Day | SCE | 1-in-10 | 2023 | 23 | 443.954 | 460.583 | 36.0049 | 45.154 | 0
| All | All Customers | 1 | Monthly System Peak Day | SCE | 1-in-10 | 2023 | 24 | 458.6834 | 474.481 | 36.0047 | 44.6112 | 0
| All | All Customers | 2 | Average Weekday | SCE | 1-in-10 | 2023 | 1 | 379.1462 | 387.8297 | 36.0384 | 55.0805 | 0
| All | All Customers | 2 | Average Weekday | SCE | 1-in-10 | 2023 | 2 | 365.6387 | 374.0559 | 36.0318 | 54.0194 | 0
| All | All Customers | 2 | Average Weekday | SCE | 1-in-10 | 2023 | 3 | 454.7128 | 468.1575 | 36.0311 | 53.0825 | 0
| All | All Customers | 2 | Average Weekday | SCE | 1-in-10 | 2023 | 4 | 562.6967 | 582.8685 | 36.0305 | 52.0941 | 0
| All | All Customers | 2 | Average Weekday | SCE | 1-in-10 | 2023 | 5 | 563.657 | 596.6841 | 36.0341 | 51.287 | 0
| All | All Customers | 2 | Average Weekday | SCE | 1-in-10 | 2023 | 6 | 575.1518 | 615.6991 | 36.0402 | 50.69 | 0
| All | All Customers | 2 | Average Weekday | SCE | 1-in-10 | 2023 | 7 | 580.0422 | 597.1559 | 36.0475 | 50.2502 | 0
| All | All Customers | 2 | Average Weekday | SCE | 1-in-10 | 2023 | 8 | 602.1093 | 618.3096 | 36.0557 | 49.9958 | 0
| All | All Customers | 2 | Average Weekday | SCE | 1-in-10 | 2023 | 9 | 553.5856 | 578.7391 | 36.0644 | 51.5858 | 0
| All | All Customers | 2 | Average Weekday | SCE | 1-in-10 | 2023 | 10 | 535.8605 | 550.1064 | 36.0507 | 55.5972 | 0
| All | All Customers | 2 | Average Weekday | SCE | 1-in-10 | 2023 | 11 | 522.4414 | 532.3213 | 36.0685 | 60.1351 | 0
| All | All Customers | 2 | Average Weekday | SCE | 1-in-10 | 2023 | 12 | 511.5931 | 518.8181 | 36.0863 | 63.9231 | 0
| All | All Customers | 2 | Average Weekday | SCE | 1-in-10 | 2023 | 13 | 436.0674 | 446.1427 | 36.0978 | 66.5857 | 0
| All | All Customers | 2 | Average Weekday | SCE | 1-in-10 | 2023 | 14 | 394.4639 | 401.8974 | 36.0849 | 68.3273 | 0
| All | All Customers | 2 | Average Weekday | SCE | 1-in-10 | 2023 | 15 | 350.0341 | 356.9037 | 36.0584 | 69.1954 | 0
| All | All Customers | 2 | Average Weekday | SCE | 1-in-10 | 2023 | 16 | 309.7294 | 311.8326 | 36.0378 | 69.5589 | 0
| All | All Customers | 2 | Average Weekday | SCE | 1-in-10 | 2023 | 17 | 284.0406 | 291.4626 | 35.8729 | 69.0457 | 0
| All | All Customers | 2 | Average Weekday | SCE | 1-in-10 | 2023 | 18 | 272.5282 | 278.9403 | 35.8739 | 67.5196 | 0
| All | All Customers | 2 | Average Weekday | SCE | 1-in-10 | 2023 | 19 | 266.7209 | 271.4388 | 35.8343 | 64.591 | 0
| All | All Customers | 2 | Average Weekday | SCE | 1-in-10 | 2023 | 20 | 267.1277 | 334.9001 | 36.6283 | 61.9668 | 0
| All | All Customers | 2 | Average Weekday | SCE | 1-in-10 | 2023 | 21 | 261.6057 | 266.9887 | 35.9176 | 60.122 | 0
| All | All Customers | 2 | Average Weekday | SCE | 1-in-10 | 2023 | 22 | 416.8069 | 436.8916 | 36.0447 | 58.5497 | 0
| All | All Customers | 2 | Average Weekday | SCE | 1-in-10 | 2023 | 23 | 409.1916 | 426.5166 | 36.0482 | 57.109 | 0
| All | All Customers | 2 | Average Weekday | SCE | 1-in-10 | 2023 | 24 | 425.4442 | 442.261 | 36.0473 | 55.8763 | 0
| All | All Customers | 2 | Monthly System Peak Day | SCE | 1-in-10 | 2023 | 1 | 379.1462 | 387.8297 | 36.0384 | 65.9778 | 0
| All | All Customers | 2 | Monthly System Peak Day | SCE | 1-in-10 | 2023 | 2 | 365.6387 | 374.0559 | 36.0318 | 64.3204 | 0
| All | All Customers | 2 | Monthly System Peak Day | SCE | 1-in-10 | 2023 | 3 | 454.7128 | 468.1575 | 36.0311 | 63.1008 | 0
| All | All Customers | 2 | Monthly System Peak Day | SCE | 1-in-10 | 2023 | 4 | 562.6967 | 582.8685 | 36.0305 | 61.7665 | 0
| All | All Customers | 2 | Monthly System Peak Day | SCE | 1-in-10 | 2023 | 5 | 563.657 | 596.6841 | 36.0341 | 60.9263 | 0
| All | All Customers | 2 | Monthly System Peak Day | SCE | 1-in-10 | 2023 | 6 | 575.1518 | 615.6991 | 36.0402 | 59.3934 | 0
| All | All Customers | 2 | Monthly System Peak Day | SCE | 1-in-10 | 2023 | 7 | 580.0422 | 597.1559 | 36.0475 | 59.3915 | 0
| All | All Customers | 2 | Monthly System Peak Day | SCE | 1-in-10 | 2023 | 8 | 602.1093 | 618.3096 | 36.0557 | 58.7706 | 0
| All | All Customers | 2 | Monthly System Peak Day | SCE | 1-in-10 | 2023 | 9 | 553.5856 | 578.7391 | 36.0644 | 60.6815 | 0
| All | All Customers | 2 | Monthly System Peak Day | SCE | 1-in-10 | 2023 | 10 | 535.8605 | 550.1064 | 36.0507 | 66.3867 | 0
| All | All Customers | 2 | Monthly System Peak Day | SCE | 1-in-10 | 2023 | 11 | 522.4414 | 532.3213 | 36.0685 | 72.1731 | 0
| All | All Customers | 2 | Monthly System Peak Day | SCE | 1-in-10 | 2023 | 12 | 511.5931 | 518.8181 | 36.0863 | 76.643 | 0
| All | All Customers | 2 | Monthly System Peak Day | SCE | 1-in-10 | 2023 | 13 | 436.0674 | 446.1427 | 36.0978 | 79.9845 | 0
| All | All Customers | 2 | Monthly System Peak Day | SCE | 1-in-10 | 2023 | 14 | 394.4639 | 401.8974 | 36.0849 | 82.0543 | 0
| All | All Customers | 2 | Monthly System Peak Day | SCE | 1-in-10 | 2023 | 15 | 350.0341 | 356.9037 | 36.0584 | 83.1723 | 0
| All | All Customers | 2 | Monthly System Peak Day | SCE | 1-in-10 | 2023 | 16 | 309.7294 | 311.8326 | 36.0378 | 83.611 | 0
| All | All Customers | 2 | Monthly System Peak Day | SCE | 1-in-10 | 2023 | 17 | 284.0406 | 291.4626 | 35.8729 | 82.9323 | 0
| All | All Customers | 2 | Monthly System Peak Day | SCE | 1-in-10 | 2023 | 18 | 272.5282 | 278.9403 | 35.8739 | 80.757 | 0
| All | All Customers | 2 | Monthly System Peak Day | SCE | 1-in-10 | 2023 | 19 | 266.7209 | 271.4388 | 35.8343 | 76.5126 | 0
| All | All Customers | 2 | Monthly System Peak Day | SCE | 1-in-10 | 2023 | 20 | 267.1277 | 334.9001 | 36.6283 | 72.6594 | 0
| All | All Customers | 2 | Monthly System Peak Day | SCE | 1-in-10 | 2023 | 21 | 261.6057 | 266.9887 | 35.9176 | 69.6011 | 0
| All | All Customers | 2 | Monthly System Peak Day | SCE | 1-in-10 | 2023 | 22 | 416.8069 | 436.8916 | 36.0447 | 67.5264 | 0
| All | All Customers | 2 | Monthly System Peak Day | SCE | 1-in-10 | 2023 | 23 | 409.1916 | 426.5166 | 36.0482 | 65.5967 | 0
| All | All Customers | 2 | Monthly System Peak Day | SCE | 1-in-10 | 2023 | 24 | 425.4442 | 442.261 | 36.0473 | 63.8301 | 0
| All | All Customers | 3 | Average Weekday | SCE | 1-in-10 | 2023 | 1 | 410.4952 | 425.4823 | 36.108 | 58.38 | 0
| All | All Customers | 3 | Average Weekday | SCE | 1-in-10 | 2023 | 2 | 397.4424 | 406.0153 | 36.0583 | 57.2797 | 0
| All | All Customers | 3 | Average Weekday | SCE | 1-in-10 | 2023 | 3 | 501.1609 | 512.3084 | 36.051 | 56.254 | 0
| All | All Customers | 3 | Average Weekday | SCE | 1-in-10 | 2023 | 4 | 610.3526 | 626.7178 | 36.0347 | 55.3455 | 0
| All | All Customers | 3 | Average Weekday | SCE | 1-in-10 | 2023 | 5 | 594.3049 | 614.8887 | 36.0381 | 54.5781 | 0
| All | All Customers | 3 | Average Weekday | SCE | 1-in-10 | 2023 | 6 | 607.4167 | 631.2405 | 36.0236 | 53.8867 | 0
| All | All Customers | 3 | Average Weekday | SCE | 1-in-10 | 2023 | 7 | 620.6385 | 637.2375 | 36.0357 | 53.4742 | 0
| All | All Customers | 3 | Average Weekday | SCE | 1-in-10 | 2023 | 8 | 639.131 | 668.4568 | 36.1673 | 53.4151 | 0
| All | All Customers | 3 | Average Weekday | SCE | 1-in-10 | 2023 | 9 | 583.517 | 621.6799 | 36.2865 | 54.8301 | 0
| All | All Customers | 3 | Average Weekday | SCE | 1-in-10 | 2023 | 10 | 568.9568 | 592.175 | 36.1775 | 58.3814 | 0
| All | All Customers | 3 | Average Weekday | SCE | 1-in-10 | 2023 | 11 | 545.491 | 562.756 | 36.2368 | 62.6904 | 0
| All | All Customers | 3 | Average Weekday | SCE | 1-in-10 | 2023 | 12 | 537.4299 | 548.9678 | 36.2957 | 66.6136 | 0
| All | All Customers | 3 | Average Weekday | SCE | 1-in-10 | 2023 | 13 | 443.7846 | 453.0506 | 36.327 | 69.6765 | 0
| All | All Customers | 3 | Average Weekday | SCE | 1-in-10 | 2023 | 14 | 413.9859 | 420.213 | 36.2807 | 71.7646 | 0
| All | All Customers | 3 | Average Weekday | SCE | 1-in-10 | 2023 | 15 | 369.9117 | 375.2325 | 36.1862 | 73.0134 | 0
| All | All Customers | 3 | Average Weekday | SCE | 1-in-10 | 2023 | 16 | 332.0782 | 334.1967 | 36.0568 | 73.604 | 0
| All | All Customers | 3 | Average Weekday | SCE | 1-in-10 | 2023 | 17 | 318.1412 | 327.3096 | 35.8691 | 73.5115 | 0
| All | All Customers | 3 | Average Weekday | SCE | 1-in-10 | 2023 | 18 | 304.3182 | 311.5233 | 35.8825 | 72.5285 | 0
| All | All Customers | 3 | Average Weekday | SCE | 1-in-10 | 2023 | 19 | 297.2467 | 302.0977 | 35.9553 | 70.6931 | 0
| All | All Customers | 3 | Average Weekday | SCE | 1-in-10 | 2023 | 20 | 287.769 | 291.9386 | 35.8336 | 68.0039 | 0
| All | All Customers | 3 | Average Weekday | SCE | 1-in-10 | 2023 | 21 | 273.8392 | 277.8177 | 35.8787 | 65.2746 | 0
| All | All Customers | 3 | Average Weekday | SCE | 1-in-10 | 2023 | 22 | 448.7859 | 471.7237 | 36.0592 | 63.4622 | 0
| All | All Customers | 3 | Average Weekday | SCE | 1-in-10 | 2023 | 23 | 445.8859 | 470.1824 | 36.1091 | 62.0728 | 0
| All | All Customers | 3 | Average Weekday | SCE | 1-in-10 | 2023 | 24 | 469.3733 | 502.1143 | 36.1588 | 60.6886 | 0
| All | All Customers | 3 | Monthly System Peak Day | SCE | 1-in-10 | 2023 | 1 | 410.4952 | 441.2234 | 35.7663 | 66.5653 | 0
| All | All Customers | 3 | Monthly System Peak Day | SCE | 1-in-10 | 2023 | 2 | 397.4424 | 415.4952 | 35.8285 | 64.9122 | 0
| All | All Customers | 3 | Monthly System Peak Day | SCE | 1-in-10 | 2023 | 3 | 501.1609 | 521.9257 | 35.8385 | 63.5178 | 0
| All | All Customers | 3 | Monthly System Peak Day | SCE | 1-in-10 | 2023 | 4 | 610.3526 | 633.0817 | 35.8701 | 62.3191 | 0
| All | All Customers | 3 | Monthly System Peak Day | SCE | 1-in-10 | 2023 | 5 | 594.3049 | 624.0861 | 35.8659 | 61.3609 | 0
| All | All Customers | 3 | Monthly System Peak Day | SCE | 1-in-10 | 2023 | 6 | 607.4167 | 633.1603 | 35.9058 | 60.4826 | 0
| All | All Customers | 3 | Monthly System Peak Day | SCE | 1-in-10 | 2023 | 7 | 620.6385 | 635.0248 | 35.912 | 59.9374 | 0
| All | All Customers | 3 | Monthly System Peak Day | SCE | 1-in-10 | 2023 | 8 | 639.131 | 688.7828 | 35.7297 | 59.4377 | 0
| All | All Customers | 3 | Monthly System Peak Day | SCE | 1-in-10 | 2023 | 9 | 583.517 | 632.3347 | 35.7162 | 60.7855 | 0
| All | All Customers | 3 | Monthly System Peak Day | SCE | 1-in-10 | 2023 | 10 | 568.9568 | 599.9305 | 35.7628 | 65.5539 | 0
| All | All Customers | 3 | Monthly System Peak Day | SCE | 1-in-10 | 2023 | 11 | 545.491 | 575.7899 | 35.8414 | 70.9405 | 0
| All | All Customers | 3 | Monthly System Peak Day | SCE | 1-in-10 | 2023 | 12 | 537.4299 | 562.043 | 35.9931 | 75.9952 | 0
| All | All Customers | 3 | Monthly System Peak Day | SCE | 1-in-10 | 2023 | 13 | 443.7846 | 457.1248 | 36.142 | 79.8811 | 0
| All | All Customers | 3 | Monthly System Peak Day | SCE | 1-in-10 | 2023 | 14 | 413.9859 | 421.5827 | 36.0124 | 82.2506 | 0
| All | All Customers | 3 | Monthly System Peak Day | SCE | 1-in-10 | 2023 | 15 | 369.9117 | 375.3312 | 35.8304 | 84.2489 | 0
| All | All Customers | 3 | Monthly System Peak Day | SCE | 1-in-10 | 2023 | 16 | 332.0782 | 331.9174 | 35.8429 | 85.09 | 0
| All | All Customers | 3 | Monthly System Peak Day | SCE | 1-in-10 | 2023 | 17 | 318.1412 | 327.5089 | 35.8435 | 85.004 | 0
| All | All Customers | 3 | Monthly System Peak Day | SCE | 1-in-10 | 2023 | 18 | 304.3182 | 311.9046 | 35.8267 | 83.7783 | 0
| All | All Customers | 3 | Monthly System Peak Day | SCE | 1-in-10 | 2023 | 19 | 297.2467 | 301.4899 | 37.3724 | 82.3635 | 0
| All | All Customers | 3 | Monthly System Peak Day | SCE | 1-in-10 | 2023 | 20 | 287.769 | 291.1837 | 35.8336 | 79.8314 | 0
| All | All Customers | 3 | Monthly System Peak Day | SCE | 1-in-10 | 2023 | 21 | 273.8392 | 278.5797 | 36.0308 | 75.8165 | 0
| All | All Customers | 3 | Monthly System Peak Day | SCE | 1-in-10 | 2023 | 22 | 448.7859 | 472.095 | 35.8664 | 72.4978 | 0
| All | All Customers | 3 | Monthly System Peak Day | SCE | 1-in-10 | 2023 | 23 | 445.8859 | 474.7481 | 35.7894 | 69.8694 | 0
| All | All Customers | 3 | Monthly System Peak Day | SCE | 1-in-10 | 2023 | 24 | 469.3733 | 522.7347 | 35.7214 | 67.516 | 0
| All | All Customers | 4 | Average Weekday | SCE | 1-in-10 | 2023 | 1 | 380.0238 | 394.425 | 36.1103 | 59.0796 | 0
| All | All Customers | 4 | Average Weekday | SCE | 1-in-10 | 2023 | 2 | 368.2512 | 376.748 | 36.061 | 58.0445 | 0
| All | All Customers | 4 | Average Weekday | SCE | 1-in-10 | 2023 | 3 | 466.7777 | 478.3759 | 36.0537 | 57.104 | 0
| All | All Customers | 4 | Average Weekday | SCE | 1-in-10 | 2023 | 4 | 568.6432 | 584.1069 | 36.0376 | 56.2242 | 0
| All | All Customers | 4 | Average Weekday | SCE | 1-in-10 | 2023 | 5 | 545.2661 | 564.6448 | 36.041 | 55.5416 | 0
| All | All Customers | 4 | Average Weekday | SCE | 1-in-10 | 2023 | 6 | 558.7863 | 581.7109 | 36.0268 | 55.0192 | 0
| All | All Customers | 4 | Average Weekday | SCE | 1-in-10 | 2023 | 7 | 572.6434 | 589.7672 | 36.0388 | 54.5621 | 0
| All | All Customers | 4 | Average Weekday | SCE | 1-in-10 | 2023 | 8 | 590.116 | 618.4158 | 36.1695 | 54.5285 | 0
| All | All Customers | 4 | Average Weekday | SCE | 1-in-10 | 2023 | 9 | 526.3481 | 563.5604 | 36.2878 | 56.5092 | 0
| All | All Customers | 4 | Average Weekday | SCE | 1-in-10 | 2023 | 10 | 512.1317 | 535.176 | 36.1791 | 59.9344 | 0
| All | All Customers | 4 | Average Weekday | SCE | 1-in-10 | 2023 | 11 | 497.2833 | 512.7308 | 36.2379 | 63.4295 | 0
| All | All Customers | 4 | Average Weekday | SCE | 1-in-10 | 2023 | 12 | 489.2349 | 500.7737 | 36.2963 | 66.6923 | 0
| All | All Customers | 4 | Average Weekday | SCE | 1-in-10 | 2023 | 13 | 406.1901 | 415.4098 | 36.3272 | 69.2702 | 0
| All | All Customers | 4 | Average Weekday | SCE | 1-in-10 | 2023 | 14 | 372.9656 | 379.2631 | 36.2811 | 71.0818 | 0
| All | All Customers | 4 | Average Weekday | SCE | 1-in-10 | 2023 | 15 | 326.9252 | 332.493 | 36.1873 | 72.3051 | 0
| All | All Customers | 4 | Average Weekday | SCE | 1-in-10 | 2023 | 16 | 286.3053 | 288.4983 | 36.0592 | 73.0385 | 0
| All | All Customers | 4 | Average Weekday | SCE | 1-in-10 | 2023 | 17 | 265.3594 | 273.5694 | 35.872 | 73.1966 | 0
| All | All Customers | 4 | Average Weekday | SCE | 1-in-10 | 2023 | 18 | 247.2491 | 253.7507 | 35.885 | 72.438 | 0
| All | All Customers | 4 | Average Weekday | SCE | 1-in-10 | 2023 | 19 | 233.3117 | 238.1912 | 35.955 | 71.0442 | 0
| All | All Customers | 4 | Average Weekday | SCE | 1-in-10 | 2023 | 20 | 226.1413 | 230.2616 | 35.8337 | 68.8926 | 0
| All | All Customers | 4 | Average Weekday | SCE | 1-in-10 | 2023 | 21 | 234.3387 | 238.4222 | 35.8831 | 65.8957 | 0
| All | All Customers | 4 | Average Weekday | SCE | 1-in-10 | 2023 | 22 | 409.2993 | 431.9921 | 36.0619 | 63.7302 | 0
| All | All Customers | 4 | Average Weekday | SCE | 1-in-10 | 2023 | 23 | 410.0777 | 434.0637 | 36.1119 | 62.1633 | 0
| All | All Customers | 4 | Average Weekday | SCE | 1-in-10 | 2023 | 24 | 435.453 | 467.4837 | 36.161 | 60.8017 | 0
| All | All Customers | 4 | Monthly System Peak Day | SCE | 1-in-10 | 2023 | 1 | 380.0238 | 408.6438 | 35.7736 | 70.9902 | 0
| All | All Customers | 4 | Monthly System Peak Day | SCE | 1-in-10 | 2023 | 2 | 368.2512 | 386.3825 | 35.8345 | 69.379 | 0
| All | All Customers | 4 | Monthly System Peak Day | SCE | 1-in-10 | 2023 | 3 | 466.7777 | 488.6519 | 35.8443 | 68.4203 | 0
| All | All Customers | 4 | Monthly System Peak Day | SCE | 1-in-10 | 2023 | 4 | 568.6432 | 590.317 | 35.8754 | 66.7964 | 0
| All | All Customers | 4 | Monthly System Peak Day | SCE | 1-in-10 | 2023 | 5 | 545.2661 | 573.2343 | 35.8713 | 65.7682 | 0
| All | All Customers | 4 | Monthly System Peak Day | SCE | 1-in-10 | 2023 | 6 | 558.7863 | 583.3899 | 35.9106 | 64.6388 | 0
| All | All Customers | 4 | Monthly System Peak Day | SCE | 1-in-10 | 2023 | 7 | 572.6434 | 587.5485 | 35.9168 | 63.6363 | 0
| All | All Customers | 4 | Monthly System Peak Day | SCE | 1-in-10 | 2023 | 8 | 590.116 | 640.7 | 35.7378 | 63.4386 | 0
| All | All Customers | 4 | Monthly System Peak Day | SCE | 1-in-10 | 2023 | 9 | 526.3481 | 574.0923 | 35.7273 | 66.5964 | 0
| All | All Customers | 4 | Monthly System Peak Day | SCE | 1-in-10 | 2023 | 10 | 512.1317 | 542.5229 | 35.7721 | 72.0203 | 0
| All | All Customers | 4 | Monthly System Peak Day | SCE | 1-in-10 | 2023 | 11 | 497.2833 | 525.1743 | 35.8525 | 76.9067 | 0
| All | All Customers | 4 | Monthly System Peak Day | SCE | 1-in-10 | 2023 | 12 | 489.2349 | 513.7303 | 36.0058 | 81.3869 | 0
| All | All Customers | 4 | Monthly System Peak Day | SCE | 1-in-10 | 2023 | 13 | 406.1901 | 419.6405 | 36.1558 | 84.1754 | 0
| All | All Customers | 4 | Monthly System Peak Day | SCE | 1-in-10 | 2023 | 14 | 372.9656 | 380.5495 | 36.0252 | 85.9194 | 0
| All | All Customers | 4 | Monthly System Peak Day | SCE | 1-in-10 | 2023 | 15 | 326.9252 | 332.7755 | 35.8407 | 87.0781 | 0
| All | All Customers | 4 | Monthly System Peak Day | SCE | 1-in-10 | 2023 | 16 | 286.3053 | 286.1888 | 35.8491 | 87.683 | 0
| All | All Customers | 4 | Monthly System Peak Day | SCE | 1-in-10 | 2023 | 17 | 265.3594 | 273.7288 | 35.8485 | 87.8015 | 0
| All | All Customers | 4 | Monthly System Peak Day | SCE | 1-in-10 | 2023 | 18 | 247.2491 | 254.3927 | 35.8335 | 87.2521 | 0
| All | All Customers | 4 | Monthly System Peak Day | SCE | 1-in-10 | 2023 | 19 | 233.3117 | 237.5775 | 37.3777 | 85.0685 | 0
| All | All Customers | 4 | Monthly System Peak Day | SCE | 1-in-10 | 2023 | 20 | 226.1413 | 229.5842 | 35.8336 | 80.2982 | 0
| All | All Customers | 4 | Monthly System Peak Day | SCE | 1-in-10 | 2023 | 21 | 234.3387 | 239.21 | 36.0304 | 74.8102 | 0
| All | All Customers | 4 | Monthly System Peak Day | SCE | 1-in-10 | 2023 | 22 | 409.2993 | 432.2769 | 35.8712 | 71.6791 | 0
| All | All Customers | 4 | Monthly System Peak Day | SCE | 1-in-10 | 2023 | 23 | 410.0777 | 438.5395 | 35.7961 | 69.7278 | 0
| All | All Customers | 4 | Monthly System Peak Day | SCE | 1-in-10 | 2023 | 24 | 435.453 | 487.8321 | 35.7297 | 68.1926 | 0
| All | All Customers | 5 | Average Weekday | SCE | 1-in-10 | 2023 | 1 | 387.9631 | 402.4516 | 36.1258 | 62.6645 | 0
| All | All Customers | 5 | Average Weekday | SCE | 1-in-10 | 2023 | 2 | 377.2961 | 384.9683 | 36.0765 | 61.686 | 0
| All | All Customers | 5 | Average Weekday | SCE | 1-in-10 | 2023 | 3 | 479.5762 | 490.895 | 36.0692 | 60.8176 | 0
| All | All Customers | 5 | Average Weekday | SCE | 1-in-10 | 2023 | 4 | 582.2839 | 598.6409 | 36.0533 | 60.0235 | 0
| All | All Customers | 5 | Average Weekday | SCE | 1-in-10 | 2023 | 5 | 562.9164 | 582.9563 | 36.0567 | 59.4411 | 0
| All | All Customers | 5 | Average Weekday | SCE | 1-in-10 | 2023 | 6 | 571.0135 | 594.8311 | 36.0428 | 58.9528 | 0
| All | All Customers | 5 | Average Weekday | SCE | 1-in-10 | 2023 | 7 | 577.0634 | 593.9206 | 36.0553 | 58.7176 | 0
| All | All Customers | 5 | Average Weekday | SCE | 1-in-10 | 2023 | 8 | 602.5706 | 633.3199 | 36.1856 | 59.4845 | 0
| All | All Customers | 5 | Average Weekday | SCE | 1-in-10 | 2023 | 9 | 534.7654 | 570.1038 | 36.3031 | 61.9999 | 0
| All | All Customers | 5 | Average Weekday | SCE | 1-in-10 | 2023 | 10 | 524.7906 | 548.301 | 36.1941 | 65.3043 | 0
| All | All Customers | 5 | Average Weekday | SCE | 1-in-10 | 2023 | 11 | 511.4355 | 527.2508 | 36.2526 | 68.3821 | 0
| All | All Customers | 5 | Average Weekday | SCE | 1-in-10 | 2023 | 12 | 498.9741 | 510.2769 | 36.3108 | 71.0609 | 0
| All | All Customers | 5 | Average Weekday | SCE | 1-in-10 | 2023 | 13 | 415.4538 | 424.8864 | 36.3412 | 73.3291 | 0
| All | All Customers | 5 | Average Weekday | SCE | 1-in-10 | 2023 | 14 | 388.3196 | 394.808 | 36.295 | 75.0832 | 0
| All | All Customers | 5 | Average Weekday | SCE | 1-in-10 | 2023 | 15 | 347.6359 | 353.0568 | 36.2014 | 76.3265 | 0
| All | All Customers | 5 | Average Weekday | SCE | 1-in-10 | 2023 | 16 | 300.4425 | 302.573 | 36.0744 | 76.8948 | 0
| All | All Customers | 5 | Average Weekday | SCE | 1-in-10 | 2023 | 17 | 272.7756 | 281.6376 | 35.8786 | 76.9554 | 0
| All | All Customers | 5 | Average Weekday | SCE | 1-in-10 | 2023 | 18 | 258.582 | 265.4511 | 35.8914 | 76.2265 | 0
| All | All Customers | 5 | Average Weekday | SCE | 1-in-10 | 2023 | 19 | 248.2721 | 253.4929 | 35.951 | 74.8608 | 0
| All | All Customers | 5 | Average Weekday | SCE | 1-in-10 | 2023 | 20 | 238.4248 | 242.7323 | 35.8337 | 72.769 | 0
| All | All Customers | 5 | Average Weekday | SCE | 1-in-10 | 2023 | 21 | 249.6293 | 253.9742 | 35.8896 | 69.7865 | 0
| All | All Customers | 5 | Average Weekday | SCE | 1-in-10 | 2023 | 22 | 421.3914 | 444.623 | 36.0785 | 67.0523 | 0
| All | All Customers | 5 | Average Weekday | SCE | 1-in-10 | 2023 | 23 | 428.5208 | 453.2486 | 36.1284 | 65.2221 | 0
| All | All Customers | 5 | Average Weekday | SCE | 1-in-10 | 2023 | 24 | 451.2589 | 484.0326 | 36.1769 | 63.7844 | 0
| All | All Customers | 5 | Monthly System Peak Day | SCE | 1-in-10 | 2023 | 1 | 387.9631 | 417.0682 | 35.7929 | 73.9451 | 0
| All | All Customers | 5 | Monthly System Peak Day | SCE | 1-in-10 | 2023 | 2 | 377.2961 | 393.7061 | 35.8525 | 72.4128 | 0
| All | All Customers | 5 | Monthly System Peak Day | SCE | 1-in-10 | 2023 | 3 | 479.5762 | 500.6809 | 35.8621 | 70.8805 | 0
| All | All Customers | 5 | Monthly System Peak Day | SCE | 1-in-10 | 2023 | 4 | 582.2839 | 604.9282 | 35.8928 | 69.4883 | 0
| All | All Customers | 5 | Monthly System Peak Day | SCE | 1-in-10 | 2023 | 5 | 562.9164 | 591.9587 | 35.8887 | 68.5669 | 0
| All | All Customers | 5 | Monthly System Peak Day | SCE | 1-in-10 | 2023 | 6 | 571.0135 | 597.1732 | 35.9278 | 67.5106 | 0
| All | All Customers | 5 | Monthly System Peak Day | SCE | 1-in-10 | 2023 | 7 | 577.0634 | 591.5684 | 35.9343 | 67.139 | 0
| All | All Customers | 5 | Monthly System Peak Day | SCE | 1-in-10 | 2023 | 8 | 602.5706 | 651.7573 | 35.7582 | 67.588 | 0
| All | All Customers | 5 | Monthly System Peak Day | SCE | 1-in-10 | 2023 | 9 | 534.7654 | 580.8086 | 35.7505 | 71.9541 | 0
| All | All Customers | 5 | Monthly System Peak Day | SCE | 1-in-10 | 2023 | 10 | 524.7906 | 555.3895 | 35.7934 | 78.4437 | 0
| All | All Customers | 5 | Monthly System Peak Day | SCE | 1-in-10 | 2023 | 11 | 511.4355 | 539.3366 | 35.8758 | 84.4634 | 0
| All | All Customers | 5 | Monthly System Peak Day | SCE | 1-in-10 | 2023 | 12 | 498.9741 | 522.5229 | 36.031 | 88.5098 | 0
| All | All Customers | 5 | Monthly System Peak Day | SCE | 1-in-10 | 2023 | 13 | 415.4538 | 428.8567 | 36.1819 | 91.3209 | 0
| All | All Customers | 5 | Monthly System Peak Day | SCE | 1-in-10 | 2023 | 14 | 388.3196 | 394.6754 | 36.05 | 93.0051 | 0
| All | All Customers | 5 | Monthly System Peak Day | SCE | 1-in-10 | 2023 | 15 | 347.6359 | 353.3962 | 35.8625 | 94.2891 | 0
| All | All Customers | 5 | Monthly System Peak Day | SCE | 1-in-10 | 2023 | 16 | 300.4425 | 300.3514 | 35.867 | 94.3726 | 0
| All | All Customers | 5 | Monthly System Peak Day | SCE | 1-in-10 | 2023 | 17 | 272.7756 | 281.8569 | 35.8565 | 93.9017 | 0
| All | All Customers | 5 | Monthly System Peak Day | SCE | 1-in-10 | 2023 | 18 | 258.582 | 265.8561 | 35.8428 | 93.1366 | 0
| All | All Customers | 5 | Monthly System Peak Day | SCE | 1-in-10 | 2023 | 19 | 248.2721 | 252.7736 | 37.337 | 92.0447 | 0
| All | All Customers | 5 | Monthly System Peak Day | SCE | 1-in-10 | 2023 | 20 | 238.4248 | 242.0823 | 35.8337 | 89.5105 | 0
| All | All Customers | 5 | Monthly System Peak Day | SCE | 1-in-10 | 2023 | 21 | 249.6293 | 254.7883 | 36.0316 | 85.6688 | 0
| All | All Customers | 5 | Monthly System Peak Day | SCE | 1-in-10 | 2023 | 22 | 421.3914 | 444.9839 | 35.889 | 81.9451 | 0
| All | All Customers | 5 | Monthly System Peak Day | SCE | 1-in-10 | 2023 | 23 | 428.5208 | 457.8873 | 35.8155 | 79.3652 | 0
| All | All Customers | 5 | Monthly System Peak Day | SCE | 1-in-10 | 2023 | 24 | 451.2589 | 504.6314 | 35.75 | 76.6451 | 0
| All | All Customers | 6 | Average Weekday | SCE | 1-in-10 | 2023 | 1 | 375.3723 | 404.0023 | 36.1103 | 66.5999 | 0
| All | All Customers | 6 | Average Weekday | SCE | 1-in-10 | 2023 | 2 | 362.3005 | 382.4156 | 36.1131 | 65.9006 | 0
| All | All Customers | 6 | Average Weekday | SCE | 1-in-10 | 2023 | 3 | 457.123 | 483.5961 | 36.114 | 65.2662 | 0
| All | All Customers | 6 | Average Weekday | SCE | 1-in-10 | 2023 | 4 | 552.4332 | 581.5983 | 36.1146 | 64.6507 | 0
| All | All Customers | 6 | Average Weekday | SCE | 1-in-10 | 2023 | 5 | 533.366 | 572.9036 | 36.1093 | 64.1746 | 0
| All | All Customers | 6 | Average Weekday | SCE | 1-in-10 | 2023 | 6 | 556.1303 | 601.9965 | 36.0995 | 63.7832 | 0
| All | All Customers | 6 | Average Weekday | SCE | 1-in-10 | 2023 | 7 | 569.6863 | 594.6845 | 36.067 | 63.476 | 0
| All | All Customers | 6 | Average Weekday | SCE | 1-in-10 | 2023 | 8 | 589.5936 | 618.2618 | 36.1206 | 64.0318 | 0
| All | All Customers | 6 | Average Weekday | SCE | 1-in-10 | 2023 | 9 | 545.8268 | 566.3687 | 36.1417 | 65.9714 | 0
| All | All Customers | 6 | Average Weekday | SCE | 1-in-10 | 2023 | 10 | 532.4946 | 546.4726 | 36.1258 | 68.8032 | 0
| All | All Customers | 6 | Average Weekday | SCE | 1-in-10 | 2023 | 11 | 510.9175 | 523.0854 | 36.1548 | 72.0084 | 0
| All | All Customers | 6 | Average Weekday | SCE | 1-in-10 | 2023 | 12 | 501.7643 | 516.3643 | 36.1873 | 75.1083 | 0
| All | All Customers | 6 | Average Weekday | SCE | 1-in-10 | 2023 | 13 | 417.8954 | 437.3366 | 36.1984 | 77.5187 | 0
| All | All Customers | 6 | Average Weekday | SCE | 1-in-10 | 2023 | 14 | 388.2615 | 404.6337 | 36.1692 | 79.3071 | 0
| All | All Customers | 6 | Average Weekday | SCE | 1-in-10 | 2023 | 15 | 337.7247 | 352.2228 | 36.1031 | 80.4926 | 0
| All | All Customers | 6 | Average Weekday | SCE | 1-in-10 | 2023 | 16 | 295.3408 | 298.1053 | 36.0513 | 81.1097 | 0
| All | All Customers | 6 | Average Weekday | SCE | 1-in-10 | 2023 | 17 | 272.3468 | 281.6601 | 36.3387 | 81.0308 | 0
| All | All Customers | 6 | Average Weekday | SCE | 1-in-10 | 2023 | 18 | 250.2307 | 265.2705 | 36.3605 | 80.1832 | 0
| All | All Customers | 6 | Average Weekday | SCE | 1-in-10 | 2023 | 19 | 235.0037 | 257.9442 | 38.9228 | 78.7527 | 0
| All | All Customers | 6 | Average Weekday | SCE | 1-in-10 | 2023 | 20 | 221.8016 | 241.3756 | 36.3101 | 76.6583 | 0
| All | All Customers | 6 | Average Weekday | SCE | 1-in-10 | 2023 | 21 | 238.8322 | 254.908 | 36.5819 | 73.7764 | 0
| All | All Customers | 6 | Average Weekday | SCE | 1-in-10 | 2023 | 22 | 396.0342 | 429.5784 | 36.179 | 70.7793 | 0
| All | All Customers | 6 | Average Weekday | SCE | 1-in-10 | 2023 | 23 | 421.7213 | 455.7321 | 36.1403 | 68.9101 | 0
| All | All Customers | 6 | Average Weekday | SCE | 1-in-10 | 2023 | 24 | 446.0797 | 487.6664 | 36.1219 | 67.6558 | 0
| All | All Customers | 6 | Monthly System Peak Day | SCE | 1-in-10 | 2023 | 1 | 375.3723 | 368.0313 | 44.0858 | 75.4051 | 0
| All | All Customers | 6 | Monthly System Peak Day | SCE | 1-in-10 | 2023 | 2 | 362.3005 | 338.299 | 44.0966 | 73.8369 | 0
| All | All Customers | 6 | Monthly System Peak Day | SCE | 1-in-10 | 2023 | 3 | 457.123 | 410.5582 | 44.1013 | 72.5346 | 0
| All | All Customers | 6 | Monthly System Peak Day | SCE | 1-in-10 | 2023 | 4 | 552.4332 | 476.6035 | 44.1052 | 71.6674 | 0
| All | All Customers | 6 | Monthly System Peak Day | SCE | 1-in-10 | 2023 | 5 | 533.366 | 474.0398 | 44.1001 | 70.5974 | 0
| All | All Customers | 6 | Monthly System Peak Day | SCE | 1-in-10 | 2023 | 6 | 556.1303 | 509.8995 | 44.0943 | 69.5882 | 0
| All | All Customers | 6 | Monthly System Peak Day | SCE | 1-in-10 | 2023 | 7 | 569.6863 | 512.321 | 44.0163 | 68.8808 | 0
| All | All Customers | 6 | Monthly System Peak Day | SCE | 1-in-10 | 2023 | 8 | 589.5936 | 541.4921 | 44.0742 | 69.9624 | 0
| All | All Customers | 6 | Monthly System Peak Day | SCE | 1-in-10 | 2023 | 9 | 545.8268 | 519.7234 | 44.0424 | 73.8157 | 0
| All | All Customers | 6 | Monthly System Peak Day | SCE | 1-in-10 | 2023 | 10 | 532.4946 | 497.3144 | 43.993 | 79.7156 | 0
| All | All Customers | 6 | Monthly System Peak Day | SCE | 1-in-10 | 2023 | 11 | 510.9175 | 474.8045 | 43.9819 | 84.7645 | 0
| All | All Customers | 6 | Monthly System Peak Day | SCE | 1-in-10 | 2023 | 12 | 501.7643 | 466.5093 | 43.9989 | 88.6352 | 0
| All | All Customers | 6 | Monthly System Peak Day | SCE | 1-in-10 | 2023 | 13 | 417.8954 | 399.9839 | 43.9821 | 90.0843 | 0
| All | All Customers | 6 | Monthly System Peak Day | SCE | 1-in-10 | 2023 | 14 | 388.2615 | 371.9089 | 43.9996 | 91.5486 | 0
| All | All Customers | 6 | Monthly System Peak Day | SCE | 1-in-10 | 2023 | 15 | 337.7247 | 325.5034 | 43.9871 | 92.6549 | 0
| All | All Customers | 6 | Monthly System Peak Day | SCE | 1-in-10 | 2023 | 16 | 295.3408 | 270.4684 | 43.9317 | 93.9585 | 0
| All | All Customers | 6 | Monthly System Peak Day | SCE | 1-in-10 | 2023 | 17 | 272.3468 | 283.1672 | 43.9425 | 94.554 | 0
| All | All Customers | 6 | Monthly System Peak Day | SCE | 1-in-10 | 2023 | 18 | 250.2307 | 274.7512 | 44.0765 | 94.2108 | 0
| All | All Customers | 6 | Monthly System Peak Day | SCE | 1-in-10 | 2023 | 19 | 235.0037 | 228.9176 | 44.0343 | 92.0967 | 0
| All | All Customers | 6 | Monthly System Peak Day | SCE | 1-in-10 | 2023 | 20 | 221.8016 | 225.5879 | 43.042 | 87.8718 | 0
| All | All Customers | 6 | Monthly System Peak Day | SCE | 1-in-10 | 2023 | 21 | 238.8322 | 222.7522 | 45.0275 | 83.139 | 0
| All | All Customers | 6 | Monthly System Peak Day | SCE | 1-in-10 | 2023 | 22 | 396.0342 | 375.2092 | 44.3426 | 78.8213 | 0
| All | All Customers | 6 | Monthly System Peak Day | SCE | 1-in-10 | 2023 | 23 | 421.7213 | 390.027 | 44.1874 | 75.3496 | 0
| All | All Customers | 6 | Monthly System Peak Day | SCE | 1-in-10 | 2023 | 24 | 446.0797 | 423.2986 | 44.111 | 73.2752 | 0
| All | All Customers | 7 | Average Weekday | SCE | 1-in-10 | 2023 | 1 | 376.4919 | 403.9415 | 38.8813 | 72.1536 | 0
| All | All Customers | 7 | Average Weekday | SCE | 1-in-10 | 2023 | 2 | 374.4021 | 393.6338 | 38.8769 | 71.4201 | 0
| All | All Customers | 7 | Average Weekday | SCE | 1-in-10 | 2023 | 3 | 460.1953 | 485.8512 | 38.8757 | 70.7709 | 0
| All | All Customers | 7 | Average Weekday | SCE | 1-in-10 | 2023 | 4 | 556.3568 | 586.8972 | 38.8735 | 70.2504 | 0
| All | All Customers | 7 | Average Weekday | SCE | 1-in-10 | 2023 | 5 | 540.5747 | 581.0515 | 38.871 | 69.8041 | 0
| All | All Customers | 7 | Average Weekday | SCE | 1-in-10 | 2023 | 6 | 548.0228 | 591.7722 | 38.8646 | 69.4399 | 0
| All | All Customers | 7 | Average Weekday | SCE | 1-in-10 | 2023 | 7 | 553.4254 | 575.6349 | 38.8648 | 69.2407 | 0
| All | All Customers | 7 | Average Weekday | SCE | 1-in-10 | 2023 | 8 | 570.6152 | 599.5159 | 38.8958 | 69.7054 | 0
| All | All Customers | 7 | Average Weekday | SCE | 1-in-10 | 2023 | 9 | 516.6976 | 536.3575 | 38.9288 | 71.9118 | 0
| All | All Customers | 7 | Average Weekday | SCE | 1-in-10 | 2023 | 10 | 505.689 | 518.6263 | 38.9276 | 74.9215 | 0
| All | All Customers | 7 | Average Weekday | SCE | 1-in-10 | 2023 | 11 | 489.3689 | 501.0055 | 38.9631 | 78.3302 | 0
| All | All Customers | 7 | Average Weekday | SCE | 1-in-10 | 2023 | 12 | 481.0653 | 496.1465 | 38.9975 | 81.5124 | 0
| All | All Customers | 7 | Average Weekday | SCE | 1-in-10 | 2023 | 13 | 396.5816 | 414.1541 | 39.0132 | 83.9403 | 0
| All | All Customers | 7 | Average Weekday | SCE | 1-in-10 | 2023 | 14 | 370.2421 | 385.618 | 38.9817 | 85.7186 | 0
| All | All Customers | 7 | Average Weekday | SCE | 1-in-10 | 2023 | 15 | 325.7392 | 339.8575 | 38.9228 | 86.8585 | 0
| All | All Customers | 7 | Average Weekday | SCE | 1-in-10 | 2023 | 16 | 278.3568 | 279.1714 | 38.8803 | 87.4293 | 0
| All | All Customers | 7 | Average Weekday | SCE | 1-in-10 | 2023 | 17 | 259.1794 | 267.2322 | 39.2861 | 87.3156 | 0
| All | All Customers | 7 | Average Weekday | SCE | 1-in-10 | 2023 | 18 | 245.2223 | 257.7001 | 39.309 | 86.4657 | 0
| All | All Customers | 7 | Average Weekday | SCE | 1-in-10 | 2023 | 19 | 231.9232 | 253.2705 | 39.9189 | 84.9536 | 0
| All | All Customers | 7 | Average Weekday | SCE | 1-in-10 | 2023 | 20 | 226.9452 | 242.2874 | 38.8418 | 82.593 | 0
| All | All Customers | 7 | Average Weekday | SCE | 1-in-10 | 2023 | 21 | 247.9252 | 260.2359 | 39.3185 | 79.4531 | 0
| All | All Customers | 7 | Average Weekday | SCE | 1-in-10 | 2023 | 22 | 404.3533 | 439.8231 | 38.8562 | 76.411 | 0
| All | All Customers | 7 | Average Weekday | SCE | 1-in-10 | 2023 | 23 | 421.1964 | 451.6529 | 38.8683 | 74.6466 | 0
| All | All Customers | 7 | Average Weekday | SCE | 1-in-10 | 2023 | 24 | 441.2137 | 480.289 | 38.8845 | 73.4889 | 0
| All | All Customers | 7 | Monthly System Peak Day | SCE | 1-in-10 | 2023 | 1 | 376.4919 | 368.7208 | 38.8939 | 76.6189 | 0
| All | All Customers | 7 | Monthly System Peak Day | SCE | 1-in-10 | 2023 | 2 | 374.4021 | 347.2853 | 38.8785 | 74.6004 | 0
| All | All Customers | 7 | Monthly System Peak Day | SCE | 1-in-10 | 2023 | 3 | 460.1953 | 410.8312 | 38.877 | 72.9919 | 0
| All | All Customers | 7 | Monthly System Peak Day | SCE | 1-in-10 | 2023 | 4 | 556.3568 | 482.1443 | 38.8737 | 72.0862 | 0
| All | All Customers | 7 | Monthly System Peak Day | SCE | 1-in-10 | 2023 | 5 | 540.5747 | 482.9028 | 38.8819 | 71.2435 | 0
| All | All Customers | 7 | Monthly System Peak Day | SCE | 1-in-10 | 2023 | 6 | 548.0228 | 507.0331 | 38.8964 | 70.5634 | 0
| All | All Customers | 7 | Monthly System Peak Day | SCE | 1-in-10 | 2023 | 7 | 553.4254 | 499.3162 | 38.9454 | 70.104 | 0
| All | All Customers | 7 | Monthly System Peak Day | SCE | 1-in-10 | 2023 | 8 | 570.6152 | 528.7059 | 38.9125 | 71.0143 | 0
| All | All Customers | 7 | Monthly System Peak Day | SCE | 1-in-10 | 2023 | 9 | 516.6976 | 490.246 | 38.9156 | 74.6355 | 0
| All | All Customers | 7 | Monthly System Peak Day | SCE | 1-in-10 | 2023 | 10 | 505.689 | 469.0546 | 38.9064 | 79.9531 | 0
| All | All Customers | 7 | Monthly System Peak Day | SCE | 1-in-10 | 2023 | 11 | 489.3689 | 454.6818 | 38.9165 | 86.1582 | 0
| All | All Customers | 7 | Monthly System Peak Day | SCE | 1-in-10 | 2023 | 12 | 481.0653 | 446.6234 | 38.9274 | 91.0408 | 0
| All | All Customers | 7 | Monthly System Peak Day | SCE | 1-in-10 | 2023 | 13 | 396.5816 | 380.023 | 38.9395 | 94.9224 | 0
| All | All Customers | 7 | Monthly System Peak Day | SCE | 1-in-10 | 2023 | 14 | 370.2421 | 354.9607 | 38.9339 | 98.2194 | 0
| All | All Customers | 7 | Monthly System Peak Day | SCE | 1-in-10 | 2023 | 15 | 325.7392 | 314.669 | 38.9511 | 101.1878 | 0
| All | All Customers | 7 | Monthly System Peak Day | SCE | 1-in-10 | 2023 | 16 | 278.3568 | 253.4242 | 38.9496 | 102.4459 | 0
| All | All Customers | 7 | Monthly System Peak Day | SCE | 1-in-10 | 2023 | 17 | 259.1794 | 269.9577 | 38.8259 | 102.6143 | 0
| All | All Customers | 7 | Monthly System Peak Day | SCE | 1-in-10 | 2023 | 18 | 245.2223 | 268.0251 | 38.9159 | 101.7765 | 0
| All | All Customers | 7 | Monthly System Peak Day | SCE | 1-in-10 | 2023 | 19 | 231.9232 | 227.808 | 38.5015 | 100.3296 | 0
| All | All Customers | 7 | Monthly System Peak Day | SCE | 1-in-10 | 2023 | 20 | 226.9452 | 249.6148 | 38.2682 | 98.0092 | 0
| All | All Customers | 7 | Monthly System Peak Day | SCE | 1-in-10 | 2023 | 21 | 247.9252 | 233.5082 | 39.4716 | 95.0561 | 0
| All | All Customers | 7 | Monthly System Peak Day | SCE | 1-in-10 | 2023 | 22 | 404.3533 | 389.405 | 39.0032 | 90.5035 | 0
| All | All Customers | 7 | Monthly System Peak Day | SCE | 1-in-10 | 2023 | 23 | 421.1964 | 388.9253 | 38.9088 | 86.7318 | 0
| All | All Customers | 7 | Monthly System Peak Day | SCE | 1-in-10 | 2023 | 24 | 441.2137 | 417.5798 | 38.9021 | 84.5567 | 0
| All | All Customers | 8 | Average Weekday | SCE | 1-in-10 | 2023 | 1 | 397.0708 | 428.3223 | 36.3222 | 72.6068 | 0
| All | All Customers | 8 | Average Weekday | SCE | 1-in-10 | 2023 | 2 | 382.676 | 404.4069 | 36.3174 | 71.8296 | 0
| All | All Customers | 8 | Average Weekday | SCE | 1-in-10 | 2023 | 3 | 465.4165 | 491.2399 | 36.3159 | 71.1403 | 0
| All | All Customers | 8 | Average Weekday | SCE | 1-in-10 | 2023 | 4 | 568.2721 | 598.7218 | 36.3129 | 70.5184 | 0
| All | All Customers | 8 | Average Weekday | SCE | 1-in-10 | 2023 | 5 | 545.4391 | 586.5212 | 36.3103 | 69.99 | 0
| All | All Customers | 8 | Average Weekday | SCE | 1-in-10 | 2023 | 6 | 557.1137 | 604.4375 | 36.303 | 69.5317 | 0
| All | All Customers | 8 | Average Weekday | SCE | 1-in-10 | 2023 | 7 | 571.0528 | 598.4394 | 36.3094 | 69.1876 | 0
| All | All Customers | 8 | Average Weekday | SCE | 1-in-10 | 2023 | 8 | 581.554 | 613.6557 | 36.3382 | 69.1728 | 0
| All | All Customers | 8 | Average Weekday | SCE | 1-in-10 | 2023 | 9 | 522.5893 | 543.5096 | 36.3732 | 70.9235 | 0
| All | All Customers | 8 | Average Weekday | SCE | 1-in-10 | 2023 | 10 | 513.7212 | 527.5818 | 36.3774 | 74.0742 | 0
| All | All Customers | 8 | Average Weekday | SCE | 1-in-10 | 2023 | 11 | 493.6691 | 506.2982 | 36.4108 | 77.6797 | 0
| All | All Customers | 8 | Average Weekday | SCE | 1-in-10 | 2023 | 12 | 482.4536 | 498.7548 | 36.4398 | 81.1953 | 0
| All | All Customers | 8 | Average Weekday | SCE | 1-in-10 | 2023 | 13 | 406.7003 | 426.7814 | 36.455 | 83.7705 | 0
| All | All Customers | 8 | Average Weekday | SCE | 1-in-10 | 2023 | 14 | 378.1614 | 394.9878 | 36.4247 | 85.693 | 0
| All | All Customers | 8 | Average Weekday | SCE | 1-in-10 | 2023 | 15 | 333.8031 | 348.8791 | 36.3707 | 86.942 | 0
| All | All Customers | 8 | Average Weekday | SCE | 1-in-10 | 2023 | 16 | 287.289 | 291.32 | 36.3327 | 87.2203 | 0
| All | All Customers | 8 | Average Weekday | SCE | 1-in-10 | 2023 | 17 | 269.4666 | 276.8996 | 36.6962 | 86.9576 | 0
| All | All Customers | 8 | Average Weekday | SCE | 1-in-10 | 2023 | 18 | 246.0362 | 260.1867 | 36.7527 | 86.0129 | 0
| All | All Customers | 8 | Average Weekday | SCE | 1-in-10 | 2023 | 19 | 233.1943 | 256.7238 | 37.6361 | 84.3796 | 0
| All | All Customers | 8 | Average Weekday | SCE | 1-in-10 | 2023 | 20 | 233.7049 | 253.1144 | 36.5147 | 81.871 | 0
| All | All Customers | 8 | Average Weekday | SCE | 1-in-10 | 2023 | 21 | 258.5997 | 274.3367 | 36.8895 | 78.5248 | 0
| All | All Customers | 8 | Average Weekday | SCE | 1-in-10 | 2023 | 22 | 417.6107 | 449.982 | 36.2864 | 75.9562 | 0
| All | All Customers | 8 | Average Weekday | SCE | 1-in-10 | 2023 | 23 | 438.2419 | 473.7053 | 36.2987 | 74.5365 | 0
| All | All Customers | 8 | Average Weekday | SCE | 1-in-10 | 2023 | 24 | 461.8449 | 504.7585 | 36.3225 | 73.5145 | 0
| All | All Customers | 8 | Monthly System Peak Day | SCE | 1-in-10 | 2023 | 1 | 397.0708 | 389.5635 | 30.8087 | 77.7831 | 0
| All | All Customers | 8 | Monthly System Peak Day | SCE | 1-in-10 | 2023 | 2 | 382.676 | 357.6614 | 30.7926 | 76.6546 | 0
| All | All Customers | 8 | Monthly System Peak Day | SCE | 1-in-10 | 2023 | 3 | 465.4165 | 421.3923 | 30.7914 | 75.7126 | 0
| All | All Customers | 8 | Monthly System Peak Day | SCE | 1-in-10 | 2023 | 4 | 568.2721 | 496.2979 | 30.7885 | 74.5451 | 0
| All | All Customers | 8 | Monthly System Peak Day | SCE | 1-in-10 | 2023 | 5 | 545.4391 | 491.5034 | 30.7972 | 73.6349 | 0
| All | All Customers | 8 | Monthly System Peak Day | SCE | 1-in-10 | 2023 | 6 | 557.1137 | 514.4717 | 30.814 | 72.9151 | 0
| All | All Customers | 8 | Monthly System Peak Day | SCE | 1-in-10 | 2023 | 7 | 571.0528 | 517.6642 | 30.8603 | 72.1284 | 0
| All | All Customers | 8 | Monthly System Peak Day | SCE | 1-in-10 | 2023 | 8 | 581.554 | 538.1553 | 30.8267 | 72.009 | 0
| All | All Customers | 8 | Monthly System Peak Day | SCE | 1-in-10 | 2023 | 9 | 522.5893 | 498.3318 | 30.828 | 74.4355 | 0
| All | All Customers | 8 | Monthly System Peak Day | SCE | 1-in-10 | 2023 | 10 | 513.7212 | 478.8458 | 30.8119 | 79.3051 | 0
| All | All Customers | 8 | Monthly System Peak Day | SCE | 1-in-10 | 2023 | 11 | 493.6691 | 457.5575 | 30.8247 | 84.8269 | 0
| All | All Customers | 8 | Monthly System Peak Day | SCE | 1-in-10 | 2023 | 12 | 482.4536 | 446.9573 | 30.843 | 88.5418 | 0
| All | All Customers | 8 | Monthly System Peak Day | SCE | 1-in-10 | 2023 | 13 | 406.7003 | 391.1752 | 30.8574 | 90.152 | 0
| All | All Customers | 8 | Monthly System Peak Day | SCE | 1-in-10 | 2023 | 14 | 378.1614 | 364.1307 | 30.852 | 91.8194 | 0
| All | All Customers | 8 | Monthly System Peak Day | SCE | 1-in-10 | 2023 | 15 | 333.8031 | 324.1696 | 30.868 | 93.4898 | 0
| All | All Customers | 8 | Monthly System Peak Day | SCE | 1-in-10 | 2023 | 16 | 287.289 | 266.1114 | 30.857 | 95.0265 | 0
| All | All Customers | 8 | Monthly System Peak Day | SCE | 1-in-10 | 2023 | 17 | 269.4666 | 279.3068 | 30.676 | 95.0296 | 0
| All | All Customers | 8 | Monthly System Peak Day | SCE | 1-in-10 | 2023 | 18 | 246.0362 | 270.9302 | 30.768 | 94.4276 | 0
| All | All Customers | 8 | Monthly System Peak Day | SCE | 1-in-10 | 2023 | 19 | 233.1943 | 230.5977 | 30.4256 | 93.0592 | 0
| All | All Customers | 8 | Monthly System Peak Day | SCE | 1-in-10 | 2023 | 20 | 233.7049 | 224.2518 | 30.2824 | 90.1265 | 0
| All | All Customers | 8 | Monthly System Peak Day | SCE | 1-in-10 | 2023 | 21 | 258.5997 | 238.6939 | 31.5556 | 86.6699 | 0
| All | All Customers | 8 | Monthly System Peak Day | SCE | 1-in-10 | 2023 | 22 | 417.6107 | 392.6743 | 30.9628 | 83.5782 | 0
| All | All Customers | 8 | Monthly System Peak Day | SCE | 1-in-10 | 2023 | 23 | 438.2419 | 412.3591 | 30.8409 | 81.1289 | 0
| All | All Customers | 8 | Monthly System Peak Day | SCE | 1-in-10 | 2023 | 24 | 461.8449 | 442.2845 | 30.8212 | 79.7864 | 0
| All | All Customers | 8 | Typical Event Day | SCE | 1-in-10 | 2023 | 1 | 397.0708 | 389.5635 | 30.8087 | 76.727 | 0
| All | All Customers | 8 | Typical Event Day | SCE | 1-in-10 | 2023 | 2 | 382.676 | 357.6614 | 30.7926 | 75.2909 | 0
| All | All Customers | 8 | Typical Event Day | SCE | 1-in-10 | 2023 | 3 | 465.4165 | 421.3923 | 30.7914 | 74.0474 | 0
| All | All Customers | 8 | Typical Event Day | SCE | 1-in-10 | 2023 | 4 | 568.2721 | 496.2979 | 30.7885 | 73.2366 | 0
| All | All Customers | 8 | Typical Event Day | SCE | 1-in-10 | 2023 | 5 | 545.4391 | 491.5034 | 30.7972 | 72.4408 | 0
| All | All Customers | 8 | Typical Event Day | SCE | 1-in-10 | 2023 | 6 | 557.1137 | 514.4717 | 30.814 | 71.7529 | 0
| All | All Customers | 8 | Typical Event Day | SCE | 1-in-10 | 2023 | 7 | 571.0528 | 517.6642 | 30.8603 | 71.2031 | 0
| All | All Customers | 8 | Typical Event Day | SCE | 1-in-10 | 2023 | 8 | 581.554 | 538.1553 | 30.8267 | 71.67 | 0
| All | All Customers | 8 | Typical Event Day | SCE | 1-in-10 | 2023 | 9 | 522.5893 | 498.3318 | 30.828 | 74.6167 | 0
| All | All Customers | 8 | Typical Event Day | SCE | 1-in-10 | 2023 | 10 | 513.7212 | 478.8458 | 30.8119 | 79.6274 | 0
| All | All Customers | 8 | Typical Event Day | SCE | 1-in-10 | 2023 | 11 | 493.6691 | 457.5575 | 30.8247 | 85.1114 | 0
| All | All Customers | 8 | Typical Event Day | SCE | 1-in-10 | 2023 | 12 | 482.4536 | 446.9573 | 30.843 | 89.3543 | 0
| All | All Customers | 8 | Typical Event Day | SCE | 1-in-10 | 2023 | 13 | 406.7003 | 391.1752 | 30.8574 | 92.0168 | 0
| All | All Customers | 8 | Typical Event Day | SCE | 1-in-10 | 2023 | 14 | 378.1614 | 364.1307 | 30.852 | 94.2696 | 0
| All | All Customers | 8 | Typical Event Day | SCE | 1-in-10 | 2023 | 15 | 333.8031 | 324.1696 | 30.868 | 96.0719 | 0
| All | All Customers | 8 | Typical Event Day | SCE | 1-in-10 | 2023 | 16 | 287.289 | 266.1114 | 30.857 | 97.2345 | 0
| All | All Customers | 8 | Typical Event Day | SCE | 1-in-10 | 2023 | 17 | 269.4666 | 279.3068 | 30.676 | 97.4936 | 0
| All | All Customers | 8 | Typical Event Day | SCE | 1-in-10 | 2023 | 18 | 246.0362 | 270.9302 | 30.768 | 96.7511 | 0
| All | All Customers | 8 | Typical Event Day | SCE | 1-in-10 | 2023 | 19 | 233.1943 | 230.5977 | 30.4256 | 94.9061 | 0
| All | All Customers | 8 | Typical Event Day | SCE | 1-in-10 | 2023 | 20 | 233.7049 | 224.2518 | 30.2824 | 91.7564 | 0
| All | All Customers | 8 | Typical Event Day | SCE | 1-in-10 | 2023 | 21 | 258.5997 | 238.6939 | 31.5556 | 88.1027 | 0
| All | All Customers | 8 | Typical Event Day | SCE | 1-in-10 | 2023 | 22 | 417.6107 | 392.6743 | 30.9628 | 84.7386 | 0
| All | All Customers | 8 | Typical Event Day | SCE | 1-in-10 | 2023 | 23 | 438.2419 | 412.3591 | 30.8409 | 82.0232 | 0
| All | All Customers | 8 | Typical Event Day | SCE | 1-in-10 | 2023 | 24 | 461.8449 | 442.2845 | 30.8212 | 80.268 | 0
| All | All Customers | 9 | Average Weekday | SCE | 1-in-10 | 2023 | 1 | 366.1241 | 387.252 | 39.0248 | 71.6865 | 0
| All | All Customers | 9 | Average Weekday | SCE | 1-in-10 | 2023 | 2 | 363.0724 | 373.8951 | 39.0199 | 70.7796 | 0
| All | All Customers | 9 | Average Weekday | SCE | 1-in-10 | 2023 | 3 | 458.6494 | 465.6576 | 39.0183 | 69.9662 | 0
| All | All Customers | 9 | Average Weekday | SCE | 1-in-10 | 2023 | 4 | 563.9835 | 574.7161 | 39.0175 | 69.2514 | 0
| All | All Customers | 9 | Average Weekday | SCE | 1-in-10 | 2023 | 5 | 530.1661 | 548.0432 | 39.0147 | 68.63 | 0
| All | All Customers | 9 | Average Weekday | SCE | 1-in-10 | 2023 | 6 | 530.5972 | 559.1094 | 39.0089 | 68.1028 | 0
| All | All Customers | 9 | Average Weekday | SCE | 1-in-10 | 2023 | 7 | 555.6248 | 574.3346 | 38.9997 | 67.6712 | 0
| All | All Customers | 9 | Average Weekday | SCE | 1-in-10 | 2023 | 8 | 555.3949 | 571.9184 | 39.0338 | 67.4139 | 0
| All | All Customers | 9 | Average Weekday | SCE | 1-in-10 | 2023 | 9 | 494.7972 | 511.5011 | 39.0687 | 68.8038 | 0
| All | All Customers | 9 | Average Weekday | SCE | 1-in-10 | 2023 | 10 | 492.4648 | 501.799 | 39.0653 | 71.9381 | 0
| All | All Customers | 9 | Average Weekday | SCE | 1-in-10 | 2023 | 11 | 476.1822 | 484.802 | 39.108 | 75.5259 | 0
| All | All Customers | 9 | Average Weekday | SCE | 1-in-10 | 2023 | 12 | 467.2442 | 476.3347 | 39.1514 | 78.9902 | 0
| All | All Customers | 9 | Average Weekday | SCE | 1-in-10 | 2023 | 13 | 401.3968 | 412.0643 | 39.1702 | 81.7014 | 0
| All | All Customers | 9 | Average Weekday | SCE | 1-in-10 | 2023 | 14 | 369.2703 | 379.3336 | 39.1355 | 83.6224 | 0
| All | All Customers | 9 | Average Weekday | SCE | 1-in-10 | 2023 | 15 | 331.5218 | 341.345 | 39.0652 | 84.909 | 0
| All | All Customers | 9 | Average Weekday | SCE | 1-in-10 | 2023 | 16 | 300.4668 | 299.8234 | 39.0147 | 85.3183 | 0
| All | All Customers | 9 | Average Weekday | SCE | 1-in-10 | 2023 | 17 | 273.1126 | 285.9332 | 39.2481 | 85.1738 | 0
| All | All Customers | 9 | Average Weekday | SCE | 1-in-10 | 2023 | 18 | 254.3868 | 272.2441 | 39.1706 | 84.2725 | 0
| All | All Customers | 9 | Average Weekday | SCE | 1-in-10 | 2023 | 19 | 257.7176 | 268.2983 | 40.4181 | 82.4554 | 0
| All | All Customers | 9 | Average Weekday | SCE | 1-in-10 | 2023 | 20 | 258.7587 | 267.3195 | 38.883 | 79.5745 | 0
| All | All Customers | 9 | Average Weekday | SCE | 1-in-10 | 2023 | 21 | 275.3874 | 285.3747 | 39.0492 | 76.5206 | 0
| All | All Customers | 9 | Average Weekday | SCE | 1-in-10 | 2023 | 22 | 416.9099 | 439.9369 | 38.9779 | 74.7105 | 0
| All | All Customers | 9 | Average Weekday | SCE | 1-in-10 | 2023 | 23 | 417.9896 | 440.6239 | 39.0278 | 73.3727 | 0
| All | All Customers | 9 | Average Weekday | SCE | 1-in-10 | 2023 | 24 | 431.3074 | 462.7262 | 39.0322 | 72.2628 | 0
| All | All Customers | 9 | Monthly System Peak Day | SCE | 1-in-10 | 2023 | 1 | 366.1241 | 349.7462 | 39.1061 | 77.1861 | 0
| All | All Customers | 9 | Monthly System Peak Day | SCE | 1-in-10 | 2023 | 2 | 363.0724 | 327.2436 | 39.0924 | 76.156 | 0
| All | All Customers | 9 | Monthly System Peak Day | SCE | 1-in-10 | 2023 | 3 | 458.6494 | 396.291 | 39.0908 | 75.0378 | 0
| All | All Customers | 9 | Monthly System Peak Day | SCE | 1-in-10 | 2023 | 4 | 563.9835 | 463.5868 | 39.0866 | 74.7179 | 0
| All | All Customers | 9 | Monthly System Peak Day | SCE | 1-in-10 | 2023 | 5 | 530.1661 | 443.8546 | 39.0939 | 74.3536 | 0
| All | All Customers | 9 | Monthly System Peak Day | SCE | 1-in-10 | 2023 | 6 | 530.5972 | 456.5817 | 39.1057 | 74.0051 | 0
| All | All Customers | 9 | Monthly System Peak Day | SCE | 1-in-10 | 2023 | 7 | 555.6248 | 481.5502 | 39.1602 | 73.7663 | 0
| All | All Customers | 9 | Monthly System Peak Day | SCE | 1-in-10 | 2023 | 8 | 555.3949 | 483.5407 | 39.1273 | 73.7811 | 0
| All | All Customers | 9 | Monthly System Peak Day | SCE | 1-in-10 | 2023 | 9 | 494.7972 | 463.0504 | 39.1307 | 75.6935 | 0
| All | All Customers | 9 | Monthly System Peak Day | SCE | 1-in-10 | 2023 | 10 | 492.4648 | 447.9143 | 39.1277 | 79.6745 | 0
| All | All Customers | 9 | Monthly System Peak Day | SCE | 1-in-10 | 2023 | 11 | 476.1822 | 431.0802 | 39.1313 | 84.8286 | 0
| All | All Customers | 9 | Monthly System Peak Day | SCE | 1-in-10 | 2023 | 12 | 467.2442 | 422.7851 | 39.131 | 89.3296 | 0
| All | All Customers | 9 | Monthly System Peak Day | SCE | 1-in-10 | 2023 | 13 | 401.3968 | 369.8008 | 39.1396 | 93.0878 | 0
| All | All Customers | 9 | Monthly System Peak Day | SCE | 1-in-10 | 2023 | 14 | 369.2703 | 343.0264 | 39.1359 | 95.6878 | 0
| All | All Customers | 9 | Monthly System Peak Day | SCE | 1-in-10 | 2023 | 15 | 331.5218 | 312.2317 | 39.1608 | 97.1439 | 0
| All | All Customers | 9 | Monthly System Peak Day | SCE | 1-in-10 | 2023 | 16 | 300.4668 | 269.1993 | 39.1705 | 97.6602 | 0
| All | All Customers | 9 | Monthly System Peak Day | SCE | 1-in-10 | 2023 | 17 | 273.1126 | 284.0035 | 39.0476 | 97.8959 | 0
| All | All Customers | 9 | Monthly System Peak Day | SCE | 1-in-10 | 2023 | 18 | 254.3868 | 278.1609 | 39.0567 | 96.7153 | 0
| All | All Customers | 9 | Monthly System Peak Day | SCE | 1-in-10 | 2023 | 19 | 257.7176 | 229.3043 | 39.54 | 94.2735 | 0
| All | All Customers | 9 | Monthly System Peak Day | SCE | 1-in-10 | 2023 | 20 | 258.7587 | 218.6998 | 38.235 | 91.2357 | 0
| All | All Customers | 9 | Monthly System Peak Day | SCE | 1-in-10 | 2023 | 21 | 275.3874 | 244.3098 | 39.2063 | 87.7592 | 0
| All | All Customers | 9 | Monthly System Peak Day | SCE | 1-in-10 | 2023 | 22 | 416.9099 | 374.7349 | 39.2107 | 86.2245 | 0
| All | All Customers | 9 | Monthly System Peak Day | SCE | 1-in-10 | 2023 | 23 | 417.9896 | 372.3074 | 39.1 | 85.0153 | 0
| All | All Customers | 9 | Monthly System Peak Day | SCE | 1-in-10 | 2023 | 24 | 431.3074 | 395.3146 | 39.1088 | 83.5653 | 0
| All | All Customers | 10 | Average Weekday | SCE | 1-in-10 | 2023 | 1 | 392.7746 | 406.624 | 36.2165 | 67.7185 | 0
| All | All Customers | 10 | Average Weekday | SCE | 1-in-10 | 2023 | 2 | 371.9671 | 379.1475 | 36.1193 | 66.8116 | 0
| All | All Customers | 10 | Average Weekday | SCE | 1-in-10 | 2023 | 3 | 464.7343 | 474.7462 | 36.1055 | 66.0895 | 0
| All | All Customers | 10 | Average Weekday | SCE | 1-in-10 | 2023 | 4 | 571.5393 | 586.4666 | 36.0724 | 65.4005 | 0
| All | All Customers | 10 | Average Weekday | SCE | 1-in-10 | 2023 | 5 | 577.5751 | 594.6144 | 36.0782 | 64.7636 | 0
| All | All Customers | 10 | Average Weekday | SCE | 1-in-10 | 2023 | 6 | 589.2168 | 610.301 | 36.046 | 64.2657 | 0
| All | All Customers | 10 | Average Weekday | SCE | 1-in-10 | 2023 | 7 | 597.8585 | 613.543 | 36.0596 | 63.7933 | 0
| All | All Customers | 10 | Average Weekday | SCE | 1-in-10 | 2023 | 8 | 621.8478 | 647.0476 | 36.3195 | 63.4726 | 0
| All | All Customers | 10 | Average Weekday | SCE | 1-in-10 | 2023 | 9 | 561.9241 | 598.7578 | 36.5832 | 63.925 | 0
| All | All Customers | 10 | Average Weekday | SCE | 1-in-10 | 2023 | 10 | 547.9274 | 567.8822 | 36.3573 | 66.8175 | 0
| All | All Customers | 10 | Average Weekday | SCE | 1-in-10 | 2023 | 11 | 539.7949 | 554.628 | 36.4872 | 70.6107 | 0
| All | All Customers | 10 | Average Weekday | SCE | 1-in-10 | 2023 | 12 | 522.792 | 533.8475 | 36.6305 | 74.3318 | 0
| All | All Customers | 10 | Average Weekday | SCE | 1-in-10 | 2023 | 13 | 431.0348 | 439.9996 | 36.7262 | 77.3255 | 0
| All | All Customers | 10 | Average Weekday | SCE | 1-in-10 | 2023 | 14 | 381.0607 | 387.198 | 36.6174 | 79.3286 | 0
| All | All Customers | 10 | Average Weekday | SCE | 1-in-10 | 2023 | 15 | 338.7739 | 344.0312 | 36.4002 | 80.544 | 0
| All | All Customers | 10 | Average Weekday | SCE | 1-in-10 | 2023 | 16 | 292.6152 | 294.8214 | 36.1176 | 81.0973 | 0
| All | All Customers | 10 | Average Weekday | SCE | 1-in-10 | 2023 | 17 | 273.4156 | 281.3099 | 35.8739 | 81.0095 | 0
| All | All Customers | 10 | Average Weekday | SCE | 1-in-10 | 2023 | 18 | 265.7823 | 272.0377 | 35.9014 | 80.1858 | 0
| All | All Customers | 10 | Average Weekday | SCE | 1-in-10 | 2023 | 19 | 256.3846 | 260.8969 | 36.4144 | 78.2469 | 0
| All | All Customers | 10 | Average Weekday | SCE | 1-in-10 | 2023 | 20 | 258.2104 | 262.2346 | 35.8337 | 75.1596 | 0
| All | All Customers | 10 | Average Weekday | SCE | 1-in-10 | 2023 | 21 | 266.1257 | 270.3958 | 35.9026 | 72.8835 | 0
| All | All Customers | 10 | Average Weekday | SCE | 1-in-10 | 2023 | 22 | 436.7494 | 458.9046 | 36.1049 | 71.2801 | 0
| All | All Customers | 10 | Average Weekday | SCE | 1-in-10 | 2023 | 23 | 424.5564 | 448.0407 | 36.2015 | 69.9309 | 0
| All | All Customers | 10 | Average Weekday | SCE | 1-in-10 | 2023 | 24 | 440.3548 | 471.9253 | 36.3125 | 68.7679 | 0
| All | All Customers | 10 | Monthly System Peak Day | SCE | 1-in-10 | 2023 | 1 | 392.7746 | 420.6696 | 35.8216 | 77.6047 | 0
| All | All Customers | 10 | Monthly System Peak Day | SCE | 1-in-10 | 2023 | 2 | 371.9671 | 386.3545 | 35.8661 | 77.2953 | 0
| All | All Customers | 10 | Monthly System Peak Day | SCE | 1-in-10 | 2023 | 3 | 464.7343 | 482.6414 | 35.8729 | 76.6618 | 0
| All | All Customers | 10 | Monthly System Peak Day | SCE | 1-in-10 | 2023 | 4 | 571.5393 | 591.4656 | 35.8949 | 76.4416 | 0
| All | All Customers | 10 | Monthly System Peak Day | SCE | 1-in-10 | 2023 | 5 | 577.5751 | 602.1995 | 35.8922 | 75.8483 | 0
| All | All Customers | 10 | Monthly System Peak Day | SCE | 1-in-10 | 2023 | 6 | 589.2168 | 611.5257 | 35.9204 | 76.2735 | 0
| All | All Customers | 10 | Monthly System Peak Day | SCE | 1-in-10 | 2023 | 7 | 597.8585 | 611.3146 | 35.9277 | 76.1912 | 0
| All | All Customers | 10 | Monthly System Peak Day | SCE | 1-in-10 | 2023 | 8 | 621.8478 | 658.2564 | 35.7982 | 76.2474 | 0
| All | All Customers | 10 | Monthly System Peak Day | SCE | 1-in-10 | 2023 | 9 | 561.9241 | 609.5753 | 35.7556 | 76.2915 | 0
| All | All Customers | 10 | Monthly System Peak Day | SCE | 1-in-10 | 2023 | 10 | 547.9274 | 574.0757 | 35.807 | 79.8866 | 0
| All | All Customers | 10 | Monthly System Peak Day | SCE | 1-in-10 | 2023 | 11 | 539.7949 | 564.3119 | 35.8372 | 84.2738 | 0
| All | All Customers | 10 | Monthly System Peak Day | SCE | 1-in-10 | 2023 | 12 | 522.792 | 547.1029 | 35.9031 | 89.5883 | 0
| All | All Customers | 10 | Monthly System Peak Day | SCE | 1-in-10 | 2023 | 13 | 431.0348 | 443.721 | 35.9674 | 94.0553 | 0
| All | All Customers | 10 | Monthly System Peak Day | SCE | 1-in-10 | 2023 | 14 | 381.0607 | 387.9547 | 35.9082 | 96.3074 | 0
| All | All Customers | 10 | Monthly System Peak Day | SCE | 1-in-10 | 2023 | 15 | 338.7739 | 343.63 | 35.8327 | 97.8138 | 0
| All | All Customers | 10 | Monthly System Peak Day | SCE | 1-in-10 | 2023 | 16 | 292.6152 | 292.5952 | 35.8749 | 98.517 | 0
| All | All Customers | 10 | Monthly System Peak Day | SCE | 1-in-10 | 2023 | 17 | 273.4156 | 281.4349 | 35.8424 | 98.3085 | 0
| All | All Customers | 10 | Monthly System Peak Day | SCE | 1-in-10 | 2023 | 18 | 265.7823 | 272.5896 | 35.8288 | 97.7777 | 0
| All | All Customers | 10 | Monthly System Peak Day | SCE | 1-in-10 | 2023 | 19 | 256.3846 | 260.1668 | 36.5519 | 95.7436 | 0
| All | All Customers | 10 | Monthly System Peak Day | SCE | 1-in-10 | 2023 | 20 | 258.2104 | 261.4317 | 35.8335 | 91.5245 | 0
| All | All Customers | 10 | Monthly System Peak Day | SCE | 1-in-10 | 2023 | 21 | 266.1257 | 271.2867 | 35.963 | 87.6138 | 0
| All | All Customers | 10 | Monthly System Peak Day | SCE | 1-in-10 | 2023 | 22 | 436.7494 | 459.1355 | 35.8983 | 85.4745 | 0
| All | All Customers | 10 | Monthly System Peak Day | SCE | 1-in-10 | 2023 | 23 | 424.5564 | 452.4197 | 35.8442 | 83.5343 | 0
| All | All Customers | 10 | Monthly System Peak Day | SCE | 1-in-10 | 2023 | 24 | 440.3548 | 492.0334 | 35.7893 | 81.9455 | 0
| All | All Customers | 11 | Average Weekday | SCE | 1-in-10 | 2023 | 1 | 369.0117 | 377.2795 | 36.1145 | 56.8635 | 0
| All | All Customers | 11 | Average Weekday | SCE | 1-in-10 | 2023 | 2 | 352.3204 | 359.089 | 36.1017 | 55.8747 | 0
| All | All Customers | 11 | Average Weekday | SCE | 1-in-10 | 2023 | 3 | 444.6116 | 456.2179 | 36.0778 | 54.963 | 0
| All | All Customers | 11 | Average Weekday | SCE | 1-in-10 | 2023 | 4 | 557.8239 | 576.0347 | 36.0817 | 54.0459 | 0
| All | All Customers | 11 | Average Weekday | SCE | 1-in-10 | 2023 | 5 | 550.731 | 579.7954 | 36.0607 | 53.2576 | 0
| All | All Customers | 11 | Average Weekday | SCE | 1-in-10 | 2023 | 6 | 565.2039 | 602.0805 | 36.0705 | 52.6836 | 0
| All | All Customers | 11 | Average Weekday | SCE | 1-in-10 | 2023 | 7 | 579.0997 | 595.4409 | 36.2498 | 52.2571 | 0
| All | All Customers | 11 | Average Weekday | SCE | 1-in-10 | 2023 | 8 | 591.6567 | 605.9607 | 36.4279 | 52.0378 | 0
| All | All Customers | 11 | Average Weekday | SCE | 1-in-10 | 2023 | 9 | 536.851 | 563.0972 | 36.276 | 53.6165 | 0
| All | All Customers | 11 | Average Weekday | SCE | 1-in-10 | 2023 | 10 | 522.722 | 536.9158 | 36.3579 | 57.5818 | 0
| All | All Customers | 11 | Average Weekday | SCE | 1-in-10 | 2023 | 11 | 506.5032 | 516.0449 | 36.4579 | 62.1705 | 0
| All | All Customers | 11 | Average Weekday | SCE | 1-in-10 | 2023 | 12 | 495.3504 | 502.2357 | 36.5254 | 65.9389 | 0
| All | All Customers | 11 | Average Weekday | SCE | 1-in-10 | 2023 | 13 | 410.5388 | 420.3159 | 36.4628 | 68.6396 | 0
| All | All Customers | 11 | Average Weekday | SCE | 1-in-10 | 2023 | 14 | 373.0663 | 380.0504 | 36.3303 | 70.2556 | 0
| All | All Customers | 11 | Average Weekday | SCE | 1-in-10 | 2023 | 15 | 321.6039 | 328.4607 | 36.1311 | 71.0991 | 0
| All | All Customers | 11 | Average Weekday | SCE | 1-in-10 | 2023 | 16 | 283.1571 | 284.6366 | 36.1316 | 71.2778 | 0
| All | All Customers | 11 | Average Weekday | SCE | 1-in-10 | 2023 | 17 | 262.2415 | 269.3206 | 35.9007 | 70.5447 | 0
| All | All Customers | 11 | Average Weekday | SCE | 1-in-10 | 2023 | 18 | 251.6328 | 258.4502 | 35.9689 | 68.5584 | 0
| All | All Customers | 11 | Average Weekday | SCE | 1-in-10 | 2023 | 19 | 246.5149 | 250.9405 | 35.8345 | 65.9823 | 0
| All | All Customers | 11 | Average Weekday | SCE | 1-in-10 | 2023 | 20 | 245.4764 | 314.7195 | 43.5943 | 63.7891 | 0
| All | All Customers | 11 | Average Weekday | SCE | 1-in-10 | 2023 | 21 | 247.9356 | 253.215 | 35.9337 | 62.0355 | 0
| All | All Customers | 11 | Average Weekday | SCE | 1-in-10 | 2023 | 22 | 412.2236 | 432.125 | 36.1624 | 60.4145 | 0
| All | All Customers | 11 | Average Weekday | SCE | 1-in-10 | 2023 | 23 | 400.2712 | 417.14 | 36.2416 | 59.0563 | 0
| All | All Customers | 11 | Average Weekday | SCE | 1-in-10 | 2023 | 24 | 413.1812 | 429.2881 | 36.1827 | 57.8888 | 0
| All | All Customers | 11 | Monthly System Peak Day | SCE | 1-in-10 | 2023 | 1 | 369.0117 | 385.5056 | 35.885 | 70.1098 | 0
| All | All Customers | 11 | Monthly System Peak Day | SCE | 1-in-10 | 2023 | 2 | 352.3204 | 365.7637 | 35.8846 | 68.6984 | 0
| All | All Customers | 11 | Monthly System Peak Day | SCE | 1-in-10 | 2023 | 3 | 444.6116 | 462.3042 | 35.9106 | 67.9816 | 0
| All | All Customers | 11 | Monthly System Peak Day | SCE | 1-in-10 | 2023 | 4 | 557.8239 | 582.3133 | 35.9039 | 66.567 | 0
| All | All Customers | 11 | Monthly System Peak Day | SCE | 1-in-10 | 2023 | 5 | 550.731 | 584.4238 | 35.9379 | 65.7416 | 0
| All | All Customers | 11 | Monthly System Peak Day | SCE | 1-in-10 | 2023 | 6 | 565.2039 | 604.9927 | 35.9366 | 64.8535 | 0
| All | All Customers | 11 | Monthly System Peak Day | SCE | 1-in-10 | 2023 | 7 | 579.0997 | 595.4679 | 35.7717 | 64.5405 | 0
| All | All Customers | 11 | Monthly System Peak Day | SCE | 1-in-10 | 2023 | 8 | 591.6567 | 628.7649 | 35.7345 | 65.0685 | 0
| All | All Customers | 11 | Monthly System Peak Day | SCE | 1-in-10 | 2023 | 9 | 536.851 | 571.2642 | 35.8455 | 66.6631 | 0
| All | All Customers | 11 | Monthly System Peak Day | SCE | 1-in-10 | 2023 | 10 | 522.722 | 546.3075 | 35.8232 | 70.9158 | 0
| All | All Customers | 11 | Monthly System Peak Day | SCE | 1-in-10 | 2023 | 11 | 506.5032 | 529.9514 | 35.9182 | 77.9199 | 0
| All | All Customers | 11 | Monthly System Peak Day | SCE | 1-in-10 | 2023 | 12 | 495.3504 | 517.9712 | 36.0495 | 83.7981 | 0
| All | All Customers | 11 | Monthly System Peak Day | SCE | 1-in-10 | 2023 | 13 | 410.5388 | 423.5452 | 36.0347 | 87.3606 | 0
| All | All Customers | 11 | Monthly System Peak Day | SCE | 1-in-10 | 2023 | 14 | 373.0663 | 379.4465 | 35.9213 | 89.2394 | 0
| All | All Customers | 11 | Monthly System Peak Day | SCE | 1-in-10 | 2023 | 15 | 321.6039 | 327.9285 | 35.9181 | 89.9202 | 0
| All | All Customers | 11 | Monthly System Peak Day | SCE | 1-in-10 | 2023 | 16 | 283.1571 | 282.3633 | 35.8696 | 90.0734 | 0
| All | All Customers | 11 | Monthly System Peak Day | SCE | 1-in-10 | 2023 | 17 | 262.2415 | 270.1554 | 35.8238 | 89.4596 | 0
| All | All Customers | 11 | Monthly System Peak Day | SCE | 1-in-10 | 2023 | 18 | 251.6328 | 260.6215 | 35.7759 | 87.6979 | 0
| All | All Customers | 11 | Monthly System Peak Day | SCE | 1-in-10 | 2023 | 19 | 246.5149 | 250.6753 | 35.8341 | 84.6872 | 0
| All | All Customers | 11 | Monthly System Peak Day | SCE | 1-in-10 | 2023 | 20 | 245.4764 | 370.2409 | 47.8557 | 80.8862 | 0
| All | All Customers | 11 | Monthly System Peak Day | SCE | 1-in-10 | 2023 | 21 | 247.9356 | 253.9299 | 35.9929 | 77.491 | 0
| All | All Customers | 11 | Monthly System Peak Day | SCE | 1-in-10 | 2023 | 22 | 412.2236 | 434.3825 | 35.8445 | 74.8802 | 0
| All | All Customers | 11 | Monthly System Peak Day | SCE | 1-in-10 | 2023 | 23 | 400.2712 | 424.3596 | 35.791 | 72.6836 | 0
| All | All Customers | 11 | Monthly System Peak Day | SCE | 1-in-10 | 2023 | 24 | 413.1812 | 443.948 | 35.8396 | 71.115 | 0
| All | All Customers | 12 | Average Weekday | SCE | 1-in-10 | 2023 | 1 | 408.6956 | 417.1661 | 35.9975 | 49.5315 | 0
| All | All Customers | 12 | Average Weekday | SCE | 1-in-10 | 2023 | 2 | 393.3732 | 400.8967 | 35.9916 | 48.6993 | 0
| All | All Customers | 12 | Average Weekday | SCE | 1-in-10 | 2023 | 3 | 483.6594 | 496.0543 | 35.9909 | 47.9576 | 0
| All | All Customers | 12 | Average Weekday | SCE | 1-in-10 | 2023 | 4 | 598.8534 | 617.6871 | 35.9902 | 47.193 | 0
| All | All Customers | 12 | Average Weekday | SCE | 1-in-10 | 2023 | 5 | 594.5959 | 626.074 | 35.9932 | 46.6856 | 0
| All | All Customers | 12 | Average Weekday | SCE | 1-in-10 | 2023 | 6 | 595.3357 | 635.3123 | 35.9982 | 46.2078 | 0
| All | All Customers | 12 | Average Weekday | SCE | 1-in-10 | 2023 | 7 | 602.9008 | 620.0103 | 36.0049 | 45.8721 | 0
| All | All Customers | 12 | Average Weekday | SCE | 1-in-10 | 2023 | 8 | 620.9926 | 637.6135 | 36.013 | 45.8735 | 0
| All | All Customers | 12 | Average Weekday | SCE | 1-in-10 | 2023 | 9 | 557.9471 | 585.2977 | 36.0217 | 46.7094 | 0
| All | All Customers | 12 | Average Weekday | SCE | 1-in-10 | 2023 | 10 | 534.7175 | 551.2365 | 36.0098 | 49.7865 | 0
| All | All Customers | 12 | Average Weekday | SCE | 1-in-10 | 2023 | 11 | 521.1643 | 531.9947 | 36.0261 | 53.5721 | 0
| All | All Customers | 12 | Average Weekday | SCE | 1-in-10 | 2023 | 12 | 508.729 | 515.3465 | 36.0424 | 56.8893 | 0
| All | All Customers | 12 | Average Weekday | SCE | 1-in-10 | 2023 | 13 | 430.7244 | 440.1903 | 36.0527 | 59.2808 | 0
| All | All Customers | 12 | Average Weekday | SCE | 1-in-10 | 2023 | 14 | 396.6434 | 404.1699 | 36.0409 | 60.8608 | 0
| All | All Customers | 12 | Average Weekday | SCE | 1-in-10 | 2023 | 15 | 362.4422 | 368.6194 | 36.0164 | 61.7208 | 0
| All | All Customers | 12 | Average Weekday | SCE | 1-in-10 | 2023 | 16 | 322.2501 | 323.4876 | 35.9972 | 61.9813 | 0
| All | All Customers | 12 | Average Weekday | SCE | 1-in-10 | 2023 | 17 | 308.1516 | 316.4131 | 35.8586 | 61.2692 | 0
| All | All Customers | 12 | Average Weekday | SCE | 1-in-10 | 2023 | 18 | 299.332 | 306.4831 | 35.8589 | 59.2106 | 0
| All | All Customers | 12 | Average Weekday | SCE | 1-in-10 | 2023 | 19 | 295.846 | 300.0856 | 35.834 | 56.9047 | 0
| All | All Customers | 12 | Average Weekday | SCE | 1-in-10 | 2023 | 20 | 303.2076 | 373.6508 | 36.529 | 55.2939 | 0
| All | All Customers | 12 | Average Weekday | SCE | 1-in-10 | 2023 | 21 | 306.9788 | 312.3459 | 35.9017 | 53.926 | 0
| All | All Customers | 12 | Average Weekday | SCE | 1-in-10 | 2023 | 22 | 458.6688 | 478.054 | 36.0023 | 52.6599 | 0
| All | All Customers | 12 | Average Weekday | SCE | 1-in-10 | 2023 | 23 | 446.2823 | 462.8672 | 36.0055 | 51.5423 | 0
| All | All Customers | 12 | Average Weekday | SCE | 1-in-10 | 2023 | 24 | 457.2152 | 473.8028 | 36.0053 | 50.6378 | 0
| All | All Customers | 12 | Monthly System Peak Day | SCE | 1-in-10 | 2023 | 1 | 408.6956 | 417.1661 | 35.9975 | 42.9142 | 0
| All | All Customers | 12 | Monthly System Peak Day | SCE | 1-in-10 | 2023 | 2 | 393.3732 | 400.8967 | 35.9916 | 41.9747 | 0
| All | All Customers | 12 | Monthly System Peak Day | SCE | 1-in-10 | 2023 | 3 | 483.6594 | 496.0543 | 35.9909 | 40.9278 | 0
| All | All Customers | 12 | Monthly System Peak Day | SCE | 1-in-10 | 2023 | 4 | 598.8534 | 617.6871 | 35.9902 | 40.057 | 0
| All | All Customers | 12 | Monthly System Peak Day | SCE | 1-in-10 | 2023 | 5 | 594.5959 | 626.074 | 35.9932 | 39.156 | 0
| All | All Customers | 12 | Monthly System Peak Day | SCE | 1-in-10 | 2023 | 6 | 595.3357 | 635.3123 | 35.9982 | 38.165 | 0
| All | All Customers | 12 | Monthly System Peak Day | SCE | 1-in-10 | 2023 | 7 | 602.9008 | 620.0103 | 36.0049 | 37.3427 | 0
| All | All Customers | 12 | Monthly System Peak Day | SCE | 1-in-10 | 2023 | 8 | 620.9926 | 637.6135 | 36.013 | 37.5165 | 0
| All | All Customers | 12 | Monthly System Peak Day | SCE | 1-in-10 | 2023 | 9 | 557.9471 | 585.2977 | 36.0217 | 38.7112 | 0
| All | All Customers | 12 | Monthly System Peak Day | SCE | 1-in-10 | 2023 | 10 | 534.7175 | 551.2365 | 36.0098 | 42.6329 | 0
| All | All Customers | 12 | Monthly System Peak Day | SCE | 1-in-10 | 2023 | 11 | 521.1643 | 531.9947 | 36.0261 | 47.0512 | 0
| All | All Customers | 12 | Monthly System Peak Day | SCE | 1-in-10 | 2023 | 12 | 508.729 | 515.3465 | 36.0424 | 49.8976 | 0
| All | All Customers | 12 | Monthly System Peak Day | SCE | 1-in-10 | 2023 | 13 | 430.7244 | 440.1903 | 36.0527 | 51.2001 | 0
| All | All Customers | 12 | Monthly System Peak Day | SCE | 1-in-10 | 2023 | 14 | 396.6434 | 404.1699 | 36.0409 | 52.4006 | 0
| All | All Customers | 12 | Monthly System Peak Day | SCE | 1-in-10 | 2023 | 15 | 362.4422 | 368.6194 | 36.0164 | 53.432 | 0
| All | All Customers | 12 | Monthly System Peak Day | SCE | 1-in-10 | 2023 | 16 | 322.2501 | 323.4876 | 35.9972 | 53.8276 | 0
| All | All Customers | 12 | Monthly System Peak Day | SCE | 1-in-10 | 2023 | 17 | 308.1516 | 316.4131 | 35.8586 | 53.5174 | 0
| All | All Customers | 12 | Monthly System Peak Day | SCE | 1-in-10 | 2023 | 18 | 299.332 | 306.4831 | 35.8589 | 51.7141 | 0
| All | All Customers | 12 | Monthly System Peak Day | SCE | 1-in-10 | 2023 | 19 | 295.846 | 300.0856 | 35.834 | 49.5135 | 0
| All | All Customers | 12 | Monthly System Peak Day | SCE | 1-in-10 | 2023 | 20 | 303.2076 | 373.6508 | 36.529 | 48.193 | 0
| All | All Customers | 12 | Monthly System Peak Day | SCE | 1-in-10 | 2023 | 21 | 306.9788 | 312.3459 | 35.9017 | 46.7799 | 0
| All | All Customers | 12 | Monthly System Peak Day | SCE | 1-in-10 | 2023 | 22 | 458.6688 | 478.054 | 36.0023 | 45.0996 | 0
| All | All Customers | 12 | Monthly System Peak Day | SCE | 1-in-10 | 2023 | 23 | 446.2823 | 462.8672 | 36.0055 | 44.3117 | 0
| All | All Customers | 12 | Monthly System Peak Day | SCE | 1-in-10 | 2023 | 24 | 457.2152 | 473.8028 | 36.0053 | 43.8263 | 0
| All | All Customers | 1 | Average Weekday | SCE | 1-in-10 | 2024 | 1 | 408.9086 | 416.9279 | 35.9738 | 49.4499 | 0
| All | All Customers | 1 | Average Weekday | SCE | 1-in-10 | 2024 | 2 | 396.65 | 404.6283 | 35.9679 | 48.6517 | 0
| All | All Customers | 1 | Average Weekday | SCE | 1-in-10 | 2024 | 3 | 493.0447 | 505.4347 | 35.9672 | 48.0156 | 0
| All | All Customers | 1 | Average Weekday | SCE | 1-in-10 | 2024 | 4 | 605.4925 | 624.2407 | 35.9665 | 47.3298 | 0
| All | All Customers | 1 | Average Weekday | SCE | 1-in-10 | 2024 | 5 | 601.8032 | 632.5116 | 35.9695 | 46.6643 | 0
| All | All Customers | 1 | Average Weekday | SCE | 1-in-10 | 2024 | 6 | 610.6978 | 649.7697 | 35.9746 | 46.0566 | 0
| All | All Customers | 1 | Average Weekday | SCE | 1-in-10 | 2024 | 7 | 625.7867 | 642.4348 | 35.9812 | 45.5653 | 0
| All | All Customers | 1 | Average Weekday | SCE | 1-in-10 | 2024 | 8 | 647.0509 | 662.9702 | 35.9893 | 45.3715 | 0
| All | All Customers | 1 | Average Weekday | SCE | 1-in-10 | 2024 | 9 | 579.7943 | 605.2584 | 35.998 | 45.9366 | 0
| All | All Customers | 1 | Average Weekday | SCE | 1-in-10 | 2024 | 10 | 566.4838 | 581.262 | 35.9861 | 48.7274 | 0
| All | All Customers | 1 | Average Weekday | SCE | 1-in-10 | 2024 | 11 | 548.653 | 558.363 | 36.0025 | 52.3553 | 0
| All | All Customers | 1 | Average Weekday | SCE | 1-in-10 | 2024 | 12 | 538.613 | 545.2482 | 36.0188 | 55.6424 | 0
| All | All Customers | 1 | Average Weekday | SCE | 1-in-10 | 2024 | 13 | 464.5183 | 473.9486 | 36.029 | 57.9774 | 0
| All | All Customers | 1 | Average Weekday | SCE | 1-in-10 | 2024 | 14 | 426.6613 | 433.6182 | 36.0172 | 59.4872 | 0
| All | All Customers | 1 | Average Weekday | SCE | 1-in-10 | 2024 | 15 | 388.6954 | 394.3433 | 35.9927 | 60.4221 | 0
| All | All Customers | 1 | Average Weekday | SCE | 1-in-10 | 2024 | 16 | 347.3734 | 348.6371 | 35.9735 | 60.7972 | 0
| All | All Customers | 1 | Average Weekday | SCE | 1-in-10 | 2024 | 17 | 332.399 | 340.735 | 35.8359 | 60.3811 | 0
| All | All Customers | 1 | Average Weekday | SCE | 1-in-10 | 2024 | 18 | 320.8828 | 328.0968 | 35.8362 | 58.9037 | 0
| All | All Customers | 1 | Average Weekday | SCE | 1-in-10 | 2024 | 19 | 309.3654 | 313.6485 | 35.8107 | 56.6145 | 0
| All | All Customers | 1 | Average Weekday | SCE | 1-in-10 | 2024 | 20 | 309.4152 | 378.933 | 36.5041 | 54.9021 | 0
| All | All Customers | 1 | Average Weekday | SCE | 1-in-10 | 2024 | 21 | 301.7805 | 307.0168 | 35.8789 | 53.6195 | 0
| All | All Customers | 1 | Average Weekday | SCE | 1-in-10 | 2024 | 22 | 455.7994 | 475.3638 | 35.9785 | 52.4654 | 0
| All | All Customers | 1 | Average Weekday | SCE | 1-in-10 | 2024 | 23 | 447.2773 | 463.9128 | 35.9819 | 51.3586 | 0
| All | All Customers | 1 | Average Weekday | SCE | 1-in-10 | 2024 | 24 | 463.0396 | 478.8371 | 35.9817 | 50.4441 | 0
| All | All Customers | 1 | Monthly System Peak Day | SCE | 1-in-10 | 2024 | 1 | 408.9086 | 416.9279 | 35.9738 | 45.7436 | 0
| All | All Customers | 1 | Monthly System Peak Day | SCE | 1-in-10 | 2024 | 2 | 396.65 | 404.6283 | 35.9679 | 45.2319 | 0
| All | All Customers | 1 | Monthly System Peak Day | SCE | 1-in-10 | 2024 | 3 | 493.0447 | 505.4347 | 35.9672 | 44.4516 | 0
| All | All Customers | 1 | Monthly System Peak Day | SCE | 1-in-10 | 2024 | 4 | 605.4925 | 624.2407 | 35.9665 | 43.7143 | 0
| All | All Customers | 1 | Monthly System Peak Day | SCE | 1-in-10 | 2024 | 5 | 601.8032 | 632.5116 | 35.9695 | 43.3871 | 0
| All | All Customers | 1 | Monthly System Peak Day | SCE | 1-in-10 | 2024 | 6 | 610.6978 | 649.7697 | 35.9746 | 42.6142 | 0
| All | All Customers | 1 | Monthly System Peak Day | SCE | 1-in-10 | 2024 | 7 | 625.7867 | 642.4348 | 35.9812 | 42.0562 | 0
| All | All Customers | 1 | Monthly System Peak Day | SCE | 1-in-10 | 2024 | 8 | 647.0509 | 662.9702 | 35.9893 | 41.6719 | 0
| All | All Customers | 1 | Monthly System Peak Day | SCE | 1-in-10 | 2024 | 9 | 579.7943 | 605.2584 | 35.998 | 42.1354 | 0
| All | All Customers | 1 | Monthly System Peak Day | SCE | 1-in-10 | 2024 | 10 | 566.4838 | 581.262 | 35.9861 | 44.3761 | 0
| All | All Customers | 1 | Monthly System Peak Day | SCE | 1-in-10 | 2024 | 11 | 548.653 | 558.363 | 36.0025 | 46.872 | 0
| All | All Customers | 1 | Monthly System Peak Day | SCE | 1-in-10 | 2024 | 12 | 538.613 | 545.2482 | 36.0188 | 48.777 | 0
| All | All Customers | 1 | Monthly System Peak Day | SCE | 1-in-10 | 2024 | 13 | 464.5183 | 473.9486 | 36.029 | 48.9265 | 0
| All | All Customers | 1 | Monthly System Peak Day | SCE | 1-in-10 | 2024 | 14 | 426.6613 | 433.6182 | 36.0172 | 49.3759 | 0
| All | All Customers | 1 | Monthly System Peak Day | SCE | 1-in-10 | 2024 | 15 | 388.6954 | 394.3433 | 35.9927 | 50.0387 | 0
| All | All Customers | 1 | Monthly System Peak Day | SCE | 1-in-10 | 2024 | 16 | 347.3734 | 348.6371 | 35.9735 | 50.9622 | 0
| All | All Customers | 1 | Monthly System Peak Day | SCE | 1-in-10 | 2024 | 17 | 332.399 | 340.735 | 35.8359 | 50.472 | 0
| All | All Customers | 1 | Monthly System Peak Day | SCE | 1-in-10 | 2024 | 18 | 320.8828 | 328.0968 | 35.8362 | 49.331 | 0
| All | All Customers | 1 | Monthly System Peak Day | SCE | 1-in-10 | 2024 | 19 | 309.3654 | 313.6485 | 35.8107 | 47.7546 | 0
| All | All Customers | 1 | Monthly System Peak Day | SCE | 1-in-10 | 2024 | 20 | 309.4152 | 378.933 | 36.5041 | 46.9384 | 0
| All | All Customers | 1 | Monthly System Peak Day | SCE | 1-in-10 | 2024 | 21 | 301.7805 | 307.0168 | 35.8789 | 46.2621 | 0
| All | All Customers | 1 | Monthly System Peak Day | SCE | 1-in-10 | 2024 | 22 | 455.7994 | 475.3638 | 35.9785 | 45.7461 | 0
| All | All Customers | 1 | Monthly System Peak Day | SCE | 1-in-10 | 2024 | 23 | 447.2773 | 463.9128 | 35.9819 | 45.154 | 0
| All | All Customers | 1 | Monthly System Peak Day | SCE | 1-in-10 | 2024 | 24 | 463.0396 | 478.8371 | 35.9817 | 44.6112 | 0
| All | All Customers | 2 | Average Weekday | SCE | 1-in-10 | 2024 | 1 | 382.7441 | 391.4659 | 36.0155 | 55.0805 | 0
| All | All Customers | 2 | Average Weekday | SCE | 1-in-10 | 2024 | 2 | 368.8992 | 377.6474 | 36.0089 | 54.0194 | 0
| All | All Customers | 2 | Average Weekday | SCE | 1-in-10 | 2024 | 3 | 459.305 | 472.7566 | 36.0081 | 53.0825 | 0
| All | All Customers | 2 | Average Weekday | SCE | 1-in-10 | 2024 | 4 | 567.0665 | 587.6398 | 36.0075 | 52.0941 | 0
| All | All Customers | 2 | Average Weekday | SCE | 1-in-10 | 2024 | 5 | 567.2637 | 600.2908 | 36.0111 | 51.287 | 0
| All | All Customers | 2 | Average Weekday | SCE | 1-in-10 | 2024 | 6 | 579.2948 | 620.207 | 36.0172 | 50.69 | 0
| All | All Customers | 2 | Average Weekday | SCE | 1-in-10 | 2024 | 7 | 584.291 | 601.5491 | 36.0246 | 50.2502 | 0
| All | All Customers | 2 | Average Weekday | SCE | 1-in-10 | 2024 | 8 | 606.4669 | 622.6672 | 36.0327 | 49.9958 | 0
| All | All Customers | 2 | Average Weekday | SCE | 1-in-10 | 2024 | 9 | 556.6912 | 582.1012 | 36.0414 | 51.5858 | 0
| All | All Customers | 2 | Average Weekday | SCE | 1-in-10 | 2024 | 10 | 538.8601 | 553.106 | 36.0277 | 55.5972 | 0
| All | All Customers | 2 | Average Weekday | SCE | 1-in-10 | 2024 | 11 | 524.8741 | 534.754 | 36.0455 | 60.1351 | 0
| All | All Customers | 2 | Average Weekday | SCE | 1-in-10 | 2024 | 12 | 514.1895 | 521.4521 | 36.0633 | 63.9231 | 0
| All | All Customers | 2 | Average Weekday | SCE | 1-in-10 | 2024 | 13 | 438.0623 | 448.3165 | 36.0748 | 66.5857 | 0
| All | All Customers | 2 | Average Weekday | SCE | 1-in-10 | 2024 | 14 | 397.0159 | 404.4494 | 36.0619 | 68.3273 | 0
| All | All Customers | 2 | Average Weekday | SCE | 1-in-10 | 2024 | 15 | 351.3959 | 358.3914 | 36.0354 | 69.1954 | 0
| All | All Customers | 2 | Average Weekday | SCE | 1-in-10 | 2024 | 16 | 311.4081 | 313.6379 | 36.0148 | 69.5589 | 0
| All | All Customers | 2 | Average Weekday | SCE | 1-in-10 | 2024 | 17 | 286.0606 | 293.5159 | 35.8497 | 69.0457 | 0
| All | All Customers | 2 | Average Weekday | SCE | 1-in-10 | 2024 | 18 | 274.7739 | 281.1679 | 35.8507 | 67.5196 | 0
| All | All Customers | 2 | Average Weekday | SCE | 1-in-10 | 2024 | 19 | 268.7776 | 273.495 | 35.8111 | 64.591 | 0
| All | All Customers | 2 | Average Weekday | SCE | 1-in-10 | 2024 | 20 | 268.7736 | 336.1182 | 36.6056 | 61.9668 | 0
| All | All Customers | 2 | Average Weekday | SCE | 1-in-10 | 2024 | 21 | 263.1437 | 268.5266 | 35.8945 | 60.122 | 0
| All | All Customers | 2 | Average Weekday | SCE | 1-in-10 | 2024 | 22 | 418.9352 | 439.037 | 36.0218 | 58.5497 | 0
| All | All Customers | 2 | Average Weekday | SCE | 1-in-10 | 2024 | 23 | 412.5214 | 429.8464 | 36.0252 | 57.109 | 0
| All | All Customers | 2 | Average Weekday | SCE | 1-in-10 | 2024 | 24 | 429.9569 | 446.7737 | 36.0243 | 55.8763 | 0
| All | All Customers | 2 | Monthly System Peak Day | SCE | 1-in-10 | 2024 | 1 | 382.7441 | 391.4659 | 36.0155 | 65.9778 | 0
| All | All Customers | 2 | Monthly System Peak Day | SCE | 1-in-10 | 2024 | 2 | 368.8992 | 377.6474 | 36.0089 | 64.3204 | 0
| All | All Customers | 2 | Monthly System Peak Day | SCE | 1-in-10 | 2024 | 3 | 459.305 | 472.7566 | 36.0081 | 63.1008 | 0
| All | All Customers | 2 | Monthly System Peak Day | SCE | 1-in-10 | 2024 | 4 | 567.0665 | 587.6398 | 36.0075 | 61.7665 | 0
| All | All Customers | 2 | Monthly System Peak Day | SCE | 1-in-10 | 2024 | 5 | 567.2637 | 600.2908 | 36.0111 | 60.9263 | 0
| All | All Customers | 2 | Monthly System Peak Day | SCE | 1-in-10 | 2024 | 6 | 579.2948 | 620.207 | 36.0172 | 59.3934 | 0
| All | All Customers | 2 | Monthly System Peak Day | SCE | 1-in-10 | 2024 | 7 | 584.291 | 601.5491 | 36.0246 | 59.3915 | 0
| All | All Customers | 2 | Monthly System Peak Day | SCE | 1-in-10 | 2024 | 8 | 606.4669 | 622.6672 | 36.0327 | 58.7706 | 0
| All | All Customers | 2 | Monthly System Peak Day | SCE | 1-in-10 | 2024 | 9 | 556.6912 | 582.1012 | 36.0414 | 60.6815 | 0
| All | All Customers | 2 | Monthly System Peak Day | SCE | 1-in-10 | 2024 | 10 | 538.8601 | 553.106 | 36.0277 | 66.3867 | 0
| All | All Customers | 2 | Monthly System Peak Day | SCE | 1-in-10 | 2024 | 11 | 524.8741 | 534.754 | 36.0455 | 72.1731 | 0
| All | All Customers | 2 | Monthly System Peak Day | SCE | 1-in-10 | 2024 | 12 | 514.1895 | 521.4521 | 36.0633 | 76.643 | 0
| All | All Customers | 2 | Monthly System Peak Day | SCE | 1-in-10 | 2024 | 13 | 438.0623 | 448.3165 | 36.0748 | 79.9845 | 0
| All | All Customers | 2 | Monthly System Peak Day | SCE | 1-in-10 | 2024 | 14 | 397.0159 | 404.4494 | 36.0619 | 82.0543 | 0
| All | All Customers | 2 | Monthly System Peak Day | SCE | 1-in-10 | 2024 | 15 | 351.3959 | 358.3914 | 36.0354 | 83.1723 | 0
| All | All Customers | 2 | Monthly System Peak Day | SCE | 1-in-10 | 2024 | 16 | 311.4081 | 313.6379 | 36.0148 | 83.611 | 0
| All | All Customers | 2 | Monthly System Peak Day | SCE | 1-in-10 | 2024 | 17 | 286.0606 | 293.5159 | 35.8497 | 82.9323 | 0
| All | All Customers | 2 | Monthly System Peak Day | SCE | 1-in-10 | 2024 | 18 | 274.7739 | 281.1679 | 35.8507 | 80.757 | 0
| All | All Customers | 2 | Monthly System Peak Day | SCE | 1-in-10 | 2024 | 19 | 268.7776 | 273.495 | 35.8111 | 76.5126 | 0
| All | All Customers | 2 | Monthly System Peak Day | SCE | 1-in-10 | 2024 | 20 | 268.7736 | 336.1182 | 36.6056 | 72.6594 | 0
| All | All Customers | 2 | Monthly System Peak Day | SCE | 1-in-10 | 2024 | 21 | 263.1437 | 268.5266 | 35.8945 | 69.6011 | 0
| All | All Customers | 2 | Monthly System Peak Day | SCE | 1-in-10 | 2024 | 22 | 418.9352 | 439.037 | 36.0218 | 67.5264 | 0
| All | All Customers | 2 | Monthly System Peak Day | SCE | 1-in-10 | 2024 | 23 | 412.5214 | 429.8464 | 36.0252 | 65.5967 | 0
| All | All Customers | 2 | Monthly System Peak Day | SCE | 1-in-10 | 2024 | 24 | 429.9569 | 446.7737 | 36.0243 | 63.8301 | 0
| All | All Customers | 3 | Average Weekday | SCE | 1-in-10 | 2024 | 1 | 414.1837 | 429.3471 | 36.085 | 58.38 | 0
| All | All Customers | 3 | Average Weekday | SCE | 1-in-10 | 2024 | 2 | 400.7668 | 409.3396 | 36.0354 | 57.2797 | 0
| All | All Customers | 3 | Average Weekday | SCE | 1-in-10 | 2024 | 3 | 505.4225 | 516.6371 | 36.028 | 56.254 | 0
| All | All Customers | 3 | Average Weekday | SCE | 1-in-10 | 2024 | 4 | 615.0237 | 631.4326 | 36.0117 | 55.3455 | 0
| All | All Customers | 3 | Average Weekday | SCE | 1-in-10 | 2024 | 5 | 597.8892 | 618.4954 | 36.0151 | 54.5781 | 0
| All | All Customers | 3 | Average Weekday | SCE | 1-in-10 | 2024 | 6 | 611.5846 | 635.5501 | 36.0006 | 53.8867 | 0
| All | All Customers | 3 | Average Weekday | SCE | 1-in-10 | 2024 | 7 | 624.8982 | 641.4863 | 36.0127 | 53.4742 | 0
| All | All Customers | 3 | Average Weekday | SCE | 1-in-10 | 2024 | 8 | 643.1752 | 673.0385 | 36.1444 | 53.4151 | 0
| All | All Customers | 3 | Average Weekday | SCE | 1-in-10 | 2024 | 9 | 586.816 | 625.0528 | 36.2637 | 54.8301 | 0
| All | All Customers | 3 | Average Weekday | SCE | 1-in-10 | 2024 | 10 | 572.2355 | 595.4537 | 36.1546 | 58.3814 | 0
| All | All Customers | 3 | Average Weekday | SCE | 1-in-10 | 2024 | 11 | 548.018 | 565.4064 | 36.2139 | 62.6904 | 0
| All | All Customers | 3 | Average Weekday | SCE | 1-in-10 | 2024 | 12 | 540.064 | 551.6018 | 36.2729 | 66.6136 | 0
| All | All Customers | 3 | Average Weekday | SCE | 1-in-10 | 2024 | 13 | 445.7525 | 455.0185 | 36.3042 | 69.6765 | 0
| All | All Customers | 3 | Average Weekday | SCE | 1-in-10 | 2024 | 14 | 416.3211 | 422.5482 | 36.2579 | 71.7646 | 0
| All | All Customers | 3 | Average Weekday | SCE | 1-in-10 | 2024 | 15 | 371.4663 | 376.7871 | 36.1633 | 73.0134 | 0
| All | All Customers | 3 | Average Weekday | SCE | 1-in-10 | 2024 | 16 | 333.7029 | 335.8214 | 36.0338 | 73.604 | 0
| All | All Customers | 3 | Average Weekday | SCE | 1-in-10 | 2024 | 17 | 320.2813 | 329.4161 | 35.8459 | 73.5115 | 0
| All | All Customers | 3 | Average Weekday | SCE | 1-in-10 | 2024 | 18 | 306.6761 | 313.7863 | 35.8594 | 72.5285 | 0
| All | All Customers | 3 | Average Weekday | SCE | 1-in-10 | 2024 | 19 | 299.3199 | 304.1708 | 35.9321 | 70.6931 | 0
| All | All Customers | 3 | Average Weekday | SCE | 1-in-10 | 2024 | 20 | 289.5412 | 293.6452 | 35.8104 | 68.0039 | 0
| All | All Customers | 3 | Average Weekday | SCE | 1-in-10 | 2024 | 21 | 275.527 | 279.4845 | 35.8555 | 65.2746 | 0
| All | All Customers | 3 | Average Weekday | SCE | 1-in-10 | 2024 | 22 | 450.9314 | 473.8634 | 36.0363 | 63.4622 | 0
| All | All Customers | 3 | Average Weekday | SCE | 1-in-10 | 2024 | 23 | 449.2157 | 473.5123 | 36.0862 | 62.0728 | 0
| All | All Customers | 3 | Average Weekday | SCE | 1-in-10 | 2024 | 24 | 473.9783 | 506.7193 | 36.1359 | 60.6886 | 0
| All | All Customers | 3 | Monthly System Peak Day | SCE | 1-in-10 | 2024 | 1 | 414.1837 | 445.0882 | 35.7432 | 66.5653 | 0
| All | All Customers | 3 | Monthly System Peak Day | SCE | 1-in-10 | 2024 | 2 | 400.7668 | 419.1553 | 35.8054 | 64.9122 | 0
| All | All Customers | 3 | Monthly System Peak Day | SCE | 1-in-10 | 2024 | 3 | 505.4225 | 526.585 | 35.8154 | 63.5178 | 0
| All | All Customers | 3 | Monthly System Peak Day | SCE | 1-in-10 | 2024 | 4 | 615.0237 | 638.1009 | 35.847 | 62.3191 | 0
| All | All Customers | 3 | Monthly System Peak Day | SCE | 1-in-10 | 2024 | 5 | 597.8892 | 627.6928 | 35.8428 | 61.3609 | 0
| All | All Customers | 3 | Monthly System Peak Day | SCE | 1-in-10 | 2024 | 6 | 611.5846 | 637.47 | 35.8828 | 60.4826 | 0
| All | All Customers | 3 | Monthly System Peak Day | SCE | 1-in-10 | 2024 | 7 | 624.8982 | 639.2736 | 35.8889 | 59.9374 | 0
| All | All Customers | 3 | Monthly System Peak Day | SCE | 1-in-10 | 2024 | 8 | 643.1752 | 692.6936 | 35.7066 | 59.4377 | 0
| All | All Customers | 3 | Monthly System Peak Day | SCE | 1-in-10 | 2024 | 9 | 586.816 | 635.7076 | 35.693 | 60.7855 | 0
| All | All Customers | 3 | Monthly System Peak Day | SCE | 1-in-10 | 2024 | 10 | 572.2355 | 603.2263 | 35.7396 | 65.5539 | 0
| All | All Customers | 3 | Monthly System Peak Day | SCE | 1-in-10 | 2024 | 11 | 548.018 | 578.4403 | 35.8183 | 70.9405 | 0
| All | All Customers | 3 | Monthly System Peak Day | SCE | 1-in-10 | 2024 | 12 | 540.064 | 564.6771 | 35.97 | 75.9952 | 0
| All | All Customers | 3 | Monthly System Peak Day | SCE | 1-in-10 | 2024 | 13 | 445.7525 | 459.3058 | 36.1191 | 79.8811 | 0
| All | All Customers | 3 | Monthly System Peak Day | SCE | 1-in-10 | 2024 | 14 | 416.3211 | 424.1347 | 35.9893 | 82.2506 | 0
| All | All Customers | 3 | Monthly System Peak Day | SCE | 1-in-10 | 2024 | 15 | 371.4663 | 376.8859 | 35.8073 | 84.2489 | 0
| All | All Customers | 3 | Monthly System Peak Day | SCE | 1-in-10 | 2024 | 16 | 333.7029 | 333.5421 | 35.8198 | 85.09 | 0
| All | All Customers | 3 | Monthly System Peak Day | SCE | 1-in-10 | 2024 | 17 | 320.2813 | 329.6155 | 35.8203 | 85.004 | 0
| All | All Customers | 3 | Monthly System Peak Day | SCE | 1-in-10 | 2024 | 18 | 306.6761 | 314.1676 | 35.8035 | 83.7783 | 0
| All | All Customers | 3 | Monthly System Peak Day | SCE | 1-in-10 | 2024 | 19 | 299.3199 | 303.563 | 37.3501 | 82.3635 | 0
| All | All Customers | 3 | Monthly System Peak Day | SCE | 1-in-10 | 2024 | 20 | 289.5412 | 292.9422 | 35.8103 | 79.8314 | 0
| All | All Customers | 3 | Monthly System Peak Day | SCE | 1-in-10 | 2024 | 21 | 275.527 | 280.2649 | 36.0078 | 75.8165 | 0
| All | All Customers | 3 | Monthly System Peak Day | SCE | 1-in-10 | 2024 | 22 | 450.9314 | 474.2348 | 35.8434 | 72.4978 | 0
| All | All Customers | 3 | Monthly System Peak Day | SCE | 1-in-10 | 2024 | 23 | 449.2157 | 478.0779 | 35.7662 | 69.8694 | 0
| All | All Customers | 3 | Monthly System Peak Day | SCE | 1-in-10 | 2024 | 24 | 473.9783 | 527.3106 | 35.6983 | 67.516 | 0
| All | All Customers | 4 | Average Weekday | SCE | 1-in-10 | 2024 | 1 | 383.6512 | 398.0612 | 36.0874 | 59.0796 | 0
| All | All Customers | 4 | Average Weekday | SCE | 1-in-10 | 2024 | 2 | 371.3729 | 380.4081 | 36.038 | 58.0445 | 0
| All | All Customers | 4 | Average Weekday | SCE | 1-in-10 | 2024 | 3 | 471.3699 | 483.0352 | 36.0307 | 57.104 | 0
| All | All Customers | 4 | Average Weekday | SCE | 1-in-10 | 2024 | 4 | 573.2168 | 589.0077 | 36.0147 | 56.2242 | 0
| All | All Customers | 4 | Average Weekday | SCE | 1-in-10 | 2024 | 5 | 548.7869 | 568.188 | 36.018 | 55.5416 | 0
| All | All Customers | 4 | Average Weekday | SCE | 1-in-10 | 2024 | 6 | 562.9293 | 585.9957 | 36.0038 | 55.0192 | 0
| All | All Customers | 4 | Average Weekday | SCE | 1-in-10 | 2024 | 7 | 576.9546 | 594.0784 | 36.0159 | 54.5621 | 0
| All | All Customers | 4 | Average Weekday | SCE | 1-in-10 | 2024 | 8 | 594.4736 | 622.7932 | 36.1466 | 54.5285 | 0
| All | All Customers | 4 | Average Weekday | SCE | 1-in-10 | 2024 | 9 | 529.6471 | 566.9224 | 36.265 | 56.5092 | 0
| All | All Customers | 4 | Average Weekday | SCE | 1-in-10 | 2024 | 10 | 515.1313 | 538.4547 | 36.1562 | 59.9344 | 0
| All | All Customers | 4 | Average Weekday | SCE | 1-in-10 | 2024 | 11 | 499.7159 | 515.3767 | 36.215 | 63.4295 | 0
| All | All Customers | 4 | Average Weekday | SCE | 1-in-10 | 2024 | 12 | 491.869 | 503.4078 | 36.2735 | 66.6923 | 0
| All | All Customers | 4 | Average Weekday | SCE | 1-in-10 | 2024 | 13 | 408.1373 | 417.3569 | 36.3043 | 69.2702 | 0
| All | All Customers | 4 | Average Weekday | SCE | 1-in-10 | 2024 | 14 | 375.3008 | 381.5983 | 36.2583 | 71.0818 | 0
| All | All Customers | 4 | Average Weekday | SCE | 1-in-10 | 2024 | 15 | 328.508 | 334.0476 | 36.1644 | 72.3051 | 0
| All | All Customers | 4 | Average Weekday | SCE | 1-in-10 | 2024 | 16 | 287.9872 | 290.1802 | 36.0363 | 73.0385 | 0
| All | All Customers | 4 | Average Weekday | SCE | 1-in-10 | 2024 | 17 | 267.4714 | 275.676 | 35.8489 | 73.1966 | 0
| All | All Customers | 4 | Average Weekday | SCE | 1-in-10 | 2024 | 18 | 249.6007 | 256.0346 | 35.8619 | 72.438 | 0
| All | All Customers | 4 | Average Weekday | SCE | 1-in-10 | 2024 | 19 | 235.4512 | 240.2942 | 35.9318 | 71.0442 | 0
| All | All Customers | 4 | Average Weekday | SCE | 1-in-10 | 2024 | 20 | 227.962 | 232.0822 | 35.8104 | 68.8926 | 0
| All | All Customers | 4 | Average Weekday | SCE | 1-in-10 | 2024 | 21 | 235.963 | 240.0685 | 35.86 | 65.8957 | 0
| All | All Customers | 4 | Average Weekday | SCE | 1-in-10 | 2024 | 22 | 411.4493 | 434.1376 | 36.039 | 63.7302 | 0
| All | All Customers | 4 | Average Weekday | SCE | 1-in-10 | 2024 | 23 | 413.4075 | 437.3935 | 36.089 | 62.1633 | 0
| All | All Customers | 4 | Average Weekday | SCE | 1-in-10 | 2024 | 24 | 439.9947 | 472.0887 | 36.1381 | 60.8017 | 0
| All | All Customers | 4 | Monthly System Peak Day | SCE | 1-in-10 | 2024 | 1 | 383.6512 | 412.28 | 35.7505 | 70.9902 | 0
| All | All Customers | 4 | Monthly System Peak Day | SCE | 1-in-10 | 2024 | 2 | 371.3729 | 390.0426 | 35.8114 | 69.379 | 0
| All | All Customers | 4 | Monthly System Peak Day | SCE | 1-in-10 | 2024 | 3 | 471.3699 | 493.3112 | 35.8213 | 68.4203 | 0
| All | All Customers | 4 | Monthly System Peak Day | SCE | 1-in-10 | 2024 | 4 | 573.2168 | 595.3362 | 35.8523 | 66.7964 | 0
| All | All Customers | 4 | Monthly System Peak Day | SCE | 1-in-10 | 2024 | 5 | 548.7869 | 576.7778 | 35.8482 | 65.7682 | 0
| All | All Customers | 4 | Monthly System Peak Day | SCE | 1-in-10 | 2024 | 6 | 562.9293 | 587.6996 | 35.8876 | 64.6388 | 0
| All | All Customers | 4 | Monthly System Peak Day | SCE | 1-in-10 | 2024 | 7 | 576.9546 | 591.8597 | 35.8938 | 63.6363 | 0
| All | All Customers | 4 | Monthly System Peak Day | SCE | 1-in-10 | 2024 | 8 | 594.4736 | 644.4066 | 35.7146 | 63.4386 | 0
| All | All Customers | 4 | Monthly System Peak Day | SCE | 1-in-10 | 2024 | 9 | 529.6471 | 577.4653 | 35.7041 | 66.5964 | 0
| All | All Customers | 4 | Monthly System Peak Day | SCE | 1-in-10 | 2024 | 10 | 515.1313 | 545.8016 | 35.7489 | 72.0203 | 0
| All | All Customers | 4 | Monthly System Peak Day | SCE | 1-in-10 | 2024 | 11 | 499.7159 | 527.8202 | 35.8294 | 76.9067 | 0
| All | All Customers | 4 | Monthly System Peak Day | SCE | 1-in-10 | 2024 | 12 | 491.869 | 516.3643 | 35.9828 | 81.3869 | 0
| All | All Customers | 4 | Monthly System Peak Day | SCE | 1-in-10 | 2024 | 13 | 408.1373 | 421.7936 | 36.1328 | 84.1754 | 0
| All | All Customers | 4 | Monthly System Peak Day | SCE | 1-in-10 | 2024 | 14 | 375.3008 | 383.1015 | 36.0022 | 85.9194 | 0
| All | All Customers | 4 | Monthly System Peak Day | SCE | 1-in-10 | 2024 | 15 | 328.508 | 334.3611 | 35.8176 | 87.0781 | 0
| All | All Customers | 4 | Monthly System Peak Day | SCE | 1-in-10 | 2024 | 16 | 287.9872 | 287.8707 | 35.826 | 87.683 | 0
| All | All Customers | 4 | Monthly System Peak Day | SCE | 1-in-10 | 2024 | 17 | 267.4714 | 275.869 | 35.8253 | 87.8015 | 0
| All | All Customers | 4 | Monthly System Peak Day | SCE | 1-in-10 | 2024 | 18 | 249.6007 | 256.7412 | 35.8103 | 87.2521 | 0
| All | All Customers | 4 | Monthly System Peak Day | SCE | 1-in-10 | 2024 | 19 | 235.4512 | 239.717 | 37.3554 | 85.0685 | 0
| All | All Customers | 4 | Monthly System Peak Day | SCE | 1-in-10 | 2024 | 20 | 227.962 | 231.3874 | 35.8104 | 80.2982 | 0
| All | All Customers | 4 | Monthly System Peak Day | SCE | 1-in-10 | 2024 | 21 | 235.963 | 240.8562 | 36.0074 | 74.8102 | 0
| All | All Customers | 4 | Monthly System Peak Day | SCE | 1-in-10 | 2024 | 22 | 411.4493 | 434.4223 | 35.8482 | 71.6791 | 0
| All | All Customers | 4 | Monthly System Peak Day | SCE | 1-in-10 | 2024 | 23 | 413.4075 | 441.8693 | 35.773 | 69.7278 | 0
| All | All Customers | 4 | Monthly System Peak Day | SCE | 1-in-10 | 2024 | 24 | 439.9947 | 492.408 | 35.7065 | 68.1926 | 0
| All | All Customers | 5 | Average Weekday | SCE | 1-in-10 | 2024 | 1 | 391.561 | 406.0878 | 36.1029 | 62.6645 | 0
| All | All Customers | 5 | Average Weekday | SCE | 1-in-10 | 2024 | 2 | 380.3044 | 388.1505 | 36.0536 | 61.686 | 0
| All | All Customers | 5 | Average Weekday | SCE | 1-in-10 | 2024 | 3 | 483.6717 | 495.3881 | 36.0462 | 60.8176 | 0
| All | All Customers | 5 | Average Weekday | SCE | 1-in-10 | 2024 | 4 | 586.8177 | 603.4791 | 36.0303 | 60.0235 | 0
| All | All Customers | 5 | Average Weekday | SCE | 1-in-10 | 2024 | 5 | 566.4371 | 586.4995 | 36.0337 | 59.4411 | 0
| All | All Customers | 5 | Average Weekday | SCE | 1-in-10 | 2024 | 6 | 575.1566 | 599.3489 | 36.0198 | 58.9528 | 0
| All | All Customers | 5 | Average Weekday | SCE | 1-in-10 | 2024 | 7 | 581.3121 | 598.1693 | 36.0323 | 58.7176 | 0
| All | All Customers | 5 | Average Weekday | SCE | 1-in-10 | 2024 | 8 | 606.935 | 637.6973 | 36.1627 | 59.4845 | 0
| All | All Customers | 5 | Average Weekday | SCE | 1-in-10 | 2024 | 9 | 538.0644 | 573.4659 | 36.2803 | 61.9999 | 0
| All | All Customers | 5 | Average Weekday | SCE | 1-in-10 | 2024 | 10 | 528.0693 | 551.5797 | 36.1712 | 65.3043 | 0
| All | All Customers | 5 | Average Weekday | SCE | 1-in-10 | 2024 | 11 | 513.8682 | 529.8968 | 36.2297 | 68.3821 | 0
| All | All Customers | 5 | Average Weekday | SCE | 1-in-10 | 2024 | 12 | 501.5705 | 512.8733 | 36.2879 | 71.0609 | 0
| All | All Customers | 5 | Average Weekday | SCE | 1-in-10 | 2024 | 13 | 417.3292 | 426.8235 | 36.3184 | 73.3291 | 0
| All | All Customers | 5 | Average Weekday | SCE | 1-in-10 | 2024 | 14 | 390.6548 | 397.1432 | 36.2722 | 75.0832 | 0
| All | All Customers | 5 | Average Weekday | SCE | 1-in-10 | 2024 | 15 | 349.2052 | 354.6423 | 36.1785 | 76.3265 | 0
| All | All Customers | 5 | Average Weekday | SCE | 1-in-10 | 2024 | 16 | 302.1411 | 304.2716 | 36.0514 | 76.8948 | 0
| All | All Customers | 5 | Average Weekday | SCE | 1-in-10 | 2024 | 17 | 274.8488 | 283.7441 | 35.8555 | 76.9554 | 0
| All | All Customers | 5 | Average Weekday | SCE | 1-in-10 | 2024 | 18 | 260.8834 | 267.7141 | 35.8683 | 76.2265 | 0
| All | All Customers | 5 | Average Weekday | SCE | 1-in-10 | 2024 | 19 | 250.3283 | 255.5491 | 35.9278 | 74.8608 | 0
| All | All Customers | 5 | Average Weekday | SCE | 1-in-10 | 2024 | 20 | 240.1468 | 244.4908 | 35.8105 | 72.769 | 0
| All | All Customers | 5 | Average Weekday | SCE | 1-in-10 | 2024 | 21 | 251.2853 | 255.6302 | 35.8665 | 69.7865 | 0
| All | All Customers | 5 | Average Weekday | SCE | 1-in-10 | 2024 | 22 | 423.5414 | 446.7685 | 36.0556 | 67.0523 | 0
| All | All Customers | 5 | Average Weekday | SCE | 1-in-10 | 2024 | 23 | 431.8507 | 456.5784 | 36.1055 | 65.2221 | 0
| All | All Customers | 5 | Average Weekday | SCE | 1-in-10 | 2024 | 24 | 455.8007 | 488.5743 | 36.154 | 63.7844 | 0
| All | All Customers | 5 | Monthly System Peak Day | SCE | 1-in-10 | 2024 | 1 | 391.561 | 420.7044 | 35.7698 | 73.9451 | 0
| All | All Customers | 5 | Monthly System Peak Day | SCE | 1-in-10 | 2024 | 2 | 380.3044 | 397.0949 | 35.8294 | 72.4128 | 0
| All | All Customers | 5 | Monthly System Peak Day | SCE | 1-in-10 | 2024 | 3 | 483.6717 | 505.174 | 35.839 | 70.8805 | 0
| All | All Customers | 5 | Monthly System Peak Day | SCE | 1-in-10 | 2024 | 4 | 586.8177 | 609.8496 | 35.8697 | 69.4883 | 0
| All | All Customers | 5 | Monthly System Peak Day | SCE | 1-in-10 | 2024 | 5 | 566.4371 | 595.5018 | 35.8657 | 68.5669 | 0
| All | All Customers | 5 | Monthly System Peak Day | SCE | 1-in-10 | 2024 | 6 | 575.1566 | 601.691 | 35.9047 | 67.5106 | 0
| All | All Customers | 5 | Monthly System Peak Day | SCE | 1-in-10 | 2024 | 7 | 581.3121 | 595.8171 | 35.9112 | 67.139 | 0
| All | All Customers | 5 | Monthly System Peak Day | SCE | 1-in-10 | 2024 | 8 | 606.935 | 655.5029 | 35.7351 | 67.588 | 0
| All | All Customers | 5 | Monthly System Peak Day | SCE | 1-in-10 | 2024 | 9 | 538.0644 | 584.1816 | 35.7273 | 71.9541 | 0
| All | All Customers | 5 | Monthly System Peak Day | SCE | 1-in-10 | 2024 | 10 | 528.0693 | 558.6683 | 35.7702 | 78.4437 | 0
| All | All Customers | 5 | Monthly System Peak Day | SCE | 1-in-10 | 2024 | 11 | 513.8682 | 541.9825 | 35.8527 | 84.4634 | 0
| All | All Customers | 5 | Monthly System Peak Day | SCE | 1-in-10 | 2024 | 12 | 501.5705 | 525.1193 | 36.0079 | 88.5098 | 0
| All | All Customers | 5 | Monthly System Peak Day | SCE | 1-in-10 | 2024 | 13 | 417.3292 | 430.7321 | 36.159 | 91.3209 | 0
| All | All Customers | 5 | Monthly System Peak Day | SCE | 1-in-10 | 2024 | 14 | 390.6548 | 397.0298 | 36.027 | 93.0051 | 0
| All | All Customers | 5 | Monthly System Peak Day | SCE | 1-in-10 | 2024 | 15 | 349.2052 | 354.9817 | 35.8394 | 94.2891 | 0
| All | All Customers | 5 | Monthly System Peak Day | SCE | 1-in-10 | 2024 | 16 | 302.1411 | 302.05 | 35.8439 | 94.3726 | 0
| All | All Customers | 5 | Monthly System Peak Day | SCE | 1-in-10 | 2024 | 17 | 274.8488 | 283.9634 | 35.8333 | 93.9017 | 0
| All | All Customers | 5 | Monthly System Peak Day | SCE | 1-in-10 | 2024 | 18 | 260.8834 | 268.1191 | 35.8196 | 93.1366 | 0
| All | All Customers | 5 | Monthly System Peak Day | SCE | 1-in-10 | 2024 | 19 | 250.3283 | 254.8298 | 37.3147 | 92.0447 | 0
| All | All Customers | 5 | Monthly System Peak Day | SCE | 1-in-10 | 2024 | 20 | 240.1468 | 243.8212 | 35.8104 | 89.5105 | 0
| All | All Customers | 5 | Monthly System Peak Day | SCE | 1-in-10 | 2024 | 21 | 251.2853 | 256.4444 | 36.0085 | 85.6688 | 0
| All | All Customers | 5 | Monthly System Peak Day | SCE | 1-in-10 | 2024 | 22 | 423.5414 | 447.1294 | 35.8659 | 81.9451 | 0
| All | All Customers | 5 | Monthly System Peak Day | SCE | 1-in-10 | 2024 | 23 | 431.8507 | 461.2172 | 35.7924 | 79.3652 | 0
| All | All Customers | 5 | Monthly System Peak Day | SCE | 1-in-10 | 2024 | 24 | 455.8007 | 509.1441 | 35.7269 | 76.6451 | 0
| All | All Customers | 6 | Average Weekday | SCE | 1-in-10 | 2024 | 1 | 378.7142 | 407.3817 | 36.0873 | 66.5999 | 0
| All | All Customers | 6 | Average Weekday | SCE | 1-in-10 | 2024 | 2 | 366.253 | 386.7454 | 36.0902 | 65.9006 | 0
| All | All Customers | 6 | Average Weekday | SCE | 1-in-10 | 2024 | 3 | 461.184 | 487.9299 | 36.0911 | 65.2662 | 0
| All | All Customers | 6 | Average Weekday | SCE | 1-in-10 | 2024 | 4 | 557.2669 | 586.0766 | 36.0917 | 64.6507 | 0
| All | All Customers | 6 | Average Weekday | SCE | 1-in-10 | 2024 | 5 | 536.7928 | 576.6788 | 36.0864 | 64.1746 | 0
| All | All Customers | 6 | Average Weekday | SCE | 1-in-10 | 2024 | 6 | 560.187 | 606.2814 | 36.0766 | 63.7832 | 0
| All | All Customers | 6 | Average Weekday | SCE | 1-in-10 | 2024 | 7 | 573.7495 | 598.8447 | 36.0441 | 63.476 | 0
| All | All Customers | 6 | Average Weekday | SCE | 1-in-10 | 2024 | 8 | 593.3821 | 622.4642 | 36.0977 | 64.0318 | 0
| All | All Customers | 6 | Average Weekday | SCE | 1-in-10 | 2024 | 9 | 548.9403 | 569.4821 | 36.1188 | 65.9714 | 0
| All | All Customers | 6 | Average Weekday | SCE | 1-in-10 | 2024 | 10 | 535.4484 | 549.5304 | 36.1029 | 68.8032 | 0
| All | All Customers | 6 | Average Weekday | SCE | 1-in-10 | 2024 | 11 | 513.2994 | 525.6185 | 36.1319 | 72.0084 | 0
| All | All Customers | 6 | Average Weekday | SCE | 1-in-10 | 2024 | 12 | 504.0583 | 518.6581 | 36.1644 | 75.1083 | 0
| All | All Customers | 6 | Average Weekday | SCE | 1-in-10 | 2024 | 13 | 419.9933 | 439.4345 | 36.1755 | 77.5187 | 0
| All | All Customers | 6 | Average Weekday | SCE | 1-in-10 | 2024 | 14 | 390.548 | 406.9202 | 36.1462 | 79.3071 | 0
| All | All Customers | 6 | Average Weekday | SCE | 1-in-10 | 2024 | 15 | 339.2772 | 353.7753 | 36.0802 | 80.4926 | 0
| All | All Customers | 6 | Average Weekday | SCE | 1-in-10 | 2024 | 16 | 296.9763 | 299.8622 | 36.0283 | 81.1097 | 0
| All | All Customers | 6 | Average Weekday | SCE | 1-in-10 | 2024 | 17 | 274.4113 | 283.6952 | 36.3158 | 81.0308 | 0
| All | All Customers | 6 | Average Weekday | SCE | 1-in-10 | 2024 | 18 | 252.4695 | 267.4696 | 36.3376 | 80.1832 | 0
| All | All Customers | 6 | Average Weekday | SCE | 1-in-10 | 2024 | 19 | 237.0337 | 259.9741 | 38.9014 | 78.7527 | 0
| All | All Customers | 6 | Average Weekday | SCE | 1-in-10 | 2024 | 20 | 223.4595 | 243.0335 | 36.2872 | 76.6583 | 0
| All | All Customers | 6 | Average Weekday | SCE | 1-in-10 | 2024 | 21 | 240.4417 | 256.464 | 36.5592 | 73.7764 | 0
| All | All Customers | 6 | Average Weekday | SCE | 1-in-10 | 2024 | 22 | 398.1349 | 431.6792 | 36.1561 | 70.7793 | 0
| All | All Customers | 6 | Average Weekday | SCE | 1-in-10 | 2024 | 23 | 424.9818 | 458.9926 | 36.1174 | 68.9101 | 0
| All | All Customers | 6 | Average Weekday | SCE | 1-in-10 | 2024 | 24 | 450.5208 | 492.1135 | 36.099 | 67.6558 | 0
| All | All Customers | 6 | Monthly System Peak Day | SCE | 1-in-10 | 2024 | 1 | 378.7142 | 371.3764 | 44.0671 | 75.4051 | 0
| All | All Customers | 6 | Monthly System Peak Day | SCE | 1-in-10 | 2024 | 2 | 366.253 | 342.1573 | 44.0779 | 73.8369 | 0
| All | All Customers | 6 | Monthly System Peak Day | SCE | 1-in-10 | 2024 | 3 | 461.184 | 414.9226 | 44.0826 | 72.5346 | 0
| All | All Customers | 6 | Monthly System Peak Day | SCE | 1-in-10 | 2024 | 4 | 557.2669 | 481.3837 | 44.0864 | 71.6674 | 0
| All | All Customers | 6 | Monthly System Peak Day | SCE | 1-in-10 | 2024 | 5 | 536.7928 | 477.837 | 44.0813 | 70.5974 | 0
| All | All Customers | 6 | Monthly System Peak Day | SCE | 1-in-10 | 2024 | 6 | 560.187 | 513.6227 | 44.0755 | 69.5882 | 0
| All | All Customers | 6 | Monthly System Peak Day | SCE | 1-in-10 | 2024 | 7 | 573.7495 | 515.7228 | 43.9975 | 68.8808 | 0
| All | All Customers | 6 | Monthly System Peak Day | SCE | 1-in-10 | 2024 | 8 | 593.3821 | 545.2073 | 44.0554 | 69.9624 | 0
| All | All Customers | 6 | Monthly System Peak Day | SCE | 1-in-10 | 2024 | 9 | 548.9403 | 522.9213 | 44.0236 | 73.8157 | 0
| All | All Customers | 6 | Monthly System Peak Day | SCE | 1-in-10 | 2024 | 10 | 535.4484 | 500.3554 | 43.9742 | 79.7156 | 0
| All | All Customers | 6 | Monthly System Peak Day | SCE | 1-in-10 | 2024 | 11 | 513.2994 | 477.3333 | 43.9631 | 84.7645 | 0
| All | All Customers | 6 | Monthly System Peak Day | SCE | 1-in-10 | 2024 | 12 | 504.0583 | 468.5082 | 43.9801 | 88.6352 | 0
| All | All Customers | 6 | Monthly System Peak Day | SCE | 1-in-10 | 2024 | 13 | 419.9933 | 401.6945 | 43.9632 | 90.0843 | 0
| All | All Customers | 6 | Monthly System Peak Day | SCE | 1-in-10 | 2024 | 14 | 390.548 | 374.2343 | 43.9808 | 91.5486 | 0
| All | All Customers | 6 | Monthly System Peak Day | SCE | 1-in-10 | 2024 | 15 | 339.2772 | 327.1023 | 43.9682 | 92.6549 | 0
| All | All Customers | 6 | Monthly System Peak Day | SCE | 1-in-10 | 2024 | 16 | 296.9763 | 272.0912 | 43.9128 | 93.9585 | 0
| All | All Customers | 6 | Monthly System Peak Day | SCE | 1-in-10 | 2024 | 17 | 274.4113 | 285.2126 | 43.9236 | 94.554 | 0
| All | All Customers | 6 | Monthly System Peak Day | SCE | 1-in-10 | 2024 | 18 | 252.4695 | 277.0302 | 44.0577 | 94.2108 | 0
| All | All Customers | 6 | Monthly System Peak Day | SCE | 1-in-10 | 2024 | 19 | 237.0337 | 231.0763 | 44.0154 | 92.0967 | 0
| All | All Customers | 6 | Monthly System Peak Day | SCE | 1-in-10 | 2024 | 20 | 223.4595 | 227.5058 | 43.0227 | 87.8718 | 0
| All | All Customers | 6 | Monthly System Peak Day | SCE | 1-in-10 | 2024 | 21 | 240.4417 | 224.5949 | 45.009 | 83.139 | 0
| All | All Customers | 6 | Monthly System Peak Day | SCE | 1-in-10 | 2024 | 22 | 398.1349 | 377.7197 | 44.3239 | 78.8213 | 0
| All | All Customers | 6 | Monthly System Peak Day | SCE | 1-in-10 | 2024 | 23 | 424.9818 | 393.1571 | 44.1686 | 75.3496 | 0
| All | All Customers | 6 | Monthly System Peak Day | SCE | 1-in-10 | 2024 | 24 | 450.5208 | 427.7173 | 44.0922 | 73.2752 | 0
| All | All Customers | 7 | Average Weekday | SCE | 1-in-10 | 2024 | 1 | 379.7656 | 407.252 | 38.86 | 72.1536 | 0
| All | All Customers | 7 | Average Weekday | SCE | 1-in-10 | 2024 | 2 | 377.5898 | 396.7115 | 38.8556 | 71.4201 | 0
| All | All Customers | 7 | Average Weekday | SCE | 1-in-10 | 2024 | 3 | 464.1732 | 489.7795 | 38.8544 | 70.7709 | 0
| All | All Customers | 7 | Average Weekday | SCE | 1-in-10 | 2024 | 4 | 561.0884 | 591.244 | 38.8522 | 70.2504 | 0
| All | All Customers | 7 | Average Weekday | SCE | 1-in-10 | 2024 | 5 | 543.909 | 584.4058 | 38.8497 | 69.8041 | 0
| All | All Customers | 7 | Average Weekday | SCE | 1-in-10 | 2024 | 6 | 551.934 | 595.9696 | 38.8433 | 69.4399 | 0
| All | All Customers | 7 | Average Weekday | SCE | 1-in-10 | 2024 | 7 | 557.5113 | 579.7103 | 38.8435 | 69.2407 | 0
| All | All Customers | 7 | Average Weekday | SCE | 1-in-10 | 2024 | 8 | 574.4961 | 603.6957 | 38.8745 | 69.7054 | 0
| All | All Customers | 7 | Average Weekday | SCE | 1-in-10 | 2024 | 9 | 519.7475 | 539.5928 | 38.9075 | 71.9118 | 0
| All | All Customers | 7 | Average Weekday | SCE | 1-in-10 | 2024 | 10 | 508.5826 | 521.52 | 38.9063 | 74.9215 | 0
| All | All Customers | 7 | Average Weekday | SCE | 1-in-10 | 2024 | 11 | 491.7065 | 503.4869 | 38.9418 | 78.3302 | 0
| All | All Customers | 7 | Average Weekday | SCE | 1-in-10 | 2024 | 12 | 483.5918 | 498.673 | 38.9763 | 81.5124 | 0
| All | All Customers | 7 | Average Weekday | SCE | 1-in-10 | 2024 | 13 | 398.4692 | 416.2092 | 38.9919 | 83.9403 | 0
| All | All Customers | 7 | Average Weekday | SCE | 1-in-10 | 2024 | 14 | 372.4819 | 387.8578 | 38.9604 | 85.7186 | 0
| All | All Customers | 7 | Average Weekday | SCE | 1-in-10 | 2024 | 15 | 327.2304 | 341.3488 | 38.9015 | 86.8585 | 0
| All | All Customers | 7 | Average Weekday | SCE | 1-in-10 | 2024 | 16 | 279.9429 | 280.7575 | 38.859 | 87.4293 | 0
| All | All Customers | 7 | Average Weekday | SCE | 1-in-10 | 2024 | 17 | 261.2017 | 269.1987 | 39.2649 | 87.3156 | 0
| All | All Customers | 7 | Average Weekday | SCE | 1-in-10 | 2024 | 18 | 247.4772 | 259.8543 | 39.2878 | 86.4657 | 0
| All | All Customers | 7 | Average Weekday | SCE | 1-in-10 | 2024 | 19 | 233.9118 | 255.2591 | 39.8981 | 84.9536 | 0
| All | All Customers | 7 | Average Weekday | SCE | 1-in-10 | 2024 | 20 | 228.5692 | 243.9114 | 38.8204 | 82.593 | 0
| All | All Customers | 7 | Average Weekday | SCE | 1-in-10 | 2024 | 21 | 249.4284 | 261.7601 | 39.2973 | 79.4531 | 0
| All | All Customers | 7 | Average Weekday | SCE | 1-in-10 | 2024 | 22 | 406.4112 | 441.881 | 38.835 | 76.411 | 0
| All | All Customers | 7 | Average Weekday | SCE | 1-in-10 | 2024 | 23 | 424.3903 | 454.8469 | 38.847 | 74.6466 | 0
| All | All Customers | 7 | Average Weekday | SCE | 1-in-10 | 2024 | 24 | 445.5641 | 484.6394 | 38.8632 | 73.4889 | 0
| All | All Customers | 7 | Monthly System Peak Day | SCE | 1-in-10 | 2024 | 1 | 379.7656 | 372.0344 | 38.8726 | 76.6189 | 0
| All | All Customers | 7 | Monthly System Peak Day | SCE | 1-in-10 | 2024 | 2 | 377.5898 | 350.8518 | 38.8573 | 74.6004 | 0
| All | All Customers | 7 | Monthly System Peak Day | SCE | 1-in-10 | 2024 | 3 | 464.1732 | 414.5356 | 38.8557 | 72.9919 | 0
| All | All Customers | 7 | Monthly System Peak Day | SCE | 1-in-10 | 2024 | 4 | 561.0884 | 486.7823 | 38.8524 | 72.0862 | 0
| All | All Customers | 7 | Monthly System Peak Day | SCE | 1-in-10 | 2024 | 5 | 543.909 | 486.5997 | 38.8606 | 71.2435 | 0
| All | All Customers | 7 | Monthly System Peak Day | SCE | 1-in-10 | 2024 | 6 | 551.934 | 510.5843 | 38.8751 | 70.5634 | 0
| All | All Customers | 7 | Monthly System Peak Day | SCE | 1-in-10 | 2024 | 7 | 557.5113 | 502.6485 | 38.9242 | 70.104 | 0
| All | All Customers | 7 | Monthly System Peak Day | SCE | 1-in-10 | 2024 | 8 | 574.4961 | 532.3747 | 38.8913 | 71.0143 | 0
| All | All Customers | 7 | Monthly System Peak Day | SCE | 1-in-10 | 2024 | 9 | 519.7475 | 493.4814 | 38.8943 | 74.6355 | 0
| All | All Customers | 7 | Monthly System Peak Day | SCE | 1-in-10 | 2024 | 10 | 508.5826 | 472.0336 | 38.8851 | 79.9531 | 0
| All | All Customers | 7 | Monthly System Peak Day | SCE | 1-in-10 | 2024 | 11 | 491.7065 | 456.6016 | 38.8952 | 86.1582 | 0
| All | All Customers | 7 | Monthly System Peak Day | SCE | 1-in-10 | 2024 | 12 | 483.5918 | 448.897 | 38.9061 | 91.0408 | 0
| All | All Customers | 7 | Monthly System Peak Day | SCE | 1-in-10 | 2024 | 13 | 398.4692 | 381.6299 | 38.9182 | 94.9224 | 0
| All | All Customers | 7 | Monthly System Peak Day | SCE | 1-in-10 | 2024 | 14 | 372.4819 | 357.1605 | 38.9126 | 98.2194 | 0
| All | All Customers | 7 | Monthly System Peak Day | SCE | 1-in-10 | 2024 | 15 | 327.2304 | 316.1816 | 38.9298 | 101.1878 | 0
| All | All Customers | 7 | Monthly System Peak Day | SCE | 1-in-10 | 2024 | 16 | 279.9429 | 254.9708 | 38.9283 | 102.4459 | 0
| All | All Customers | 7 | Monthly System Peak Day | SCE | 1-in-10 | 2024 | 17 | 261.2017 | 271.9124 | 38.8045 | 102.6143 | 0
| All | All Customers | 7 | Monthly System Peak Day | SCE | 1-in-10 | 2024 | 18 | 247.4772 | 270.2313 | 38.8946 | 101.7765 | 0
| All | All Customers | 7 | Monthly System Peak Day | SCE | 1-in-10 | 2024 | 19 | 233.9118 | 229.8096 | 38.4798 | 100.3296 | 0
| All | All Customers | 7 | Monthly System Peak Day | SCE | 1-in-10 | 2024 | 20 | 228.5692 | 251.3851 | 38.2464 | 98.0092 | 0
| All | All Customers | 7 | Monthly System Peak Day | SCE | 1-in-10 | 2024 | 21 | 249.4284 | 235.2032 | 39.4505 | 95.0561 | 0
| All | All Customers | 7 | Monthly System Peak Day | SCE | 1-in-10 | 2024 | 22 | 406.4112 | 391.8643 | 38.982 | 90.5035 | 0
| All | All Customers | 7 | Monthly System Peak Day | SCE | 1-in-10 | 2024 | 23 | 424.3903 | 391.9915 | 38.8875 | 86.7318 | 0
| All | All Customers | 7 | Monthly System Peak Day | SCE | 1-in-10 | 2024 | 24 | 445.5641 | 421.9083 | 38.8808 | 84.5567 | 0
| All | All Customers | 8 | Average Weekday | SCE | 1-in-10 | 2024 | 1 | 400.5187 | 431.8069 | 36.2994 | 72.6068 | 0
| All | All Customers | 8 | Average Weekday | SCE | 1-in-10 | 2024 | 2 | 386.5544 | 408.6483 | 36.2946 | 71.8296 | 0
| All | All Customers | 8 | Average Weekday | SCE | 1-in-10 | 2024 | 3 | 469.3848 | 495.4081 | 36.2932 | 71.1403 | 0
| All | All Customers | 8 | Average Weekday | SCE | 1-in-10 | 2024 | 4 | 573.0036 | 603.7424 | 36.2901 | 70.5184 | 0
| All | All Customers | 8 | Average Weekday | SCE | 1-in-10 | 2024 | 5 | 548.7734 | 590.2194 | 36.2875 | 69.99 | 0
| All | All Customers | 8 | Average Weekday | SCE | 1-in-10 | 2024 | 6 | 561.0876 | 608.6349 | 36.2802 | 69.5317 | 0
| All | All Customers | 8 | Average Weekday | SCE | 1-in-10 | 2024 | 7 | 575.1281 | 602.5147 | 36.2866 | 69.1876 | 0
| All | All Customers | 8 | Average Weekday | SCE | 1-in-10 | 2024 | 8 | 585.4331 | 617.8355 | 36.3154 | 69.1728 | 0
| All | All Customers | 8 | Average Weekday | SCE | 1-in-10 | 2024 | 9 | 525.6275 | 546.5595 | 36.3504 | 70.9235 | 0
| All | All Customers | 8 | Average Weekday | SCE | 1-in-10 | 2024 | 10 | 516.6148 | 530.4802 | 36.3547 | 74.0742 | 0
| All | All Customers | 8 | Average Weekday | SCE | 1-in-10 | 2024 | 11 | 496.0067 | 508.7796 | 36.3881 | 77.6797 | 0
| All | All Customers | 8 | Average Weekday | SCE | 1-in-10 | 2024 | 12 | 484.9801 | 501.2813 | 36.417 | 81.1953 | 0
| All | All Customers | 8 | Average Weekday | SCE | 1-in-10 | 2024 | 13 | 408.7554 | 428.8365 | 36.4322 | 83.7705 | 0
| All | All Customers | 8 | Average Weekday | SCE | 1-in-10 | 2024 | 14 | 380.4013 | 397.2276 | 36.4019 | 85.693 | 0
| All | All Customers | 8 | Average Weekday | SCE | 1-in-10 | 2024 | 15 | 335.3239 | 350.3999 | 36.3479 | 86.942 | 0
| All | All Customers | 8 | Average Weekday | SCE | 1-in-10 | 2024 | 16 | 288.8752 | 292.9062 | 36.3099 | 87.2203 | 0
| All | All Customers | 8 | Average Weekday | SCE | 1-in-10 | 2024 | 17 | 271.489 | 278.8661 | 36.6736 | 86.9576 | 0
| All | All Customers | 8 | Average Weekday | SCE | 1-in-10 | 2024 | 18 | 248.2912 | 262.3409 | 36.7301 | 86.0129 | 0
| All | All Customers | 8 | Average Weekday | SCE | 1-in-10 | 2024 | 19 | 235.1082 | 258.7123 | 37.6139 | 84.3796 | 0
| All | All Customers | 8 | Average Weekday | SCE | 1-in-10 | 2024 | 20 | 235.3056 | 254.7151 | 36.4919 | 81.871 | 0
| All | All Customers | 8 | Average Weekday | SCE | 1-in-10 | 2024 | 21 | 260.1029 | 275.861 | 36.867 | 78.5248 | 0
| All | All Customers | 8 | Average Weekday | SCE | 1-in-10 | 2024 | 22 | 419.6686 | 452.0399 | 36.2637 | 75.9562 | 0
| All | All Customers | 8 | Average Weekday | SCE | 1-in-10 | 2024 | 23 | 441.4359 | 476.8992 | 36.2759 | 74.5365 | 0
| All | All Customers | 8 | Average Weekday | SCE | 1-in-10 | 2024 | 24 | 466.1954 | 509.1089 | 36.2997 | 73.5145 | 0
| All | All Customers | 8 | Monthly System Peak Day | SCE | 1-in-10 | 2024 | 1 | 400.5187 | 392.8772 | 30.7818 | 77.7831 | 0
| All | All Customers | 8 | Monthly System Peak Day | SCE | 1-in-10 | 2024 | 2 | 386.5544 | 361.6599 | 30.7657 | 76.6546 | 0
| All | All Customers | 8 | Monthly System Peak Day | SCE | 1-in-10 | 2024 | 3 | 469.3848 | 425.6719 | 30.7645 | 75.7126 | 0
| All | All Customers | 8 | Monthly System Peak Day | SCE | 1-in-10 | 2024 | 4 | 573.0036 | 501.3162 | 30.7616 | 74.5451 | 0
| All | All Customers | 8 | Monthly System Peak Day | SCE | 1-in-10 | 2024 | 5 | 548.7734 | 495.2231 | 30.7704 | 73.6349 | 0
| All | All Customers | 8 | Monthly System Peak Day | SCE | 1-in-10 | 2024 | 6 | 561.0876 | 518.119 | 30.7871 | 72.9151 | 0
| All | All Customers | 8 | Monthly System Peak Day | SCE | 1-in-10 | 2024 | 7 | 575.1281 | 520.9965 | 30.8335 | 72.1284 | 0
| All | All Customers | 8 | Monthly System Peak Day | SCE | 1-in-10 | 2024 | 8 | 585.4331 | 541.8241 | 30.7998 | 72.009 | 0
| All | All Customers | 8 | Monthly System Peak Day | SCE | 1-in-10 | 2024 | 9 | 525.6275 | 501.3818 | 30.8011 | 74.4355 | 0
| All | All Customers | 8 | Monthly System Peak Day | SCE | 1-in-10 | 2024 | 10 | 516.6148 | 481.8248 | 30.785 | 79.3051 | 0
| All | All Customers | 8 | Monthly System Peak Day | SCE | 1-in-10 | 2024 | 11 | 496.0067 | 460.0347 | 30.7978 | 84.8269 | 0
| All | All Customers | 8 | Monthly System Peak Day | SCE | 1-in-10 | 2024 | 12 | 484.9801 | 449.2309 | 30.8161 | 88.5418 | 0
| All | All Customers | 8 | Monthly System Peak Day | SCE | 1-in-10 | 2024 | 13 | 408.7554 | 392.7445 | 30.8305 | 90.152 | 0
| All | All Customers | 8 | Monthly System Peak Day | SCE | 1-in-10 | 2024 | 14 | 380.4013 | 366.3306 | 30.8251 | 91.8194 | 0
| All | All Customers | 8 | Monthly System Peak Day | SCE | 1-in-10 | 2024 | 15 | 335.3239 | 325.6452 | 30.8411 | 93.4898 | 0
| All | All Customers | 8 | Monthly System Peak Day | SCE | 1-in-10 | 2024 | 16 | 288.8752 | 267.4921 | 30.8301 | 95.0265 | 0
| All | All Customers | 8 | Monthly System Peak Day | SCE | 1-in-10 | 2024 | 17 | 271.489 | 281.2834 | 30.6489 | 95.0296 | 0
| All | All Customers | 8 | Monthly System Peak Day | SCE | 1-in-10 | 2024 | 18 | 248.2912 | 273.1015 | 30.741 | 94.4276 | 0
| All | All Customers | 8 | Monthly System Peak Day | SCE | 1-in-10 | 2024 | 19 | 235.1082 | 232.6868 | 30.3982 | 93.0592 | 0
| All | All Customers | 8 | Monthly System Peak Day | SCE | 1-in-10 | 2024 | 20 | 235.3056 | 226.0451 | 30.2548 | 90.1265 | 0
| All | All Customers | 8 | Monthly System Peak Day | SCE | 1-in-10 | 2024 | 21 | 260.1029 | 240.2359 | 31.5293 | 86.6699 | 0
| All | All Customers | 8 | Monthly System Peak Day | SCE | 1-in-10 | 2024 | 22 | 419.6686 | 394.6645 | 30.9361 | 83.5782 | 0
| All | All Customers | 8 | Monthly System Peak Day | SCE | 1-in-10 | 2024 | 23 | 441.4359 | 415.4253 | 30.814 | 81.1289 | 0
| All | All Customers | 8 | Monthly System Peak Day | SCE | 1-in-10 | 2024 | 24 | 466.1954 | 446.6131 | 30.7944 | 79.7864 | 0
| All | All Customers | 8 | Typical Event Day | SCE | 1-in-10 | 2024 | 1 | 400.5187 | 392.8772 | 30.7818 | 76.727 | 0
| All | All Customers | 8 | Typical Event Day | SCE | 1-in-10 | 2024 | 2 | 386.5544 | 361.6599 | 30.7657 | 75.2909 | 0
| All | All Customers | 8 | Typical Event Day | SCE | 1-in-10 | 2024 | 3 | 469.3848 | 425.6719 | 30.7645 | 74.0474 | 0
| All | All Customers | 8 | Typical Event Day | SCE | 1-in-10 | 2024 | 4 | 573.0036 | 501.3162 | 30.7616 | 73.2366 | 0
| All | All Customers | 8 | Typical Event Day | SCE | 1-in-10 | 2024 | 5 | 548.7734 | 495.2231 | 30.7704 | 72.4408 | 0
| All | All Customers | 8 | Typical Event Day | SCE | 1-in-10 | 2024 | 6 | 561.0876 | 518.119 | 30.7871 | 71.7529 | 0
| All | All Customers | 8 | Typical Event Day | SCE | 1-in-10 | 2024 | 7 | 575.1281 | 520.9965 | 30.8335 | 71.2031 | 0
| All | All Customers | 8 | Typical Event Day | SCE | 1-in-10 | 2024 | 8 | 585.4331 | 541.8241 | 30.7998 | 71.67 | 0
| All | All Customers | 8 | Typical Event Day | SCE | 1-in-10 | 2024 | 9 | 525.6275 | 501.3818 | 30.8011 | 74.6167 | 0
| All | All Customers | 8 | Typical Event Day | SCE | 1-in-10 | 2024 | 10 | 516.6148 | 481.8248 | 30.785 | 79.6274 | 0
| All | All Customers | 8 | Typical Event Day | SCE | 1-in-10 | 2024 | 11 | 496.0067 | 460.0347 | 30.7978 | 85.1114 | 0
| All | All Customers | 8 | Typical Event Day | SCE | 1-in-10 | 2024 | 12 | 484.9801 | 449.2309 | 30.8161 | 89.3543 | 0
| All | All Customers | 8 | Typical Event Day | SCE | 1-in-10 | 2024 | 13 | 408.7554 | 392.7445 | 30.8305 | 92.0168 | 0
| All | All Customers | 8 | Typical Event Day | SCE | 1-in-10 | 2024 | 14 | 380.4013 | 366.3306 | 30.8251 | 94.2696 | 0
| All | All Customers | 8 | Typical Event Day | SCE | 1-in-10 | 2024 | 15 | 335.3239 | 325.6452 | 30.8411 | 96.0719 | 0
| All | All Customers | 8 | Typical Event Day | SCE | 1-in-10 | 2024 | 16 | 288.8752 | 267.4921 | 30.8301 | 97.2345 | 0
| All | All Customers | 8 | Typical Event Day | SCE | 1-in-10 | 2024 | 17 | 271.489 | 281.2834 | 30.6489 | 97.4936 | 0
| All | All Customers | 8 | Typical Event Day | SCE | 1-in-10 | 2024 | 18 | 248.2912 | 273.1015 | 30.741 | 96.7511 | 0
| All | All Customers | 8 | Typical Event Day | SCE | 1-in-10 | 2024 | 19 | 235.1082 | 232.6868 | 30.3982 | 94.9061 | 0
| All | All Customers | 8 | Typical Event Day | SCE | 1-in-10 | 2024 | 20 | 235.3056 | 226.0451 | 30.2548 | 91.7564 | 0
| All | All Customers | 8 | Typical Event Day | SCE | 1-in-10 | 2024 | 21 | 260.1029 | 240.2359 | 31.5293 | 88.1027 | 0
| All | All Customers | 8 | Typical Event Day | SCE | 1-in-10 | 2024 | 22 | 419.6686 | 394.6645 | 30.9361 | 84.7386 | 0
| All | All Customers | 8 | Typical Event Day | SCE | 1-in-10 | 2024 | 23 | 441.4359 | 415.4253 | 30.814 | 82.0232 | 0
| All | All Customers | 8 | Typical Event Day | SCE | 1-in-10 | 2024 | 24 | 466.1954 | 446.6131 | 30.7944 | 80.268 | 0
| All | All Customers | 9 | Average Weekday | SCE | 1-in-10 | 2024 | 1 | 369.3347 | 390.5257 | 39.0036 | 71.6865 | 0
| All | All Customers | 9 | Average Weekday | SCE | 1-in-10 | 2024 | 2 | 366.0369 | 376.8596 | 38.9986 | 70.7796 | 0
| All | All Customers | 9 | Average Weekday | SCE | 1-in-10 | 2024 | 3 | 462.6053 | 469.6135 | 38.9971 | 69.9662 | 0
| All | All Customers | 9 | Average Weekday | SCE | 1-in-10 | 2024 | 4 | 568.715 | 579.4476 | 38.9963 | 69.2514 | 0
| All | All Customers | 9 | Average Weekday | SCE | 1-in-10 | 2024 | 5 | 533.3663 | 551.3773 | 38.9935 | 68.63 | 0
| All | All Customers | 9 | Average Weekday | SCE | 1-in-10 | 2024 | 6 | 534.3499 | 563.0833 | 38.9877 | 68.1028 | 0
| All | All Customers | 9 | Average Weekday | SCE | 1-in-10 | 2024 | 7 | 559.6155 | 578.4205 | 38.9785 | 67.6712 | 0
| All | All Customers | 9 | Average Weekday | SCE | 1-in-10 | 2024 | 8 | 559.1078 | 575.7993 | 39.0126 | 67.4139 | 0
| All | All Customers | 9 | Average Weekday | SCE | 1-in-10 | 2024 | 9 | 497.8471 | 514.5509 | 39.0475 | 68.8038 | 0
| All | All Customers | 9 | Average Weekday | SCE | 1-in-10 | 2024 | 10 | 495.3584 | 504.6926 | 39.0441 | 71.9381 | 0
| All | All Customers | 9 | Average Weekday | SCE | 1-in-10 | 2024 | 11 | 478.5198 | 487.1396 | 39.0868 | 75.5259 | 0
| All | All Customers | 9 | Average Weekday | SCE | 1-in-10 | 2024 | 12 | 469.4914 | 478.5818 | 39.1302 | 78.9902 | 0
| All | All Customers | 9 | Average Weekday | SCE | 1-in-10 | 2024 | 13 | 403.4518 | 414.1194 | 39.149 | 81.7014 | 0
| All | All Customers | 9 | Average Weekday | SCE | 1-in-10 | 2024 | 14 | 371.4743 | 381.5376 | 39.1143 | 83.6224 | 0
| All | All Customers | 9 | Average Weekday | SCE | 1-in-10 | 2024 | 15 | 333.013 | 342.8362 | 39.044 | 84.909 | 0
| All | All Customers | 9 | Average Weekday | SCE | 1-in-10 | 2024 | 16 | 302.053 | 301.4095 | 38.9934 | 85.3183 | 0
| All | All Customers | 9 | Average Weekday | SCE | 1-in-10 | 2024 | 17 | 275.1062 | 287.8997 | 39.2269 | 85.1738 | 0
| All | All Customers | 9 | Average Weekday | SCE | 1-in-10 | 2024 | 18 | 256.5411 | 274.3983 | 39.1494 | 84.2725 | 0
| All | All Customers | 9 | Average Weekday | SCE | 1-in-10 | 2024 | 19 | 259.7061 | 270.2869 | 40.3975 | 82.4554 | 0
| All | All Customers | 9 | Average Weekday | SCE | 1-in-10 | 2024 | 20 | 260.3827 | 268.9435 | 38.8615 | 79.5745 | 0
| All | All Customers | 9 | Average Weekday | SCE | 1-in-10 | 2024 | 21 | 276.9117 | 286.8989 | 39.0279 | 76.5206 | 0
| All | All Customers | 9 | Average Weekday | SCE | 1-in-10 | 2024 | 22 | 418.9678 | 441.9948 | 38.9567 | 74.7105 | 0
| All | All Customers | 9 | Average Weekday | SCE | 1-in-10 | 2024 | 23 | 421.1835 | 443.8179 | 39.0066 | 73.3727 | 0
| All | All Customers | 9 | Average Weekday | SCE | 1-in-10 | 2024 | 24 | 435.5126 | 467.0767 | 39.011 | 72.2628 | 0
| All | All Customers | 9 | Monthly System Peak Day | SCE | 1-in-10 | 2024 | 1 | 369.3347 | 353.0199 | 39.085 | 77.1861 | 0
| All | All Customers | 9 | Monthly System Peak Day | SCE | 1-in-10 | 2024 | 2 | 366.0369 | 330.6968 | 39.0712 | 76.156 | 0
| All | All Customers | 9 | Monthly System Peak Day | SCE | 1-in-10 | 2024 | 3 | 462.6053 | 399.993 | 39.0697 | 75.0378 | 0
| All | All Customers | 9 | Monthly System Peak Day | SCE | 1-in-10 | 2024 | 4 | 568.715 | 468.2276 | 39.0654 | 74.7179 | 0
| All | All Customers | 9 | Monthly System Peak Day | SCE | 1-in-10 | 2024 | 5 | 533.3663 | 447.1781 | 39.0727 | 74.3536 | 0
| All | All Customers | 9 | Monthly System Peak Day | SCE | 1-in-10 | 2024 | 6 | 534.3499 | 459.9809 | 39.0845 | 74.0051 | 0
| All | All Customers | 9 | Monthly System Peak Day | SCE | 1-in-10 | 2024 | 7 | 559.6155 | 484.8931 | 39.1391 | 73.7663 | 0
| All | All Customers | 9 | Monthly System Peak Day | SCE | 1-in-10 | 2024 | 8 | 559.1078 | 486.9106 | 39.1061 | 73.7811 | 0
| All | All Customers | 9 | Monthly System Peak Day | SCE | 1-in-10 | 2024 | 9 | 497.8471 | 466.1003 | 39.1095 | 75.6935 | 0
| All | All Customers | 9 | Monthly System Peak Day | SCE | 1-in-10 | 2024 | 10 | 495.3584 | 450.9097 | 39.1065 | 79.6745 | 0
| All | All Customers | 9 | Monthly System Peak Day | SCE | 1-in-10 | 2024 | 11 | 478.5198 | 433.5573 | 39.1101 | 84.8286 | 0
| All | All Customers | 9 | Monthly System Peak Day | SCE | 1-in-10 | 2024 | 12 | 469.4914 | 424.7793 | 39.1098 | 89.3296 | 0
| All | All Customers | 9 | Monthly System Peak Day | SCE | 1-in-10 | 2024 | 13 | 403.4518 | 371.459 | 39.1184 | 93.0878 | 0
| All | All Customers | 9 | Monthly System Peak Day | SCE | 1-in-10 | 2024 | 14 | 371.4743 | 345.3043 | 39.1147 | 95.6878 | 0
| All | All Customers | 9 | Monthly System Peak Day | SCE | 1-in-10 | 2024 | 15 | 333.013 | 313.7443 | 39.1396 | 97.1439 | 0
| All | All Customers | 9 | Monthly System Peak Day | SCE | 1-in-10 | 2024 | 16 | 302.053 | 270.7439 | 39.1493 | 97.6602 | 0
| All | All Customers | 9 | Monthly System Peak Day | SCE | 1-in-10 | 2024 | 17 | 275.1062 | 285.9802 | 39.0263 | 97.8959 | 0
| All | All Customers | 9 | Monthly System Peak Day | SCE | 1-in-10 | 2024 | 18 | 256.5411 | 280.3152 | 39.0354 | 96.7153 | 0
| All | All Customers | 9 | Monthly System Peak Day | SCE | 1-in-10 | 2024 | 19 | 259.7061 | 231.3565 | 39.5189 | 94.2735 | 0
| All | All Customers | 9 | Monthly System Peak Day | SCE | 1-in-10 | 2024 | 20 | 260.3827 | 220.3383 | 38.2132 | 91.2357 | 0
| All | All Customers | 9 | Monthly System Peak Day | SCE | 1-in-10 | 2024 | 21 | 276.9117 | 245.9052 | 39.1851 | 87.7592 | 0
| All | All Customers | 9 | Monthly System Peak Day | SCE | 1-in-10 | 2024 | 22 | 418.9678 | 376.7251 | 39.1896 | 86.2245 | 0
| All | All Customers | 9 | Monthly System Peak Day | SCE | 1-in-10 | 2024 | 23 | 421.1835 | 375.3736 | 39.0788 | 85.0153 | 0
| All | All Customers | 9 | Monthly System Peak Day | SCE | 1-in-10 | 2024 | 24 | 435.5126 | 399.6432 | 39.0876 | 83.5653 | 0
| All | All Customers | 10 | Average Weekday | SCE | 1-in-10 | 2024 | 1 | 396.3725 | 410.2602 | 36.1936 | 67.7185 | 0
| All | All Customers | 10 | Average Weekday | SCE | 1-in-10 | 2024 | 2 | 374.9754 | 382.2005 | 36.0964 | 66.8116 | 0
| All | All Customers | 10 | Average Weekday | SCE | 1-in-10 | 2024 | 3 | 468.9156 | 478.9274 | 36.0826 | 66.0895 | 0
| All | All Customers | 10 | Average Weekday | SCE | 1-in-10 | 2024 | 4 | 576.1707 | 591.0979 | 36.0494 | 65.4005 | 0
| All | All Customers | 10 | Average Weekday | SCE | 1-in-10 | 2024 | 5 | 580.7927 | 597.8546 | 36.0553 | 64.7636 | 0
| All | All Customers | 10 | Average Weekday | SCE | 1-in-10 | 2024 | 6 | 593.3194 | 614.4036 | 36.0231 | 64.2657 | 0
| All | All Customers | 10 | Average Weekday | SCE | 1-in-10 | 2024 | 7 | 602.0191 | 617.7917 | 36.0366 | 63.7933 | 0
| All | All Customers | 10 | Average Weekday | SCE | 1-in-10 | 2024 | 8 | 625.7188 | 651.4166 | 36.2967 | 63.4726 | 0
| All | All Customers | 10 | Average Weekday | SCE | 1-in-10 | 2024 | 9 | 564.6526 | 601.759 | 36.5606 | 63.925 | 0
| All | All Customers | 10 | Average Weekday | SCE | 1-in-10 | 2024 | 10 | 550.606 | 570.4808 | 36.3345 | 66.8175 | 0
| All | All Customers | 10 | Average Weekday | SCE | 1-in-10 | 2024 | 11 | 541.8837 | 556.9167 | 36.4645 | 70.6107 | 0
| All | All Customers | 10 | Average Weekday | SCE | 1-in-10 | 2024 | 12 | 524.9621 | 536.4396 | 36.6078 | 74.3318 | 0
| All | All Customers | 10 | Average Weekday | SCE | 1-in-10 | 2024 | 13 | 432.7578 | 441.6661 | 36.7036 | 77.3255 | 0
| All | All Customers | 10 | Average Weekday | SCE | 1-in-10 | 2024 | 14 | 383.1772 | 389.2332 | 36.5948 | 79.3286 | 0
| All | All Customers | 10 | Average Weekday | SCE | 1-in-10 | 2024 | 15 | 340.1593 | 345.2501 | 36.3774 | 80.544 | 0
| All | All Customers | 10 | Average Weekday | SCE | 1-in-10 | 2024 | 16 | 294.0502 | 295.9997 | 36.0947 | 81.0973 | 0
| All | All Customers | 10 | Average Weekday | SCE | 1-in-10 | 2024 | 17 | 274.9602 | 283.2591 | 35.8507 | 81.0095 | 0
| All | All Customers | 10 | Average Weekday | SCE | 1-in-10 | 2024 | 18 | 267.4822 | 273.9476 | 35.8782 | 80.1858 | 0
| All | All Customers | 10 | Average Weekday | SCE | 1-in-10 | 2024 | 19 | 258.3575 | 262.8942 | 36.3915 | 78.2469 | 0
| All | All Customers | 10 | Average Weekday | SCE | 1-in-10 | 2024 | 20 | 259.917 | 263.9413 | 35.8105 | 75.1596 | 0
| All | All Customers | 10 | Average Weekday | SCE | 1-in-10 | 2024 | 21 | 267.6758 | 271.946 | 35.8795 | 72.8835 | 0
| All | All Customers | 10 | Average Weekday | SCE | 1-in-10 | 2024 | 22 | 438.8105 | 461.0501 | 36.082 | 71.2801 | 0
| All | All Customers | 10 | Average Weekday | SCE | 1-in-10 | 2024 | 23 | 427.6323 | 451.0824 | 36.1787 | 69.9309 | 0
| All | All Customers | 10 | Average Weekday | SCE | 1-in-10 | 2024 | 24 | 444.8675 | 476.438 | 36.2897 | 68.7679 | 0
| All | All Customers | 10 | Monthly System Peak Day | SCE | 1-in-10 | 2024 | 1 | 396.3725 | 424.3058 | 35.7985 | 77.6047 | 0
| All | All Customers | 10 | Monthly System Peak Day | SCE | 1-in-10 | 2024 | 2 | 374.9754 | 389.5058 | 35.843 | 77.2953 | 0
| All | All Customers | 10 | Monthly System Peak Day | SCE | 1-in-10 | 2024 | 3 | 468.9156 | 487.1531 | 35.8498 | 76.6618 | 0
| All | All Customers | 10 | Monthly System Peak Day | SCE | 1-in-10 | 2024 | 4 | 576.1707 | 596.097 | 35.8718 | 76.4416 | 0
| All | All Customers | 10 | Monthly System Peak Day | SCE | 1-in-10 | 2024 | 5 | 580.7927 | 605.4506 | 35.8692 | 75.8483 | 0
| All | All Customers | 10 | Monthly System Peak Day | SCE | 1-in-10 | 2024 | 6 | 593.3194 | 615.6284 | 35.8974 | 76.2735 | 0
| All | All Customers | 10 | Monthly System Peak Day | SCE | 1-in-10 | 2024 | 7 | 602.0191 | 615.5634 | 35.9047 | 76.1912 | 0
| All | All Customers | 10 | Monthly System Peak Day | SCE | 1-in-10 | 2024 | 8 | 625.7188 | 662.5347 | 35.7751 | 76.2474 | 0
| All | All Customers | 10 | Monthly System Peak Day | SCE | 1-in-10 | 2024 | 9 | 564.6526 | 612.5826 | 35.7325 | 76.2915 | 0
| All | All Customers | 10 | Monthly System Peak Day | SCE | 1-in-10 | 2024 | 10 | 550.606 | 576.9187 | 35.7838 | 79.8866 | 0
| All | All Customers | 10 | Monthly System Peak Day | SCE | 1-in-10 | 2024 | 11 | 541.8837 | 566.7879 | 35.8141 | 84.2738 | 0
| All | All Customers | 10 | Monthly System Peak Day | SCE | 1-in-10 | 2024 | 12 | 524.9621 | 549.7369 | 35.88 | 89.5883 | 0
| All | All Customers | 10 | Monthly System Peak Day | SCE | 1-in-10 | 2024 | 13 | 432.7578 | 445.0903 | 35.9443 | 94.0553 | 0
| All | All Customers | 10 | Monthly System Peak Day | SCE | 1-in-10 | 2024 | 14 | 383.1772 | 389.6909 | 35.8851 | 96.3074 | 0
| All | All Customers | 10 | Monthly System Peak Day | SCE | 1-in-10 | 2024 | 15 | 340.1593 | 344.7126 | 35.8096 | 97.8138 | 0
| All | All Customers | 10 | Monthly System Peak Day | SCE | 1-in-10 | 2024 | 16 | 294.0502 | 293.7181 | 35.8518 | 98.517 | 0
| All | All Customers | 10 | Monthly System Peak Day | SCE | 1-in-10 | 2024 | 17 | 274.9602 | 283.2743 | 35.8192 | 98.3085 | 0
| All | All Customers | 10 | Monthly System Peak Day | SCE | 1-in-10 | 2024 | 18 | 267.4822 | 274.3459 | 35.8056 | 97.7777 | 0
| All | All Customers | 10 | Monthly System Peak Day | SCE | 1-in-10 | 2024 | 19 | 258.3575 | 262.1948 | 36.5291 | 95.7436 | 0
| All | All Customers | 10 | Monthly System Peak Day | SCE | 1-in-10 | 2024 | 20 | 259.917 | 263.1383 | 35.8102 | 91.5245 | 0
| All | All Customers | 10 | Monthly System Peak Day | SCE | 1-in-10 | 2024 | 21 | 267.6758 | 272.8369 | 35.9398 | 87.6138 | 0
| All | All Customers | 10 | Monthly System Peak Day | SCE | 1-in-10 | 2024 | 22 | 438.8105 | 461.2809 | 35.8753 | 85.4745 | 0
| All | All Customers | 10 | Monthly System Peak Day | SCE | 1-in-10 | 2024 | 23 | 427.6323 | 455.4518 | 35.8212 | 83.5343 | 0
| All | All Customers | 10 | Monthly System Peak Day | SCE | 1-in-10 | 2024 | 24 | 444.8675 | 496.5461 | 35.7662 | 81.9455 | 0
| All | All Customers | 11 | Average Weekday | SCE | 1-in-10 | 2024 | 1 | 372.4746 | 380.7807 | 36.0916 | 56.8635 | 0
| All | All Customers | 11 | Average Weekday | SCE | 1-in-10 | 2024 | 2 | 355.1923 | 362.0052 | 36.0788 | 55.8747 | 0
| All | All Customers | 11 | Average Weekday | SCE | 1-in-10 | 2024 | 3 | 448.6573 | 460.2681 | 36.0548 | 54.963 | 0
| All | All Customers | 11 | Average Weekday | SCE | 1-in-10 | 2024 | 4 | 562.3259 | 580.5367 | 36.0588 | 54.0459 | 0
| All | All Customers | 11 | Average Weekday | SCE | 1-in-10 | 2024 | 5 | 553.8588 | 582.9341 | 36.0378 | 53.2576 | 0
| All | All Customers | 11 | Average Weekday | SCE | 1-in-10 | 2024 | 6 | 569.1667 | 606.3554 | 36.0475 | 52.6836 | 0
| All | All Customers | 11 | Average Weekday | SCE | 1-in-10 | 2024 | 7 | 583.3228 | 599.653 | 36.2269 | 52.2571 | 0
| All | All Customers | 11 | Average Weekday | SCE | 1-in-10 | 2024 | 8 | 595.5259 | 610.1433 | 36.4052 | 52.0378 | 0
| All | All Customers | 11 | Average Weekday | SCE | 1-in-10 | 2024 | 9 | 539.9566 | 566.3962 | 36.2532 | 53.6165 | 0
| All | All Customers | 11 | Average Weekday | SCE | 1-in-10 | 2024 | 10 | 525.7217 | 539.9154 | 36.3351 | 57.5818 | 0
| All | All Customers | 11 | Average Weekday | SCE | 1-in-10 | 2024 | 11 | 508.9359 | 518.4775 | 36.4352 | 62.1705 | 0
| All | All Customers | 11 | Average Weekday | SCE | 1-in-10 | 2024 | 12 | 497.8856 | 504.8698 | 36.5027 | 65.9389 | 0
| All | All Customers | 11 | Average Weekday | SCE | 1-in-10 | 2024 | 13 | 412.435 | 422.212 | 36.44 | 68.6396 | 0
| All | All Customers | 11 | Average Weekday | SCE | 1-in-10 | 2024 | 14 | 375.3201 | 382.3042 | 36.3074 | 70.2556 | 0
| All | All Customers | 11 | Average Weekday | SCE | 1-in-10 | 2024 | 15 | 323.1894 | 330.0462 | 36.1082 | 71.0991 | 0
| All | All Customers | 11 | Average Weekday | SCE | 1-in-10 | 2024 | 16 | 284.7941 | 286.2736 | 36.1087 | 71.2778 | 0
| All | All Customers | 11 | Average Weekday | SCE | 1-in-10 | 2024 | 17 | 263.7669 | 271.3594 | 35.8775 | 70.5447 | 0
| All | All Customers | 11 | Average Weekday | SCE | 1-in-10 | 2024 | 18 | 253.342 | 260.6102 | 35.9458 | 68.5584 | 0
| All | All Customers | 11 | Average Weekday | SCE | 1-in-10 | 2024 | 19 | 248.5711 | 252.9967 | 35.8112 | 65.9823 | 0
| All | All Customers | 11 | Average Weekday | SCE | 1-in-10 | 2024 | 20 | 247.1587 | 315.9741 | 43.5752 | 63.7891 | 0
| All | All Customers | 11 | Average Weekday | SCE | 1-in-10 | 2024 | 21 | 249.4613 | 254.7407 | 35.9106 | 62.0355 | 0
| All | All Customers | 11 | Average Weekday | SCE | 1-in-10 | 2024 | 22 | 414.349 | 434.2648 | 36.1396 | 60.4145 | 0
| All | All Customers | 11 | Average Weekday | SCE | 1-in-10 | 2024 | 23 | 403.4679 | 420.4698 | 36.2188 | 59.0563 | 0
| All | All Customers | 11 | Average Weekday | SCE | 1-in-10 | 2024 | 24 | 417.5312 | 433.6381 | 36.1599 | 57.8888 | 0
| All | All Customers | 11 | Monthly System Peak Day | SCE | 1-in-10 | 2024 | 1 | 372.4746 | 389.0068 | 35.8619 | 70.1098 | 0
| All | All Customers | 11 | Monthly System Peak Day | SCE | 1-in-10 | 2024 | 2 | 355.1923 | 368.8825 | 35.8615 | 68.6984 | 0
| All | All Customers | 11 | Monthly System Peak Day | SCE | 1-in-10 | 2024 | 3 | 448.6573 | 466.4171 | 35.8876 | 67.9816 | 0
| All | All Customers | 11 | Monthly System Peak Day | SCE | 1-in-10 | 2024 | 4 | 562.3259 | 586.9885 | 35.8809 | 66.567 | 0
| All | All Customers | 11 | Monthly System Peak Day | SCE | 1-in-10 | 2024 | 5 | 553.8588 | 587.9181 | 35.9149 | 65.7416 | 0
| All | All Customers | 11 | Monthly System Peak Day | SCE | 1-in-10 | 2024 | 6 | 569.1667 | 609.2676 | 35.9136 | 64.8535 | 0
| All | All Customers | 11 | Monthly System Peak Day | SCE | 1-in-10 | 2024 | 7 | 583.3228 | 599.5401 | 35.7486 | 64.5405 | 0
| All | All Customers | 11 | Monthly System Peak Day | SCE | 1-in-10 | 2024 | 8 | 595.5259 | 632.8887 | 35.7113 | 65.0685 | 0
| All | All Customers | 11 | Monthly System Peak Day | SCE | 1-in-10 | 2024 | 9 | 539.9566 | 574.574 | 35.8224 | 66.6631 | 0
| All | All Customers | 11 | Monthly System Peak Day | SCE | 1-in-10 | 2024 | 10 | 525.7217 | 549.5862 | 35.8 | 70.9158 | 0
| All | All Customers | 11 | Monthly System Peak Day | SCE | 1-in-10 | 2024 | 11 | 508.9359 | 532.6018 | 35.8951 | 77.9199 | 0
| All | All Customers | 11 | Monthly System Peak Day | SCE | 1-in-10 | 2024 | 12 | 497.8856 | 520.5063 | 36.0264 | 83.7981 | 0
| All | All Customers | 11 | Monthly System Peak Day | SCE | 1-in-10 | 2024 | 13 | 412.435 | 425.4206 | 36.0117 | 87.3606 | 0
| All | All Customers | 11 | Monthly System Peak Day | SCE | 1-in-10 | 2024 | 14 | 375.3201 | 381.7884 | 35.8982 | 89.2394 | 0
| All | All Customers | 11 | Monthly System Peak Day | SCE | 1-in-10 | 2024 | 15 | 323.1894 | 329.4827 | 35.895 | 89.9202 | 0
| All | All Customers | 11 | Monthly System Peak Day | SCE | 1-in-10 | 2024 | 16 | 284.7941 | 284.0003 | 35.8465 | 90.0734 | 0
| All | All Customers | 11 | Monthly System Peak Day | SCE | 1-in-10 | 2024 | 17 | 263.7669 | 272.141 | 35.8006 | 89.4596 | 0
| All | All Customers | 11 | Monthly System Peak Day | SCE | 1-in-10 | 2024 | 18 | 253.342 | 262.6739 | 35.7527 | 87.6979 | 0
| All | All Customers | 11 | Monthly System Peak Day | SCE | 1-in-10 | 2024 | 19 | 248.5711 | 252.7315 | 35.8109 | 84.6872 | 0
| All | All Customers | 11 | Monthly System Peak Day | SCE | 1-in-10 | 2024 | 20 | 247.1587 | 371.459 | 47.8383 | 80.8862 | 0
| All | All Customers | 11 | Monthly System Peak Day | SCE | 1-in-10 | 2024 | 21 | 249.4613 | 255.4556 | 35.9699 | 77.491 | 0
| All | All Customers | 11 | Monthly System Peak Day | SCE | 1-in-10 | 2024 | 22 | 414.349 | 436.5223 | 35.8215 | 74.8802 | 0
| All | All Customers | 11 | Monthly System Peak Day | SCE | 1-in-10 | 2024 | 23 | 403.4679 | 427.6799 | 35.7679 | 72.6836 | 0
| All | All Customers | 11 | Monthly System Peak Day | SCE | 1-in-10 | 2024 | 24 | 417.5312 | 448.4546 | 35.8165 | 71.115 | 0
| All | All Customers | 12 | Average Weekday | SCE | 1-in-10 | 2024 | 1 | 412.2902 | 420.838 | 35.9745 | 49.5315 | 0
| All | All Customers | 12 | Average Weekday | SCE | 1-in-10 | 2024 | 2 | 396.59 | 404.1476 | 35.9686 | 48.6993 | 0
| All | All Customers | 12 | Average Weekday | SCE | 1-in-10 | 2024 | 3 | 487.9192 | 500.5722 | 35.9679 | 47.9576 | 0
| All | All Customers | 12 | Average Weekday | SCE | 1-in-10 | 2024 | 4 | 603.0886 | 622.2704 | 35.9672 | 47.193 | 0
| All | All Customers | 12 | Average Weekday | SCE | 1-in-10 | 2024 | 5 | 598.2026 | 629.6807 | 35.9702 | 46.6856 | 0
| All | All Customers | 12 | Average Weekday | SCE | 1-in-10 | 2024 | 6 | 599.5035 | 639.855 | 35.9753 | 46.2078 | 0
| All | All Customers | 12 | Average Weekday | SCE | 1-in-10 | 2024 | 7 | 607.0504 | 624.259 | 35.9819 | 45.8721 | 0
| All | All Customers | 12 | Average Weekday | SCE | 1-in-10 | 2024 | 8 | 625.3207 | 641.9711 | 35.99 | 45.8735 | 0
| All | All Customers | 12 | Average Weekday | SCE | 1-in-10 | 2024 | 9 | 561.246 | 588.5967 | 35.9987 | 46.7094 | 0
| All | All Customers | 12 | Average Weekday | SCE | 1-in-10 | 2024 | 10 | 537.7172 | 554.5152 | 35.9868 | 49.7865 | 0
| All | All Customers | 12 | Average Weekday | SCE | 1-in-10 | 2024 | 11 | 523.597 | 534.4273 | 36.0031 | 53.5721 | 0
| All | All Customers | 12 | Average Weekday | SCE | 1-in-10 | 2024 | 12 | 511.281 | 517.9429 | 36.0194 | 56.8893 | 0
| All | All Customers | 12 | Average Weekday | SCE | 1-in-10 | 2024 | 13 | 432.6716 | 442.1375 | 36.0297 | 59.2808 | 0
| All | All Customers | 12 | Average Weekday | SCE | 1-in-10 | 2024 | 14 | 399.1954 | 406.7219 | 36.0179 | 60.8608 | 0
| All | All Customers | 12 | Average Weekday | SCE | 1-in-10 | 2024 | 15 | 364.0277 | 370.2049 | 35.9934 | 61.7208 | 0
| All | All Customers | 12 | Average Weekday | SCE | 1-in-10 | 2024 | 16 | 323.8915 | 325.1936 | 35.9742 | 61.9813 | 0
| All | All Customers | 12 | Average Weekday | SCE | 1-in-10 | 2024 | 17 | 310.138 | 318.5144 | 35.8354 | 61.2692 | 0
| All | All Customers | 12 | Average Weekday | SCE | 1-in-10 | 2024 | 18 | 301.4919 | 308.643 | 35.8357 | 59.2106 | 0
| All | All Customers | 12 | Average Weekday | SCE | 1-in-10 | 2024 | 19 | 297.9022 | 302.1418 | 35.8107 | 56.9047 | 0
| All | All Customers | 12 | Average Weekday | SCE | 1-in-10 | 2024 | 20 | 304.8777 | 374.8689 | 36.5062 | 55.2939 | 0
| All | All Customers | 12 | Average Weekday | SCE | 1-in-10 | 2024 | 21 | 308.5044 | 313.8965 | 35.8786 | 53.926 | 0
| All | All Customers | 12 | Average Weekday | SCE | 1-in-10 | 2024 | 22 | 460.7942 | 480.1756 | 35.9793 | 52.6599 | 0
| All | All Customers | 12 | Average Weekday | SCE | 1-in-10 | 2024 | 23 | 449.6122 | 466.197 | 35.9826 | 51.5423 | 0
| All | All Customers | 12 | Average Weekday | SCE | 1-in-10 | 2024 | 24 | 461.7218 | 478.3094 | 35.9824 | 50.6378 | 0
| All | All Customers | 12 | Monthly System Peak Day | SCE | 1-in-10 | 2024 | 1 | 412.2902 | 420.838 | 35.9745 | 42.9142 | 0
| All | All Customers | 12 | Monthly System Peak Day | SCE | 1-in-10 | 2024 | 2 | 396.59 | 404.1476 | 35.9686 | 41.9747 | 0
| All | All Customers | 12 | Monthly System Peak Day | SCE | 1-in-10 | 2024 | 3 | 487.9192 | 500.5722 | 35.9679 | 40.9278 | 0
| All | All Customers | 12 | Monthly System Peak Day | SCE | 1-in-10 | 2024 | 4 | 603.0886 | 622.2704 | 35.9672 | 40.057 | 0
| All | All Customers | 12 | Monthly System Peak Day | SCE | 1-in-10 | 2024 | 5 | 598.2026 | 629.6807 | 35.9702 | 39.156 | 0
| All | All Customers | 12 | Monthly System Peak Day | SCE | 1-in-10 | 2024 | 6 | 599.5035 | 639.855 | 35.9753 | 38.165 | 0
| All | All Customers | 12 | Monthly System Peak Day | SCE | 1-in-10 | 2024 | 7 | 607.0504 | 624.259 | 35.9819 | 37.3427 | 0
| All | All Customers | 12 | Monthly System Peak Day | SCE | 1-in-10 | 2024 | 8 | 625.3207 | 641.9711 | 35.99 | 37.5165 | 0
| All | All Customers | 12 | Monthly System Peak Day | SCE | 1-in-10 | 2024 | 9 | 561.246 | 588.5967 | 35.9987 | 38.7112 | 0
| All | All Customers | 12 | Monthly System Peak Day | SCE | 1-in-10 | 2024 | 10 | 537.7172 | 554.5152 | 35.9868 | 42.6329 | 0
| All | All Customers | 12 | Monthly System Peak Day | SCE | 1-in-10 | 2024 | 11 | 523.597 | 534.4273 | 36.0031 | 47.0512 | 0
| All | All Customers | 12 | Monthly System Peak Day | SCE | 1-in-10 | 2024 | 12 | 511.281 | 517.9429 | 36.0194 | 49.8976 | 0
| All | All Customers | 12 | Monthly System Peak Day | SCE | 1-in-10 | 2024 | 13 | 432.6716 | 442.1375 | 36.0297 | 51.2001 | 0
| All | All Customers | 12 | Monthly System Peak Day | SCE | 1-in-10 | 2024 | 14 | 399.1954 | 406.7219 | 36.0179 | 52.4006 | 0
| All | All Customers | 12 | Monthly System Peak Day | SCE | 1-in-10 | 2024 | 15 | 364.0277 | 370.2049 | 35.9934 | 53.432 | 0
| All | All Customers | 12 | Monthly System Peak Day | SCE | 1-in-10 | 2024 | 16 | 323.8915 | 325.1936 | 35.9742 | 53.8276 | 0
| All | All Customers | 12 | Monthly System Peak Day | SCE | 1-in-10 | 2024 | 17 | 310.138 | 318.5144 | 35.8354 | 53.5174 | 0
| All | All Customers | 12 | Monthly System Peak Day | SCE | 1-in-10 | 2024 | 18 | 301.4919 | 308.643 | 35.8357 | 51.7141 | 0
| All | All Customers | 12 | Monthly System Peak Day | SCE | 1-in-10 | 2024 | 19 | 297.9022 | 302.1418 | 35.8107 | 49.5135 | 0
| All | All Customers | 12 | Monthly System Peak Day | SCE | 1-in-10 | 2024 | 20 | 304.8777 | 374.8689 | 36.5062 | 48.193 | 0
| All | All Customers | 12 | Monthly System Peak Day | SCE | 1-in-10 | 2024 | 21 | 308.5044 | 313.8965 | 35.8786 | 46.7799 | 0
| All | All Customers | 12 | Monthly System Peak Day | SCE | 1-in-10 | 2024 | 22 | 460.7942 | 480.1756 | 35.9793 | 45.0996 | 0
| All | All Customers | 12 | Monthly System Peak Day | SCE | 1-in-10 | 2024 | 23 | 449.6122 | 466.197 | 35.9826 | 44.3117 | 0
| All | All Customers | 12 | Monthly System Peak Day | SCE | 1-in-10 | 2024 | 24 | 461.7218 | 478.3094 | 35.9824 | 43.8263 | 0
| All | All Customers | 1 | Average Weekday | SCE | 1-in-10 | 2025 | 1 | 410.6417 | 418.6802 | 36.146 | 49.4499 | 0
| All | All Customers | 1 | Average Weekday | SCE | 1-in-10 | 2025 | 2 | 398.3575 | 406.3581 | 36.1401 | 48.6517 | 0
| All | All Customers | 1 | Average Weekday | SCE | 1-in-10 | 2025 | 3 | 495.2759 | 507.6659 | 36.1394 | 48.0156 | 0
| All | All Customers | 1 | Average Weekday | SCE | 1-in-10 | 2025 | 4 | 607.8958 | 626.6658 | 36.1387 | 47.3298 | 0
| All | All Customers | 1 | Average Weekday | SCE | 1-in-10 | 2025 | 5 | 603.5074 | 634.2589 | 36.1417 | 46.6643 | 0
| All | All Customers | 1 | Average Weekday | SCE | 1-in-10 | 2025 | 6 | 612.6995 | 651.9588 | 36.1466 | 46.0566 | 0
| All | All Customers | 1 | Average Weekday | SCE | 1-in-10 | 2025 | 7 | 627.8671 | 644.5097 | 36.1532 | 45.5653 | 0
| All | All Customers | 1 | Average Weekday | SCE | 1-in-10 | 2025 | 8 | 649.1423 | 665.0616 | 36.1614 | 45.3715 | 0
| All | All Customers | 1 | Average Weekday | SCE | 1-in-10 | 2025 | 9 | 581.3472 | 606.9079 | 36.1702 | 45.9366 | 0
| All | All Customers | 1 | Average Weekday | SCE | 1-in-10 | 2025 | 10 | 567.9836 | 582.7619 | 36.1584 | 48.7274 | 0
| All | All Customers | 1 | Average Weekday | SCE | 1-in-10 | 2025 | 11 | 549.8693 | 559.5793 | 36.1747 | 52.3553 | 0
| All | All Customers | 1 | Average Weekday | SCE | 1-in-10 | 2025 | 12 | 539.8665 | 546.5637 | 36.191 | 55.6424 | 0
| All | All Customers | 1 | Average Weekday | SCE | 1-in-10 | 2025 | 13 | 465.456 | 474.9222 | 36.2013 | 57.9774 | 0
| All | All Customers | 1 | Average Weekday | SCE | 1-in-10 | 2025 | 14 | 427.8289 | 434.7858 | 36.1894 | 59.4872 | 0
| All | All Customers | 1 | Average Weekday | SCE | 1-in-10 | 2025 | 15 | 389.4882 | 395.1361 | 36.1649 | 60.4221 | 0
| All | All Customers | 1 | Average Weekday | SCE | 1-in-10 | 2025 | 16 | 348.1942 | 349.4495 | 36.1457 | 60.7972 | 0
| All | All Customers | 1 | Average Weekday | SCE | 1-in-10 | 2025 | 17 | 333.4257 | 341.7617 | 36.0095 | 60.3811 | 0
| All | All Customers | 1 | Average Weekday | SCE | 1-in-10 | 2025 | 18 | 321.9628 | 329.205 | 36.0097 | 58.9037 | 0
| All | All Customers | 1 | Average Weekday | SCE | 1-in-10 | 2025 | 19 | 310.3935 | 314.6766 | 35.9849 | 56.6145 | 0
| All | All Customers | 1 | Average Weekday | SCE | 1-in-10 | 2025 | 20 | 310.2503 | 379.5421 | 36.675 | 54.9021 | 0
| All | All Customers | 1 | Average Weekday | SCE | 1-in-10 | 2025 | 21 | 302.5446 | 307.7919 | 36.0521 | 53.6195 | 0
| All | All Customers | 1 | Average Weekday | SCE | 1-in-10 | 2025 | 22 | 456.8644 | 476.4337 | 36.1504 | 52.4654 | 0
| All | All Customers | 1 | Average Weekday | SCE | 1-in-10 | 2025 | 23 | 448.9423 | 465.5778 | 36.1539 | 51.3586 | 0
| All | All Customers | 1 | Average Weekday | SCE | 1-in-10 | 2025 | 24 | 465.2177 | 481.0153 | 36.1538 | 50.4441 | 0
| All | All Customers | 1 | Monthly System Peak Day | SCE | 1-in-10 | 2025 | 1 | 410.6417 | 418.6802 | 36.146 | 45.7436 | 0
| All | All Customers | 1 | Monthly System Peak Day | SCE | 1-in-10 | 2025 | 2 | 398.3575 | 406.3581 | 36.1401 | 45.2319 | 0
| All | All Customers | 1 | Monthly System Peak Day | SCE | 1-in-10 | 2025 | 3 | 495.2759 | 507.6659 | 36.1394 | 44.4516 | 0
| All | All Customers | 1 | Monthly System Peak Day | SCE | 1-in-10 | 2025 | 4 | 607.8958 | 626.6658 | 36.1387 | 43.7143 | 0
| All | All Customers | 1 | Monthly System Peak Day | SCE | 1-in-10 | 2025 | 5 | 603.5074 | 634.2589 | 36.1417 | 43.3871 | 0
| All | All Customers | 1 | Monthly System Peak Day | SCE | 1-in-10 | 2025 | 6 | 612.6995 | 651.9588 | 36.1466 | 42.6142 | 0
| All | All Customers | 1 | Monthly System Peak Day | SCE | 1-in-10 | 2025 | 7 | 627.8671 | 644.5097 | 36.1532 | 42.0562 | 0
| All | All Customers | 1 | Monthly System Peak Day | SCE | 1-in-10 | 2025 | 8 | 649.1423 | 665.0616 | 36.1614 | 41.6719 | 0
| All | All Customers | 1 | Monthly System Peak Day | SCE | 1-in-10 | 2025 | 9 | 581.3472 | 606.9079 | 36.1702 | 42.1354 | 0
| All | All Customers | 1 | Monthly System Peak Day | SCE | 1-in-10 | 2025 | 10 | 567.9836 | 582.7619 | 36.1584 | 44.3761 | 0
| All | All Customers | 1 | Monthly System Peak Day | SCE | 1-in-10 | 2025 | 11 | 549.8693 | 559.5793 | 36.1747 | 46.872 | 0
| All | All Customers | 1 | Monthly System Peak Day | SCE | 1-in-10 | 2025 | 12 | 539.8665 | 546.5637 | 36.191 | 48.777 | 0
| All | All Customers | 1 | Monthly System Peak Day | SCE | 1-in-10 | 2025 | 13 | 465.456 | 474.9222 | 36.2013 | 48.9265 | 0
| All | All Customers | 1 | Monthly System Peak Day | SCE | 1-in-10 | 2025 | 14 | 427.8289 | 434.7858 | 36.1894 | 49.3759 | 0
| All | All Customers | 1 | Monthly System Peak Day | SCE | 1-in-10 | 2025 | 15 | 389.4882 | 395.1361 | 36.1649 | 50.0387 | 0
| All | All Customers | 1 | Monthly System Peak Day | SCE | 1-in-10 | 2025 | 16 | 348.1942 | 349.4495 | 36.1457 | 50.9622 | 0
| All | All Customers | 1 | Monthly System Peak Day | SCE | 1-in-10 | 2025 | 17 | 333.4257 | 341.7617 | 36.0095 | 50.472 | 0
| All | All Customers | 1 | Monthly System Peak Day | SCE | 1-in-10 | 2025 | 18 | 321.9628 | 329.205 | 36.0097 | 49.331 | 0
| All | All Customers | 1 | Monthly System Peak Day | SCE | 1-in-10 | 2025 | 19 | 310.3935 | 314.6766 | 35.9849 | 47.7546 | 0
| All | All Customers | 1 | Monthly System Peak Day | SCE | 1-in-10 | 2025 | 20 | 310.2503 | 379.5421 | 36.675 | 46.9384 | 0
| All | All Customers | 1 | Monthly System Peak Day | SCE | 1-in-10 | 2025 | 21 | 302.5446 | 307.7919 | 36.0521 | 46.2621 | 0
| All | All Customers | 1 | Monthly System Peak Day | SCE | 1-in-10 | 2025 | 22 | 456.8644 | 476.4337 | 36.1504 | 45.7461 | 0
| All | All Customers | 1 | Monthly System Peak Day | SCE | 1-in-10 | 2025 | 23 | 448.9423 | 465.5778 | 36.1539 | 45.154 | 0
| All | All Customers | 1 | Monthly System Peak Day | SCE | 1-in-10 | 2025 | 24 | 465.2177 | 481.0153 | 36.1538 | 44.6112 | 0
| All | All Customers | 2 | Average Weekday | SCE | 1-in-10 | 2025 | 1 | 384.5431 | 393.2841 | 36.1874 | 55.0805 | 0
| All | All Customers | 2 | Average Weekday | SCE | 1-in-10 | 2025 | 2 | 370.6951 | 379.4432 | 36.1809 | 54.0194 | 0
| All | All Customers | 2 | Average Weekday | SCE | 1-in-10 | 2025 | 3 | 461.6011 | 475.0863 | 36.1801 | 53.0825 | 0
| All | All Customers | 2 | Average Weekday | SCE | 1-in-10 | 2025 | 4 | 569.3822 | 590.1297 | 36.1795 | 52.0941 | 0
| All | All Customers | 2 | Average Weekday | SCE | 1-in-10 | 2025 | 5 | 569.0671 | 602.0942 | 36.1831 | 51.287 | 0
| All | All Customers | 2 | Average Weekday | SCE | 1-in-10 | 2025 | 6 | 581.3663 | 622.4611 | 36.1891 | 50.69 | 0
| All | All Customers | 2 | Average Weekday | SCE | 1-in-10 | 2025 | 7 | 586.4154 | 603.7458 | 36.1964 | 50.2502 | 0
| All | All Customers | 2 | Average Weekday | SCE | 1-in-10 | 2025 | 8 | 608.6458 | 624.8461 | 36.2046 | 49.9958 | 0
| All | All Customers | 2 | Average Weekday | SCE | 1-in-10 | 2025 | 9 | 558.2441 | 583.7823 | 36.2134 | 51.5858 | 0
| All | All Customers | 2 | Average Weekday | SCE | 1-in-10 | 2025 | 10 | 540.36 | 554.6059 | 36.1998 | 55.5972 | 0
| All | All Customers | 2 | Average Weekday | SCE | 1-in-10 | 2025 | 11 | 526.0905 | 535.9703 | 36.2176 | 60.1351 | 0
| All | All Customers | 2 | Average Weekday | SCE | 1-in-10 | 2025 | 12 | 515.4878 | 522.7692 | 36.2354 | 63.9231 | 0
| All | All Customers | 2 | Average Weekday | SCE | 1-in-10 | 2025 | 13 | 439.1493 | 449.4034 | 36.2468 | 66.5857 | 0
| All | All Customers | 2 | Average Weekday | SCE | 1-in-10 | 2025 | 14 | 398.292 | 405.7255 | 36.234 | 68.3273 | 0
| All | All Customers | 2 | Average Weekday | SCE | 1-in-10 | 2025 | 15 | 352.0769 | 359.2467 | 36.2074 | 69.1954 | 0
| All | All Customers | 2 | Average Weekday | SCE | 1-in-10 | 2025 | 16 | 312.2491 | 314.5408 | 36.1868 | 69.5589 | 0
| All | All Customers | 2 | Average Weekday | SCE | 1-in-10 | 2025 | 17 | 287.0706 | 294.5426 | 36.0232 | 69.0457 | 0
| All | All Customers | 2 | Average Weekday | SCE | 1-in-10 | 2025 | 18 | 275.9013 | 282.3084 | 36.0241 | 67.5196 | 0
| All | All Customers | 2 | Average Weekday | SCE | 1-in-10 | 2025 | 19 | 269.806 | 274.5231 | 35.9852 | 64.591 | 0
| All | All Customers | 2 | Average Weekday | SCE | 1-in-10 | 2025 | 20 | 269.5965 | 336.7273 | 36.776 | 61.9668 | 0
| All | All Customers | 2 | Average Weekday | SCE | 1-in-10 | 2025 | 21 | 263.9127 | 269.2956 | 36.0676 | 60.122 | 0
| All | All Customers | 2 | Average Weekday | SCE | 1-in-10 | 2025 | 22 | 420.0002 | 440.1098 | 36.1935 | 58.5497 | 0
| All | All Customers | 2 | Average Weekday | SCE | 1-in-10 | 2025 | 23 | 414.1864 | 431.5114 | 36.197 | 57.109 | 0
| All | All Customers | 2 | Average Weekday | SCE | 1-in-10 | 2025 | 24 | 432.2133 | 449.0302 | 36.1962 | 55.8763 | 0
| All | All Customers | 2 | Monthly System Peak Day | SCE | 1-in-10 | 2025 | 1 | 384.5431 | 393.2841 | 36.1874 | 65.9778 | 0
| All | All Customers | 2 | Monthly System Peak Day | SCE | 1-in-10 | 2025 | 2 | 370.6951 | 379.4432 | 36.1809 | 64.3204 | 0
| All | All Customers | 2 | Monthly System Peak Day | SCE | 1-in-10 | 2025 | 3 | 461.6011 | 475.0863 | 36.1801 | 63.1008 | 0
| All | All Customers | 2 | Monthly System Peak Day | SCE | 1-in-10 | 2025 | 4 | 569.3822 | 590.1297 | 36.1795 | 61.7665 | 0
| All | All Customers | 2 | Monthly System Peak Day | SCE | 1-in-10 | 2025 | 5 | 569.0671 | 602.0942 | 36.1831 | 60.9263 | 0
| All | All Customers | 2 | Monthly System Peak Day | SCE | 1-in-10 | 2025 | 6 | 581.3663 | 622.4611 | 36.1891 | 59.3934 | 0
| All | All Customers | 2 | Monthly System Peak Day | SCE | 1-in-10 | 2025 | 7 | 586.4154 | 603.7458 | 36.1964 | 59.3915 | 0
| All | All Customers | 2 | Monthly System Peak Day | SCE | 1-in-10 | 2025 | 8 | 608.6458 | 624.8461 | 36.2046 | 58.7706 | 0
| All | All Customers | 2 | Monthly System Peak Day | SCE | 1-in-10 | 2025 | 9 | 558.2441 | 583.7823 | 36.2134 | 60.6815 | 0
| All | All Customers | 2 | Monthly System Peak Day | SCE | 1-in-10 | 2025 | 10 | 540.36 | 554.6059 | 36.1998 | 66.3867 | 0
| All | All Customers | 2 | Monthly System Peak Day | SCE | 1-in-10 | 2025 | 11 | 526.0905 | 535.9703 | 36.2176 | 72.1731 | 0
| All | All Customers | 2 | Monthly System Peak Day | SCE | 1-in-10 | 2025 | 12 | 515.4878 | 522.7692 | 36.2354 | 76.643 | 0
| All | All Customers | 2 | Monthly System Peak Day | SCE | 1-in-10 | 2025 | 13 | 439.1493 | 449.4034 | 36.2468 | 79.9845 | 0
| All | All Customers | 2 | Monthly System Peak Day | SCE | 1-in-10 | 2025 | 14 | 398.292 | 405.7255 | 36.234 | 82.0543 | 0
| All | All Customers | 2 | Monthly System Peak Day | SCE | 1-in-10 | 2025 | 15 | 352.0769 | 359.2467 | 36.2074 | 83.1723 | 0
| All | All Customers | 2 | Monthly System Peak Day | SCE | 1-in-10 | 2025 | 16 | 312.2491 | 314.5408 | 36.1868 | 83.611 | 0
| All | All Customers | 2 | Monthly System Peak Day | SCE | 1-in-10 | 2025 | 17 | 287.0706 | 294.5426 | 36.0232 | 82.9323 | 0
| All | All Customers | 2 | Monthly System Peak Day | SCE | 1-in-10 | 2025 | 18 | 275.9013 | 282.3084 | 36.0241 | 80.757 | 0
| All | All Customers | 2 | Monthly System Peak Day | SCE | 1-in-10 | 2025 | 19 | 269.806 | 274.5231 | 35.9852 | 76.5126 | 0
| All | All Customers | 2 | Monthly System Peak Day | SCE | 1-in-10 | 2025 | 20 | 269.5965 | 336.7273 | 36.776 | 72.6594 | 0
| All | All Customers | 2 | Monthly System Peak Day | SCE | 1-in-10 | 2025 | 21 | 263.9127 | 269.2956 | 36.0676 | 69.6011 | 0
| All | All Customers | 2 | Monthly System Peak Day | SCE | 1-in-10 | 2025 | 22 | 420.0002 | 440.1098 | 36.1935 | 67.5264 | 0
| All | All Customers | 2 | Monthly System Peak Day | SCE | 1-in-10 | 2025 | 23 | 414.1864 | 431.5114 | 36.197 | 65.5967 | 0
| All | All Customers | 2 | Monthly System Peak Day | SCE | 1-in-10 | 2025 | 24 | 432.2133 | 449.0302 | 36.1962 | 63.8301 | 0
| All | All Customers | 3 | Average Weekday | SCE | 1-in-10 | 2025 | 1 | 416.028 | 431.2795 | 36.2567 | 58.38 | 0
| All | All Customers | 3 | Average Weekday | SCE | 1-in-10 | 2025 | 2 | 402.429 | 411.0666 | 36.2072 | 57.2797 | 0
| All | All Customers | 3 | Average Weekday | SCE | 1-in-10 | 2025 | 3 | 507.5534 | 518.8016 | 36.1999 | 56.254 | 0
| All | All Customers | 3 | Average Weekday | SCE | 1-in-10 | 2025 | 4 | 617.3593 | 633.7902 | 36.1837 | 55.3455 | 0
| All | All Customers | 3 | Average Weekday | SCE | 1-in-10 | 2025 | 5 | 599.6871 | 620.2988 | 36.187 | 54.5781 | 0
| All | All Customers | 3 | Average Weekday | SCE | 1-in-10 | 2025 | 6 | 613.6807 | 637.705 | 36.1726 | 53.8867 | 0
| All | All Customers | 3 | Average Weekday | SCE | 1-in-10 | 2025 | 7 | 627.0282 | 643.6107 | 36.1846 | 53.4742 | 0
| All | All Customers | 3 | Average Weekday | SCE | 1-in-10 | 2025 | 8 | 645.2233 | 675.3293 | 36.3157 | 53.4151 | 0
| All | All Customers | 3 | Average Weekday | SCE | 1-in-10 | 2025 | 9 | 588.4655 | 626.7393 | 36.4346 | 54.8301 | 0
| All | All Customers | 3 | Average Weekday | SCE | 1-in-10 | 2025 | 10 | 573.875 | 597.0931 | 36.3261 | 58.3814 | 0
| All | All Customers | 3 | Average Weekday | SCE | 1-in-10 | 2025 | 11 | 549.3411 | 566.7316 | 36.3852 | 62.6904 | 0
| All | All Customers | 3 | Average Weekday | SCE | 1-in-10 | 2025 | 12 | 541.3811 | 552.9189 | 36.444 | 66.6136 | 0
| All | All Customers | 3 | Average Weekday | SCE | 1-in-10 | 2025 | 13 | 446.7365 | 456.0025 | 36.4751 | 69.6765 | 0
| All | All Customers | 3 | Average Weekday | SCE | 1-in-10 | 2025 | 14 | 417.4887 | 423.8167 | 36.429 | 71.7646 | 0
| All | All Customers | 3 | Average Weekday | SCE | 1-in-10 | 2025 | 15 | 372.2437 | 377.5645 | 36.3347 | 73.0134 | 0
| All | All Customers | 3 | Average Weekday | SCE | 1-in-10 | 2025 | 16 | 334.5153 | 336.6338 | 36.2057 | 73.604 | 0
| All | All Customers | 3 | Average Weekday | SCE | 1-in-10 | 2025 | 17 | 321.3514 | 330.4694 | 36.0194 | 73.5115 | 0
| All | All Customers | 3 | Average Weekday | SCE | 1-in-10 | 2025 | 18 | 307.855 | 314.9179 | 36.0328 | 72.5285 | 0
| All | All Customers | 3 | Average Weekday | SCE | 1-in-10 | 2025 | 19 | 300.3565 | 305.2075 | 36.1056 | 70.6931 | 0
| All | All Customers | 3 | Average Weekday | SCE | 1-in-10 | 2025 | 20 | 290.4383 | 294.5 | 35.9845 | 68.0039 | 0
| All | All Customers | 3 | Average Weekday | SCE | 1-in-10 | 2025 | 21 | 276.371 | 280.3272 | 36.0289 | 65.2746 | 0
| All | All Customers | 3 | Average Weekday | SCE | 1-in-10 | 2025 | 22 | 452.0042 | 474.9334 | 36.2079 | 63.4622 | 0
| All | All Customers | 3 | Average Weekday | SCE | 1-in-10 | 2025 | 23 | 450.8807 | 475.1772 | 36.2576 | 62.0728 | 0
| All | All Customers | 3 | Average Weekday | SCE | 1-in-10 | 2025 | 24 | 476.2809 | 509.0219 | 36.3073 | 60.6886 | 0
| All | All Customers | 3 | Monthly System Peak Day | SCE | 1-in-10 | 2025 | 1 | 416.028 | 447.0206 | 35.9164 | 66.5653 | 0
| All | All Customers | 3 | Monthly System Peak Day | SCE | 1-in-10 | 2025 | 2 | 402.429 | 420.9855 | 35.9784 | 64.9122 | 0
| All | All Customers | 3 | Monthly System Peak Day | SCE | 1-in-10 | 2025 | 3 | 507.5534 | 528.9147 | 35.9883 | 63.5178 | 0
| All | All Customers | 3 | Monthly System Peak Day | SCE | 1-in-10 | 2025 | 4 | 617.3593 | 640.6106 | 36.0198 | 62.3191 | 0
| All | All Customers | 3 | Monthly System Peak Day | SCE | 1-in-10 | 2025 | 5 | 599.6871 | 629.4962 | 36.0155 | 61.3609 | 0
| All | All Customers | 3 | Monthly System Peak Day | SCE | 1-in-10 | 2025 | 6 | 613.6807 | 639.6249 | 36.0553 | 60.4826 | 0
| All | All Customers | 3 | Monthly System Peak Day | SCE | 1-in-10 | 2025 | 7 | 627.0282 | 641.398 | 36.0614 | 59.9374 | 0
| All | All Customers | 3 | Monthly System Peak Day | SCE | 1-in-10 | 2025 | 8 | 645.2233 | 694.6491 | 35.88 | 59.4377 | 0
| All | All Customers | 3 | Monthly System Peak Day | SCE | 1-in-10 | 2025 | 9 | 588.4655 | 637.3942 | 35.8667 | 60.7855 | 0
| All | All Customers | 3 | Monthly System Peak Day | SCE | 1-in-10 | 2025 | 10 | 573.875 | 604.8743 | 35.913 | 65.5539 | 0
| All | All Customers | 3 | Monthly System Peak Day | SCE | 1-in-10 | 2025 | 11 | 549.3411 | 579.7656 | 35.9915 | 70.9405 | 0
| All | All Customers | 3 | Monthly System Peak Day | SCE | 1-in-10 | 2025 | 12 | 541.3811 | 565.9942 | 36.1425 | 75.9952 | 0
| All | All Customers | 3 | Monthly System Peak Day | SCE | 1-in-10 | 2025 | 13 | 446.7365 | 460.403 | 36.2909 | 79.8811 | 0
| All | All Customers | 3 | Monthly System Peak Day | SCE | 1-in-10 | 2025 | 14 | 417.4887 | 425.4108 | 36.1617 | 82.2506 | 0
| All | All Customers | 3 | Monthly System Peak Day | SCE | 1-in-10 | 2025 | 15 | 372.2437 | 377.6632 | 35.9804 | 84.2489 | 0
| All | All Customers | 3 | Monthly System Peak Day | SCE | 1-in-10 | 2025 | 16 | 334.5153 | 334.3545 | 35.9927 | 85.09 | 0
| All | All Customers | 3 | Monthly System Peak Day | SCE | 1-in-10 | 2025 | 17 | 321.3514 | 330.6688 | 35.9939 | 85.004 | 0
| All | All Customers | 3 | Monthly System Peak Day | SCE | 1-in-10 | 2025 | 18 | 307.855 | 315.2992 | 35.9772 | 83.7783 | 0
| All | All Customers | 3 | Monthly System Peak Day | SCE | 1-in-10 | 2025 | 19 | 300.3565 | 304.5997 | 37.5171 | 82.3635 | 0
| All | All Customers | 3 | Monthly System Peak Day | SCE | 1-in-10 | 2025 | 20 | 290.4383 | 293.8244 | 35.9845 | 79.8314 | 0
| All | All Customers | 3 | Monthly System Peak Day | SCE | 1-in-10 | 2025 | 21 | 276.371 | 281.1088 | 36.1804 | 75.8165 | 0
| All | All Customers | 3 | Monthly System Peak Day | SCE | 1-in-10 | 2025 | 22 | 452.0042 | 475.3047 | 36.0159 | 72.4978 | 0
| All | All Customers | 3 | Monthly System Peak Day | SCE | 1-in-10 | 2025 | 23 | 450.8807 | 479.743 | 35.9393 | 69.8694 | 0
| All | All Customers | 3 | Monthly System Peak Day | SCE | 1-in-10 | 2025 | 24 | 476.2809 | 529.5987 | 35.8717 | 67.516 | 0
| All | All Customers | 4 | Average Weekday | SCE | 1-in-10 | 2025 | 1 | 385.4694 | 399.8794 | 36.259 | 59.0796 | 0
| All | All Customers | 4 | Average Weekday | SCE | 1-in-10 | 2025 | 2 | 372.9457 | 382.2382 | 36.2099 | 58.0445 | 0
| All | All Customers | 4 | Average Weekday | SCE | 1-in-10 | 2025 | 3 | 473.666 | 485.3649 | 36.2026 | 57.104 | 0
| All | All Customers | 4 | Average Weekday | SCE | 1-in-10 | 2025 | 4 | 575.5037 | 591.4955 | 36.1866 | 56.2242 | 0
| All | All Customers | 4 | Average Weekday | SCE | 1-in-10 | 2025 | 5 | 550.5473 | 569.9597 | 36.1899 | 55.5416 | 0
| All | All Customers | 4 | Average Weekday | SCE | 1-in-10 | 2025 | 6 | 565.0235 | 588.1382 | 36.1757 | 55.0192 | 0
| All | All Customers | 4 | Average Weekday | SCE | 1-in-10 | 2025 | 7 | 579.1103 | 596.2341 | 36.1877 | 54.5621 | 0
| All | All Customers | 4 | Average Weekday | SCE | 1-in-10 | 2025 | 8 | 596.6525 | 624.9819 | 36.318 | 54.5285 | 0
| All | All Customers | 4 | Average Weekday | SCE | 1-in-10 | 2025 | 9 | 531.2966 | 568.6038 | 36.4359 | 56.5092 | 0
| All | All Customers | 4 | Average Weekday | SCE | 1-in-10 | 2025 | 10 | 516.6312 | 540.0941 | 36.3277 | 59.9344 | 0
| All | All Customers | 4 | Average Weekday | SCE | 1-in-10 | 2025 | 11 | 500.9323 | 516.6998 | 36.3863 | 63.4295 | 0
| All | All Customers | 4 | Average Weekday | SCE | 1-in-10 | 2025 | 12 | 493.1861 | 504.7249 | 36.4445 | 66.6923 | 0
| All | All Customers | 4 | Average Weekday | SCE | 1-in-10 | 2025 | 13 | 409.1109 | 418.3306 | 36.4753 | 69.2702 | 0
| All | All Customers | 4 | Average Weekday | SCE | 1-in-10 | 2025 | 14 | 376.4684 | 382.789 | 36.4294 | 71.0818 | 0
| All | All Customers | 4 | Average Weekday | SCE | 1-in-10 | 2025 | 15 | 329.3008 | 334.825 | 36.3358 | 72.3051 | 0
| All | All Customers | 4 | Average Weekday | SCE | 1-in-10 | 2025 | 16 | 288.8282 | 291.0212 | 36.2082 | 73.0385 | 0
| All | All Customers | 4 | Average Weekday | SCE | 1-in-10 | 2025 | 17 | 268.5415 | 276.7293 | 36.0223 | 73.1966 | 0
| All | All Customers | 4 | Average Weekday | SCE | 1-in-10 | 2025 | 18 | 250.7765 | 257.1766 | 36.0352 | 72.438 | 0
| All | All Customers | 4 | Average Weekday | SCE | 1-in-10 | 2025 | 19 | 236.5211 | 241.3497 | 36.1054 | 71.0442 | 0
| All | All Customers | 4 | Average Weekday | SCE | 1-in-10 | 2025 | 20 | 228.8725 | 232.9926 | 35.9846 | 68.8926 | 0
| All | All Customers | 4 | Average Weekday | SCE | 1-in-10 | 2025 | 21 | 236.7751 | 240.8916 | 36.0333 | 65.8957 | 0
| All | All Customers | 4 | Average Weekday | SCE | 1-in-10 | 2025 | 22 | 412.5243 | 435.2104 | 36.2106 | 63.7302 | 0
| All | All Customers | 4 | Average Weekday | SCE | 1-in-10 | 2025 | 23 | 415.0725 | 439.0585 | 36.2605 | 62.1633 | 0
| All | All Customers | 4 | Average Weekday | SCE | 1-in-10 | 2025 | 24 | 442.2657 | 474.3913 | 36.3095 | 60.8017 | 0
| All | All Customers | 4 | Monthly System Peak Day | SCE | 1-in-10 | 2025 | 1 | 385.4694 | 414.0981 | 35.9237 | 70.9902 | 0
| All | All Customers | 4 | Monthly System Peak Day | SCE | 1-in-10 | 2025 | 2 | 372.9457 | 391.8727 | 35.9844 | 69.379 | 0
| All | All Customers | 4 | Monthly System Peak Day | SCE | 1-in-10 | 2025 | 3 | 473.666 | 495.6409 | 35.9941 | 68.4203 | 0
| All | All Customers | 4 | Monthly System Peak Day | SCE | 1-in-10 | 2025 | 4 | 575.5037 | 597.8459 | 36.0251 | 66.7964 | 0
| All | All Customers | 4 | Monthly System Peak Day | SCE | 1-in-10 | 2025 | 5 | 550.5473 | 578.5812 | 36.0209 | 65.7682 | 0
| All | All Customers | 4 | Monthly System Peak Day | SCE | 1-in-10 | 2025 | 6 | 565.0235 | 589.8545 | 36.0601 | 64.6388 | 0
| All | All Customers | 4 | Monthly System Peak Day | SCE | 1-in-10 | 2025 | 7 | 579.1103 | 594.0154 | 36.0662 | 63.6363 | 0
| All | All Customers | 4 | Monthly System Peak Day | SCE | 1-in-10 | 2025 | 8 | 596.6525 | 646.2599 | 35.888 | 63.4386 | 0
| All | All Customers | 4 | Monthly System Peak Day | SCE | 1-in-10 | 2025 | 9 | 531.2966 | 579.1518 | 35.8776 | 66.5964 | 0
| All | All Customers | 4 | Monthly System Peak Day | SCE | 1-in-10 | 2025 | 10 | 516.6312 | 547.4411 | 35.9223 | 72.0203 | 0
| All | All Customers | 4 | Monthly System Peak Day | SCE | 1-in-10 | 2025 | 11 | 500.9323 | 529.1432 | 36.0025 | 76.9067 | 0
| All | All Customers | 4 | Monthly System Peak Day | SCE | 1-in-10 | 2025 | 12 | 493.1861 | 517.6814 | 36.1552 | 81.3869 | 0
| All | All Customers | 4 | Monthly System Peak Day | SCE | 1-in-10 | 2025 | 13 | 409.1109 | 422.8701 | 36.3046 | 84.1754 | 0
| All | All Customers | 4 | Monthly System Peak Day | SCE | 1-in-10 | 2025 | 14 | 376.4684 | 384.3776 | 36.1745 | 85.9194 | 0
| All | All Customers | 4 | Monthly System Peak Day | SCE | 1-in-10 | 2025 | 15 | 329.3008 | 335.1538 | 35.9907 | 87.0781 | 0
| All | All Customers | 4 | Monthly System Peak Day | SCE | 1-in-10 | 2025 | 16 | 288.8282 | 288.7116 | 35.9989 | 87.683 | 0
| All | All Customers | 4 | Monthly System Peak Day | SCE | 1-in-10 | 2025 | 17 | 268.5415 | 276.9391 | 35.9989 | 87.8015 | 0
| All | All Customers | 4 | Monthly System Peak Day | SCE | 1-in-10 | 2025 | 18 | 250.7765 | 257.9155 | 35.9839 | 87.2521 | 0
| All | All Customers | 4 | Monthly System Peak Day | SCE | 1-in-10 | 2025 | 19 | 236.5211 | 240.7868 | 37.5224 | 85.0685 | 0
| All | All Customers | 4 | Monthly System Peak Day | SCE | 1-in-10 | 2025 | 20 | 228.8725 | 232.2978 | 35.9845 | 80.2982 | 0
| All | All Customers | 4 | Monthly System Peak Day | SCE | 1-in-10 | 2025 | 21 | 236.7751 | 241.6794 | 36.18 | 74.8102 | 0
| All | All Customers | 4 | Monthly System Peak Day | SCE | 1-in-10 | 2025 | 22 | 412.5243 | 435.4951 | 36.0207 | 71.6791 | 0
| All | All Customers | 4 | Monthly System Peak Day | SCE | 1-in-10 | 2025 | 23 | 415.0725 | 443.5343 | 35.946 | 69.7278 | 0
| All | All Customers | 4 | Monthly System Peak Day | SCE | 1-in-10 | 2025 | 24 | 442.2657 | 494.696 | 35.8799 | 68.1926 | 0
| All | All Customers | 5 | Average Weekday | SCE | 1-in-10 | 2025 | 1 | 393.3601 | 407.906 | 36.2745 | 62.6645 | 0
| All | All Customers | 5 | Average Weekday | SCE | 1-in-10 | 2025 | 2 | 381.8087 | 389.8294 | 36.2254 | 61.686 | 0
| All | All Customers | 5 | Average Weekday | SCE | 1-in-10 | 2025 | 3 | 485.7195 | 497.6348 | 36.2181 | 60.8176 | 0
| All | All Customers | 5 | Average Weekday | SCE | 1-in-10 | 2025 | 4 | 589.0847 | 605.8983 | 36.2022 | 60.0235 | 0
| All | All Customers | 5 | Average Weekday | SCE | 1-in-10 | 2025 | 5 | 568.1976 | 588.2712 | 36.2056 | 59.4411 | 0
| All | All Customers | 5 | Average Weekday | SCE | 1-in-10 | 2025 | 6 | 577.2281 | 601.6079 | 36.1917 | 58.9528 | 0
| All | All Customers | 5 | Average Weekday | SCE | 1-in-10 | 2025 | 7 | 583.4365 | 600.2938 | 36.2041 | 58.7176 | 0
| All | All Customers | 5 | Average Weekday | SCE | 1-in-10 | 2025 | 8 | 609.1238 | 639.8861 | 36.334 | 59.4845 | 0
| All | All Customers | 5 | Average Weekday | SCE | 1-in-10 | 2025 | 9 | 539.714 | 575.147 | 36.4511 | 61.9999 | 0
| All | All Customers | 5 | Average Weekday | SCE | 1-in-10 | 2025 | 10 | 529.7087 | 553.2191 | 36.3426 | 65.3043 | 0
| All | All Customers | 5 | Average Weekday | SCE | 1-in-10 | 2025 | 11 | 515.0845 | 531.2198 | 36.4009 | 68.3821 | 0
| All | All Customers | 5 | Average Weekday | SCE | 1-in-10 | 2025 | 12 | 502.8688 | 514.1716 | 36.4589 | 71.0609 | 0
| All | All Customers | 5 | Average Weekday | SCE | 1-in-10 | 2025 | 13 | 418.2669 | 427.7971 | 36.4893 | 73.3291 | 0
| All | All Customers | 5 | Average Weekday | SCE | 1-in-10 | 2025 | 14 | 391.8225 | 398.3108 | 36.4432 | 75.0832 | 0
| All | All Customers | 5 | Average Weekday | SCE | 1-in-10 | 2025 | 15 | 349.9899 | 355.4351 | 36.3499 | 76.3265 | 0
| All | All Customers | 5 | Average Weekday | SCE | 1-in-10 | 2025 | 16 | 302.9904 | 305.1209 | 36.2233 | 76.8948 | 0
| All | All Customers | 5 | Average Weekday | SCE | 1-in-10 | 2025 | 17 | 275.8855 | 284.7974 | 36.0289 | 76.9554 | 0
| All | All Customers | 5 | Average Weekday | SCE | 1-in-10 | 2025 | 18 | 262.0341 | 268.8457 | 36.0416 | 76.2265 | 0
| All | All Customers | 5 | Average Weekday | SCE | 1-in-10 | 2025 | 19 | 251.3565 | 256.5772 | 36.1014 | 74.8608 | 0
| All | All Customers | 5 | Average Weekday | SCE | 1-in-10 | 2025 | 20 | 241.0078 | 245.3701 | 35.9846 | 72.769 | 0
| All | All Customers | 5 | Average Weekday | SCE | 1-in-10 | 2025 | 21 | 252.1133 | 256.4583 | 36.0397 | 69.7865 | 0
| All | All Customers | 5 | Average Weekday | SCE | 1-in-10 | 2025 | 22 | 424.6164 | 447.8413 | 36.2271 | 67.0523 | 0
| All | All Customers | 5 | Average Weekday | SCE | 1-in-10 | 2025 | 23 | 433.5157 | 458.2434 | 36.2769 | 65.2221 | 0
| All | All Customers | 5 | Average Weekday | SCE | 1-in-10 | 2025 | 24 | 458.0717 | 490.8453 | 36.3253 | 63.7844 | 0
| All | All Customers | 5 | Monthly System Peak Day | SCE | 1-in-10 | 2025 | 1 | 393.3601 | 422.5226 | 35.9429 | 73.9451 | 0
| All | All Customers | 5 | Monthly System Peak Day | SCE | 1-in-10 | 2025 | 2 | 381.8087 | 398.794 | 36.0023 | 72.4128 | 0
| All | All Customers | 5 | Monthly System Peak Day | SCE | 1-in-10 | 2025 | 3 | 485.7195 | 507.4207 | 36.0118 | 70.8805 | 0
| All | All Customers | 5 | Monthly System Peak Day | SCE | 1-in-10 | 2025 | 4 | 589.0847 | 612.3105 | 36.0423 | 69.4883 | 0
| All | All Customers | 5 | Monthly System Peak Day | SCE | 1-in-10 | 2025 | 5 | 568.1976 | 597.2736 | 36.0383 | 68.5669 | 0
| All | All Customers | 5 | Monthly System Peak Day | SCE | 1-in-10 | 2025 | 6 | 577.2281 | 603.9501 | 36.0771 | 67.5106 | 0
| All | All Customers | 5 | Monthly System Peak Day | SCE | 1-in-10 | 2025 | 7 | 583.4365 | 597.9416 | 36.0836 | 67.139 | 0
| All | All Customers | 5 | Monthly System Peak Day | SCE | 1-in-10 | 2025 | 8 | 609.1238 | 657.3759 | 35.9084 | 67.588 | 0
| All | All Customers | 5 | Monthly System Peak Day | SCE | 1-in-10 | 2025 | 9 | 539.714 | 585.8681 | 35.9008 | 71.9541 | 0
| All | All Customers | 5 | Monthly System Peak Day | SCE | 1-in-10 | 2025 | 10 | 529.7087 | 560.3077 | 35.9435 | 78.4437 | 0
| All | All Customers | 5 | Monthly System Peak Day | SCE | 1-in-10 | 2025 | 11 | 515.0845 | 543.3056 | 36.0257 | 84.4634 | 0
| All | All Customers | 5 | Monthly System Peak Day | SCE | 1-in-10 | 2025 | 12 | 502.8688 | 526.4175 | 36.1803 | 88.5098 | 0
| All | All Customers | 5 | Monthly System Peak Day | SCE | 1-in-10 | 2025 | 13 | 418.2669 | 431.6698 | 36.3306 | 91.3209 | 0
| All | All Customers | 5 | Monthly System Peak Day | SCE | 1-in-10 | 2025 | 14 | 391.8225 | 398.2937 | 36.1992 | 93.0051 | 0
| All | All Customers | 5 | Monthly System Peak Day | SCE | 1-in-10 | 2025 | 15 | 349.9899 | 355.7744 | 36.0123 | 94.2891 | 0
| All | All Customers | 5 | Monthly System Peak Day | SCE | 1-in-10 | 2025 | 16 | 302.9904 | 302.8994 | 36.0167 | 94.3726 | 0
| All | All Customers | 5 | Monthly System Peak Day | SCE | 1-in-10 | 2025 | 17 | 275.8855 | 285.0168 | 36.0068 | 93.9017 | 0
| All | All Customers | 5 | Monthly System Peak Day | SCE | 1-in-10 | 2025 | 18 | 262.0341 | 269.2506 | 35.9932 | 93.1366 | 0
| All | All Customers | 5 | Monthly System Peak Day | SCE | 1-in-10 | 2025 | 19 | 251.3565 | 255.8579 | 37.4818 | 92.0447 | 0
| All | All Customers | 5 | Monthly System Peak Day | SCE | 1-in-10 | 2025 | 20 | 241.0078 | 244.7004 | 35.9846 | 89.5105 | 0
| All | All Customers | 5 | Monthly System Peak Day | SCE | 1-in-10 | 2025 | 21 | 252.1133 | 257.2724 | 36.1811 | 85.6688 | 0
| All | All Customers | 5 | Monthly System Peak Day | SCE | 1-in-10 | 2025 | 22 | 424.6164 | 448.2022 | 36.0383 | 81.9451 | 0
| All | All Customers | 5 | Monthly System Peak Day | SCE | 1-in-10 | 2025 | 23 | 433.5157 | 462.8822 | 35.9653 | 79.3652 | 0
| All | All Customers | 5 | Monthly System Peak Day | SCE | 1-in-10 | 2025 | 24 | 458.0717 | 511.4005 | 35.9002 | 76.6451 | 0
| All | All Customers | 6 | Average Weekday | SCE | 1-in-10 | 2025 | 1 | 380.3852 | 409.0715 | 36.259 | 66.5999 | 0
| All | All Customers | 6 | Average Weekday | SCE | 1-in-10 | 2025 | 2 | 368.2293 | 388.9103 | 36.2618 | 65.9006 | 0
| All | All Customers | 6 | Average Weekday | SCE | 1-in-10 | 2025 | 3 | 463.2163 | 490.0969 | 36.2627 | 65.2662 | 0
| All | All Customers | 6 | Average Weekday | SCE | 1-in-10 | 2025 | 4 | 559.6839 | 588.3159 | 36.2633 | 64.6507 | 0
| All | All Customers | 6 | Average Weekday | SCE | 1-in-10 | 2025 | 5 | 538.5064 | 578.5664 | 36.258 | 64.1746 | 0
| All | All Customers | 6 | Average Weekday | SCE | 1-in-10 | 2025 | 6 | 562.2154 | 608.4239 | 36.2482 | 63.7832 | 0
| All | All Customers | 6 | Average Weekday | SCE | 1-in-10 | 2025 | 7 | 575.7812 | 600.9249 | 36.2158 | 63.476 | 0
| All | All Customers | 6 | Average Weekday | SCE | 1-in-10 | 2025 | 8 | 595.2765 | 624.5977 | 36.2693 | 64.0318 | 0
| All | All Customers | 6 | Average Weekday | SCE | 1-in-10 | 2025 | 9 | 550.4971 | 571.0389 | 36.2904 | 65.9714 | 0
| All | All Customers | 6 | Average Weekday | SCE | 1-in-10 | 2025 | 10 | 536.9254 | 551.0593 | 36.2746 | 68.8032 | 0
| All | All Customers | 6 | Average Weekday | SCE | 1-in-10 | 2025 | 11 | 514.4905 | 526.8851 | 36.3036 | 72.0084 | 0
| All | All Customers | 6 | Average Weekday | SCE | 1-in-10 | 2025 | 12 | 505.2053 | 519.8052 | 36.3359 | 75.1083 | 0
| All | All Customers | 6 | Average Weekday | SCE | 1-in-10 | 2025 | 13 | 421.0423 | 440.4835 | 36.347 | 77.5187 | 0
| All | All Customers | 6 | Average Weekday | SCE | 1-in-10 | 2025 | 14 | 391.6913 | 408.0636 | 36.3179 | 79.3071 | 0
| All | All Customers | 6 | Average Weekday | SCE | 1-in-10 | 2025 | 15 | 340.0534 | 354.5515 | 36.252 | 80.4926 | 0
| All | All Customers | 6 | Average Weekday | SCE | 1-in-10 | 2025 | 16 | 297.7942 | 300.7406 | 36.2002 | 81.1097 | 0
| All | All Customers | 6 | Average Weekday | SCE | 1-in-10 | 2025 | 17 | 275.4435 | 284.7128 | 36.4871 | 81.0308 | 0
| All | All Customers | 6 | Average Weekday | SCE | 1-in-10 | 2025 | 18 | 253.5889 | 268.5692 | 36.5088 | 80.1832 | 0
| All | All Customers | 6 | Average Weekday | SCE | 1-in-10 | 2025 | 19 | 238.0487 | 260.9892 | 39.0617 | 78.7527 | 0
| All | All Customers | 6 | Average Weekday | SCE | 1-in-10 | 2025 | 20 | 224.2885 | 243.8624 | 36.4591 | 76.6583 | 0
| All | All Customers | 6 | Average Weekday | SCE | 1-in-10 | 2025 | 21 | 241.2465 | 257.2421 | 36.7292 | 73.7764 | 0
| All | All Customers | 6 | Average Weekday | SCE | 1-in-10 | 2025 | 22 | 399.1854 | 432.7296 | 36.3271 | 70.7793 | 0
| All | All Customers | 6 | Average Weekday | SCE | 1-in-10 | 2025 | 23 | 426.6121 | 460.6229 | 36.2888 | 68.9101 | 0
| All | All Customers | 6 | Average Weekday | SCE | 1-in-10 | 2025 | 24 | 452.7414 | 494.3372 | 36.2705 | 67.6558 | 0
| All | All Customers | 6 | Monthly System Peak Day | SCE | 1-in-10 | 2025 | 1 | 380.3852 | 373.0491 | 44.2077 | 75.4051 | 0
| All | All Customers | 6 | Monthly System Peak Day | SCE | 1-in-10 | 2025 | 2 | 368.2293 | 344.0866 | 44.2185 | 73.8369 | 0
| All | All Customers | 6 | Monthly System Peak Day | SCE | 1-in-10 | 2025 | 3 | 463.2163 | 417.1221 | 44.2232 | 72.5346 | 0
| All | All Customers | 6 | Monthly System Peak Day | SCE | 1-in-10 | 2025 | 4 | 559.6839 | 483.7738 | 44.227 | 71.6674 | 0
| All | All Customers | 6 | Monthly System Peak Day | SCE | 1-in-10 | 2025 | 5 | 538.5064 | 479.7356 | 44.2219 | 70.5974 | 0
| All | All Customers | 6 | Monthly System Peak Day | SCE | 1-in-10 | 2025 | 6 | 562.2154 | 515.4844 | 44.2161 | 69.5882 | 0
| All | All Customers | 6 | Monthly System Peak Day | SCE | 1-in-10 | 2025 | 7 | 575.7812 | 517.4237 | 44.1382 | 68.8808 | 0
| All | All Customers | 6 | Monthly System Peak Day | SCE | 1-in-10 | 2025 | 8 | 595.2765 | 547.08 | 44.1961 | 69.9624 | 0
| All | All Customers | 6 | Monthly System Peak Day | SCE | 1-in-10 | 2025 | 9 | 550.4971 | 524.5204 | 44.1645 | 73.8157 | 0
| All | All Customers | 6 | Monthly System Peak Day | SCE | 1-in-10 | 2025 | 10 | 536.9254 | 501.876 | 44.1153 | 79.7156 | 0
| All | All Customers | 6 | Monthly System Peak Day | SCE | 1-in-10 | 2025 | 11 | 514.4905 | 478.5977 | 44.1043 | 84.7645 | 0
| All | All Customers | 6 | Monthly System Peak Day | SCE | 1-in-10 | 2025 | 12 | 505.2053 | 469.5077 | 44.1213 | 88.6352 | 0
| All | All Customers | 6 | Monthly System Peak Day | SCE | 1-in-10 | 2025 | 13 | 421.0423 | 402.5498 | 44.1045 | 90.0843 | 0
| All | All Customers | 6 | Monthly System Peak Day | SCE | 1-in-10 | 2025 | 14 | 391.6913 | 375.397 | 44.1219 | 91.5486 | 0
| All | All Customers | 6 | Monthly System Peak Day | SCE | 1-in-10 | 2025 | 15 | 340.0534 | 327.9018 | 44.1093 | 92.6549 | 0
| All | All Customers | 6 | Monthly System Peak Day | SCE | 1-in-10 | 2025 | 16 | 297.7942 | 272.9026 | 44.054 | 93.9585 | 0
| All | All Customers | 6 | Monthly System Peak Day | SCE | 1-in-10 | 2025 | 17 | 275.4435 | 286.2354 | 44.0653 | 94.554 | 0
| All | All Customers | 6 | Monthly System Peak Day | SCE | 1-in-10 | 2025 | 18 | 253.5889 | 278.1698 | 44.1989 | 94.2108 | 0
| All | All Customers | 6 | Monthly System Peak Day | SCE | 1-in-10 | 2025 | 19 | 238.0487 | 232.1557 | 44.1572 | 92.0967 | 0
| All | All Customers | 6 | Monthly System Peak Day | SCE | 1-in-10 | 2025 | 20 | 224.2885 | 228.4648 | 43.1677 | 87.8718 | 0
| All | All Customers | 6 | Monthly System Peak Day | SCE | 1-in-10 | 2025 | 21 | 241.2465 | 225.5163 | 45.1472 | 83.139 | 0
| All | All Customers | 6 | Monthly System Peak Day | SCE | 1-in-10 | 2025 | 22 | 399.1854 | 378.9751 | 44.4636 | 78.8213 | 0
| All | All Customers | 6 | Monthly System Peak Day | SCE | 1-in-10 | 2025 | 23 | 426.6121 | 394.7223 | 44.3089 | 75.3496 | 0
| All | All Customers | 6 | Monthly System Peak Day | SCE | 1-in-10 | 2025 | 24 | 452.7414 | 429.9267 | 44.2328 | 73.2752 | 0
| All | All Customers | 7 | Average Weekday | SCE | 1-in-10 | 2025 | 1 | 381.4026 | 408.9073 | 39.0194 | 72.1536 | 0
| All | All Customers | 7 | Average Weekday | SCE | 1-in-10 | 2025 | 2 | 379.5472 | 398.2922 | 39.015 | 71.4201 | 0
| All | All Customers | 7 | Average Weekday | SCE | 1-in-10 | 2025 | 3 | 466.1622 | 491.8482 | 39.0138 | 70.7709 | 0
| All | All Customers | 7 | Average Weekday | SCE | 1-in-10 | 2025 | 4 | 563.4542 | 593.4343 | 39.0116 | 70.2504 | 0
| All | All Customers | 7 | Average Weekday | SCE | 1-in-10 | 2025 | 5 | 545.5762 | 586.0831 | 39.0092 | 69.8041 | 0
| All | All Customers | 7 | Average Weekday | SCE | 1-in-10 | 2025 | 6 | 553.8898 | 598.0684 | 39.0027 | 69.4399 | 0
| All | All Customers | 7 | Average Weekday | SCE | 1-in-10 | 2025 | 7 | 559.5543 | 581.748 | 39.0029 | 69.2407 | 0
| All | All Customers | 7 | Average Weekday | SCE | 1-in-10 | 2025 | 8 | 576.4366 | 605.7856 | 39.0338 | 69.7054 | 0
| All | All Customers | 7 | Average Weekday | SCE | 1-in-10 | 2025 | 9 | 521.2725 | 541.2105 | 39.0668 | 71.9118 | 0
| All | All Customers | 7 | Average Weekday | SCE | 1-in-10 | 2025 | 10 | 510.0295 | 522.9668 | 39.0657 | 74.9215 | 0
| All | All Customers | 7 | Average Weekday | SCE | 1-in-10 | 2025 | 11 | 492.8754 | 504.7277 | 39.1011 | 78.3302 | 0
| All | All Customers | 7 | Average Weekday | SCE | 1-in-10 | 2025 | 12 | 484.8551 | 499.9363 | 39.1355 | 81.5124 | 0
| All | All Customers | 7 | Average Weekday | SCE | 1-in-10 | 2025 | 13 | 399.4478 | 417.2368 | 39.1511 | 83.9403 | 0
| All | All Customers | 7 | Average Weekday | SCE | 1-in-10 | 2025 | 14 | 373.6019 | 388.9778 | 39.1197 | 85.7186 | 0
| All | All Customers | 7 | Average Weekday | SCE | 1-in-10 | 2025 | 15 | 327.976 | 342.0944 | 39.0609 | 86.8585 | 0
| All | All Customers | 7 | Average Weekday | SCE | 1-in-10 | 2025 | 16 | 280.736 | 281.5696 | 39.0184 | 87.4293 | 0
| All | All Customers | 7 | Average Weekday | SCE | 1-in-10 | 2025 | 17 | 262.2129 | 270.182 | 39.4234 | 87.3156 | 0
| All | All Customers | 7 | Average Weekday | SCE | 1-in-10 | 2025 | 18 | 248.6048 | 260.9315 | 39.4461 | 86.4657 | 0
| All | All Customers | 7 | Average Weekday | SCE | 1-in-10 | 2025 | 19 | 234.9061 | 256.2534 | 40.0544 | 84.9536 | 0
| All | All Customers | 7 | Average Weekday | SCE | 1-in-10 | 2025 | 20 | 229.3813 | 244.7234 | 38.9811 | 82.593 | 0
| All | All Customers | 7 | Average Weekday | SCE | 1-in-10 | 2025 | 21 | 250.18 | 262.5223 | 39.4555 | 79.4531 | 0
| All | All Customers | 7 | Average Weekday | SCE | 1-in-10 | 2025 | 22 | 407.4402 | 442.91 | 38.9943 | 76.411 | 0
| All | All Customers | 7 | Average Weekday | SCE | 1-in-10 | 2025 | 23 | 425.9873 | 456.4439 | 39.0064 | 74.6466 | 0
| All | All Customers | 7 | Average Weekday | SCE | 1-in-10 | 2025 | 24 | 447.7395 | 486.8147 | 39.0226 | 73.4889 | 0
| All | All Customers | 7 | Monthly System Peak Day | SCE | 1-in-10 | 2025 | 1 | 381.4026 | 373.6913 | 39.032 | 76.6189 | 0
| All | All Customers | 7 | Monthly System Peak Day | SCE | 1-in-10 | 2025 | 2 | 379.5472 | 352.6351 | 39.0167 | 74.6004 | 0
| All | All Customers | 7 | Monthly System Peak Day | SCE | 1-in-10 | 2025 | 3 | 466.1622 | 416.447 | 39.0152 | 72.9919 | 0
| All | All Customers | 7 | Monthly System Peak Day | SCE | 1-in-10 | 2025 | 4 | 563.4542 | 489.1135 | 39.0118 | 72.0862 | 0
| All | All Customers | 7 | Monthly System Peak Day | SCE | 1-in-10 | 2025 | 5 | 545.5762 | 488.4483 | 39.02 | 71.2435 | 0
| All | All Customers | 7 | Monthly System Peak Day | SCE | 1-in-10 | 2025 | 6 | 553.8898 | 512.3599 | 39.0344 | 70.5634 | 0
| All | All Customers | 7 | Monthly System Peak Day | SCE | 1-in-10 | 2025 | 7 | 559.5543 | 504.3147 | 39.0833 | 70.104 | 0
| All | All Customers | 7 | Monthly System Peak Day | SCE | 1-in-10 | 2025 | 8 | 576.4366 | 534.2092 | 39.0506 | 71.0143 | 0
| All | All Customers | 7 | Monthly System Peak Day | SCE | 1-in-10 | 2025 | 9 | 521.2725 | 495.0991 | 39.0537 | 74.6355 | 0
| All | All Customers | 7 | Monthly System Peak Day | SCE | 1-in-10 | 2025 | 10 | 510.0295 | 473.5231 | 39.0446 | 79.9531 | 0
| All | All Customers | 7 | Monthly System Peak Day | SCE | 1-in-10 | 2025 | 11 | 492.8754 | 457.5615 | 39.0547 | 86.1582 | 0
| All | All Customers | 7 | Monthly System Peak Day | SCE | 1-in-10 | 2025 | 12 | 484.8551 | 450.0339 | 39.0656 | 91.0408 | 0
| All | All Customers | 7 | Monthly System Peak Day | SCE | 1-in-10 | 2025 | 13 | 399.4478 | 382.4334 | 39.0777 | 94.9224 | 0
| All | All Customers | 7 | Monthly System Peak Day | SCE | 1-in-10 | 2025 | 14 | 373.6019 | 358.2604 | 39.0721 | 98.2194 | 0
| All | All Customers | 7 | Monthly System Peak Day | SCE | 1-in-10 | 2025 | 15 | 327.976 | 316.938 | 39.0891 | 101.1878 | 0
| All | All Customers | 7 | Monthly System Peak Day | SCE | 1-in-10 | 2025 | 16 | 280.736 | 255.7441 | 39.0875 | 102.4459 | 0
| All | All Customers | 7 | Monthly System Peak Day | SCE | 1-in-10 | 2025 | 17 | 262.2129 | 272.8898 | 38.9648 | 102.6143 | 0
| All | All Customers | 7 | Monthly System Peak Day | SCE | 1-in-10 | 2025 | 18 | 248.6048 | 271.3394 | 39.0545 | 101.7765 | 0
| All | All Customers | 7 | Monthly System Peak Day | SCE | 1-in-10 | 2025 | 19 | 234.9061 | 230.8104 | 38.6419 | 100.3296 | 0
| All | All Customers | 7 | Monthly System Peak Day | SCE | 1-in-10 | 2025 | 20 | 229.3813 | 252.3574 | 38.4095 | 98.0092 | 0
| All | All Customers | 7 | Monthly System Peak Day | SCE | 1-in-10 | 2025 | 21 | 250.18 | 236.0508 | 39.6081 | 95.0561 | 0
| All | All Customers | 7 | Monthly System Peak Day | SCE | 1-in-10 | 2025 | 22 | 407.4402 | 393.094 | 39.1407 | 90.5035 | 0
| All | All Customers | 7 | Monthly System Peak Day | SCE | 1-in-10 | 2025 | 23 | 425.9873 | 393.5247 | 39.0467 | 86.7318 | 0
| All | All Customers | 7 | Monthly System Peak Day | SCE | 1-in-10 | 2025 | 24 | 447.7395 | 424.0726 | 39.0401 | 84.5567 | 0
| All | All Customers | 8 | Average Weekday | SCE | 1-in-10 | 2025 | 1 | 402.2427 | 433.5493 | 36.4701 | 72.6068 | 0
| All | All Customers | 8 | Average Weekday | SCE | 1-in-10 | 2025 | 2 | 388.5118 | 410.7691 | 36.4653 | 71.8296 | 0
| All | All Customers | 8 | Average Weekday | SCE | 1-in-10 | 2025 | 3 | 471.5214 | 497.4923 | 36.4638 | 71.1403 | 0
| All | All Customers | 8 | Average Weekday | SCE | 1-in-10 | 2025 | 4 | 575.3694 | 606.2529 | 36.4608 | 70.5184 | 0
| All | All Customers | 8 | Average Weekday | SCE | 1-in-10 | 2025 | 5 | 550.4406 | 592.0685 | 36.4582 | 69.99 | 0
| All | All Customers | 8 | Average Weekday | SCE | 1-in-10 | 2025 | 6 | 563.0746 | 610.7337 | 36.4509 | 69.5317 | 0
| All | All Customers | 8 | Average Weekday | SCE | 1-in-10 | 2025 | 7 | 577.1658 | 604.5524 | 36.4571 | 69.1876 | 0
| All | All Customers | 8 | Average Weekday | SCE | 1-in-10 | 2025 | 8 | 587.3727 | 619.9255 | 36.4859 | 69.1728 | 0
| All | All Customers | 8 | Average Weekday | SCE | 1-in-10 | 2025 | 9 | 527.1525 | 548.0845 | 36.5209 | 70.9235 | 0
| All | All Customers | 8 | Average Weekday | SCE | 1-in-10 | 2025 | 10 | 518.0616 | 531.9779 | 36.5252 | 74.0742 | 0
| All | All Customers | 8 | Average Weekday | SCE | 1-in-10 | 2025 | 11 | 497.1756 | 510.0204 | 36.5585 | 77.6797 | 0
| All | All Customers | 8 | Average Weekday | SCE | 1-in-10 | 2025 | 12 | 486.2434 | 502.5447 | 36.5874 | 81.1953 | 0
| All | All Customers | 8 | Average Weekday | SCE | 1-in-10 | 2025 | 13 | 409.783 | 429.864 | 36.6026 | 83.7705 | 0
| All | All Customers | 8 | Average Weekday | SCE | 1-in-10 | 2025 | 14 | 381.5213 | 398.3476 | 36.5723 | 85.693 | 0
| All | All Customers | 8 | Average Weekday | SCE | 1-in-10 | 2025 | 15 | 336.0844 | 351.1603 | 36.5185 | 86.942 | 0
| All | All Customers | 8 | Average Weekday | SCE | 1-in-10 | 2025 | 16 | 289.6683 | 293.6993 | 36.4805 | 87.2203 | 0
| All | All Customers | 8 | Average Weekday | SCE | 1-in-10 | 2025 | 17 | 272.5002 | 279.8493 | 36.8432 | 86.9576 | 0
| All | All Customers | 8 | Average Weekday | SCE | 1-in-10 | 2025 | 18 | 249.4187 | 263.4181 | 36.8994 | 86.0129 | 0
| All | All Customers | 8 | Average Weekday | SCE | 1-in-10 | 2025 | 19 | 236.0652 | 259.7067 | 37.7798 | 84.3796 | 0
| All | All Customers | 8 | Average Weekday | SCE | 1-in-10 | 2025 | 20 | 236.106 | 255.5155 | 36.6628 | 81.871 | 0
| All | All Customers | 8 | Average Weekday | SCE | 1-in-10 | 2025 | 21 | 260.8545 | 276.6231 | 37.0356 | 78.5248 | 0
| All | All Customers | 8 | Average Weekday | SCE | 1-in-10 | 2025 | 22 | 420.6976 | 453.0689 | 36.4342 | 75.9562 | 0
| All | All Customers | 8 | Average Weekday | SCE | 1-in-10 | 2025 | 23 | 443.0329 | 478.4962 | 36.4465 | 74.5365 | 0
| All | All Customers | 8 | Average Weekday | SCE | 1-in-10 | 2025 | 24 | 468.3707 | 511.2843 | 36.4703 | 73.5145 | 0
| All | All Customers | 8 | Monthly System Peak Day | SCE | 1-in-10 | 2025 | 1 | 402.2427 | 394.534 | 30.9828 | 77.7831 | 0
| All | All Customers | 8 | Monthly System Peak Day | SCE | 1-in-10 | 2025 | 2 | 388.5118 | 363.6591 | 30.9668 | 76.6546 | 0
| All | All Customers | 8 | Monthly System Peak Day | SCE | 1-in-10 | 2025 | 3 | 471.5214 | 427.8159 | 30.9657 | 75.7126 | 0
| All | All Customers | 8 | Monthly System Peak Day | SCE | 1-in-10 | 2025 | 4 | 575.3694 | 503.8476 | 30.9628 | 74.5451 | 0
| All | All Customers | 8 | Monthly System Peak Day | SCE | 1-in-10 | 2025 | 5 | 550.4406 | 497.083 | 30.9714 | 73.6349 | 0
| All | All Customers | 8 | Monthly System Peak Day | SCE | 1-in-10 | 2025 | 6 | 563.0746 | 519.9427 | 30.988 | 72.9151 | 0
| All | All Customers | 8 | Monthly System Peak Day | SCE | 1-in-10 | 2025 | 7 | 577.1658 | 522.6627 | 31.0341 | 72.1284 | 0
| All | All Customers | 8 | Monthly System Peak Day | SCE | 1-in-10 | 2025 | 8 | 587.3727 | 543.6586 | 31.0007 | 72.009 | 0
| All | All Customers | 8 | Monthly System Peak Day | SCE | 1-in-10 | 2025 | 9 | 527.1525 | 502.9068 | 31.0021 | 74.4355 | 0
| All | All Customers | 8 | Monthly System Peak Day | SCE | 1-in-10 | 2025 | 10 | 518.0616 | 483.3143 | 30.9862 | 79.3051 | 0
| All | All Customers | 8 | Monthly System Peak Day | SCE | 1-in-10 | 2025 | 11 | 497.1756 | 461.2733 | 30.999 | 84.8269 | 0
| All | All Customers | 8 | Monthly System Peak Day | SCE | 1-in-10 | 2025 | 12 | 486.2434 | 450.3678 | 31.0173 | 88.5418 | 0
| All | All Customers | 8 | Monthly System Peak Day | SCE | 1-in-10 | 2025 | 13 | 409.783 | 393.5292 | 31.0316 | 90.152 | 0
| All | All Customers | 8 | Monthly System Peak Day | SCE | 1-in-10 | 2025 | 14 | 381.5213 | 367.4305 | 31.0262 | 91.8194 | 0
| All | All Customers | 8 | Monthly System Peak Day | SCE | 1-in-10 | 2025 | 15 | 336.0844 | 326.3831 | 31.0419 | 93.4898 | 0
| All | All Customers | 8 | Monthly System Peak Day | SCE | 1-in-10 | 2025 | 16 | 289.6683 | 268.2022 | 31.0309 | 95.0265 | 0
| All | All Customers | 8 | Monthly System Peak Day | SCE | 1-in-10 | 2025 | 17 | 272.5002 | 282.2718 | 30.8516 | 95.0296 | 0
| All | All Customers | 8 | Monthly System Peak Day | SCE | 1-in-10 | 2025 | 18 | 249.4187 | 274.1872 | 30.943 | 94.4276 | 0
| All | All Customers | 8 | Monthly System Peak Day | SCE | 1-in-10 | 2025 | 19 | 236.0652 | 233.7379 | 30.6031 | 93.0592 | 0
| All | All Customers | 8 | Monthly System Peak Day | SCE | 1-in-10 | 2025 | 20 | 236.106 | 226.9653 | 30.4608 | 90.1265 | 0
| All | All Customers | 8 | Monthly System Peak Day | SCE | 1-in-10 | 2025 | 21 | 260.8545 | 241.0069 | 31.7262 | 86.6699 | 0
| All | All Customers | 8 | Monthly System Peak Day | SCE | 1-in-10 | 2025 | 22 | 420.6976 | 395.6596 | 31.1358 | 83.5782 | 0
| All | All Customers | 8 | Monthly System Peak Day | SCE | 1-in-10 | 2025 | 23 | 443.0329 | 416.9585 | 31.0147 | 81.1289 | 0
| All | All Customers | 8 | Monthly System Peak Day | SCE | 1-in-10 | 2025 | 24 | 468.3707 | 448.7774 | 30.9953 | 79.7864 | 0
| All | All Customers | 8 | Typical Event Day | SCE | 1-in-10 | 2025 | 1 | 402.2427 | 394.534 | 30.9828 | 76.727 | 0
| All | All Customers | 8 | Typical Event Day | SCE | 1-in-10 | 2025 | 2 | 388.5118 | 363.6591 | 30.9668 | 75.2909 | 0
| All | All Customers | 8 | Typical Event Day | SCE | 1-in-10 | 2025 | 3 | 471.5214 | 427.8159 | 30.9657 | 74.0474 | 0
| All | All Customers | 8 | Typical Event Day | SCE | 1-in-10 | 2025 | 4 | 575.3694 | 503.8476 | 30.9628 | 73.2366 | 0
| All | All Customers | 8 | Typical Event Day | SCE | 1-in-10 | 2025 | 5 | 550.4406 | 497.083 | 30.9714 | 72.4408 | 0
| All | All Customers | 8 | Typical Event Day | SCE | 1-in-10 | 2025 | 6 | 563.0746 | 519.9427 | 30.988 | 71.7529 | 0
| All | All Customers | 8 | Typical Event Day | SCE | 1-in-10 | 2025 | 7 | 577.1658 | 522.6627 | 31.0341 | 71.2031 | 0
| All | All Customers | 8 | Typical Event Day | SCE | 1-in-10 | 2025 | 8 | 587.3727 | 543.6586 | 31.0007 | 71.67 | 0
| All | All Customers | 8 | Typical Event Day | SCE | 1-in-10 | 2025 | 9 | 527.1525 | 502.9068 | 31.0021 | 74.6167 | 0
| All | All Customers | 8 | Typical Event Day | SCE | 1-in-10 | 2025 | 10 | 518.0616 | 483.3143 | 30.9862 | 79.6274 | 0
| All | All Customers | 8 | Typical Event Day | SCE | 1-in-10 | 2025 | 11 | 497.1756 | 461.2733 | 30.999 | 85.1114 | 0
| All | All Customers | 8 | Typical Event Day | SCE | 1-in-10 | 2025 | 12 | 486.2434 | 450.3678 | 31.0173 | 89.3543 | 0
| All | All Customers | 8 | Typical Event Day | SCE | 1-in-10 | 2025 | 13 | 409.783 | 393.5292 | 31.0316 | 92.0168 | 0
| All | All Customers | 8 | Typical Event Day | SCE | 1-in-10 | 2025 | 14 | 381.5213 | 367.4305 | 31.0262 | 94.2696 | 0
| All | All Customers | 8 | Typical Event Day | SCE | 1-in-10 | 2025 | 15 | 336.0844 | 326.3831 | 31.0419 | 96.0719 | 0
| All | All Customers | 8 | Typical Event Day | SCE | 1-in-10 | 2025 | 16 | 289.6683 | 268.2022 | 31.0309 | 97.2345 | 0
| All | All Customers | 8 | Typical Event Day | SCE | 1-in-10 | 2025 | 17 | 272.5002 | 282.2718 | 30.8516 | 97.4936 | 0
| All | All Customers | 8 | Typical Event Day | SCE | 1-in-10 | 2025 | 18 | 249.4187 | 274.1872 | 30.943 | 96.7511 | 0
| All | All Customers | 8 | Typical Event Day | SCE | 1-in-10 | 2025 | 19 | 236.0652 | 233.7379 | 30.6031 | 94.9061 | 0
| All | All Customers | 8 | Typical Event Day | SCE | 1-in-10 | 2025 | 20 | 236.106 | 226.9653 | 30.4608 | 91.7564 | 0
| All | All Customers | 8 | Typical Event Day | SCE | 1-in-10 | 2025 | 21 | 260.8545 | 241.0069 | 31.7262 | 88.1027 | 0
| All | All Customers | 8 | Typical Event Day | SCE | 1-in-10 | 2025 | 22 | 420.6976 | 395.6596 | 31.1358 | 84.7386 | 0
| All | All Customers | 8 | Typical Event Day | SCE | 1-in-10 | 2025 | 23 | 443.0329 | 416.9585 | 31.0147 | 82.0232 | 0
| All | All Customers | 8 | Typical Event Day | SCE | 1-in-10 | 2025 | 24 | 468.3707 | 448.7774 | 30.9953 | 80.268 | 0
| All | All Customers | 9 | Average Weekday | SCE | 1-in-10 | 2025 | 1 | 370.9716 | 392.1626 | 39.1624 | 71.6865 | 0
| All | All Customers | 9 | Average Weekday | SCE | 1-in-10 | 2025 | 2 | 367.5192 | 378.3419 | 39.1575 | 70.7796 | 0
| All | All Customers | 9 | Average Weekday | SCE | 1-in-10 | 2025 | 3 | 464.5834 | 471.5916 | 39.156 | 69.9662 | 0
| All | All Customers | 9 | Average Weekday | SCE | 1-in-10 | 2025 | 4 | 571.0808 | 581.8135 | 39.1551 | 69.2514 | 0
| All | All Customers | 9 | Average Weekday | SCE | 1-in-10 | 2025 | 5 | 535.0168 | 553.0443 | 39.1524 | 68.63 | 0
| All | All Customers | 9 | Average Weekday | SCE | 1-in-10 | 2025 | 6 | 536.2809 | 565.0703 | 39.1465 | 68.1028 | 0
| All | All Customers | 9 | Average Weekday | SCE | 1-in-10 | 2025 | 7 | 561.611 | 580.4635 | 39.1373 | 67.6712 | 0
| All | All Customers | 9 | Average Weekday | SCE | 1-in-10 | 2025 | 8 | 560.9644 | 577.7397 | 39.1714 | 67.4139 | 0
| All | All Customers | 9 | Average Weekday | SCE | 1-in-10 | 2025 | 9 | 499.3721 | 516.0759 | 39.2062 | 68.8038 | 0
| All | All Customers | 9 | Average Weekday | SCE | 1-in-10 | 2025 | 10 | 496.8052 | 506.1395 | 39.203 | 71.9381 | 0
| All | All Customers | 9 | Average Weekday | SCE | 1-in-10 | 2025 | 11 | 479.6886 | 488.3084 | 39.2455 | 75.5259 | 0
| All | All Customers | 9 | Average Weekday | SCE | 1-in-10 | 2025 | 12 | 470.615 | 479.7054 | 39.2888 | 78.9902 | 0
| All | All Customers | 9 | Average Weekday | SCE | 1-in-10 | 2025 | 13 | 404.4795 | 415.1469 | 39.3076 | 81.7014 | 0
| All | All Customers | 9 | Average Weekday | SCE | 1-in-10 | 2025 | 14 | 372.5764 | 382.6396 | 39.273 | 83.6224 | 0
| All | All Customers | 9 | Average Weekday | SCE | 1-in-10 | 2025 | 15 | 333.7586 | 343.5818 | 39.2028 | 84.909 | 0
| All | All Customers | 9 | Average Weekday | SCE | 1-in-10 | 2025 | 16 | 302.8461 | 302.2027 | 39.1523 | 85.3183 | 0
| All | All Customers | 9 | Average Weekday | SCE | 1-in-10 | 2025 | 17 | 276.103 | 288.883 | 39.3855 | 85.1738 | 0
| All | All Customers | 9 | Average Weekday | SCE | 1-in-10 | 2025 | 18 | 257.6182 | 275.4755 | 39.3083 | 84.2725 | 0
| All | All Customers | 9 | Average Weekday | SCE | 1-in-10 | 2025 | 19 | 260.7004 | 271.2812 | 40.5519 | 82.4554 | 0
| All | All Customers | 9 | Average Weekday | SCE | 1-in-10 | 2025 | 20 | 261.1948 | 269.7555 | 39.0221 | 79.5745 | 0
| All | All Customers | 9 | Average Weekday | SCE | 1-in-10 | 2025 | 21 | 277.6738 | 287.6611 | 39.1872 | 76.5206 | 0
| All | All Customers | 9 | Average Weekday | SCE | 1-in-10 | 2025 | 22 | 419.9968 | 443.0238 | 39.1155 | 74.7105 | 0
| All | All Customers | 9 | Average Weekday | SCE | 1-in-10 | 2025 | 23 | 422.7805 | 445.4149 | 39.1653 | 73.3727 | 0
| All | All Customers | 9 | Average Weekday | SCE | 1-in-10 | 2025 | 24 | 437.6879 | 469.252 | 39.1698 | 72.2628 | 0
| All | All Customers | 9 | Monthly System Peak Day | SCE | 1-in-10 | 2025 | 1 | 370.9716 | 354.6569 | 39.2435 | 77.1861 | 0
| All | All Customers | 9 | Monthly System Peak Day | SCE | 1-in-10 | 2025 | 2 | 367.5192 | 332.4235 | 39.2297 | 76.156 | 0
| All | All Customers | 9 | Monthly System Peak Day | SCE | 1-in-10 | 2025 | 3 | 464.5834 | 401.844 | 39.2282 | 75.0378 | 0
| All | All Customers | 9 | Monthly System Peak Day | SCE | 1-in-10 | 2025 | 4 | 571.0808 | 470.5482 | 39.224 | 74.7179 | 0
| All | All Customers | 9 | Monthly System Peak Day | SCE | 1-in-10 | 2025 | 5 | 535.0168 | 448.84 | 39.2313 | 74.3536 | 0
| All | All Customers | 9 | Monthly System Peak Day | SCE | 1-in-10 | 2025 | 6 | 536.2809 | 461.6806 | 39.2429 | 74.0051 | 0
| All | All Customers | 9 | Monthly System Peak Day | SCE | 1-in-10 | 2025 | 7 | 561.611 | 486.5646 | 39.2973 | 73.7663 | 0
| All | All Customers | 9 | Monthly System Peak Day | SCE | 1-in-10 | 2025 | 8 | 560.9644 | 488.5956 | 39.2645 | 73.7811 | 0
| All | All Customers | 9 | Monthly System Peak Day | SCE | 1-in-10 | 2025 | 9 | 499.3721 | 467.6253 | 39.268 | 75.6935 | 0
| All | All Customers | 9 | Monthly System Peak Day | SCE | 1-in-10 | 2025 | 10 | 496.8052 | 452.4074 | 39.2651 | 79.6745 | 0
| All | All Customers | 9 | Monthly System Peak Day | SCE | 1-in-10 | 2025 | 11 | 479.6886 | 434.796 | 39.2687 | 84.8286 | 0
| All | All Customers | 9 | Monthly System Peak Day | SCE | 1-in-10 | 2025 | 12 | 470.615 | 425.7765 | 39.2685 | 89.3296 | 0
| All | All Customers | 9 | Monthly System Peak Day | SCE | 1-in-10 | 2025 | 13 | 404.4795 | 372.288 | 39.2771 | 93.0878 | 0
| All | All Customers | 9 | Monthly System Peak Day | SCE | 1-in-10 | 2025 | 14 | 372.5764 | 346.4433 | 39.2734 | 95.6878 | 0
| All | All Customers | 9 | Monthly System Peak Day | SCE | 1-in-10 | 2025 | 15 | 333.7586 | 314.5007 | 39.2981 | 97.1439 | 0
| All | All Customers | 9 | Monthly System Peak Day | SCE | 1-in-10 | 2025 | 16 | 302.8461 | 271.5338 | 39.3076 | 97.6602 | 0
| All | All Customers | 9 | Monthly System Peak Day | SCE | 1-in-10 | 2025 | 17 | 276.103 | 286.9685 | 39.1857 | 97.8959 | 0
| All | All Customers | 9 | Monthly System Peak Day | SCE | 1-in-10 | 2025 | 18 | 257.6182 | 281.3923 | 39.1947 | 96.7153 | 0
| All | All Customers | 9 | Monthly System Peak Day | SCE | 1-in-10 | 2025 | 19 | 260.7004 | 232.3826 | 39.6768 | 94.2735 | 0
| All | All Customers | 9 | Monthly System Peak Day | SCE | 1-in-10 | 2025 | 20 | 261.1948 | 221.274 | 38.3765 | 91.2357 | 0
| All | All Customers | 9 | Monthly System Peak Day | SCE | 1-in-10 | 2025 | 21 | 277.6738 | 246.703 | 39.3438 | 87.7592 | 0
| All | All Customers | 9 | Monthly System Peak Day | SCE | 1-in-10 | 2025 | 22 | 419.9968 | 377.7202 | 39.3475 | 86.2245 | 0
| All | All Customers | 9 | Monthly System Peak Day | SCE | 1-in-10 | 2025 | 23 | 422.7805 | 376.9068 | 39.2373 | 85.0153 | 0
| All | All Customers | 9 | Monthly System Peak Day | SCE | 1-in-10 | 2025 | 24 | 437.6879 | 401.8075 | 39.2461 | 83.5653 | 0
| All | All Customers | 10 | Average Weekday | SCE | 1-in-10 | 2025 | 1 | 398.1715 | 412.0784 | 36.3647 | 67.7185 | 0
| All | All Customers | 10 | Average Weekday | SCE | 1-in-10 | 2025 | 2 | 376.4931 | 383.7271 | 36.268 | 66.8116 | 0
| All | All Customers | 10 | Average Weekday | SCE | 1-in-10 | 2025 | 3 | 471.0063 | 481.0181 | 36.2542 | 66.0895 | 0
| All | All Customers | 10 | Average Weekday | SCE | 1-in-10 | 2025 | 4 | 578.4864 | 593.4137 | 36.2212 | 65.4005 | 0
| All | All Customers | 10 | Average Weekday | SCE | 1-in-10 | 2025 | 5 | 582.5649 | 599.4747 | 36.227 | 64.7636 | 0
| All | All Customers | 10 | Average Weekday | SCE | 1-in-10 | 2025 | 6 | 595.3708 | 616.455 | 36.1949 | 64.2657 | 0
| All | All Customers | 10 | Average Weekday | SCE | 1-in-10 | 2025 | 7 | 604.0995 | 619.9163 | 36.2084 | 63.7933 | 0
| All | All Customers | 10 | Average Weekday | SCE | 1-in-10 | 2025 | 8 | 627.6544 | 653.6053 | 36.4674 | 63.4726 | 0
| All | All Customers | 10 | Average Weekday | SCE | 1-in-10 | 2025 | 9 | 566.2109 | 603.4456 | 36.7301 | 63.925 | 0
| All | All Customers | 10 | Average Weekday | SCE | 1-in-10 | 2025 | 10 | 552.1144 | 571.9893 | 36.5051 | 66.8175 | 0
| All | All Customers | 10 | Average Weekday | SCE | 1-in-10 | 2025 | 11 | 543.1023 | 558.1353 | 36.6346 | 70.6107 | 0
| All | All Customers | 10 | Average Weekday | SCE | 1-in-10 | 2025 | 12 | 526.2792 | 537.7567 | 36.7773 | 74.3318 | 0
| All | All Customers | 10 | Average Weekday | SCE | 1-in-10 | 2025 | 13 | 433.7418 | 442.6501 | 36.8727 | 77.3255 | 0
| All | All Customers | 10 | Average Weekday | SCE | 1-in-10 | 2025 | 14 | 384.3448 | 390.4008 | 36.7643 | 79.3286 | 0
| All | All Customers | 10 | Average Weekday | SCE | 1-in-10 | 2025 | 15 | 340.9366 | 346.0275 | 36.5478 | 80.544 | 0
| All | All Customers | 10 | Average Weekday | SCE | 1-in-10 | 2025 | 16 | 294.8626 | 296.812 | 36.2663 | 81.0973 | 0
| All | All Customers | 10 | Average Weekday | SCE | 1-in-10 | 2025 | 17 | 275.7564 | 284.312 | 36.0242 | 81.0095 | 0
| All | All Customers | 10 | Average Weekday | SCE | 1-in-10 | 2025 | 18 | 268.3322 | 275.0791 | 36.0515 | 80.1858 | 0
| All | All Customers | 10 | Average Weekday | SCE | 1-in-10 | 2025 | 19 | 259.3439 | 263.9083 | 36.5629 | 78.2469 | 0
| All | All Customers | 10 | Average Weekday | SCE | 1-in-10 | 2025 | 20 | 260.7704 | 264.7946 | 35.9846 | 75.1596 | 0
| All | All Customers | 10 | Average Weekday | SCE | 1-in-10 | 2025 | 21 | 268.4509 | 272.7211 | 36.0527 | 72.8835 | 0
| All | All Customers | 10 | Average Weekday | SCE | 1-in-10 | 2025 | 22 | 439.8755 | 462.1229 | 36.2533 | 71.2801 | 0
| All | All Customers | 10 | Average Weekday | SCE | 1-in-10 | 2025 | 23 | 429.2973 | 452.7474 | 36.3497 | 69.9309 | 0
| All | All Customers | 10 | Average Weekday | SCE | 1-in-10 | 2025 | 24 | 447.1239 | 478.6945 | 36.4603 | 68.7679 | 0
| All | All Customers | 10 | Monthly System Peak Day | SCE | 1-in-10 | 2025 | 1 | 398.1715 | 426.124 | 35.9715 | 77.6047 | 0
| All | All Customers | 10 | Monthly System Peak Day | SCE | 1-in-10 | 2025 | 2 | 376.4931 | 391.2003 | 36.0158 | 77.2953 | 0
| All | All Customers | 10 | Monthly System Peak Day | SCE | 1-in-10 | 2025 | 3 | 471.0063 | 489.4091 | 36.0226 | 76.6618 | 0
| All | All Customers | 10 | Monthly System Peak Day | SCE | 1-in-10 | 2025 | 4 | 578.4864 | 598.4128 | 36.0445 | 76.4416 | 0
| All | All Customers | 10 | Monthly System Peak Day | SCE | 1-in-10 | 2025 | 5 | 582.5649 | 607.0762 | 36.0418 | 75.8483 | 0
| All | All Customers | 10 | Monthly System Peak Day | SCE | 1-in-10 | 2025 | 6 | 595.3708 | 617.7125 | 36.0698 | 76.2735 | 0
| All | All Customers | 10 | Monthly System Peak Day | SCE | 1-in-10 | 2025 | 7 | 604.0995 | 617.6878 | 36.0771 | 76.1912 | 0
| All | All Customers | 10 | Monthly System Peak Day | SCE | 1-in-10 | 2025 | 8 | 627.6544 | 664.674 | 35.9482 | 76.2474 | 0
| All | All Customers | 10 | Monthly System Peak Day | SCE | 1-in-10 | 2025 | 9 | 566.2109 | 614.2691 | 35.9059 | 76.2915 | 0
| All | All Customers | 10 | Monthly System Peak Day | SCE | 1-in-10 | 2025 | 10 | 552.1144 | 578.5667 | 35.9571 | 79.8866 | 0
| All | All Customers | 10 | Monthly System Peak Day | SCE | 1-in-10 | 2025 | 11 | 543.1023 | 568.1132 | 35.9873 | 84.2738 | 0
| All | All Customers | 10 | Monthly System Peak Day | SCE | 1-in-10 | 2025 | 12 | 526.2792 | 551.054 | 36.053 | 89.5883 | 0
| All | All Customers | 10 | Monthly System Peak Day | SCE | 1-in-10 | 2025 | 13 | 433.7418 | 445.9353 | 36.117 | 94.0553 | 0
| All | All Customers | 10 | Monthly System Peak Day | SCE | 1-in-10 | 2025 | 14 | 384.3448 | 390.7318 | 36.058 | 96.3074 | 0
| All | All Customers | 10 | Monthly System Peak Day | SCE | 1-in-10 | 2025 | 15 | 340.9366 | 345.4658 | 35.9827 | 97.8138 | 0
| All | All Customers | 10 | Monthly System Peak Day | SCE | 1-in-10 | 2025 | 16 | 294.8626 | 294.5226 | 36.0246 | 98.517 | 0
| All | All Customers | 10 | Monthly System Peak Day | SCE | 1-in-10 | 2025 | 17 | 275.7564 | 284.3271 | 35.9928 | 98.3085 | 0
| All | All Customers | 10 | Monthly System Peak Day | SCE | 1-in-10 | 2025 | 18 | 268.3322 | 275.3546 | 35.9792 | 97.7777 | 0
| All | All Customers | 10 | Monthly System Peak Day | SCE | 1-in-10 | 2025 | 19 | 259.3439 | 263.2089 | 36.6998 | 95.7436 | 0
| All | All Customers | 10 | Monthly System Peak Day | SCE | 1-in-10 | 2025 | 20 | 260.7704 | 263.9917 | 35.9844 | 91.5245 | 0
| All | All Customers | 10 | Monthly System Peak Day | SCE | 1-in-10 | 2025 | 21 | 268.4509 | 273.612 | 36.1128 | 87.6138 | 0
| All | All Customers | 10 | Monthly System Peak Day | SCE | 1-in-10 | 2025 | 22 | 439.8755 | 462.3537 | 36.0477 | 85.4745 | 0
| All | All Customers | 10 | Monthly System Peak Day | SCE | 1-in-10 | 2025 | 23 | 429.2973 | 457.1167 | 35.9939 | 83.5343 | 0
| All | All Customers | 10 | Monthly System Peak Day | SCE | 1-in-10 | 2025 | 24 | 447.1239 | 498.8025 | 35.9393 | 81.9455 | 0
| All | All Customers | 11 | Average Weekday | SCE | 1-in-10 | 2025 | 1 | 374.2061 | 382.5313 | 36.2632 | 56.8635 | 0
| All | All Customers | 11 | Average Weekday | SCE | 1-in-10 | 2025 | 2 | 356.6504 | 363.4634 | 36.2504 | 55.8747 | 0
| All | All Customers | 11 | Average Weekday | SCE | 1-in-10 | 2025 | 3 | 450.6802 | 462.3246 | 36.2266 | 54.963 | 0
| All | All Customers | 11 | Average Weekday | SCE | 1-in-10 | 2025 | 4 | 564.5771 | 582.804 | 36.2305 | 54.0459 | 0
| All | All Customers | 11 | Average Weekday | SCE | 1-in-10 | 2025 | 5 | 555.4227 | 584.6607 | 36.2096 | 53.2576 | 0
| All | All Customers | 11 | Average Weekday | SCE | 1-in-10 | 2025 | 6 | 571.1481 | 608.4973 | 36.2193 | 52.6836 | 0
| All | All Customers | 11 | Average Weekday | SCE | 1-in-10 | 2025 | 7 | 585.4344 | 601.7591 | 36.3978 | 52.2571 | 0
| All | All Customers | 11 | Average Weekday | SCE | 1-in-10 | 2025 | 8 | 597.4605 | 612.2347 | 36.5753 | 52.0378 | 0
| All | All Customers | 11 | Average Weekday | SCE | 1-in-10 | 2025 | 9 | 541.5095 | 568.0457 | 36.4241 | 53.6165 | 0
| All | All Customers | 11 | Average Weekday | SCE | 1-in-10 | 2025 | 10 | 527.2216 | 541.4153 | 36.5057 | 57.5818 | 0
| All | All Customers | 11 | Average Weekday | SCE | 1-in-10 | 2025 | 11 | 510.1523 | 519.6939 | 36.6054 | 62.1705 | 0
| All | All Customers | 11 | Average Weekday | SCE | 1-in-10 | 2025 | 12 | 499.2011 | 506.1869 | 36.6727 | 65.9389 | 0
| All | All Customers | 11 | Average Weekday | SCE | 1-in-10 | 2025 | 13 | 413.3831 | 423.1601 | 36.6104 | 68.6396 | 0
| All | All Customers | 11 | Average Weekday | SCE | 1-in-10 | 2025 | 14 | 376.447 | 383.4311 | 36.4783 | 70.2556 | 0
| All | All Customers | 11 | Average Weekday | SCE | 1-in-10 | 2025 | 15 | 323.9821 | 330.839 | 36.2799 | 71.0991 | 0
| All | All Customers | 11 | Average Weekday | SCE | 1-in-10 | 2025 | 16 | 285.6126 | 287.0921 | 36.2802 | 71.2778 | 0
| All | All Customers | 11 | Average Weekday | SCE | 1-in-10 | 2025 | 17 | 264.6238 | 272.3789 | 36.0509 | 70.5447 | 0
| All | All Customers | 11 | Average Weekday | SCE | 1-in-10 | 2025 | 18 | 254.3205 | 261.6902 | 36.1188 | 68.5584 | 0
| All | All Customers | 11 | Average Weekday | SCE | 1-in-10 | 2025 | 19 | 249.5993 | 254.0249 | 35.9853 | 65.9823 | 0
| All | All Customers | 11 | Average Weekday | SCE | 1-in-10 | 2025 | 20 | 247.9999 | 316.6014 | 43.7185 | 63.7891 | 0
| All | All Customers | 11 | Average Weekday | SCE | 1-in-10 | 2025 | 21 | 250.2242 | 255.5036 | 36.0837 | 62.0355 | 0
| All | All Customers | 11 | Average Weekday | SCE | 1-in-10 | 2025 | 22 | 415.4117 | 435.3347 | 36.3107 | 60.4145 | 0
| All | All Customers | 11 | Average Weekday | SCE | 1-in-10 | 2025 | 23 | 405.0783 | 422.1348 | 36.3897 | 59.0563 | 0
| All | All Customers | 11 | Average Weekday | SCE | 1-in-10 | 2025 | 24 | 419.7062 | 435.8132 | 36.3311 | 57.8888 | 0
| All | All Customers | 11 | Monthly System Peak Day | SCE | 1-in-10 | 2025 | 1 | 374.2061 | 390.7574 | 36.0346 | 70.1098 | 0
| All | All Customers | 11 | Monthly System Peak Day | SCE | 1-in-10 | 2025 | 2 | 356.6504 | 370.442 | 36.0342 | 68.6984 | 0
| All | All Customers | 11 | Monthly System Peak Day | SCE | 1-in-10 | 2025 | 3 | 450.6802 | 468.4736 | 36.0602 | 67.9816 | 0
| All | All Customers | 11 | Monthly System Peak Day | SCE | 1-in-10 | 2025 | 4 | 564.5771 | 589.3261 | 36.0535 | 66.567 | 0
| All | All Customers | 11 | Monthly System Peak Day | SCE | 1-in-10 | 2025 | 5 | 555.4227 | 589.6653 | 36.0873 | 65.7416 | 0
| All | All Customers | 11 | Monthly System Peak Day | SCE | 1-in-10 | 2025 | 6 | 571.1481 | 611.4052 | 36.086 | 64.8535 | 0
| All | All Customers | 11 | Monthly System Peak Day | SCE | 1-in-10 | 2025 | 7 | 585.4344 | 601.5763 | 35.9217 | 64.5405 | 0
| All | All Customers | 11 | Monthly System Peak Day | SCE | 1-in-10 | 2025 | 8 | 597.4605 | 635.0279 | 35.8847 | 65.0685 | 0
| All | All Customers | 11 | Monthly System Peak Day | SCE | 1-in-10 | 2025 | 9 | 541.5095 | 576.2397 | 35.9954 | 66.6631 | 0
| All | All Customers | 11 | Monthly System Peak Day | SCE | 1-in-10 | 2025 | 10 | 527.2216 | 551.2256 | 35.9732 | 70.9158 | 0
| All | All Customers | 11 | Monthly System Peak Day | SCE | 1-in-10 | 2025 | 11 | 510.1523 | 533.9271 | 36.0679 | 77.9199 | 0
| All | All Customers | 11 | Monthly System Peak Day | SCE | 1-in-10 | 2025 | 12 | 499.2011 | 521.7739 | 36.1987 | 83.7981 | 0
| All | All Customers | 11 | Monthly System Peak Day | SCE | 1-in-10 | 2025 | 13 | 413.3831 | 426.3583 | 36.184 | 87.3606 | 0
| All | All Customers | 11 | Monthly System Peak Day | SCE | 1-in-10 | 2025 | 14 | 376.447 | 383.0237 | 36.071 | 89.2394 | 0
| All | All Customers | 11 | Monthly System Peak Day | SCE | 1-in-10 | 2025 | 15 | 323.9821 | 330.2755 | 36.0677 | 89.9202 | 0
| All | All Customers | 11 | Monthly System Peak Day | SCE | 1-in-10 | 2025 | 16 | 285.6126 | 284.8188 | 36.0193 | 90.0734 | 0
| All | All Customers | 11 | Monthly System Peak Day | SCE | 1-in-10 | 2025 | 17 | 264.6238 | 273.1338 | 35.9743 | 89.4596 | 0
| All | All Customers | 11 | Monthly System Peak Day | SCE | 1-in-10 | 2025 | 18 | 254.3205 | 263.7539 | 35.9266 | 87.6979 | 0
| All | All Customers | 11 | Monthly System Peak Day | SCE | 1-in-10 | 2025 | 19 | 249.5993 | 253.7596 | 35.985 | 84.6872 | 0
| All | All Customers | 11 | Monthly System Peak Day | SCE | 1-in-10 | 2025 | 20 | 247.9999 | 372.0681 | 47.9688 | 80.8862 | 0
| All | All Customers | 11 | Monthly System Peak Day | SCE | 1-in-10 | 2025 | 21 | 250.2242 | 256.2184 | 36.1426 | 77.491 | 0
| All | All Customers | 11 | Monthly System Peak Day | SCE | 1-in-10 | 2025 | 22 | 415.4117 | 437.5922 | 35.9941 | 74.8802 | 0
| All | All Customers | 11 | Monthly System Peak Day | SCE | 1-in-10 | 2025 | 23 | 405.0783 | 429.3402 | 35.9409 | 72.6836 | 0
| All | All Customers | 11 | Monthly System Peak Day | SCE | 1-in-10 | 2025 | 24 | 419.7062 | 450.7079 | 35.9894 | 71.115 | 0
| All | All Customers | 12 | Average Weekday | SCE | 1-in-10 | 2025 | 1 | 414.0876 | 422.7427 | 36.1467 | 49.5315 | 0
| All | All Customers | 12 | Average Weekday | SCE | 1-in-10 | 2025 | 2 | 398.2155 | 405.7732 | 36.1407 | 48.6993 | 0
| All | All Customers | 12 | Average Weekday | SCE | 1-in-10 | 2025 | 3 | 490.1724 | 502.859 | 36.1401 | 47.9576 | 0
| All | All Customers | 12 | Average Weekday | SCE | 1-in-10 | 2025 | 4 | 605.3398 | 624.737 | 36.1394 | 47.193 | 0
| All | All Customers | 12 | Average Weekday | SCE | 1-in-10 | 2025 | 5 | 600.006 | 631.484 | 36.1424 | 46.6856 | 0
| All | All Customers | 12 | Average Weekday | SCE | 1-in-10 | 2025 | 6 | 601.5875 | 642.1264 | 36.1473 | 46.2078 | 0
| All | All Customers | 12 | Average Weekday | SCE | 1-in-10 | 2025 | 7 | 609.1253 | 626.3834 | 36.1539 | 45.8721 | 0
| All | All Customers | 12 | Average Weekday | SCE | 1-in-10 | 2025 | 8 | 627.4997 | 644.1501 | 36.1621 | 45.8735 | 0
| All | All Customers | 12 | Average Weekday | SCE | 1-in-10 | 2025 | 9 | 562.8956 | 590.2462 | 36.1709 | 46.7094 | 0
| All | All Customers | 12 | Average Weekday | SCE | 1-in-10 | 2025 | 10 | 539.217 | 556.1546 | 36.1591 | 49.7865 | 0
| All | All Customers | 12 | Average Weekday | SCE | 1-in-10 | 2025 | 11 | 524.8134 | 535.6437 | 36.1754 | 53.5721 | 0
| All | All Customers | 12 | Average Weekday | SCE | 1-in-10 | 2025 | 12 | 512.5792 | 519.2412 | 36.1917 | 56.8893 | 0
| All | All Customers | 12 | Average Weekday | SCE | 1-in-10 | 2025 | 13 | 433.6452 | 443.1111 | 36.202 | 59.2808 | 0
| All | All Customers | 12 | Average Weekday | SCE | 1-in-10 | 2025 | 14 | 400.4715 | 407.998 | 36.1901 | 60.8608 | 0
| All | All Customers | 12 | Average Weekday | SCE | 1-in-10 | 2025 | 15 | 364.8205 | 371.0453 | 36.1656 | 61.7208 | 0
| All | All Customers | 12 | Average Weekday | SCE | 1-in-10 | 2025 | 16 | 324.7122 | 326.0762 | 36.1464 | 61.9813 | 0
| All | All Customers | 12 | Average Weekday | SCE | 1-in-10 | 2025 | 17 | 311.1469 | 319.5677 | 36.009 | 61.2692 | 0
| All | All Customers | 12 | Average Weekday | SCE | 1-in-10 | 2025 | 18 | 302.5719 | 309.7231 | 36.0092 | 59.2106 | 0
| All | All Customers | 12 | Average Weekday | SCE | 1-in-10 | 2025 | 19 | 298.9304 | 303.17 | 35.9849 | 56.9047 | 0
| All | All Customers | 12 | Average Weekday | SCE | 1-in-10 | 2025 | 20 | 305.7129 | 375.478 | 36.6771 | 55.2939 | 0
| All | All Customers | 12 | Average Weekday | SCE | 1-in-10 | 2025 | 21 | 309.2673 | 314.6753 | 36.0518 | 53.926 | 0
| All | All Customers | 12 | Average Weekday | SCE | 1-in-10 | 2025 | 22 | 461.8569 | 481.2455 | 36.1512 | 52.6599 | 0
| All | All Customers | 12 | Average Weekday | SCE | 1-in-10 | 2025 | 23 | 451.2772 | 467.862 | 36.1546 | 51.5423 | 0
| All | All Customers | 12 | Average Weekday | SCE | 1-in-10 | 2025 | 24 | 463.9752 | 480.5627 | 36.1544 | 50.6378 | 0
| All | All Customers | 12 | Monthly System Peak Day | SCE | 1-in-10 | 2025 | 1 | 414.0876 | 422.7427 | 36.1467 | 42.9142 | 0
| All | All Customers | 12 | Monthly System Peak Day | SCE | 1-in-10 | 2025 | 2 | 398.2155 | 405.7732 | 36.1407 | 41.9747 | 0
| All | All Customers | 12 | Monthly System Peak Day | SCE | 1-in-10 | 2025 | 3 | 490.1724 | 502.859 | 36.1401 | 40.9278 | 0
| All | All Customers | 12 | Monthly System Peak Day | SCE | 1-in-10 | 2025 | 4 | 605.3398 | 624.737 | 36.1394 | 40.057 | 0
| All | All Customers | 12 | Monthly System Peak Day | SCE | 1-in-10 | 2025 | 5 | 600.006 | 631.484 | 36.1424 | 39.156 | 0
| All | All Customers | 12 | Monthly System Peak Day | SCE | 1-in-10 | 2025 | 6 | 601.5875 | 642.1264 | 36.1473 | 38.165 | 0
| All | All Customers | 12 | Monthly System Peak Day | SCE | 1-in-10 | 2025 | 7 | 609.1253 | 626.3834 | 36.1539 | 37.3427 | 0
| All | All Customers | 12 | Monthly System Peak Day | SCE | 1-in-10 | 2025 | 8 | 627.4997 | 644.1501 | 36.1621 | 37.5165 | 0
| All | All Customers | 12 | Monthly System Peak Day | SCE | 1-in-10 | 2025 | 9 | 562.8956 | 590.2462 | 36.1709 | 38.7112 | 0
| All | All Customers | 12 | Monthly System Peak Day | SCE | 1-in-10 | 2025 | 10 | 539.217 | 556.1546 | 36.1591 | 42.6329 | 0
| All | All Customers | 12 | Monthly System Peak Day | SCE | 1-in-10 | 2025 | 11 | 524.8134 | 535.6437 | 36.1754 | 47.0512 | 0
| All | All Customers | 12 | Monthly System Peak Day | SCE | 1-in-10 | 2025 | 12 | 512.5792 | 519.2412 | 36.1917 | 49.8976 | 0
| All | All Customers | 12 | Monthly System Peak Day | SCE | 1-in-10 | 2025 | 13 | 433.6452 | 443.1111 | 36.202 | 51.2001 | 0
| All | All Customers | 12 | Monthly System Peak Day | SCE | 1-in-10 | 2025 | 14 | 400.4715 | 407.998 | 36.1901 | 52.4006 | 0
| All | All Customers | 12 | Monthly System Peak Day | SCE | 1-in-10 | 2025 | 15 | 364.8205 | 371.0453 | 36.1656 | 53.432 | 0
| All | All Customers | 12 | Monthly System Peak Day | SCE | 1-in-10 | 2025 | 16 | 324.7122 | 326.0762 | 36.1464 | 53.8276 | 0
| All | All Customers | 12 | Monthly System Peak Day | SCE | 1-in-10 | 2025 | 17 | 311.1469 | 319.5677 | 36.009 | 53.5174 | 0
| All | All Customers | 12 | Monthly System Peak Day | SCE | 1-in-10 | 2025 | 18 | 302.5719 | 309.7231 | 36.0092 | 51.7141 | 0
| All | All Customers | 12 | Monthly System Peak Day | SCE | 1-in-10 | 2025 | 19 | 298.9304 | 303.17 | 35.9849 | 49.5135 | 0
| All | All Customers | 12 | Monthly System Peak Day | SCE | 1-in-10 | 2025 | 20 | 305.7129 | 375.478 | 36.6771 | 48.193 | 0
| All | All Customers | 12 | Monthly System Peak Day | SCE | 1-in-10 | 2025 | 21 | 309.2673 | 314.6753 | 36.0518 | 46.7799 | 0
| All | All Customers | 12 | Monthly System Peak Day | SCE | 1-in-10 | 2025 | 22 | 461.8569 | 481.2455 | 36.1512 | 45.0996 | 0
| All | All Customers | 12 | Monthly System Peak Day | SCE | 1-in-10 | 2025 | 23 | 451.2772 | 467.862 | 36.1546 | 44.3117 | 0
| All | All Customers | 12 | Monthly System Peak Day | SCE | 1-in-10 | 2025 | 24 | 463.9752 | 480.5627 | 36.1544 | 43.8263 | 0
| All | All Customers | 1 | Average Weekday | SCE | 1-in-10 | 2026 | 1 | 411.5083 | 419.5564 | 36.2774 | 49.4499 | 0
| All | All Customers | 1 | Average Weekday | SCE | 1-in-10 | 2026 | 2 | 399.2112 | 407.223 | 36.2715 | 48.6517 | 0
| All | All Customers | 1 | Average Weekday | SCE | 1-in-10 | 2026 | 3 | 496.3914 | 508.7815 | 36.2709 | 48.0156 | 0
| All | All Customers | 1 | Average Weekday | SCE | 1-in-10 | 2026 | 4 | 609.0974 | 627.8784 | 36.2702 | 47.3298 | 0
| All | All Customers | 1 | Average Weekday | SCE | 1-in-10 | 2026 | 5 | 604.3596 | 635.1324 | 36.2731 | 46.6643 | 0
| All | All Customers | 1 | Average Weekday | SCE | 1-in-10 | 2026 | 6 | 613.7003 | 653.0533 | 36.278 | 46.0566 | 0
| All | All Customers | 1 | Average Weekday | SCE | 1-in-10 | 2026 | 7 | 628.9072 | 645.5472 | 36.2845 | 45.5653 | 0
| All | All Customers | 1 | Average Weekday | SCE | 1-in-10 | 2026 | 8 | 650.188 | 666.1073 | 36.2928 | 45.3715 | 0
| All | All Customers | 1 | Average Weekday | SCE | 1-in-10 | 2026 | 9 | 582.1236 | 607.7327 | 36.3016 | 45.9366 | 0
| All | All Customers | 1 | Average Weekday | SCE | 1-in-10 | 2026 | 10 | 568.7336 | 583.5118 | 36.2899 | 48.7274 | 0
| All | All Customers | 1 | Average Weekday | SCE | 1-in-10 | 2026 | 11 | 550.4775 | 560.1875 | 36.3063 | 52.3553 | 0
| All | All Customers | 1 | Average Weekday | SCE | 1-in-10 | 2026 | 12 | 540.5156 | 547.2223 | 36.3226 | 55.6424 | 0
| All | All Customers | 1 | Average Weekday | SCE | 1-in-10 | 2026 | 13 | 465.9315 | 475.4091 | 36.3328 | 57.9774 | 0
| All | All Customers | 1 | Average Weekday | SCE | 1-in-10 | 2026 | 14 | 428.4128 | 435.3696 | 36.3209 | 59.4872 | 0
| All | All Customers | 1 | Average Weekday | SCE | 1-in-10 | 2026 | 15 | 389.8846 | 395.5325 | 36.2964 | 60.4221 | 0
| All | All Customers | 1 | Average Weekday | SCE | 1-in-10 | 2026 | 16 | 348.6046 | 349.8556 | 36.2772 | 60.7972 | 0
| All | All Customers | 1 | Average Weekday | SCE | 1-in-10 | 2026 | 17 | 333.9391 | 342.2751 | 36.142 | 60.3811 | 0
| All | All Customers | 1 | Average Weekday | SCE | 1-in-10 | 2026 | 18 | 322.5028 | 329.7591 | 36.1422 | 58.9037 | 0
| All | All Customers | 1 | Average Weekday | SCE | 1-in-10 | 2026 | 19 | 310.9076 | 315.1907 | 36.1178 | 56.6145 | 0
| All | All Customers | 1 | Average Weekday | SCE | 1-in-10 | 2026 | 20 | 310.6679 | 379.8467 | 36.8055 | 54.9021 | 0
| All | All Customers | 1 | Average Weekday | SCE | 1-in-10 | 2026 | 21 | 302.9267 | 308.1794 | 36.1843 | 53.6195 | 0
| All | All Customers | 1 | Average Weekday | SCE | 1-in-10 | 2026 | 22 | 457.3969 | 476.9687 | 36.2816 | 52.4654 | 0
| All | All Customers | 1 | Average Weekday | SCE | 1-in-10 | 2026 | 23 | 449.7747 | 466.4103 | 36.2852 | 51.3586 | 0
| All | All Customers | 1 | Average Weekday | SCE | 1-in-10 | 2026 | 24 | 466.3068 | 482.1043 | 36.2851 | 50.4441 | 0
| All | All Customers | 1 | Monthly System Peak Day | SCE | 1-in-10 | 2026 | 1 | 411.5083 | 419.5564 | 36.2774 | 45.7436 | 0
| All | All Customers | 1 | Monthly System Peak Day | SCE | 1-in-10 | 2026 | 2 | 399.2112 | 407.223 | 36.2715 | 45.2319 | 0
| All | All Customers | 1 | Monthly System Peak Day | SCE | 1-in-10 | 2026 | 3 | 496.3914 | 508.7815 | 36.2709 | 44.4516 | 0
| All | All Customers | 1 | Monthly System Peak Day | SCE | 1-in-10 | 2026 | 4 | 609.0974 | 627.8784 | 36.2702 | 43.7143 | 0
| All | All Customers | 1 | Monthly System Peak Day | SCE | 1-in-10 | 2026 | 5 | 604.3596 | 635.1324 | 36.2731 | 43.3871 | 0
| All | All Customers | 1 | Monthly System Peak Day | SCE | 1-in-10 | 2026 | 6 | 613.7003 | 653.0533 | 36.278 | 42.6142 | 0
| All | All Customers | 1 | Monthly System Peak Day | SCE | 1-in-10 | 2026 | 7 | 628.9072 | 645.5472 | 36.2845 | 42.0562 | 0
| All | All Customers | 1 | Monthly System Peak Day | SCE | 1-in-10 | 2026 | 8 | 650.188 | 666.1073 | 36.2928 | 41.6719 | 0
| All | All Customers | 1 | Monthly System Peak Day | SCE | 1-in-10 | 2026 | 9 | 582.1236 | 607.7327 | 36.3016 | 42.1354 | 0
| All | All Customers | 1 | Monthly System Peak Day | SCE | 1-in-10 | 2026 | 10 | 568.7336 | 583.5118 | 36.2899 | 44.3761 | 0
| All | All Customers | 1 | Monthly System Peak Day | SCE | 1-in-10 | 2026 | 11 | 550.4775 | 560.1875 | 36.3063 | 46.872 | 0
| All | All Customers | 1 | Monthly System Peak Day | SCE | 1-in-10 | 2026 | 12 | 540.5156 | 547.2223 | 36.3226 | 48.777 | 0
| All | All Customers | 1 | Monthly System Peak Day | SCE | 1-in-10 | 2026 | 13 | 465.9315 | 475.4091 | 36.3328 | 48.9265 | 0
| All | All Customers | 1 | Monthly System Peak Day | SCE | 1-in-10 | 2026 | 14 | 428.4128 | 435.3696 | 36.3209 | 49.3759 | 0
| All | All Customers | 1 | Monthly System Peak Day | SCE | 1-in-10 | 2026 | 15 | 389.8846 | 395.5325 | 36.2964 | 50.0387 | 0
| All | All Customers | 1 | Monthly System Peak Day | SCE | 1-in-10 | 2026 | 16 | 348.6046 | 349.8556 | 36.2772 | 50.9622 | 0
| All | All Customers | 1 | Monthly System Peak Day | SCE | 1-in-10 | 2026 | 17 | 333.9391 | 342.2751 | 36.142 | 50.472 | 0
| All | All Customers | 1 | Monthly System Peak Day | SCE | 1-in-10 | 2026 | 18 | 322.5028 | 329.7591 | 36.1422 | 49.331 | 0
| All | All Customers | 1 | Monthly System Peak Day | SCE | 1-in-10 | 2026 | 19 | 310.9076 | 315.1907 | 36.1178 | 47.7546 | 0
| All | All Customers | 1 | Monthly System Peak Day | SCE | 1-in-10 | 2026 | 20 | 310.6679 | 379.8467 | 36.8055 | 46.9384 | 0
| All | All Customers | 1 | Monthly System Peak Day | SCE | 1-in-10 | 2026 | 21 | 302.9267 | 308.1794 | 36.1843 | 46.2621 | 0
| All | All Customers | 1 | Monthly System Peak Day | SCE | 1-in-10 | 2026 | 22 | 457.3969 | 476.9687 | 36.2816 | 45.7461 | 0
| All | All Customers | 1 | Monthly System Peak Day | SCE | 1-in-10 | 2026 | 23 | 449.7747 | 466.4103 | 36.2852 | 45.154 | 0
| All | All Customers | 1 | Monthly System Peak Day | SCE | 1-in-10 | 2026 | 24 | 466.3068 | 482.1043 | 36.2851 | 44.6112 | 0
| All | All Customers | 2 | Average Weekday | SCE | 1-in-10 | 2026 | 1 | 385.4426 | 394.1931 | 36.3187 | 55.0805 | 0
| All | All Customers | 2 | Average Weekday | SCE | 1-in-10 | 2026 | 2 | 371.593 | 380.3412 | 36.3122 | 54.0194 | 0
| All | All Customers | 2 | Average Weekday | SCE | 1-in-10 | 2026 | 3 | 462.7492 | 476.2512 | 36.3114 | 53.0825 | 0
| All | All Customers | 2 | Average Weekday | SCE | 1-in-10 | 2026 | 4 | 570.5401 | 591.3746 | 36.3108 | 52.0941 | 0
| All | All Customers | 2 | Average Weekday | SCE | 1-in-10 | 2026 | 5 | 569.9688 | 602.9959 | 36.3144 | 51.287 | 0
| All | All Customers | 2 | Average Weekday | SCE | 1-in-10 | 2026 | 6 | 582.4022 | 623.5881 | 36.3203 | 50.69 | 0
| All | All Customers | 2 | Average Weekday | SCE | 1-in-10 | 2026 | 7 | 587.4776 | 604.8441 | 36.3276 | 50.2502 | 0
| All | All Customers | 2 | Average Weekday | SCE | 1-in-10 | 2026 | 8 | 609.7353 | 625.9356 | 36.3358 | 49.9958 | 0
| All | All Customers | 2 | Average Weekday | SCE | 1-in-10 | 2026 | 9 | 559.0206 | 584.6229 | 36.3446 | 51.5858 | 0
| All | All Customers | 2 | Average Weekday | SCE | 1-in-10 | 2026 | 10 | 541.1099 | 555.3558 | 36.3312 | 55.5972 | 0
| All | All Customers | 2 | Average Weekday | SCE | 1-in-10 | 2026 | 11 | 526.6986 | 536.5785 | 36.3489 | 60.1351 | 0
| All | All Customers | 2 | Average Weekday | SCE | 1-in-10 | 2026 | 12 | 516.1369 | 523.4277 | 36.3667 | 63.9231 | 0
| All | All Customers | 2 | Average Weekday | SCE | 1-in-10 | 2026 | 13 | 439.6928 | 449.9469 | 36.3782 | 66.5857 | 0
| All | All Customers | 2 | Average Weekday | SCE | 1-in-10 | 2026 | 14 | 398.93 | 406.3635 | 36.3653 | 68.3273 | 0
| All | All Customers | 2 | Average Weekday | SCE | 1-in-10 | 2026 | 15 | 352.4174 | 359.6744 | 36.3387 | 69.1954 | 0
| All | All Customers | 2 | Average Weekday | SCE | 1-in-10 | 2026 | 16 | 312.6696 | 314.9922 | 36.3181 | 69.5589 | 0
| All | All Customers | 2 | Average Weekday | SCE | 1-in-10 | 2026 | 17 | 287.5756 | 295.056 | 36.1556 | 69.0457 | 0
| All | All Customers | 2 | Average Weekday | SCE | 1-in-10 | 2026 | 18 | 276.465 | 282.8786 | 36.1565 | 67.5196 | 0
| All | All Customers | 2 | Average Weekday | SCE | 1-in-10 | 2026 | 19 | 270.3202 | 275.0372 | 36.1182 | 64.591 | 0
| All | All Customers | 2 | Average Weekday | SCE | 1-in-10 | 2026 | 20 | 270.008 | 337.0319 | 36.9061 | 61.9668 | 0
| All | All Customers | 2 | Average Weekday | SCE | 1-in-10 | 2026 | 21 | 264.2972 | 269.6801 | 36.1998 | 60.122 | 0
| All | All Customers | 2 | Average Weekday | SCE | 1-in-10 | 2026 | 22 | 420.5327 | 440.6462 | 36.3245 | 58.5497 | 0
| All | All Customers | 2 | Average Weekday | SCE | 1-in-10 | 2026 | 23 | 415.0189 | 432.3439 | 36.3281 | 57.109 | 0
| All | All Customers | 2 | Average Weekday | SCE | 1-in-10 | 2026 | 24 | 433.3416 | 450.1584 | 36.3274 | 55.8763 | 0
| All | All Customers | 2 | Monthly System Peak Day | SCE | 1-in-10 | 2026 | 1 | 385.4426 | 394.1931 | 36.3187 | 65.9778 | 0
| All | All Customers | 2 | Monthly System Peak Day | SCE | 1-in-10 | 2026 | 2 | 371.593 | 380.3412 | 36.3122 | 64.3204 | 0
| All | All Customers | 2 | Monthly System Peak Day | SCE | 1-in-10 | 2026 | 3 | 462.7492 | 476.2512 | 36.3114 | 63.1008 | 0
| All | All Customers | 2 | Monthly System Peak Day | SCE | 1-in-10 | 2026 | 4 | 570.5401 | 591.3746 | 36.3108 | 61.7665 | 0
| All | All Customers | 2 | Monthly System Peak Day | SCE | 1-in-10 | 2026 | 5 | 569.9688 | 602.9959 | 36.3144 | 60.9263 | 0
| All | All Customers | 2 | Monthly System Peak Day | SCE | 1-in-10 | 2026 | 6 | 582.4022 | 623.5881 | 36.3203 | 59.3934 | 0
| All | All Customers | 2 | Monthly System Peak Day | SCE | 1-in-10 | 2026 | 7 | 587.4776 | 604.8441 | 36.3276 | 59.3915 | 0
| All | All Customers | 2 | Monthly System Peak Day | SCE | 1-in-10 | 2026 | 8 | 609.7353 | 625.9356 | 36.3358 | 58.7706 | 0
| All | All Customers | 2 | Monthly System Peak Day | SCE | 1-in-10 | 2026 | 9 | 559.0206 | 584.6229 | 36.3446 | 60.6815 | 0
| All | All Customers | 2 | Monthly System Peak Day | SCE | 1-in-10 | 2026 | 10 | 541.1099 | 555.3558 | 36.3312 | 66.3867 | 0
| All | All Customers | 2 | Monthly System Peak Day | SCE | 1-in-10 | 2026 | 11 | 526.6986 | 536.5785 | 36.3489 | 72.1731 | 0
| All | All Customers | 2 | Monthly System Peak Day | SCE | 1-in-10 | 2026 | 12 | 516.1369 | 523.4277 | 36.3667 | 76.643 | 0
| All | All Customers | 2 | Monthly System Peak Day | SCE | 1-in-10 | 2026 | 13 | 439.6928 | 449.9469 | 36.3782 | 79.9845 | 0
| All | All Customers | 2 | Monthly System Peak Day | SCE | 1-in-10 | 2026 | 14 | 398.93 | 406.3635 | 36.3653 | 82.0543 | 0
| All | All Customers | 2 | Monthly System Peak Day | SCE | 1-in-10 | 2026 | 15 | 352.4174 | 359.6744 | 36.3387 | 83.1723 | 0
| All | All Customers | 2 | Monthly System Peak Day | SCE | 1-in-10 | 2026 | 16 | 312.6696 | 314.9922 | 36.3181 | 83.611 | 0
| All | All Customers | 2 | Monthly System Peak Day | SCE | 1-in-10 | 2026 | 17 | 287.5756 | 295.056 | 36.1556 | 82.9323 | 0
| All | All Customers | 2 | Monthly System Peak Day | SCE | 1-in-10 | 2026 | 18 | 276.465 | 282.8786 | 36.1565 | 80.757 | 0
| All | All Customers | 2 | Monthly System Peak Day | SCE | 1-in-10 | 2026 | 19 | 270.3202 | 275.0372 | 36.1182 | 76.5126 | 0
| All | All Customers | 2 | Monthly System Peak Day | SCE | 1-in-10 | 2026 | 20 | 270.008 | 337.0319 | 36.9061 | 72.6594 | 0
| All | All Customers | 2 | Monthly System Peak Day | SCE | 1-in-10 | 2026 | 21 | 264.2972 | 269.6801 | 36.1998 | 69.6011 | 0
| All | All Customers | 2 | Monthly System Peak Day | SCE | 1-in-10 | 2026 | 22 | 420.5327 | 440.6462 | 36.3245 | 67.5264 | 0
| All | All Customers | 2 | Monthly System Peak Day | SCE | 1-in-10 | 2026 | 23 | 415.0189 | 432.3439 | 36.3281 | 65.5967 | 0
| All | All Customers | 2 | Monthly System Peak Day | SCE | 1-in-10 | 2026 | 24 | 433.3416 | 450.1584 | 36.3274 | 63.8301 | 0
| All | All Customers | 3 | Average Weekday | SCE | 1-in-10 | 2026 | 1 | 416.9501 | 432.2458 | 36.3877 | 58.38 | 0
| All | All Customers | 3 | Average Weekday | SCE | 1-in-10 | 2026 | 2 | 403.2601 | 411.9817 | 36.3384 | 57.2797 | 0
| All | All Customers | 3 | Average Weekday | SCE | 1-in-10 | 2026 | 3 | 508.6189 | 519.8839 | 36.3311 | 56.254 | 0
| All | All Customers | 3 | Average Weekday | SCE | 1-in-10 | 2026 | 4 | 618.5272 | 634.9689 | 36.315 | 55.3455 | 0
| All | All Customers | 3 | Average Weekday | SCE | 1-in-10 | 2026 | 5 | 600.5861 | 621.2005 | 36.3183 | 54.5781 | 0
| All | All Customers | 3 | Average Weekday | SCE | 1-in-10 | 2026 | 6 | 614.7582 | 638.7825 | 36.3039 | 53.8867 | 0
| All | All Customers | 3 | Average Weekday | SCE | 1-in-10 | 2026 | 7 | 628.0931 | 644.6729 | 36.3158 | 53.4742 | 0
| All | All Customers | 3 | Average Weekday | SCE | 1-in-10 | 2026 | 8 | 646.2903 | 676.4748 | 36.4465 | 53.4151 | 0
| All | All Customers | 3 | Average Weekday | SCE | 1-in-10 | 2026 | 9 | 589.2903 | 627.5826 | 36.5651 | 54.8301 | 0
| All | All Customers | 3 | Average Weekday | SCE | 1-in-10 | 2026 | 10 | 574.6947 | 597.9128 | 36.457 | 58.3814 | 0
| All | All Customers | 3 | Average Weekday | SCE | 1-in-10 | 2026 | 11 | 550.0026 | 567.3942 | 36.516 | 62.6904 | 0
| All | All Customers | 3 | Average Weekday | SCE | 1-in-10 | 2026 | 12 | 542.0396 | 553.5775 | 36.5746 | 66.6136 | 0
| All | All Customers | 3 | Average Weekday | SCE | 1-in-10 | 2026 | 13 | 447.2285 | 456.4945 | 36.6056 | 69.6765 | 0
| All | All Customers | 3 | Average Weekday | SCE | 1-in-10 | 2026 | 14 | 418.0725 | 424.4547 | 36.5596 | 71.7646 | 0
| All | All Customers | 3 | Average Weekday | SCE | 1-in-10 | 2026 | 15 | 372.6323 | 377.9531 | 36.4656 | 73.0134 | 0
| All | All Customers | 3 | Average Weekday | SCE | 1-in-10 | 2026 | 16 | 334.9214 | 337.0399 | 36.337 | 73.604 | 0
| All | All Customers | 3 | Average Weekday | SCE | 1-in-10 | 2026 | 17 | 321.8865 | 330.9961 | 36.1518 | 73.5115 | 0
| All | All Customers | 3 | Average Weekday | SCE | 1-in-10 | 2026 | 18 | 308.4445 | 315.4836 | 36.1651 | 72.5285 | 0
| All | All Customers | 3 | Average Weekday | SCE | 1-in-10 | 2026 | 19 | 300.8748 | 305.7258 | 36.2381 | 70.6931 | 0
| All | All Customers | 3 | Average Weekday | SCE | 1-in-10 | 2026 | 20 | 290.8869 | 294.9397 | 36.1175 | 68.0039 | 0
| All | All Customers | 3 | Average Weekday | SCE | 1-in-10 | 2026 | 21 | 276.793 | 280.7485 | 36.1612 | 65.2746 | 0
| All | All Customers | 3 | Average Weekday | SCE | 1-in-10 | 2026 | 22 | 452.5406 | 475.4698 | 36.3389 | 63.4622 | 0
| All | All Customers | 3 | Average Weekday | SCE | 1-in-10 | 2026 | 23 | 451.7132 | 476.0097 | 36.3886 | 62.0728 | 0
| All | All Customers | 3 | Average Weekday | SCE | 1-in-10 | 2026 | 24 | 477.4321 | 510.1731 | 36.4381 | 60.6886 | 0
| All | All Customers | 3 | Monthly System Peak Day | SCE | 1-in-10 | 2026 | 1 | 416.9501 | 447.9869 | 36.0487 | 66.5653 | 0
| All | All Customers | 3 | Monthly System Peak Day | SCE | 1-in-10 | 2026 | 2 | 403.2601 | 421.9005 | 36.1104 | 64.9122 | 0
| All | All Customers | 3 | Monthly System Peak Day | SCE | 1-in-10 | 2026 | 3 | 508.6189 | 530.0795 | 36.1203 | 63.5178 | 0
| All | All Customers | 3 | Monthly System Peak Day | SCE | 1-in-10 | 2026 | 4 | 618.5272 | 641.8655 | 36.1516 | 62.3191 | 0
| All | All Customers | 3 | Monthly System Peak Day | SCE | 1-in-10 | 2026 | 5 | 600.5861 | 630.3979 | 36.1474 | 61.3609 | 0
| All | All Customers | 3 | Monthly System Peak Day | SCE | 1-in-10 | 2026 | 6 | 614.7582 | 640.7023 | 36.187 | 60.4826 | 0
| All | All Customers | 3 | Monthly System Peak Day | SCE | 1-in-10 | 2026 | 7 | 628.0931 | 642.4602 | 36.1931 | 59.9374 | 0
| All | All Customers | 3 | Monthly System Peak Day | SCE | 1-in-10 | 2026 | 8 | 646.2903 | 695.6268 | 36.0124 | 59.4377 | 0
| All | All Customers | 3 | Monthly System Peak Day | SCE | 1-in-10 | 2026 | 9 | 589.2903 | 638.2374 | 35.9992 | 60.7855 | 0
| All | All Customers | 3 | Monthly System Peak Day | SCE | 1-in-10 | 2026 | 10 | 574.6947 | 605.6983 | 36.0454 | 65.5539 | 0
| All | All Customers | 3 | Monthly System Peak Day | SCE | 1-in-10 | 2026 | 11 | 550.0026 | 580.4282 | 36.1237 | 70.9405 | 0
| All | All Customers | 3 | Monthly System Peak Day | SCE | 1-in-10 | 2026 | 12 | 542.0396 | 566.6527 | 36.2742 | 75.9952 | 0
| All | All Customers | 3 | Monthly System Peak Day | SCE | 1-in-10 | 2026 | 13 | 447.2285 | 460.9516 | 36.4221 | 79.8811 | 0
| All | All Customers | 3 | Monthly System Peak Day | SCE | 1-in-10 | 2026 | 14 | 418.0725 | 426.0488 | 36.2933 | 82.2506 | 0
| All | All Customers | 3 | Monthly System Peak Day | SCE | 1-in-10 | 2026 | 15 | 372.6323 | 378.0578 | 36.1125 | 84.2489 | 0
| All | All Customers | 3 | Monthly System Peak Day | SCE | 1-in-10 | 2026 | 16 | 334.9214 | 334.7607 | 36.1248 | 85.09 | 0
| All | All Customers | 3 | Monthly System Peak Day | SCE | 1-in-10 | 2026 | 17 | 321.8865 | 331.1954 | 36.1264 | 85.004 | 0
| All | All Customers | 3 | Monthly System Peak Day | SCE | 1-in-10 | 2026 | 18 | 308.4445 | 315.866 | 36.1098 | 83.7783 | 0
| All | All Customers | 3 | Monthly System Peak Day | SCE | 1-in-10 | 2026 | 19 | 300.8748 | 305.118 | 37.6447 | 82.3635 | 0
| All | All Customers | 3 | Monthly System Peak Day | SCE | 1-in-10 | 2026 | 20 | 290.8869 | 294.2729 | 36.1174 | 79.8314 | 0
| All | All Customers | 3 | Monthly System Peak Day | SCE | 1-in-10 | 2026 | 21 | 276.793 | 281.5308 | 36.3121 | 75.8165 | 0
| All | All Customers | 3 | Monthly System Peak Day | SCE | 1-in-10 | 2026 | 22 | 452.5406 | 475.8396 | 36.1476 | 72.4978 | 0
| All | All Customers | 3 | Monthly System Peak Day | SCE | 1-in-10 | 2026 | 23 | 451.7132 | 480.5754 | 36.0714 | 69.8694 | 0
| All | All Customers | 3 | Monthly System Peak Day | SCE | 1-in-10 | 2026 | 24 | 477.4321 | 530.7427 | 36.0041 | 67.516 | 0
| All | All Customers | 4 | Average Weekday | SCE | 1-in-10 | 2026 | 1 | 386.3785 | 400.7885 | 36.39 | 59.0796 | 0
| All | All Customers | 4 | Average Weekday | SCE | 1-in-10 | 2026 | 2 | 373.8156 | 383.1533 | 36.3411 | 58.0445 | 0
| All | All Customers | 4 | Average Weekday | SCE | 1-in-10 | 2026 | 3 | 474.8141 | 486.5298 | 36.3338 | 57.104 | 0
| All | All Customers | 4 | Average Weekday | SCE | 1-in-10 | 2026 | 4 | 576.6471 | 592.7394 | 36.3179 | 56.2242 | 0
| All | All Customers | 4 | Average Weekday | SCE | 1-in-10 | 2026 | 5 | 551.4275 | 570.8455 | 36.3212 | 55.5416 | 0
| All | All Customers | 4 | Average Weekday | SCE | 1-in-10 | 2026 | 6 | 566.0947 | 589.2095 | 36.307 | 55.0192 | 0
| All | All Customers | 4 | Average Weekday | SCE | 1-in-10 | 2026 | 7 | 580.1881 | 597.312 | 36.3189 | 54.5621 | 0
| All | All Customers | 4 | Average Weekday | SCE | 1-in-10 | 2026 | 8 | 597.742 | 626.0763 | 36.4488 | 54.5285 | 0
| All | All Customers | 4 | Average Weekday | SCE | 1-in-10 | 2026 | 9 | 532.1214 | 569.447 | 36.5663 | 56.5092 | 0
| All | All Customers | 4 | Average Weekday | SCE | 1-in-10 | 2026 | 10 | 517.3811 | 540.9138 | 36.4586 | 59.9344 | 0
| All | All Customers | 4 | Average Weekday | SCE | 1-in-10 | 2026 | 11 | 501.5405 | 517.3613 | 36.517 | 63.4295 | 0
| All | All Customers | 4 | Average Weekday | SCE | 1-in-10 | 2026 | 12 | 493.8446 | 505.3834 | 36.5752 | 66.6923 | 0
| All | All Customers | 4 | Average Weekday | SCE | 1-in-10 | 2026 | 13 | 409.5977 | 418.8174 | 36.6058 | 69.2702 | 0
| All | All Customers | 4 | Average Weekday | SCE | 1-in-10 | 2026 | 14 | 377.0522 | 383.427 | 36.56 | 71.0818 | 0
| All | All Customers | 4 | Average Weekday | SCE | 1-in-10 | 2026 | 15 | 329.6972 | 335.2137 | 36.4666 | 72.3051 | 0
| All | All Customers | 4 | Average Weekday | SCE | 1-in-10 | 2026 | 16 | 289.2487 | 291.4417 | 36.3394 | 73.0385 | 0
| All | All Customers | 4 | Average Weekday | SCE | 1-in-10 | 2026 | 17 | 269.0765 | 277.2559 | 36.1548 | 73.1966 | 0
| All | All Customers | 4 | Average Weekday | SCE | 1-in-10 | 2026 | 18 | 251.3645 | 257.7477 | 36.1676 | 72.438 | 0
| All | All Customers | 4 | Average Weekday | SCE | 1-in-10 | 2026 | 19 | 237.056 | 241.8774 | 36.2379 | 71.0442 | 0
| All | All Customers | 4 | Average Weekday | SCE | 1-in-10 | 2026 | 20 | 229.3277 | 233.4478 | 36.1175 | 68.8926 | 0
| All | All Customers | 4 | Average Weekday | SCE | 1-in-10 | 2026 | 21 | 237.1812 | 241.3032 | 36.1656 | 65.8957 | 0
| All | All Customers | 4 | Average Weekday | SCE | 1-in-10 | 2026 | 22 | 413.0618 | 435.7468 | 36.3416 | 63.7302 | 0
| All | All Customers | 4 | Average Weekday | SCE | 1-in-10 | 2026 | 23 | 415.905 | 439.891 | 36.3914 | 62.1633 | 0
| All | All Customers | 4 | Average Weekday | SCE | 1-in-10 | 2026 | 24 | 443.4012 | 475.5426 | 36.4403 | 60.8017 | 0
| All | All Customers | 4 | Monthly System Peak Day | SCE | 1-in-10 | 2026 | 1 | 386.3785 | 415.0072 | 36.056 | 70.9902 | 0
| All | All Customers | 4 | Monthly System Peak Day | SCE | 1-in-10 | 2026 | 2 | 373.8156 | 392.7878 | 36.1164 | 69.379 | 0
| All | All Customers | 4 | Monthly System Peak Day | SCE | 1-in-10 | 2026 | 3 | 474.8141 | 496.8058 | 36.1261 | 68.4203 | 0
| All | All Customers | 4 | Monthly System Peak Day | SCE | 1-in-10 | 2026 | 4 | 576.6471 | 599.1008 | 36.1569 | 66.7964 | 0
| All | All Customers | 4 | Monthly System Peak Day | SCE | 1-in-10 | 2026 | 5 | 551.4275 | 579.4828 | 36.1528 | 65.7682 | 0
| All | All Customers | 4 | Monthly System Peak Day | SCE | 1-in-10 | 2026 | 6 | 566.0947 | 590.9319 | 36.1918 | 64.6388 | 0
| All | All Customers | 4 | Monthly System Peak Day | SCE | 1-in-10 | 2026 | 7 | 580.1881 | 595.0932 | 36.1978 | 63.6363 | 0
| All | All Customers | 4 | Monthly System Peak Day | SCE | 1-in-10 | 2026 | 8 | 597.742 | 647.1866 | 36.0203 | 63.4386 | 0
| All | All Customers | 4 | Monthly System Peak Day | SCE | 1-in-10 | 2026 | 9 | 532.1214 | 579.9951 | 36.0101 | 66.5964 | 0
| All | All Customers | 4 | Monthly System Peak Day | SCE | 1-in-10 | 2026 | 10 | 517.3811 | 548.2608 | 36.0547 | 72.0203 | 0
| All | All Customers | 4 | Monthly System Peak Day | SCE | 1-in-10 | 2026 | 11 | 501.5405 | 529.8047 | 36.1347 | 76.9067 | 0
| All | All Customers | 4 | Monthly System Peak Day | SCE | 1-in-10 | 2026 | 12 | 493.8446 | 518.34 | 36.2869 | 81.3869 | 0
| All | All Customers | 4 | Monthly System Peak Day | SCE | 1-in-10 | 2026 | 13 | 409.5977 | 423.4084 | 36.4357 | 84.1754 | 0
| All | All Customers | 4 | Monthly System Peak Day | SCE | 1-in-10 | 2026 | 14 | 377.0522 | 385.0156 | 36.3061 | 85.9194 | 0
| All | All Customers | 4 | Monthly System Peak Day | SCE | 1-in-10 | 2026 | 15 | 329.6972 | 335.5502 | 36.1228 | 87.0781 | 0
| All | All Customers | 4 | Monthly System Peak Day | SCE | 1-in-10 | 2026 | 16 | 289.2487 | 289.1321 | 36.1309 | 87.683 | 0
| All | All Customers | 4 | Monthly System Peak Day | SCE | 1-in-10 | 2026 | 17 | 269.0765 | 277.4741 | 36.1314 | 87.8015 | 0
| All | All Customers | 4 | Monthly System Peak Day | SCE | 1-in-10 | 2026 | 18 | 251.3645 | 258.5026 | 36.1164 | 87.2521 | 0
| All | All Customers | 4 | Monthly System Peak Day | SCE | 1-in-10 | 2026 | 19 | 237.056 | 241.3217 | 37.6499 | 85.0685 | 0
| All | All Customers | 4 | Monthly System Peak Day | SCE | 1-in-10 | 2026 | 20 | 229.3277 | 232.753 | 36.1175 | 80.2982 | 0
| All | All Customers | 4 | Monthly System Peak Day | SCE | 1-in-10 | 2026 | 21 | 237.1812 | 242.091 | 36.3117 | 74.8102 | 0
| All | All Customers | 4 | Monthly System Peak Day | SCE | 1-in-10 | 2026 | 22 | 413.0618 | 436.0315 | 36.1524 | 71.6791 | 0
| All | All Customers | 4 | Monthly System Peak Day | SCE | 1-in-10 | 2026 | 23 | 415.905 | 444.3668 | 36.0781 | 69.7278 | 0
| All | All Customers | 4 | Monthly System Peak Day | SCE | 1-in-10 | 2026 | 24 | 443.4012 | 495.8401 | 36.0123 | 68.1926 | 0
| All | All Customers | 5 | Average Weekday | SCE | 1-in-10 | 2026 | 1 | 394.2596 | 408.8151 | 36.4054 | 62.6645 | 0
| All | All Customers | 5 | Average Weekday | SCE | 1-in-10 | 2026 | 2 | 382.5608 | 390.6766 | 36.3565 | 61.686 | 0
| All | All Customers | 5 | Average Weekday | SCE | 1-in-10 | 2026 | 3 | 486.7702 | 498.7581 | 36.3492 | 60.8176 | 0
| All | All Customers | 5 | Average Weekday | SCE | 1-in-10 | 2026 | 4 | 590.2182 | 607.1079 | 36.3334 | 60.0235 | 0
| All | All Customers | 5 | Average Weekday | SCE | 1-in-10 | 2026 | 5 | 569.0778 | 589.157 | 36.3368 | 59.4411 | 0
| All | All Customers | 5 | Average Weekday | SCE | 1-in-10 | 2026 | 6 | 578.2639 | 602.7374 | 36.3229 | 58.9528 | 0
| All | All Customers | 5 | Average Weekday | SCE | 1-in-10 | 2026 | 7 | 584.4987 | 601.356 | 36.3352 | 58.7176 | 0
| All | All Customers | 5 | Average Weekday | SCE | 1-in-10 | 2026 | 8 | 610.2181 | 640.9894 | 36.4647 | 59.4845 | 0
| All | All Customers | 5 | Average Weekday | SCE | 1-in-10 | 2026 | 9 | 540.5387 | 575.9875 | 36.5815 | 61.9999 | 0
| All | All Customers | 5 | Average Weekday | SCE | 1-in-10 | 2026 | 10 | 530.5284 | 554.0388 | 36.4735 | 65.3043 | 0
| All | All Customers | 5 | Average Weekday | SCE | 1-in-10 | 2026 | 11 | 515.6927 | 531.8813 | 36.5316 | 68.3821 | 0
| All | All Customers | 5 | Average Weekday | SCE | 1-in-10 | 2026 | 12 | 503.5179 | 514.8207 | 36.5895 | 71.0609 | 0
| All | All Customers | 5 | Average Weekday | SCE | 1-in-10 | 2026 | 13 | 418.7357 | 428.284 | 36.6197 | 73.3291 | 0
| All | All Customers | 5 | Average Weekday | SCE | 1-in-10 | 2026 | 14 | 392.4063 | 398.8946 | 36.5738 | 75.0832 | 0
| All | All Customers | 5 | Average Weekday | SCE | 1-in-10 | 2026 | 15 | 350.3823 | 355.8315 | 36.4807 | 76.3265 | 0
| All | All Customers | 5 | Average Weekday | SCE | 1-in-10 | 2026 | 16 | 303.4151 | 305.5456 | 36.3544 | 76.8948 | 0
| All | All Customers | 5 | Average Weekday | SCE | 1-in-10 | 2026 | 17 | 276.4038 | 285.3241 | 36.1613 | 76.9554 | 0
| All | All Customers | 5 | Average Weekday | SCE | 1-in-10 | 2026 | 18 | 262.6095 | 269.4114 | 36.174 | 76.2265 | 0
| All | All Customers | 5 | Average Weekday | SCE | 1-in-10 | 2026 | 19 | 251.8705 | 257.0913 | 36.2339 | 74.8608 | 0
| All | All Customers | 5 | Average Weekday | SCE | 1-in-10 | 2026 | 20 | 241.4383 | 245.8097 | 36.1176 | 72.769 | 0
| All | All Customers | 5 | Average Weekday | SCE | 1-in-10 | 2026 | 21 | 252.5274 | 256.8723 | 36.172 | 69.7865 | 0
| All | All Customers | 5 | Average Weekday | SCE | 1-in-10 | 2026 | 22 | 425.1539 | 448.3777 | 36.358 | 67.0523 | 0
| All | All Customers | 5 | Average Weekday | SCE | 1-in-10 | 2026 | 23 | 434.3481 | 459.0759 | 36.4078 | 65.2221 | 0
| All | All Customers | 5 | Average Weekday | SCE | 1-in-10 | 2026 | 24 | 459.2071 | 491.9808 | 36.456 | 63.7844 | 0
| All | All Customers | 5 | Monthly System Peak Day | SCE | 1-in-10 | 2026 | 1 | 394.2596 | 423.4316 | 36.0751 | 73.9451 | 0
| All | All Customers | 5 | Monthly System Peak Day | SCE | 1-in-10 | 2026 | 2 | 382.5608 | 399.6584 | 36.1343 | 72.4128 | 0
| All | All Customers | 5 | Monthly System Peak Day | SCE | 1-in-10 | 2026 | 3 | 486.7702 | 508.544 | 36.1438 | 70.8805 | 0
| All | All Customers | 5 | Monthly System Peak Day | SCE | 1-in-10 | 2026 | 4 | 590.2182 | 613.541 | 36.1741 | 69.4883 | 0
| All | All Customers | 5 | Monthly System Peak Day | SCE | 1-in-10 | 2026 | 5 | 569.0778 | 598.1594 | 36.1701 | 68.5669 | 0
| All | All Customers | 5 | Monthly System Peak Day | SCE | 1-in-10 | 2026 | 6 | 578.2639 | 605.0796 | 36.2088 | 67.5106 | 0
| All | All Customers | 5 | Monthly System Peak Day | SCE | 1-in-10 | 2026 | 7 | 584.4987 | 599.0038 | 36.2152 | 67.139 | 0
| All | All Customers | 5 | Monthly System Peak Day | SCE | 1-in-10 | 2026 | 8 | 610.2181 | 658.3123 | 36.0407 | 67.588 | 0
| All | All Customers | 5 | Monthly System Peak Day | SCE | 1-in-10 | 2026 | 9 | 540.5387 | 586.7114 | 36.0332 | 71.9541 | 0
| All | All Customers | 5 | Monthly System Peak Day | SCE | 1-in-10 | 2026 | 10 | 530.5284 | 561.1274 | 36.0758 | 78.4437 | 0
| All | All Customers | 5 | Monthly System Peak Day | SCE | 1-in-10 | 2026 | 11 | 515.6927 | 543.9671 | 36.1577 | 84.4634 | 0
| All | All Customers | 5 | Monthly System Peak Day | SCE | 1-in-10 | 2026 | 12 | 503.5179 | 527.0667 | 36.3118 | 88.5098 | 0
| All | All Customers | 5 | Monthly System Peak Day | SCE | 1-in-10 | 2026 | 13 | 418.7357 | 432.1386 | 36.4617 | 91.3209 | 0
| All | All Customers | 5 | Monthly System Peak Day | SCE | 1-in-10 | 2026 | 14 | 392.4063 | 398.9317 | 36.3307 | 93.0051 | 0
| All | All Customers | 5 | Monthly System Peak Day | SCE | 1-in-10 | 2026 | 15 | 350.3823 | 356.1708 | 36.1444 | 94.2891 | 0
| All | All Customers | 5 | Monthly System Peak Day | SCE | 1-in-10 | 2026 | 16 | 303.4151 | 303.3241 | 36.1487 | 94.3726 | 0
| All | All Customers | 5 | Monthly System Peak Day | SCE | 1-in-10 | 2026 | 17 | 276.4038 | 285.5434 | 36.1393 | 93.9017 | 0
| All | All Customers | 5 | Monthly System Peak Day | SCE | 1-in-10 | 2026 | 18 | 262.6095 | 269.8164 | 36.1257 | 93.1366 | 0
| All | All Customers | 5 | Monthly System Peak Day | SCE | 1-in-10 | 2026 | 19 | 251.8705 | 256.372 | 37.6095 | 92.0447 | 0
| All | All Customers | 5 | Monthly System Peak Day | SCE | 1-in-10 | 2026 | 20 | 241.4383 | 245.1401 | 36.1176 | 89.5105 | 0
| All | All Customers | 5 | Monthly System Peak Day | SCE | 1-in-10 | 2026 | 21 | 252.5274 | 257.6865 | 36.3129 | 85.6688 | 0
| All | All Customers | 5 | Monthly System Peak Day | SCE | 1-in-10 | 2026 | 22 | 425.1539 | 448.7386 | 36.1699 | 81.9451 | 0
| All | All Customers | 5 | Monthly System Peak Day | SCE | 1-in-10 | 2026 | 23 | 434.3481 | 463.7147 | 36.0973 | 79.3652 | 0
| All | All Customers | 5 | Monthly System Peak Day | SCE | 1-in-10 | 2026 | 24 | 459.2071 | 512.5287 | 36.0325 | 76.6451 | 0
| All | All Customers | 6 | Average Weekday | SCE | 1-in-10 | 2026 | 1 | 381.2207 | 409.9164 | 36.39 | 66.5999 | 0
| All | All Customers | 6 | Average Weekday | SCE | 1-in-10 | 2026 | 2 | 369.2174 | 389.9928 | 36.3928 | 65.9006 | 0
| All | All Customers | 6 | Average Weekday | SCE | 1-in-10 | 2026 | 3 | 464.2329 | 491.1804 | 36.3937 | 65.2662 | 0
| All | All Customers | 6 | Average Weekday | SCE | 1-in-10 | 2026 | 4 | 560.8924 | 589.4496 | 36.3943 | 64.6507 | 0
| All | All Customers | 6 | Average Weekday | SCE | 1-in-10 | 2026 | 5 | 539.3632 | 579.5102 | 36.389 | 64.1746 | 0
| All | All Customers | 6 | Average Weekday | SCE | 1-in-10 | 2026 | 6 | 563.2296 | 609.4951 | 36.3792 | 63.7832 | 0
| All | All Customers | 6 | Average Weekday | SCE | 1-in-10 | 2026 | 7 | 576.797 | 601.965 | 36.3469 | 63.476 | 0
| All | All Customers | 6 | Average Weekday | SCE | 1-in-10 | 2026 | 8 | 596.2237 | 625.6645 | 36.4002 | 64.0318 | 0
| All | All Customers | 6 | Average Weekday | SCE | 1-in-10 | 2026 | 9 | 551.2754 | 571.8248 | 36.4214 | 65.9714 | 0
| All | All Customers | 6 | Average Weekday | SCE | 1-in-10 | 2026 | 10 | 537.6639 | 551.8238 | 36.4057 | 68.8032 | 0
| All | All Customers | 6 | Average Weekday | SCE | 1-in-10 | 2026 | 11 | 515.086 | 527.5184 | 36.4346 | 72.0084 | 0
| All | All Customers | 6 | Average Weekday | SCE | 1-in-10 | 2026 | 12 | 505.7787 | 520.3787 | 36.4669 | 75.1083 | 0
| All | All Customers | 6 | Average Weekday | SCE | 1-in-10 | 2026 | 13 | 421.5667 | 441.008 | 36.478 | 77.5187 | 0
| All | All Customers | 6 | Average Weekday | SCE | 1-in-10 | 2026 | 14 | 392.263 | 408.6352 | 36.4489 | 79.3071 | 0
| All | All Customers | 6 | Average Weekday | SCE | 1-in-10 | 2026 | 15 | 340.4416 | 354.9397 | 36.3831 | 80.4926 | 0
| All | All Customers | 6 | Average Weekday | SCE | 1-in-10 | 2026 | 16 | 298.2031 | 301.1798 | 36.3315 | 81.1097 | 0
| All | All Customers | 6 | Average Weekday | SCE | 1-in-10 | 2026 | 17 | 275.9597 | 285.2216 | 36.6178 | 81.0308 | 0
| All | All Customers | 6 | Average Weekday | SCE | 1-in-10 | 2026 | 18 | 254.1486 | 269.119 | 36.6394 | 80.1832 | 0
| All | All Customers | 6 | Average Weekday | SCE | 1-in-10 | 2026 | 19 | 238.5562 | 261.4967 | 39.1843 | 78.7527 | 0
| All | All Customers | 6 | Average Weekday | SCE | 1-in-10 | 2026 | 20 | 224.7029 | 244.2769 | 36.5903 | 76.6583 | 0
| All | All Customers | 6 | Average Weekday | SCE | 1-in-10 | 2026 | 21 | 241.6489 | 257.6311 | 36.859 | 73.7764 | 0
| All | All Customers | 6 | Average Weekday | SCE | 1-in-10 | 2026 | 22 | 399.7106 | 433.2548 | 36.4577 | 70.7793 | 0
| All | All Customers | 6 | Average Weekday | SCE | 1-in-10 | 2026 | 23 | 427.4272 | 461.4381 | 36.4196 | 68.9101 | 0
| All | All Customers | 6 | Average Weekday | SCE | 1-in-10 | 2026 | 24 | 453.8517 | 495.449 | 36.4015 | 67.6558 | 0
| All | All Customers | 6 | Monthly System Peak Day | SCE | 1-in-10 | 2026 | 1 | 381.2207 | 373.8854 | 44.3152 | 75.4051 | 0
| All | All Customers | 6 | Monthly System Peak Day | SCE | 1-in-10 | 2026 | 2 | 369.2174 | 345.0512 | 44.326 | 73.8369 | 0
| All | All Customers | 6 | Monthly System Peak Day | SCE | 1-in-10 | 2026 | 3 | 464.2329 | 418.2297 | 44.3307 | 72.5346 | 0
| All | All Customers | 6 | Monthly System Peak Day | SCE | 1-in-10 | 2026 | 4 | 560.8924 | 484.9689 | 44.3345 | 71.6674 | 0
| All | All Customers | 6 | Monthly System Peak Day | SCE | 1-in-10 | 2026 | 5 | 539.3632 | 480.6849 | 44.3294 | 70.5974 | 0
| All | All Customers | 6 | Monthly System Peak Day | SCE | 1-in-10 | 2026 | 6 | 563.2296 | 516.4153 | 44.3235 | 69.5882 | 0
| All | All Customers | 6 | Monthly System Peak Day | SCE | 1-in-10 | 2026 | 7 | 576.797 | 518.2742 | 44.2459 | 68.8808 | 0
| All | All Customers | 6 | Monthly System Peak Day | SCE | 1-in-10 | 2026 | 8 | 596.2237 | 548.0164 | 44.3036 | 69.9624 | 0
| All | All Customers | 6 | Monthly System Peak Day | SCE | 1-in-10 | 2026 | 9 | 551.2754 | 525.3199 | 44.2722 | 73.8157 | 0
| All | All Customers | 6 | Monthly System Peak Day | SCE | 1-in-10 | 2026 | 10 | 537.6639 | 502.6363 | 44.2231 | 79.7156 | 0
| All | All Customers | 6 | Monthly System Peak Day | SCE | 1-in-10 | 2026 | 11 | 515.086 | 479.2299 | 44.2122 | 84.7645 | 0
| All | All Customers | 6 | Monthly System Peak Day | SCE | 1-in-10 | 2026 | 12 | 505.7787 | 470.0074 | 44.2292 | 88.6352 | 0
| All | All Customers | 6 | Monthly System Peak Day | SCE | 1-in-10 | 2026 | 13 | 421.5667 | 402.9972 | 44.2125 | 90.0843 | 0
| All | All Customers | 6 | Monthly System Peak Day | SCE | 1-in-10 | 2026 | 14 | 392.263 | 375.9783 | 44.2299 | 91.5486 | 0
| All | All Customers | 6 | Monthly System Peak Day | SCE | 1-in-10 | 2026 | 15 | 340.4416 | 328.3015 | 44.2172 | 92.6549 | 0
| All | All Customers | 6 | Monthly System Peak Day | SCE | 1-in-10 | 2026 | 16 | 298.2031 | 273.3083 | 44.1619 | 93.9585 | 0
| All | All Customers | 6 | Monthly System Peak Day | SCE | 1-in-10 | 2026 | 17 | 275.9597 | 286.7468 | 44.1736 | 94.554 | 0
| All | All Customers | 6 | Monthly System Peak Day | SCE | 1-in-10 | 2026 | 18 | 254.1486 | 278.7396 | 44.3069 | 94.2108 | 0
| All | All Customers | 6 | Monthly System Peak Day | SCE | 1-in-10 | 2026 | 19 | 238.5562 | 232.6954 | 44.2656 | 92.0967 | 0
| All | All Customers | 6 | Monthly System Peak Day | SCE | 1-in-10 | 2026 | 20 | 224.7029 | 228.9443 | 43.2786 | 87.8718 | 0
| All | All Customers | 6 | Monthly System Peak Day | SCE | 1-in-10 | 2026 | 21 | 241.6489 | 225.977 | 45.2529 | 83.139 | 0
| All | All Customers | 6 | Monthly System Peak Day | SCE | 1-in-10 | 2026 | 22 | 399.7106 | 379.6027 | 44.5703 | 78.8213 | 0
| All | All Customers | 6 | Monthly System Peak Day | SCE | 1-in-10 | 2026 | 23 | 427.4272 | 395.5048 | 44.4161 | 75.3496 | 0
| All | All Customers | 6 | Monthly System Peak Day | SCE | 1-in-10 | 2026 | 24 | 453.8517 | 431.0314 | 44.3402 | 73.2752 | 0
| All | All Customers | 7 | Average Weekday | SCE | 1-in-10 | 2026 | 1 | 382.221 | 409.7349 | 39.1412 | 72.1536 | 0
| All | All Customers | 7 | Average Weekday | SCE | 1-in-10 | 2026 | 2 | 380.529 | 399.3152 | 39.1368 | 71.4201 | 0
| All | All Customers | 7 | Average Weekday | SCE | 1-in-10 | 2026 | 3 | 467.1567 | 492.9095 | 39.1356 | 70.7709 | 0
| All | All Customers | 7 | Average Weekday | SCE | 1-in-10 | 2026 | 4 | 564.6371 | 594.5295 | 39.1334 | 70.2504 | 0
| All | All Customers | 7 | Average Weekday | SCE | 1-in-10 | 2026 | 5 | 546.4098 | 586.9217 | 39.131 | 69.8041 | 0
| All | All Customers | 7 | Average Weekday | SCE | 1-in-10 | 2026 | 6 | 554.8676 | 599.1177 | 39.1245 | 69.4399 | 0
| All | All Customers | 7 | Average Weekday | SCE | 1-in-10 | 2026 | 7 | 560.5757 | 582.7668 | 39.1247 | 69.2407 | 0
| All | All Customers | 7 | Average Weekday | SCE | 1-in-10 | 2026 | 8 | 577.4068 | 606.8306 | 39.1556 | 69.7054 | 0
| All | All Customers | 7 | Average Weekday | SCE | 1-in-10 | 2026 | 9 | 522.035 | 542.0194 | 39.1885 | 71.9118 | 0
| All | All Customers | 7 | Average Weekday | SCE | 1-in-10 | 2026 | 10 | 510.7529 | 523.6902 | 39.1875 | 74.9215 | 0
| All | All Customers | 7 | Average Weekday | SCE | 1-in-10 | 2026 | 11 | 493.4598 | 505.3481 | 39.2228 | 78.3302 | 0
| All | All Customers | 7 | Average Weekday | SCE | 1-in-10 | 2026 | 12 | 485.4868 | 500.568 | 39.2572 | 81.5124 | 0
| All | All Customers | 7 | Average Weekday | SCE | 1-in-10 | 2026 | 13 | 399.9616 | 417.7506 | 39.2728 | 83.9403 | 0
| All | All Customers | 7 | Average Weekday | SCE | 1-in-10 | 2026 | 14 | 374.1619 | 389.5378 | 39.2414 | 85.7186 | 0
| All | All Customers | 7 | Average Weekday | SCE | 1-in-10 | 2026 | 15 | 328.3488 | 342.4743 | 39.1826 | 86.8585 | 0
| All | All Customers | 7 | Average Weekday | SCE | 1-in-10 | 2026 | 16 | 281.1326 | 281.9959 | 39.1402 | 87.4293 | 0
| All | All Customers | 7 | Average Weekday | SCE | 1-in-10 | 2026 | 17 | 262.7185 | 270.6736 | 39.5444 | 87.3156 | 0
| All | All Customers | 7 | Average Weekday | SCE | 1-in-10 | 2026 | 18 | 249.1685 | 261.4701 | 39.5671 | 86.4657 | 0
| All | All Customers | 7 | Average Weekday | SCE | 1-in-10 | 2026 | 19 | 235.4032 | 256.7505 | 40.1739 | 84.9536 | 0
| All | All Customers | 7 | Average Weekday | SCE | 1-in-10 | 2026 | 20 | 229.7873 | 245.1294 | 39.1039 | 82.593 | 0
| All | All Customers | 7 | Average Weekday | SCE | 1-in-10 | 2026 | 21 | 250.5571 | 262.9034 | 39.5764 | 79.4531 | 0
| All | All Customers | 7 | Average Weekday | SCE | 1-in-10 | 2026 | 22 | 407.9547 | 443.4245 | 39.1159 | 76.411 | 0
| All | All Customers | 7 | Average Weekday | SCE | 1-in-10 | 2026 | 23 | 426.7858 | 457.2424 | 39.1281 | 74.6466 | 0
| All | All Customers | 7 | Average Weekday | SCE | 1-in-10 | 2026 | 24 | 448.8271 | 487.9024 | 39.1443 | 73.4889 | 0
| All | All Customers | 7 | Monthly System Peak Day | SCE | 1-in-10 | 2026 | 1 | 382.221 | 374.5197 | 39.1537 | 76.6189 | 0
| All | All Customers | 7 | Monthly System Peak Day | SCE | 1-in-10 | 2026 | 2 | 380.529 | 353.5283 | 39.1385 | 74.6004 | 0
| All | All Customers | 7 | Monthly System Peak Day | SCE | 1-in-10 | 2026 | 3 | 467.1567 | 417.4524 | 39.137 | 72.9919 | 0
| All | All Customers | 7 | Monthly System Peak Day | SCE | 1-in-10 | 2026 | 4 | 564.6371 | 490.2826 | 39.1336 | 72.0862 | 0
| All | All Customers | 7 | Monthly System Peak Day | SCE | 1-in-10 | 2026 | 5 | 546.4098 | 489.3725 | 39.1417 | 71.2435 | 0
| All | All Customers | 7 | Monthly System Peak Day | SCE | 1-in-10 | 2026 | 6 | 554.8676 | 513.2477 | 39.1561 | 70.5634 | 0
| All | All Customers | 7 | Monthly System Peak Day | SCE | 1-in-10 | 2026 | 7 | 560.5757 | 505.1478 | 39.2048 | 70.104 | 0
| All | All Customers | 7 | Monthly System Peak Day | SCE | 1-in-10 | 2026 | 8 | 577.4068 | 535.1264 | 39.1722 | 71.0143 | 0
| All | All Customers | 7 | Monthly System Peak Day | SCE | 1-in-10 | 2026 | 9 | 522.035 | 495.908 | 39.1755 | 74.6355 | 0
| All | All Customers | 7 | Monthly System Peak Day | SCE | 1-in-10 | 2026 | 10 | 510.7529 | 474.2679 | 39.1664 | 79.9531 | 0
| All | All Customers | 7 | Monthly System Peak Day | SCE | 1-in-10 | 2026 | 11 | 493.4598 | 458.0415 | 39.1766 | 86.1582 | 0
| All | All Customers | 7 | Monthly System Peak Day | SCE | 1-in-10 | 2026 | 12 | 485.4868 | 450.6023 | 39.1875 | 91.0408 | 0
| All | All Customers | 7 | Monthly System Peak Day | SCE | 1-in-10 | 2026 | 13 | 399.9616 | 382.8351 | 39.1996 | 94.9224 | 0
| All | All Customers | 7 | Monthly System Peak Day | SCE | 1-in-10 | 2026 | 14 | 374.1619 | 358.8104 | 39.1939 | 98.2194 | 0
| All | All Customers | 7 | Monthly System Peak Day | SCE | 1-in-10 | 2026 | 15 | 328.3488 | 317.3162 | 39.2107 | 101.1878 | 0
| All | All Customers | 7 | Monthly System Peak Day | SCE | 1-in-10 | 2026 | 16 | 281.1326 | 256.1308 | 39.2091 | 102.4459 | 0
| All | All Customers | 7 | Monthly System Peak Day | SCE | 1-in-10 | 2026 | 17 | 262.7185 | 273.3785 | 39.0872 | 102.6143 | 0
| All | All Customers | 7 | Monthly System Peak Day | SCE | 1-in-10 | 2026 | 18 | 249.1685 | 271.8934 | 39.1767 | 101.7765 | 0
| All | All Customers | 7 | Monthly System Peak Day | SCE | 1-in-10 | 2026 | 19 | 235.4032 | 231.3127 | 38.7658 | 100.3296 | 0
| All | All Customers | 7 | Monthly System Peak Day | SCE | 1-in-10 | 2026 | 20 | 229.7873 | 252.8436 | 38.5341 | 98.0092 | 0
| All | All Customers | 7 | Monthly System Peak Day | SCE | 1-in-10 | 2026 | 21 | 250.5571 | 236.4745 | 39.7285 | 95.0561 | 0
| All | All Customers | 7 | Monthly System Peak Day | SCE | 1-in-10 | 2026 | 22 | 407.9547 | 393.7089 | 39.2619 | 90.5035 | 0
| All | All Customers | 7 | Monthly System Peak Day | SCE | 1-in-10 | 2026 | 23 | 426.7858 | 394.2913 | 39.1683 | 86.7318 | 0
| All | All Customers | 7 | Monthly System Peak Day | SCE | 1-in-10 | 2026 | 24 | 448.8271 | 425.1548 | 39.1618 | 84.5567 | 0
| All | All Customers | 8 | Average Weekday | SCE | 1-in-10 | 2026 | 1 | 403.1047 | 434.4204 | 36.6003 | 72.6068 | 0
| All | All Customers | 8 | Average Weekday | SCE | 1-in-10 | 2026 | 2 | 389.4905 | 411.8295 | 36.5956 | 71.8296 | 0
| All | All Customers | 8 | Average Weekday | SCE | 1-in-10 | 2026 | 3 | 472.5897 | 498.5344 | 36.5941 | 71.1403 | 0
| All | All Customers | 8 | Average Weekday | SCE | 1-in-10 | 2026 | 4 | 576.5524 | 607.5081 | 36.5911 | 70.5184 | 0
| All | All Customers | 8 | Average Weekday | SCE | 1-in-10 | 2026 | 5 | 551.3122 | 592.993 | 36.5885 | 69.99 | 0
| All | All Customers | 8 | Average Weekday | SCE | 1-in-10 | 2026 | 6 | 564.0681 | 611.7831 | 36.5811 | 69.5317 | 0
| All | All Customers | 8 | Average Weekday | SCE | 1-in-10 | 2026 | 7 | 578.1847 | 605.5713 | 36.5874 | 69.1876 | 0
| All | All Customers | 8 | Average Weekday | SCE | 1-in-10 | 2026 | 8 | 588.4037 | 620.9705 | 36.6161 | 69.1728 | 0
| All | All Customers | 8 | Average Weekday | SCE | 1-in-10 | 2026 | 9 | 527.915 | 548.847 | 36.6511 | 70.9235 | 0
| All | All Customers | 8 | Average Weekday | SCE | 1-in-10 | 2026 | 10 | 518.785 | 532.7267 | 36.6554 | 74.0742 | 0
| All | All Customers | 8 | Average Weekday | SCE | 1-in-10 | 2026 | 11 | 497.76 | 510.6408 | 36.6887 | 77.6797 | 0
| All | All Customers | 8 | Average Weekday | SCE | 1-in-10 | 2026 | 12 | 486.8751 | 503.1763 | 36.7175 | 81.1953 | 0
| All | All Customers | 8 | Average Weekday | SCE | 1-in-10 | 2026 | 13 | 410.2968 | 430.3778 | 36.7326 | 83.7705 | 0
| All | All Customers | 8 | Average Weekday | SCE | 1-in-10 | 2026 | 14 | 382.0813 | 398.9076 | 36.7024 | 85.693 | 0
| All | All Customers | 8 | Average Weekday | SCE | 1-in-10 | 2026 | 15 | 336.4646 | 351.5405 | 36.6487 | 86.942 | 0
| All | All Customers | 8 | Average Weekday | SCE | 1-in-10 | 2026 | 16 | 290.0648 | 294.0959 | 36.6107 | 87.2203 | 0
| All | All Customers | 8 | Average Weekday | SCE | 1-in-10 | 2026 | 17 | 273.0058 | 280.341 | 36.9727 | 86.9576 | 0
| All | All Customers | 8 | Average Weekday | SCE | 1-in-10 | 2026 | 18 | 249.9824 | 263.9566 | 37.0287 | 86.0129 | 0
| All | All Customers | 8 | Average Weekday | SCE | 1-in-10 | 2026 | 19 | 236.5437 | 260.2038 | 37.9064 | 84.3796 | 0
| All | All Customers | 8 | Average Weekday | SCE | 1-in-10 | 2026 | 20 | 236.5061 | 255.9156 | 36.7933 | 81.871 | 0
| All | All Customers | 8 | Average Weekday | SCE | 1-in-10 | 2026 | 21 | 261.2303 | 277.0042 | 37.1643 | 78.5248 | 0
| All | All Customers | 8 | Average Weekday | SCE | 1-in-10 | 2026 | 22 | 421.2121 | 453.5834 | 36.5644 | 75.9562 | 0
| All | All Customers | 8 | Average Weekday | SCE | 1-in-10 | 2026 | 23 | 443.8314 | 479.2947 | 36.5767 | 74.5365 | 0
| All | All Customers | 8 | Average Weekday | SCE | 1-in-10 | 2026 | 24 | 469.4583 | 512.3719 | 36.6005 | 73.5145 | 0
| All | All Customers | 8 | Monthly System Peak Day | SCE | 1-in-10 | 2026 | 1 | 403.1047 | 395.3625 | 31.1361 | 77.7831 | 0
| All | All Customers | 8 | Monthly System Peak Day | SCE | 1-in-10 | 2026 | 2 | 389.4905 | 364.6588 | 31.1202 | 76.6546 | 0
| All | All Customers | 8 | Monthly System Peak Day | SCE | 1-in-10 | 2026 | 3 | 472.5897 | 428.8878 | 31.119 | 75.7126 | 0
| All | All Customers | 8 | Monthly System Peak Day | SCE | 1-in-10 | 2026 | 4 | 576.5524 | 505.1133 | 31.1161 | 74.5451 | 0
| All | All Customers | 8 | Monthly System Peak Day | SCE | 1-in-10 | 2026 | 5 | 551.3122 | 498.0129 | 31.1247 | 73.6349 | 0
| All | All Customers | 8 | Monthly System Peak Day | SCE | 1-in-10 | 2026 | 6 | 564.0681 | 520.8546 | 31.1411 | 72.9151 | 0
| All | All Customers | 8 | Monthly System Peak Day | SCE | 1-in-10 | 2026 | 7 | 578.1847 | 523.4958 | 31.187 | 72.1284 | 0
| All | All Customers | 8 | Monthly System Peak Day | SCE | 1-in-10 | 2026 | 8 | 588.4037 | 544.5758 | 31.1539 | 72.009 | 0
| All | All Customers | 8 | Monthly System Peak Day | SCE | 1-in-10 | 2026 | 9 | 527.915 | 503.6693 | 31.1554 | 74.4355 | 0
| All | All Customers | 8 | Monthly System Peak Day | SCE | 1-in-10 | 2026 | 10 | 518.785 | 484.0591 | 31.1396 | 79.3051 | 0
| All | All Customers | 8 | Monthly System Peak Day | SCE | 1-in-10 | 2026 | 11 | 497.76 | 461.8926 | 31.1524 | 84.8269 | 0
| All | All Customers | 8 | Monthly System Peak Day | SCE | 1-in-10 | 2026 | 12 | 486.8751 | 450.9362 | 31.1706 | 88.5418 | 0
| All | All Customers | 8 | Monthly System Peak Day | SCE | 1-in-10 | 2026 | 13 | 410.2968 | 393.9216 | 31.1849 | 90.152 | 0
| All | All Customers | 8 | Monthly System Peak Day | SCE | 1-in-10 | 2026 | 14 | 382.0813 | 367.9952 | 31.1795 | 91.8194 | 0
| All | All Customers | 8 | Monthly System Peak Day | SCE | 1-in-10 | 2026 | 15 | 336.4646 | 326.752 | 31.195 | 93.4898 | 0
| All | All Customers | 8 | Monthly System Peak Day | SCE | 1-in-10 | 2026 | 16 | 290.0648 | 268.5815 | 31.1839 | 95.0265 | 0
| All | All Customers | 8 | Monthly System Peak Day | SCE | 1-in-10 | 2026 | 17 | 273.0058 | 282.766 | 31.0061 | 95.0296 | 0
| All | All Customers | 8 | Monthly System Peak Day | SCE | 1-in-10 | 2026 | 18 | 249.9824 | 274.7301 | 31.0971 | 94.4276 | 0
| All | All Customers | 8 | Monthly System Peak Day | SCE | 1-in-10 | 2026 | 19 | 236.5437 | 234.2634 | 30.7593 | 93.0592 | 0
| All | All Customers | 8 | Monthly System Peak Day | SCE | 1-in-10 | 2026 | 20 | 236.5061 | 227.4254 | 30.6177 | 90.1265 | 0
| All | All Customers | 8 | Monthly System Peak Day | SCE | 1-in-10 | 2026 | 21 | 261.2303 | 241.3924 | 31.8764 | 86.6699 | 0
| All | All Customers | 8 | Monthly System Peak Day | SCE | 1-in-10 | 2026 | 22 | 421.2121 | 396.1572 | 31.288 | 83.5782 | 0
| All | All Customers | 8 | Monthly System Peak Day | SCE | 1-in-10 | 2026 | 23 | 443.8314 | 417.725 | 31.1677 | 81.1289 | 0
| All | All Customers | 8 | Monthly System Peak Day | SCE | 1-in-10 | 2026 | 24 | 469.4583 | 449.8596 | 31.1484 | 79.7864 | 0
| All | All Customers | 8 | Typical Event Day | SCE | 1-in-10 | 2026 | 1 | 403.1047 | 395.3625 | 31.1361 | 76.727 | 0
| All | All Customers | 8 | Typical Event Day | SCE | 1-in-10 | 2026 | 2 | 389.4905 | 364.6588 | 31.1202 | 75.2909 | 0
| All | All Customers | 8 | Typical Event Day | SCE | 1-in-10 | 2026 | 3 | 472.5897 | 428.8878 | 31.119 | 74.0474 | 0
| All | All Customers | 8 | Typical Event Day | SCE | 1-in-10 | 2026 | 4 | 576.5524 | 505.1133 | 31.1161 | 73.2366 | 0
| All | All Customers | 8 | Typical Event Day | SCE | 1-in-10 | 2026 | 5 | 551.3122 | 498.0129 | 31.1247 | 72.4408 | 0
| All | All Customers | 8 | Typical Event Day | SCE | 1-in-10 | 2026 | 6 | 564.0681 | 520.8546 | 31.1411 | 71.7529 | 0
| All | All Customers | 8 | Typical Event Day | SCE | 1-in-10 | 2026 | 7 | 578.1847 | 523.4958 | 31.187 | 71.2031 | 0
| All | All Customers | 8 | Typical Event Day | SCE | 1-in-10 | 2026 | 8 | 588.4037 | 544.5758 | 31.1539 | 71.67 | 0
| All | All Customers | 8 | Typical Event Day | SCE | 1-in-10 | 2026 | 9 | 527.915 | 503.6693 | 31.1554 | 74.6167 | 0
| All | All Customers | 8 | Typical Event Day | SCE | 1-in-10 | 2026 | 10 | 518.785 | 484.0591 | 31.1396 | 79.6274 | 0
| All | All Customers | 8 | Typical Event Day | SCE | 1-in-10 | 2026 | 11 | 497.76 | 461.8926 | 31.1524 | 85.1114 | 0
| All | All Customers | 8 | Typical Event Day | SCE | 1-in-10 | 2026 | 12 | 486.8751 | 450.9362 | 31.1706 | 89.3543 | 0
| All | All Customers | 8 | Typical Event Day | SCE | 1-in-10 | 2026 | 13 | 410.2968 | 393.9216 | 31.1849 | 92.0168 | 0
| All | All Customers | 8 | Typical Event Day | SCE | 1-in-10 | 2026 | 14 | 382.0813 | 367.9952 | 31.1795 | 94.2696 | 0
| All | All Customers | 8 | Typical Event Day | SCE | 1-in-10 | 2026 | 15 | 336.4646 | 326.752 | 31.195 | 96.0719 | 0
| All | All Customers | 8 | Typical Event Day | SCE | 1-in-10 | 2026 | 16 | 290.0648 | 268.5815 | 31.1839 | 97.2345 | 0
| All | All Customers | 8 | Typical Event Day | SCE | 1-in-10 | 2026 | 17 | 273.0058 | 282.766 | 31.0061 | 97.4936 | 0
| All | All Customers | 8 | Typical Event Day | SCE | 1-in-10 | 2026 | 18 | 249.9824 | 274.7301 | 31.0971 | 96.7511 | 0
| All | All Customers | 8 | Typical Event Day | SCE | 1-in-10 | 2026 | 19 | 236.5437 | 234.2634 | 30.7593 | 94.9061 | 0
| All | All Customers | 8 | Typical Event Day | SCE | 1-in-10 | 2026 | 20 | 236.5061 | 227.4254 | 30.6177 | 91.7564 | 0
| All | All Customers | 8 | Typical Event Day | SCE | 1-in-10 | 2026 | 21 | 261.2303 | 241.3924 | 31.8764 | 88.1027 | 0
| All | All Customers | 8 | Typical Event Day | SCE | 1-in-10 | 2026 | 22 | 421.2121 | 396.1572 | 31.288 | 84.7386 | 0
| All | All Customers | 8 | Typical Event Day | SCE | 1-in-10 | 2026 | 23 | 443.8314 | 417.725 | 31.1677 | 82.0232 | 0
| All | All Customers | 8 | Typical Event Day | SCE | 1-in-10 | 2026 | 24 | 469.4583 | 449.8596 | 31.1484 | 80.268 | 0
| All | All Customers | 9 | Average Weekday | SCE | 1-in-10 | 2026 | 1 | 371.7901 | 392.9811 | 39.2838 | 71.6865 | 0
| All | All Customers | 9 | Average Weekday | SCE | 1-in-10 | 2026 | 2 | 368.2603 | 379.083 | 39.2789 | 70.7796 | 0
| All | All Customers | 9 | Average Weekday | SCE | 1-in-10 | 2026 | 3 | 465.5724 | 472.5806 | 39.2773 | 69.9662 | 0
| All | All Customers | 9 | Average Weekday | SCE | 1-in-10 | 2026 | 4 | 572.2637 | 582.9964 | 39.2765 | 69.2514 | 0
| All | All Customers | 9 | Average Weekday | SCE | 1-in-10 | 2026 | 5 | 535.842 | 553.8779 | 39.2737 | 68.63 | 0
| All | All Customers | 9 | Average Weekday | SCE | 1-in-10 | 2026 | 6 | 537.2526 | 566.0638 | 39.2678 | 68.1028 | 0
| All | All Customers | 9 | Average Weekday | SCE | 1-in-10 | 2026 | 7 | 562.6088 | 581.485 | 39.2587 | 67.6712 | 0
| All | All Customers | 9 | Average Weekday | SCE | 1-in-10 | 2026 | 8 | 561.8927 | 578.71 | 39.2927 | 67.4139 | 0
| All | All Customers | 9 | Average Weekday | SCE | 1-in-10 | 2026 | 9 | 500.1346 | 516.8384 | 39.3275 | 68.8038 | 0
| All | All Customers | 9 | Average Weekday | SCE | 1-in-10 | 2026 | 10 | 497.5287 | 506.8629 | 39.3243 | 71.9381 | 0
| All | All Customers | 9 | Average Weekday | SCE | 1-in-10 | 2026 | 11 | 480.2731 | 488.8929 | 39.3668 | 75.5259 | 0
| All | All Customers | 9 | Average Weekday | SCE | 1-in-10 | 2026 | 12 | 471.1768 | 480.2672 | 39.41 | 78.9902 | 0
| All | All Customers | 9 | Average Weekday | SCE | 1-in-10 | 2026 | 13 | 404.9932 | 415.6607 | 39.4287 | 81.7014 | 0
| All | All Customers | 9 | Average Weekday | SCE | 1-in-10 | 2026 | 14 | 373.1274 | 383.1906 | 39.3942 | 83.6224 | 0
| All | All Customers | 9 | Average Weekday | SCE | 1-in-10 | 2026 | 15 | 334.1314 | 343.9546 | 39.3241 | 84.909 | 0
| All | All Customers | 9 | Average Weekday | SCE | 1-in-10 | 2026 | 16 | 303.2426 | 302.5992 | 39.2737 | 85.3183 | 0
| All | All Customers | 9 | Average Weekday | SCE | 1-in-10 | 2026 | 17 | 276.6014 | 289.3746 | 39.5066 | 85.1738 | 0
| All | All Customers | 9 | Average Weekday | SCE | 1-in-10 | 2026 | 18 | 258.1568 | 276.014 | 39.4296 | 84.2725 | 0
| All | All Customers | 9 | Average Weekday | SCE | 1-in-10 | 2026 | 19 | 261.1976 | 271.7783 | 40.6699 | 82.4554 | 0
| All | All Customers | 9 | Average Weekday | SCE | 1-in-10 | 2026 | 20 | 261.6008 | 270.1639 | 39.1447 | 79.5745 | 0
| All | All Customers | 9 | Average Weekday | SCE | 1-in-10 | 2026 | 21 | 278.0549 | 288.0421 | 39.3089 | 76.5206 | 0
| All | All Customers | 9 | Average Weekday | SCE | 1-in-10 | 2026 | 22 | 420.5112 | 443.5383 | 39.2368 | 74.7105 | 0
| All | All Customers | 9 | Average Weekday | SCE | 1-in-10 | 2026 | 23 | 423.579 | 446.2134 | 39.2866 | 73.3727 | 0
| All | All Customers | 9 | Average Weekday | SCE | 1-in-10 | 2026 | 24 | 438.7755 | 470.3396 | 39.2911 | 72.2628 | 0
| All | All Customers | 9 | Monthly System Peak Day | SCE | 1-in-10 | 2026 | 1 | 371.7901 | 355.4753 | 39.3646 | 77.1861 | 0
| All | All Customers | 9 | Monthly System Peak Day | SCE | 1-in-10 | 2026 | 2 | 368.2603 | 333.2868 | 39.3509 | 76.156 | 0
| All | All Customers | 9 | Monthly System Peak Day | SCE | 1-in-10 | 2026 | 3 | 465.5724 | 402.7695 | 39.3494 | 75.0378 | 0
| All | All Customers | 9 | Monthly System Peak Day | SCE | 1-in-10 | 2026 | 4 | 572.2637 | 471.7084 | 39.3452 | 74.7179 | 0
| All | All Customers | 9 | Monthly System Peak Day | SCE | 1-in-10 | 2026 | 5 | 535.842 | 449.6709 | 39.3524 | 74.3536 | 0
| All | All Customers | 9 | Monthly System Peak Day | SCE | 1-in-10 | 2026 | 6 | 537.2526 | 462.5304 | 39.364 | 74.0051 | 0
| All | All Customers | 9 | Monthly System Peak Day | SCE | 1-in-10 | 2026 | 7 | 562.6088 | 487.4003 | 39.4181 | 73.7663 | 0
| All | All Customers | 9 | Monthly System Peak Day | SCE | 1-in-10 | 2026 | 8 | 561.8927 | 489.4381 | 39.3855 | 73.7811 | 0
| All | All Customers | 9 | Monthly System Peak Day | SCE | 1-in-10 | 2026 | 9 | 500.1346 | 468.3878 | 39.3891 | 75.6935 | 0
| All | All Customers | 9 | Monthly System Peak Day | SCE | 1-in-10 | 2026 | 10 | 497.5287 | 453.1563 | 39.3862 | 79.6745 | 0
| All | All Customers | 9 | Monthly System Peak Day | SCE | 1-in-10 | 2026 | 11 | 480.2731 | 435.4153 | 39.3899 | 84.8286 | 0
| All | All Customers | 9 | Monthly System Peak Day | SCE | 1-in-10 | 2026 | 12 | 471.1768 | 426.275 | 39.3898 | 89.3296 | 0
| All | All Customers | 9 | Monthly System Peak Day | SCE | 1-in-10 | 2026 | 13 | 404.9932 | 372.7026 | 39.3983 | 93.0878 | 0
| All | All Customers | 9 | Monthly System Peak Day | SCE | 1-in-10 | 2026 | 14 | 373.1274 | 347.0128 | 39.3946 | 95.6878 | 0
| All | All Customers | 9 | Monthly System Peak Day | SCE | 1-in-10 | 2026 | 15 | 334.1314 | 314.8788 | 39.4191 | 97.1439 | 0
| All | All Customers | 9 | Monthly System Peak Day | SCE | 1-in-10 | 2026 | 16 | 303.2426 | 271.9288 | 39.4285 | 97.6602 | 0
| All | All Customers | 9 | Monthly System Peak Day | SCE | 1-in-10 | 2026 | 17 | 276.6014 | 287.4627 | 39.3074 | 97.8959 | 0
| All | All Customers | 9 | Monthly System Peak Day | SCE | 1-in-10 | 2026 | 18 | 258.1568 | 281.9309 | 39.3165 | 96.7153 | 0
| All | All Customers | 9 | Monthly System Peak Day | SCE | 1-in-10 | 2026 | 19 | 261.1976 | 232.8956 | 39.7974 | 94.2735 | 0
| All | All Customers | 9 | Monthly System Peak Day | SCE | 1-in-10 | 2026 | 20 | 261.6008 | 221.7419 | 38.5012 | 91.2357 | 0
| All | All Customers | 9 | Monthly System Peak Day | SCE | 1-in-10 | 2026 | 21 | 278.0549 | 247.1019 | 39.465 | 87.7592 | 0
| All | All Customers | 9 | Monthly System Peak Day | SCE | 1-in-10 | 2026 | 22 | 420.5112 | 378.2178 | 39.4681 | 86.2245 | 0
| All | All Customers | 9 | Monthly System Peak Day | SCE | 1-in-10 | 2026 | 23 | 423.579 | 377.6734 | 39.3583 | 85.0153 | 0
| All | All Customers | 9 | Monthly System Peak Day | SCE | 1-in-10 | 2026 | 24 | 438.7755 | 402.8897 | 39.3672 | 83.5653 | 0
| All | All Customers | 10 | Average Weekday | SCE | 1-in-10 | 2026 | 1 | 399.071 | 412.9874 | 36.4954 | 67.7185 | 0
| All | All Customers | 10 | Average Weekday | SCE | 1-in-10 | 2026 | 2 | 377.2564 | 384.4904 | 36.399 | 66.8116 | 0
| All | All Customers | 10 | Average Weekday | SCE | 1-in-10 | 2026 | 3 | 472.0516 | 482.0634 | 36.3853 | 66.0895 | 0
| All | All Customers | 10 | Average Weekday | SCE | 1-in-10 | 2026 | 4 | 579.6443 | 594.5715 | 36.3524 | 65.4005 | 0
| All | All Customers | 10 | Average Weekday | SCE | 1-in-10 | 2026 | 5 | 583.453 | 600.2847 | 36.3582 | 64.7636 | 0
| All | All Customers | 10 | Average Weekday | SCE | 1-in-10 | 2026 | 6 | 596.3965 | 617.4807 | 36.3261 | 64.2657 | 0
| All | All Customers | 10 | Average Weekday | SCE | 1-in-10 | 2026 | 7 | 605.1397 | 620.9785 | 36.3395 | 63.7933 | 0
| All | All Customers | 10 | Average Weekday | SCE | 1-in-10 | 2026 | 8 | 628.6222 | 654.6997 | 36.5976 | 63.4726 | 0
| All | All Customers | 10 | Average Weekday | SCE | 1-in-10 | 2026 | 9 | 566.9901 | 604.2888 | 36.8595 | 63.925 | 0
| All | All Customers | 10 | Average Weekday | SCE | 1-in-10 | 2026 | 10 | 552.8687 | 572.7435 | 36.6354 | 66.8175 | 0
| All | All Customers | 10 | Average Weekday | SCE | 1-in-10 | 2026 | 11 | 543.7116 | 558.7446 | 36.7645 | 70.6107 | 0
| All | All Customers | 10 | Average Weekday | SCE | 1-in-10 | 2026 | 12 | 526.9377 | 538.4152 | 36.9068 | 74.3318 | 0
| All | All Customers | 10 | Average Weekday | SCE | 1-in-10 | 2026 | 13 | 434.2337 | 443.1422 | 37.0018 | 77.3255 | 0
| All | All Customers | 10 | Average Weekday | SCE | 1-in-10 | 2026 | 14 | 384.9286 | 390.9847 | 36.8938 | 79.3286 | 0
| All | All Customers | 10 | Average Weekday | SCE | 1-in-10 | 2026 | 15 | 341.3253 | 346.4161 | 36.6779 | 80.544 | 0
| All | All Customers | 10 | Average Weekday | SCE | 1-in-10 | 2026 | 16 | 295.2688 | 297.2182 | 36.3973 | 81.0973 | 0
| All | All Customers | 10 | Average Weekday | SCE | 1-in-10 | 2026 | 17 | 276.1545 | 284.8384 | 36.1566 | 81.0095 | 0
| All | All Customers | 10 | Average Weekday | SCE | 1-in-10 | 2026 | 18 | 268.7572 | 275.6449 | 36.1838 | 80.1858 | 0
| All | All Customers | 10 | Average Weekday | SCE | 1-in-10 | 2026 | 19 | 259.8372 | 264.4153 | 36.6937 | 78.2469 | 0
| All | All Customers | 10 | Average Weekday | SCE | 1-in-10 | 2026 | 20 | 261.1971 | 265.2213 | 36.1176 | 75.1596 | 0
| All | All Customers | 10 | Average Weekday | SCE | 1-in-10 | 2026 | 21 | 268.8385 | 273.1086 | 36.1849 | 72.8835 | 0
| All | All Customers | 10 | Average Weekday | SCE | 1-in-10 | 2026 | 22 | 440.408 | 462.6592 | 36.3842 | 71.2801 | 0
| All | All Customers | 10 | Average Weekday | SCE | 1-in-10 | 2026 | 23 | 430.1298 | 453.5799 | 36.4803 | 69.9309 | 0
| All | All Customers | 10 | Average Weekday | SCE | 1-in-10 | 2026 | 24 | 448.2521 | 479.8227 | 36.5906 | 68.7679 | 0
| All | All Customers | 10 | Monthly System Peak Day | SCE | 1-in-10 | 2026 | 1 | 399.071 | 427.033 | 36.1036 | 77.6047 | 0
| All | All Customers | 10 | Monthly System Peak Day | SCE | 1-in-10 | 2026 | 2 | 377.2564 | 392.0475 | 36.1477 | 77.2953 | 0
| All | All Customers | 10 | Monthly System Peak Day | SCE | 1-in-10 | 2026 | 3 | 472.0516 | 490.5371 | 36.1545 | 76.6618 | 0
| All | All Customers | 10 | Monthly System Peak Day | SCE | 1-in-10 | 2026 | 4 | 579.6443 | 599.5707 | 36.1763 | 76.4416 | 0
| All | All Customers | 10 | Monthly System Peak Day | SCE | 1-in-10 | 2026 | 5 | 583.453 | 607.8889 | 36.1736 | 75.8483 | 0
| All | All Customers | 10 | Monthly System Peak Day | SCE | 1-in-10 | 2026 | 6 | 596.3965 | 618.7545 | 36.2015 | 76.2735 | 0
| All | All Customers | 10 | Monthly System Peak Day | SCE | 1-in-10 | 2026 | 7 | 605.1397 | 618.75 | 36.2087 | 76.1912 | 0
| All | All Customers | 10 | Monthly System Peak Day | SCE | 1-in-10 | 2026 | 8 | 628.6222 | 665.7435 | 36.0803 | 76.2474 | 0
| All | All Customers | 10 | Monthly System Peak Day | SCE | 1-in-10 | 2026 | 9 | 566.9901 | 615.1124 | 36.0383 | 76.2915 | 0
| All | All Customers | 10 | Monthly System Peak Day | SCE | 1-in-10 | 2026 | 10 | 552.8687 | 579.3907 | 36.0893 | 79.8866 | 0
| All | All Customers | 10 | Monthly System Peak Day | SCE | 1-in-10 | 2026 | 11 | 543.7116 | 568.7758 | 36.1195 | 84.2738 | 0
| All | All Customers | 10 | Monthly System Peak Day | SCE | 1-in-10 | 2026 | 12 | 526.9377 | 551.7126 | 36.185 | 89.5883 | 0
| All | All Customers | 10 | Monthly System Peak Day | SCE | 1-in-10 | 2026 | 13 | 434.2337 | 446.4094 | 36.2488 | 94.0553 | 0
| All | All Customers | 10 | Monthly System Peak Day | SCE | 1-in-10 | 2026 | 14 | 384.9286 | 391.3156 | 36.1899 | 96.3074 | 0
| All | All Customers | 10 | Monthly System Peak Day | SCE | 1-in-10 | 2026 | 15 | 341.3253 | 345.8622 | 36.1148 | 97.8138 | 0
| All | All Customers | 10 | Monthly System Peak Day | SCE | 1-in-10 | 2026 | 16 | 295.2688 | 294.9287 | 36.1565 | 98.517 | 0
| All | All Customers | 10 | Monthly System Peak Day | SCE | 1-in-10 | 2026 | 17 | 276.1545 | 284.8536 | 36.1254 | 98.3085 | 0
| All | All Customers | 10 | Monthly System Peak Day | SCE | 1-in-10 | 2026 | 18 | 268.7572 | 275.9203 | 36.1118 | 97.7777 | 0
| All | All Customers | 10 | Monthly System Peak Day | SCE | 1-in-10 | 2026 | 19 | 259.8372 | 263.7159 | 36.8302 | 95.7436 | 0
| All | All Customers | 10 | Monthly System Peak Day | SCE | 1-in-10 | 2026 | 20 | 261.1971 | 264.4183 | 36.1173 | 91.5245 | 0
| All | All Customers | 10 | Monthly System Peak Day | SCE | 1-in-10 | 2026 | 21 | 268.8385 | 273.9995 | 36.2448 | 87.6138 | 0
| All | All Customers | 10 | Monthly System Peak Day | SCE | 1-in-10 | 2026 | 22 | 440.408 | 462.8901 | 36.1792 | 85.4745 | 0
| All | All Customers | 10 | Monthly System Peak Day | SCE | 1-in-10 | 2026 | 23 | 430.1298 | 457.9492 | 36.1258 | 83.5343 | 0
| All | All Customers | 10 | Monthly System Peak Day | SCE | 1-in-10 | 2026 | 24 | 448.2521 | 499.9308 | 36.0715 | 81.9455 | 0
| All | All Customers | 11 | Average Weekday | SCE | 1-in-10 | 2026 | 1 | 375.0718 | 383.4066 | 36.3942 | 56.8635 | 0
| All | All Customers | 11 | Average Weekday | SCE | 1-in-10 | 2026 | 2 | 357.3795 | 364.1925 | 36.3815 | 55.8747 | 0
| All | All Customers | 11 | Average Weekday | SCE | 1-in-10 | 2026 | 3 | 451.6917 | 463.3529 | 36.3577 | 54.963 | 0
| All | All Customers | 11 | Average Weekday | SCE | 1-in-10 | 2026 | 4 | 565.7026 | 583.9404 | 36.3617 | 54.0459 | 0
| All | All Customers | 11 | Average Weekday | SCE | 1-in-10 | 2026 | 5 | 556.2047 | 585.5343 | 36.3408 | 53.2576 | 0
| All | All Customers | 11 | Average Weekday | SCE | 1-in-10 | 2026 | 6 | 572.1389 | 609.5748 | 36.3504 | 52.6836 | 0
| All | All Customers | 11 | Average Weekday | SCE | 1-in-10 | 2026 | 7 | 586.4902 | 602.8122 | 36.5282 | 52.2571 | 0
| All | All Customers | 11 | Average Weekday | SCE | 1-in-10 | 2026 | 8 | 598.4279 | 613.2804 | 36.7052 | 52.0378 | 0
| All | All Customers | 11 | Average Weekday | SCE | 1-in-10 | 2026 | 9 | 542.2859 | 568.8705 | 36.5546 | 53.6165 | 0
| All | All Customers | 11 | Average Weekday | SCE | 1-in-10 | 2026 | 10 | 527.9714 | 542.1652 | 36.6359 | 57.5818 | 0
| All | All Customers | 11 | Average Weekday | SCE | 1-in-10 | 2026 | 11 | 510.7604 | 520.3021 | 36.7354 | 62.1705 | 0
| All | All Customers | 11 | Average Weekday | SCE | 1-in-10 | 2026 | 12 | 499.8597 | 506.8454 | 36.8025 | 65.9389 | 0
| All | All Customers | 11 | Average Weekday | SCE | 1-in-10 | 2026 | 13 | 413.8571 | 423.6342 | 36.7404 | 68.6396 | 0
| All | All Customers | 11 | Average Weekday | SCE | 1-in-10 | 2026 | 14 | 377.0105 | 383.9946 | 36.6088 | 70.2556 | 0
| All | All Customers | 11 | Average Weekday | SCE | 1-in-10 | 2026 | 15 | 324.3785 | 331.2354 | 36.4109 | 71.0991 | 0
| All | All Customers | 11 | Average Weekday | SCE | 1-in-10 | 2026 | 16 | 286.0219 | 287.5014 | 36.4112 | 71.2778 | 0
| All | All Customers | 11 | Average Weekday | SCE | 1-in-10 | 2026 | 17 | 265.1202 | 272.8886 | 36.1832 | 70.5447 | 0
| All | All Customers | 11 | Average Weekday | SCE | 1-in-10 | 2026 | 18 | 254.8629 | 262.2302 | 36.2508 | 68.5584 | 0
| All | All Customers | 11 | Average Weekday | SCE | 1-in-10 | 2026 | 19 | 250.1133 | 254.539 | 36.1183 | 65.9823 | 0
| All | All Customers | 11 | Average Weekday | SCE | 1-in-10 | 2026 | 20 | 248.426 | 316.9151 | 43.828 | 63.7891 | 0
| All | All Customers | 11 | Average Weekday | SCE | 1-in-10 | 2026 | 21 | 250.6056 | 255.885 | 36.2158 | 62.0355 | 0
| All | All Customers | 11 | Average Weekday | SCE | 1-in-10 | 2026 | 22 | 415.943 | 435.8697 | 36.4413 | 60.4145 | 0
| All | All Customers | 11 | Average Weekday | SCE | 1-in-10 | 2026 | 23 | 405.9108 | 422.9673 | 36.5201 | 59.0563 | 0
| All | All Customers | 11 | Average Weekday | SCE | 1-in-10 | 2026 | 24 | 420.7938 | 436.9007 | 36.4618 | 57.8888 | 0
| All | All Customers | 11 | Monthly System Peak Day | SCE | 1-in-10 | 2026 | 1 | 375.0718 | 391.6327 | 36.1665 | 70.1098 | 0
| All | All Customers | 11 | Monthly System Peak Day | SCE | 1-in-10 | 2026 | 2 | 357.3795 | 371.2218 | 36.1661 | 68.6984 | 0
| All | All Customers | 11 | Monthly System Peak Day | SCE | 1-in-10 | 2026 | 3 | 451.6917 | 469.5018 | 36.1919 | 67.9816 | 0
| All | All Customers | 11 | Monthly System Peak Day | SCE | 1-in-10 | 2026 | 4 | 565.7026 | 590.4949 | 36.1852 | 66.567 | 0
| All | All Customers | 11 | Monthly System Peak Day | SCE | 1-in-10 | 2026 | 5 | 556.2047 | 590.539 | 36.2189 | 65.7416 | 0
| All | All Customers | 11 | Monthly System Peak Day | SCE | 1-in-10 | 2026 | 6 | 572.1389 | 612.4739 | 36.2176 | 64.8535 | 0
| All | All Customers | 11 | Monthly System Peak Day | SCE | 1-in-10 | 2026 | 7 | 586.4902 | 602.5944 | 36.0539 | 64.5405 | 0
| All | All Customers | 11 | Monthly System Peak Day | SCE | 1-in-10 | 2026 | 8 | 598.4279 | 636.0975 | 36.0171 | 65.0685 | 0
| All | All Customers | 11 | Monthly System Peak Day | SCE | 1-in-10 | 2026 | 9 | 542.2859 | 577.0829 | 36.1275 | 66.6631 | 0
| All | All Customers | 11 | Monthly System Peak Day | SCE | 1-in-10 | 2026 | 10 | 527.9714 | 552.0453 | 36.1054 | 70.9158 | 0
| All | All Customers | 11 | Monthly System Peak Day | SCE | 1-in-10 | 2026 | 11 | 510.7604 | 534.5897 | 36.1998 | 77.9199 | 0
| All | All Customers | 11 | Monthly System Peak Day | SCE | 1-in-10 | 2026 | 12 | 499.8597 | 522.4077 | 36.3302 | 83.7981 | 0
| All | All Customers | 11 | Monthly System Peak Day | SCE | 1-in-10 | 2026 | 13 | 413.8571 | 426.8272 | 36.3156 | 87.3606 | 0
| All | All Customers | 11 | Monthly System Peak Day | SCE | 1-in-10 | 2026 | 14 | 377.0105 | 383.6414 | 36.203 | 89.2394 | 0
| All | All Customers | 11 | Monthly System Peak Day | SCE | 1-in-10 | 2026 | 15 | 324.3785 | 330.6719 | 36.1995 | 89.9202 | 0
| All | All Customers | 11 | Monthly System Peak Day | SCE | 1-in-10 | 2026 | 16 | 286.0219 | 285.2281 | 36.1513 | 90.0734 | 0
| All | All Customers | 11 | Monthly System Peak Day | SCE | 1-in-10 | 2026 | 17 | 265.1202 | 273.6302 | 36.1069 | 89.4596 | 0
| All | All Customers | 11 | Monthly System Peak Day | SCE | 1-in-10 | 2026 | 18 | 254.8629 | 264.2939 | 36.0594 | 87.6979 | 0
| All | All Customers | 11 | Monthly System Peak Day | SCE | 1-in-10 | 2026 | 19 | 250.1133 | 254.2737 | 36.118 | 84.6872 | 0
| All | All Customers | 11 | Monthly System Peak Day | SCE | 1-in-10 | 2026 | 20 | 248.426 | 372.3727 | 48.0686 | 80.8862 | 0
| All | All Customers | 11 | Monthly System Peak Day | SCE | 1-in-10 | 2026 | 21 | 250.6056 | 256.5999 | 36.2745 | 77.491 | 0
| All | All Customers | 11 | Monthly System Peak Day | SCE | 1-in-10 | 2026 | 22 | 415.943 | 438.1272 | 36.1259 | 74.8802 | 0
| All | All Customers | 11 | Monthly System Peak Day | SCE | 1-in-10 | 2026 | 23 | 405.9108 | 430.1703 | 36.073 | 72.6836 | 0
| All | All Customers | 11 | Monthly System Peak Day | SCE | 1-in-10 | 2026 | 24 | 420.7938 | 451.8346 | 36.1214 | 71.115 | 0
| All | All Customers | 12 | Average Weekday | SCE | 1-in-10 | 2026 | 1 | 414.9862 | 423.695 | 36.2781 | 49.5315 | 0
| All | All Customers | 12 | Average Weekday | SCE | 1-in-10 | 2026 | 2 | 399.0282 | 406.5926 | 36.2722 | 48.6993 | 0
| All | All Customers | 12 | Average Weekday | SCE | 1-in-10 | 2026 | 3 | 491.299 | 504.0024 | 36.2715 | 47.9576 | 0
| All | All Customers | 12 | Average Weekday | SCE | 1-in-10 | 2026 | 4 | 606.4977 | 625.9819 | 36.2709 | 47.193 | 0
| All | All Customers | 12 | Average Weekday | SCE | 1-in-10 | 2026 | 5 | 600.9077 | 632.3857 | 36.2738 | 46.6856 | 0
| All | All Customers | 12 | Average Weekday | SCE | 1-in-10 | 2026 | 6 | 602.6296 | 643.2621 | 36.2787 | 46.2078 | 0
| All | All Customers | 12 | Average Weekday | SCE | 1-in-10 | 2026 | 7 | 610.1627 | 627.4457 | 36.2853 | 45.8721 | 0
| All | All Customers | 12 | Average Weekday | SCE | 1-in-10 | 2026 | 8 | 628.5891 | 645.2395 | 36.2935 | 45.8735 | 0
| All | All Customers | 12 | Average Weekday | SCE | 1-in-10 | 2026 | 9 | 563.7203 | 591.071 | 36.3023 | 46.7094 | 0
| All | All Customers | 12 | Average Weekday | SCE | 1-in-10 | 2026 | 10 | 539.967 | 556.9743 | 36.2906 | 49.7865 | 0
| All | All Customers | 12 | Average Weekday | SCE | 1-in-10 | 2026 | 11 | 525.4215 | 536.2519 | 36.3069 | 53.5721 | 0
| All | All Customers | 12 | Average Weekday | SCE | 1-in-10 | 2026 | 12 | 513.2283 | 519.8903 | 36.3232 | 56.8893 | 0
| All | All Customers | 12 | Average Weekday | SCE | 1-in-10 | 2026 | 13 | 434.132 | 443.5979 | 36.3335 | 59.2808 | 0
| All | All Customers | 12 | Average Weekday | SCE | 1-in-10 | 2026 | 14 | 401.1095 | 408.636 | 36.3216 | 60.8608 | 0
| All | All Customers | 12 | Average Weekday | SCE | 1-in-10 | 2026 | 15 | 365.2169 | 371.4807 | 36.297 | 61.7208 | 0
| All | All Customers | 12 | Average Weekday | SCE | 1-in-10 | 2026 | 16 | 325.1226 | 326.5175 | 36.2778 | 61.9813 | 0
| All | All Customers | 12 | Average Weekday | SCE | 1-in-10 | 2026 | 17 | 311.6603 | 320.0944 | 36.1414 | 61.2692 | 0
| All | All Customers | 12 | Average Weekday | SCE | 1-in-10 | 2026 | 18 | 303.1119 | 310.263 | 36.1417 | 59.2106 | 0
| All | All Customers | 12 | Average Weekday | SCE | 1-in-10 | 2026 | 19 | 299.4444 | 303.6841 | 36.1178 | 56.9047 | 0
| All | All Customers | 12 | Average Weekday | SCE | 1-in-10 | 2026 | 20 | 306.1305 | 375.7826 | 36.8075 | 55.2939 | 0
| All | All Customers | 12 | Average Weekday | SCE | 1-in-10 | 2026 | 21 | 309.6487 | 315.0646 | 36.184 | 53.926 | 0
| All | All Customers | 12 | Average Weekday | SCE | 1-in-10 | 2026 | 22 | 462.3882 | 481.7805 | 36.2824 | 52.6599 | 0
| All | All Customers | 12 | Average Weekday | SCE | 1-in-10 | 2026 | 23 | 452.1097 | 468.6945 | 36.2859 | 51.5423 | 0
| All | All Customers | 12 | Average Weekday | SCE | 1-in-10 | 2026 | 24 | 465.1018 | 481.6894 | 36.2858 | 50.6378 | 0
| All | All Customers | 12 | Monthly System Peak Day | SCE | 1-in-10 | 2026 | 1 | 414.9862 | 423.695 | 36.2781 | 42.9142 | 0
| All | All Customers | 12 | Monthly System Peak Day | SCE | 1-in-10 | 2026 | 2 | 399.0282 | 406.5926 | 36.2722 | 41.9747 | 0
| All | All Customers | 12 | Monthly System Peak Day | SCE | 1-in-10 | 2026 | 3 | 491.299 | 504.0024 | 36.2715 | 40.9278 | 0
| All | All Customers | 12 | Monthly System Peak Day | SCE | 1-in-10 | 2026 | 4 | 606.4977 | 625.9819 | 36.2709 | 40.057 | 0
| All | All Customers | 12 | Monthly System Peak Day | SCE | 1-in-10 | 2026 | 5 | 600.9077 | 632.3857 | 36.2738 | 39.156 | 0
| All | All Customers | 12 | Monthly System Peak Day | SCE | 1-in-10 | 2026 | 6 | 602.6296 | 643.2621 | 36.2787 | 38.165 | 0
| All | All Customers | 12 | Monthly System Peak Day | SCE | 1-in-10 | 2026 | 7 | 610.1627 | 627.4457 | 36.2853 | 37.3427 | 0
| All | All Customers | 12 | Monthly System Peak Day | SCE | 1-in-10 | 2026 | 8 | 628.5891 | 645.2395 | 36.2935 | 37.5165 | 0
| All | All Customers | 12 | Monthly System Peak Day | SCE | 1-in-10 | 2026 | 9 | 563.7203 | 591.071 | 36.3023 | 38.7112 | 0
| All | All Customers | 12 | Monthly System Peak Day | SCE | 1-in-10 | 2026 | 10 | 539.967 | 556.9743 | 36.2906 | 42.6329 | 0
| All | All Customers | 12 | Monthly System Peak Day | SCE | 1-in-10 | 2026 | 11 | 525.4215 | 536.2519 | 36.3069 | 47.0512 | 0
| All | All Customers | 12 | Monthly System Peak Day | SCE | 1-in-10 | 2026 | 12 | 513.2283 | 519.8903 | 36.3232 | 49.8976 | 0
| All | All Customers | 12 | Monthly System Peak Day | SCE | 1-in-10 | 2026 | 13 | 434.132 | 443.5979 | 36.3335 | 51.2001 | 0
| All | All Customers | 12 | Monthly System Peak Day | SCE | 1-in-10 | 2026 | 14 | 401.1095 | 408.636 | 36.3216 | 52.4006 | 0
| All | All Customers | 12 | Monthly System Peak Day | SCE | 1-in-10 | 2026 | 15 | 365.2169 | 371.4807 | 36.297 | 53.432 | 0
| All | All Customers | 12 | Monthly System Peak Day | SCE | 1-in-10 | 2026 | 16 | 325.1226 | 326.5175 | 36.2778 | 53.8276 | 0
| All | All Customers | 12 | Monthly System Peak Day | SCE | 1-in-10 | 2026 | 17 | 311.6603 | 320.0944 | 36.1414 | 53.5174 | 0
| All | All Customers | 12 | Monthly System Peak Day | SCE | 1-in-10 | 2026 | 18 | 303.1119 | 310.263 | 36.1417 | 51.7141 | 0
| All | All Customers | 12 | Monthly System Peak Day | SCE | 1-in-10 | 2026 | 19 | 299.4444 | 303.6841 | 36.1178 | 49.5135 | 0
| All | All Customers | 12 | Monthly System Peak Day | SCE | 1-in-10 | 2026 | 20 | 306.1305 | 375.7826 | 36.8075 | 48.193 | 0
| All | All Customers | 12 | Monthly System Peak Day | SCE | 1-in-10 | 2026 | 21 | 309.6487 | 315.0646 | 36.184 | 46.7799 | 0
| All | All Customers | 12 | Monthly System Peak Day | SCE | 1-in-10 | 2026 | 22 | 462.3882 | 481.7805 | 36.2824 | 45.0996 | 0
| All | All Customers | 12 | Monthly System Peak Day | SCE | 1-in-10 | 2026 | 23 | 452.1097 | 468.6945 | 36.2859 | 44.3117 | 0
| All | All Customers | 12 | Monthly System Peak Day | SCE | 1-in-10 | 2026 | 24 | 465.1018 | 481.6894 | 36.2858 | 43.8263 | 0
| All | All Customers | 1 | Average Weekday | SCE | 1-in-10 | 2027 | 1 | 411.9416 | 419.9945 | 36.3544 | 49.4499 | 0
| All | All Customers | 1 | Average Weekday | SCE | 1-in-10 | 2027 | 2 | 399.6381 | 407.6555 | 36.3485 | 48.6517 | 0
| All | All Customers | 1 | Average Weekday | SCE | 1-in-10 | 2027 | 3 | 496.9493 | 509.3393 | 36.3478 | 48.0156 | 0
| All | All Customers | 1 | Average Weekday | SCE | 1-in-10 | 2027 | 4 | 609.6983 | 628.4847 | 36.3471 | 47.3298 | 0
| All | All Customers | 1 | Average Weekday | SCE | 1-in-10 | 2027 | 5 | 604.7856 | 635.5693 | 36.3501 | 46.6643 | 0
| All | All Customers | 1 | Average Weekday | SCE | 1-in-10 | 2027 | 6 | 614.2007 | 653.6006 | 36.3549 | 46.0566 | 0
| All | All Customers | 1 | Average Weekday | SCE | 1-in-10 | 2027 | 7 | 629.4274 | 646.0659 | 36.3614 | 45.5653 | 0
| All | All Customers | 1 | Average Weekday | SCE | 1-in-10 | 2027 | 8 | 650.7109 | 666.6302 | 36.3697 | 45.3715 | 0
| All | All Customers | 1 | Average Weekday | SCE | 1-in-10 | 2027 | 9 | 582.5118 | 608.1451 | 36.3786 | 45.9366 | 0
| All | All Customers | 1 | Average Weekday | SCE | 1-in-10 | 2027 | 10 | 569.1086 | 583.8868 | 36.3669 | 48.7274 | 0
| All | All Customers | 1 | Average Weekday | SCE | 1-in-10 | 2027 | 11 | 550.7816 | 560.4916 | 36.3832 | 52.3553 | 0
| All | All Customers | 1 | Average Weekday | SCE | 1-in-10 | 2027 | 12 | 540.8401 | 547.5516 | 36.3996 | 55.6424 | 0
| All | All Customers | 1 | Average Weekday | SCE | 1-in-10 | 2027 | 13 | 466.1749 | 475.6525 | 36.4098 | 57.9774 | 0
| All | All Customers | 1 | Average Weekday | SCE | 1-in-10 | 2027 | 14 | 428.7047 | 435.6615 | 36.3979 | 59.4872 | 0
| All | All Customers | 1 | Average Weekday | SCE | 1-in-10 | 2027 | 15 | 390.0828 | 395.7307 | 36.3733 | 60.4221 | 0
| All | All Customers | 1 | Average Weekday | SCE | 1-in-10 | 2027 | 16 | 348.8097 | 350.0587 | 36.3541 | 60.7972 | 0
| All | All Customers | 1 | Average Weekday | SCE | 1-in-10 | 2027 | 17 | 334.1957 | 342.5318 | 36.2195 | 60.3811 | 0
| All | All Customers | 1 | Average Weekday | SCE | 1-in-10 | 2027 | 18 | 322.7728 | 330.0362 | 36.2197 | 58.9037 | 0
| All | All Customers | 1 | Average Weekday | SCE | 1-in-10 | 2027 | 19 | 311.1646 | 315.4478 | 36.1956 | 56.6145 | 0
| All | All Customers | 1 | Average Weekday | SCE | 1-in-10 | 2027 | 20 | 310.8767 | 379.999 | 36.8818 | 54.9021 | 0
| All | All Customers | 1 | Average Weekday | SCE | 1-in-10 | 2027 | 21 | 303.1177 | 308.3732 | 36.2617 | 53.6195 | 0
| All | All Customers | 1 | Average Weekday | SCE | 1-in-10 | 2027 | 22 | 457.6631 | 477.2361 | 36.3584 | 52.4654 | 0
| All | All Customers | 1 | Average Weekday | SCE | 1-in-10 | 2027 | 23 | 450.191 | 466.8266 | 36.362 | 51.3586 | 0
| All | All Customers | 1 | Average Weekday | SCE | 1-in-10 | 2027 | 24 | 466.8513 | 482.6489 | 36.362 | 50.4441 | 0
| All | All Customers | 1 | Monthly System Peak Day | SCE | 1-in-10 | 2027 | 1 | 411.9416 | 419.9945 | 36.3544 | 45.7436 | 0
| All | All Customers | 1 | Monthly System Peak Day | SCE | 1-in-10 | 2027 | 2 | 399.6381 | 407.6555 | 36.3485 | 45.2319 | 0
| All | All Customers | 1 | Monthly System Peak Day | SCE | 1-in-10 | 2027 | 3 | 496.9493 | 509.3393 | 36.3478 | 44.4516 | 0
| All | All Customers | 1 | Monthly System Peak Day | SCE | 1-in-10 | 2027 | 4 | 609.6983 | 628.4847 | 36.3471 | 43.7143 | 0
| All | All Customers | 1 | Monthly System Peak Day | SCE | 1-in-10 | 2027 | 5 | 604.7856 | 635.5693 | 36.3501 | 43.3871 | 0
| All | All Customers | 1 | Monthly System Peak Day | SCE | 1-in-10 | 2027 | 6 | 614.2007 | 653.6006 | 36.3549 | 42.6142 | 0
| All | All Customers | 1 | Monthly System Peak Day | SCE | 1-in-10 | 2027 | 7 | 629.4274 | 646.0659 | 36.3614 | 42.0562 | 0
| All | All Customers | 1 | Monthly System Peak Day | SCE | 1-in-10 | 2027 | 8 | 650.7109 | 666.6302 | 36.3697 | 41.6719 | 0
| All | All Customers | 1 | Monthly System Peak Day | SCE | 1-in-10 | 2027 | 9 | 582.5118 | 608.1451 | 36.3786 | 42.1354 | 0
| All | All Customers | 1 | Monthly System Peak Day | SCE | 1-in-10 | 2027 | 10 | 569.1086 | 583.8868 | 36.3669 | 44.3761 | 0
| All | All Customers | 1 | Monthly System Peak Day | SCE | 1-in-10 | 2027 | 11 | 550.7816 | 560.4916 | 36.3832 | 46.872 | 0
| All | All Customers | 1 | Monthly System Peak Day | SCE | 1-in-10 | 2027 | 12 | 540.8401 | 547.5516 | 36.3996 | 48.777 | 0
| All | All Customers | 1 | Monthly System Peak Day | SCE | 1-in-10 | 2027 | 13 | 466.1749 | 475.6525 | 36.4098 | 48.9265 | 0
| All | All Customers | 1 | Monthly System Peak Day | SCE | 1-in-10 | 2027 | 14 | 428.7047 | 435.6615 | 36.3979 | 49.3759 | 0
| All | All Customers | 1 | Monthly System Peak Day | SCE | 1-in-10 | 2027 | 15 | 390.0828 | 395.7307 | 36.3733 | 50.0387 | 0
| All | All Customers | 1 | Monthly System Peak Day | SCE | 1-in-10 | 2027 | 16 | 348.8097 | 350.0587 | 36.3541 | 50.9622 | 0
| All | All Customers | 1 | Monthly System Peak Day | SCE | 1-in-10 | 2027 | 17 | 334.1957 | 342.5318 | 36.2195 | 50.472 | 0
| All | All Customers | 1 | Monthly System Peak Day | SCE | 1-in-10 | 2027 | 18 | 322.7728 | 330.0362 | 36.2197 | 49.331 | 0
| All | All Customers | 1 | Monthly System Peak Day | SCE | 1-in-10 | 2027 | 19 | 311.1646 | 315.4478 | 36.1956 | 47.7546 | 0
| All | All Customers | 1 | Monthly System Peak Day | SCE | 1-in-10 | 2027 | 20 | 310.8767 | 379.999 | 36.8818 | 46.9384 | 0
| All | All Customers | 1 | Monthly System Peak Day | SCE | 1-in-10 | 2027 | 21 | 303.1177 | 308.3732 | 36.2617 | 46.2621 | 0
| All | All Customers | 1 | Monthly System Peak Day | SCE | 1-in-10 | 2027 | 22 | 457.6631 | 477.2361 | 36.3584 | 45.7461 | 0
| All | All Customers | 1 | Monthly System Peak Day | SCE | 1-in-10 | 2027 | 23 | 450.191 | 466.8266 | 36.362 | 45.154 | 0
| All | All Customers | 1 | Monthly System Peak Day | SCE | 1-in-10 | 2027 | 24 | 466.8513 | 482.6489 | 36.362 | 44.6112 | 0
| All | All Customers | 2 | Average Weekday | SCE | 1-in-10 | 2027 | 1 | 385.8924 | 394.6477 | 36.3956 | 55.0805 | 0
| All | All Customers | 2 | Average Weekday | SCE | 1-in-10 | 2027 | 2 | 372.042 | 380.7902 | 36.389 | 54.0194 | 0
| All | All Customers | 2 | Average Weekday | SCE | 1-in-10 | 2027 | 3 | 463.3233 | 476.8336 | 36.3883 | 53.0825 | 0
| All | All Customers | 2 | Average Weekday | SCE | 1-in-10 | 2027 | 4 | 571.1191 | 591.9971 | 36.3877 | 52.0941 | 0
| All | All Customers | 2 | Average Weekday | SCE | 1-in-10 | 2027 | 5 | 570.4197 | 603.4468 | 36.3912 | 51.287 | 0
| All | All Customers | 2 | Average Weekday | SCE | 1-in-10 | 2027 | 6 | 582.92 | 624.1517 | 36.3971 | 50.69 | 0
| All | All Customers | 2 | Average Weekday | SCE | 1-in-10 | 2027 | 7 | 588.0087 | 605.3933 | 36.4043 | 50.2502 | 0
| All | All Customers | 2 | Average Weekday | SCE | 1-in-10 | 2027 | 8 | 610.28 | 626.4803 | 36.4126 | 49.9958 | 0
| All | All Customers | 2 | Average Weekday | SCE | 1-in-10 | 2027 | 9 | 559.4088 | 585.0432 | 36.4215 | 51.5858 | 0
| All | All Customers | 2 | Average Weekday | SCE | 1-in-10 | 2027 | 10 | 541.4849 | 555.7308 | 36.4081 | 55.5972 | 0
| All | All Customers | 2 | Average Weekday | SCE | 1-in-10 | 2027 | 11 | 527.0027 | 536.8826 | 36.4258 | 60.1351 | 0
| All | All Customers | 2 | Average Weekday | SCE | 1-in-10 | 2027 | 12 | 516.4615 | 523.757 | 36.4436 | 63.9231 | 0
| All | All Customers | 2 | Average Weekday | SCE | 1-in-10 | 2027 | 13 | 439.9645 | 450.2187 | 36.455 | 66.5857 | 0
| All | All Customers | 2 | Average Weekday | SCE | 1-in-10 | 2027 | 14 | 399.2491 | 406.6826 | 36.4422 | 68.3273 | 0
| All | All Customers | 2 | Average Weekday | SCE | 1-in-10 | 2027 | 15 | 352.5876 | 359.8887 | 36.4156 | 69.1954 | 0
| All | All Customers | 2 | Average Weekday | SCE | 1-in-10 | 2027 | 16 | 312.8799 | 315.218 | 36.3949 | 69.5589 | 0
| All | All Customers | 2 | Average Weekday | SCE | 1-in-10 | 2027 | 17 | 287.8282 | 295.3127 | 36.2331 | 69.0457 | 0
| All | All Customers | 2 | Average Weekday | SCE | 1-in-10 | 2027 | 18 | 276.7468 | 283.1638 | 36.234 | 67.5196 | 0
| All | All Customers | 2 | Average Weekday | SCE | 1-in-10 | 2027 | 19 | 270.5773 | 275.2943 | 36.196 | 64.591 | 0
| All | All Customers | 2 | Average Weekday | SCE | 1-in-10 | 2027 | 20 | 270.2137 | 337.1842 | 36.9823 | 61.9668 | 0
| All | All Customers | 2 | Average Weekday | SCE | 1-in-10 | 2027 | 21 | 264.4894 | 269.8724 | 36.2771 | 60.122 | 0
| All | All Customers | 2 | Average Weekday | SCE | 1-in-10 | 2027 | 22 | 420.7989 | 440.9144 | 36.4012 | 58.5497 | 0
| All | All Customers | 2 | Average Weekday | SCE | 1-in-10 | 2027 | 23 | 415.4352 | 432.7602 | 36.4049 | 57.109 | 0
| All | All Customers | 2 | Average Weekday | SCE | 1-in-10 | 2027 | 24 | 433.9057 | 450.726 | 36.4042 | 55.8763 | 0
| All | All Customers | 2 | Monthly System Peak Day | SCE | 1-in-10 | 2027 | 1 | 385.8924 | 394.6477 | 36.3956 | 65.9778 | 0
| All | All Customers | 2 | Monthly System Peak Day | SCE | 1-in-10 | 2027 | 2 | 372.042 | 380.7902 | 36.389 | 64.3204 | 0
| All | All Customers | 2 | Monthly System Peak Day | SCE | 1-in-10 | 2027 | 3 | 463.3233 | 476.8336 | 36.3883 | 63.1008 | 0
| All | All Customers | 2 | Monthly System Peak Day | SCE | 1-in-10 | 2027 | 4 | 571.1191 | 591.9971 | 36.3877 | 61.7665 | 0
| All | All Customers | 2 | Monthly System Peak Day | SCE | 1-in-10 | 2027 | 5 | 570.4197 | 603.4468 | 36.3912 | 60.9263 | 0
| All | All Customers | 2 | Monthly System Peak Day | SCE | 1-in-10 | 2027 | 6 | 582.92 | 624.1517 | 36.3971 | 59.3934 | 0
| All | All Customers | 2 | Monthly System Peak Day | SCE | 1-in-10 | 2027 | 7 | 588.0087 | 605.3933 | 36.4043 | 59.3915 | 0
| All | All Customers | 2 | Monthly System Peak Day | SCE | 1-in-10 | 2027 | 8 | 610.28 | 626.4803 | 36.4126 | 58.7706 | 0
| All | All Customers | 2 | Monthly System Peak Day | SCE | 1-in-10 | 2027 | 9 | 559.4088 | 585.0432 | 36.4215 | 60.6815 | 0
| All | All Customers | 2 | Monthly System Peak Day | SCE | 1-in-10 | 2027 | 10 | 541.4849 | 555.7308 | 36.4081 | 66.3867 | 0
| All | All Customers | 2 | Monthly System Peak Day | SCE | 1-in-10 | 2027 | 11 | 527.0027 | 536.8826 | 36.4258 | 72.1731 | 0
| All | All Customers | 2 | Monthly System Peak Day | SCE | 1-in-10 | 2027 | 12 | 516.4615 | 523.757 | 36.4436 | 76.643 | 0
| All | All Customers | 2 | Monthly System Peak Day | SCE | 1-in-10 | 2027 | 13 | 439.9645 | 450.2187 | 36.455 | 79.9845 | 0
| All | All Customers | 2 | Monthly System Peak Day | SCE | 1-in-10 | 2027 | 14 | 399.2491 | 406.6826 | 36.4422 | 82.0543 | 0
| All | All Customers | 2 | Monthly System Peak Day | SCE | 1-in-10 | 2027 | 15 | 352.5876 | 359.8887 | 36.4156 | 83.1723 | 0
| All | All Customers | 2 | Monthly System Peak Day | SCE | 1-in-10 | 2027 | 16 | 312.8799 | 315.218 | 36.3949 | 83.611 | 0
| All | All Customers | 2 | Monthly System Peak Day | SCE | 1-in-10 | 2027 | 17 | 287.8282 | 295.3127 | 36.2331 | 82.9323 | 0
| All | All Customers | 2 | Monthly System Peak Day | SCE | 1-in-10 | 2027 | 18 | 276.7468 | 283.1638 | 36.234 | 80.757 | 0
| All | All Customers | 2 | Monthly System Peak Day | SCE | 1-in-10 | 2027 | 19 | 270.5773 | 275.2943 | 36.196 | 76.5126 | 0
| All | All Customers | 2 | Monthly System Peak Day | SCE | 1-in-10 | 2027 | 20 | 270.2137 | 337.1842 | 36.9823 | 72.6594 | 0
| All | All Customers | 2 | Monthly System Peak Day | SCE | 1-in-10 | 2027 | 21 | 264.4894 | 269.8724 | 36.2771 | 69.6011 | 0
| All | All Customers | 2 | Monthly System Peak Day | SCE | 1-in-10 | 2027 | 22 | 420.7989 | 440.9144 | 36.4012 | 67.5264 | 0
| All | All Customers | 2 | Monthly System Peak Day | SCE | 1-in-10 | 2027 | 23 | 415.4352 | 432.7602 | 36.4049 | 65.5967 | 0
| All | All Customers | 2 | Monthly System Peak Day | SCE | 1-in-10 | 2027 | 24 | 433.9057 | 450.726 | 36.4042 | 63.8301 | 0
| All | All Customers | 3 | Average Weekday | SCE | 1-in-10 | 2027 | 1 | 417.4112 | 432.7289 | 36.4644 | 58.38 | 0
| All | All Customers | 3 | Average Weekday | SCE | 1-in-10 | 2027 | 2 | 403.6756 | 412.4392 | 36.4152 | 57.2797 | 0
| All | All Customers | 3 | Average Weekday | SCE | 1-in-10 | 2027 | 3 | 509.1516 | 520.425 | 36.408 | 56.254 | 0
| All | All Customers | 3 | Average Weekday | SCE | 1-in-10 | 2027 | 4 | 619.1111 | 635.5583 | 36.3919 | 55.3455 | 0
| All | All Customers | 3 | Average Weekday | SCE | 1-in-10 | 2027 | 5 | 601.0355 | 621.6514 | 36.3951 | 54.5781 | 0
| All | All Customers | 3 | Average Weekday | SCE | 1-in-10 | 2027 | 6 | 615.2969 | 639.3213 | 36.3807 | 53.8867 | 0
| All | All Customers | 3 | Average Weekday | SCE | 1-in-10 | 2027 | 7 | 628.6257 | 645.204 | 36.3926 | 53.4742 | 0
| All | All Customers | 3 | Average Weekday | SCE | 1-in-10 | 2027 | 8 | 646.8239 | 677.0475 | 36.5231 | 53.4151 | 0
| All | All Customers | 3 | Average Weekday | SCE | 1-in-10 | 2027 | 9 | 589.7027 | 628.0043 | 36.6415 | 54.8301 | 0
| All | All Customers | 3 | Average Weekday | SCE | 1-in-10 | 2027 | 10 | 575.1046 | 598.3227 | 36.5336 | 58.3814 | 0
| All | All Customers | 3 | Average Weekday | SCE | 1-in-10 | 2027 | 11 | 550.3334 | 567.7256 | 36.5925 | 62.6904 | 0
| All | All Customers | 3 | Average Weekday | SCE | 1-in-10 | 2027 | 12 | 542.3689 | 553.9067 | 36.651 | 66.6136 | 0
| All | All Customers | 3 | Average Weekday | SCE | 1-in-10 | 2027 | 13 | 447.4745 | 456.7405 | 36.682 | 69.6765 | 0
| All | All Customers | 3 | Average Weekday | SCE | 1-in-10 | 2027 | 14 | 418.3787 | 424.7737 | 36.6361 | 71.7646 | 0
| All | All Customers | 3 | Average Weekday | SCE | 1-in-10 | 2027 | 15 | 372.8267 | 378.1475 | 36.5422 | 73.0134 | 0
| All | All Customers | 3 | Average Weekday | SCE | 1-in-10 | 2027 | 16 | 335.1245 | 337.243 | 36.4138 | 73.604 | 0
| All | All Customers | 3 | Average Weekday | SCE | 1-in-10 | 2027 | 17 | 322.1541 | 331.2594 | 36.2293 | 73.5115 | 0
| All | All Customers | 3 | Average Weekday | SCE | 1-in-10 | 2027 | 18 | 308.7392 | 315.7666 | 36.2426 | 72.5285 | 0
| All | All Customers | 3 | Average Weekday | SCE | 1-in-10 | 2027 | 19 | 301.134 | 305.9849 | 36.3157 | 70.6931 | 0
| All | All Customers | 3 | Average Weekday | SCE | 1-in-10 | 2027 | 20 | 291.1112 | 295.1595 | 36.1953 | 68.0039 | 0
| All | All Customers | 3 | Average Weekday | SCE | 1-in-10 | 2027 | 21 | 277.004 | 280.9592 | 36.2386 | 65.2746 | 0
| All | All Customers | 3 | Average Weekday | SCE | 1-in-10 | 2027 | 22 | 452.8088 | 475.738 | 36.4156 | 63.4622 | 0
| All | All Customers | 3 | Average Weekday | SCE | 1-in-10 | 2027 | 23 | 452.1295 | 476.426 | 36.4652 | 62.0728 | 0
| All | All Customers | 3 | Average Weekday | SCE | 1-in-10 | 2027 | 24 | 478.0078 | 510.7488 | 36.5147 | 60.6886 | 0
| All | All Customers | 3 | Monthly System Peak Day | SCE | 1-in-10 | 2027 | 1 | 417.4112 | 448.47 | 36.1261 | 66.5653 | 0
| All | All Customers | 3 | Monthly System Peak Day | SCE | 1-in-10 | 2027 | 2 | 403.6756 | 422.3581 | 36.1877 | 64.9122 | 0
| All | All Customers | 3 | Monthly System Peak Day | SCE | 1-in-10 | 2027 | 3 | 509.1516 | 530.662 | 36.1976 | 63.5178 | 0
| All | All Customers | 3 | Monthly System Peak Day | SCE | 1-in-10 | 2027 | 4 | 619.1111 | 642.4929 | 36.2288 | 62.3191 | 0
| All | All Customers | 3 | Monthly System Peak Day | SCE | 1-in-10 | 2027 | 5 | 601.0355 | 630.8488 | 36.2246 | 61.3609 | 0
| All | All Customers | 3 | Monthly System Peak Day | SCE | 1-in-10 | 2027 | 6 | 615.2969 | 641.2411 | 36.2641 | 60.4826 | 0
| All | All Customers | 3 | Monthly System Peak Day | SCE | 1-in-10 | 2027 | 7 | 628.6257 | 642.9913 | 36.2701 | 59.9374 | 0
| All | All Customers | 3 | Monthly System Peak Day | SCE | 1-in-10 | 2027 | 8 | 646.8239 | 696.1157 | 36.0899 | 59.4377 | 0
| All | All Customers | 3 | Monthly System Peak Day | SCE | 1-in-10 | 2027 | 9 | 589.7027 | 638.6591 | 36.0768 | 60.7855 | 0
| All | All Customers | 3 | Monthly System Peak Day | SCE | 1-in-10 | 2027 | 10 | 575.1046 | 606.1103 | 36.1229 | 65.5539 | 0
| All | All Customers | 3 | Monthly System Peak Day | SCE | 1-in-10 | 2027 | 11 | 550.3334 | 580.7595 | 36.201 | 70.9405 | 0
| All | All Customers | 3 | Monthly System Peak Day | SCE | 1-in-10 | 2027 | 12 | 542.3689 | 566.982 | 36.3513 | 75.9952 | 0
| All | All Customers | 3 | Monthly System Peak Day | SCE | 1-in-10 | 2027 | 13 | 447.4745 | 461.2259 | 36.4989 | 79.8811 | 0
| All | All Customers | 3 | Monthly System Peak Day | SCE | 1-in-10 | 2027 | 14 | 418.3787 | 426.3678 | 36.3703 | 82.2506 | 0
| All | All Customers | 3 | Monthly System Peak Day | SCE | 1-in-10 | 2027 | 15 | 372.8267 | 378.2716 | 36.1899 | 84.2489 | 0
| All | All Customers | 3 | Monthly System Peak Day | SCE | 1-in-10 | 2027 | 16 | 335.1245 | 334.9638 | 36.202 | 85.09 | 0
| All | All Customers | 3 | Monthly System Peak Day | SCE | 1-in-10 | 2027 | 17 | 322.1541 | 331.4588 | 36.204 | 85.004 | 0
| All | All Customers | 3 | Monthly System Peak Day | SCE | 1-in-10 | 2027 | 18 | 308.7392 | 316.157 | 36.1874 | 83.7783 | 0
| All | All Customers | 3 | Monthly System Peak Day | SCE | 1-in-10 | 2027 | 19 | 301.134 | 305.3772 | 37.7193 | 82.3635 | 0
| All | All Customers | 3 | Monthly System Peak Day | SCE | 1-in-10 | 2027 | 20 | 291.1112 | 294.4973 | 36.1953 | 79.8314 | 0
| All | All Customers | 3 | Monthly System Peak Day | SCE | 1-in-10 | 2027 | 21 | 277.004 | 281.7418 | 36.3893 | 75.8165 | 0
| All | All Customers | 3 | Monthly System Peak Day | SCE | 1-in-10 | 2027 | 22 | 452.8088 | 476.1071 | 36.2246 | 72.4978 | 0
| All | All Customers | 3 | Monthly System Peak Day | SCE | 1-in-10 | 2027 | 23 | 452.1295 | 480.9917 | 36.1487 | 69.8694 | 0
| All | All Customers | 3 | Monthly System Peak Day | SCE | 1-in-10 | 2027 | 24 | 478.0078 | 531.3148 | 36.0816 | 67.516 | 0
| All | All Customers | 4 | Average Weekday | SCE | 1-in-10 | 2027 | 1 | 386.8331 | 401.243 | 36.4667 | 59.0796 | 0
| All | All Customers | 4 | Average Weekday | SCE | 1-in-10 | 2027 | 2 | 374.2732 | 383.6108 | 36.4179 | 58.0445 | 0
| All | All Customers | 4 | Average Weekday | SCE | 1-in-10 | 2027 | 3 | 475.3882 | 487.1122 | 36.4107 | 57.104 | 0
| All | All Customers | 4 | Average Weekday | SCE | 1-in-10 | 2027 | 4 | 577.2189 | 593.3615 | 36.3947 | 56.2242 | 0
| All | All Customers | 4 | Average Weekday | SCE | 1-in-10 | 2027 | 5 | 551.8676 | 571.2885 | 36.398 | 55.5416 | 0
| All | All Customers | 4 | Average Weekday | SCE | 1-in-10 | 2027 | 6 | 566.6304 | 589.7451 | 36.3838 | 55.0192 | 0
| All | All Customers | 4 | Average Weekday | SCE | 1-in-10 | 2027 | 7 | 580.7271 | 597.8509 | 36.3957 | 54.5621 | 0
| All | All Customers | 4 | Average Weekday | SCE | 1-in-10 | 2027 | 8 | 598.2888 | 626.6235 | 36.5253 | 54.5285 | 0
| All | All Customers | 4 | Average Weekday | SCE | 1-in-10 | 2027 | 9 | 532.5338 | 569.8687 | 36.6427 | 56.5092 | 0
| All | All Customers | 4 | Average Weekday | SCE | 1-in-10 | 2027 | 10 | 517.7561 | 541.3237 | 36.5352 | 59.9344 | 0
| All | All Customers | 4 | Average Weekday | SCE | 1-in-10 | 2027 | 11 | 501.8446 | 517.6921 | 36.5936 | 63.4295 | 0
| All | All Customers | 4 | Average Weekday | SCE | 1-in-10 | 2027 | 12 | 494.1739 | 505.7127 | 36.6516 | 66.6923 | 0
| All | All Customers | 4 | Average Weekday | SCE | 1-in-10 | 2027 | 13 | 409.8411 | 419.0608 | 36.6822 | 69.2702 | 0
| All | All Customers | 4 | Average Weekday | SCE | 1-in-10 | 2027 | 14 | 377.3441 | 383.746 | 36.6365 | 71.0818 | 0
| All | All Customers | 4 | Average Weekday | SCE | 1-in-10 | 2027 | 15 | 329.8954 | 335.408 | 36.5432 | 72.3051 | 0
| All | All Customers | 4 | Average Weekday | SCE | 1-in-10 | 2027 | 16 | 289.459 | 291.652 | 36.4162 | 73.0385 | 0
| All | All Customers | 4 | Average Weekday | SCE | 1-in-10 | 2027 | 17 | 269.3441 | 277.5193 | 36.2323 | 73.1966 | 0
| All | All Customers | 4 | Average Weekday | SCE | 1-in-10 | 2027 | 18 | 251.6584 | 258.0332 | 36.2451 | 72.438 | 0
| All | All Customers | 4 | Average Weekday | SCE | 1-in-10 | 2027 | 19 | 237.3234 | 242.1413 | 36.3154 | 71.0442 | 0
| All | All Customers | 4 | Average Weekday | SCE | 1-in-10 | 2027 | 20 | 229.5553 | 233.6754 | 36.1954 | 68.8926 | 0
| All | All Customers | 4 | Average Weekday | SCE | 1-in-10 | 2027 | 21 | 237.3843 | 241.509 | 36.243 | 65.8957 | 0
| All | All Customers | 4 | Average Weekday | SCE | 1-in-10 | 2027 | 22 | 413.3306 | 436.015 | 36.4183 | 63.7302 | 0
| All | All Customers | 4 | Average Weekday | SCE | 1-in-10 | 2027 | 23 | 416.3213 | 440.3073 | 36.468 | 62.1633 | 0
| All | All Customers | 4 | Average Weekday | SCE | 1-in-10 | 2027 | 24 | 443.9689 | 476.1183 | 36.5169 | 60.8017 | 0
| All | All Customers | 4 | Monthly System Peak Day | SCE | 1-in-10 | 2027 | 1 | 386.8331 | 415.4618 | 36.1334 | 70.9902 | 0
| All | All Customers | 4 | Monthly System Peak Day | SCE | 1-in-10 | 2027 | 2 | 374.2732 | 393.2453 | 36.1937 | 69.379 | 0
| All | All Customers | 4 | Monthly System Peak Day | SCE | 1-in-10 | 2027 | 3 | 475.3882 | 497.3882 | 36.2034 | 68.4203 | 0
| All | All Customers | 4 | Monthly System Peak Day | SCE | 1-in-10 | 2027 | 4 | 577.2189 | 599.7282 | 36.2341 | 66.7964 | 0
| All | All Customers | 4 | Monthly System Peak Day | SCE | 1-in-10 | 2027 | 5 | 551.8676 | 579.9338 | 36.23 | 65.7682 | 0
| All | All Customers | 4 | Monthly System Peak Day | SCE | 1-in-10 | 2027 | 6 | 566.6304 | 591.4707 | 36.2689 | 64.6388 | 0
| All | All Customers | 4 | Monthly System Peak Day | SCE | 1-in-10 | 2027 | 7 | 580.7271 | 595.6321 | 36.2749 | 63.6363 | 0
| All | All Customers | 4 | Monthly System Peak Day | SCE | 1-in-10 | 2027 | 8 | 598.2888 | 647.6499 | 36.0978 | 63.4386 | 0
| All | All Customers | 4 | Monthly System Peak Day | SCE | 1-in-10 | 2027 | 9 | 532.5338 | 580.4167 | 36.0877 | 66.5964 | 0
| All | All Customers | 4 | Monthly System Peak Day | SCE | 1-in-10 | 2027 | 10 | 517.7561 | 548.6707 | 36.1322 | 72.0203 | 0
| All | All Customers | 4 | Monthly System Peak Day | SCE | 1-in-10 | 2027 | 11 | 501.8446 | 530.1355 | 36.212 | 76.9067 | 0
| All | All Customers | 4 | Monthly System Peak Day | SCE | 1-in-10 | 2027 | 12 | 494.1739 | 518.6693 | 36.3639 | 81.3869 | 0
| All | All Customers | 4 | Monthly System Peak Day | SCE | 1-in-10 | 2027 | 13 | 409.8411 | 423.6776 | 36.5125 | 84.1754 | 0
| All | All Customers | 4 | Monthly System Peak Day | SCE | 1-in-10 | 2027 | 14 | 377.3441 | 385.3347 | 36.3831 | 85.9194 | 0
| All | All Customers | 4 | Monthly System Peak Day | SCE | 1-in-10 | 2027 | 15 | 329.8954 | 335.7484 | 36.2001 | 87.0781 | 0
| All | All Customers | 4 | Monthly System Peak Day | SCE | 1-in-10 | 2027 | 16 | 289.459 | 289.3424 | 36.2081 | 87.683 | 0
| All | All Customers | 4 | Monthly System Peak Day | SCE | 1-in-10 | 2027 | 17 | 269.3441 | 277.7417 | 36.209 | 87.8015 | 0
| All | All Customers | 4 | Monthly System Peak Day | SCE | 1-in-10 | 2027 | 18 | 251.6584 | 258.7962 | 36.194 | 87.2521 | 0
| All | All Customers | 4 | Monthly System Peak Day | SCE | 1-in-10 | 2027 | 19 | 237.3234 | 241.5892 | 37.7245 | 85.0685 | 0
| All | All Customers | 4 | Monthly System Peak Day | SCE | 1-in-10 | 2027 | 20 | 229.5553 | 232.9806 | 36.1953 | 80.2982 | 0
| All | All Customers | 4 | Monthly System Peak Day | SCE | 1-in-10 | 2027 | 21 | 237.3843 | 242.2968 | 36.3889 | 74.8102 | 0
| All | All Customers | 4 | Monthly System Peak Day | SCE | 1-in-10 | 2027 | 22 | 413.3306 | 436.2997 | 36.2294 | 71.6791 | 0
| All | All Customers | 4 | Monthly System Peak Day | SCE | 1-in-10 | 2027 | 23 | 416.3213 | 444.7831 | 36.1554 | 69.7278 | 0
| All | All Customers | 4 | Monthly System Peak Day | SCE | 1-in-10 | 2027 | 24 | 443.9689 | 496.4121 | 36.0898 | 68.1926 | 0
| All | All Customers | 5 | Average Weekday | SCE | 1-in-10 | 2027 | 1 | 394.7094 | 409.2696 | 36.4821 | 62.6645 | 0
| All | All Customers | 5 | Average Weekday | SCE | 1-in-10 | 2027 | 2 | 382.9369 | 391.1003 | 36.4333 | 61.686 | 0
| All | All Customers | 5 | Average Weekday | SCE | 1-in-10 | 2027 | 3 | 487.3285 | 499.3198 | 36.426 | 60.8176 | 0
| All | All Customers | 5 | Average Weekday | SCE | 1-in-10 | 2027 | 4 | 590.811 | 607.7151 | 36.4102 | 60.0235 | 0
| All | All Customers | 5 | Average Weekday | SCE | 1-in-10 | 2027 | 5 | 569.5179 | 589.6 | 36.4136 | 59.4411 | 0
| All | All Customers | 5 | Average Weekday | SCE | 1-in-10 | 2027 | 6 | 578.7818 | 603.3022 | 36.3997 | 58.9528 | 0
| All | All Customers | 5 | Average Weekday | SCE | 1-in-10 | 2027 | 7 | 585.0298 | 601.8871 | 36.412 | 58.7176 | 0
| All | All Customers | 5 | Average Weekday | SCE | 1-in-10 | 2027 | 8 | 610.7654 | 641.5415 | 36.5412 | 59.4845 | 0
| All | All Customers | 5 | Average Weekday | SCE | 1-in-10 | 2027 | 9 | 540.9511 | 576.4078 | 36.6579 | 61.9999 | 0
| All | All Customers | 5 | Average Weekday | SCE | 1-in-10 | 2027 | 10 | 530.9383 | 554.4487 | 36.5501 | 65.3043 | 0
| All | All Customers | 5 | Average Weekday | SCE | 1-in-10 | 2027 | 11 | 515.9968 | 532.2121 | 36.6082 | 68.3821 | 0
| All | All Customers | 5 | Average Weekday | SCE | 1-in-10 | 2027 | 12 | 503.8425 | 515.1453 | 36.6659 | 71.0609 | 0
| All | All Customers | 5 | Average Weekday | SCE | 1-in-10 | 2027 | 13 | 418.9702 | 428.5274 | 36.6961 | 73.3291 | 0
| All | All Customers | 5 | Average Weekday | SCE | 1-in-10 | 2027 | 14 | 392.6982 | 399.1865 | 36.6503 | 75.0832 | 0
| All | All Customers | 5 | Average Weekday | SCE | 1-in-10 | 2027 | 15 | 350.5785 | 356.0297 | 36.5572 | 76.3265 | 0
| All | All Customers | 5 | Average Weekday | SCE | 1-in-10 | 2027 | 16 | 303.6275 | 305.758 | 36.4312 | 76.8948 | 0
| All | All Customers | 5 | Average Weekday | SCE | 1-in-10 | 2027 | 17 | 276.663 | 285.5874 | 36.2388 | 76.9554 | 0
| All | All Customers | 5 | Average Weekday | SCE | 1-in-10 | 2027 | 18 | 262.8972 | 269.6943 | 36.2514 | 76.2265 | 0
| All | All Customers | 5 | Average Weekday | SCE | 1-in-10 | 2027 | 19 | 252.1276 | 257.3484 | 36.3115 | 74.8608 | 0
| All | All Customers | 5 | Average Weekday | SCE | 1-in-10 | 2027 | 20 | 241.6536 | 246.0295 | 36.1954 | 72.769 | 0
| All | All Customers | 5 | Average Weekday | SCE | 1-in-10 | 2027 | 21 | 252.7344 | 257.0793 | 36.2494 | 69.7865 | 0
| All | All Customers | 5 | Average Weekday | SCE | 1-in-10 | 2027 | 22 | 425.4226 | 448.6459 | 36.4347 | 67.0523 | 0
| All | All Customers | 5 | Average Weekday | SCE | 1-in-10 | 2027 | 23 | 434.7644 | 459.4922 | 36.4844 | 65.2221 | 0
| All | All Customers | 5 | Average Weekday | SCE | 1-in-10 | 2027 | 24 | 459.7749 | 492.5486 | 36.5326 | 63.7844 | 0
| All | All Customers | 5 | Monthly System Peak Day | SCE | 1-in-10 | 2027 | 1 | 394.7094 | 423.8862 | 36.1524 | 73.9451 | 0
| All | All Customers | 5 | Monthly System Peak Day | SCE | 1-in-10 | 2027 | 2 | 382.9369 | 400.0906 | 36.2115 | 72.4128 | 0
| All | All Customers | 5 | Monthly System Peak Day | SCE | 1-in-10 | 2027 | 3 | 487.3285 | 509.1057 | 36.221 | 70.8805 | 0
| All | All Customers | 5 | Monthly System Peak Day | SCE | 1-in-10 | 2027 | 4 | 590.811 | 614.1563 | 36.2513 | 69.4883 | 0
| All | All Customers | 5 | Monthly System Peak Day | SCE | 1-in-10 | 2027 | 5 | 569.5179 | 598.6023 | 36.2473 | 68.5669 | 0
| All | All Customers | 5 | Monthly System Peak Day | SCE | 1-in-10 | 2027 | 6 | 578.7818 | 605.6443 | 36.2858 | 67.5106 | 0
| All | All Customers | 5 | Monthly System Peak Day | SCE | 1-in-10 | 2027 | 7 | 585.0298 | 599.5349 | 36.2922 | 67.139 | 0
| All | All Customers | 5 | Monthly System Peak Day | SCE | 1-in-10 | 2027 | 8 | 610.7654 | 658.7805 | 36.1181 | 67.588 | 0
| All | All Customers | 5 | Monthly System Peak Day | SCE | 1-in-10 | 2027 | 9 | 540.9511 | 587.1331 | 36.1107 | 71.9541 | 0
| All | All Customers | 5 | Monthly System Peak Day | SCE | 1-in-10 | 2027 | 10 | 530.9383 | 561.5372 | 36.1532 | 78.4437 | 0
| All | All Customers | 5 | Monthly System Peak Day | SCE | 1-in-10 | 2027 | 11 | 515.9968 | 544.2979 | 36.235 | 84.4634 | 0
| All | All Customers | 5 | Monthly System Peak Day | SCE | 1-in-10 | 2027 | 12 | 503.8425 | 527.3913 | 36.3888 | 88.5098 | 0
| All | All Customers | 5 | Monthly System Peak Day | SCE | 1-in-10 | 2027 | 13 | 418.9702 | 432.3731 | 36.5384 | 91.3209 | 0
| All | All Customers | 5 | Monthly System Peak Day | SCE | 1-in-10 | 2027 | 14 | 392.6982 | 399.2508 | 36.4076 | 93.0051 | 0
| All | All Customers | 5 | Monthly System Peak Day | SCE | 1-in-10 | 2027 | 15 | 350.5785 | 356.369 | 36.2216 | 94.2891 | 0
| All | All Customers | 5 | Monthly System Peak Day | SCE | 1-in-10 | 2027 | 16 | 303.6275 | 303.5364 | 36.2259 | 94.3726 | 0
| All | All Customers | 5 | Monthly System Peak Day | SCE | 1-in-10 | 2027 | 17 | 276.663 | 285.8068 | 36.2169 | 93.9017 | 0
| All | All Customers | 5 | Monthly System Peak Day | SCE | 1-in-10 | 2027 | 18 | 262.8972 | 270.0993 | 36.2032 | 93.1366 | 0
| All | All Customers | 5 | Monthly System Peak Day | SCE | 1-in-10 | 2027 | 19 | 252.1276 | 256.6291 | 37.6842 | 92.0447 | 0
| All | All Customers | 5 | Monthly System Peak Day | SCE | 1-in-10 | 2027 | 20 | 241.6536 | 245.3599 | 36.1954 | 89.5105 | 0
| All | All Customers | 5 | Monthly System Peak Day | SCE | 1-in-10 | 2027 | 21 | 252.7344 | 257.8935 | 36.39 | 85.6688 | 0
| All | All Customers | 5 | Monthly System Peak Day | SCE | 1-in-10 | 2027 | 22 | 425.4226 | 449.0074 | 36.247 | 81.9451 | 0
| All | All Customers | 5 | Monthly System Peak Day | SCE | 1-in-10 | 2027 | 23 | 434.7644 | 464.1309 | 36.1745 | 79.3652 | 0
| All | All Customers | 5 | Monthly System Peak Day | SCE | 1-in-10 | 2027 | 24 | 459.7749 | 513.0929 | 36.1099 | 76.6451 | 0
| All | All Customers | 6 | Average Weekday | SCE | 1-in-10 | 2027 | 1 | 381.6385 | 410.3388 | 36.4667 | 66.5999 | 0
| All | All Customers | 6 | Average Weekday | SCE | 1-in-10 | 2027 | 2 | 369.7115 | 390.5341 | 36.4695 | 65.9006 | 0
| All | All Customers | 6 | Average Weekday | SCE | 1-in-10 | 2027 | 3 | 464.7413 | 491.7221 | 36.4704 | 65.2662 | 0
| All | All Customers | 6 | Average Weekday | SCE | 1-in-10 | 2027 | 4 | 561.4966 | 590.0468 | 36.471 | 64.6507 | 0
| All | All Customers | 6 | Average Weekday | SCE | 1-in-10 | 2027 | 5 | 539.7916 | 579.9822 | 36.4656 | 64.1746 | 0
| All | All Customers | 6 | Average Weekday | SCE | 1-in-10 | 2027 | 6 | 563.7368 | 610.0308 | 36.4559 | 63.7832 | 0
| All | All Customers | 6 | Average Weekday | SCE | 1-in-10 | 2027 | 7 | 577.3049 | 602.485 | 36.4236 | 63.476 | 0
| All | All Customers | 6 | Average Weekday | SCE | 1-in-10 | 2027 | 8 | 596.6973 | 626.1979 | 36.4769 | 64.0318 | 0
| All | All Customers | 6 | Average Weekday | SCE | 1-in-10 | 2027 | 9 | 551.6646 | 572.2258 | 36.4981 | 65.9714 | 0
| All | All Customers | 6 | Average Weekday | SCE | 1-in-10 | 2027 | 10 | 538.0332 | 552.2061 | 36.4824 | 68.8032 | 0
| All | All Customers | 6 | Average Weekday | SCE | 1-in-10 | 2027 | 11 | 515.3838 | 527.8351 | 36.5113 | 72.0084 | 0
| All | All Customers | 6 | Average Weekday | SCE | 1-in-10 | 2027 | 12 | 506.0655 | 520.6655 | 36.5436 | 75.1083 | 0
| All | All Customers | 6 | Average Weekday | SCE | 1-in-10 | 2027 | 13 | 421.829 | 441.2703 | 36.5547 | 77.5187 | 0
| All | All Customers | 6 | Average Weekday | SCE | 1-in-10 | 2027 | 14 | 392.5488 | 408.9211 | 36.5256 | 79.3071 | 0
| All | All Customers | 6 | Average Weekday | SCE | 1-in-10 | 2027 | 15 | 340.6357 | 355.1337 | 36.4599 | 80.4926 | 0
| All | All Customers | 6 | Average Weekday | SCE | 1-in-10 | 2027 | 16 | 298.4076 | 301.3994 | 36.4083 | 81.1097 | 0
| All | All Customers | 6 | Average Weekday | SCE | 1-in-10 | 2027 | 17 | 276.2178 | 285.476 | 36.6944 | 81.0308 | 0
| All | All Customers | 6 | Average Weekday | SCE | 1-in-10 | 2027 | 18 | 254.4285 | 269.3939 | 36.7159 | 80.1832 | 0
| All | All Customers | 6 | Average Weekday | SCE | 1-in-10 | 2027 | 19 | 238.81 | 261.7505 | 39.256 | 78.7527 | 0
| All | All Customers | 6 | Average Weekday | SCE | 1-in-10 | 2027 | 20 | 224.9102 | 244.4841 | 36.6671 | 76.6583 | 0
| All | All Customers | 6 | Average Weekday | SCE | 1-in-10 | 2027 | 21 | 241.8501 | 257.8256 | 36.935 | 73.7764 | 0
| All | All Customers | 6 | Average Weekday | SCE | 1-in-10 | 2027 | 22 | 399.9732 | 433.5174 | 36.5341 | 70.7793 | 0
| All | All Customers | 6 | Average Weekday | SCE | 1-in-10 | 2027 | 23 | 427.8349 | 461.8457 | 36.4962 | 68.9101 | 0
| All | All Customers | 6 | Average Weekday | SCE | 1-in-10 | 2027 | 24 | 454.4069 | 496.0049 | 36.4782 | 67.6558 | 0
| All | All Customers | 6 | Monthly System Peak Day | SCE | 1-in-10 | 2027 | 1 | 381.6385 | 374.3036 | 44.3782 | 75.4051 | 0
| All | All Customers | 6 | Monthly System Peak Day | SCE | 1-in-10 | 2027 | 2 | 369.7115 | 345.5335 | 44.389 | 73.8369 | 0
| All | All Customers | 6 | Monthly System Peak Day | SCE | 1-in-10 | 2027 | 3 | 464.7413 | 418.7835 | 44.3936 | 72.5346 | 0
| All | All Customers | 6 | Monthly System Peak Day | SCE | 1-in-10 | 2027 | 4 | 561.4966 | 485.5664 | 44.3974 | 71.6674 | 0
| All | All Customers | 6 | Monthly System Peak Day | SCE | 1-in-10 | 2027 | 5 | 539.7916 | 481.1596 | 44.3923 | 70.5974 | 0
| All | All Customers | 6 | Monthly System Peak Day | SCE | 1-in-10 | 2027 | 6 | 563.7368 | 516.8807 | 44.3865 | 69.5882 | 0
| All | All Customers | 6 | Monthly System Peak Day | SCE | 1-in-10 | 2027 | 7 | 577.3049 | 518.6994 | 44.3089 | 68.8808 | 0
| All | All Customers | 6 | Monthly System Peak Day | SCE | 1-in-10 | 2027 | 8 | 596.6973 | 548.4846 | 44.3666 | 69.9624 | 0
| All | All Customers | 6 | Monthly System Peak Day | SCE | 1-in-10 | 2027 | 9 | 551.6646 | 525.7197 | 44.3353 | 73.8157 | 0
| All | All Customers | 6 | Monthly System Peak Day | SCE | 1-in-10 | 2027 | 10 | 538.0332 | 503.0164 | 44.2863 | 79.7156 | 0
| All | All Customers | 6 | Monthly System Peak Day | SCE | 1-in-10 | 2027 | 11 | 515.3838 | 479.5461 | 44.2755 | 84.7645 | 0
| All | All Customers | 6 | Monthly System Peak Day | SCE | 1-in-10 | 2027 | 12 | 506.0655 | 470.2573 | 44.2924 | 88.6352 | 0
| All | All Customers | 6 | Monthly System Peak Day | SCE | 1-in-10 | 2027 | 13 | 421.829 | 403.2363 | 44.2758 | 90.0843 | 0
| All | All Customers | 6 | Monthly System Peak Day | SCE | 1-in-10 | 2027 | 14 | 392.5488 | 376.269 | 44.2931 | 91.5486 | 0
| All | All Customers | 6 | Monthly System Peak Day | SCE | 1-in-10 | 2027 | 15 | 340.6357 | 328.5014 | 44.2804 | 92.6549 | 0
| All | All Customers | 6 | Monthly System Peak Day | SCE | 1-in-10 | 2027 | 16 | 298.4076 | 273.5112 | 44.2251 | 93.9585 | 0
| All | All Customers | 6 | Monthly System Peak Day | SCE | 1-in-10 | 2027 | 17 | 276.2178 | 287.0025 | 44.237 | 94.554 | 0
| All | All Customers | 6 | Monthly System Peak Day | SCE | 1-in-10 | 2027 | 18 | 254.4285 | 279.0245 | 44.3702 | 94.2108 | 0
| All | All Customers | 6 | Monthly System Peak Day | SCE | 1-in-10 | 2027 | 19 | 238.81 | 232.9653 | 44.3291 | 92.0967 | 0
| All | All Customers | 6 | Monthly System Peak Day | SCE | 1-in-10 | 2027 | 20 | 224.9102 | 229.1841 | 43.3436 | 87.8718 | 0
| All | All Customers | 6 | Monthly System Peak Day | SCE | 1-in-10 | 2027 | 21 | 241.8501 | 226.2074 | 45.3148 | 83.139 | 0
| All | All Customers | 6 | Monthly System Peak Day | SCE | 1-in-10 | 2027 | 22 | 399.9732 | 379.9166 | 44.6328 | 78.8213 | 0
| All | All Customers | 6 | Monthly System Peak Day | SCE | 1-in-10 | 2027 | 23 | 427.8349 | 395.8961 | 44.4789 | 75.3496 | 0
| All | All Customers | 6 | Monthly System Peak Day | SCE | 1-in-10 | 2027 | 24 | 454.4069 | 431.5838 | 44.4032 | 73.2752 | 0
| All | All Customers | 7 | Average Weekday | SCE | 1-in-10 | 2027 | 1 | 382.6303 | 410.1488 | 39.2125 | 72.1536 | 0
| All | All Customers | 7 | Average Weekday | SCE | 1-in-10 | 2027 | 2 | 381.0266 | 399.8536 | 39.2082 | 71.4201 | 0
| All | All Customers | 7 | Average Weekday | SCE | 1-in-10 | 2027 | 3 | 467.654 | 493.4402 | 39.2069 | 70.7709 | 0
| All | All Customers | 7 | Average Weekday | SCE | 1-in-10 | 2027 | 4 | 565.2286 | 595.0771 | 39.2047 | 70.2504 | 0
| All | All Customers | 7 | Average Weekday | SCE | 1-in-10 | 2027 | 5 | 546.8267 | 587.341 | 39.2023 | 69.8041 | 0
| All | All Customers | 7 | Average Weekday | SCE | 1-in-10 | 2027 | 6 | 555.3566 | 599.6425 | 39.1958 | 69.4399 | 0
| All | All Customers | 7 | Average Weekday | SCE | 1-in-10 | 2027 | 7 | 561.0865 | 583.2763 | 39.196 | 69.2407 | 0
| All | All Customers | 7 | Average Weekday | SCE | 1-in-10 | 2027 | 8 | 577.892 | 607.3531 | 39.2268 | 69.7054 | 0
| All | All Customers | 7 | Average Weekday | SCE | 1-in-10 | 2027 | 9 | 522.4163 | 542.4238 | 39.2598 | 71.9118 | 0
| All | All Customers | 7 | Average Weekday | SCE | 1-in-10 | 2027 | 10 | 511.1146 | 524.0519 | 39.2588 | 74.9215 | 0
| All | All Customers | 7 | Average Weekday | SCE | 1-in-10 | 2027 | 11 | 493.7521 | 505.6583 | 39.2941 | 78.3302 | 0
| All | All Customers | 7 | Average Weekday | SCE | 1-in-10 | 2027 | 12 | 485.8026 | 500.8839 | 39.3284 | 81.5124 | 0
| All | All Customers | 7 | Average Weekday | SCE | 1-in-10 | 2027 | 13 | 400.2186 | 418.0075 | 39.344 | 83.9403 | 0
| All | All Customers | 7 | Average Weekday | SCE | 1-in-10 | 2027 | 14 | 374.4419 | 389.8178 | 39.3127 | 85.7186 | 0
| All | All Customers | 7 | Average Weekday | SCE | 1-in-10 | 2027 | 15 | 328.5352 | 342.6644 | 39.2539 | 86.8585 | 0
| All | All Customers | 7 | Average Weekday | SCE | 1-in-10 | 2027 | 16 | 281.3309 | 282.209 | 39.2116 | 87.4293 | 0
| All | All Customers | 7 | Average Weekday | SCE | 1-in-10 | 2027 | 17 | 262.9713 | 270.9195 | 39.6153 | 87.3156 | 0
| All | All Customers | 7 | Average Weekday | SCE | 1-in-10 | 2027 | 18 | 249.4504 | 261.7393 | 39.6379 | 86.4657 | 0
| All | All Customers | 7 | Average Weekday | SCE | 1-in-10 | 2027 | 19 | 235.6518 | 256.9991 | 40.2439 | 84.9536 | 0
| All | All Customers | 7 | Average Weekday | SCE | 1-in-10 | 2027 | 20 | 229.9903 | 245.3325 | 39.1757 | 82.593 | 0
| All | All Customers | 7 | Average Weekday | SCE | 1-in-10 | 2027 | 21 | 250.7476 | 263.0939 | 39.6472 | 79.4531 | 0
| All | All Customers | 7 | Average Weekday | SCE | 1-in-10 | 2027 | 22 | 408.212 | 443.6818 | 39.1872 | 76.411 | 0
| All | All Customers | 7 | Average Weekday | SCE | 1-in-10 | 2027 | 23 | 427.1851 | 457.6417 | 39.1994 | 74.6466 | 0
| All | All Customers | 7 | Average Weekday | SCE | 1-in-10 | 2027 | 24 | 449.371 | 488.4462 | 39.2156 | 73.4889 | 0
| All | All Customers | 7 | Monthly System Peak Day | SCE | 1-in-10 | 2027 | 1 | 382.6303 | 374.934 | 39.225 | 76.6189 | 0
| All | All Customers | 7 | Monthly System Peak Day | SCE | 1-in-10 | 2027 | 2 | 381.0266 | 354.0145 | 39.2098 | 74.6004 | 0
| All | All Customers | 7 | Monthly System Peak Day | SCE | 1-in-10 | 2027 | 3 | 467.654 | 417.9551 | 39.2083 | 72.9919 | 0
| All | All Customers | 7 | Monthly System Peak Day | SCE | 1-in-10 | 2027 | 4 | 565.2286 | 490.8672 | 39.205 | 72.0862 | 0
| All | All Customers | 7 | Monthly System Peak Day | SCE | 1-in-10 | 2027 | 5 | 546.8267 | 489.8347 | 39.213 | 71.2435 | 0
| All | All Customers | 7 | Monthly System Peak Day | SCE | 1-in-10 | 2027 | 6 | 555.3566 | 513.6917 | 39.2273 | 70.5634 | 0
| All | All Customers | 7 | Monthly System Peak Day | SCE | 1-in-10 | 2027 | 7 | 561.0865 | 505.5644 | 39.2759 | 70.104 | 0
| All | All Customers | 7 | Monthly System Peak Day | SCE | 1-in-10 | 2027 | 8 | 577.892 | 535.5851 | 39.2435 | 71.0143 | 0
| All | All Customers | 7 | Monthly System Peak Day | SCE | 1-in-10 | 2027 | 9 | 522.4163 | 496.3124 | 39.2468 | 74.6355 | 0
| All | All Customers | 7 | Monthly System Peak Day | SCE | 1-in-10 | 2027 | 10 | 511.1146 | 474.6403 | 39.2377 | 79.9531 | 0
| All | All Customers | 7 | Monthly System Peak Day | SCE | 1-in-10 | 2027 | 11 | 493.7521 | 458.2815 | 39.2479 | 86.1582 | 0
| All | All Customers | 7 | Monthly System Peak Day | SCE | 1-in-10 | 2027 | 12 | 485.8026 | 450.8865 | 39.2589 | 91.0408 | 0
| All | All Customers | 7 | Monthly System Peak Day | SCE | 1-in-10 | 2027 | 13 | 400.2186 | 383.0482 | 39.2709 | 94.9224 | 0
| All | All Customers | 7 | Monthly System Peak Day | SCE | 1-in-10 | 2027 | 14 | 374.4419 | 359.0854 | 39.2653 | 98.2194 | 0
| All | All Customers | 7 | Monthly System Peak Day | SCE | 1-in-10 | 2027 | 15 | 328.5352 | 317.5053 | 39.282 | 101.1878 | 0
| All | All Customers | 7 | Monthly System Peak Day | SCE | 1-in-10 | 2027 | 16 | 281.3309 | 256.3241 | 39.2803 | 102.4459 | 0
| All | All Customers | 7 | Monthly System Peak Day | SCE | 1-in-10 | 2027 | 17 | 262.9713 | 273.6229 | 39.1589 | 102.6143 | 0
| All | All Customers | 7 | Monthly System Peak Day | SCE | 1-in-10 | 2027 | 18 | 249.4504 | 272.1704 | 39.2482 | 101.7765 | 0
| All | All Customers | 7 | Monthly System Peak Day | SCE | 1-in-10 | 2027 | 19 | 235.6518 | 231.5676 | 38.8383 | 100.3296 | 0
| All | All Customers | 7 | Monthly System Peak Day | SCE | 1-in-10 | 2027 | 20 | 229.9903 | 253.0867 | 38.607 | 98.0092 | 0
| All | All Customers | 7 | Monthly System Peak Day | SCE | 1-in-10 | 2027 | 21 | 250.7476 | 236.6864 | 39.799 | 95.0561 | 0
| All | All Customers | 7 | Monthly System Peak Day | SCE | 1-in-10 | 2027 | 22 | 408.212 | 394.0163 | 39.3329 | 90.5035 | 0
| All | All Customers | 7 | Monthly System Peak Day | SCE | 1-in-10 | 2027 | 23 | 427.1851 | 394.6746 | 39.2395 | 86.7318 | 0
| All | All Customers | 7 | Monthly System Peak Day | SCE | 1-in-10 | 2027 | 24 | 449.371 | 425.6959 | 39.2331 | 84.5567 | 0
| All | All Customers | 8 | Average Weekday | SCE | 1-in-10 | 2027 | 1 | 403.5357 | 434.856 | 36.6766 | 72.6068 | 0
| All | All Customers | 8 | Average Weekday | SCE | 1-in-10 | 2027 | 2 | 389.9799 | 412.3597 | 36.6718 | 71.8296 | 0
| All | All Customers | 8 | Average Weekday | SCE | 1-in-10 | 2027 | 3 | 473.1238 | 499.0554 | 36.6704 | 71.1403 | 0
| All | All Customers | 8 | Average Weekday | SCE | 1-in-10 | 2027 | 4 | 577.1439 | 608.1357 | 36.6674 | 70.5184 | 0
| All | All Customers | 8 | Average Weekday | SCE | 1-in-10 | 2027 | 5 | 551.7717 | 593.4553 | 36.6647 | 69.99 | 0
| All | All Customers | 8 | Average Weekday | SCE | 1-in-10 | 2027 | 6 | 564.5649 | 612.3078 | 36.6574 | 69.5317 | 0
| All | All Customers | 8 | Average Weekday | SCE | 1-in-10 | 2027 | 7 | 578.6942 | 606.0807 | 36.6636 | 69.1876 | 0
| All | All Customers | 8 | Average Weekday | SCE | 1-in-10 | 2027 | 8 | 588.9263 | 621.493 | 36.6923 | 69.1728 | 0
| All | All Customers | 8 | Average Weekday | SCE | 1-in-10 | 2027 | 9 | 528.2962 | 549.2283 | 36.7273 | 70.9235 | 0
| All | All Customers | 8 | Average Weekday | SCE | 1-in-10 | 2027 | 10 | 519.1468 | 533.1012 | 36.7316 | 74.0742 | 0
| All | All Customers | 8 | Average Weekday | SCE | 1-in-10 | 2027 | 11 | 498.0522 | 510.951 | 36.7648 | 77.6797 | 0
| All | All Customers | 8 | Average Weekday | SCE | 1-in-10 | 2027 | 12 | 487.1909 | 503.4922 | 36.7937 | 81.1953 | 0
| All | All Customers | 8 | Average Weekday | SCE | 1-in-10 | 2027 | 13 | 410.5537 | 430.6347 | 36.8088 | 83.7705 | 0
| All | All Customers | 8 | Average Weekday | SCE | 1-in-10 | 2027 | 14 | 382.3613 | 399.1876 | 36.7786 | 85.693 | 0
| All | All Customers | 8 | Average Weekday | SCE | 1-in-10 | 2027 | 15 | 336.6547 | 351.7307 | 36.7249 | 86.942 | 0
| All | All Customers | 8 | Average Weekday | SCE | 1-in-10 | 2027 | 16 | 290.2631 | 294.2942 | 36.687 | 87.2203 | 0
| All | All Customers | 8 | Average Weekday | SCE | 1-in-10 | 2027 | 17 | 273.2586 | 280.5868 | 37.0485 | 86.9576 | 0
| All | All Customers | 8 | Average Weekday | SCE | 1-in-10 | 2027 | 18 | 250.2643 | 264.2259 | 37.1043 | 86.0129 | 0
| All | All Customers | 8 | Average Weekday | SCE | 1-in-10 | 2027 | 19 | 236.783 | 260.4524 | 37.9805 | 84.3796 | 0
| All | All Customers | 8 | Average Weekday | SCE | 1-in-10 | 2027 | 20 | 236.7062 | 256.1157 | 36.8697 | 81.871 | 0
| All | All Customers | 8 | Average Weekday | SCE | 1-in-10 | 2027 | 21 | 261.4182 | 277.1948 | 37.2397 | 78.5248 | 0
| All | All Customers | 8 | Average Weekday | SCE | 1-in-10 | 2027 | 22 | 421.4694 | 453.8407 | 36.6406 | 75.9562 | 0
| All | All Customers | 8 | Average Weekday | SCE | 1-in-10 | 2027 | 23 | 444.2307 | 479.694 | 36.653 | 74.5365 | 0
| All | All Customers | 8 | Average Weekday | SCE | 1-in-10 | 2027 | 24 | 470.0022 | 512.9158 | 36.6767 | 73.5145 | 0
| All | All Customers | 8 | Monthly System Peak Day | SCE | 1-in-10 | 2027 | 1 | 403.5357 | 395.7767 | 31.2257 | 77.7831 | 0
| All | All Customers | 8 | Monthly System Peak Day | SCE | 1-in-10 | 2027 | 2 | 389.9799 | 365.1586 | 31.2098 | 76.6546 | 0
| All | All Customers | 8 | Monthly System Peak Day | SCE | 1-in-10 | 2027 | 3 | 473.1238 | 429.4239 | 31.2086 | 75.7126 | 0
| All | All Customers | 8 | Monthly System Peak Day | SCE | 1-in-10 | 2027 | 4 | 577.1439 | 505.7462 | 31.2058 | 74.5451 | 0
| All | All Customers | 8 | Monthly System Peak Day | SCE | 1-in-10 | 2027 | 5 | 551.7717 | 498.4779 | 31.2143 | 73.6349 | 0
| All | All Customers | 8 | Monthly System Peak Day | SCE | 1-in-10 | 2027 | 6 | 564.5649 | 521.3105 | 31.2307 | 72.9151 | 0
| All | All Customers | 8 | Monthly System Peak Day | SCE | 1-in-10 | 2027 | 7 | 578.6942 | 523.9124 | 31.2764 | 72.1284 | 0
| All | All Customers | 8 | Monthly System Peak Day | SCE | 1-in-10 | 2027 | 8 | 588.9263 | 545.0345 | 31.2434 | 72.009 | 0
| All | All Customers | 8 | Monthly System Peak Day | SCE | 1-in-10 | 2027 | 9 | 528.2962 | 504.0506 | 31.245 | 74.4355 | 0
| All | All Customers | 8 | Monthly System Peak Day | SCE | 1-in-10 | 2027 | 10 | 519.1468 | 484.4315 | 31.2293 | 79.3051 | 0
| All | All Customers | 8 | Monthly System Peak Day | SCE | 1-in-10 | 2027 | 11 | 498.0522 | 462.2023 | 31.2421 | 84.8269 | 0
| All | All Customers | 8 | Monthly System Peak Day | SCE | 1-in-10 | 2027 | 12 | 487.1909 | 451.2205 | 31.2603 | 88.5418 | 0
| All | All Customers | 8 | Monthly System Peak Day | SCE | 1-in-10 | 2027 | 13 | 410.5537 | 394.1178 | 31.2746 | 90.152 | 0
| All | All Customers | 8 | Monthly System Peak Day | SCE | 1-in-10 | 2027 | 14 | 382.3613 | 368.28 | 31.2691 | 91.8194 | 0
| All | All Customers | 8 | Monthly System Peak Day | SCE | 1-in-10 | 2027 | 15 | 336.6547 | 326.9365 | 31.2845 | 93.4898 | 0
| All | All Customers | 8 | Monthly System Peak Day | SCE | 1-in-10 | 2027 | 16 | 290.2631 | 268.7749 | 31.2734 | 95.0265 | 0
| All | All Customers | 8 | Monthly System Peak Day | SCE | 1-in-10 | 2027 | 17 | 273.2586 | 283.0131 | 31.0965 | 95.0296 | 0
| All | All Customers | 8 | Monthly System Peak Day | SCE | 1-in-10 | 2027 | 18 | 250.2643 | 275.0015 | 31.1872 | 94.4276 | 0
| All | All Customers | 8 | Monthly System Peak Day | SCE | 1-in-10 | 2027 | 19 | 236.783 | 234.5262 | 30.8507 | 93.0592 | 0
| All | All Customers | 8 | Monthly System Peak Day | SCE | 1-in-10 | 2027 | 20 | 236.7062 | 227.6554 | 30.7095 | 90.1265 | 0
| All | All Customers | 8 | Monthly System Peak Day | SCE | 1-in-10 | 2027 | 21 | 261.4182 | 241.5852 | 31.9642 | 86.6699 | 0
| All | All Customers | 8 | Monthly System Peak Day | SCE | 1-in-10 | 2027 | 22 | 421.4694 | 396.406 | 31.3771 | 83.5782 | 0
| All | All Customers | 8 | Monthly System Peak Day | SCE | 1-in-10 | 2027 | 23 | 444.2307 | 418.1084 | 31.2571 | 81.1289 | 0
| All | All Customers | 8 | Monthly System Peak Day | SCE | 1-in-10 | 2027 | 24 | 470.0022 | 450.4007 | 31.238 | 79.7864 | 0
| All | All Customers | 8 | Typical Event Day | SCE | 1-in-10 | 2027 | 1 | 403.5357 | 395.7767 | 31.2257 | 76.727 | 0
| All | All Customers | 8 | Typical Event Day | SCE | 1-in-10 | 2027 | 2 | 389.9799 | 365.1586 | 31.2098 | 75.2909 | 0
| All | All Customers | 8 | Typical Event Day | SCE | 1-in-10 | 2027 | 3 | 473.1238 | 429.4239 | 31.2086 | 74.0474 | 0
| All | All Customers | 8 | Typical Event Day | SCE | 1-in-10 | 2027 | 4 | 577.1439 | 505.7462 | 31.2058 | 73.2366 | 0
| All | All Customers | 8 | Typical Event Day | SCE | 1-in-10 | 2027 | 5 | 551.7717 | 498.4779 | 31.2143 | 72.4408 | 0
| All | All Customers | 8 | Typical Event Day | SCE | 1-in-10 | 2027 | 6 | 564.5649 | 521.3105 | 31.2307 | 71.7529 | 0
| All | All Customers | 8 | Typical Event Day | SCE | 1-in-10 | 2027 | 7 | 578.6942 | 523.9124 | 31.2764 | 71.2031 | 0
| All | All Customers | 8 | Typical Event Day | SCE | 1-in-10 | 2027 | 8 | 588.9263 | 545.0345 | 31.2434 | 71.67 | 0
| All | All Customers | 8 | Typical Event Day | SCE | 1-in-10 | 2027 | 9 | 528.2962 | 504.0506 | 31.245 | 74.6167 | 0
| All | All Customers | 8 | Typical Event Day | SCE | 1-in-10 | 2027 | 10 | 519.1468 | 484.4315 | 31.2293 | 79.6274 | 0
| All | All Customers | 8 | Typical Event Day | SCE | 1-in-10 | 2027 | 11 | 498.0522 | 462.2023 | 31.2421 | 85.1114 | 0
| All | All Customers | 8 | Typical Event Day | SCE | 1-in-10 | 2027 | 12 | 487.1909 | 451.2205 | 31.2603 | 89.3543 | 0
| All | All Customers | 8 | Typical Event Day | SCE | 1-in-10 | 2027 | 13 | 410.5537 | 394.1178 | 31.2746 | 92.0168 | 0
| All | All Customers | 8 | Typical Event Day | SCE | 1-in-10 | 2027 | 14 | 382.3613 | 368.28 | 31.2691 | 94.2696 | 0
| All | All Customers | 8 | Typical Event Day | SCE | 1-in-10 | 2027 | 15 | 336.6547 | 326.9365 | 31.2845 | 96.0719 | 0
| All | All Customers | 8 | Typical Event Day | SCE | 1-in-10 | 2027 | 16 | 290.2631 | 268.7749 | 31.2734 | 97.2345 | 0
| All | All Customers | 8 | Typical Event Day | SCE | 1-in-10 | 2027 | 17 | 273.2586 | 283.0131 | 31.0965 | 97.4936 | 0
| All | All Customers | 8 | Typical Event Day | SCE | 1-in-10 | 2027 | 18 | 250.2643 | 275.0015 | 31.1872 | 96.7511 | 0
| All | All Customers | 8 | Typical Event Day | SCE | 1-in-10 | 2027 | 19 | 236.783 | 234.5262 | 30.8507 | 94.9061 | 0
| All | All Customers | 8 | Typical Event Day | SCE | 1-in-10 | 2027 | 20 | 236.7062 | 227.6554 | 30.7095 | 91.7564 | 0
| All | All Customers | 8 | Typical Event Day | SCE | 1-in-10 | 2027 | 21 | 261.4182 | 241.5852 | 31.9642 | 88.1027 | 0
| All | All Customers | 8 | Typical Event Day | SCE | 1-in-10 | 2027 | 22 | 421.4694 | 396.406 | 31.3771 | 84.7386 | 0
| All | All Customers | 8 | Typical Event Day | SCE | 1-in-10 | 2027 | 23 | 444.2307 | 418.1084 | 31.2571 | 82.0232 | 0
| All | All Customers | 8 | Typical Event Day | SCE | 1-in-10 | 2027 | 24 | 470.0022 | 450.4007 | 31.238 | 80.268 | 0
| All | All Customers | 9 | Average Weekday | SCE | 1-in-10 | 2027 | 1 | 372.1993 | 393.3904 | 39.3548 | 71.6865 | 0
| All | All Customers | 9 | Average Weekday | SCE | 1-in-10 | 2027 | 2 | 368.631 | 379.4536 | 39.3499 | 70.7796 | 0
| All | All Customers | 9 | Average Weekday | SCE | 1-in-10 | 2027 | 3 | 466.0669 | 473.0751 | 39.3484 | 69.9662 | 0
| All | All Customers | 9 | Average Weekday | SCE | 1-in-10 | 2027 | 4 | 572.8552 | 583.5879 | 39.3476 | 69.2514 | 0
| All | All Customers | 9 | Average Weekday | SCE | 1-in-10 | 2027 | 5 | 536.2546 | 554.2947 | 39.3448 | 68.63 | 0
| All | All Customers | 9 | Average Weekday | SCE | 1-in-10 | 2027 | 6 | 537.7385 | 566.5606 | 39.3389 | 68.1028 | 0
| All | All Customers | 9 | Average Weekday | SCE | 1-in-10 | 2027 | 7 | 563.1077 | 581.9957 | 39.3297 | 67.6712 | 0
| All | All Customers | 9 | Average Weekday | SCE | 1-in-10 | 2027 | 8 | 562.3569 | 579.1951 | 39.3638 | 67.4139 | 0
| All | All Customers | 9 | Average Weekday | SCE | 1-in-10 | 2027 | 9 | 500.5158 | 517.2197 | 39.3985 | 68.8038 | 0
| All | All Customers | 9 | Average Weekday | SCE | 1-in-10 | 2027 | 10 | 497.8904 | 507.2246 | 39.3953 | 71.9381 | 0
| All | All Customers | 9 | Average Weekday | SCE | 1-in-10 | 2027 | 11 | 480.5653 | 489.1851 | 39.4378 | 75.5259 | 0
| All | All Customers | 9 | Average Weekday | SCE | 1-in-10 | 2027 | 12 | 471.4577 | 480.5481 | 39.481 | 78.9902 | 0
| All | All Customers | 9 | Average Weekday | SCE | 1-in-10 | 2027 | 13 | 405.2502 | 415.9176 | 39.4997 | 81.7014 | 0
| All | All Customers | 9 | Average Weekday | SCE | 1-in-10 | 2027 | 14 | 373.4029 | 383.4662 | 39.4651 | 83.6224 | 0
| All | All Customers | 9 | Average Weekday | SCE | 1-in-10 | 2027 | 15 | 334.3178 | 344.1411 | 39.3951 | 84.909 | 0
| All | All Customers | 9 | Average Weekday | SCE | 1-in-10 | 2027 | 16 | 303.4409 | 302.7975 | 39.3448 | 85.3183 | 0
| All | All Customers | 9 | Average Weekday | SCE | 1-in-10 | 2027 | 17 | 276.8507 | 289.6205 | 39.5776 | 85.1738 | 0
| All | All Customers | 9 | Average Weekday | SCE | 1-in-10 | 2027 | 18 | 258.4261 | 276.2834 | 39.5007 | 84.2725 | 0
| All | All Customers | 9 | Average Weekday | SCE | 1-in-10 | 2027 | 19 | 261.4462 | 272.0269 | 40.739 | 82.4554 | 0
| All | All Customers | 9 | Average Weekday | SCE | 1-in-10 | 2027 | 20 | 261.8038 | 270.3685 | 39.2165 | 79.5745 | 0
| All | All Customers | 9 | Average Weekday | SCE | 1-in-10 | 2027 | 21 | 278.2454 | 288.2327 | 39.3802 | 76.5206 | 0
| All | All Customers | 9 | Average Weekday | SCE | 1-in-10 | 2027 | 22 | 420.7685 | 443.7956 | 39.3078 | 74.7105 | 0
| All | All Customers | 9 | Average Weekday | SCE | 1-in-10 | 2027 | 23 | 423.9783 | 446.6127 | 39.3576 | 73.3727 | 0
| All | All Customers | 9 | Average Weekday | SCE | 1-in-10 | 2027 | 24 | 439.3194 | 470.8835 | 39.3621 | 72.2628 | 0
| All | All Customers | 9 | Monthly System Peak Day | SCE | 1-in-10 | 2027 | 1 | 372.1993 | 355.8846 | 39.4355 | 77.1861 | 0
| All | All Customers | 9 | Monthly System Peak Day | SCE | 1-in-10 | 2027 | 2 | 368.631 | 333.7185 | 39.4218 | 76.156 | 0
| All | All Customers | 9 | Monthly System Peak Day | SCE | 1-in-10 | 2027 | 3 | 466.0669 | 403.2323 | 39.4203 | 75.0378 | 0
| All | All Customers | 9 | Monthly System Peak Day | SCE | 1-in-10 | 2027 | 4 | 572.8552 | 472.2886 | 39.4161 | 74.7179 | 0
| All | All Customers | 9 | Monthly System Peak Day | SCE | 1-in-10 | 2027 | 5 | 536.2546 | 450.0864 | 39.4233 | 74.3536 | 0
| All | All Customers | 9 | Monthly System Peak Day | SCE | 1-in-10 | 2027 | 6 | 537.7385 | 462.9553 | 39.4349 | 74.0051 | 0
| All | All Customers | 9 | Monthly System Peak Day | SCE | 1-in-10 | 2027 | 7 | 563.1077 | 487.8182 | 39.4889 | 73.7663 | 0
| All | All Customers | 9 | Monthly System Peak Day | SCE | 1-in-10 | 2027 | 8 | 562.3569 | 489.8594 | 39.4564 | 73.7811 | 0
| All | All Customers | 9 | Monthly System Peak Day | SCE | 1-in-10 | 2027 | 9 | 500.5158 | 468.7691 | 39.46 | 75.6935 | 0
| All | All Customers | 9 | Monthly System Peak Day | SCE | 1-in-10 | 2027 | 10 | 497.8904 | 453.5308 | 39.4572 | 79.6745 | 0
| All | All Customers | 9 | Monthly System Peak Day | SCE | 1-in-10 | 2027 | 11 | 480.5653 | 435.7249 | 39.4609 | 84.8286 | 0
| All | All Customers | 9 | Monthly System Peak Day | SCE | 1-in-10 | 2027 | 12 | 471.4577 | 426.5244 | 39.4608 | 89.3296 | 0
| All | All Customers | 9 | Monthly System Peak Day | SCE | 1-in-10 | 2027 | 13 | 405.2502 | 372.9099 | 39.4693 | 93.0878 | 0
| All | All Customers | 9 | Monthly System Peak Day | SCE | 1-in-10 | 2027 | 14 | 373.4029 | 347.2976 | 39.4656 | 95.6878 | 0
| All | All Customers | 9 | Monthly System Peak Day | SCE | 1-in-10 | 2027 | 15 | 334.3178 | 315.0679 | 39.4899 | 97.1439 | 0
| All | All Customers | 9 | Monthly System Peak Day | SCE | 1-in-10 | 2027 | 16 | 303.4409 | 272.1263 | 39.4993 | 97.6602 | 0
| All | All Customers | 9 | Monthly System Peak Day | SCE | 1-in-10 | 2027 | 17 | 276.8507 | 287.7098 | 39.3788 | 97.8959 | 0
| All | All Customers | 9 | Monthly System Peak Day | SCE | 1-in-10 | 2027 | 18 | 258.4261 | 282.2002 | 39.3877 | 96.7153 | 0
| All | All Customers | 9 | Monthly System Peak Day | SCE | 1-in-10 | 2027 | 19 | 261.4462 | 233.1522 | 39.868 | 94.2735 | 0
| All | All Customers | 9 | Monthly System Peak Day | SCE | 1-in-10 | 2027 | 20 | 261.8038 | 221.9758 | 38.5742 | 91.2357 | 0
| All | All Customers | 9 | Monthly System Peak Day | SCE | 1-in-10 | 2027 | 21 | 278.2454 | 247.3014 | 39.5359 | 87.7592 | 0
| All | All Customers | 9 | Monthly System Peak Day | SCE | 1-in-10 | 2027 | 22 | 420.7685 | 378.4666 | 39.5387 | 86.2245 | 0
| All | All Customers | 9 | Monthly System Peak Day | SCE | 1-in-10 | 2027 | 23 | 423.9783 | 378.0567 | 39.4291 | 85.0153 | 0
| All | All Customers | 9 | Monthly System Peak Day | SCE | 1-in-10 | 2027 | 24 | 439.3194 | 403.4308 | 39.4381 | 83.5653 | 0
| All | All Customers | 10 | Average Weekday | SCE | 1-in-10 | 2027 | 1 | 399.5208 | 413.442 | 36.5718 | 67.7185 | 0
| All | All Customers | 10 | Average Weekday | SCE | 1-in-10 | 2027 | 2 | 377.6381 | 384.8721 | 36.4757 | 66.8116 | 0
| All | All Customers | 10 | Average Weekday | SCE | 1-in-10 | 2027 | 3 | 472.5743 | 482.5862 | 36.462 | 66.0895 | 0
| All | All Customers | 10 | Average Weekday | SCE | 1-in-10 | 2027 | 4 | 580.2233 | 595.1505 | 36.4292 | 65.4005 | 0
| All | All Customers | 10 | Average Weekday | SCE | 1-in-10 | 2027 | 5 | 583.8971 | 600.6898 | 36.4349 | 64.7636 | 0
| All | All Customers | 10 | Average Weekday | SCE | 1-in-10 | 2027 | 6 | 596.9094 | 617.9935 | 36.4029 | 64.2657 | 0
| All | All Customers | 10 | Average Weekday | SCE | 1-in-10 | 2027 | 7 | 605.6599 | 621.5096 | 36.4163 | 63.7933 | 0
| All | All Customers | 10 | Average Weekday | SCE | 1-in-10 | 2027 | 8 | 629.1061 | 655.2469 | 36.6739 | 63.4726 | 0
| All | All Customers | 10 | Average Weekday | SCE | 1-in-10 | 2027 | 9 | 567.3797 | 604.7104 | 36.9353 | 63.925 | 0
| All | All Customers | 10 | Average Weekday | SCE | 1-in-10 | 2027 | 10 | 553.2458 | 573.1205 | 36.7116 | 66.8175 | 0
| All | All Customers | 10 | Average Weekday | SCE | 1-in-10 | 2027 | 11 | 544.0163 | 559.0493 | 36.8405 | 70.6107 | 0
| All | All Customers | 10 | Average Weekday | SCE | 1-in-10 | 2027 | 12 | 527.267 | 538.7445 | 36.9826 | 74.3318 | 0
| All | All Customers | 10 | Average Weekday | SCE | 1-in-10 | 2027 | 13 | 434.4798 | 443.3882 | 37.0774 | 77.3255 | 0
| All | All Customers | 10 | Average Weekday | SCE | 1-in-10 | 2027 | 14 | 385.2206 | 391.2766 | 36.9695 | 79.3286 | 0
| All | All Customers | 10 | Average Weekday | SCE | 1-in-10 | 2027 | 15 | 341.5197 | 346.6105 | 36.7541 | 80.544 | 0
| All | All Customers | 10 | Average Weekday | SCE | 1-in-10 | 2027 | 16 | 295.4719 | 297.4213 | 36.474 | 81.0973 | 0
| All | All Customers | 10 | Average Weekday | SCE | 1-in-10 | 2027 | 17 | 276.3536 | 285.1017 | 36.2341 | 81.0095 | 0
| All | All Customers | 10 | Average Weekday | SCE | 1-in-10 | 2027 | 18 | 268.9697 | 275.9278 | 36.2612 | 80.1858 | 0
| All | All Customers | 10 | Average Weekday | SCE | 1-in-10 | 2027 | 19 | 260.0838 | 264.6688 | 36.7703 | 78.2469 | 0
| All | All Customers | 10 | Average Weekday | SCE | 1-in-10 | 2027 | 20 | 261.4104 | 265.4346 | 36.1954 | 75.1596 | 0
| All | All Customers | 10 | Average Weekday | SCE | 1-in-10 | 2027 | 21 | 269.0322 | 273.3024 | 36.2623 | 72.8835 | 0
| All | All Customers | 10 | Average Weekday | SCE | 1-in-10 | 2027 | 22 | 440.6743 | 462.9275 | 36.4608 | 71.2801 | 0
| All | All Customers | 10 | Average Weekday | SCE | 1-in-10 | 2027 | 23 | 430.5461 | 453.9962 | 36.5568 | 69.9309 | 0
| All | All Customers | 10 | Average Weekday | SCE | 1-in-10 | 2027 | 24 | 448.8163 | 480.3868 | 36.6669 | 68.7679 | 0
| All | All Customers | 10 | Monthly System Peak Day | SCE | 1-in-10 | 2027 | 1 | 399.5208 | 427.4876 | 36.1809 | 77.6047 | 0
| All | All Customers | 10 | Monthly System Peak Day | SCE | 1-in-10 | 2027 | 2 | 377.6381 | 392.4712 | 36.2249 | 77.2953 | 0
| All | All Customers | 10 | Monthly System Peak Day | SCE | 1-in-10 | 2027 | 3 | 472.5743 | 491.1011 | 36.2317 | 76.6618 | 0
| All | All Customers | 10 | Monthly System Peak Day | SCE | 1-in-10 | 2027 | 4 | 580.2233 | 600.1497 | 36.2534 | 76.4416 | 0
| All | All Customers | 10 | Monthly System Peak Day | SCE | 1-in-10 | 2027 | 5 | 583.8971 | 608.2953 | 36.2507 | 75.8483 | 0
| All | All Customers | 10 | Monthly System Peak Day | SCE | 1-in-10 | 2027 | 6 | 596.9094 | 619.2755 | 36.2785 | 76.2735 | 0
| All | All Customers | 10 | Monthly System Peak Day | SCE | 1-in-10 | 2027 | 7 | 605.6599 | 619.2811 | 36.2857 | 76.1912 | 0
| All | All Customers | 10 | Monthly System Peak Day | SCE | 1-in-10 | 2027 | 8 | 629.1061 | 666.2784 | 36.1577 | 76.2474 | 0
| All | All Customers | 10 | Monthly System Peak Day | SCE | 1-in-10 | 2027 | 9 | 567.3797 | 615.5341 | 36.1158 | 76.2915 | 0
| All | All Customers | 10 | Monthly System Peak Day | SCE | 1-in-10 | 2027 | 10 | 553.2458 | 579.8027 | 36.1667 | 79.8866 | 0
| All | All Customers | 10 | Monthly System Peak Day | SCE | 1-in-10 | 2027 | 11 | 544.0163 | 569.1071 | 36.1969 | 84.2738 | 0
| All | All Customers | 10 | Monthly System Peak Day | SCE | 1-in-10 | 2027 | 12 | 527.267 | 552.0419 | 36.2623 | 89.5883 | 0
| All | All Customers | 10 | Monthly System Peak Day | SCE | 1-in-10 | 2027 | 13 | 434.4798 | 446.6464 | 36.326 | 94.0553 | 0
| All | All Customers | 10 | Monthly System Peak Day | SCE | 1-in-10 | 2027 | 14 | 385.2206 | 391.6075 | 36.2672 | 96.3074 | 0
| All | All Customers | 10 | Monthly System Peak Day | SCE | 1-in-10 | 2027 | 15 | 341.5197 | 346.0604 | 36.1922 | 97.8138 | 0
| All | All Customers | 10 | Monthly System Peak Day | SCE | 1-in-10 | 2027 | 16 | 295.4719 | 295.1319 | 36.2337 | 98.517 | 0
| All | All Customers | 10 | Monthly System Peak Day | SCE | 1-in-10 | 2027 | 17 | 276.3536 | 285.1169 | 36.2029 | 98.3085 | 0
| All | All Customers | 10 | Monthly System Peak Day | SCE | 1-in-10 | 2027 | 18 | 268.9697 | 276.2032 | 36.1894 | 97.7777 | 0
| All | All Customers | 10 | Monthly System Peak Day | SCE | 1-in-10 | 2027 | 19 | 260.0838 | 263.9695 | 36.9065 | 95.7436 | 0
| All | All Customers | 10 | Monthly System Peak Day | SCE | 1-in-10 | 2027 | 20 | 261.4104 | 264.6317 | 36.1951 | 91.5245 | 0
| All | All Customers | 10 | Monthly System Peak Day | SCE | 1-in-10 | 2027 | 21 | 269.0322 | 274.1933 | 36.322 | 87.6138 | 0
| All | All Customers | 10 | Monthly System Peak Day | SCE | 1-in-10 | 2027 | 22 | 440.6743 | 463.1583 | 36.2563 | 85.4745 | 0
| All | All Customers | 10 | Monthly System Peak Day | SCE | 1-in-10 | 2027 | 23 | 430.5461 | 458.3655 | 36.203 | 83.5343 | 0
| All | All Customers | 10 | Monthly System Peak Day | SCE | 1-in-10 | 2027 | 24 | 448.8163 | 500.4949 | 36.1488 | 81.9455 | 0
| All | All Customers | 11 | Average Weekday | SCE | 1-in-10 | 2027 | 1 | 375.5047 | 383.8443 | 36.4709 | 56.8635 | 0
| All | All Customers | 11 | Average Weekday | SCE | 1-in-10 | 2027 | 2 | 357.7441 | 364.557 | 36.4582 | 55.8747 | 0
| All | All Customers | 11 | Average Weekday | SCE | 1-in-10 | 2027 | 3 | 452.1975 | 463.8671 | 36.4345 | 54.963 | 0
| All | All Customers | 11 | Average Weekday | SCE | 1-in-10 | 2027 | 4 | 566.2654 | 584.5087 | 36.4384 | 54.0459 | 0
| All | All Customers | 11 | Average Weekday | SCE | 1-in-10 | 2027 | 5 | 556.5957 | 585.9712 | 36.4176 | 53.2576 | 0
| All | All Customers | 11 | Average Weekday | SCE | 1-in-10 | 2027 | 6 | 572.6343 | 610.1135 | 36.4271 | 52.6836 | 0
| All | All Customers | 11 | Average Weekday | SCE | 1-in-10 | 2027 | 7 | 587.0181 | 603.3387 | 36.6046 | 52.2571 | 0
| All | All Customers | 11 | Average Weekday | SCE | 1-in-10 | 2027 | 8 | 598.9116 | 613.8033 | 36.7812 | 52.0378 | 0
| All | All Customers | 11 | Average Weekday | SCE | 1-in-10 | 2027 | 9 | 542.6742 | 569.2829 | 36.631 | 53.6165 | 0
| All | All Customers | 11 | Average Weekday | SCE | 1-in-10 | 2027 | 10 | 528.3464 | 542.5402 | 36.7122 | 57.5818 | 0
| All | All Customers | 11 | Average Weekday | SCE | 1-in-10 | 2027 | 11 | 511.0645 | 520.6062 | 36.8115 | 62.1705 | 0
| All | All Customers | 11 | Average Weekday | SCE | 1-in-10 | 2027 | 12 | 500.189 | 507.1747 | 36.8785 | 65.9389 | 0
| All | All Customers | 11 | Average Weekday | SCE | 1-in-10 | 2027 | 13 | 414.0942 | 423.8712 | 36.8165 | 68.6396 | 0
| All | All Customers | 11 | Average Weekday | SCE | 1-in-10 | 2027 | 14 | 377.2922 | 384.2763 | 36.6851 | 70.2556 | 0
| All | All Customers | 11 | Average Weekday | SCE | 1-in-10 | 2027 | 15 | 324.5768 | 331.4336 | 36.4876 | 71.0991 | 0
| All | All Customers | 11 | Average Weekday | SCE | 1-in-10 | 2027 | 16 | 286.2265 | 287.7061 | 36.4878 | 71.2778 | 0
| All | All Customers | 11 | Average Weekday | SCE | 1-in-10 | 2027 | 17 | 265.3684 | 273.1435 | 36.2606 | 70.5447 | 0
| All | All Customers | 11 | Average Weekday | SCE | 1-in-10 | 2027 | 18 | 255.1341 | 262.5002 | 36.3281 | 68.5584 | 0
| All | All Customers | 11 | Average Weekday | SCE | 1-in-10 | 2027 | 19 | 250.3704 | 254.796 | 36.1961 | 65.9823 | 0
| All | All Customers | 11 | Average Weekday | SCE | 1-in-10 | 2027 | 20 | 248.6393 | 317.0719 | 43.8921 | 63.7891 | 0
| All | All Customers | 11 | Average Weekday | SCE | 1-in-10 | 2027 | 21 | 250.7963 | 256.0757 | 36.2931 | 62.0355 | 0
| All | All Customers | 11 | Average Weekday | SCE | 1-in-10 | 2027 | 22 | 416.2087 | 436.1371 | 36.5178 | 60.4145 | 0
| All | All Customers | 11 | Average Weekday | SCE | 1-in-10 | 2027 | 23 | 406.327 | 423.3836 | 36.5965 | 59.0563 | 0
| All | All Customers | 11 | Average Weekday | SCE | 1-in-10 | 2027 | 24 | 421.3376 | 437.4445 | 36.5384 | 57.8888 | 0
| All | All Customers | 11 | Monthly System Peak Day | SCE | 1-in-10 | 2027 | 1 | 375.5047 | 392.0704 | 36.2436 | 70.1098 | 0
| All | All Customers | 11 | Monthly System Peak Day | SCE | 1-in-10 | 2027 | 2 | 357.7441 | 371.6117 | 36.2432 | 68.6984 | 0
| All | All Customers | 11 | Monthly System Peak Day | SCE | 1-in-10 | 2027 | 3 | 452.1975 | 470.016 | 36.269 | 67.9816 | 0
| All | All Customers | 11 | Monthly System Peak Day | SCE | 1-in-10 | 2027 | 4 | 566.2654 | 591.0794 | 36.2624 | 66.567 | 0
| All | All Customers | 11 | Monthly System Peak Day | SCE | 1-in-10 | 2027 | 5 | 556.5957 | 590.9758 | 36.2959 | 65.7416 | 0
| All | All Customers | 11 | Monthly System Peak Day | SCE | 1-in-10 | 2027 | 6 | 572.6343 | 613.0084 | 36.2946 | 64.8535 | 0
| All | All Customers | 11 | Monthly System Peak Day | SCE | 1-in-10 | 2027 | 7 | 587.0181 | 603.1034 | 36.1312 | 64.5405 | 0
| All | All Customers | 11 | Monthly System Peak Day | SCE | 1-in-10 | 2027 | 8 | 598.9116 | 636.6323 | 36.0946 | 65.0685 | 0
| All | All Customers | 11 | Monthly System Peak Day | SCE | 1-in-10 | 2027 | 9 | 542.6742 | 577.5046 | 36.2048 | 66.6631 | 0
| All | All Customers | 11 | Monthly System Peak Day | SCE | 1-in-10 | 2027 | 10 | 528.3464 | 552.4552 | 36.1827 | 70.9158 | 0
| All | All Customers | 11 | Monthly System Peak Day | SCE | 1-in-10 | 2027 | 11 | 511.0645 | 534.921 | 36.277 | 77.9199 | 0
| All | All Customers | 11 | Monthly System Peak Day | SCE | 1-in-10 | 2027 | 12 | 500.189 | 522.7247 | 36.4071 | 83.7981 | 0
| All | All Customers | 11 | Monthly System Peak Day | SCE | 1-in-10 | 2027 | 13 | 414.0942 | 427.0616 | 36.3926 | 87.3606 | 0
| All | All Customers | 11 | Monthly System Peak Day | SCE | 1-in-10 | 2027 | 14 | 377.2922 | 383.9502 | 36.2802 | 89.2394 | 0
| All | All Customers | 11 | Monthly System Peak Day | SCE | 1-in-10 | 2027 | 15 | 324.5768 | 330.8701 | 36.2766 | 89.9202 | 0
| All | All Customers | 11 | Monthly System Peak Day | SCE | 1-in-10 | 2027 | 16 | 286.2265 | 285.4327 | 36.2285 | 90.0734 | 0
| All | All Customers | 11 | Monthly System Peak Day | SCE | 1-in-10 | 2027 | 17 | 265.3684 | 273.8784 | 36.1845 | 89.4596 | 0
| All | All Customers | 11 | Monthly System Peak Day | SCE | 1-in-10 | 2027 | 18 | 255.1341 | 264.5639 | 36.1371 | 87.6979 | 0
| All | All Customers | 11 | Monthly System Peak Day | SCE | 1-in-10 | 2027 | 19 | 250.3704 | 254.5308 | 36.1958 | 84.6872 | 0
| All | All Customers | 11 | Monthly System Peak Day | SCE | 1-in-10 | 2027 | 20 | 248.6393 | 372.525 | 48.1271 | 80.8862 | 0
| All | All Customers | 11 | Monthly System Peak Day | SCE | 1-in-10 | 2027 | 21 | 250.7963 | 256.7906 | 36.3517 | 77.491 | 0
| All | All Customers | 11 | Monthly System Peak Day | SCE | 1-in-10 | 2027 | 22 | 416.2087 | 438.3947 | 36.203 | 74.8802 | 0
| All | All Customers | 11 | Monthly System Peak Day | SCE | 1-in-10 | 2027 | 23 | 406.327 | 430.5854 | 36.1503 | 72.6836 | 0
| All | All Customers | 11 | Monthly System Peak Day | SCE | 1-in-10 | 2027 | 24 | 421.3376 | 452.398 | 36.1987 | 71.115 | 0
| All | All Customers | 12 | Average Weekday | SCE | 1-in-10 | 2027 | 1 | 415.4356 | 424.1712 | 36.355 | 49.5315 | 0
| All | All Customers | 12 | Average Weekday | SCE | 1-in-10 | 2027 | 2 | 399.4346 | 407.041 | 36.3491 | 48.6993 | 0
| All | All Customers | 12 | Average Weekday | SCE | 1-in-10 | 2027 | 3 | 491.8624 | 504.5741 | 36.3485 | 47.9576 | 0
| All | All Customers | 12 | Average Weekday | SCE | 1-in-10 | 2027 | 4 | 607.0898 | 626.6044 | 36.3478 | 47.193 | 0
| All | All Customers | 12 | Average Weekday | SCE | 1-in-10 | 2027 | 5 | 601.3586 | 632.8366 | 36.3507 | 46.6856 | 0
| All | All Customers | 12 | Average Weekday | SCE | 1-in-10 | 2027 | 6 | 603.1506 | 643.83 | 36.3556 | 46.2078 | 0
| All | All Customers | 12 | Average Weekday | SCE | 1-in-10 | 2027 | 7 | 610.6815 | 627.9768 | 36.3621 | 45.8721 | 0
| All | All Customers | 12 | Average Weekday | SCE | 1-in-10 | 2027 | 8 | 629.1339 | 645.7842 | 36.3704 | 45.8735 | 0
| All | All Customers | 12 | Average Weekday | SCE | 1-in-10 | 2027 | 9 | 564.1328 | 591.4835 | 36.3792 | 46.7094 | 0
| All | All Customers | 12 | Average Weekday | SCE | 1-in-10 | 2027 | 10 | 540.342 | 557.3842 | 36.3675 | 49.7865 | 0
| All | All Customers | 12 | Average Weekday | SCE | 1-in-10 | 2027 | 11 | 525.7256 | 536.5574 | 36.3839 | 53.5721 | 0
| All | All Customers | 12 | Average Weekday | SCE | 1-in-10 | 2027 | 12 | 513.5529 | 520.2149 | 36.4002 | 56.8893 | 0
| All | All Customers | 12 | Average Weekday | SCE | 1-in-10 | 2027 | 13 | 434.3754 | 443.8413 | 36.4104 | 59.2808 | 0
| All | All Customers | 12 | Average Weekday | SCE | 1-in-10 | 2027 | 14 | 401.4285 | 408.955 | 36.3986 | 60.8608 | 0
| All | All Customers | 12 | Average Weekday | SCE | 1-in-10 | 2027 | 15 | 365.4151 | 371.6984 | 36.374 | 61.7208 | 0
| All | All Customers | 12 | Average Weekday | SCE | 1-in-10 | 2027 | 16 | 325.3278 | 326.7382 | 36.3548 | 61.9813 | 0
| All | All Customers | 12 | Average Weekday | SCE | 1-in-10 | 2027 | 17 | 311.917 | 320.3577 | 36.219 | 61.2692 | 0
| All | All Customers | 12 | Average Weekday | SCE | 1-in-10 | 2027 | 18 | 303.382 | 310.5331 | 36.2192 | 59.2106 | 0
| All | All Customers | 12 | Average Weekday | SCE | 1-in-10 | 2027 | 19 | 299.7014 | 303.9411 | 36.1956 | 56.9047 | 0
| All | All Customers | 12 | Average Weekday | SCE | 1-in-10 | 2027 | 20 | 306.3393 | 375.9349 | 36.8839 | 55.2939 | 0
| All | All Customers | 12 | Average Weekday | SCE | 1-in-10 | 2027 | 21 | 309.8394 | 315.2593 | 36.2614 | 53.926 | 0
| All | All Customers | 12 | Average Weekday | SCE | 1-in-10 | 2027 | 22 | 462.6539 | 482.048 | 36.3592 | 52.6599 | 0
| All | All Customers | 12 | Average Weekday | SCE | 1-in-10 | 2027 | 23 | 452.5259 | 469.1107 | 36.3627 | 51.5423 | 0
| All | All Customers | 12 | Average Weekday | SCE | 1-in-10 | 2027 | 24 | 465.6652 | 482.2528 | 36.3627 | 50.6378 | 0
| All | All Customers | 12 | Monthly System Peak Day | SCE | 1-in-10 | 2027 | 1 | 415.4356 | 424.1712 | 36.355 | 42.9142 | 0
| All | All Customers | 12 | Monthly System Peak Day | SCE | 1-in-10 | 2027 | 2 | 399.4346 | 407.041 | 36.3491 | 41.9747 | 0
| All | All Customers | 12 | Monthly System Peak Day | SCE | 1-in-10 | 2027 | 3 | 491.8624 | 504.5741 | 36.3485 | 40.9278 | 0
| All | All Customers | 12 | Monthly System Peak Day | SCE | 1-in-10 | 2027 | 4 | 607.0898 | 626.6044 | 36.3478 | 40.057 | 0
| All | All Customers | 12 | Monthly System Peak Day | SCE | 1-in-10 | 2027 | 5 | 601.3586 | 632.8366 | 36.3507 | 39.156 | 0
| All | All Customers | 12 | Monthly System Peak Day | SCE | 1-in-10 | 2027 | 6 | 603.1506 | 643.83 | 36.3556 | 38.165 | 0
| All | All Customers | 12 | Monthly System Peak Day | SCE | 1-in-10 | 2027 | 7 | 610.6815 | 627.9768 | 36.3621 | 37.3427 | 0
| All | All Customers | 12 | Monthly System Peak Day | SCE | 1-in-10 | 2027 | 8 | 629.1339 | 645.7842 | 36.3704 | 37.5165 | 0
| All | All Customers | 12 | Monthly System Peak Day | SCE | 1-in-10 | 2027 | 9 | 564.1328 | 591.4835 | 36.3792 | 38.7112 | 0
| All | All Customers | 12 | Monthly System Peak Day | SCE | 1-in-10 | 2027 | 10 | 540.342 | 557.3842 | 36.3675 | 42.6329 | 0
| All | All Customers | 12 | Monthly System Peak Day | SCE | 1-in-10 | 2027 | 11 | 525.7256 | 536.5574 | 36.3839 | 47.0512 | 0
| All | All Customers | 12 | Monthly System Peak Day | SCE | 1-in-10 | 2027 | 12 | 513.5529 | 520.2149 | 36.4002 | 49.8976 | 0
| All | All Customers | 12 | Monthly System Peak Day | SCE | 1-in-10 | 2027 | 13 | 434.3754 | 443.8413 | 36.4104 | 51.2001 | 0
| All | All Customers | 12 | Monthly System Peak Day | SCE | 1-in-10 | 2027 | 14 | 401.4285 | 408.955 | 36.3986 | 52.4006 | 0
| All | All Customers | 12 | Monthly System Peak Day | SCE | 1-in-10 | 2027 | 15 | 365.4151 | 371.6984 | 36.374 | 53.432 | 0
| All | All Customers | 12 | Monthly System Peak Day | SCE | 1-in-10 | 2027 | 16 | 325.3278 | 326.7382 | 36.3548 | 53.8276 | 0
| All | All Customers | 12 | Monthly System Peak Day | SCE | 1-in-10 | 2027 | 17 | 311.917 | 320.3577 | 36.219 | 53.5174 | 0
| All | All Customers | 12 | Monthly System Peak Day | SCE | 1-in-10 | 2027 | 18 | 303.382 | 310.5331 | 36.2192 | 51.7141 | 0
| All | All Customers | 12 | Monthly System Peak Day | SCE | 1-in-10 | 2027 | 19 | 299.7014 | 303.9411 | 36.1956 | 49.5135 | 0
| All | All Customers | 12 | Monthly System Peak Day | SCE | 1-in-10 | 2027 | 20 | 306.3393 | 375.9349 | 36.8839 | 48.193 | 0
| All | All Customers | 12 | Monthly System Peak Day | SCE | 1-in-10 | 2027 | 21 | 309.8394 | 315.2593 | 36.2614 | 46.7799 | 0
| All | All Customers | 12 | Monthly System Peak Day | SCE | 1-in-10 | 2027 | 22 | 462.6539 | 482.048 | 36.3592 | 45.0996 | 0
| All | All Customers | 12 | Monthly System Peak Day | SCE | 1-in-10 | 2027 | 23 | 452.5259 | 469.1107 | 36.3627 | 44.3117 | 0
| All | All Customers | 12 | Monthly System Peak Day | SCE | 1-in-10 | 2027 | 24 | 465.6652 | 482.2528 | 36.3627 | 43.8263 | 0
| All | All Customers | 1 | Average Weekday | SCE | 1-in-10 | 2028 | 1 | 412.1583 | 420.2135 | 36.3956 | 49.4499 | 0
| All | All Customers | 1 | Average Weekday | SCE | 1-in-10 | 2028 | 2 | 399.8515 | 407.8717 | 36.3897 | 48.6517 | 0
| All | All Customers | 1 | Average Weekday | SCE | 1-in-10 | 2028 | 3 | 497.2282 | 509.6182 | 36.3891 | 48.0156 | 0
| All | All Customers | 1 | Average Weekday | SCE | 1-in-10 | 2028 | 4 | 609.9987 | 628.7879 | 36.3884 | 47.3298 | 0
| All | All Customers | 1 | Average Weekday | SCE | 1-in-10 | 2028 | 5 | 604.9987 | 635.7877 | 36.3913 | 46.6643 | 0
| All | All Customers | 1 | Average Weekday | SCE | 1-in-10 | 2028 | 6 | 614.451 | 653.8743 | 36.3961 | 46.0566 | 0
| All | All Customers | 1 | Average Weekday | SCE | 1-in-10 | 2028 | 7 | 629.6874 | 646.3253 | 36.4026 | 45.5653 | 0
| All | All Customers | 1 | Average Weekday | SCE | 1-in-10 | 2028 | 8 | 650.9723 | 666.8916 | 36.4109 | 45.3715 | 0
| All | All Customers | 1 | Average Weekday | SCE | 1-in-10 | 2028 | 9 | 582.7059 | 608.3513 | 36.4198 | 45.9366 | 0
| All | All Customers | 1 | Average Weekday | SCE | 1-in-10 | 2028 | 10 | 569.2961 | 584.0743 | 36.4082 | 48.7274 | 0
| All | All Customers | 1 | Average Weekday | SCE | 1-in-10 | 2028 | 11 | 550.9337 | 560.6437 | 36.4245 | 52.3553 | 0
| All | All Customers | 1 | Average Weekday | SCE | 1-in-10 | 2028 | 12 | 541.0024 | 547.7162 | 36.4408 | 55.6424 | 0
| All | All Customers | 1 | Average Weekday | SCE | 1-in-10 | 2028 | 13 | 466.2966 | 475.7742 | 36.4511 | 57.9774 | 0
| All | All Customers | 1 | Average Weekday | SCE | 1-in-10 | 2028 | 14 | 428.8506 | 435.8075 | 36.4392 | 59.4872 | 0
| All | All Customers | 1 | Average Weekday | SCE | 1-in-10 | 2028 | 15 | 390.1819 | 395.8298 | 36.4146 | 60.4221 | 0
| All | All Customers | 1 | Average Weekday | SCE | 1-in-10 | 2028 | 16 | 348.9123 | 350.1603 | 36.3954 | 60.7972 | 0
| All | All Customers | 1 | Average Weekday | SCE | 1-in-10 | 2028 | 17 | 334.3241 | 342.6601 | 36.2611 | 60.3811 | 0
| All | All Customers | 1 | Average Weekday | SCE | 1-in-10 | 2028 | 18 | 322.9078 | 330.1747 | 36.2613 | 58.9037 | 0
| All | All Customers | 1 | Average Weekday | SCE | 1-in-10 | 2028 | 19 | 311.2932 | 315.5763 | 36.2374 | 56.6145 | 0
| All | All Customers | 1 | Average Weekday | SCE | 1-in-10 | 2028 | 20 | 310.9811 | 380.0751 | 36.9228 | 54.9021 | 0
| All | All Customers | 1 | Average Weekday | SCE | 1-in-10 | 2028 | 21 | 303.2132 | 308.4701 | 36.3032 | 53.6195 | 0
| All | All Customers | 1 | Average Weekday | SCE | 1-in-10 | 2028 | 22 | 457.7962 | 477.3699 | 36.3995 | 52.4654 | 0
| All | All Customers | 1 | Average Weekday | SCE | 1-in-10 | 2028 | 23 | 450.3992 | 467.0347 | 36.4032 | 51.3586 | 0
| All | All Customers | 1 | Average Weekday | SCE | 1-in-10 | 2028 | 24 | 467.1236 | 482.9212 | 36.4033 | 50.4441 | 0
| All | All Customers | 1 | Monthly System Peak Day | SCE | 1-in-10 | 2028 | 1 | 412.1583 | 420.2135 | 36.3956 | 45.7436 | 0
| All | All Customers | 1 | Monthly System Peak Day | SCE | 1-in-10 | 2028 | 2 | 399.8515 | 407.8717 | 36.3897 | 45.2319 | 0
| All | All Customers | 1 | Monthly System Peak Day | SCE | 1-in-10 | 2028 | 3 | 497.2282 | 509.6182 | 36.3891 | 44.4516 | 0
| All | All Customers | 1 | Monthly System Peak Day | SCE | 1-in-10 | 2028 | 4 | 609.9987 | 628.7879 | 36.3884 | 43.7143 | 0
| All | All Customers | 1 | Monthly System Peak Day | SCE | 1-in-10 | 2028 | 5 | 604.9987 | 635.7877 | 36.3913 | 43.3871 | 0
| All | All Customers | 1 | Monthly System Peak Day | SCE | 1-in-10 | 2028 | 6 | 614.451 | 653.8743 | 36.3961 | 42.6142 | 0
| All | All Customers | 1 | Monthly System Peak Day | SCE | 1-in-10 | 2028 | 7 | 629.6874 | 646.3253 | 36.4026 | 42.0562 | 0
| All | All Customers | 1 | Monthly System Peak Day | SCE | 1-in-10 | 2028 | 8 | 650.9723 | 666.8916 | 36.4109 | 41.6719 | 0
| All | All Customers | 1 | Monthly System Peak Day | SCE | 1-in-10 | 2028 | 9 | 582.7059 | 608.3513 | 36.4198 | 42.1354 | 0
| All | All Customers | 1 | Monthly System Peak Day | SCE | 1-in-10 | 2028 | 10 | 569.2961 | 584.0743 | 36.4082 | 44.3761 | 0
| All | All Customers | 1 | Monthly System Peak Day | SCE | 1-in-10 | 2028 | 11 | 550.9337 | 560.6437 | 36.4245 | 46.872 | 0
| All | All Customers | 1 | Monthly System Peak Day | SCE | 1-in-10 | 2028 | 12 | 541.0024 | 547.7162 | 36.4408 | 48.777 | 0
| All | All Customers | 1 | Monthly System Peak Day | SCE | 1-in-10 | 2028 | 13 | 466.2966 | 475.7742 | 36.4511 | 48.9265 | 0
| All | All Customers | 1 | Monthly System Peak Day | SCE | 1-in-10 | 2028 | 14 | 428.8506 | 435.8075 | 36.4392 | 49.3759 | 0
| All | All Customers | 1 | Monthly System Peak Day | SCE | 1-in-10 | 2028 | 15 | 390.1819 | 395.8298 | 36.4146 | 50.0387 | 0
| All | All Customers | 1 | Monthly System Peak Day | SCE | 1-in-10 | 2028 | 16 | 348.9123 | 350.1603 | 36.3954 | 50.9622 | 0
| All | All Customers | 1 | Monthly System Peak Day | SCE | 1-in-10 | 2028 | 17 | 334.3241 | 342.6601 | 36.2611 | 50.472 | 0
| All | All Customers | 1 | Monthly System Peak Day | SCE | 1-in-10 | 2028 | 18 | 322.9078 | 330.1747 | 36.2613 | 49.331 | 0
| All | All Customers | 1 | Monthly System Peak Day | SCE | 1-in-10 | 2028 | 19 | 311.2932 | 315.5763 | 36.2374 | 47.7546 | 0
| All | All Customers | 1 | Monthly System Peak Day | SCE | 1-in-10 | 2028 | 20 | 310.9811 | 380.0751 | 36.9228 | 46.9384 | 0
| All | All Customers | 1 | Monthly System Peak Day | SCE | 1-in-10 | 2028 | 21 | 303.2132 | 308.4701 | 36.3032 | 46.2621 | 0
| All | All Customers | 1 | Monthly System Peak Day | SCE | 1-in-10 | 2028 | 22 | 457.7962 | 477.3699 | 36.3995 | 45.7461 | 0
| All | All Customers | 1 | Monthly System Peak Day | SCE | 1-in-10 | 2028 | 23 | 450.3992 | 467.0347 | 36.4032 | 45.154 | 0
| All | All Customers | 1 | Monthly System Peak Day | SCE | 1-in-10 | 2028 | 24 | 467.1236 | 482.9212 | 36.4033 | 44.6112 | 0
| All | All Customers | 2 | Average Weekday | SCE | 1-in-10 | 2028 | 1 | 386.1173 | 394.875 | 36.4368 | 55.0805 | 0
| All | All Customers | 2 | Average Weekday | SCE | 1-in-10 | 2028 | 2 | 372.2664 | 381.0146 | 36.4302 | 54.0194 | 0
| All | All Customers | 2 | Average Weekday | SCE | 1-in-10 | 2028 | 3 | 463.6103 | 477.1249 | 36.4295 | 53.0825 | 0
| All | All Customers | 2 | Average Weekday | SCE | 1-in-10 | 2028 | 4 | 571.4154 | 592.3083 | 36.4289 | 52.0941 | 0
| All | All Customers | 2 | Average Weekday | SCE | 1-in-10 | 2028 | 5 | 570.6451 | 603.6722 | 36.4324 | 51.287 | 0
| All | All Customers | 2 | Average Weekday | SCE | 1-in-10 | 2028 | 6 | 583.179 | 624.4334 | 36.4383 | 50.69 | 0
| All | All Customers | 2 | Average Weekday | SCE | 1-in-10 | 2028 | 7 | 588.2743 | 605.6679 | 36.4455 | 50.2502 | 0
| All | All Customers | 2 | Average Weekday | SCE | 1-in-10 | 2028 | 8 | 610.5524 | 626.7527 | 36.4538 | 49.9958 | 0
| All | All Customers | 2 | Average Weekday | SCE | 1-in-10 | 2028 | 9 | 559.6029 | 585.2533 | 36.4627 | 51.5858 | 0
| All | All Customers | 2 | Average Weekday | SCE | 1-in-10 | 2028 | 10 | 541.6724 | 555.9183 | 36.4493 | 55.5972 | 0
| All | All Customers | 2 | Average Weekday | SCE | 1-in-10 | 2028 | 11 | 527.1548 | 537.0347 | 36.467 | 60.1351 | 0
| All | All Customers | 2 | Average Weekday | SCE | 1-in-10 | 2028 | 12 | 516.6238 | 523.9216 | 36.4849 | 63.9231 | 0
| All | All Customers | 2 | Average Weekday | SCE | 1-in-10 | 2028 | 13 | 440.1004 | 450.3545 | 36.4963 | 66.5857 | 0
| All | All Customers | 2 | Average Weekday | SCE | 1-in-10 | 2028 | 14 | 399.4085 | 406.8421 | 36.4834 | 68.3273 | 0
| All | All Customers | 2 | Average Weekday | SCE | 1-in-10 | 2028 | 15 | 352.6727 | 359.9975 | 36.4568 | 69.1954 | 0
| All | All Customers | 2 | Average Weekday | SCE | 1-in-10 | 2028 | 16 | 312.985 | 315.3308 | 36.4361 | 69.5589 | 0
| All | All Customers | 2 | Average Weekday | SCE | 1-in-10 | 2028 | 17 | 287.9544 | 295.441 | 36.2747 | 69.0457 | 0
| All | All Customers | 2 | Average Weekday | SCE | 1-in-10 | 2028 | 18 | 276.8878 | 283.3063 | 36.2756 | 67.5196 | 0
| All | All Customers | 2 | Average Weekday | SCE | 1-in-10 | 2028 | 19 | 270.7058 | 275.4228 | 36.2377 | 64.591 | 0
| All | All Customers | 2 | Average Weekday | SCE | 1-in-10 | 2028 | 20 | 270.3166 | 337.2603 | 37.0231 | 61.9668 | 0
| All | All Customers | 2 | Average Weekday | SCE | 1-in-10 | 2028 | 21 | 264.5855 | 269.9685 | 36.3186 | 60.122 | 0
| All | All Customers | 2 | Average Weekday | SCE | 1-in-10 | 2028 | 22 | 420.932 | 441.0485 | 36.4423 | 58.5497 | 0
| All | All Customers | 2 | Average Weekday | SCE | 1-in-10 | 2028 | 23 | 415.6433 | 432.9683 | 36.4461 | 57.109 | 0
| All | All Customers | 2 | Average Weekday | SCE | 1-in-10 | 2028 | 24 | 434.1877 | 451.0098 | 36.4454 | 55.8763 | 0
| All | All Customers | 2 | Monthly System Peak Day | SCE | 1-in-10 | 2028 | 1 | 386.1173 | 394.875 | 36.4368 | 65.9778 | 0
| All | All Customers | 2 | Monthly System Peak Day | SCE | 1-in-10 | 2028 | 2 | 372.2664 | 381.0146 | 36.4302 | 64.3204 | 0
| All | All Customers | 2 | Monthly System Peak Day | SCE | 1-in-10 | 2028 | 3 | 463.6103 | 477.1249 | 36.4295 | 63.1008 | 0
| All | All Customers | 2 | Monthly System Peak Day | SCE | 1-in-10 | 2028 | 4 | 571.4154 | 592.3083 | 36.4289 | 61.7665 | 0
| All | All Customers | 2 | Monthly System Peak Day | SCE | 1-in-10 | 2028 | 5 | 570.6451 | 603.6722 | 36.4324 | 60.9263 | 0
| All | All Customers | 2 | Monthly System Peak Day | SCE | 1-in-10 | 2028 | 6 | 583.179 | 624.4334 | 36.4383 | 59.3934 | 0
| All | All Customers | 2 | Monthly System Peak Day | SCE | 1-in-10 | 2028 | 7 | 588.2743 | 605.6679 | 36.4455 | 59.3915 | 0
| All | All Customers | 2 | Monthly System Peak Day | SCE | 1-in-10 | 2028 | 8 | 610.5524 | 626.7527 | 36.4538 | 58.7706 | 0
| All | All Customers | 2 | Monthly System Peak Day | SCE | 1-in-10 | 2028 | 9 | 559.6029 | 585.2533 | 36.4627 | 60.6815 | 0
| All | All Customers | 2 | Monthly System Peak Day | SCE | 1-in-10 | 2028 | 10 | 541.6724 | 555.9183 | 36.4493 | 66.3867 | 0
| All | All Customers | 2 | Monthly System Peak Day | SCE | 1-in-10 | 2028 | 11 | 527.1548 | 537.0347 | 36.467 | 72.1731 | 0
| All | All Customers | 2 | Monthly System Peak Day | SCE | 1-in-10 | 2028 | 12 | 516.6238 | 523.9216 | 36.4849 | 76.643 | 0
| All | All Customers | 2 | Monthly System Peak Day | SCE | 1-in-10 | 2028 | 13 | 440.1004 | 450.3545 | 36.4963 | 79.9845 | 0
| All | All Customers | 2 | Monthly System Peak Day | SCE | 1-in-10 | 2028 | 14 | 399.4085 | 406.8421 | 36.4834 | 82.0543 | 0
| All | All Customers | 2 | Monthly System Peak Day | SCE | 1-in-10 | 2028 | 15 | 352.6727 | 359.9975 | 36.4568 | 83.1723 | 0
| All | All Customers | 2 | Monthly System Peak Day | SCE | 1-in-10 | 2028 | 16 | 312.985 | 315.3308 | 36.4361 | 83.611 | 0
| All | All Customers | 2 | Monthly System Peak Day | SCE | 1-in-10 | 2028 | 17 | 287.9544 | 295.441 | 36.2747 | 82.9323 | 0
| All | All Customers | 2 | Monthly System Peak Day | SCE | 1-in-10 | 2028 | 18 | 276.8878 | 283.3063 | 36.2756 | 80.757 | 0
| All | All Customers | 2 | Monthly System Peak Day | SCE | 1-in-10 | 2028 | 19 | 270.7058 | 275.4228 | 36.2377 | 76.5126 | 0
| All | All Customers | 2 | Monthly System Peak Day | SCE | 1-in-10 | 2028 | 20 | 270.3166 | 337.2603 | 37.0231 | 72.6594 | 0
| All | All Customers | 2 | Monthly System Peak Day | SCE | 1-in-10 | 2028 | 21 | 264.5855 | 269.9685 | 36.3186 | 69.6011 | 0
| All | All Customers | 2 | Monthly System Peak Day | SCE | 1-in-10 | 2028 | 22 | 420.932 | 441.0485 | 36.4423 | 67.5264 | 0
| All | All Customers | 2 | Monthly System Peak Day | SCE | 1-in-10 | 2028 | 23 | 415.6433 | 432.9683 | 36.4461 | 65.5967 | 0
| All | All Customers | 2 | Monthly System Peak Day | SCE | 1-in-10 | 2028 | 24 | 434.1877 | 451.0098 | 36.4454 | 63.8301 | 0
| All | All Customers | 3 | Average Weekday | SCE | 1-in-10 | 2028 | 1 | 417.6417 | 432.9705 | 36.5055 | 58.38 | 0
| All | All Customers | 3 | Average Weekday | SCE | 1-in-10 | 2028 | 2 | 403.8834 | 412.668 | 36.4564 | 57.2797 | 0
| All | All Customers | 3 | Average Weekday | SCE | 1-in-10 | 2028 | 3 | 509.418 | 520.6956 | 36.4491 | 56.254 | 0
| All | All Customers | 3 | Average Weekday | SCE | 1-in-10 | 2028 | 4 | 619.403 | 635.853 | 36.4331 | 55.3455 | 0
| All | All Customers | 3 | Average Weekday | SCE | 1-in-10 | 2028 | 5 | 601.2603 | 621.8768 | 36.4363 | 54.5781 | 0
| All | All Customers | 3 | Average Weekday | SCE | 1-in-10 | 2028 | 6 | 615.5663 | 639.5906 | 36.4219 | 53.8867 | 0
| All | All Customers | 3 | Average Weekday | SCE | 1-in-10 | 2028 | 7 | 628.8919 | 645.4696 | 36.4337 | 53.4742 | 0
| All | All Customers | 3 | Average Weekday | SCE | 1-in-10 | 2028 | 8 | 647.0907 | 677.3339 | 36.5641 | 53.4151 | 0
| All | All Customers | 3 | Average Weekday | SCE | 1-in-10 | 2028 | 9 | 589.9089 | 628.2151 | 36.6824 | 54.8301 | 0
| All | All Customers | 3 | Average Weekday | SCE | 1-in-10 | 2028 | 10 | 575.3095 | 598.5276 | 36.5747 | 58.3814 | 0
| All | All Customers | 3 | Average Weekday | SCE | 1-in-10 | 2028 | 11 | 550.4987 | 567.8912 | 36.6335 | 62.6904 | 0
| All | All Customers | 3 | Average Weekday | SCE | 1-in-10 | 2028 | 12 | 542.5335 | 554.0714 | 36.692 | 66.6136 | 0
| All | All Customers | 3 | Average Weekday | SCE | 1-in-10 | 2028 | 13 | 447.5975 | 456.8635 | 36.723 | 69.6765 | 0
| All | All Customers | 3 | Average Weekday | SCE | 1-in-10 | 2028 | 14 | 418.5382 | 424.9333 | 36.6771 | 71.7646 | 0
| All | All Customers | 3 | Average Weekday | SCE | 1-in-10 | 2028 | 15 | 372.9239 | 378.2447 | 36.5832 | 73.0134 | 0
| All | All Customers | 3 | Average Weekday | SCE | 1-in-10 | 2028 | 16 | 335.2261 | 337.3446 | 36.455 | 73.604 | 0
| All | All Customers | 3 | Average Weekday | SCE | 1-in-10 | 2028 | 17 | 322.2878 | 331.3911 | 36.2709 | 73.5115 | 0
| All | All Customers | 3 | Average Weekday | SCE | 1-in-10 | 2028 | 18 | 308.8866 | 315.908 | 36.2841 | 72.5285 | 0
| All | All Customers | 3 | Average Weekday | SCE | 1-in-10 | 2028 | 19 | 301.2635 | 306.1145 | 36.3573 | 70.6931 | 0
| All | All Customers | 3 | Average Weekday | SCE | 1-in-10 | 2028 | 20 | 291.2234 | 295.2694 | 36.237 | 68.0039 | 0
| All | All Customers | 3 | Average Weekday | SCE | 1-in-10 | 2028 | 21 | 277.1095 | 281.0645 | 36.2801 | 65.2746 | 0
| All | All Customers | 3 | Average Weekday | SCE | 1-in-10 | 2028 | 22 | 452.9429 | 475.8721 | 36.4567 | 63.4622 | 0
| All | All Customers | 3 | Average Weekday | SCE | 1-in-10 | 2028 | 23 | 452.3376 | 476.6342 | 36.5063 | 62.0728 | 0
| All | All Customers | 3 | Average Weekday | SCE | 1-in-10 | 2028 | 24 | 478.2957 | 511.0366 | 36.5558 | 60.6886 | 0
| All | All Customers | 3 | Monthly System Peak Day | SCE | 1-in-10 | 2028 | 1 | 417.6417 | 448.7115 | 36.1676 | 66.5653 | 0
| All | All Customers | 3 | Monthly System Peak Day | SCE | 1-in-10 | 2028 | 2 | 403.8834 | 422.5868 | 36.2291 | 64.9122 | 0
| All | All Customers | 3 | Monthly System Peak Day | SCE | 1-in-10 | 2028 | 3 | 509.418 | 530.9532 | 36.239 | 63.5178 | 0
| All | All Customers | 3 | Monthly System Peak Day | SCE | 1-in-10 | 2028 | 4 | 619.403 | 642.8066 | 36.2702 | 62.3191 | 0
| All | All Customers | 3 | Monthly System Peak Day | SCE | 1-in-10 | 2028 | 5 | 601.2603 | 631.0742 | 36.266 | 61.3609 | 0
| All | All Customers | 3 | Monthly System Peak Day | SCE | 1-in-10 | 2028 | 6 | 615.5663 | 641.5105 | 36.3054 | 60.4826 | 0
| All | All Customers | 3 | Monthly System Peak Day | SCE | 1-in-10 | 2028 | 7 | 628.8919 | 643.2569 | 36.3114 | 59.9374 | 0
| All | All Customers | 3 | Monthly System Peak Day | SCE | 1-in-10 | 2028 | 8 | 647.0907 | 696.3602 | 36.1314 | 59.4377 | 0
| All | All Customers | 3 | Monthly System Peak Day | SCE | 1-in-10 | 2028 | 9 | 589.9089 | 638.8699 | 36.1184 | 60.7855 | 0
| All | All Customers | 3 | Monthly System Peak Day | SCE | 1-in-10 | 2028 | 10 | 575.3095 | 606.3163 | 36.1645 | 65.5539 | 0
| All | All Customers | 3 | Monthly System Peak Day | SCE | 1-in-10 | 2028 | 11 | 550.4987 | 580.9252 | 36.2425 | 70.9405 | 0
| All | All Customers | 3 | Monthly System Peak Day | SCE | 1-in-10 | 2028 | 12 | 542.5335 | 567.1466 | 36.3927 | 75.9952 | 0
| All | All Customers | 3 | Monthly System Peak Day | SCE | 1-in-10 | 2028 | 13 | 447.5975 | 461.363 | 36.5401 | 79.8811 | 0
| All | All Customers | 3 | Monthly System Peak Day | SCE | 1-in-10 | 2028 | 14 | 418.5382 | 426.5273 | 36.4116 | 82.2506 | 0
| All | All Customers | 3 | Monthly System Peak Day | SCE | 1-in-10 | 2028 | 15 | 372.9239 | 378.3786 | 36.2314 | 84.2489 | 0
| All | All Customers | 3 | Monthly System Peak Day | SCE | 1-in-10 | 2028 | 16 | 335.2261 | 335.0653 | 36.2434 | 85.09 | 0
| All | All Customers | 3 | Monthly System Peak Day | SCE | 1-in-10 | 2028 | 17 | 322.2878 | 331.5904 | 36.2456 | 85.004 | 0
| All | All Customers | 3 | Monthly System Peak Day | SCE | 1-in-10 | 2028 | 18 | 308.8866 | 316.3025 | 36.229 | 83.7783 | 0
| All | All Customers | 3 | Monthly System Peak Day | SCE | 1-in-10 | 2028 | 19 | 301.2635 | 305.5067 | 37.7594 | 82.3635 | 0
| All | All Customers | 3 | Monthly System Peak Day | SCE | 1-in-10 | 2028 | 20 | 291.2234 | 294.6094 | 36.237 | 79.8314 | 0
| All | All Customers | 3 | Monthly System Peak Day | SCE | 1-in-10 | 2028 | 21 | 277.1095 | 281.8473 | 36.4306 | 75.8165 | 0
| All | All Customers | 3 | Monthly System Peak Day | SCE | 1-in-10 | 2028 | 22 | 452.9429 | 476.2409 | 36.266 | 72.4978 | 0
| All | All Customers | 3 | Monthly System Peak Day | SCE | 1-in-10 | 2028 | 23 | 452.3376 | 481.1998 | 36.1901 | 69.8694 | 0
| All | All Customers | 3 | Monthly System Peak Day | SCE | 1-in-10 | 2028 | 24 | 478.2957 | 531.6008 | 36.1232 | 67.516 | 0
| All | All Customers | 4 | Average Weekday | SCE | 1-in-10 | 2028 | 1 | 387.0603 | 401.4703 | 36.5078 | 59.0796 | 0
| All | All Customers | 4 | Average Weekday | SCE | 1-in-10 | 2028 | 2 | 374.502 | 383.8396 | 36.4591 | 58.0445 | 0
| All | All Customers | 4 | Average Weekday | SCE | 1-in-10 | 2028 | 3 | 475.6752 | 487.4034 | 36.4518 | 57.104 | 0
| All | All Customers | 4 | Average Weekday | SCE | 1-in-10 | 2028 | 4 | 577.5047 | 593.6724 | 36.4359 | 56.2242 | 0
| All | All Customers | 4 | Average Weekday | SCE | 1-in-10 | 2028 | 5 | 552.0876 | 571.5099 | 36.4392 | 55.5416 | 0
| All | All Customers | 4 | Average Weekday | SCE | 1-in-10 | 2028 | 6 | 566.8982 | 590.0129 | 36.425 | 55.0192 | 0
| All | All Customers | 4 | Average Weekday | SCE | 1-in-10 | 2028 | 7 | 580.9966 | 598.1204 | 36.4369 | 54.5621 | 0
| All | All Customers | 4 | Average Weekday | SCE | 1-in-10 | 2028 | 8 | 598.5624 | 626.8971 | 36.5664 | 54.5285 | 0
| All | All Customers | 4 | Average Weekday | SCE | 1-in-10 | 2028 | 9 | 532.7401 | 570.0795 | 36.6837 | 56.5092 | 0
| All | All Customers | 4 | Average Weekday | SCE | 1-in-10 | 2028 | 10 | 517.9435 | 541.5286 | 36.5763 | 59.9344 | 0
| All | All Customers | 4 | Average Weekday | SCE | 1-in-10 | 2028 | 11 | 501.9966 | 517.8574 | 36.6346 | 63.4295 | 0
| All | All Customers | 4 | Average Weekday | SCE | 1-in-10 | 2028 | 12 | 494.3385 | 505.8773 | 36.6926 | 66.6923 | 0
| All | All Customers | 4 | Average Weekday | SCE | 1-in-10 | 2028 | 13 | 409.9628 | 419.1825 | 36.7232 | 69.2702 | 0
| All | All Customers | 4 | Average Weekday | SCE | 1-in-10 | 2028 | 14 | 377.4901 | 383.9055 | 36.6775 | 71.0818 | 0
| All | All Customers | 4 | Average Weekday | SCE | 1-in-10 | 2028 | 15 | 329.9945 | 335.5052 | 36.5843 | 72.3051 | 0
| All | All Customers | 4 | Average Weekday | SCE | 1-in-10 | 2028 | 16 | 289.5641 | 291.7571 | 36.4574 | 73.0385 | 0
| All | All Customers | 4 | Average Weekday | SCE | 1-in-10 | 2028 | 17 | 269.4778 | 277.6509 | 36.2738 | 73.1966 | 0
| All | All Customers | 4 | Average Weekday | SCE | 1-in-10 | 2028 | 18 | 251.8054 | 258.1759 | 36.2866 | 72.438 | 0
| All | All Customers | 4 | Average Weekday | SCE | 1-in-10 | 2028 | 19 | 237.4572 | 242.2733 | 36.357 | 71.0442 | 0
| All | All Customers | 4 | Average Weekday | SCE | 1-in-10 | 2028 | 20 | 229.6691 | 233.7892 | 36.2371 | 68.8926 | 0
| All | All Customers | 4 | Average Weekday | SCE | 1-in-10 | 2028 | 21 | 237.4858 | 241.6119 | 36.2845 | 65.8957 | 0
| All | All Customers | 4 | Average Weekday | SCE | 1-in-10 | 2028 | 22 | 413.465 | 436.1491 | 36.4594 | 63.7302 | 0
| All | All Customers | 4 | Average Weekday | SCE | 1-in-10 | 2028 | 23 | 416.5294 | 440.5154 | 36.5091 | 62.1633 | 0
| All | All Customers | 4 | Average Weekday | SCE | 1-in-10 | 2028 | 24 | 444.2528 | 476.4061 | 36.5579 | 60.8017 | 0
| All | All Customers | 4 | Monthly System Peak Day | SCE | 1-in-10 | 2028 | 1 | 387.0603 | 415.6891 | 36.1749 | 70.9902 | 0
| All | All Customers | 4 | Monthly System Peak Day | SCE | 1-in-10 | 2028 | 2 | 374.502 | 393.4741 | 36.2351 | 69.379 | 0
| All | All Customers | 4 | Monthly System Peak Day | SCE | 1-in-10 | 2028 | 3 | 475.6752 | 497.6795 | 36.2448 | 68.4203 | 0
| All | All Customers | 4 | Monthly System Peak Day | SCE | 1-in-10 | 2028 | 4 | 577.5047 | 600.0419 | 36.2755 | 66.7964 | 0
| All | All Customers | 4 | Monthly System Peak Day | SCE | 1-in-10 | 2028 | 5 | 552.0876 | 580.1592 | 36.2713 | 65.7682 | 0
| All | All Customers | 4 | Monthly System Peak Day | SCE | 1-in-10 | 2028 | 6 | 566.8982 | 591.7401 | 36.3102 | 64.6388 | 0
| All | All Customers | 4 | Monthly System Peak Day | SCE | 1-in-10 | 2028 | 7 | 580.9966 | 595.9016 | 36.3162 | 63.6363 | 0
| All | All Customers | 4 | Monthly System Peak Day | SCE | 1-in-10 | 2028 | 8 | 598.5624 | 647.8816 | 36.1394 | 63.4386 | 0
| All | All Customers | 4 | Monthly System Peak Day | SCE | 1-in-10 | 2028 | 9 | 532.7401 | 580.6276 | 36.1293 | 66.5964 | 0
| All | All Customers | 4 | Monthly System Peak Day | SCE | 1-in-10 | 2028 | 10 | 517.9435 | 548.8756 | 36.1737 | 72.0203 | 0
| All | All Customers | 4 | Monthly System Peak Day | SCE | 1-in-10 | 2028 | 11 | 501.9966 | 530.3009 | 36.2535 | 76.9067 | 0
| All | All Customers | 4 | Monthly System Peak Day | SCE | 1-in-10 | 2028 | 12 | 494.3385 | 518.8339 | 36.4052 | 81.3869 | 0
| All | All Customers | 4 | Monthly System Peak Day | SCE | 1-in-10 | 2028 | 13 | 409.9628 | 423.8121 | 36.5536 | 84.1754 | 0
| All | All Customers | 4 | Monthly System Peak Day | SCE | 1-in-10 | 2028 | 14 | 377.4901 | 385.4942 | 36.4244 | 85.9194 | 0
| All | All Customers | 4 | Monthly System Peak Day | SCE | 1-in-10 | 2028 | 15 | 329.9945 | 335.8475 | 36.2415 | 87.0781 | 0
| All | All Customers | 4 | Monthly System Peak Day | SCE | 1-in-10 | 2028 | 16 | 289.5641 | 289.4475 | 36.2495 | 87.683 | 0
| All | All Customers | 4 | Monthly System Peak Day | SCE | 1-in-10 | 2028 | 17 | 269.4778 | 277.8754 | 36.2506 | 87.8015 | 0
| All | All Customers | 4 | Monthly System Peak Day | SCE | 1-in-10 | 2028 | 18 | 251.8054 | 258.943 | 36.2356 | 87.2521 | 0
| All | All Customers | 4 | Monthly System Peak Day | SCE | 1-in-10 | 2028 | 19 | 237.4572 | 241.7229 | 37.7646 | 85.0685 | 0
| All | All Customers | 4 | Monthly System Peak Day | SCE | 1-in-10 | 2028 | 20 | 229.6691 | 233.0944 | 36.237 | 80.2982 | 0
| All | All Customers | 4 | Monthly System Peak Day | SCE | 1-in-10 | 2028 | 21 | 237.4858 | 242.3997 | 36.4302 | 74.8102 | 0
| All | All Customers | 4 | Monthly System Peak Day | SCE | 1-in-10 | 2028 | 22 | 413.465 | 436.4338 | 36.2707 | 71.6791 | 0
| All | All Customers | 4 | Monthly System Peak Day | SCE | 1-in-10 | 2028 | 23 | 416.5294 | 444.9912 | 36.1968 | 69.7278 | 0
| All | All Customers | 4 | Monthly System Peak Day | SCE | 1-in-10 | 2028 | 24 | 444.2528 | 496.6981 | 36.1313 | 68.1926 | 0
| All | All Customers | 5 | Average Weekday | SCE | 1-in-10 | 2028 | 1 | 394.9342 | 409.4969 | 36.5232 | 62.6645 | 0
| All | All Customers | 5 | Average Weekday | SCE | 1-in-10 | 2028 | 2 | 383.1249 | 391.3121 | 36.4744 | 61.686 | 0
| All | All Customers | 5 | Average Weekday | SCE | 1-in-10 | 2028 | 3 | 487.6093 | 499.6006 | 36.4672 | 60.8176 | 0
| All | All Customers | 5 | Average Weekday | SCE | 1-in-10 | 2028 | 4 | 591.1133 | 608.02 | 36.4514 | 60.0235 | 0
| All | All Customers | 5 | Average Weekday | SCE | 1-in-10 | 2028 | 5 | 569.738 | 589.8214 | 36.4547 | 59.4411 | 0
| All | All Customers | 5 | Average Weekday | SCE | 1-in-10 | 2028 | 6 | 579.0408 | 603.5845 | 36.4409 | 58.9528 | 0
| All | All Customers | 5 | Average Weekday | SCE | 1-in-10 | 2028 | 7 | 585.2954 | 602.1526 | 36.4531 | 58.7176 | 0
| All | All Customers | 5 | Average Weekday | SCE | 1-in-10 | 2028 | 8 | 611.0389 | 641.8176 | 36.5823 | 59.4845 | 0
| All | All Customers | 5 | Average Weekday | SCE | 1-in-10 | 2028 | 9 | 541.1573 | 576.6179 | 36.6988 | 61.9999 | 0
| All | All Customers | 5 | Average Weekday | SCE | 1-in-10 | 2028 | 10 | 531.1432 | 554.6536 | 36.5911 | 65.3043 | 0
| All | All Customers | 5 | Average Weekday | SCE | 1-in-10 | 2028 | 11 | 516.1489 | 532.3775 | 36.6492 | 68.3821 | 0
| All | All Customers | 5 | Average Weekday | SCE | 1-in-10 | 2028 | 12 | 504.0048 | 515.3076 | 36.7069 | 71.0609 | 0
| All | All Customers | 5 | Average Weekday | SCE | 1-in-10 | 2028 | 13 | 419.0874 | 428.6491 | 36.7371 | 73.3291 | 0
| All | All Customers | 5 | Average Weekday | SCE | 1-in-10 | 2028 | 14 | 392.8442 | 399.3325 | 36.6912 | 75.0832 | 0
| All | All Customers | 5 | Average Weekday | SCE | 1-in-10 | 2028 | 15 | 350.6765 | 356.1288 | 36.5983 | 76.3265 | 0
| All | All Customers | 5 | Average Weekday | SCE | 1-in-10 | 2028 | 16 | 303.7336 | 305.8641 | 36.4724 | 76.8948 | 0
| All | All Customers | 5 | Average Weekday | SCE | 1-in-10 | 2028 | 17 | 276.7926 | 285.7191 | 36.2804 | 76.9554 | 0
| All | All Customers | 5 | Average Weekday | SCE | 1-in-10 | 2028 | 18 | 263.041 | 269.8358 | 36.2929 | 76.2265 | 0
| All | All Customers | 5 | Average Weekday | SCE | 1-in-10 | 2028 | 19 | 252.2561 | 257.4769 | 36.3531 | 74.8608 | 0
| All | All Customers | 5 | Average Weekday | SCE | 1-in-10 | 2028 | 20 | 241.7612 | 246.1394 | 36.2371 | 72.769 | 0
| All | All Customers | 5 | Average Weekday | SCE | 1-in-10 | 2028 | 21 | 252.8379 | 257.1828 | 36.2909 | 69.7865 | 0
| All | All Customers | 5 | Average Weekday | SCE | 1-in-10 | 2028 | 22 | 425.557 | 448.78 | 36.4757 | 67.0523 | 0
| All | All Customers | 5 | Average Weekday | SCE | 1-in-10 | 2028 | 23 | 434.9725 | 459.7003 | 36.5254 | 65.2221 | 0
| All | All Customers | 5 | Average Weekday | SCE | 1-in-10 | 2028 | 24 | 460.0588 | 492.8324 | 36.5736 | 63.7844 | 0
| All | All Customers | 5 | Monthly System Peak Day | SCE | 1-in-10 | 2028 | 1 | 394.9342 | 424.1135 | 36.1939 | 73.9451 | 0
| All | All Customers | 5 | Monthly System Peak Day | SCE | 1-in-10 | 2028 | 2 | 383.1249 | 400.3067 | 36.2529 | 72.4128 | 0
| All | All Customers | 5 | Monthly System Peak Day | SCE | 1-in-10 | 2028 | 3 | 487.6093 | 509.3865 | 36.2624 | 70.8805 | 0
| All | All Customers | 5 | Monthly System Peak Day | SCE | 1-in-10 | 2028 | 4 | 591.1133 | 614.4639 | 36.2927 | 69.4883 | 0
| All | All Customers | 5 | Monthly System Peak Day | SCE | 1-in-10 | 2028 | 5 | 569.738 | 598.8237 | 36.2886 | 68.5669 | 0
| All | All Customers | 5 | Monthly System Peak Day | SCE | 1-in-10 | 2028 | 6 | 579.0408 | 605.9267 | 36.3271 | 67.5106 | 0
| All | All Customers | 5 | Monthly System Peak Day | SCE | 1-in-10 | 2028 | 7 | 585.2954 | 599.8005 | 36.3335 | 67.139 | 0
| All | All Customers | 5 | Monthly System Peak Day | SCE | 1-in-10 | 2028 | 8 | 611.0389 | 659.0146 | 36.1596 | 67.588 | 0
| All | All Customers | 5 | Monthly System Peak Day | SCE | 1-in-10 | 2028 | 9 | 541.1573 | 587.3439 | 36.1522 | 71.9541 | 0
| All | All Customers | 5 | Monthly System Peak Day | SCE | 1-in-10 | 2028 | 10 | 531.1432 | 561.7422 | 36.1948 | 78.4437 | 0
| All | All Customers | 5 | Monthly System Peak Day | SCE | 1-in-10 | 2028 | 11 | 516.1489 | 544.4633 | 36.2765 | 84.4634 | 0
| All | All Customers | 5 | Monthly System Peak Day | SCE | 1-in-10 | 2028 | 12 | 504.0048 | 527.5535 | 36.4301 | 88.5098 | 0
| All | All Customers | 5 | Monthly System Peak Day | SCE | 1-in-10 | 2028 | 13 | 419.0874 | 432.4903 | 36.5795 | 91.3209 | 0
| All | All Customers | 5 | Monthly System Peak Day | SCE | 1-in-10 | 2028 | 14 | 392.8442 | 399.4103 | 36.4489 | 93.0051 | 0
| All | All Customers | 5 | Monthly System Peak Day | SCE | 1-in-10 | 2028 | 15 | 350.6765 | 356.4681 | 36.2631 | 94.2891 | 0
| All | All Customers | 5 | Monthly System Peak Day | SCE | 1-in-10 | 2028 | 16 | 303.7336 | 303.6426 | 36.2673 | 94.3726 | 0
| All | All Customers | 5 | Monthly System Peak Day | SCE | 1-in-10 | 2028 | 17 | 276.7926 | 285.9384 | 36.2584 | 93.9017 | 0
| All | All Customers | 5 | Monthly System Peak Day | SCE | 1-in-10 | 2028 | 18 | 263.041 | 270.2408 | 36.2448 | 93.1366 | 0
| All | All Customers | 5 | Monthly System Peak Day | SCE | 1-in-10 | 2028 | 19 | 252.2561 | 256.7576 | 37.7243 | 92.0447 | 0
| All | All Customers | 5 | Monthly System Peak Day | SCE | 1-in-10 | 2028 | 20 | 241.7612 | 245.4698 | 36.2371 | 89.5105 | 0
| All | All Customers | 5 | Monthly System Peak Day | SCE | 1-in-10 | 2028 | 21 | 252.8379 | 257.997 | 36.4313 | 85.6688 | 0
| All | All Customers | 5 | Monthly System Peak Day | SCE | 1-in-10 | 2028 | 22 | 425.557 | 449.1418 | 36.2883 | 81.9451 | 0
| All | All Customers | 5 | Monthly System Peak Day | SCE | 1-in-10 | 2028 | 23 | 434.9725 | 464.3391 | 36.2159 | 79.3652 | 0
| All | All Customers | 5 | Monthly System Peak Day | SCE | 1-in-10 | 2028 | 24 | 460.0588 | 513.3749 | 36.1515 | 76.6451 | 0
| All | All Customers | 6 | Average Weekday | SCE | 1-in-10 | 2028 | 1 | 381.8474 | 410.55 | 36.5078 | 66.5999 | 0
| All | All Customers | 6 | Average Weekday | SCE | 1-in-10 | 2028 | 2 | 369.9585 | 390.8047 | 36.5106 | 65.9006 | 0
| All | All Customers | 6 | Average Weekday | SCE | 1-in-10 | 2028 | 3 | 464.9955 | 491.993 | 36.5115 | 65.2662 | 0
| All | All Customers | 6 | Average Weekday | SCE | 1-in-10 | 2028 | 4 | 561.7988 | 590.3453 | 36.5121 | 64.6507 | 0
| All | All Customers | 6 | Average Weekday | SCE | 1-in-10 | 2028 | 5 | 540.0057 | 580.2181 | 36.5068 | 64.1746 | 0
| All | All Customers | 6 | Average Weekday | SCE | 1-in-10 | 2028 | 6 | 563.9903 | 610.2986 | 36.497 | 63.7832 | 0
| All | All Customers | 6 | Average Weekday | SCE | 1-in-10 | 2028 | 7 | 577.5589 | 602.7451 | 36.4647 | 63.476 | 0
| All | All Customers | 6 | Average Weekday | SCE | 1-in-10 | 2028 | 8 | 596.9341 | 626.4646 | 36.518 | 64.0318 | 0
| All | All Customers | 6 | Average Weekday | SCE | 1-in-10 | 2028 | 9 | 551.8593 | 572.4264 | 36.5392 | 65.9714 | 0
| All | All Customers | 6 | Average Weekday | SCE | 1-in-10 | 2028 | 10 | 538.2178 | 552.3972 | 36.5235 | 68.8032 | 0
| All | All Customers | 6 | Average Weekday | SCE | 1-in-10 | 2028 | 11 | 515.5327 | 527.9935 | 36.5525 | 72.0084 | 0
| All | All Customers | 6 | Average Weekday | SCE | 1-in-10 | 2028 | 12 | 506.2089 | 520.8088 | 36.5847 | 75.1083 | 0
| All | All Customers | 6 | Average Weekday | SCE | 1-in-10 | 2028 | 13 | 421.9601 | 441.4014 | 36.5958 | 77.5187 | 0
| All | All Customers | 6 | Average Weekday | SCE | 1-in-10 | 2028 | 14 | 392.6917 | 409.064 | 36.5667 | 79.3071 | 0
| All | All Customers | 6 | Average Weekday | SCE | 1-in-10 | 2028 | 15 | 340.7327 | 355.2308 | 36.501 | 80.4926 | 0
| All | All Customers | 6 | Average Weekday | SCE | 1-in-10 | 2028 | 16 | 298.5098 | 301.5092 | 36.4495 | 81.1097 | 0
| All | All Customers | 6 | Average Weekday | SCE | 1-in-10 | 2028 | 17 | 276.3468 | 285.6032 | 36.7354 | 81.0308 | 0
| All | All Customers | 6 | Average Weekday | SCE | 1-in-10 | 2028 | 18 | 254.5684 | 269.5313 | 36.7569 | 80.1832 | 0
| All | All Customers | 6 | Average Weekday | SCE | 1-in-10 | 2028 | 19 | 238.9368 | 261.8773 | 39.2945 | 78.7527 | 0
| All | All Customers | 6 | Average Weekday | SCE | 1-in-10 | 2028 | 20 | 225.0138 | 244.5878 | 36.7083 | 76.6583 | 0
| All | All Customers | 6 | Average Weekday | SCE | 1-in-10 | 2028 | 21 | 241.9507 | 257.9229 | 36.9757 | 73.7764 | 0
| All | All Customers | 6 | Average Weekday | SCE | 1-in-10 | 2028 | 22 | 400.1045 | 433.6487 | 36.5751 | 70.7793 | 0
| All | All Customers | 6 | Average Weekday | SCE | 1-in-10 | 2028 | 23 | 428.0386 | 462.0495 | 36.5372 | 68.9101 | 0
| All | All Customers | 6 | Average Weekday | SCE | 1-in-10 | 2028 | 24 | 454.6844 | 496.2829 | 36.5193 | 67.6558 | 0
| All | All Customers | 6 | Monthly System Peak Day | SCE | 1-in-10 | 2028 | 1 | 381.8474 | 374.5127 | 44.412 | 75.4051 | 0
| All | All Customers | 6 | Monthly System Peak Day | SCE | 1-in-10 | 2028 | 2 | 369.9585 | 345.7747 | 44.4228 | 73.8369 | 0
| All | All Customers | 6 | Monthly System Peak Day | SCE | 1-in-10 | 2028 | 3 | 464.9955 | 419.0604 | 44.4274 | 72.5346 | 0
| All | All Customers | 6 | Monthly System Peak Day | SCE | 1-in-10 | 2028 | 4 | 561.7988 | 485.8652 | 44.4312 | 71.6674 | 0
| All | All Customers | 6 | Monthly System Peak Day | SCE | 1-in-10 | 2028 | 5 | 540.0057 | 481.3969 | 44.4261 | 70.5974 | 0
| All | All Customers | 6 | Monthly System Peak Day | SCE | 1-in-10 | 2028 | 6 | 563.9903 | 517.1135 | 44.4203 | 69.5882 | 0
| All | All Customers | 6 | Monthly System Peak Day | SCE | 1-in-10 | 2028 | 7 | 577.5589 | 518.912 | 44.3428 | 68.8808 | 0
| All | All Customers | 6 | Monthly System Peak Day | SCE | 1-in-10 | 2028 | 8 | 596.9341 | 548.7187 | 44.4004 | 69.9624 | 0
| All | All Customers | 6 | Monthly System Peak Day | SCE | 1-in-10 | 2028 | 9 | 551.8593 | 525.9196 | 44.3691 | 73.8157 | 0
| All | All Customers | 6 | Monthly System Peak Day | SCE | 1-in-10 | 2028 | 10 | 538.2178 | 503.2065 | 44.3202 | 79.7156 | 0
| All | All Customers | 6 | Monthly System Peak Day | SCE | 1-in-10 | 2028 | 11 | 515.5327 | 479.7041 | 44.3094 | 84.7645 | 0
| All | All Customers | 6 | Monthly System Peak Day | SCE | 1-in-10 | 2028 | 12 | 506.2089 | 470.3823 | 44.3264 | 88.6352 | 0
| All | All Customers | 6 | Monthly System Peak Day | SCE | 1-in-10 | 2028 | 13 | 421.9601 | 403.3558 | 44.3097 | 90.0843 | 0
| All | All Customers | 6 | Monthly System Peak Day | SCE | 1-in-10 | 2028 | 14 | 392.6917 | 376.4144 | 44.327 | 91.5486 | 0
| All | All Customers | 6 | Monthly System Peak Day | SCE | 1-in-10 | 2028 | 15 | 340.7327 | 328.6013 | 44.3143 | 92.6549 | 0
| All | All Customers | 6 | Monthly System Peak Day | SCE | 1-in-10 | 2028 | 16 | 298.5098 | 273.6126 | 44.2591 | 93.9585 | 0
| All | All Customers | 6 | Monthly System Peak Day | SCE | 1-in-10 | 2028 | 17 | 276.3468 | 287.1304 | 44.2711 | 94.554 | 0
| All | All Customers | 6 | Monthly System Peak Day | SCE | 1-in-10 | 2028 | 18 | 254.5684 | 279.1669 | 44.4041 | 94.2108 | 0
| All | All Customers | 6 | Monthly System Peak Day | SCE | 1-in-10 | 2028 | 19 | 238.9368 | 233.1003 | 44.3632 | 92.0967 | 0
| All | All Customers | 6 | Monthly System Peak Day | SCE | 1-in-10 | 2028 | 20 | 225.0138 | 229.304 | 43.3785 | 87.8718 | 0
| All | All Customers | 6 | Monthly System Peak Day | SCE | 1-in-10 | 2028 | 21 | 241.9507 | 226.3225 | 45.348 | 83.139 | 0
| All | All Customers | 6 | Monthly System Peak Day | SCE | 1-in-10 | 2028 | 22 | 400.1045 | 380.0735 | 44.6664 | 78.8213 | 0
| All | All Customers | 6 | Monthly System Peak Day | SCE | 1-in-10 | 2028 | 23 | 428.0386 | 396.0917 | 44.5126 | 75.3496 | 0
| All | All Customers | 6 | Monthly System Peak Day | SCE | 1-in-10 | 2028 | 24 | 454.6844 | 431.86 | 44.437 | 73.2752 | 0
| All | All Customers | 7 | Average Weekday | SCE | 1-in-10 | 2028 | 1 | 382.8349 | 410.3557 | 39.2508 | 72.1536 | 0
| All | All Customers | 7 | Average Weekday | SCE | 1-in-10 | 2028 | 2 | 381.2754 | 400.1228 | 39.2464 | 71.4201 | 0
| All | All Customers | 7 | Average Weekday | SCE | 1-in-10 | 2028 | 3 | 467.9026 | 493.7056 | 39.2452 | 70.7709 | 0
| All | All Customers | 7 | Average Weekday | SCE | 1-in-10 | 2028 | 4 | 565.5244 | 595.3509 | 39.243 | 70.2504 | 0
| All | All Customers | 7 | Average Weekday | SCE | 1-in-10 | 2028 | 5 | 547.035 | 587.5507 | 39.2405 | 69.8041 | 0
| All | All Customers | 7 | Average Weekday | SCE | 1-in-10 | 2028 | 6 | 555.6011 | 599.9048 | 39.2341 | 69.4399 | 0
| All | All Customers | 7 | Average Weekday | SCE | 1-in-10 | 2028 | 7 | 561.3419 | 583.531 | 39.2342 | 69.2407 | 0
| All | All Customers | 7 | Average Weekday | SCE | 1-in-10 | 2028 | 8 | 578.1345 | 607.6144 | 39.2651 | 69.7054 | 0
| All | All Customers | 7 | Average Weekday | SCE | 1-in-10 | 2028 | 9 | 522.6069 | 542.626 | 39.298 | 71.9118 | 0
| All | All Customers | 7 | Average Weekday | SCE | 1-in-10 | 2028 | 10 | 511.2955 | 524.2328 | 39.297 | 74.9215 | 0
| All | All Customers | 7 | Average Weekday | SCE | 1-in-10 | 2028 | 11 | 493.8982 | 505.8134 | 39.3323 | 78.3302 | 0
| All | All Customers | 7 | Average Weekday | SCE | 1-in-10 | 2028 | 12 | 485.9606 | 501.0417 | 39.3666 | 81.5124 | 0
| All | All Customers | 7 | Average Weekday | SCE | 1-in-10 | 2028 | 13 | 400.347 | 418.136 | 39.3822 | 83.9403 | 0
| All | All Customers | 7 | Average Weekday | SCE | 1-in-10 | 2028 | 14 | 374.5819 | 389.9624 | 39.3509 | 85.7186 | 0
| All | All Customers | 7 | Average Weekday | SCE | 1-in-10 | 2028 | 15 | 328.6284 | 342.7595 | 39.2922 | 86.8585 | 0
| All | All Customers | 7 | Average Weekday | SCE | 1-in-10 | 2028 | 16 | 281.43 | 282.3156 | 39.2498 | 87.4293 | 0
| All | All Customers | 7 | Average Weekday | SCE | 1-in-10 | 2028 | 17 | 263.0977 | 271.0424 | 39.6533 | 87.3156 | 0
| All | All Customers | 7 | Average Weekday | SCE | 1-in-10 | 2028 | 18 | 249.5913 | 261.874 | 39.6759 | 86.4657 | 0
| All | All Customers | 7 | Average Weekday | SCE | 1-in-10 | 2028 | 19 | 235.7761 | 257.1234 | 40.2814 | 84.9536 | 0
| All | All Customers | 7 | Average Weekday | SCE | 1-in-10 | 2028 | 20 | 230.0918 | 245.434 | 39.2143 | 82.593 | 0
| All | All Customers | 7 | Average Weekday | SCE | 1-in-10 | 2028 | 21 | 250.8429 | 263.1892 | 39.6851 | 79.4531 | 0
| All | All Customers | 7 | Average Weekday | SCE | 1-in-10 | 2028 | 22 | 408.3406 | 443.8104 | 39.2254 | 76.411 | 0
| All | All Customers | 7 | Average Weekday | SCE | 1-in-10 | 2028 | 23 | 427.3847 | 457.8413 | 39.2376 | 74.6466 | 0
| All | All Customers | 7 | Average Weekday | SCE | 1-in-10 | 2028 | 24 | 449.6429 | 488.7181 | 39.2538 | 73.4889 | 0
| All | All Customers | 7 | Monthly System Peak Day | SCE | 1-in-10 | 2028 | 1 | 382.8349 | 375.1411 | 39.2633 | 76.6189 | 0
| All | All Customers | 7 | Monthly System Peak Day | SCE | 1-in-10 | 2028 | 2 | 381.2754 | 354.2575 | 39.2481 | 74.6004 | 0
| All | All Customers | 7 | Monthly System Peak Day | SCE | 1-in-10 | 2028 | 3 | 467.9026 | 418.2065 | 39.2465 | 72.9919 | 0
| All | All Customers | 7 | Monthly System Peak Day | SCE | 1-in-10 | 2028 | 4 | 565.5244 | 491.1595 | 39.2432 | 72.0862 | 0
| All | All Customers | 7 | Monthly System Peak Day | SCE | 1-in-10 | 2028 | 5 | 547.035 | 490.0658 | 39.2513 | 71.2435 | 0
| All | All Customers | 7 | Monthly System Peak Day | SCE | 1-in-10 | 2028 | 6 | 555.6011 | 513.9136 | 39.2656 | 70.5634 | 0
| All | All Customers | 7 | Monthly System Peak Day | SCE | 1-in-10 | 2028 | 7 | 561.3419 | 505.7727 | 39.3141 | 70.104 | 0
| All | All Customers | 7 | Monthly System Peak Day | SCE | 1-in-10 | 2028 | 8 | 578.1345 | 535.8143 | 39.2817 | 71.0143 | 0
| All | All Customers | 7 | Monthly System Peak Day | SCE | 1-in-10 | 2028 | 9 | 522.6069 | 496.5147 | 39.285 | 74.6355 | 0
| All | All Customers | 7 | Monthly System Peak Day | SCE | 1-in-10 | 2028 | 10 | 511.2955 | 474.8265 | 39.276 | 79.9531 | 0
| All | All Customers | 7 | Monthly System Peak Day | SCE | 1-in-10 | 2028 | 11 | 493.8982 | 458.4015 | 39.2862 | 86.1582 | 0
| All | All Customers | 7 | Monthly System Peak Day | SCE | 1-in-10 | 2028 | 12 | 485.9606 | 451.0287 | 39.2971 | 91.0408 | 0
| All | All Customers | 7 | Monthly System Peak Day | SCE | 1-in-10 | 2028 | 13 | 400.347 | 383.1609 | 39.3092 | 94.9224 | 0
| All | All Customers | 7 | Monthly System Peak Day | SCE | 1-in-10 | 2028 | 14 | 374.5819 | 359.2229 | 39.3035 | 98.2194 | 0
| All | All Customers | 7 | Monthly System Peak Day | SCE | 1-in-10 | 2028 | 15 | 328.6284 | 317.5998 | 39.3202 | 101.1878 | 0
| All | All Customers | 7 | Monthly System Peak Day | SCE | 1-in-10 | 2028 | 16 | 281.43 | 256.4208 | 39.3185 | 102.4459 | 0
| All | All Customers | 7 | Monthly System Peak Day | SCE | 1-in-10 | 2028 | 17 | 263.0977 | 273.7451 | 39.1974 | 102.6143 | 0
| All | All Customers | 7 | Monthly System Peak Day | SCE | 1-in-10 | 2028 | 18 | 249.5913 | 272.309 | 39.2865 | 101.7765 | 0
| All | All Customers | 7 | Monthly System Peak Day | SCE | 1-in-10 | 2028 | 19 | 235.7761 | 231.695 | 38.8771 | 100.3296 | 0
| All | All Customers | 7 | Monthly System Peak Day | SCE | 1-in-10 | 2028 | 20 | 230.0918 | 253.2082 | 38.6462 | 98.0092 | 0
| All | All Customers | 7 | Monthly System Peak Day | SCE | 1-in-10 | 2028 | 21 | 250.8429 | 236.7923 | 39.8368 | 95.0561 | 0
| All | All Customers | 7 | Monthly System Peak Day | SCE | 1-in-10 | 2028 | 22 | 408.3406 | 394.17 | 39.371 | 90.5035 | 0
| All | All Customers | 7 | Monthly System Peak Day | SCE | 1-in-10 | 2028 | 23 | 427.3847 | 394.8662 | 39.2777 | 86.7318 | 0
| All | All Customers | 7 | Monthly System Peak Day | SCE | 1-in-10 | 2028 | 24 | 449.6429 | 425.9665 | 39.2713 | 84.5567 | 0
| All | All Customers | 8 | Average Weekday | SCE | 1-in-10 | 2028 | 1 | 403.7512 | 435.0738 | 36.7175 | 72.6068 | 0
| All | All Customers | 8 | Average Weekday | SCE | 1-in-10 | 2028 | 2 | 390.2246 | 412.6248 | 36.7127 | 71.8296 | 0
| All | All Customers | 8 | Average Weekday | SCE | 1-in-10 | 2028 | 3 | 473.3909 | 499.3159 | 36.7113 | 71.1403 | 0
| All | All Customers | 8 | Average Weekday | SCE | 1-in-10 | 2028 | 4 | 577.4396 | 608.4495 | 36.7083 | 70.5184 | 0
| All | All Customers | 8 | Average Weekday | SCE | 1-in-10 | 2028 | 5 | 552.0013 | 593.6865 | 36.7056 | 69.99 | 0
| All | All Customers | 8 | Average Weekday | SCE | 1-in-10 | 2028 | 6 | 564.8133 | 612.5701 | 36.6983 | 69.5317 | 0
| All | All Customers | 8 | Average Weekday | SCE | 1-in-10 | 2028 | 7 | 578.9489 | 606.3354 | 36.7045 | 69.1876 | 0
| All | All Customers | 8 | Average Weekday | SCE | 1-in-10 | 2028 | 8 | 589.1875 | 621.7542 | 36.7332 | 69.1728 | 0
| All | All Customers | 8 | Average Weekday | SCE | 1-in-10 | 2028 | 9 | 528.4869 | 549.4189 | 36.7681 | 70.9235 | 0
| All | All Customers | 8 | Average Weekday | SCE | 1-in-10 | 2028 | 10 | 519.3276 | 533.2885 | 36.7724 | 74.0742 | 0
| All | All Customers | 8 | Average Weekday | SCE | 1-in-10 | 2028 | 11 | 498.1984 | 511.1061 | 36.8057 | 77.6797 | 0
| All | All Customers | 8 | Average Weekday | SCE | 1-in-10 | 2028 | 12 | 487.3488 | 503.6501 | 36.8345 | 81.1953 | 0
| All | All Customers | 8 | Average Weekday | SCE | 1-in-10 | 2028 | 13 | 410.6821 | 430.7632 | 36.8496 | 83.7705 | 0
| All | All Customers | 8 | Average Weekday | SCE | 1-in-10 | 2028 | 14 | 382.5013 | 399.3276 | 36.8195 | 85.693 | 0
| All | All Customers | 8 | Average Weekday | SCE | 1-in-10 | 2028 | 15 | 336.7497 | 351.8257 | 36.7658 | 86.942 | 0
| All | All Customers | 8 | Average Weekday | SCE | 1-in-10 | 2028 | 16 | 290.3622 | 294.3933 | 36.7278 | 87.2203 | 0
| All | All Customers | 8 | Average Weekday | SCE | 1-in-10 | 2028 | 17 | 273.385 | 280.7097 | 37.0891 | 86.9576 | 0
| All | All Customers | 8 | Average Weekday | SCE | 1-in-10 | 2028 | 18 | 250.4053 | 264.3606 | 37.1449 | 86.0129 | 0
| All | All Customers | 8 | Average Weekday | SCE | 1-in-10 | 2028 | 19 | 236.9026 | 260.5767 | 38.0203 | 84.3796 | 0
| All | All Customers | 8 | Average Weekday | SCE | 1-in-10 | 2028 | 20 | 236.8063 | 256.2158 | 36.9107 | 81.871 | 0
| All | All Customers | 8 | Average Weekday | SCE | 1-in-10 | 2028 | 21 | 261.5144 | 277.29 | 37.2801 | 78.5248 | 0
| All | All Customers | 8 | Average Weekday | SCE | 1-in-10 | 2028 | 22 | 421.598 | 453.9693 | 36.6814 | 75.9562 | 0
| All | All Customers | 8 | Average Weekday | SCE | 1-in-10 | 2028 | 23 | 444.4303 | 479.8936 | 36.6939 | 74.5365 | 0
| All | All Customers | 8 | Average Weekday | SCE | 1-in-10 | 2028 | 24 | 470.2741 | 513.1877 | 36.7176 | 73.5145 | 0
| All | All Customers | 8 | Monthly System Peak Day | SCE | 1-in-10 | 2028 | 1 | 403.7512 | 395.9838 | 31.2737 | 77.7831 | 0
| All | All Customers | 8 | Monthly System Peak Day | SCE | 1-in-10 | 2028 | 2 | 390.2246 | 365.4085 | 31.2578 | 76.6546 | 0
| All | All Customers | 8 | Monthly System Peak Day | SCE | 1-in-10 | 2028 | 3 | 473.3909 | 429.6919 | 31.2567 | 75.7126 | 0
| All | All Customers | 8 | Monthly System Peak Day | SCE | 1-in-10 | 2028 | 4 | 577.4396 | 506.0627 | 31.2538 | 74.5451 | 0
| All | All Customers | 8 | Monthly System Peak Day | SCE | 1-in-10 | 2028 | 5 | 552.0013 | 498.7104 | 31.2623 | 73.6349 | 0
| All | All Customers | 8 | Monthly System Peak Day | SCE | 1-in-10 | 2028 | 6 | 564.8133 | 521.5385 | 31.2787 | 72.9151 | 0
| All | All Customers | 8 | Monthly System Peak Day | SCE | 1-in-10 | 2028 | 7 | 578.9489 | 524.1206 | 31.3242 | 72.1284 | 0
| All | All Customers | 8 | Monthly System Peak Day | SCE | 1-in-10 | 2028 | 8 | 589.1875 | 545.2638 | 31.2914 | 72.009 | 0
| All | All Customers | 8 | Monthly System Peak Day | SCE | 1-in-10 | 2028 | 9 | 528.4869 | 504.2412 | 31.293 | 74.4355 | 0
| All | All Customers | 8 | Monthly System Peak Day | SCE | 1-in-10 | 2028 | 10 | 519.3276 | 484.6177 | 31.2773 | 79.3051 | 0
| All | All Customers | 8 | Monthly System Peak Day | SCE | 1-in-10 | 2028 | 11 | 498.1984 | 462.3571 | 31.2902 | 84.8269 | 0
| All | All Customers | 8 | Monthly System Peak Day | SCE | 1-in-10 | 2028 | 12 | 487.3488 | 451.3626 | 31.3084 | 88.5418 | 0
| All | All Customers | 8 | Monthly System Peak Day | SCE | 1-in-10 | 2028 | 13 | 410.6821 | 394.2159 | 31.3226 | 90.152 | 0
| All | All Customers | 8 | Monthly System Peak Day | SCE | 1-in-10 | 2028 | 14 | 382.5013 | 368.4223 | 31.3172 | 91.8194 | 0
| All | All Customers | 8 | Monthly System Peak Day | SCE | 1-in-10 | 2028 | 15 | 336.7497 | 327.0287 | 31.3324 | 93.4898 | 0
| All | All Customers | 8 | Monthly System Peak Day | SCE | 1-in-10 | 2028 | 16 | 290.3622 | 268.8716 | 31.3213 | 95.0265 | 0
| All | All Customers | 8 | Monthly System Peak Day | SCE | 1-in-10 | 2028 | 17 | 273.385 | 283.1366 | 31.1449 | 95.0296 | 0
| All | All Customers | 8 | Monthly System Peak Day | SCE | 1-in-10 | 2028 | 18 | 250.4053 | 275.1372 | 31.2354 | 94.4276 | 0
| All | All Customers | 8 | Monthly System Peak Day | SCE | 1-in-10 | 2028 | 19 | 236.9026 | 234.6576 | 30.8996 | 93.0592 | 0
| All | All Customers | 8 | Monthly System Peak Day | SCE | 1-in-10 | 2028 | 20 | 236.8063 | 227.7705 | 30.7586 | 90.1265 | 0
| All | All Customers | 8 | Monthly System Peak Day | SCE | 1-in-10 | 2028 | 21 | 261.5144 | 241.6815 | 32.0113 | 86.6699 | 0
| All | All Customers | 8 | Monthly System Peak Day | SCE | 1-in-10 | 2028 | 22 | 421.598 | 396.5303 | 31.4248 | 83.5782 | 0
| All | All Customers | 8 | Monthly System Peak Day | SCE | 1-in-10 | 2028 | 23 | 444.4303 | 418.3 | 31.305 | 81.1289 | 0
| All | All Customers | 8 | Monthly System Peak Day | SCE | 1-in-10 | 2028 | 24 | 470.2741 | 450.6712 | 31.286 | 79.7864 | 0
| All | All Customers | 8 | Typical Event Day | SCE | 1-in-10 | 2028 | 1 | 403.7512 | 395.9838 | 31.2737 | 76.727 | 0
| All | All Customers | 8 | Typical Event Day | SCE | 1-in-10 | 2028 | 2 | 390.2246 | 365.4085 | 31.2578 | 75.2909 | 0
| All | All Customers | 8 | Typical Event Day | SCE | 1-in-10 | 2028 | 3 | 473.3909 | 429.6919 | 31.2567 | 74.0474 | 0
| All | All Customers | 8 | Typical Event Day | SCE | 1-in-10 | 2028 | 4 | 577.4396 | 506.0627 | 31.2538 | 73.2366 | 0
| All | All Customers | 8 | Typical Event Day | SCE | 1-in-10 | 2028 | 5 | 552.0013 | 498.7104 | 31.2623 | 72.4408 | 0
| All | All Customers | 8 | Typical Event Day | SCE | 1-in-10 | 2028 | 6 | 564.8133 | 521.5385 | 31.2787 | 71.7529 | 0
| All | All Customers | 8 | Typical Event Day | SCE | 1-in-10 | 2028 | 7 | 578.9489 | 524.1206 | 31.3242 | 71.2031 | 0
| All | All Customers | 8 | Typical Event Day | SCE | 1-in-10 | 2028 | 8 | 589.1875 | 545.2638 | 31.2914 | 71.67 | 0
| All | All Customers | 8 | Typical Event Day | SCE | 1-in-10 | 2028 | 9 | 528.4869 | 504.2412 | 31.293 | 74.6167 | 0
| All | All Customers | 8 | Typical Event Day | SCE | 1-in-10 | 2028 | 10 | 519.3276 | 484.6177 | 31.2773 | 79.6274 | 0
| All | All Customers | 8 | Typical Event Day | SCE | 1-in-10 | 2028 | 11 | 498.1984 | 462.3571 | 31.2902 | 85.1114 | 0
| All | All Customers | 8 | Typical Event Day | SCE | 1-in-10 | 2028 | 12 | 487.3488 | 451.3626 | 31.3084 | 89.3543 | 0
| All | All Customers | 8 | Typical Event Day | SCE | 1-in-10 | 2028 | 13 | 410.6821 | 394.2159 | 31.3226 | 92.0168 | 0
| All | All Customers | 8 | Typical Event Day | SCE | 1-in-10 | 2028 | 14 | 382.5013 | 368.4223 | 31.3172 | 94.2696 | 0
| All | All Customers | 8 | Typical Event Day | SCE | 1-in-10 | 2028 | 15 | 336.7497 | 327.0287 | 31.3324 | 96.0719 | 0
| All | All Customers | 8 | Typical Event Day | SCE | 1-in-10 | 2028 | 16 | 290.3622 | 268.8716 | 31.3213 | 97.2345 | 0
| All | All Customers | 8 | Typical Event Day | SCE | 1-in-10 | 2028 | 17 | 273.385 | 283.1366 | 31.1449 | 97.4936 | 0
| All | All Customers | 8 | Typical Event Day | SCE | 1-in-10 | 2028 | 18 | 250.4053 | 275.1372 | 31.2354 | 96.7511 | 0
| All | All Customers | 8 | Typical Event Day | SCE | 1-in-10 | 2028 | 19 | 236.9026 | 234.6576 | 30.8996 | 94.9061 | 0
| All | All Customers | 8 | Typical Event Day | SCE | 1-in-10 | 2028 | 20 | 236.8063 | 227.7705 | 30.7586 | 91.7564 | 0
| All | All Customers | 8 | Typical Event Day | SCE | 1-in-10 | 2028 | 21 | 261.5144 | 241.6815 | 32.0113 | 88.1027 | 0
| All | All Customers | 8 | Typical Event Day | SCE | 1-in-10 | 2028 | 22 | 421.598 | 396.5303 | 31.4248 | 84.7386 | 0
| All | All Customers | 8 | Typical Event Day | SCE | 1-in-10 | 2028 | 23 | 444.4303 | 418.3 | 31.305 | 82.0232 | 0
| All | All Customers | 8 | Typical Event Day | SCE | 1-in-10 | 2028 | 24 | 470.2741 | 450.6712 | 31.286 | 80.268 | 0
| All | All Customers | 9 | Average Weekday | SCE | 1-in-10 | 2028 | 1 | 372.404 | 393.5949 | 39.3929 | 71.6865 | 0
| All | All Customers | 9 | Average Weekday | SCE | 1-in-10 | 2028 | 2 | 368.8162 | 379.6389 | 39.388 | 70.7796 | 0
| All | All Customers | 9 | Average Weekday | SCE | 1-in-10 | 2028 | 3 | 466.3141 | 473.3224 | 39.3865 | 69.9662 | 0
| All | All Customers | 9 | Average Weekday | SCE | 1-in-10 | 2028 | 4 | 573.1509 | 583.8837 | 39.3857 | 69.2514 | 0
| All | All Customers | 9 | Average Weekday | SCE | 1-in-10 | 2028 | 5 | 536.4609 | 554.5031 | 39.3829 | 68.63 | 0
| All | All Customers | 9 | Average Weekday | SCE | 1-in-10 | 2028 | 6 | 537.9814 | 566.809 | 39.377 | 68.1028 | 0
| All | All Customers | 9 | Average Weekday | SCE | 1-in-10 | 2028 | 7 | 563.3571 | 582.2511 | 39.3678 | 67.6712 | 0
| All | All Customers | 9 | Average Weekday | SCE | 1-in-10 | 2028 | 8 | 562.5889 | 579.4377 | 39.4019 | 67.4139 | 0
| All | All Customers | 9 | Average Weekday | SCE | 1-in-10 | 2028 | 9 | 500.7065 | 517.4103 | 39.4366 | 68.8038 | 0
| All | All Customers | 9 | Average Weekday | SCE | 1-in-10 | 2028 | 10 | 498.0713 | 507.4055 | 39.4334 | 71.9381 | 0
| All | All Customers | 9 | Average Weekday | SCE | 1-in-10 | 2028 | 11 | 480.7114 | 489.3312 | 39.4759 | 75.5259 | 0
| All | All Customers | 9 | Average Weekday | SCE | 1-in-10 | 2028 | 12 | 471.5981 | 480.6886 | 39.519 | 78.9902 | 0
| All | All Customers | 9 | Average Weekday | SCE | 1-in-10 | 2028 | 13 | 405.3786 | 416.0461 | 39.5377 | 81.7014 | 0
| All | All Customers | 9 | Average Weekday | SCE | 1-in-10 | 2028 | 14 | 373.5407 | 383.6039 | 39.5032 | 83.6224 | 0
| All | All Customers | 9 | Average Weekday | SCE | 1-in-10 | 2028 | 15 | 334.411 | 344.2342 | 39.4332 | 84.909 | 0
| All | All Customers | 9 | Average Weekday | SCE | 1-in-10 | 2028 | 16 | 303.5401 | 302.8966 | 39.3829 | 85.3183 | 0
| All | All Customers | 9 | Average Weekday | SCE | 1-in-10 | 2028 | 17 | 276.9753 | 289.7434 | 39.6156 | 85.1738 | 0
| All | All Customers | 9 | Average Weekday | SCE | 1-in-10 | 2028 | 18 | 258.5607 | 276.418 | 39.5388 | 84.2725 | 0
| All | All Customers | 9 | Average Weekday | SCE | 1-in-10 | 2028 | 19 | 261.5705 | 272.1512 | 40.7761 | 82.4554 | 0
| All | All Customers | 9 | Average Weekday | SCE | 1-in-10 | 2028 | 20 | 261.9053 | 270.4709 | 39.2551 | 79.5745 | 0
| All | All Customers | 9 | Average Weekday | SCE | 1-in-10 | 2028 | 21 | 278.3407 | 288.328 | 39.4184 | 76.5206 | 0
| All | All Customers | 9 | Average Weekday | SCE | 1-in-10 | 2028 | 22 | 420.8971 | 443.9242 | 39.3459 | 74.7105 | 0
| All | All Customers | 9 | Average Weekday | SCE | 1-in-10 | 2028 | 23 | 424.1779 | 446.8123 | 39.3956 | 73.3727 | 0
| All | All Customers | 9 | Average Weekday | SCE | 1-in-10 | 2028 | 24 | 439.5913 | 471.1554 | 39.4002 | 72.2628 | 0
| All | All Customers | 9 | Monthly System Peak Day | SCE | 1-in-10 | 2028 | 1 | 372.404 | 356.0892 | 39.4735 | 77.1861 | 0
| All | All Customers | 9 | Monthly System Peak Day | SCE | 1-in-10 | 2028 | 2 | 368.8162 | 333.9343 | 39.4599 | 76.156 | 0
| All | All Customers | 9 | Monthly System Peak Day | SCE | 1-in-10 | 2028 | 3 | 466.3141 | 403.4639 | 39.4584 | 75.0378 | 0
| All | All Customers | 9 | Monthly System Peak Day | SCE | 1-in-10 | 2028 | 4 | 573.1509 | 472.5786 | 39.4541 | 74.7179 | 0
| All | All Customers | 9 | Monthly System Peak Day | SCE | 1-in-10 | 2028 | 5 | 536.4609 | 450.2941 | 39.4613 | 74.3536 | 0
| All | All Customers | 9 | Monthly System Peak Day | SCE | 1-in-10 | 2028 | 6 | 537.9814 | 463.1678 | 39.4729 | 74.0051 | 0
| All | All Customers | 9 | Monthly System Peak Day | SCE | 1-in-10 | 2028 | 7 | 563.3571 | 488.0271 | 39.5268 | 73.7663 | 0
| All | All Customers | 9 | Monthly System Peak Day | SCE | 1-in-10 | 2028 | 8 | 562.5889 | 490.07 | 39.4944 | 73.7811 | 0
| All | All Customers | 9 | Monthly System Peak Day | SCE | 1-in-10 | 2028 | 9 | 500.7065 | 468.9597 | 39.4981 | 75.6935 | 0
| All | All Customers | 9 | Monthly System Peak Day | SCE | 1-in-10 | 2028 | 10 | 498.0713 | 453.718 | 39.4952 | 79.6745 | 0
| All | All Customers | 9 | Monthly System Peak Day | SCE | 1-in-10 | 2028 | 11 | 480.7114 | 435.8798 | 39.4989 | 84.8286 | 0
| All | All Customers | 9 | Monthly System Peak Day | SCE | 1-in-10 | 2028 | 12 | 471.5981 | 426.649 | 39.4989 | 89.3296 | 0
| All | All Customers | 9 | Monthly System Peak Day | SCE | 1-in-10 | 2028 | 13 | 405.3786 | 373.0135 | 39.5074 | 93.0878 | 0
| All | All Customers | 9 | Monthly System Peak Day | SCE | 1-in-10 | 2028 | 14 | 373.5407 | 347.4399 | 39.5036 | 95.6878 | 0
| All | All Customers | 9 | Monthly System Peak Day | SCE | 1-in-10 | 2028 | 15 | 334.411 | 315.1625 | 39.528 | 97.1439 | 0
| All | All Customers | 9 | Monthly System Peak Day | SCE | 1-in-10 | 2028 | 16 | 303.5401 | 272.225 | 39.5373 | 97.6602 | 0
| All | All Customers | 9 | Monthly System Peak Day | SCE | 1-in-10 | 2028 | 17 | 276.9753 | 287.8333 | 39.417 | 97.8959 | 0
| All | All Customers | 9 | Monthly System Peak Day | SCE | 1-in-10 | 2028 | 18 | 258.5607 | 282.3348 | 39.426 | 96.7153 | 0
| All | All Customers | 9 | Monthly System Peak Day | SCE | 1-in-10 | 2028 | 19 | 261.5705 | 233.2804 | 39.9059 | 94.2735 | 0
| All | All Customers | 9 | Monthly System Peak Day | SCE | 1-in-10 | 2028 | 20 | 261.9053 | 222.0928 | 38.6134 | 91.2357 | 0
| All | All Customers | 9 | Monthly System Peak Day | SCE | 1-in-10 | 2028 | 21 | 278.3407 | 247.4011 | 39.574 | 87.7592 | 0
| All | All Customers | 9 | Monthly System Peak Day | SCE | 1-in-10 | 2028 | 22 | 420.8971 | 378.591 | 39.5765 | 86.2245 | 0
| All | All Customers | 9 | Monthly System Peak Day | SCE | 1-in-10 | 2028 | 23 | 424.1779 | 378.2484 | 39.4671 | 85.0153 | 0
| All | All Customers | 9 | Monthly System Peak Day | SCE | 1-in-10 | 2028 | 24 | 439.5913 | 403.7013 | 39.4761 | 83.5653 | 0
| All | All Customers | 10 | Average Weekday | SCE | 1-in-10 | 2028 | 1 | 399.7457 | 413.6693 | 36.6128 | 67.7185 | 0
| All | All Customers | 10 | Average Weekday | SCE | 1-in-10 | 2028 | 2 | 377.8289 | 385.0629 | 36.5168 | 66.8116 | 0
| All | All Customers | 10 | Average Weekday | SCE | 1-in-10 | 2028 | 3 | 472.8356 | 482.8475 | 36.5031 | 66.0895 | 0
| All | All Customers | 10 | Average Weekday | SCE | 1-in-10 | 2028 | 4 | 580.5127 | 595.44 | 36.4703 | 65.4005 | 0
| All | All Customers | 10 | Average Weekday | SCE | 1-in-10 | 2028 | 5 | 584.1191 | 600.8923 | 36.4761 | 64.7636 | 0
| All | All Customers | 10 | Average Weekday | SCE | 1-in-10 | 2028 | 6 | 597.1658 | 618.2499 | 36.4441 | 64.2657 | 0
| All | All Customers | 10 | Average Weekday | SCE | 1-in-10 | 2028 | 7 | 605.9199 | 621.7751 | 36.4574 | 63.7933 | 0
| All | All Customers | 10 | Average Weekday | SCE | 1-in-10 | 2028 | 8 | 629.348 | 655.5206 | 36.7148 | 63.4726 | 0
| All | All Customers | 10 | Average Weekday | SCE | 1-in-10 | 2028 | 9 | 567.5745 | 604.9213 | 36.9759 | 63.925 | 0
| All | All Customers | 10 | Average Weekday | SCE | 1-in-10 | 2028 | 10 | 553.4343 | 573.3091 | 36.7525 | 66.8175 | 0
| All | All Customers | 10 | Average Weekday | SCE | 1-in-10 | 2028 | 11 | 544.1686 | 559.2015 | 36.8813 | 70.6107 | 0
| All | All Customers | 10 | Average Weekday | SCE | 1-in-10 | 2028 | 12 | 527.4316 | 538.9092 | 37.0232 | 74.3318 | 0
| All | All Customers | 10 | Average Weekday | SCE | 1-in-10 | 2028 | 13 | 434.6028 | 443.5112 | 37.1179 | 77.3255 | 0
| All | All Customers | 10 | Average Weekday | SCE | 1-in-10 | 2028 | 14 | 385.3665 | 391.4225 | 37.0102 | 79.3286 | 0
| All | All Customers | 10 | Average Weekday | SCE | 1-in-10 | 2028 | 15 | 341.6168 | 346.7076 | 36.7949 | 80.544 | 0
| All | All Customers | 10 | Average Weekday | SCE | 1-in-10 | 2028 | 16 | 295.5734 | 297.5229 | 36.5151 | 81.0973 | 0
| All | All Customers | 10 | Average Weekday | SCE | 1-in-10 | 2028 | 17 | 276.4531 | 285.2333 | 36.2757 | 81.0095 | 0
| All | All Customers | 10 | Average Weekday | SCE | 1-in-10 | 2028 | 18 | 269.0759 | 276.0692 | 36.3028 | 80.1858 | 0
| All | All Customers | 10 | Average Weekday | SCE | 1-in-10 | 2028 | 19 | 260.2071 | 264.7956 | 36.8114 | 78.2469 | 0
| All | All Customers | 10 | Average Weekday | SCE | 1-in-10 | 2028 | 20 | 261.5171 | 265.5413 | 36.2371 | 75.1596 | 0
| All | All Customers | 10 | Average Weekday | SCE | 1-in-10 | 2028 | 21 | 269.1291 | 273.3993 | 36.3038 | 72.8835 | 0
| All | All Customers | 10 | Average Weekday | SCE | 1-in-10 | 2028 | 22 | 440.8073 | 463.0616 | 36.5018 | 71.2801 | 0
| All | All Customers | 10 | Average Weekday | SCE | 1-in-10 | 2028 | 23 | 430.7542 | 454.2043 | 36.5978 | 69.9309 | 0
| All | All Customers | 10 | Average Weekday | SCE | 1-in-10 | 2028 | 24 | 449.0983 | 480.6689 | 36.7078 | 68.7679 | 0
| All | All Customers | 10 | Monthly System Peak Day | SCE | 1-in-10 | 2028 | 1 | 399.7457 | 427.7149 | 36.2223 | 77.6047 | 0
| All | All Customers | 10 | Monthly System Peak Day | SCE | 1-in-10 | 2028 | 2 | 377.8289 | 392.683 | 36.2663 | 77.2953 | 0
| All | All Customers | 10 | Monthly System Peak Day | SCE | 1-in-10 | 2028 | 3 | 472.8356 | 491.3831 | 36.2731 | 76.6618 | 0
| All | All Customers | 10 | Monthly System Peak Day | SCE | 1-in-10 | 2028 | 4 | 580.5127 | 600.4391 | 36.2948 | 76.4416 | 0
| All | All Customers | 10 | Monthly System Peak Day | SCE | 1-in-10 | 2028 | 5 | 584.1191 | 608.4985 | 36.2921 | 75.8483 | 0
| All | All Customers | 10 | Monthly System Peak Day | SCE | 1-in-10 | 2028 | 6 | 597.1658 | 619.5359 | 36.3199 | 76.2735 | 0
| All | All Customers | 10 | Monthly System Peak Day | SCE | 1-in-10 | 2028 | 7 | 605.9199 | 619.5467 | 36.327 | 76.1912 | 0
| All | All Customers | 10 | Monthly System Peak Day | SCE | 1-in-10 | 2028 | 8 | 629.348 | 666.5458 | 36.1991 | 76.2474 | 0
| All | All Customers | 10 | Monthly System Peak Day | SCE | 1-in-10 | 2028 | 9 | 567.5745 | 615.7449 | 36.1573 | 76.2915 | 0
| All | All Customers | 10 | Monthly System Peak Day | SCE | 1-in-10 | 2028 | 10 | 553.4343 | 580.0087 | 36.2082 | 79.8866 | 0
| All | All Customers | 10 | Monthly System Peak Day | SCE | 1-in-10 | 2028 | 11 | 544.1686 | 569.2728 | 36.2383 | 84.2738 | 0
| All | All Customers | 10 | Monthly System Peak Day | SCE | 1-in-10 | 2028 | 12 | 527.4316 | 552.2065 | 36.3037 | 89.5883 | 0
| All | All Customers | 10 | Monthly System Peak Day | SCE | 1-in-10 | 2028 | 13 | 434.6028 | 446.7649 | 36.3673 | 94.0553 | 0
| All | All Customers | 10 | Monthly System Peak Day | SCE | 1-in-10 | 2028 | 14 | 385.3665 | 391.7534 | 36.3086 | 96.3074 | 0
| All | All Customers | 10 | Monthly System Peak Day | SCE | 1-in-10 | 2028 | 15 | 341.6168 | 346.1595 | 36.2336 | 97.8138 | 0
| All | All Customers | 10 | Monthly System Peak Day | SCE | 1-in-10 | 2028 | 16 | 295.5734 | 295.2334 | 36.2751 | 98.517 | 0
| All | All Customers | 10 | Monthly System Peak Day | SCE | 1-in-10 | 2028 | 17 | 276.4531 | 285.2484 | 36.2445 | 98.3085 | 0
| All | All Customers | 10 | Monthly System Peak Day | SCE | 1-in-10 | 2028 | 18 | 269.0759 | 276.3447 | 36.231 | 97.7777 | 0
| All | All Customers | 10 | Monthly System Peak Day | SCE | 1-in-10 | 2028 | 19 | 260.2071 | 264.0962 | 36.9474 | 95.7436 | 0
| All | All Customers | 10 | Monthly System Peak Day | SCE | 1-in-10 | 2028 | 20 | 261.5171 | 264.7383 | 36.2369 | 91.5245 | 0
| All | All Customers | 10 | Monthly System Peak Day | SCE | 1-in-10 | 2028 | 21 | 269.1291 | 274.2902 | 36.3634 | 87.6138 | 0
| All | All Customers | 10 | Monthly System Peak Day | SCE | 1-in-10 | 2028 | 22 | 440.8073 | 463.2924 | 36.2976 | 85.4745 | 0
| All | All Customers | 10 | Monthly System Peak Day | SCE | 1-in-10 | 2028 | 23 | 430.7542 | 458.5736 | 36.2444 | 83.5343 | 0
| All | All Customers | 10 | Monthly System Peak Day | SCE | 1-in-10 | 2028 | 24 | 449.0983 | 500.7769 | 36.1903 | 81.9455 | 0
| All | All Customers | 11 | Average Weekday | SCE | 1-in-10 | 2028 | 1 | 375.7212 | 384.0631 | 36.512 | 56.8635 | 0
| All | All Customers | 11 | Average Weekday | SCE | 1-in-10 | 2028 | 2 | 357.9263 | 364.7393 | 36.4993 | 55.8747 | 0
| All | All Customers | 11 | Average Weekday | SCE | 1-in-10 | 2028 | 3 | 452.4503 | 464.1241 | 36.4757 | 54.963 | 0
| All | All Customers | 11 | Average Weekday | SCE | 1-in-10 | 2028 | 4 | 566.5468 | 584.7928 | 36.4796 | 54.0459 | 0
| All | All Customers | 11 | Average Weekday | SCE | 1-in-10 | 2028 | 5 | 556.7912 | 586.1896 | 36.4587 | 53.2576 | 0
| All | All Customers | 11 | Average Weekday | SCE | 1-in-10 | 2028 | 6 | 572.882 | 610.3829 | 36.4683 | 52.6836 | 0
| All | All Customers | 11 | Average Weekday | SCE | 1-in-10 | 2028 | 7 | 587.2821 | 603.602 | 36.6455 | 52.2571 | 0
| All | All Customers | 11 | Average Weekday | SCE | 1-in-10 | 2028 | 8 | 599.1534 | 614.0647 | 36.822 | 52.0378 | 0
| All | All Customers | 11 | Average Weekday | SCE | 1-in-10 | 2028 | 9 | 542.8683 | 569.4891 | 36.672 | 53.6165 | 0
| All | All Customers | 11 | Average Weekday | SCE | 1-in-10 | 2028 | 10 | 528.5339 | 542.7277 | 36.7531 | 57.5818 | 0
| All | All Customers | 11 | Average Weekday | SCE | 1-in-10 | 2028 | 11 | 511.2166 | 520.7582 | 36.8523 | 62.1705 | 0
| All | All Customers | 11 | Average Weekday | SCE | 1-in-10 | 2028 | 12 | 500.3536 | 507.3394 | 36.9193 | 65.9389 | 0
| All | All Customers | 11 | Average Weekday | SCE | 1-in-10 | 2028 | 13 | 414.2127 | 423.9897 | 36.8573 | 68.6396 | 0
| All | All Customers | 11 | Average Weekday | SCE | 1-in-10 | 2028 | 14 | 377.4331 | 384.4172 | 36.7261 | 70.2556 | 0
| All | All Customers | 11 | Average Weekday | SCE | 1-in-10 | 2028 | 15 | 324.6758 | 331.5327 | 36.5288 | 71.0991 | 0
| All | All Customers | 11 | Average Weekday | SCE | 1-in-10 | 2028 | 16 | 286.3289 | 287.8084 | 36.5289 | 71.2778 | 0
| All | All Customers | 11 | Average Weekday | SCE | 1-in-10 | 2028 | 17 | 265.4925 | 273.2709 | 36.3022 | 70.5447 | 0
| All | All Customers | 11 | Average Weekday | SCE | 1-in-10 | 2028 | 18 | 255.2696 | 262.6352 | 36.3696 | 68.5584 | 0
| All | All Customers | 11 | Average Weekday | SCE | 1-in-10 | 2028 | 19 | 250.4989 | 254.9245 | 36.2378 | 65.9823 | 0
| All | All Customers | 11 | Average Weekday | SCE | 1-in-10 | 2028 | 20 | 248.746 | 317.1503 | 43.9265 | 63.7891 | 0
| All | All Customers | 11 | Average Weekday | SCE | 1-in-10 | 2028 | 21 | 250.8917 | 256.1711 | 36.3346 | 62.0355 | 0
| All | All Customers | 11 | Average Weekday | SCE | 1-in-10 | 2028 | 22 | 416.3416 | 436.2709 | 36.5588 | 60.4145 | 0
| All | All Customers | 11 | Average Weekday | SCE | 1-in-10 | 2028 | 23 | 406.5352 | 423.5917 | 36.6374 | 59.0563 | 0
| All | All Customers | 11 | Average Weekday | SCE | 1-in-10 | 2028 | 24 | 421.6095 | 437.7164 | 36.5794 | 57.8888 | 0
| All | All Customers | 11 | Monthly System Peak Day | SCE | 1-in-10 | 2028 | 1 | 375.7212 | 392.2892 | 36.285 | 70.1098 | 0
| All | All Customers | 11 | Monthly System Peak Day | SCE | 1-in-10 | 2028 | 2 | 357.9263 | 371.8066 | 36.2846 | 68.6984 | 0
| All | All Customers | 11 | Monthly System Peak Day | SCE | 1-in-10 | 2028 | 3 | 452.4503 | 470.273 | 36.3104 | 67.9816 | 0
| All | All Customers | 11 | Monthly System Peak Day | SCE | 1-in-10 | 2028 | 4 | 566.5468 | 591.3716 | 36.3037 | 66.567 | 0
| All | All Customers | 11 | Monthly System Peak Day | SCE | 1-in-10 | 2028 | 5 | 556.7912 | 591.1942 | 36.3372 | 65.7416 | 0
| All | All Customers | 11 | Monthly System Peak Day | SCE | 1-in-10 | 2028 | 6 | 572.882 | 613.2756 | 36.3359 | 64.8535 | 0
| All | All Customers | 11 | Monthly System Peak Day | SCE | 1-in-10 | 2028 | 7 | 587.2821 | 603.3579 | 36.1727 | 64.5405 | 0
| All | All Customers | 11 | Monthly System Peak Day | SCE | 1-in-10 | 2028 | 8 | 599.1534 | 636.8997 | 36.1361 | 65.0685 | 0
| All | All Customers | 11 | Monthly System Peak Day | SCE | 1-in-10 | 2028 | 9 | 542.8683 | 577.7154 | 36.2462 | 66.6631 | 0
| All | All Customers | 11 | Monthly System Peak Day | SCE | 1-in-10 | 2028 | 10 | 528.5339 | 552.6601 | 36.2242 | 70.9158 | 0
| All | All Customers | 11 | Monthly System Peak Day | SCE | 1-in-10 | 2028 | 11 | 511.2166 | 535.0867 | 36.3184 | 77.9199 | 0
| All | All Customers | 11 | Monthly System Peak Day | SCE | 1-in-10 | 2028 | 12 | 500.3536 | 522.8831 | 36.4484 | 83.7981 | 0
| All | All Customers | 11 | Monthly System Peak Day | SCE | 1-in-10 | 2028 | 13 | 414.2127 | 427.1788 | 36.4339 | 87.3606 | 0
| All | All Customers | 11 | Monthly System Peak Day | SCE | 1-in-10 | 2028 | 14 | 377.4331 | 384.1046 | 36.3216 | 89.2394 | 0
| All | All Customers | 11 | Monthly System Peak Day | SCE | 1-in-10 | 2028 | 15 | 324.6758 | 330.9692 | 36.318 | 89.9202 | 0
| All | All Customers | 11 | Monthly System Peak Day | SCE | 1-in-10 | 2028 | 16 | 286.3289 | 285.535 | 36.2699 | 90.0734 | 0
| All | All Customers | 11 | Monthly System Peak Day | SCE | 1-in-10 | 2028 | 17 | 265.4925 | 274.0025 | 36.2261 | 89.4596 | 0
| All | All Customers | 11 | Monthly System Peak Day | SCE | 1-in-10 | 2028 | 18 | 255.2696 | 264.6989 | 36.1787 | 87.6979 | 0
| All | All Customers | 11 | Monthly System Peak Day | SCE | 1-in-10 | 2028 | 19 | 250.4989 | 254.6593 | 36.2375 | 84.6872 | 0
| All | All Customers | 11 | Monthly System Peak Day | SCE | 1-in-10 | 2028 | 20 | 248.746 | 372.6011 | 48.1585 | 80.8862 | 0
| All | All Customers | 11 | Monthly System Peak Day | SCE | 1-in-10 | 2028 | 21 | 250.8917 | 256.886 | 36.3931 | 77.491 | 0
| All | All Customers | 11 | Monthly System Peak Day | SCE | 1-in-10 | 2028 | 22 | 416.3416 | 438.5284 | 36.2443 | 74.8802 | 0
| All | All Customers | 11 | Monthly System Peak Day | SCE | 1-in-10 | 2028 | 23 | 406.5352 | 430.7929 | 36.1917 | 72.6836 | 0
| All | All Customers | 11 | Monthly System Peak Day | SCE | 1-in-10 | 2028 | 24 | 421.6095 | 452.6796 | 36.2401 | 71.115 | 0
| All | All Customers | 12 | Average Weekday | SCE | 1-in-10 | 2028 | 1 | 415.6603 | 424.4093 | 36.3963 | 49.5315 | 0
| All | All Customers | 12 | Average Weekday | SCE | 1-in-10 | 2028 | 2 | 399.6378 | 407.2652 | 36.3904 | 48.6993 | 0
| All | All Customers | 12 | Average Weekday | SCE | 1-in-10 | 2028 | 3 | 492.144 | 504.8599 | 36.3897 | 47.9576 | 0
| All | All Customers | 12 | Average Weekday | SCE | 1-in-10 | 2028 | 4 | 607.3983 | 626.9156 | 36.3891 | 47.193 | 0
| All | All Customers | 12 | Average Weekday | SCE | 1-in-10 | 2028 | 5 | 601.584 | 633.0621 | 36.392 | 46.6856 | 0
| All | All Customers | 12 | Average Weekday | SCE | 1-in-10 | 2028 | 6 | 603.4111 | 644.114 | 36.3968 | 46.2078 | 0
| All | All Customers | 12 | Average Weekday | SCE | 1-in-10 | 2028 | 7 | 610.9409 | 628.2424 | 36.4033 | 45.8721 | 0
| All | All Customers | 12 | Average Weekday | SCE | 1-in-10 | 2028 | 8 | 629.4062 | 646.0566 | 36.4116 | 45.8735 | 0
| All | All Customers | 12 | Average Weekday | SCE | 1-in-10 | 2028 | 9 | 564.3389 | 591.6896 | 36.4205 | 46.7094 | 0
| All | All Customers | 12 | Average Weekday | SCE | 1-in-10 | 2028 | 10 | 540.5294 | 557.5891 | 36.4088 | 49.7865 | 0
| All | All Customers | 12 | Average Weekday | SCE | 1-in-10 | 2028 | 11 | 525.8777 | 536.7228 | 36.4252 | 53.5721 | 0
| All | All Customers | 12 | Average Weekday | SCE | 1-in-10 | 2028 | 12 | 513.7152 | 520.3772 | 36.4415 | 56.8893 | 0
| All | All Customers | 12 | Average Weekday | SCE | 1-in-10 | 2028 | 13 | 434.4971 | 443.963 | 36.4517 | 59.2808 | 0
| All | All Customers | 12 | Average Weekday | SCE | 1-in-10 | 2028 | 14 | 401.588 | 409.1145 | 36.4398 | 60.8608 | 0
| All | All Customers | 12 | Average Weekday | SCE | 1-in-10 | 2028 | 15 | 365.5142 | 371.8073 | 36.4152 | 61.7208 | 0
| All | All Customers | 12 | Average Weekday | SCE | 1-in-10 | 2028 | 16 | 325.4304 | 326.8485 | 36.396 | 61.9813 | 0
| All | All Customers | 12 | Average Weekday | SCE | 1-in-10 | 2028 | 17 | 312.0453 | 320.4894 | 36.2606 | 61.2692 | 0
| All | All Customers | 12 | Average Weekday | SCE | 1-in-10 | 2028 | 18 | 303.5169 | 310.6681 | 36.2608 | 59.2106 | 0
| All | All Customers | 12 | Average Weekday | SCE | 1-in-10 | 2028 | 19 | 299.83 | 304.0696 | 36.2373 | 56.9047 | 0
| All | All Customers | 12 | Average Weekday | SCE | 1-in-10 | 2028 | 20 | 306.4436 | 376.011 | 36.9248 | 55.2939 | 0
| All | All Customers | 12 | Average Weekday | SCE | 1-in-10 | 2028 | 21 | 309.9348 | 315.3567 | 36.3029 | 53.926 | 0
| All | All Customers | 12 | Average Weekday | SCE | 1-in-10 | 2028 | 22 | 462.7868 | 482.1817 | 36.4004 | 52.6599 | 0
| All | All Customers | 12 | Average Weekday | SCE | 1-in-10 | 2028 | 23 | 452.7341 | 469.3189 | 36.4039 | 51.5423 | 0
| All | All Customers | 12 | Average Weekday | SCE | 1-in-10 | 2028 | 24 | 465.9469 | 482.5345 | 36.404 | 50.6378 | 0
| All | All Customers | 12 | Monthly System Peak Day | SCE | 1-in-10 | 2028 | 1 | 415.6603 | 424.4093 | 36.3963 | 42.9142 | 0
| All | All Customers | 12 | Monthly System Peak Day | SCE | 1-in-10 | 2028 | 2 | 399.6378 | 407.2652 | 36.3904 | 41.9747 | 0
| All | All Customers | 12 | Monthly System Peak Day | SCE | 1-in-10 | 2028 | 3 | 492.144 | 504.8599 | 36.3897 | 40.9278 | 0
| All | All Customers | 12 | Monthly System Peak Day | SCE | 1-in-10 | 2028 | 4 | 607.3983 | 626.9156 | 36.3891 | 40.057 | 0
| All | All Customers | 12 | Monthly System Peak Day | SCE | 1-in-10 | 2028 | 5 | 601.584 | 633.0621 | 36.392 | 39.156 | 0
| All | All Customers | 12 | Monthly System Peak Day | SCE | 1-in-10 | 2028 | 6 | 603.4111 | 644.114 | 36.3968 | 38.165 | 0
| All | All Customers | 12 | Monthly System Peak Day | SCE | 1-in-10 | 2028 | 7 | 610.9409 | 628.2424 | 36.4033 | 37.3427 | 0
| All | All Customers | 12 | Monthly System Peak Day | SCE | 1-in-10 | 2028 | 8 | 629.4062 | 646.0566 | 36.4116 | 37.5165 | 0
| All | All Customers | 12 | Monthly System Peak Day | SCE | 1-in-10 | 2028 | 9 | 564.3389 | 591.6896 | 36.4205 | 38.7112 | 0
| All | All Customers | 12 | Monthly System Peak Day | SCE | 1-in-10 | 2028 | 10 | 540.5294 | 557.5891 | 36.4088 | 42.6329 | 0
| All | All Customers | 12 | Monthly System Peak Day | SCE | 1-in-10 | 2028 | 11 | 525.8777 | 536.7228 | 36.4252 | 47.0512 | 0
| All | All Customers | 12 | Monthly System Peak Day | SCE | 1-in-10 | 2028 | 12 | 513.7152 | 520.3772 | 36.4415 | 49.8976 | 0
| All | All Customers | 12 | Monthly System Peak Day | SCE | 1-in-10 | 2028 | 13 | 434.4971 | 443.963 | 36.4517 | 51.2001 | 0
| All | All Customers | 12 | Monthly System Peak Day | SCE | 1-in-10 | 2028 | 14 | 401.588 | 409.1145 | 36.4398 | 52.4006 | 0
| All | All Customers | 12 | Monthly System Peak Day | SCE | 1-in-10 | 2028 | 15 | 365.5142 | 371.8073 | 36.4152 | 53.432 | 0
| All | All Customers | 12 | Monthly System Peak Day | SCE | 1-in-10 | 2028 | 16 | 325.4304 | 326.8485 | 36.396 | 53.8276 | 0
| All | All Customers | 12 | Monthly System Peak Day | SCE | 1-in-10 | 2028 | 17 | 312.0453 | 320.4894 | 36.2606 | 53.5174 | 0
| All | All Customers | 12 | Monthly System Peak Day | SCE | 1-in-10 | 2028 | 18 | 303.5169 | 310.6681 | 36.2608 | 51.7141 | 0
| All | All Customers | 12 | Monthly System Peak Day | SCE | 1-in-10 | 2028 | 19 | 299.83 | 304.0696 | 36.2373 | 49.5135 | 0
| All | All Customers | 12 | Monthly System Peak Day | SCE | 1-in-10 | 2028 | 20 | 306.4436 | 376.011 | 36.9248 | 48.193 | 0
| All | All Customers | 12 | Monthly System Peak Day | SCE | 1-in-10 | 2028 | 21 | 309.9348 | 315.3567 | 36.3029 | 46.7799 | 0
| All | All Customers | 12 | Monthly System Peak Day | SCE | 1-in-10 | 2028 | 22 | 462.7868 | 482.1817 | 36.4004 | 45.0996 | 0
| All | All Customers | 12 | Monthly System Peak Day | SCE | 1-in-10 | 2028 | 23 | 452.7341 | 469.3189 | 36.4039 | 44.3117 | 0
| All | All Customers | 12 | Monthly System Peak Day | SCE | 1-in-10 | 2028 | 24 | 465.9469 | 482.5345 | 36.404 | 43.8263 | 0
| All | All Customers | 1 | Average Weekday | SCE | 1-in-10 | 2029 | 1 | 412.2665 | 420.323 | 36.4169 | 49.4499 | 0
| All | All Customers | 1 | Average Weekday | SCE | 1-in-10 | 2029 | 2 | 399.9582 | 407.9798 | 36.411 | 48.6517 | 0
| All | All Customers | 1 | Average Weekday | SCE | 1-in-10 | 2029 | 3 | 497.3676 | 509.7576 | 36.4104 | 48.0156 | 0
| All | All Customers | 1 | Average Weekday | SCE | 1-in-10 | 2029 | 4 | 610.1489 | 628.9395 | 36.4097 | 47.3298 | 0
| All | All Customers | 1 | Average Weekday | SCE | 1-in-10 | 2029 | 5 | 605.1052 | 635.8969 | 36.4126 | 46.6643 | 0
| All | All Customers | 1 | Average Weekday | SCE | 1-in-10 | 2029 | 6 | 614.576 | 654.011 | 36.4174 | 46.0566 | 0
| All | All Customers | 1 | Average Weekday | SCE | 1-in-10 | 2029 | 7 | 629.8174 | 646.4549 | 36.4239 | 45.5653 | 0
| All | All Customers | 1 | Average Weekday | SCE | 1-in-10 | 2029 | 8 | 651.103 | 667.0223 | 36.4322 | 45.3715 | 0
| All | All Customers | 1 | Average Weekday | SCE | 1-in-10 | 2029 | 9 | 582.803 | 608.4543 | 36.4411 | 45.9366 | 0
| All | All Customers | 1 | Average Weekday | SCE | 1-in-10 | 2029 | 10 | 569.3898 | 584.168 | 36.4295 | 48.7274 | 0
| All | All Customers | 1 | Average Weekday | SCE | 1-in-10 | 2029 | 11 | 551.0096 | 560.7197 | 36.4458 | 52.3553 | 0
| All | All Customers | 1 | Average Weekday | SCE | 1-in-10 | 2029 | 12 | 541.0836 | 547.7985 | 36.4621 | 55.6424 | 0
| All | All Customers | 1 | Average Weekday | SCE | 1-in-10 | 2029 | 13 | 466.3574 | 475.835 | 36.4724 | 57.9774 | 0
| All | All Customers | 1 | Average Weekday | SCE | 1-in-10 | 2029 | 14 | 428.9236 | 435.8804 | 36.4605 | 59.4872 | 0
| All | All Customers | 1 | Average Weekday | SCE | 1-in-10 | 2029 | 15 | 390.2314 | 395.8793 | 36.4359 | 60.4221 | 0
| All | All Customers | 1 | Average Weekday | SCE | 1-in-10 | 2029 | 16 | 348.9636 | 350.211 | 36.4167 | 60.7972 | 0
| All | All Customers | 1 | Average Weekday | SCE | 1-in-10 | 2029 | 17 | 334.3882 | 342.7242 | 36.2826 | 60.3811 | 0
| All | All Customers | 1 | Average Weekday | SCE | 1-in-10 | 2029 | 18 | 322.9753 | 330.244 | 36.2828 | 58.9037 | 0
| All | All Customers | 1 | Average Weekday | SCE | 1-in-10 | 2029 | 19 | 311.3574 | 315.6405 | 36.2589 | 56.6145 | 0
| All | All Customers | 1 | Average Weekday | SCE | 1-in-10 | 2029 | 20 | 311.0333 | 380.1132 | 36.9439 | 54.9021 | 0
| All | All Customers | 1 | Average Weekday | SCE | 1-in-10 | 2029 | 21 | 303.261 | 308.5185 | 36.3247 | 53.6195 | 0
| All | All Customers | 1 | Average Weekday | SCE | 1-in-10 | 2029 | 22 | 457.8628 | 477.4367 | 36.4208 | 52.4654 | 0
| All | All Customers | 1 | Average Weekday | SCE | 1-in-10 | 2029 | 23 | 450.5032 | 467.1387 | 36.4245 | 51.3586 | 0
| All | All Customers | 1 | Average Weekday | SCE | 1-in-10 | 2029 | 24 | 467.2597 | 483.0573 | 36.4246 | 50.4441 | 0
| All | All Customers | 1 | Monthly System Peak Day | SCE | 1-in-10 | 2029 | 1 | 412.2665 | 420.323 | 36.4169 | 45.7436 | 0
| All | All Customers | 1 | Monthly System Peak Day | SCE | 1-in-10 | 2029 | 2 | 399.9582 | 407.9798 | 36.411 | 45.2319 | 0
| All | All Customers | 1 | Monthly System Peak Day | SCE | 1-in-10 | 2029 | 3 | 497.3676 | 509.7576 | 36.4104 | 44.4516 | 0
| All | All Customers | 1 | Monthly System Peak Day | SCE | 1-in-10 | 2029 | 4 | 610.1489 | 628.9395 | 36.4097 | 43.7143 | 0
| All | All Customers | 1 | Monthly System Peak Day | SCE | 1-in-10 | 2029 | 5 | 605.1052 | 635.8969 | 36.4126 | 43.3871 | 0
| All | All Customers | 1 | Monthly System Peak Day | SCE | 1-in-10 | 2029 | 6 | 614.576 | 654.011 | 36.4174 | 42.6142 | 0
| All | All Customers | 1 | Monthly System Peak Day | SCE | 1-in-10 | 2029 | 7 | 629.8174 | 646.4549 | 36.4239 | 42.0562 | 0
| All | All Customers | 1 | Monthly System Peak Day | SCE | 1-in-10 | 2029 | 8 | 651.103 | 667.0223 | 36.4322 | 41.6719 | 0
| All | All Customers | 1 | Monthly System Peak Day | SCE | 1-in-10 | 2029 | 9 | 582.803 | 608.4543 | 36.4411 | 42.1354 | 0
| All | All Customers | 1 | Monthly System Peak Day | SCE | 1-in-10 | 2029 | 10 | 569.3898 | 584.168 | 36.4295 | 44.3761 | 0
| All | All Customers | 1 | Monthly System Peak Day | SCE | 1-in-10 | 2029 | 11 | 551.0096 | 560.7197 | 36.4458 | 46.872 | 0
| All | All Customers | 1 | Monthly System Peak Day | SCE | 1-in-10 | 2029 | 12 | 541.0836 | 547.7985 | 36.4621 | 48.777 | 0
| All | All Customers | 1 | Monthly System Peak Day | SCE | 1-in-10 | 2029 | 13 | 466.3574 | 475.835 | 36.4724 | 48.9265 | 0
| All | All Customers | 1 | Monthly System Peak Day | SCE | 1-in-10 | 2029 | 14 | 428.9236 | 435.8804 | 36.4605 | 49.3759 | 0
| All | All Customers | 1 | Monthly System Peak Day | SCE | 1-in-10 | 2029 | 15 | 390.2314 | 395.8793 | 36.4359 | 50.0387 | 0
| All | All Customers | 1 | Monthly System Peak Day | SCE | 1-in-10 | 2029 | 16 | 348.9636 | 350.211 | 36.4167 | 50.9622 | 0
| All | All Customers | 1 | Monthly System Peak Day | SCE | 1-in-10 | 2029 | 17 | 334.3882 | 342.7242 | 36.2826 | 50.472 | 0
| All | All Customers | 1 | Monthly System Peak Day | SCE | 1-in-10 | 2029 | 18 | 322.9753 | 330.244 | 36.2828 | 49.331 | 0
| All | All Customers | 1 | Monthly System Peak Day | SCE | 1-in-10 | 2029 | 19 | 311.3574 | 315.6405 | 36.2589 | 47.7546 | 0
| All | All Customers | 1 | Monthly System Peak Day | SCE | 1-in-10 | 2029 | 20 | 311.0333 | 380.1132 | 36.9439 | 46.9384 | 0
| All | All Customers | 1 | Monthly System Peak Day | SCE | 1-in-10 | 2029 | 21 | 303.261 | 308.5185 | 36.3247 | 46.2621 | 0
| All | All Customers | 1 | Monthly System Peak Day | SCE | 1-in-10 | 2029 | 22 | 457.8628 | 477.4367 | 36.4208 | 45.7461 | 0
| All | All Customers | 1 | Monthly System Peak Day | SCE | 1-in-10 | 2029 | 23 | 450.5032 | 467.1387 | 36.4245 | 45.154 | 0
| All | All Customers | 1 | Monthly System Peak Day | SCE | 1-in-10 | 2029 | 24 | 467.2597 | 483.0573 | 36.4246 | 44.6112 | 0
| All | All Customers | 2 | Average Weekday | SCE | 1-in-10 | 2029 | 1 | 386.2297 | 394.9886 | 36.458 | 55.0805 | 0
| All | All Customers | 2 | Average Weekday | SCE | 1-in-10 | 2029 | 2 | 372.3786 | 381.1268 | 36.4515 | 54.0194 | 0
| All | All Customers | 2 | Average Weekday | SCE | 1-in-10 | 2029 | 3 | 463.7538 | 477.2704 | 36.4508 | 53.0825 | 0
| All | All Customers | 2 | Average Weekday | SCE | 1-in-10 | 2029 | 4 | 571.5696 | 592.4639 | 36.4502 | 52.0941 | 0
| All | All Customers | 2 | Average Weekday | SCE | 1-in-10 | 2029 | 5 | 570.7578 | 603.7849 | 36.4537 | 51.287 | 0
| All | All Customers | 2 | Average Weekday | SCE | 1-in-10 | 2029 | 6 | 583.3084 | 624.5742 | 36.4595 | 50.69 | 0
| All | All Customers | 2 | Average Weekday | SCE | 1-in-10 | 2029 | 7 | 588.407 | 605.8051 | 36.4668 | 50.2502 | 0
| All | All Customers | 2 | Average Weekday | SCE | 1-in-10 | 2029 | 8 | 610.6885 | 626.8889 | 36.475 | 49.9958 | 0
| All | All Customers | 2 | Average Weekday | SCE | 1-in-10 | 2029 | 9 | 559.7 | 585.3583 | 36.484 | 51.5858 | 0
| All | All Customers | 2 | Average Weekday | SCE | 1-in-10 | 2029 | 10 | 541.7661 | 556.012 | 36.4706 | 55.5972 | 0
| All | All Customers | 2 | Average Weekday | SCE | 1-in-10 | 2029 | 11 | 527.2308 | 537.1107 | 36.4883 | 60.1351 | 0
| All | All Customers | 2 | Average Weekday | SCE | 1-in-10 | 2029 | 12 | 516.7049 | 524.0039 | 36.5062 | 63.9231 | 0
| All | All Customers | 2 | Average Weekday | SCE | 1-in-10 | 2029 | 13 | 440.1683 | 450.4225 | 36.5176 | 66.5857 | 0
| All | All Customers | 2 | Average Weekday | SCE | 1-in-10 | 2029 | 14 | 399.4883 | 406.9218 | 36.5047 | 68.3273 | 0
| All | All Customers | 2 | Average Weekday | SCE | 1-in-10 | 2029 | 15 | 352.72 | 360.0519 | 36.4781 | 69.1954 | 0
| All | All Customers | 2 | Average Weekday | SCE | 1-in-10 | 2029 | 16 | 313.0375 | 315.3873 | 36.4574 | 69.5589 | 0
| All | All Customers | 2 | Average Weekday | SCE | 1-in-10 | 2029 | 17 | 288.0175 | 295.5052 | 36.2961 | 69.0457 | 0
| All | All Customers | 2 | Average Weekday | SCE | 1-in-10 | 2029 | 18 | 276.9582 | 283.3776 | 36.297 | 67.5196 | 0
| All | All Customers | 2 | Average Weekday | SCE | 1-in-10 | 2029 | 19 | 270.7701 | 275.487 | 36.2592 | 64.591 | 0
| All | All Customers | 2 | Average Weekday | SCE | 1-in-10 | 2029 | 20 | 270.368 | 337.2984 | 37.0442 | 61.9668 | 0
| All | All Customers | 2 | Average Weekday | SCE | 1-in-10 | 2029 | 21 | 264.6336 | 270.0165 | 36.34 | 60.122 | 0
| All | All Customers | 2 | Average Weekday | SCE | 1-in-10 | 2029 | 22 | 420.9986 | 441.1155 | 36.4636 | 58.5497 | 0
| All | All Customers | 2 | Average Weekday | SCE | 1-in-10 | 2029 | 23 | 415.7473 | 433.0723 | 36.4673 | 57.109 | 0
| All | All Customers | 2 | Average Weekday | SCE | 1-in-10 | 2029 | 24 | 434.3287 | 451.1517 | 36.4667 | 55.8763 | 0
| All | All Customers | 2 | Monthly System Peak Day | SCE | 1-in-10 | 2029 | 1 | 386.2297 | 394.9886 | 36.458 | 65.9778 | 0
| All | All Customers | 2 | Monthly System Peak Day | SCE | 1-in-10 | 2029 | 2 | 372.3786 | 381.1268 | 36.4515 | 64.3204 | 0
| All | All Customers | 2 | Monthly System Peak Day | SCE | 1-in-10 | 2029 | 3 | 463.7538 | 477.2704 | 36.4508 | 63.1008 | 0
| All | All Customers | 2 | Monthly System Peak Day | SCE | 1-in-10 | 2029 | 4 | 571.5696 | 592.4639 | 36.4502 | 61.7665 | 0
| All | All Customers | 2 | Monthly System Peak Day | SCE | 1-in-10 | 2029 | 5 | 570.7578 | 603.7849 | 36.4537 | 60.9263 | 0
| All | All Customers | 2 | Monthly System Peak Day | SCE | 1-in-10 | 2029 | 6 | 583.3084 | 624.5742 | 36.4595 | 59.3934 | 0
| All | All Customers | 2 | Monthly System Peak Day | SCE | 1-in-10 | 2029 | 7 | 588.407 | 605.8051 | 36.4668 | 59.3915 | 0
| All | All Customers | 2 | Monthly System Peak Day | SCE | 1-in-10 | 2029 | 8 | 610.6885 | 626.8889 | 36.475 | 58.7706 | 0
| All | All Customers | 2 | Monthly System Peak Day | SCE | 1-in-10 | 2029 | 9 | 559.7 | 585.3583 | 36.484 | 60.6815 | 0
| All | All Customers | 2 | Monthly System Peak Day | SCE | 1-in-10 | 2029 | 10 | 541.7661 | 556.012 | 36.4706 | 66.3867 | 0
| All | All Customers | 2 | Monthly System Peak Day | SCE | 1-in-10 | 2029 | 11 | 527.2308 | 537.1107 | 36.4883 | 72.1731 | 0
| All | All Customers | 2 | Monthly System Peak Day | SCE | 1-in-10 | 2029 | 12 | 516.7049 | 524.0039 | 36.5062 | 76.643 | 0
| All | All Customers | 2 | Monthly System Peak Day | SCE | 1-in-10 | 2029 | 13 | 440.1683 | 450.4225 | 36.5176 | 79.9845 | 0
| All | All Customers | 2 | Monthly System Peak Day | SCE | 1-in-10 | 2029 | 14 | 399.4883 | 406.9218 | 36.5047 | 82.0543 | 0
| All | All Customers | 2 | Monthly System Peak Day | SCE | 1-in-10 | 2029 | 15 | 352.72 | 360.0519 | 36.4781 | 83.1723 | 0
| All | All Customers | 2 | Monthly System Peak Day | SCE | 1-in-10 | 2029 | 16 | 313.0375 | 315.3873 | 36.4574 | 83.611 | 0
| All | All Customers | 2 | Monthly System Peak Day | SCE | 1-in-10 | 2029 | 17 | 288.0175 | 295.5052 | 36.2961 | 82.9323 | 0
| All | All Customers | 2 | Monthly System Peak Day | SCE | 1-in-10 | 2029 | 18 | 276.9582 | 283.3776 | 36.297 | 80.757 | 0
| All | All Customers | 2 | Monthly System Peak Day | SCE | 1-in-10 | 2029 | 19 | 270.7701 | 275.487 | 36.2592 | 76.5126 | 0
| All | All Customers | 2 | Monthly System Peak Day | SCE | 1-in-10 | 2029 | 20 | 270.368 | 337.2984 | 37.0442 | 72.6594 | 0
| All | All Customers | 2 | Monthly System Peak Day | SCE | 1-in-10 | 2029 | 21 | 264.6336 | 270.0165 | 36.34 | 69.6011 | 0
| All | All Customers | 2 | Monthly System Peak Day | SCE | 1-in-10 | 2029 | 22 | 420.9986 | 441.1155 | 36.4636 | 67.5264 | 0
| All | All Customers | 2 | Monthly System Peak Day | SCE | 1-in-10 | 2029 | 23 | 415.7473 | 433.0723 | 36.4673 | 65.5967 | 0
| All | All Customers | 2 | Monthly System Peak Day | SCE | 1-in-10 | 2029 | 24 | 434.3287 | 451.1517 | 36.4667 | 63.8301 | 0
| All | All Customers | 3 | Average Weekday | SCE | 1-in-10 | 2029 | 1 | 417.757 | 433.0912 | 36.5268 | 58.38 | 0
| All | All Customers | 3 | Average Weekday | SCE | 1-in-10 | 2029 | 2 | 403.9873 | 412.7823 | 36.4777 | 57.2797 | 0
| All | All Customers | 3 | Average Weekday | SCE | 1-in-10 | 2029 | 3 | 509.5511 | 520.8308 | 36.4704 | 56.254 | 0
| All | All Customers | 3 | Average Weekday | SCE | 1-in-10 | 2029 | 4 | 619.549 | 636.0003 | 36.4543 | 55.3455 | 0
| All | All Customers | 3 | Average Weekday | SCE | 1-in-10 | 2029 | 5 | 601.3726 | 621.9895 | 36.4576 | 54.5781 | 0
| All | All Customers | 3 | Average Weekday | SCE | 1-in-10 | 2029 | 6 | 615.7009 | 639.7253 | 36.4432 | 53.8867 | 0
| All | All Customers | 3 | Average Weekday | SCE | 1-in-10 | 2029 | 7 | 629.025 | 645.6024 | 36.455 | 53.4742 | 0
| All | All Customers | 3 | Average Weekday | SCE | 1-in-10 | 2029 | 8 | 647.224 | 677.4771 | 36.5854 | 53.4151 | 0
| All | All Customers | 3 | Average Weekday | SCE | 1-in-10 | 2029 | 9 | 590.012 | 628.3204 | 36.7036 | 54.8301 | 0
| All | All Customers | 3 | Average Weekday | SCE | 1-in-10 | 2029 | 10 | 575.4119 | 598.63 | 36.5959 | 58.3814 | 0
| All | All Customers | 3 | Average Weekday | SCE | 1-in-10 | 2029 | 11 | 550.5814 | 567.9741 | 36.6547 | 62.6904 | 0
| All | All Customers | 3 | Average Weekday | SCE | 1-in-10 | 2029 | 12 | 542.6158 | 554.1536 | 36.7132 | 66.6136 | 0
| All | All Customers | 3 | Average Weekday | SCE | 1-in-10 | 2029 | 13 | 447.659 | 456.925 | 36.7442 | 69.6765 | 0
| All | All Customers | 3 | Average Weekday | SCE | 1-in-10 | 2029 | 14 | 418.6179 | 425.013 | 36.6983 | 71.7646 | 0
| All | All Customers | 3 | Average Weekday | SCE | 1-in-10 | 2029 | 15 | 372.9724 | 378.2932 | 36.6044 | 73.0134 | 0
| All | All Customers | 3 | Average Weekday | SCE | 1-in-10 | 2029 | 16 | 335.2768 | 337.3953 | 36.4762 | 73.604 | 0
| All | All Customers | 3 | Average Weekday | SCE | 1-in-10 | 2029 | 17 | 322.3547 | 331.4569 | 36.2924 | 73.5115 | 0
| All | All Customers | 3 | Average Weekday | SCE | 1-in-10 | 2029 | 18 | 308.9602 | 315.9787 | 36.3056 | 72.5285 | 0
| All | All Customers | 3 | Average Weekday | SCE | 1-in-10 | 2029 | 19 | 301.3283 | 306.1793 | 36.3787 | 70.6931 | 0
| All | All Customers | 3 | Average Weekday | SCE | 1-in-10 | 2029 | 20 | 291.2794 | 295.3243 | 36.2586 | 68.0039 | 0
| All | All Customers | 3 | Average Weekday | SCE | 1-in-10 | 2029 | 21 | 277.1622 | 281.1172 | 36.3016 | 65.2746 | 0
| All | All Customers | 3 | Average Weekday | SCE | 1-in-10 | 2029 | 22 | 453.0099 | 475.9391 | 36.4779 | 63.4622 | 0
| All | All Customers | 3 | Average Weekday | SCE | 1-in-10 | 2029 | 23 | 452.4416 | 476.7382 | 36.5275 | 62.0728 | 0
| All | All Customers | 3 | Average Weekday | SCE | 1-in-10 | 2029 | 24 | 478.4395 | 511.1805 | 36.577 | 60.6886 | 0
| All | All Customers | 3 | Monthly System Peak Day | SCE | 1-in-10 | 2029 | 1 | 417.757 | 448.8323 | 36.1891 | 66.5653 | 0
| All | All Customers | 3 | Monthly System Peak Day | SCE | 1-in-10 | 2029 | 2 | 403.9873 | 422.7012 | 36.2505 | 64.9122 | 0
| All | All Customers | 3 | Monthly System Peak Day | SCE | 1-in-10 | 2029 | 3 | 509.5511 | 531.0988 | 36.2604 | 63.5178 | 0
| All | All Customers | 3 | Monthly System Peak Day | SCE | 1-in-10 | 2029 | 4 | 619.549 | 642.9634 | 36.2916 | 62.3191 | 0
| All | All Customers | 3 | Monthly System Peak Day | SCE | 1-in-10 | 2029 | 5 | 601.3726 | 631.1869 | 36.2874 | 61.3609 | 0
| All | All Customers | 3 | Monthly System Peak Day | SCE | 1-in-10 | 2029 | 6 | 615.7009 | 641.6451 | 36.3268 | 60.4826 | 0
| All | All Customers | 3 | Monthly System Peak Day | SCE | 1-in-10 | 2029 | 7 | 629.025 | 643.3896 | 36.3328 | 59.9374 | 0
| All | All Customers | 3 | Monthly System Peak Day | SCE | 1-in-10 | 2029 | 8 | 647.224 | 696.4824 | 36.1529 | 59.4377 | 0
| All | All Customers | 3 | Monthly System Peak Day | SCE | 1-in-10 | 2029 | 9 | 590.012 | 638.9753 | 36.1398 | 60.7855 | 0
| All | All Customers | 3 | Monthly System Peak Day | SCE | 1-in-10 | 2029 | 10 | 575.4119 | 606.4193 | 36.186 | 65.5539 | 0
| All | All Customers | 3 | Monthly System Peak Day | SCE | 1-in-10 | 2029 | 11 | 550.5814 | 581.008 | 36.2639 | 70.9405 | 0
| All | All Customers | 3 | Monthly System Peak Day | SCE | 1-in-10 | 2029 | 12 | 542.6158 | 567.2289 | 36.414 | 75.9952 | 0
| All | All Customers | 3 | Monthly System Peak Day | SCE | 1-in-10 | 2029 | 13 | 447.659 | 461.4315 | 36.5613 | 79.8811 | 0
| All | All Customers | 3 | Monthly System Peak Day | SCE | 1-in-10 | 2029 | 14 | 418.6179 | 426.6071 | 36.433 | 82.2506 | 0
| All | All Customers | 3 | Monthly System Peak Day | SCE | 1-in-10 | 2029 | 15 | 372.9724 | 378.432 | 36.2528 | 84.2489 | 0
| All | All Customers | 3 | Monthly System Peak Day | SCE | 1-in-10 | 2029 | 16 | 335.2768 | 335.1161 | 36.2649 | 85.09 | 0
| All | All Customers | 3 | Monthly System Peak Day | SCE | 1-in-10 | 2029 | 17 | 322.3547 | 331.6562 | 36.2671 | 85.004 | 0
| All | All Customers | 3 | Monthly System Peak Day | SCE | 1-in-10 | 2029 | 18 | 308.9602 | 316.3752 | 36.2505 | 83.7783 | 0
| All | All Customers | 3 | Monthly System Peak Day | SCE | 1-in-10 | 2029 | 19 | 301.3283 | 305.5715 | 37.78 | 82.3635 | 0
| All | All Customers | 3 | Monthly System Peak Day | SCE | 1-in-10 | 2029 | 20 | 291.2794 | 294.6654 | 36.2585 | 79.8314 | 0
| All | All Customers | 3 | Monthly System Peak Day | SCE | 1-in-10 | 2029 | 21 | 277.1622 | 281.9 | 36.452 | 75.8165 | 0
| All | All Customers | 3 | Monthly System Peak Day | SCE | 1-in-10 | 2029 | 22 | 453.0099 | 476.3077 | 36.2873 | 72.4978 | 0
| All | All Customers | 3 | Monthly System Peak Day | SCE | 1-in-10 | 2029 | 23 | 452.4416 | 481.3039 | 36.2115 | 69.8694 | 0
| All | All Customers | 3 | Monthly System Peak Day | SCE | 1-in-10 | 2029 | 24 | 478.4395 | 531.7437 | 36.1446 | 67.516 | 0
| All | All Customers | 4 | Average Weekday | SCE | 1-in-10 | 2029 | 1 | 387.1739 | 401.5839 | 36.5291 | 59.0796 | 0
| All | All Customers | 4 | Average Weekday | SCE | 1-in-10 | 2029 | 2 | 374.6163 | 383.9539 | 36.4803 | 58.0445 | 0
| All | All Customers | 4 | Average Weekday | SCE | 1-in-10 | 2029 | 3 | 475.8187 | 487.549 | 36.4731 | 57.104 | 0
| All | All Customers | 4 | Average Weekday | SCE | 1-in-10 | 2029 | 4 | 577.6476 | 593.8279 | 36.4572 | 56.2242 | 0
| All | All Customers | 4 | Average Weekday | SCE | 1-in-10 | 2029 | 5 | 552.1976 | 571.6206 | 36.4605 | 55.5416 | 0
| All | All Customers | 4 | Average Weekday | SCE | 1-in-10 | 2029 | 6 | 567.032 | 590.1468 | 36.4463 | 55.0192 | 0
| All | All Customers | 4 | Average Weekday | SCE | 1-in-10 | 2029 | 7 | 581.1312 | 598.255 | 36.4582 | 54.5621 | 0
| All | All Customers | 4 | Average Weekday | SCE | 1-in-10 | 2029 | 8 | 598.6992 | 627.0339 | 36.5876 | 54.5285 | 0
| All | All Customers | 4 | Average Weekday | SCE | 1-in-10 | 2029 | 9 | 532.8431 | 570.1849 | 36.7048 | 56.5092 | 0
| All | All Customers | 4 | Average Weekday | SCE | 1-in-10 | 2029 | 10 | 518.0373 | 541.631 | 36.5975 | 59.9344 | 0
| All | All Customers | 4 | Average Weekday | SCE | 1-in-10 | 2029 | 11 | 502.0726 | 517.9401 | 36.6558 | 63.4295 | 0
| All | All Customers | 4 | Average Weekday | SCE | 1-in-10 | 2029 | 12 | 494.4208 | 505.9596 | 36.7138 | 66.6923 | 0
| All | All Customers | 4 | Average Weekday | SCE | 1-in-10 | 2029 | 13 | 410.0237 | 419.2433 | 36.7444 | 69.2702 | 0
| All | All Customers | 4 | Average Weekday | SCE | 1-in-10 | 2029 | 14 | 377.563 | 383.9853 | 36.6987 | 71.0818 | 0
| All | All Customers | 4 | Average Weekday | SCE | 1-in-10 | 2029 | 15 | 330.0441 | 335.5537 | 36.6055 | 72.3051 | 0
| All | All Customers | 4 | Average Weekday | SCE | 1-in-10 | 2029 | 16 | 289.6166 | 291.8096 | 36.4787 | 73.0385 | 0
| All | All Customers | 4 | Average Weekday | SCE | 1-in-10 | 2029 | 17 | 269.5447 | 277.7167 | 36.2953 | 73.1966 | 0
| All | All Customers | 4 | Average Weekday | SCE | 1-in-10 | 2029 | 18 | 251.8789 | 258.2473 | 36.308 | 72.438 | 0
| All | All Customers | 4 | Average Weekday | SCE | 1-in-10 | 2029 | 19 | 237.524 | 242.3392 | 36.3785 | 71.0442 | 0
| All | All Customers | 4 | Average Weekday | SCE | 1-in-10 | 2029 | 20 | 229.726 | 233.8461 | 36.2586 | 68.8926 | 0
| All | All Customers | 4 | Average Weekday | SCE | 1-in-10 | 2029 | 21 | 237.5365 | 241.6634 | 36.306 | 65.8957 | 0
| All | All Customers | 4 | Average Weekday | SCE | 1-in-10 | 2029 | 22 | 413.5321 | 436.2161 | 36.4806 | 63.7302 | 0
| All | All Customers | 4 | Average Weekday | SCE | 1-in-10 | 2029 | 23 | 416.6334 | 440.6194 | 36.5303 | 62.1633 | 0
| All | All Customers | 4 | Average Weekday | SCE | 1-in-10 | 2029 | 24 | 444.3947 | 476.5499 | 36.5792 | 60.8017 | 0
| All | All Customers | 4 | Monthly System Peak Day | SCE | 1-in-10 | 2029 | 1 | 387.1739 | 415.8026 | 36.1963 | 70.9902 | 0
| All | All Customers | 4 | Monthly System Peak Day | SCE | 1-in-10 | 2029 | 2 | 374.6163 | 393.5884 | 36.2565 | 69.379 | 0
| All | All Customers | 4 | Monthly System Peak Day | SCE | 1-in-10 | 2029 | 3 | 475.8187 | 497.825 | 36.2662 | 68.4203 | 0
| All | All Customers | 4 | Monthly System Peak Day | SCE | 1-in-10 | 2029 | 4 | 577.6476 | 600.1987 | 36.2969 | 66.7964 | 0
| All | All Customers | 4 | Monthly System Peak Day | SCE | 1-in-10 | 2029 | 5 | 552.1976 | 580.2719 | 36.2927 | 65.7682 | 0
| All | All Customers | 4 | Monthly System Peak Day | SCE | 1-in-10 | 2029 | 6 | 567.032 | 591.8747 | 36.3315 | 64.6388 | 0
| All | All Customers | 4 | Monthly System Peak Day | SCE | 1-in-10 | 2029 | 7 | 581.1312 | 596.0363 | 36.3375 | 63.6363 | 0
| All | All Customers | 4 | Monthly System Peak Day | SCE | 1-in-10 | 2029 | 8 | 598.6992 | 647.9974 | 36.1608 | 63.4386 | 0
| All | All Customers | 4 | Monthly System Peak Day | SCE | 1-in-10 | 2029 | 9 | 532.8431 | 580.7329 | 36.1507 | 66.5964 | 0
| All | All Customers | 4 | Monthly System Peak Day | SCE | 1-in-10 | 2029 | 10 | 518.0373 | 548.978 | 36.1952 | 72.0203 | 0
| All | All Customers | 4 | Monthly System Peak Day | SCE | 1-in-10 | 2029 | 11 | 502.0726 | 530.3835 | 36.2749 | 76.9067 | 0
| All | All Customers | 4 | Monthly System Peak Day | SCE | 1-in-10 | 2029 | 12 | 494.4208 | 518.9162 | 36.4266 | 81.3869 | 0
| All | All Customers | 4 | Monthly System Peak Day | SCE | 1-in-10 | 2029 | 13 | 410.0237 | 423.8794 | 36.5749 | 84.1754 | 0
| All | All Customers | 4 | Monthly System Peak Day | SCE | 1-in-10 | 2029 | 14 | 377.563 | 385.5739 | 36.4457 | 85.9194 | 0
| All | All Customers | 4 | Monthly System Peak Day | SCE | 1-in-10 | 2029 | 15 | 330.0441 | 335.8971 | 36.263 | 87.0781 | 0
| All | All Customers | 4 | Monthly System Peak Day | SCE | 1-in-10 | 2029 | 16 | 289.6166 | 289.5001 | 36.2709 | 87.683 | 0
| All | All Customers | 4 | Monthly System Peak Day | SCE | 1-in-10 | 2029 | 17 | 269.5447 | 277.9423 | 36.2721 | 87.8015 | 0
| All | All Customers | 4 | Monthly System Peak Day | SCE | 1-in-10 | 2029 | 18 | 251.8789 | 259.0163 | 36.2571 | 87.2521 | 0
| All | All Customers | 4 | Monthly System Peak Day | SCE | 1-in-10 | 2029 | 19 | 237.524 | 241.7898 | 37.7852 | 85.0685 | 0
| All | All Customers | 4 | Monthly System Peak Day | SCE | 1-in-10 | 2029 | 20 | 229.726 | 233.1513 | 36.2586 | 80.2982 | 0
| All | All Customers | 4 | Monthly System Peak Day | SCE | 1-in-10 | 2029 | 21 | 237.5365 | 242.4511 | 36.4516 | 74.8102 | 0
| All | All Customers | 4 | Monthly System Peak Day | SCE | 1-in-10 | 2029 | 22 | 413.5321 | 436.5008 | 36.2921 | 71.6791 | 0
| All | All Customers | 4 | Monthly System Peak Day | SCE | 1-in-10 | 2029 | 23 | 416.6334 | 445.0952 | 36.2182 | 69.7278 | 0
| All | All Customers | 4 | Monthly System Peak Day | SCE | 1-in-10 | 2029 | 24 | 444.3947 | 496.8411 | 36.1528 | 68.1926 | 0
| All | All Customers | 5 | Average Weekday | SCE | 1-in-10 | 2029 | 1 | 395.0466 | 409.6105 | 36.5444 | 62.6645 | 0
| All | All Customers | 5 | Average Weekday | SCE | 1-in-10 | 2029 | 2 | 383.2189 | 391.418 | 36.4957 | 61.686 | 0
| All | All Customers | 5 | Average Weekday | SCE | 1-in-10 | 2029 | 3 | 487.7497 | 499.741 | 36.4884 | 60.8176 | 0
| All | All Customers | 5 | Average Weekday | SCE | 1-in-10 | 2029 | 4 | 591.2645 | 608.1723 | 36.4727 | 60.0235 | 0
| All | All Customers | 5 | Average Weekday | SCE | 1-in-10 | 2029 | 5 | 569.848 | 589.9321 | 36.476 | 59.4411 | 0
| All | All Customers | 5 | Average Weekday | SCE | 1-in-10 | 2029 | 6 | 579.1702 | 603.7257 | 36.4621 | 58.9528 | 0
| All | All Customers | 5 | Average Weekday | SCE | 1-in-10 | 2029 | 7 | 585.4282 | 602.2854 | 36.4744 | 58.7176 | 0
| All | All Customers | 5 | Average Weekday | SCE | 1-in-10 | 2029 | 8 | 611.1757 | 641.9556 | 36.6035 | 59.4845 | 0
| All | All Customers | 5 | Average Weekday | SCE | 1-in-10 | 2029 | 9 | 541.2604 | 576.723 | 36.7199 | 61.9999 | 0
| All | All Customers | 5 | Average Weekday | SCE | 1-in-10 | 2029 | 10 | 531.2457 | 554.7561 | 36.6123 | 65.3043 | 0
| All | All Customers | 5 | Average Weekday | SCE | 1-in-10 | 2029 | 11 | 516.2249 | 532.4601 | 36.6704 | 68.3821 | 0
| All | All Customers | 5 | Average Weekday | SCE | 1-in-10 | 2029 | 12 | 504.0859 | 515.3887 | 36.7281 | 71.0609 | 0
| All | All Customers | 5 | Average Weekday | SCE | 1-in-10 | 2029 | 13 | 419.146 | 428.7099 | 36.7582 | 73.3291 | 0
| All | All Customers | 5 | Average Weekday | SCE | 1-in-10 | 2029 | 14 | 392.9171 | 399.4055 | 36.7124 | 75.0832 | 0
| All | All Customers | 5 | Average Weekday | SCE | 1-in-10 | 2029 | 15 | 350.7256 | 356.1783 | 36.6195 | 76.3265 | 0
| All | All Customers | 5 | Average Weekday | SCE | 1-in-10 | 2029 | 16 | 303.7867 | 305.9172 | 36.4936 | 76.8948 | 0
| All | All Customers | 5 | Average Weekday | SCE | 1-in-10 | 2029 | 17 | 276.8574 | 285.7849 | 36.3018 | 76.9554 | 0
| All | All Customers | 5 | Average Weekday | SCE | 1-in-10 | 2029 | 18 | 263.1129 | 269.9065 | 36.3144 | 76.2265 | 0
| All | All Customers | 5 | Average Weekday | SCE | 1-in-10 | 2029 | 19 | 252.3204 | 257.5411 | 36.3746 | 74.8608 | 0
| All | All Customers | 5 | Average Weekday | SCE | 1-in-10 | 2029 | 20 | 241.815 | 246.1944 | 36.2587 | 72.769 | 0
| All | All Customers | 5 | Average Weekday | SCE | 1-in-10 | 2029 | 21 | 252.8896 | 257.2345 | 36.3124 | 69.7865 | 0
| All | All Customers | 5 | Average Weekday | SCE | 1-in-10 | 2029 | 22 | 425.6242 | 448.847 | 36.497 | 67.0523 | 0
| All | All Customers | 5 | Average Weekday | SCE | 1-in-10 | 2029 | 23 | 435.0766 | 459.8043 | 36.5467 | 65.2221 | 0
| All | All Customers | 5 | Average Weekday | SCE | 1-in-10 | 2029 | 24 | 460.2007 | 492.9743 | 36.5948 | 63.7844 | 0
| All | All Customers | 5 | Monthly System Peak Day | SCE | 1-in-10 | 2029 | 1 | 395.0466 | 424.2271 | 36.2153 | 73.9451 | 0
| All | All Customers | 5 | Monthly System Peak Day | SCE | 1-in-10 | 2029 | 2 | 383.2189 | 400.4147 | 36.2743 | 72.4128 | 0
| All | All Customers | 5 | Monthly System Peak Day | SCE | 1-in-10 | 2029 | 3 | 487.7497 | 509.5269 | 36.2838 | 70.8805 | 0
| All | All Customers | 5 | Monthly System Peak Day | SCE | 1-in-10 | 2029 | 4 | 591.2645 | 614.6177 | 36.314 | 69.4883 | 0
| All | All Customers | 5 | Monthly System Peak Day | SCE | 1-in-10 | 2029 | 5 | 569.848 | 598.9344 | 36.31 | 68.5669 | 0
| All | All Customers | 5 | Monthly System Peak Day | SCE | 1-in-10 | 2029 | 6 | 579.1702 | 606.0679 | 36.3485 | 67.5106 | 0
| All | All Customers | 5 | Monthly System Peak Day | SCE | 1-in-10 | 2029 | 7 | 585.4282 | 599.9332 | 36.3548 | 67.139 | 0
| All | All Customers | 5 | Monthly System Peak Day | SCE | 1-in-10 | 2029 | 8 | 611.1757 | 659.1317 | 36.181 | 67.588 | 0
| All | All Customers | 5 | Monthly System Peak Day | SCE | 1-in-10 | 2029 | 9 | 541.2604 | 587.4492 | 36.1737 | 71.9541 | 0
| All | All Customers | 5 | Monthly System Peak Day | SCE | 1-in-10 | 2029 | 10 | 531.2457 | 561.8446 | 36.2162 | 78.4437 | 0
| All | All Customers | 5 | Monthly System Peak Day | SCE | 1-in-10 | 2029 | 11 | 516.2249 | 544.5459 | 36.2979 | 84.4634 | 0
| All | All Customers | 5 | Monthly System Peak Day | SCE | 1-in-10 | 2029 | 12 | 504.0859 | 527.6346 | 36.4515 | 88.5098 | 0
| All | All Customers | 5 | Monthly System Peak Day | SCE | 1-in-10 | 2029 | 13 | 419.146 | 432.5489 | 36.6007 | 91.3209 | 0
| All | All Customers | 5 | Monthly System Peak Day | SCE | 1-in-10 | 2029 | 14 | 392.9171 | 399.49 | 36.4702 | 93.0051 | 0
| All | All Customers | 5 | Monthly System Peak Day | SCE | 1-in-10 | 2029 | 15 | 350.7256 | 356.5177 | 36.2845 | 94.2891 | 0
| All | All Customers | 5 | Monthly System Peak Day | SCE | 1-in-10 | 2029 | 16 | 303.7867 | 303.6956 | 36.2887 | 94.3726 | 0
| All | All Customers | 5 | Monthly System Peak Day | SCE | 1-in-10 | 2029 | 17 | 276.8574 | 286.0042 | 36.2799 | 93.9017 | 0
| All | All Customers | 5 | Monthly System Peak Day | SCE | 1-in-10 | 2029 | 18 | 263.1129 | 270.3115 | 36.2663 | 93.1366 | 0
| All | All Customers | 5 | Monthly System Peak Day | SCE | 1-in-10 | 2029 | 19 | 252.3204 | 256.8218 | 37.745 | 92.0447 | 0
| All | All Customers | 5 | Monthly System Peak Day | SCE | 1-in-10 | 2029 | 20 | 241.815 | 245.5247 | 36.2587 | 89.5105 | 0
| All | All Customers | 5 | Monthly System Peak Day | SCE | 1-in-10 | 2029 | 21 | 252.8896 | 258.0487 | 36.4527 | 85.6688 | 0
| All | All Customers | 5 | Monthly System Peak Day | SCE | 1-in-10 | 2029 | 22 | 425.6242 | 449.209 | 36.3096 | 81.9451 | 0
| All | All Customers | 5 | Monthly System Peak Day | SCE | 1-in-10 | 2029 | 23 | 435.0766 | 464.4431 | 36.2373 | 79.3652 | 0
| All | All Customers | 5 | Monthly System Peak Day | SCE | 1-in-10 | 2029 | 24 | 460.2007 | 513.5159 | 36.1729 | 76.6451 | 0
| All | All Customers | 6 | Average Weekday | SCE | 1-in-10 | 2029 | 1 | 381.9518 | 410.6556 | 36.529 | 66.5999 | 0
| All | All Customers | 6 | Average Weekday | SCE | 1-in-10 | 2029 | 2 | 370.082 | 390.9399 | 36.5318 | 65.9006 | 0
| All | All Customers | 6 | Average Weekday | SCE | 1-in-10 | 2029 | 3 | 465.1225 | 492.1284 | 36.5328 | 65.2662 | 0
| All | All Customers | 6 | Average Weekday | SCE | 1-in-10 | 2029 | 4 | 561.9498 | 590.4945 | 36.5333 | 64.6507 | 0
| All | All Customers | 6 | Average Weekday | SCE | 1-in-10 | 2029 | 5 | 540.1128 | 580.3361 | 36.528 | 64.1746 | 0
| All | All Customers | 6 | Average Weekday | SCE | 1-in-10 | 2029 | 6 | 564.117 | 610.4324 | 36.5182 | 63.7832 | 0
| All | All Customers | 6 | Average Weekday | SCE | 1-in-10 | 2029 | 7 | 577.6859 | 602.8751 | 36.486 | 63.476 | 0
| All | All Customers | 6 | Average Weekday | SCE | 1-in-10 | 2029 | 8 | 597.0524 | 626.5979 | 36.5392 | 64.0318 | 0
| All | All Customers | 6 | Average Weekday | SCE | 1-in-10 | 2029 | 9 | 551.9565 | 572.5266 | 36.5604 | 65.9714 | 0
| All | All Customers | 6 | Average Weekday | SCE | 1-in-10 | 2029 | 10 | 538.3101 | 552.4927 | 36.5448 | 68.8032 | 0
| All | All Customers | 6 | Average Weekday | SCE | 1-in-10 | 2029 | 11 | 515.6071 | 528.0726 | 36.5737 | 72.0084 | 0
| All | All Customers | 6 | Average Weekday | SCE | 1-in-10 | 2029 | 12 | 506.2806 | 520.8805 | 36.606 | 75.1083 | 0
| All | All Customers | 6 | Average Weekday | SCE | 1-in-10 | 2029 | 13 | 422.0257 | 441.4669 | 36.617 | 77.5187 | 0
| All | All Customers | 6 | Average Weekday | SCE | 1-in-10 | 2029 | 14 | 392.7632 | 409.1354 | 36.588 | 79.3071 | 0
| All | All Customers | 6 | Average Weekday | SCE | 1-in-10 | 2029 | 15 | 340.7812 | 355.2793 | 36.5223 | 80.4926 | 0
| All | All Customers | 6 | Average Weekday | SCE | 1-in-10 | 2029 | 16 | 298.5609 | 301.5641 | 36.4708 | 81.1097 | 0
| All | All Customers | 6 | Average Weekday | SCE | 1-in-10 | 2029 | 17 | 276.4113 | 285.6668 | 36.7566 | 81.0308 | 0
| All | All Customers | 6 | Average Weekday | SCE | 1-in-10 | 2029 | 18 | 254.6383 | 269.6 | 36.7781 | 80.1832 | 0
| All | All Customers | 6 | Average Weekday | SCE | 1-in-10 | 2029 | 19 | 239.0003 | 261.9407 | 39.3143 | 78.7527 | 0
| All | All Customers | 6 | Average Weekday | SCE | 1-in-10 | 2029 | 20 | 225.0656 | 244.6396 | 36.7296 | 76.6583 | 0
| All | All Customers | 6 | Average Weekday | SCE | 1-in-10 | 2029 | 21 | 242.001 | 257.9715 | 36.9967 | 73.7764 | 0
| All | All Customers | 6 | Average Weekday | SCE | 1-in-10 | 2029 | 22 | 400.1701 | 433.7144 | 36.5963 | 70.7793 | 0
| All | All Customers | 6 | Average Weekday | SCE | 1-in-10 | 2029 | 23 | 428.1405 | 462.1513 | 36.5584 | 68.9101 | 0
| All | All Customers | 6 | Average Weekday | SCE | 1-in-10 | 2029 | 24 | 454.8232 | 496.4218 | 36.5405 | 67.6558 | 0
| All | All Customers | 6 | Monthly System Peak Day | SCE | 1-in-10 | 2029 | 1 | 381.9518 | 374.6172 | 44.4295 | 75.4051 | 0
| All | All Customers | 6 | Monthly System Peak Day | SCE | 1-in-10 | 2029 | 2 | 370.082 | 345.8952 | 44.4402 | 73.8369 | 0
| All | All Customers | 6 | Monthly System Peak Day | SCE | 1-in-10 | 2029 | 3 | 465.1225 | 419.1988 | 44.4449 | 72.5346 | 0
| All | All Customers | 6 | Monthly System Peak Day | SCE | 1-in-10 | 2029 | 4 | 561.9498 | 486.0146 | 44.4487 | 71.6674 | 0
| All | All Customers | 6 | Monthly System Peak Day | SCE | 1-in-10 | 2029 | 5 | 540.1128 | 481.5156 | 44.4436 | 70.5974 | 0
| All | All Customers | 6 | Monthly System Peak Day | SCE | 1-in-10 | 2029 | 6 | 564.117 | 517.2298 | 44.4377 | 69.5882 | 0
| All | All Customers | 6 | Monthly System Peak Day | SCE | 1-in-10 | 2029 | 7 | 577.6859 | 519.0183 | 44.3602 | 68.8808 | 0
| All | All Customers | 6 | Monthly System Peak Day | SCE | 1-in-10 | 2029 | 8 | 597.0524 | 548.8357 | 44.4179 | 69.9624 | 0
| All | All Customers | 6 | Monthly System Peak Day | SCE | 1-in-10 | 2029 | 9 | 551.9565 | 526.0195 | 44.3866 | 73.8157 | 0
| All | All Customers | 6 | Monthly System Peak Day | SCE | 1-in-10 | 2029 | 10 | 538.3101 | 503.3015 | 44.3377 | 79.7156 | 0
| All | All Customers | 6 | Monthly System Peak Day | SCE | 1-in-10 | 2029 | 11 | 515.6071 | 479.7831 | 44.3269 | 84.7645 | 0
| All | All Customers | 6 | Monthly System Peak Day | SCE | 1-in-10 | 2029 | 12 | 506.2806 | 470.4447 | 44.3439 | 88.6352 | 0
| All | All Customers | 6 | Monthly System Peak Day | SCE | 1-in-10 | 2029 | 13 | 422.0257 | 403.4155 | 44.3273 | 90.0843 | 0
| All | All Customers | 6 | Monthly System Peak Day | SCE | 1-in-10 | 2029 | 14 | 392.7632 | 376.487 | 44.3445 | 91.5486 | 0
| All | All Customers | 6 | Monthly System Peak Day | SCE | 1-in-10 | 2029 | 15 | 340.7812 | 328.6512 | 44.3318 | 92.6549 | 0
| All | All Customers | 6 | Monthly System Peak Day | SCE | 1-in-10 | 2029 | 16 | 298.5609 | 273.6633 | 44.2766 | 93.9585 | 0
| All | All Customers | 6 | Monthly System Peak Day | SCE | 1-in-10 | 2029 | 17 | 276.4113 | 287.1943 | 44.2887 | 94.554 | 0
| All | All Customers | 6 | Monthly System Peak Day | SCE | 1-in-10 | 2029 | 18 | 254.6383 | 279.2381 | 44.4216 | 94.2108 | 0
| All | All Customers | 6 | Monthly System Peak Day | SCE | 1-in-10 | 2029 | 19 | 239.0003 | 233.1677 | 44.3808 | 92.0967 | 0
| All | All Customers | 6 | Monthly System Peak Day | SCE | 1-in-10 | 2029 | 20 | 225.0656 | 229.3639 | 43.3965 | 87.8718 | 0
| All | All Customers | 6 | Monthly System Peak Day | SCE | 1-in-10 | 2029 | 21 | 242.001 | 226.3801 | 45.3652 | 83.139 | 0
| All | All Customers | 6 | Monthly System Peak Day | SCE | 1-in-10 | 2029 | 22 | 400.1701 | 380.1519 | 44.6837 | 78.8213 | 0
| All | All Customers | 6 | Monthly System Peak Day | SCE | 1-in-10 | 2029 | 23 | 428.1405 | 396.1895 | 44.53 | 75.3496 | 0
| All | All Customers | 6 | Monthly System Peak Day | SCE | 1-in-10 | 2029 | 24 | 454.8232 | 431.998 | 44.4544 | 73.2752 | 0
| All | All Customers | 7 | Average Weekday | SCE | 1-in-10 | 2029 | 1 | 382.9372 | 410.4591 | 39.2705 | 72.1536 | 0
| All | All Customers | 7 | Average Weekday | SCE | 1-in-10 | 2029 | 2 | 381.3998 | 400.2574 | 39.2662 | 71.4201 | 0
| All | All Customers | 7 | Average Weekday | SCE | 1-in-10 | 2029 | 3 | 468.0269 | 493.8382 | 39.265 | 70.7709 | 0
| All | All Customers | 7 | Average Weekday | SCE | 1-in-10 | 2029 | 4 | 565.6722 | 595.4877 | 39.2627 | 70.2504 | 0
| All | All Customers | 7 | Average Weekday | SCE | 1-in-10 | 2029 | 5 | 547.1392 | 587.6555 | 39.2603 | 69.8041 | 0
| All | All Customers | 7 | Average Weekday | SCE | 1-in-10 | 2029 | 6 | 555.7233 | 600.0359 | 39.2538 | 69.4399 | 0
| All | All Customers | 7 | Average Weekday | SCE | 1-in-10 | 2029 | 7 | 561.4695 | 583.6584 | 39.254 | 69.2407 | 0
| All | All Customers | 7 | Average Weekday | SCE | 1-in-10 | 2029 | 8 | 578.2558 | 607.745 | 39.2848 | 69.7054 | 0
| All | All Customers | 7 | Average Weekday | SCE | 1-in-10 | 2029 | 9 | 522.7021 | 542.7271 | 39.3178 | 71.9118 | 0
| All | All Customers | 7 | Average Weekday | SCE | 1-in-10 | 2029 | 10 | 511.3859 | 524.3232 | 39.3167 | 74.9215 | 0
| All | All Customers | 7 | Average Weekday | SCE | 1-in-10 | 2029 | 11 | 493.9712 | 505.8909 | 39.3521 | 78.3302 | 0
| All | All Customers | 7 | Average Weekday | SCE | 1-in-10 | 2029 | 12 | 486.0395 | 501.1207 | 39.3864 | 81.5124 | 0
| All | All Customers | 7 | Average Weekday | SCE | 1-in-10 | 2029 | 13 | 400.4112 | 418.2002 | 39.4019 | 83.9403 | 0
| All | All Customers | 7 | Average Weekday | SCE | 1-in-10 | 2029 | 14 | 374.6519 | 390.0389 | 39.3706 | 85.7186 | 0
| All | All Customers | 7 | Average Weekday | SCE | 1-in-10 | 2029 | 15 | 328.675 | 342.807 | 39.3119 | 86.8585 | 0
| All | All Customers | 7 | Average Weekday | SCE | 1-in-10 | 2029 | 16 | 281.4796 | 282.3688 | 39.2696 | 87.4293 | 0
| All | All Customers | 7 | Average Weekday | SCE | 1-in-10 | 2029 | 17 | 263.1609 | 271.1038 | 39.6729 | 87.3156 | 0
| All | All Customers | 7 | Average Weekday | SCE | 1-in-10 | 2029 | 18 | 249.6618 | 261.9413 | 39.6955 | 86.4657 | 0
| All | All Customers | 7 | Average Weekday | SCE | 1-in-10 | 2029 | 19 | 235.8382 | 257.1855 | 40.3008 | 84.9536 | 0
| All | All Customers | 7 | Average Weekday | SCE | 1-in-10 | 2029 | 20 | 230.1425 | 245.4847 | 39.2342 | 82.593 | 0
| All | All Customers | 7 | Average Weekday | SCE | 1-in-10 | 2029 | 21 | 250.8905 | 263.2368 | 39.7047 | 79.4531 | 0
| All | All Customers | 7 | Average Weekday | SCE | 1-in-10 | 2029 | 22 | 408.4049 | 443.8747 | 39.2451 | 76.411 | 0
| All | All Customers | 7 | Average Weekday | SCE | 1-in-10 | 2029 | 23 | 427.4845 | 457.9411 | 39.2574 | 74.6466 | 0
| All | All Customers | 7 | Average Weekday | SCE | 1-in-10 | 2029 | 24 | 449.7788 | 488.8541 | 39.2736 | 73.4889 | 0
| All | All Customers | 7 | Monthly System Peak Day | SCE | 1-in-10 | 2029 | 1 | 382.9372 | 375.2446 | 39.283 | 76.6189 | 0
| All | All Customers | 7 | Monthly System Peak Day | SCE | 1-in-10 | 2029 | 2 | 381.3998 | 354.379 | 39.2678 | 74.6004 | 0
| All | All Customers | 7 | Monthly System Peak Day | SCE | 1-in-10 | 2029 | 3 | 468.0269 | 418.3321 | 39.2663 | 72.9919 | 0
| All | All Customers | 7 | Monthly System Peak Day | SCE | 1-in-10 | 2029 | 4 | 565.6722 | 491.3056 | 39.263 | 72.0862 | 0
| All | All Customers | 7 | Monthly System Peak Day | SCE | 1-in-10 | 2029 | 5 | 547.1392 | 490.1812 | 39.271 | 71.2435 | 0
| All | All Customers | 7 | Monthly System Peak Day | SCE | 1-in-10 | 2029 | 6 | 555.7233 | 514.0245 | 39.2853 | 70.5634 | 0
| All | All Customers | 7 | Monthly System Peak Day | SCE | 1-in-10 | 2029 | 7 | 561.4695 | 505.8768 | 39.3338 | 70.104 | 0
| All | All Customers | 7 | Monthly System Peak Day | SCE | 1-in-10 | 2029 | 8 | 578.2558 | 535.929 | 39.3014 | 71.0143 | 0
| All | All Customers | 7 | Monthly System Peak Day | SCE | 1-in-10 | 2029 | 9 | 522.7021 | 496.6158 | 39.3048 | 74.6355 | 0
| All | All Customers | 7 | Monthly System Peak Day | SCE | 1-in-10 | 2029 | 10 | 511.3859 | 474.9196 | 39.2958 | 79.9531 | 0
| All | All Customers | 7 | Monthly System Peak Day | SCE | 1-in-10 | 2029 | 11 | 493.9712 | 458.4614 | 39.3059 | 86.1582 | 0
| All | All Customers | 7 | Monthly System Peak Day | SCE | 1-in-10 | 2029 | 12 | 486.0395 | 451.0997 | 39.3169 | 91.0408 | 0
| All | All Customers | 7 | Monthly System Peak Day | SCE | 1-in-10 | 2029 | 13 | 400.4112 | 383.2173 | 39.329 | 94.9224 | 0
| All | All Customers | 7 | Monthly System Peak Day | SCE | 1-in-10 | 2029 | 14 | 374.6519 | 359.2916 | 39.3233 | 98.2194 | 0
| All | All Customers | 7 | Monthly System Peak Day | SCE | 1-in-10 | 2029 | 15 | 328.675 | 317.6471 | 39.3399 | 101.1878 | 0
| All | All Customers | 7 | Monthly System Peak Day | SCE | 1-in-10 | 2029 | 16 | 281.4796 | 256.4691 | 39.3382 | 102.4459 | 0
| All | All Customers | 7 | Monthly System Peak Day | SCE | 1-in-10 | 2029 | 17 | 263.1609 | 273.8061 | 39.2173 | 102.6143 | 0
| All | All Customers | 7 | Monthly System Peak Day | SCE | 1-in-10 | 2029 | 18 | 249.6618 | 272.3782 | 39.3064 | 101.7765 | 0
| All | All Customers | 7 | Monthly System Peak Day | SCE | 1-in-10 | 2029 | 19 | 235.8382 | 231.7587 | 38.8972 | 100.3296 | 0
| All | All Customers | 7 | Monthly System Peak Day | SCE | 1-in-10 | 2029 | 20 | 230.1425 | 253.269 | 38.6664 | 98.0092 | 0
| All | All Customers | 7 | Monthly System Peak Day | SCE | 1-in-10 | 2029 | 21 | 250.8905 | 236.8453 | 39.8563 | 95.0561 | 0
| All | All Customers | 7 | Monthly System Peak Day | SCE | 1-in-10 | 2029 | 22 | 408.4049 | 394.2469 | 39.3906 | 90.5035 | 0
| All | All Customers | 7 | Monthly System Peak Day | SCE | 1-in-10 | 2029 | 23 | 427.4845 | 394.962 | 39.2975 | 86.7318 | 0
| All | All Customers | 7 | Monthly System Peak Day | SCE | 1-in-10 | 2029 | 24 | 449.7788 | 426.1017 | 39.291 | 84.5567 | 0
| All | All Customers | 8 | Average Weekday | SCE | 1-in-10 | 2029 | 1 | 403.8589 | 435.1827 | 36.7386 | 72.6068 | 0
| All | All Customers | 8 | Average Weekday | SCE | 1-in-10 | 2029 | 2 | 390.3469 | 412.7573 | 36.7339 | 71.8296 | 0
| All | All Customers | 8 | Average Weekday | SCE | 1-in-10 | 2029 | 3 | 473.5244 | 499.4462 | 36.7324 | 71.1403 | 0
| All | All Customers | 8 | Average Weekday | SCE | 1-in-10 | 2029 | 4 | 577.5874 | 608.6064 | 36.7294 | 70.5184 | 0
| All | All Customers | 8 | Average Weekday | SCE | 1-in-10 | 2029 | 5 | 552.1162 | 593.802 | 36.7267 | 69.99 | 0
| All | All Customers | 8 | Average Weekday | SCE | 1-in-10 | 2029 | 6 | 564.9374 | 612.7013 | 36.7194 | 69.5317 | 0
| All | All Customers | 8 | Average Weekday | SCE | 1-in-10 | 2029 | 7 | 579.0762 | 606.4628 | 36.7256 | 69.1876 | 0
| All | All Customers | 8 | Average Weekday | SCE | 1-in-10 | 2029 | 8 | 589.3181 | 621.8848 | 36.7543 | 69.1728 | 0
| All | All Customers | 8 | Average Weekday | SCE | 1-in-10 | 2029 | 9 | 528.5822 | 549.5142 | 36.7892 | 70.9235 | 0
| All | All Customers | 8 | Average Weekday | SCE | 1-in-10 | 2029 | 10 | 519.418 | 533.382 | 36.7936 | 74.0742 | 0
| All | All Customers | 8 | Average Weekday | SCE | 1-in-10 | 2029 | 11 | 498.2714 | 511.1836 | 36.8268 | 77.6797 | 0
| All | All Customers | 8 | Average Weekday | SCE | 1-in-10 | 2029 | 12 | 487.4278 | 503.729 | 36.8556 | 81.1953 | 0
| All | All Customers | 8 | Average Weekday | SCE | 1-in-10 | 2029 | 13 | 410.7463 | 430.8274 | 36.8707 | 83.7705 | 0
| All | All Customers | 8 | Average Weekday | SCE | 1-in-10 | 2029 | 14 | 382.5712 | 399.3976 | 36.8406 | 85.693 | 0
| All | All Customers | 8 | Average Weekday | SCE | 1-in-10 | 2029 | 15 | 336.7972 | 351.8732 | 36.7869 | 86.942 | 0
| All | All Customers | 8 | Average Weekday | SCE | 1-in-10 | 2029 | 16 | 290.4118 | 294.4428 | 36.749 | 87.2203 | 0
| All | All Customers | 8 | Average Weekday | SCE | 1-in-10 | 2029 | 17 | 273.4482 | 280.7711 | 37.1101 | 86.9576 | 0
| All | All Customers | 8 | Average Weekday | SCE | 1-in-10 | 2029 | 18 | 250.4757 | 264.4279 | 37.1659 | 86.0129 | 0
| All | All Customers | 8 | Average Weekday | SCE | 1-in-10 | 2029 | 19 | 236.9624 | 260.6388 | 38.0408 | 84.3796 | 0
| All | All Customers | 8 | Average Weekday | SCE | 1-in-10 | 2029 | 20 | 236.8563 | 256.2658 | 36.9318 | 81.871 | 0
| All | All Customers | 8 | Average Weekday | SCE | 1-in-10 | 2029 | 21 | 261.563 | 277.3377 | 37.3009 | 78.5248 | 0
| All | All Customers | 8 | Average Weekday | SCE | 1-in-10 | 2029 | 22 | 421.6623 | 454.0336 | 36.7025 | 75.9562 | 0
| All | All Customers | 8 | Average Weekday | SCE | 1-in-10 | 2029 | 23 | 444.5301 | 479.9934 | 36.715 | 74.5365 | 0
| All | All Customers | 8 | Average Weekday | SCE | 1-in-10 | 2029 | 24 | 470.41 | 513.3236 | 36.7387 | 73.5145 | 0
| All | All Customers | 8 | Monthly System Peak Day | SCE | 1-in-10 | 2029 | 1 | 403.8589 | 396.0873 | 31.2985 | 77.7831 | 0
| All | All Customers | 8 | Monthly System Peak Day | SCE | 1-in-10 | 2029 | 2 | 390.3469 | 365.5334 | 31.2826 | 76.6546 | 0
| All | All Customers | 8 | Monthly System Peak Day | SCE | 1-in-10 | 2029 | 3 | 473.5244 | 429.8258 | 31.2815 | 75.7126 | 0
| All | All Customers | 8 | Monthly System Peak Day | SCE | 1-in-10 | 2029 | 4 | 577.5874 | 506.2208 | 31.2786 | 74.5451 | 0
| All | All Customers | 8 | Monthly System Peak Day | SCE | 1-in-10 | 2029 | 5 | 552.1162 | 498.8266 | 31.2871 | 73.6349 | 0
| All | All Customers | 8 | Monthly System Peak Day | SCE | 1-in-10 | 2029 | 6 | 564.9374 | 521.6524 | 31.3034 | 72.9151 | 0
| All | All Customers | 8 | Monthly System Peak Day | SCE | 1-in-10 | 2029 | 7 | 579.0762 | 524.2247 | 31.349 | 72.1284 | 0
| All | All Customers | 8 | Monthly System Peak Day | SCE | 1-in-10 | 2029 | 8 | 589.3181 | 545.3784 | 31.3162 | 72.009 | 0
| All | All Customers | 8 | Monthly System Peak Day | SCE | 1-in-10 | 2029 | 9 | 528.5822 | 504.3365 | 31.3178 | 74.4355 | 0
| All | All Customers | 8 | Monthly System Peak Day | SCE | 1-in-10 | 2029 | 10 | 519.418 | 484.7108 | 31.3021 | 79.3051 | 0
| All | All Customers | 8 | Monthly System Peak Day | SCE | 1-in-10 | 2029 | 11 | 498.2714 | 462.4345 | 31.315 | 84.8269 | 0
| All | All Customers | 8 | Monthly System Peak Day | SCE | 1-in-10 | 2029 | 12 | 487.4278 | 451.4336 | 31.3332 | 88.5418 | 0
| All | All Customers | 8 | Monthly System Peak Day | SCE | 1-in-10 | 2029 | 13 | 410.7463 | 394.2649 | 31.3474 | 90.152 | 0
| All | All Customers | 8 | Monthly System Peak Day | SCE | 1-in-10 | 2029 | 14 | 382.5712 | 368.4935 | 31.342 | 91.8194 | 0
| All | All Customers | 8 | Monthly System Peak Day | SCE | 1-in-10 | 2029 | 15 | 336.7972 | 327.0748 | 31.3572 | 93.4898 | 0
| All | All Customers | 8 | Monthly System Peak Day | SCE | 1-in-10 | 2029 | 16 | 290.4118 | 268.9199 | 31.3461 | 95.0265 | 0
| All | All Customers | 8 | Monthly System Peak Day | SCE | 1-in-10 | 2029 | 17 | 273.4482 | 283.1984 | 31.1699 | 95.0296 | 0
| All | All Customers | 8 | Monthly System Peak Day | SCE | 1-in-10 | 2029 | 18 | 250.4757 | 275.2051 | 31.2603 | 94.4276 | 0
| All | All Customers | 8 | Monthly System Peak Day | SCE | 1-in-10 | 2029 | 19 | 236.9624 | 234.7233 | 30.9249 | 93.0592 | 0
| All | All Customers | 8 | Monthly System Peak Day | SCE | 1-in-10 | 2029 | 20 | 236.8563 | 227.828 | 30.784 | 90.1265 | 0
| All | All Customers | 8 | Monthly System Peak Day | SCE | 1-in-10 | 2029 | 21 | 261.563 | 241.7297 | 32.0356 | 86.6699 | 0
| All | All Customers | 8 | Monthly System Peak Day | SCE | 1-in-10 | 2029 | 22 | 421.6623 | 396.5925 | 31.4494 | 83.5782 | 0
| All | All Customers | 8 | Monthly System Peak Day | SCE | 1-in-10 | 2029 | 23 | 444.5301 | 418.3958 | 31.3298 | 81.1289 | 0
| All | All Customers | 8 | Monthly System Peak Day | SCE | 1-in-10 | 2029 | 24 | 470.41 | 450.8065 | 31.3107 | 79.7864 | 0
| All | All Customers | 8 | Typical Event Day | SCE | 1-in-10 | 2029 | 1 | 403.8589 | 396.0873 | 31.2985 | 76.727 | 0
| All | All Customers | 8 | Typical Event Day | SCE | 1-in-10 | 2029 | 2 | 390.3469 | 365.5334 | 31.2826 | 75.2909 | 0
| All | All Customers | 8 | Typical Event Day | SCE | 1-in-10 | 2029 | 3 | 473.5244 | 429.8258 | 31.2815 | 74.0474 | 0
| All | All Customers | 8 | Typical Event Day | SCE | 1-in-10 | 2029 | 4 | 577.5874 | 506.2208 | 31.2786 | 73.2366 | 0
| All | All Customers | 8 | Typical Event Day | SCE | 1-in-10 | 2029 | 5 | 552.1162 | 498.8266 | 31.2871 | 72.4408 | 0
| All | All Customers | 8 | Typical Event Day | SCE | 1-in-10 | 2029 | 6 | 564.9374 | 521.6524 | 31.3034 | 71.7529 | 0
| All | All Customers | 8 | Typical Event Day | SCE | 1-in-10 | 2029 | 7 | 579.0762 | 524.2247 | 31.349 | 71.2031 | 0
| All | All Customers | 8 | Typical Event Day | SCE | 1-in-10 | 2029 | 8 | 589.3181 | 545.3784 | 31.3162 | 71.67 | 0
| All | All Customers | 8 | Typical Event Day | SCE | 1-in-10 | 2029 | 9 | 528.5822 | 504.3365 | 31.3178 | 74.6167 | 0
| All | All Customers | 8 | Typical Event Day | SCE | 1-in-10 | 2029 | 10 | 519.418 | 484.7108 | 31.3021 | 79.6274 | 0
| All | All Customers | 8 | Typical Event Day | SCE | 1-in-10 | 2029 | 11 | 498.2714 | 462.4345 | 31.315 | 85.1114 | 0
| All | All Customers | 8 | Typical Event Day | SCE | 1-in-10 | 2029 | 12 | 487.4278 | 451.4336 | 31.3332 | 89.3543 | 0
| All | All Customers | 8 | Typical Event Day | SCE | 1-in-10 | 2029 | 13 | 410.7463 | 394.2649 | 31.3474 | 92.0168 | 0
| All | All Customers | 8 | Typical Event Day | SCE | 1-in-10 | 2029 | 14 | 382.5712 | 368.4935 | 31.342 | 94.2696 | 0
| All | All Customers | 8 | Typical Event Day | SCE | 1-in-10 | 2029 | 15 | 336.7972 | 327.0748 | 31.3572 | 96.0719 | 0
| All | All Customers | 8 | Typical Event Day | SCE | 1-in-10 | 2029 | 16 | 290.4118 | 268.9199 | 31.3461 | 97.2345 | 0
| All | All Customers | 8 | Typical Event Day | SCE | 1-in-10 | 2029 | 17 | 273.4482 | 283.1984 | 31.1699 | 97.4936 | 0
| All | All Customers | 8 | Typical Event Day | SCE | 1-in-10 | 2029 | 18 | 250.4757 | 275.2051 | 31.2603 | 96.7511 | 0
| All | All Customers | 8 | Typical Event Day | SCE | 1-in-10 | 2029 | 19 | 236.9624 | 234.7233 | 30.9249 | 94.9061 | 0
| All | All Customers | 8 | Typical Event Day | SCE | 1-in-10 | 2029 | 20 | 236.8563 | 227.828 | 30.784 | 91.7564 | 0
| All | All Customers | 8 | Typical Event Day | SCE | 1-in-10 | 2029 | 21 | 261.563 | 241.7297 | 32.0356 | 88.1027 | 0
| All | All Customers | 8 | Typical Event Day | SCE | 1-in-10 | 2029 | 22 | 421.6623 | 396.5925 | 31.4494 | 84.7386 | 0
| All | All Customers | 8 | Typical Event Day | SCE | 1-in-10 | 2029 | 23 | 444.5301 | 418.3958 | 31.3298 | 82.0232 | 0
| All | All Customers | 8 | Typical Event Day | SCE | 1-in-10 | 2029 | 24 | 470.41 | 450.8065 | 31.3107 | 80.268 | 0
| All | All Customers | 9 | Average Weekday | SCE | 1-in-10 | 2029 | 1 | 372.5062 | 393.6972 | 39.4126 | 71.6865 | 0
| All | All Customers | 9 | Average Weekday | SCE | 1-in-10 | 2029 | 2 | 368.9088 | 379.7315 | 39.4077 | 70.7796 | 0
| All | All Customers | 9 | Average Weekday | SCE | 1-in-10 | 2029 | 3 | 466.4377 | 473.446 | 39.4062 | 69.9662 | 0
| All | All Customers | 9 | Average Weekday | SCE | 1-in-10 | 2029 | 4 | 573.2988 | 584.0315 | 39.4053 | 69.2514 | 0
| All | All Customers | 9 | Average Weekday | SCE | 1-in-10 | 2029 | 5 | 536.564 | 554.6072 | 39.4026 | 68.63 | 0
| All | All Customers | 9 | Average Weekday | SCE | 1-in-10 | 2029 | 6 | 538.1028 | 566.9332 | 39.3967 | 68.1028 | 0
| All | All Customers | 9 | Average Weekday | SCE | 1-in-10 | 2029 | 7 | 563.4818 | 582.3788 | 39.3875 | 67.6712 | 0
| All | All Customers | 9 | Average Weekday | SCE | 1-in-10 | 2029 | 8 | 562.705 | 579.5589 | 39.4215 | 67.4139 | 0
| All | All Customers | 9 | Average Weekday | SCE | 1-in-10 | 2029 | 9 | 500.8018 | 517.5056 | 39.4563 | 68.8038 | 0
| All | All Customers | 9 | Average Weekday | SCE | 1-in-10 | 2029 | 10 | 498.1617 | 507.4959 | 39.4531 | 71.9381 | 0
| All | All Customers | 9 | Average Weekday | SCE | 1-in-10 | 2029 | 11 | 480.7844 | 489.4042 | 39.4955 | 75.5259 | 0
| All | All Customers | 9 | Average Weekday | SCE | 1-in-10 | 2029 | 12 | 471.6683 | 480.7588 | 39.5387 | 78.9902 | 0
| All | All Customers | 9 | Average Weekday | SCE | 1-in-10 | 2029 | 13 | 405.4428 | 416.1103 | 39.5574 | 81.7014 | 0
| All | All Customers | 9 | Average Weekday | SCE | 1-in-10 | 2029 | 14 | 373.6095 | 383.6728 | 39.5229 | 83.6224 | 0
| All | All Customers | 9 | Average Weekday | SCE | 1-in-10 | 2029 | 15 | 334.4576 | 344.2808 | 39.4529 | 84.909 | 0
| All | All Customers | 9 | Average Weekday | SCE | 1-in-10 | 2029 | 16 | 303.5896 | 302.9462 | 39.4026 | 85.3183 | 0
| All | All Customers | 9 | Average Weekday | SCE | 1-in-10 | 2029 | 17 | 277.0375 | 289.8048 | 39.6353 | 85.1738 | 0
| All | All Customers | 9 | Average Weekday | SCE | 1-in-10 | 2029 | 18 | 258.628 | 276.4853 | 39.5585 | 84.2725 | 0
| All | All Customers | 9 | Average Weekday | SCE | 1-in-10 | 2029 | 19 | 261.6326 | 272.2133 | 40.7953 | 82.4554 | 0
| All | All Customers | 9 | Average Weekday | SCE | 1-in-10 | 2029 | 20 | 261.956 | 270.522 | 39.2749 | 79.5745 | 0
| All | All Customers | 9 | Average Weekday | SCE | 1-in-10 | 2029 | 21 | 278.3883 | 288.3756 | 39.4381 | 76.5206 | 0
| All | All Customers | 9 | Average Weekday | SCE | 1-in-10 | 2029 | 22 | 420.9614 | 443.9885 | 39.3656 | 74.7105 | 0
| All | All Customers | 9 | Average Weekday | SCE | 1-in-10 | 2029 | 23 | 424.2777 | 446.9121 | 39.4153 | 73.3727 | 0
| All | All Customers | 9 | Average Weekday | SCE | 1-in-10 | 2029 | 24 | 439.7272 | 471.2913 | 39.4199 | 72.2628 | 0
| All | All Customers | 9 | Monthly System Peak Day | SCE | 1-in-10 | 2029 | 1 | 372.5062 | 356.1915 | 39.4932 | 77.1861 | 0
| All | All Customers | 9 | Monthly System Peak Day | SCE | 1-in-10 | 2029 | 2 | 368.9088 | 334.0422 | 39.4795 | 76.156 | 0
| All | All Customers | 9 | Monthly System Peak Day | SCE | 1-in-10 | 2029 | 3 | 466.4377 | 403.5797 | 39.478 | 75.0378 | 0
| All | All Customers | 9 | Monthly System Peak Day | SCE | 1-in-10 | 2029 | 4 | 573.2988 | 472.7236 | 39.4738 | 74.7179 | 0
| All | All Customers | 9 | Monthly System Peak Day | SCE | 1-in-10 | 2029 | 5 | 536.564 | 450.3979 | 39.481 | 74.3536 | 0
| All | All Customers | 9 | Monthly System Peak Day | SCE | 1-in-10 | 2029 | 6 | 538.1028 | 463.274 | 39.4925 | 74.0051 | 0
| All | All Customers | 9 | Monthly System Peak Day | SCE | 1-in-10 | 2029 | 7 | 563.4818 | 488.1316 | 39.5464 | 73.7663 | 0
| All | All Customers | 9 | Monthly System Peak Day | SCE | 1-in-10 | 2029 | 8 | 562.705 | 490.1753 | 39.514 | 73.7811 | 0
| All | All Customers | 9 | Monthly System Peak Day | SCE | 1-in-10 | 2029 | 9 | 500.8018 | 469.055 | 39.5177 | 75.6935 | 0
| All | All Customers | 9 | Monthly System Peak Day | SCE | 1-in-10 | 2029 | 10 | 498.1617 | 453.8116 | 39.5149 | 79.6745 | 0
| All | All Customers | 9 | Monthly System Peak Day | SCE | 1-in-10 | 2029 | 11 | 480.7844 | 435.9572 | 39.5186 | 84.8286 | 0
| All | All Customers | 9 | Monthly System Peak Day | SCE | 1-in-10 | 2029 | 12 | 471.6683 | 426.7113 | 39.5185 | 89.3296 | 0
| All | All Customers | 9 | Monthly System Peak Day | SCE | 1-in-10 | 2029 | 13 | 405.4428 | 373.0653 | 39.5271 | 93.0878 | 0
| All | All Customers | 9 | Monthly System Peak Day | SCE | 1-in-10 | 2029 | 14 | 373.6095 | 347.5111 | 39.5233 | 95.6878 | 0
| All | All Customers | 9 | Monthly System Peak Day | SCE | 1-in-10 | 2029 | 15 | 334.4576 | 315.2097 | 39.5476 | 97.1439 | 0
| All | All Customers | 9 | Monthly System Peak Day | SCE | 1-in-10 | 2029 | 16 | 303.5896 | 272.2744 | 39.5569 | 97.6602 | 0
| All | All Customers | 9 | Monthly System Peak Day | SCE | 1-in-10 | 2029 | 17 | 277.0375 | 287.8951 | 39.4368 | 97.8959 | 0
| All | All Customers | 9 | Monthly System Peak Day | SCE | 1-in-10 | 2029 | 18 | 258.628 | 282.4021 | 39.4457 | 96.7153 | 0
| All | All Customers | 9 | Monthly System Peak Day | SCE | 1-in-10 | 2029 | 19 | 261.6326 | 233.3446 | 39.9255 | 94.2735 | 0
| All | All Customers | 9 | Monthly System Peak Day | SCE | 1-in-10 | 2029 | 20 | 261.956 | 222.1512 | 38.6336 | 91.2357 | 0
| All | All Customers | 9 | Monthly System Peak Day | SCE | 1-in-10 | 2029 | 21 | 278.3883 | 247.4509 | 39.5936 | 87.7592 | 0
| All | All Customers | 9 | Monthly System Peak Day | SCE | 1-in-10 | 2029 | 22 | 420.9614 | 378.6532 | 39.5961 | 86.2245 | 0
| All | All Customers | 9 | Monthly System Peak Day | SCE | 1-in-10 | 2029 | 23 | 424.2777 | 378.3441 | 39.4868 | 85.0153 | 0
| All | All Customers | 9 | Monthly System Peak Day | SCE | 1-in-10 | 2029 | 24 | 439.7272 | 403.8365 | 39.4957 | 83.5653 | 0
| All | All Customers | 10 | Average Weekday | SCE | 1-in-10 | 2029 | 1 | 399.8581 | 413.7829 | 36.634 | 67.7185 | 0
| All | All Customers | 10 | Average Weekday | SCE | 1-in-10 | 2029 | 2 | 377.9243 | 385.1583 | 36.538 | 66.8116 | 0
| All | All Customers | 10 | Average Weekday | SCE | 1-in-10 | 2029 | 3 | 472.9663 | 482.9781 | 36.5244 | 66.0895 | 0
| All | All Customers | 10 | Average Weekday | SCE | 1-in-10 | 2029 | 4 | 580.6574 | 595.5847 | 36.4916 | 65.4005 | 0
| All | All Customers | 10 | Average Weekday | SCE | 1-in-10 | 2029 | 5 | 584.2301 | 600.9935 | 36.4973 | 64.7636 | 0
| All | All Customers | 10 | Average Weekday | SCE | 1-in-10 | 2029 | 6 | 597.2939 | 618.3781 | 36.4654 | 64.2657 | 0
| All | All Customers | 10 | Average Weekday | SCE | 1-in-10 | 2029 | 7 | 606.0499 | 621.9079 | 36.4787 | 63.7933 | 0
| All | All Customers | 10 | Average Weekday | SCE | 1-in-10 | 2029 | 8 | 629.4689 | 655.6573 | 36.7359 | 63.4726 | 0
| All | All Customers | 10 | Average Weekday | SCE | 1-in-10 | 2029 | 9 | 567.6719 | 605.0267 | 36.9969 | 63.925 | 0
| All | All Customers | 10 | Average Weekday | SCE | 1-in-10 | 2029 | 10 | 553.5286 | 573.4034 | 36.7736 | 66.8175 | 0
| All | All Customers | 10 | Average Weekday | SCE | 1-in-10 | 2029 | 11 | 544.2448 | 559.2777 | 36.9024 | 70.6107 | 0
| All | All Customers | 10 | Average Weekday | SCE | 1-in-10 | 2029 | 12 | 527.5139 | 538.9915 | 37.0442 | 74.3318 | 0
| All | All Customers | 10 | Average Weekday | SCE | 1-in-10 | 2029 | 13 | 434.6642 | 443.5726 | 37.1388 | 77.3255 | 0
| All | All Customers | 10 | Average Weekday | SCE | 1-in-10 | 2029 | 14 | 385.4395 | 391.4955 | 37.0312 | 79.3286 | 0
| All | All Customers | 10 | Average Weekday | SCE | 1-in-10 | 2029 | 15 | 341.6654 | 346.7562 | 36.816 | 80.544 | 0
| All | All Customers | 10 | Average Weekday | SCE | 1-in-10 | 2029 | 16 | 295.6242 | 297.5736 | 36.5364 | 81.0973 | 0
| All | All Customers | 10 | Average Weekday | SCE | 1-in-10 | 2029 | 17 | 276.5029 | 285.299 | 36.2972 | 81.0095 | 0
| All | All Customers | 10 | Average Weekday | SCE | 1-in-10 | 2029 | 18 | 269.129 | 276.14 | 36.3242 | 80.1858 | 0
| All | All Customers | 10 | Average Weekday | SCE | 1-in-10 | 2029 | 19 | 260.2688 | 264.8589 | 36.8326 | 78.2469 | 0
| All | All Customers | 10 | Average Weekday | SCE | 1-in-10 | 2029 | 20 | 261.5704 | 265.5946 | 36.2587 | 75.1596 | 0
| All | All Customers | 10 | Average Weekday | SCE | 1-in-10 | 2029 | 21 | 269.1776 | 273.4477 | 36.3252 | 72.8835 | 0
| All | All Customers | 10 | Average Weekday | SCE | 1-in-10 | 2029 | 22 | 440.8739 | 463.1286 | 36.523 | 71.2801 | 0
| All | All Customers | 10 | Average Weekday | SCE | 1-in-10 | 2029 | 23 | 430.8582 | 454.3083 | 36.6189 | 69.9309 | 0
| All | All Customers | 10 | Average Weekday | SCE | 1-in-10 | 2029 | 24 | 449.2393 | 480.8098 | 36.7289 | 68.7679 | 0
| All | All Customers | 10 | Monthly System Peak Day | SCE | 1-in-10 | 2029 | 1 | 399.8581 | 427.8285 | 36.2437 | 77.6047 | 0
| All | All Customers | 10 | Monthly System Peak Day | SCE | 1-in-10 | 2029 | 2 | 377.9243 | 392.7888 | 36.2877 | 77.2953 | 0
| All | All Customers | 10 | Monthly System Peak Day | SCE | 1-in-10 | 2029 | 3 | 472.9663 | 491.524 | 36.2944 | 76.6618 | 0
| All | All Customers | 10 | Monthly System Peak Day | SCE | 1-in-10 | 2029 | 4 | 580.6574 | 600.5838 | 36.3161 | 76.4416 | 0
| All | All Customers | 10 | Monthly System Peak Day | SCE | 1-in-10 | 2029 | 5 | 584.2301 | 608.6001 | 36.3135 | 75.8483 | 0
| All | All Customers | 10 | Monthly System Peak Day | SCE | 1-in-10 | 2029 | 6 | 597.2939 | 619.6662 | 36.3412 | 76.2735 | 0
| All | All Customers | 10 | Monthly System Peak Day | SCE | 1-in-10 | 2029 | 7 | 606.0499 | 619.6794 | 36.3483 | 76.1912 | 0
| All | All Customers | 10 | Monthly System Peak Day | SCE | 1-in-10 | 2029 | 8 | 629.4689 | 666.6794 | 36.2205 | 76.2474 | 0
| All | All Customers | 10 | Monthly System Peak Day | SCE | 1-in-10 | 2029 | 9 | 567.6719 | 615.8502 | 36.1788 | 76.2915 | 0
| All | All Customers | 10 | Monthly System Peak Day | SCE | 1-in-10 | 2029 | 10 | 553.5286 | 580.1116 | 36.2297 | 79.8866 | 0
| All | All Customers | 10 | Monthly System Peak Day | SCE | 1-in-10 | 2029 | 11 | 544.2448 | 569.3556 | 36.2598 | 84.2738 | 0
| All | All Customers | 10 | Monthly System Peak Day | SCE | 1-in-10 | 2029 | 12 | 527.5139 | 552.2888 | 36.3251 | 89.5883 | 0
| All | All Customers | 10 | Monthly System Peak Day | SCE | 1-in-10 | 2029 | 13 | 434.6642 | 446.8242 | 36.3887 | 94.0553 | 0
| All | All Customers | 10 | Monthly System Peak Day | SCE | 1-in-10 | 2029 | 14 | 385.4395 | 391.8264 | 36.33 | 96.3074 | 0
| All | All Customers | 10 | Monthly System Peak Day | SCE | 1-in-10 | 2029 | 15 | 341.6654 | 346.209 | 36.2551 | 97.8138 | 0
| All | All Customers | 10 | Monthly System Peak Day | SCE | 1-in-10 | 2029 | 16 | 295.6242 | 295.2841 | 36.2964 | 98.517 | 0
| All | All Customers | 10 | Monthly System Peak Day | SCE | 1-in-10 | 2029 | 17 | 276.5029 | 285.3142 | 36.266 | 98.3085 | 0
| All | All Customers | 10 | Monthly System Peak Day | SCE | 1-in-10 | 2029 | 18 | 269.129 | 276.4154 | 36.2524 | 97.7777 | 0
| All | All Customers | 10 | Monthly System Peak Day | SCE | 1-in-10 | 2029 | 19 | 260.2688 | 264.1595 | 36.9686 | 95.7436 | 0
| All | All Customers | 10 | Monthly System Peak Day | SCE | 1-in-10 | 2029 | 20 | 261.5704 | 264.7917 | 36.2584 | 91.5245 | 0
| All | All Customers | 10 | Monthly System Peak Day | SCE | 1-in-10 | 2029 | 21 | 269.1776 | 274.3387 | 36.3848 | 87.6138 | 0
| All | All Customers | 10 | Monthly System Peak Day | SCE | 1-in-10 | 2029 | 22 | 440.8739 | 463.3595 | 36.3189 | 85.4745 | 0
| All | All Customers | 10 | Monthly System Peak Day | SCE | 1-in-10 | 2029 | 23 | 430.8582 | 458.6776 | 36.2658 | 83.5343 | 0
| All | All Customers | 10 | Monthly System Peak Day | SCE | 1-in-10 | 2029 | 24 | 449.2393 | 500.9179 | 36.2117 | 81.9455 | 0
| All | All Customers | 11 | Average Weekday | SCE | 1-in-10 | 2029 | 1 | 375.8293 | 384.1725 | 36.5332 | 56.8635 | 0
| All | All Customers | 11 | Average Weekday | SCE | 1-in-10 | 2029 | 2 | 358.0174 | 364.8304 | 36.5206 | 55.8747 | 0
| All | All Customers | 11 | Average Weekday | SCE | 1-in-10 | 2029 | 3 | 452.5767 | 464.2526 | 36.4969 | 54.963 | 0
| All | All Customers | 11 | Average Weekday | SCE | 1-in-10 | 2029 | 4 | 566.6874 | 584.9348 | 36.5008 | 54.0459 | 0
| All | All Customers | 11 | Average Weekday | SCE | 1-in-10 | 2029 | 5 | 556.8889 | 586.2987 | 36.48 | 53.2576 | 0
| All | All Customers | 11 | Average Weekday | SCE | 1-in-10 | 2029 | 6 | 573.0057 | 610.5175 | 36.4895 | 52.6836 | 0
| All | All Customers | 11 | Average Weekday | SCE | 1-in-10 | 2029 | 7 | 587.4141 | 603.7336 | 36.6667 | 52.2571 | 0
| All | All Customers | 11 | Average Weekday | SCE | 1-in-10 | 2029 | 8 | 599.2742 | 614.1954 | 36.8431 | 52.0378 | 0
| All | All Customers | 11 | Average Weekday | SCE | 1-in-10 | 2029 | 9 | 542.9653 | 569.5922 | 36.6931 | 53.6165 | 0
| All | All Customers | 11 | Average Weekday | SCE | 1-in-10 | 2029 | 10 | 528.6276 | 542.8214 | 36.7742 | 57.5818 | 0
| All | All Customers | 11 | Average Weekday | SCE | 1-in-10 | 2029 | 11 | 511.2926 | 520.8342 | 36.8733 | 62.1705 | 0
| All | All Customers | 11 | Average Weekday | SCE | 1-in-10 | 2029 | 12 | 500.4359 | 507.4217 | 36.9403 | 65.9389 | 0
| All | All Customers | 11 | Average Weekday | SCE | 1-in-10 | 2029 | 13 | 414.2719 | 424.049 | 36.8784 | 68.6396 | 0
| All | All Customers | 11 | Average Weekday | SCE | 1-in-10 | 2029 | 14 | 377.5035 | 384.4876 | 36.7472 | 70.2556 | 0
| All | All Customers | 11 | Average Weekday | SCE | 1-in-10 | 2029 | 15 | 324.7254 | 331.5822 | 36.55 | 71.0991 | 0
| All | All Customers | 11 | Average Weekday | SCE | 1-in-10 | 2029 | 16 | 286.38 | 287.8595 | 36.5502 | 71.2778 | 0
| All | All Customers | 11 | Average Weekday | SCE | 1-in-10 | 2029 | 17 | 265.5546 | 273.3346 | 36.3236 | 70.5447 | 0
| All | All Customers | 11 | Average Weekday | SCE | 1-in-10 | 2029 | 18 | 255.3374 | 262.7027 | 36.391 | 68.5584 | 0
| All | All Customers | 11 | Average Weekday | SCE | 1-in-10 | 2029 | 19 | 250.5631 | 254.9888 | 36.2593 | 65.9823 | 0
| All | All Customers | 11 | Average Weekday | SCE | 1-in-10 | 2029 | 20 | 248.7993 | 317.1895 | 43.9443 | 63.7891 | 0
| All | All Customers | 11 | Average Weekday | SCE | 1-in-10 | 2029 | 21 | 250.9393 | 256.2188 | 36.356 | 62.0355 | 0
| All | All Customers | 11 | Average Weekday | SCE | 1-in-10 | 2029 | 22 | 416.408 | 436.3377 | 36.5799 | 60.4145 | 0
| All | All Customers | 11 | Average Weekday | SCE | 1-in-10 | 2029 | 23 | 406.6392 | 423.6957 | 36.6586 | 59.0563 | 0
| All | All Customers | 11 | Average Weekday | SCE | 1-in-10 | 2029 | 24 | 421.7454 | 437.8523 | 36.6006 | 57.8888 | 0
| All | All Customers | 11 | Monthly System Peak Day | SCE | 1-in-10 | 2029 | 1 | 375.8293 | 392.3986 | 36.3064 | 70.1098 | 0
| All | All Customers | 11 | Monthly System Peak Day | SCE | 1-in-10 | 2029 | 2 | 358.0174 | 371.9041 | 36.306 | 68.6984 | 0
| All | All Customers | 11 | Monthly System Peak Day | SCE | 1-in-10 | 2029 | 3 | 452.5767 | 470.4015 | 36.3317 | 67.9816 | 0
| All | All Customers | 11 | Monthly System Peak Day | SCE | 1-in-10 | 2029 | 4 | 566.6874 | 591.5176 | 36.3251 | 66.567 | 0
| All | All Customers | 11 | Monthly System Peak Day | SCE | 1-in-10 | 2029 | 5 | 556.8889 | 591.3034 | 36.3586 | 65.7416 | 0
| All | All Customers | 11 | Monthly System Peak Day | SCE | 1-in-10 | 2029 | 6 | 573.0057 | 613.4091 | 36.3572 | 64.8535 | 0
| All | All Customers | 11 | Monthly System Peak Day | SCE | 1-in-10 | 2029 | 7 | 587.4141 | 603.4852 | 36.1941 | 64.5405 | 0
| All | All Customers | 11 | Monthly System Peak Day | SCE | 1-in-10 | 2029 | 8 | 599.2742 | 637.0334 | 36.1576 | 65.0685 | 0
| All | All Customers | 11 | Monthly System Peak Day | SCE | 1-in-10 | 2029 | 9 | 542.9653 | 577.8208 | 36.2676 | 66.6631 | 0
| All | All Customers | 11 | Monthly System Peak Day | SCE | 1-in-10 | 2029 | 10 | 528.6276 | 552.7626 | 36.2456 | 70.9158 | 0
| All | All Customers | 11 | Monthly System Peak Day | SCE | 1-in-10 | 2029 | 11 | 511.2926 | 535.1694 | 36.3398 | 77.9199 | 0
| All | All Customers | 11 | Monthly System Peak Day | SCE | 1-in-10 | 2029 | 12 | 500.4359 | 522.964 | 36.4697 | 83.7981 | 0
| All | All Customers | 11 | Monthly System Peak Day | SCE | 1-in-10 | 2029 | 13 | 414.2719 | 427.2374 | 36.4552 | 87.3606 | 0
| All | All Customers | 11 | Monthly System Peak Day | SCE | 1-in-10 | 2029 | 14 | 377.5035 | 384.1818 | 36.343 | 89.2394 | 0
| All | All Customers | 11 | Monthly System Peak Day | SCE | 1-in-10 | 2029 | 15 | 324.7254 | 331.0187 | 36.3394 | 89.9202 | 0
| All | All Customers | 11 | Monthly System Peak Day | SCE | 1-in-10 | 2029 | 16 | 286.38 | 285.5862 | 36.2912 | 90.0734 | 0
| All | All Customers | 11 | Monthly System Peak Day | SCE | 1-in-10 | 2029 | 17 | 265.5546 | 274.0645 | 36.2476 | 89.4596 | 0
| All | All Customers | 11 | Monthly System Peak Day | SCE | 1-in-10 | 2029 | 18 | 255.3374 | 264.7664 | 36.2003 | 87.6979 | 0
| All | All Customers | 11 | Monthly System Peak Day | SCE | 1-in-10 | 2029 | 19 | 250.5631 | 254.7235 | 36.259 | 84.6872 | 0
| All | All Customers | 11 | Monthly System Peak Day | SCE | 1-in-10 | 2029 | 20 | 248.7993 | 372.6392 | 48.1747 | 80.8862 | 0
| All | All Customers | 11 | Monthly System Peak Day | SCE | 1-in-10 | 2029 | 21 | 250.9393 | 256.9336 | 36.4145 | 77.491 | 0
| All | All Customers | 11 | Monthly System Peak Day | SCE | 1-in-10 | 2029 | 22 | 416.408 | 438.5952 | 36.2657 | 74.8802 | 0
| All | All Customers | 11 | Monthly System Peak Day | SCE | 1-in-10 | 2029 | 23 | 406.6392 | 430.8966 | 36.2131 | 72.6836 | 0
| All | All Customers | 11 | Monthly System Peak Day | SCE | 1-in-10 | 2029 | 24 | 421.7454 | 452.8204 | 36.2615 | 71.115 | 0
| All | All Customers | 12 | Average Weekday | SCE | 1-in-10 | 2029 | 1 | 415.7726 | 424.5283 | 36.4176 | 49.5315 | 0
| All | All Customers | 12 | Average Weekday | SCE | 1-in-10 | 2029 | 2 | 399.7394 | 407.3772 | 36.4117 | 48.6993 | 0
| All | All Customers | 12 | Average Weekday | SCE | 1-in-10 | 2029 | 3 | 492.2848 | 505.0028 | 36.411 | 47.9576 | 0
| All | All Customers | 12 | Average Weekday | SCE | 1-in-10 | 2029 | 4 | 607.5525 | 627.0712 | 36.4104 | 47.193 | 0
| All | All Customers | 12 | Average Weekday | SCE | 1-in-10 | 2029 | 5 | 601.6967 | 633.1747 | 36.4133 | 46.6856 | 0
| All | All Customers | 12 | Average Weekday | SCE | 1-in-10 | 2029 | 6 | 603.5413 | 644.2559 | 36.4181 | 46.2078 | 0
| All | All Customers | 12 | Average Weekday | SCE | 1-in-10 | 2029 | 7 | 611.0705 | 628.3751 | 36.4246 | 45.8721 | 0
| All | All Customers | 12 | Average Weekday | SCE | 1-in-10 | 2029 | 8 | 629.5424 | 646.1927 | 36.4329 | 45.8735 | 0
| All | All Customers | 12 | Average Weekday | SCE | 1-in-10 | 2029 | 9 | 564.442 | 591.7927 | 36.4418 | 46.7094 | 0
| All | All Customers | 12 | Average Weekday | SCE | 1-in-10 | 2029 | 10 | 540.6232 | 557.6916 | 36.4301 | 49.7865 | 0
| All | All Customers | 12 | Average Weekday | SCE | 1-in-10 | 2029 | 11 | 525.9537 | 536.8054 | 36.4465 | 53.5721 | 0
| All | All Customers | 12 | Average Weekday | SCE | 1-in-10 | 2029 | 12 | 513.7963 | 520.4583 | 36.4628 | 56.8893 | 0
| All | All Customers | 12 | Average Weekday | SCE | 1-in-10 | 2029 | 13 | 434.558 | 444.0239 | 36.473 | 59.2808 | 0
| All | All Customers | 12 | Average Weekday | SCE | 1-in-10 | 2029 | 14 | 401.6678 | 409.1942 | 36.4611 | 60.8608 | 0
| All | All Customers | 12 | Average Weekday | SCE | 1-in-10 | 2029 | 15 | 365.5638 | 371.8617 | 36.4366 | 61.7208 | 0
| All | All Customers | 12 | Average Weekday | SCE | 1-in-10 | 2029 | 16 | 325.4817 | 326.9037 | 36.4173 | 61.9813 | 0
| All | All Customers | 12 | Average Weekday | SCE | 1-in-10 | 2029 | 17 | 312.1095 | 320.5552 | 36.282 | 61.2692 | 0
| All | All Customers | 12 | Average Weekday | SCE | 1-in-10 | 2029 | 18 | 303.5844 | 310.7355 | 36.2822 | 59.2106 | 0
| All | All Customers | 12 | Average Weekday | SCE | 1-in-10 | 2029 | 19 | 299.8942 | 304.1339 | 36.2589 | 56.9047 | 0
| All | All Customers | 12 | Average Weekday | SCE | 1-in-10 | 2029 | 20 | 306.4958 | 376.0491 | 36.946 | 55.2939 | 0
| All | All Customers | 12 | Average Weekday | SCE | 1-in-10 | 2029 | 21 | 309.9825 | 315.4053 | 36.3243 | 53.926 | 0
| All | All Customers | 12 | Average Weekday | SCE | 1-in-10 | 2029 | 22 | 462.8532 | 482.2486 | 36.4217 | 52.6599 | 0
| All | All Customers | 12 | Average Weekday | SCE | 1-in-10 | 2029 | 23 | 452.8381 | 469.4229 | 36.4252 | 51.5423 | 0
| All | All Customers | 12 | Average Weekday | SCE | 1-in-10 | 2029 | 24 | 466.0876 | 482.6752 | 36.4253 | 50.6378 | 0
| All | All Customers | 12 | Monthly System Peak Day | SCE | 1-in-10 | 2029 | 1 | 415.7726 | 424.5283 | 36.4176 | 42.9142 | 0
| All | All Customers | 12 | Monthly System Peak Day | SCE | 1-in-10 | 2029 | 2 | 399.7394 | 407.3772 | 36.4117 | 41.9747 | 0
| All | All Customers | 12 | Monthly System Peak Day | SCE | 1-in-10 | 2029 | 3 | 492.2848 | 505.0028 | 36.411 | 40.9278 | 0
| All | All Customers | 12 | Monthly System Peak Day | SCE | 1-in-10 | 2029 | 4 | 607.5525 | 627.0712 | 36.4104 | 40.057 | 0
| All | All Customers | 12 | Monthly System Peak Day | SCE | 1-in-10 | 2029 | 5 | 601.6967 | 633.1747 | 36.4133 | 39.156 | 0
| All | All Customers | 12 | Monthly System Peak Day | SCE | 1-in-10 | 2029 | 6 | 603.5413 | 644.2559 | 36.4181 | 38.165 | 0
| All | All Customers | 12 | Monthly System Peak Day | SCE | 1-in-10 | 2029 | 7 | 611.0705 | 628.3751 | 36.4246 | 37.3427 | 0
| All | All Customers | 12 | Monthly System Peak Day | SCE | 1-in-10 | 2029 | 8 | 629.5424 | 646.1927 | 36.4329 | 37.5165 | 0
| All | All Customers | 12 | Monthly System Peak Day | SCE | 1-in-10 | 2029 | 9 | 564.442 | 591.7927 | 36.4418 | 38.7112 | 0
| All | All Customers | 12 | Monthly System Peak Day | SCE | 1-in-10 | 2029 | 10 | 540.6232 | 557.6916 | 36.4301 | 42.6329 | 0
| All | All Customers | 12 | Monthly System Peak Day | SCE | 1-in-10 | 2029 | 11 | 525.9537 | 536.8054 | 36.4465 | 47.0512 | 0
| All | All Customers | 12 | Monthly System Peak Day | SCE | 1-in-10 | 2029 | 12 | 513.7963 | 520.4583 | 36.4628 | 49.8976 | 0
| All | All Customers | 12 | Monthly System Peak Day | SCE | 1-in-10 | 2029 | 13 | 434.558 | 444.0239 | 36.473 | 51.2001 | 0
| All | All Customers | 12 | Monthly System Peak Day | SCE | 1-in-10 | 2029 | 14 | 401.6678 | 409.1942 | 36.4611 | 52.4006 | 0
| All | All Customers | 12 | Monthly System Peak Day | SCE | 1-in-10 | 2029 | 15 | 365.5638 | 371.8617 | 36.4366 | 53.432 | 0
| All | All Customers | 12 | Monthly System Peak Day | SCE | 1-in-10 | 2029 | 16 | 325.4817 | 326.9037 | 36.4173 | 53.8276 | 0
| All | All Customers | 12 | Monthly System Peak Day | SCE | 1-in-10 | 2029 | 17 | 312.1095 | 320.5552 | 36.282 | 53.5174 | 0
| All | All Customers | 12 | Monthly System Peak Day | SCE | 1-in-10 | 2029 | 18 | 303.5844 | 310.7355 | 36.2822 | 51.7141 | 0
| All | All Customers | 12 | Monthly System Peak Day | SCE | 1-in-10 | 2029 | 19 | 299.8942 | 304.1339 | 36.2589 | 49.5135 | 0
| All | All Customers | 12 | Monthly System Peak Day | SCE | 1-in-10 | 2029 | 20 | 306.4958 | 376.0491 | 36.946 | 48.193 | 0
| All | All Customers | 12 | Monthly System Peak Day | SCE | 1-in-10 | 2029 | 21 | 309.9825 | 315.4053 | 36.3243 | 46.7799 | 0
| All | All Customers | 12 | Monthly System Peak Day | SCE | 1-in-10 | 2029 | 22 | 462.8532 | 482.2486 | 36.4217 | 45.0996 | 0
| All | All Customers | 12 | Monthly System Peak Day | SCE | 1-in-10 | 2029 | 23 | 452.8381 | 469.4229 | 36.4252 | 44.3117 | 0
| All | All Customers | 12 | Monthly System Peak Day | SCE | 1-in-10 | 2029 | 24 | 466.0876 | 482.6752 | 36.4253 | 43.8263 | 0
| All | All Customers | 1 | Average Weekday | SCE | 1-in-10 | 2030 | 1 | 412.3207 | 420.3777 | 36.4277 | 49.4499 | 0
| All | All Customers | 1 | Average Weekday | SCE | 1-in-10 | 2030 | 2 | 400.0115 | 408.0339 | 36.4219 | 48.6517 | 0
| All | All Customers | 1 | Average Weekday | SCE | 1-in-10 | 2030 | 3 | 497.4373 | 509.8273 | 36.4212 | 48.0156 | 0
| All | All Customers | 1 | Average Weekday | SCE | 1-in-10 | 2030 | 4 | 610.2239 | 629.0153 | 36.4205 | 47.3298 | 0
| All | All Customers | 1 | Average Weekday | SCE | 1-in-10 | 2030 | 5 | 605.1584 | 635.9515 | 36.4234 | 46.6643 | 0
| All | All Customers | 1 | Average Weekday | SCE | 1-in-10 | 2030 | 6 | 614.6386 | 654.0795 | 36.4282 | 46.0566 | 0
| All | All Customers | 1 | Average Weekday | SCE | 1-in-10 | 2030 | 7 | 629.8824 | 646.5198 | 36.4347 | 45.5653 | 0
| All | All Customers | 1 | Average Weekday | SCE | 1-in-10 | 2030 | 8 | 651.1683 | 667.0876 | 36.443 | 45.3715 | 0
| All | All Customers | 1 | Average Weekday | SCE | 1-in-10 | 2030 | 9 | 582.8515 | 608.5059 | 36.452 | 45.9366 | 0
| All | All Customers | 1 | Average Weekday | SCE | 1-in-10 | 2030 | 10 | 569.4366 | 584.2149 | 36.4403 | 48.7274 | 0
| All | All Customers | 1 | Average Weekday | SCE | 1-in-10 | 2030 | 11 | 551.0477 | 560.7577 | 36.4567 | 52.3553 | 0
| All | All Customers | 1 | Average Weekday | SCE | 1-in-10 | 2030 | 12 | 541.1241 | 547.8397 | 36.473 | 55.6424 | 0
| All | All Customers | 1 | Average Weekday | SCE | 1-in-10 | 2030 | 13 | 466.3878 | 475.8654 | 36.4832 | 57.9774 | 0
| All | All Customers | 1 | Average Weekday | SCE | 1-in-10 | 2030 | 14 | 428.9601 | 435.9169 | 36.4713 | 59.4872 | 0
| All | All Customers | 1 | Average Weekday | SCE | 1-in-10 | 2030 | 15 | 390.2562 | 395.9041 | 36.4467 | 60.4221 | 0
| All | All Customers | 1 | Average Weekday | SCE | 1-in-10 | 2030 | 16 | 348.9893 | 350.2364 | 36.4275 | 60.7972 | 0
| All | All Customers | 1 | Average Weekday | SCE | 1-in-10 | 2030 | 17 | 334.4203 | 342.7563 | 36.2935 | 60.3811 | 0
| All | All Customers | 1 | Average Weekday | SCE | 1-in-10 | 2030 | 18 | 323.0091 | 330.2786 | 36.2937 | 58.9037 | 0
| All | All Customers | 1 | Average Weekday | SCE | 1-in-10 | 2030 | 19 | 311.3895 | 315.6726 | 36.2699 | 56.6145 | 0
| All | All Customers | 1 | Average Weekday | SCE | 1-in-10 | 2030 | 20 | 311.0594 | 380.1322 | 36.9547 | 54.9021 | 0
| All | All Customers | 1 | Average Weekday | SCE | 1-in-10 | 2030 | 21 | 303.2848 | 308.5427 | 36.3356 | 53.6195 | 0
| All | All Customers | 1 | Average Weekday | SCE | 1-in-10 | 2030 | 22 | 457.8961 | 477.4702 | 36.4316 | 52.4654 | 0
| All | All Customers | 1 | Average Weekday | SCE | 1-in-10 | 2030 | 23 | 450.5552 | 467.1908 | 36.4353 | 51.3586 | 0
| All | All Customers | 1 | Average Weekday | SCE | 1-in-10 | 2030 | 24 | 467.3278 | 483.1254 | 36.4354 | 50.4441 | 0
| All | All Customers | 1 | Monthly System Peak Day | SCE | 1-in-10 | 2030 | 1 | 412.3207 | 420.3777 | 36.4277 | 45.7436 | 0
| All | All Customers | 1 | Monthly System Peak Day | SCE | 1-in-10 | 2030 | 2 | 400.0115 | 408.0339 | 36.4219 | 45.2319 | 0
| All | All Customers | 1 | Monthly System Peak Day | SCE | 1-in-10 | 2030 | 3 | 497.4373 | 509.8273 | 36.4212 | 44.4516 | 0
| All | All Customers | 1 | Monthly System Peak Day | SCE | 1-in-10 | 2030 | 4 | 610.2239 | 629.0153 | 36.4205 | 43.7143 | 0
| All | All Customers | 1 | Monthly System Peak Day | SCE | 1-in-10 | 2030 | 5 | 605.1584 | 635.9515 | 36.4234 | 43.3871 | 0
| All | All Customers | 1 | Monthly System Peak Day | SCE | 1-in-10 | 2030 | 6 | 614.6386 | 654.0795 | 36.4282 | 42.6142 | 0
| All | All Customers | 1 | Monthly System Peak Day | SCE | 1-in-10 | 2030 | 7 | 629.8824 | 646.5198 | 36.4347 | 42.0562 | 0
| All | All Customers | 1 | Monthly System Peak Day | SCE | 1-in-10 | 2030 | 8 | 651.1683 | 667.0876 | 36.443 | 41.6719 | 0
| All | All Customers | 1 | Monthly System Peak Day | SCE | 1-in-10 | 2030 | 9 | 582.8515 | 608.5059 | 36.452 | 42.1354 | 0
| All | All Customers | 1 | Monthly System Peak Day | SCE | 1-in-10 | 2030 | 10 | 569.4366 | 584.2149 | 36.4403 | 44.3761 | 0
| All | All Customers | 1 | Monthly System Peak Day | SCE | 1-in-10 | 2030 | 11 | 551.0477 | 560.7577 | 36.4567 | 46.872 | 0
| All | All Customers | 1 | Monthly System Peak Day | SCE | 1-in-10 | 2030 | 12 | 541.1241 | 547.8397 | 36.473 | 48.777 | 0
| All | All Customers | 1 | Monthly System Peak Day | SCE | 1-in-10 | 2030 | 13 | 466.3878 | 475.8654 | 36.4832 | 48.9265 | 0
| All | All Customers | 1 | Monthly System Peak Day | SCE | 1-in-10 | 2030 | 14 | 428.9601 | 435.9169 | 36.4713 | 49.3759 | 0
| All | All Customers | 1 | Monthly System Peak Day | SCE | 1-in-10 | 2030 | 15 | 390.2562 | 395.9041 | 36.4467 | 50.0387 | 0
| All | All Customers | 1 | Monthly System Peak Day | SCE | 1-in-10 | 2030 | 16 | 348.9893 | 350.2364 | 36.4275 | 50.9622 | 0
| All | All Customers | 1 | Monthly System Peak Day | SCE | 1-in-10 | 2030 | 17 | 334.4203 | 342.7563 | 36.2935 | 50.472 | 0
| All | All Customers | 1 | Monthly System Peak Day | SCE | 1-in-10 | 2030 | 18 | 323.0091 | 330.2786 | 36.2937 | 49.331 | 0
| All | All Customers | 1 | Monthly System Peak Day | SCE | 1-in-10 | 2030 | 19 | 311.3895 | 315.6726 | 36.2699 | 47.7546 | 0
| All | All Customers | 1 | Monthly System Peak Day | SCE | 1-in-10 | 2030 | 20 | 311.0594 | 380.1322 | 36.9547 | 46.9384 | 0
| All | All Customers | 1 | Monthly System Peak Day | SCE | 1-in-10 | 2030 | 21 | 303.2848 | 308.5427 | 36.3356 | 46.2621 | 0
| All | All Customers | 1 | Monthly System Peak Day | SCE | 1-in-10 | 2030 | 22 | 457.8961 | 477.4702 | 36.4316 | 45.7461 | 0
| All | All Customers | 1 | Monthly System Peak Day | SCE | 1-in-10 | 2030 | 23 | 450.5552 | 467.1908 | 36.4353 | 45.154 | 0
| All | All Customers | 1 | Monthly System Peak Day | SCE | 1-in-10 | 2030 | 24 | 467.3278 | 483.1254 | 36.4354 | 44.6112 | 0
| All | All Customers | 2 | Average Weekday | SCE | 1-in-10 | 2030 | 1 | 386.2859 | 395.0454 | 36.4689 | 55.0805 | 0
| All | All Customers | 2 | Average Weekday | SCE | 1-in-10 | 2030 | 2 | 372.4348 | 381.183 | 36.4623 | 54.0194 | 0
| All | All Customers | 2 | Average Weekday | SCE | 1-in-10 | 2030 | 3 | 463.8255 | 477.3432 | 36.4616 | 53.0825 | 0
| All | All Customers | 2 | Average Weekday | SCE | 1-in-10 | 2030 | 4 | 571.6467 | 592.5417 | 36.461 | 52.0941 | 0
| All | All Customers | 2 | Average Weekday | SCE | 1-in-10 | 2030 | 5 | 570.8141 | 603.8412 | 36.4645 | 51.287 | 0
| All | All Customers | 2 | Average Weekday | SCE | 1-in-10 | 2030 | 6 | 583.3732 | 624.6447 | 36.4704 | 50.69 | 0
| All | All Customers | 2 | Average Weekday | SCE | 1-in-10 | 2030 | 7 | 588.4734 | 605.8738 | 36.4776 | 50.2502 | 0
| All | All Customers | 2 | Average Weekday | SCE | 1-in-10 | 2030 | 8 | 610.7567 | 626.9569 | 36.4859 | 49.9958 | 0
| All | All Customers | 2 | Average Weekday | SCE | 1-in-10 | 2030 | 9 | 559.7485 | 585.4109 | 36.4948 | 51.5858 | 0
| All | All Customers | 2 | Average Weekday | SCE | 1-in-10 | 2030 | 10 | 541.813 | 556.0588 | 36.4814 | 55.5972 | 0
| All | All Customers | 2 | Average Weekday | SCE | 1-in-10 | 2030 | 11 | 527.2688 | 537.1487 | 36.4992 | 60.1351 | 0
| All | All Customers | 2 | Average Weekday | SCE | 1-in-10 | 2030 | 12 | 516.7455 | 524.0451 | 36.517 | 63.9231 | 0
| All | All Customers | 2 | Average Weekday | SCE | 1-in-10 | 2030 | 13 | 440.2023 | 450.4564 | 36.5284 | 66.5857 | 0
| All | All Customers | 2 | Average Weekday | SCE | 1-in-10 | 2030 | 14 | 399.5282 | 406.9617 | 36.5155 | 68.3273 | 0
| All | All Customers | 2 | Average Weekday | SCE | 1-in-10 | 2030 | 15 | 352.7448 | 360.0791 | 36.4889 | 69.1954 | 0
| All | All Customers | 2 | Average Weekday | SCE | 1-in-10 | 2030 | 16 | 313.0638 | 315.4155 | 36.4683 | 69.5589 | 0
| All | All Customers | 2 | Average Weekday | SCE | 1-in-10 | 2030 | 17 | 288.0491 | 295.5372 | 36.3071 | 69.0457 | 0
| All | All Customers | 2 | Average Weekday | SCE | 1-in-10 | 2030 | 18 | 276.9934 | 283.4132 | 36.3079 | 67.5196 | 0
| All | All Customers | 2 | Average Weekday | SCE | 1-in-10 | 2030 | 19 | 270.8022 | 275.5191 | 36.2702 | 64.591 | 0
| All | All Customers | 2 | Average Weekday | SCE | 1-in-10 | 2030 | 20 | 270.3938 | 337.3174 | 37.0549 | 61.9668 | 0
| All | All Customers | 2 | Average Weekday | SCE | 1-in-10 | 2030 | 21 | 264.6576 | 270.0406 | 36.3509 | 60.122 | 0
| All | All Customers | 2 | Average Weekday | SCE | 1-in-10 | 2030 | 22 | 421.0319 | 441.1491 | 36.4744 | 58.5497 | 0
| All | All Customers | 2 | Average Weekday | SCE | 1-in-10 | 2030 | 23 | 415.7993 | 433.1243 | 36.4781 | 57.109 | 0
| All | All Customers | 2 | Average Weekday | SCE | 1-in-10 | 2030 | 24 | 434.3992 | 451.2227 | 36.4775 | 55.8763 | 0
| All | All Customers | 2 | Monthly System Peak Day | SCE | 1-in-10 | 2030 | 1 | 386.2859 | 395.0454 | 36.4689 | 65.9778 | 0
| All | All Customers | 2 | Monthly System Peak Day | SCE | 1-in-10 | 2030 | 2 | 372.4348 | 381.183 | 36.4623 | 64.3204 | 0
| All | All Customers | 2 | Monthly System Peak Day | SCE | 1-in-10 | 2030 | 3 | 463.8255 | 477.3432 | 36.4616 | 63.1008 | 0
| All | All Customers | 2 | Monthly System Peak Day | SCE | 1-in-10 | 2030 | 4 | 571.6467 | 592.5417 | 36.461 | 61.7665 | 0
| All | All Customers | 2 | Monthly System Peak Day | SCE | 1-in-10 | 2030 | 5 | 570.8141 | 603.8412 | 36.4645 | 60.9263 | 0
| All | All Customers | 2 | Monthly System Peak Day | SCE | 1-in-10 | 2030 | 6 | 583.3732 | 624.6447 | 36.4704 | 59.3934 | 0
| All | All Customers | 2 | Monthly System Peak Day | SCE | 1-in-10 | 2030 | 7 | 588.4734 | 605.8738 | 36.4776 | 59.3915 | 0
| All | All Customers | 2 | Monthly System Peak Day | SCE | 1-in-10 | 2030 | 8 | 610.7567 | 626.9569 | 36.4859 | 58.7706 | 0
| All | All Customers | 2 | Monthly System Peak Day | SCE | 1-in-10 | 2030 | 9 | 559.7485 | 585.4109 | 36.4948 | 60.6815 | 0
| All | All Customers | 2 | Monthly System Peak Day | SCE | 1-in-10 | 2030 | 10 | 541.813 | 556.0588 | 36.4814 | 66.3867 | 0
| All | All Customers | 2 | Monthly System Peak Day | SCE | 1-in-10 | 2030 | 11 | 527.2688 | 537.1487 | 36.4992 | 72.1731 | 0
| All | All Customers | 2 | Monthly System Peak Day | SCE | 1-in-10 | 2030 | 12 | 516.7455 | 524.0451 | 36.517 | 76.643 | 0
| All | All Customers | 2 | Monthly System Peak Day | SCE | 1-in-10 | 2030 | 13 | 440.2023 | 450.4564 | 36.5284 | 79.9845 | 0
| All | All Customers | 2 | Monthly System Peak Day | SCE | 1-in-10 | 2030 | 14 | 399.5282 | 406.9617 | 36.5155 | 82.0543 | 0
| All | All Customers | 2 | Monthly System Peak Day | SCE | 1-in-10 | 2030 | 15 | 352.7448 | 360.0791 | 36.4889 | 83.1723 | 0
| All | All Customers | 2 | Monthly System Peak Day | SCE | 1-in-10 | 2030 | 16 | 313.0638 | 315.4155 | 36.4683 | 83.611 | 0
| All | All Customers | 2 | Monthly System Peak Day | SCE | 1-in-10 | 2030 | 17 | 288.0491 | 295.5372 | 36.3071 | 82.9323 | 0
| All | All Customers | 2 | Monthly System Peak Day | SCE | 1-in-10 | 2030 | 18 | 276.9934 | 283.4132 | 36.3079 | 80.757 | 0
| All | All Customers | 2 | Monthly System Peak Day | SCE | 1-in-10 | 2030 | 19 | 270.8022 | 275.5191 | 36.2702 | 76.5126 | 0
| All | All Customers | 2 | Monthly System Peak Day | SCE | 1-in-10 | 2030 | 20 | 270.3938 | 337.3174 | 37.0549 | 72.6594 | 0
| All | All Customers | 2 | Monthly System Peak Day | SCE | 1-in-10 | 2030 | 21 | 264.6576 | 270.0406 | 36.3509 | 69.6011 | 0
| All | All Customers | 2 | Monthly System Peak Day | SCE | 1-in-10 | 2030 | 22 | 421.0319 | 441.1491 | 36.4744 | 67.5264 | 0
| All | All Customers | 2 | Monthly System Peak Day | SCE | 1-in-10 | 2030 | 23 | 415.7993 | 433.1243 | 36.4781 | 65.5967 | 0
| All | All Customers | 2 | Monthly System Peak Day | SCE | 1-in-10 | 2030 | 24 | 434.3992 | 451.2227 | 36.4775 | 63.8301 | 0
| All | All Customers | 3 | Average Weekday | SCE | 1-in-10 | 2030 | 1 | 417.8146 | 433.1516 | 36.5376 | 58.38 | 0
| All | All Customers | 3 | Average Weekday | SCE | 1-in-10 | 2030 | 2 | 404.0392 | 412.8395 | 36.4885 | 57.2797 | 0
| All | All Customers | 3 | Average Weekday | SCE | 1-in-10 | 2030 | 3 | 509.6177 | 520.8984 | 36.4812 | 56.254 | 0
| All | All Customers | 3 | Average Weekday | SCE | 1-in-10 | 2030 | 4 | 619.6219 | 636.074 | 36.4652 | 55.3455 | 0
| All | All Customers | 3 | Average Weekday | SCE | 1-in-10 | 2030 | 5 | 601.4288 | 622.0458 | 36.4684 | 54.5781 | 0
| All | All Customers | 3 | Average Weekday | SCE | 1-in-10 | 2030 | 6 | 615.7683 | 639.7926 | 36.454 | 53.8867 | 0
| All | All Customers | 3 | Average Weekday | SCE | 1-in-10 | 2030 | 7 | 629.0916 | 645.6687 | 36.4658 | 53.4742 | 0
| All | All Customers | 3 | Average Weekday | SCE | 1-in-10 | 2030 | 8 | 647.2907 | 677.5486 | 36.5961 | 53.4151 | 0
| All | All Customers | 3 | Average Weekday | SCE | 1-in-10 | 2030 | 9 | 590.0635 | 628.3732 | 36.7143 | 54.8301 | 0
| All | All Customers | 3 | Average Weekday | SCE | 1-in-10 | 2030 | 10 | 575.4631 | 598.6813 | 36.6067 | 58.3814 | 0
| All | All Customers | 3 | Average Weekday | SCE | 1-in-10 | 2030 | 11 | 550.6227 | 568.0154 | 36.6655 | 62.6904 | 0
| All | All Customers | 3 | Average Weekday | SCE | 1-in-10 | 2030 | 12 | 542.657 | 554.1948 | 36.724 | 66.6136 | 0
| All | All Customers | 3 | Average Weekday | SCE | 1-in-10 | 2030 | 13 | 447.6898 | 456.9558 | 36.7549 | 69.6765 | 0
| All | All Customers | 3 | Average Weekday | SCE | 1-in-10 | 2030 | 14 | 418.6578 | 425.0529 | 36.709 | 71.7646 | 0
| All | All Customers | 3 | Average Weekday | SCE | 1-in-10 | 2030 | 15 | 372.9967 | 378.3175 | 36.6152 | 73.0134 | 0
| All | All Customers | 3 | Average Weekday | SCE | 1-in-10 | 2030 | 16 | 335.3022 | 337.4207 | 36.487 | 73.604 | 0
| All | All Customers | 3 | Average Weekday | SCE | 1-in-10 | 2030 | 17 | 322.3881 | 331.4898 | 36.3033 | 73.5115 | 0
| All | All Customers | 3 | Average Weekday | SCE | 1-in-10 | 2030 | 18 | 308.9971 | 316.0141 | 36.3165 | 72.5285 | 0
| All | All Customers | 3 | Average Weekday | SCE | 1-in-10 | 2030 | 19 | 301.3607 | 306.2117 | 36.3897 | 70.6931 | 0
| All | All Customers | 3 | Average Weekday | SCE | 1-in-10 | 2030 | 20 | 291.3075 | 295.3518 | 36.2696 | 68.0039 | 0
| All | All Customers | 3 | Average Weekday | SCE | 1-in-10 | 2030 | 21 | 277.1886 | 281.1435 | 36.3125 | 65.2746 | 0
| All | All Customers | 3 | Average Weekday | SCE | 1-in-10 | 2030 | 22 | 453.0435 | 475.9726 | 36.4887 | 63.4622 | 0
| All | All Customers | 3 | Average Weekday | SCE | 1-in-10 | 2030 | 23 | 452.4937 | 476.7902 | 36.5383 | 62.0728 | 0
| All | All Customers | 3 | Average Weekday | SCE | 1-in-10 | 2030 | 24 | 478.5115 | 511.2525 | 36.5878 | 60.6886 | 0
| All | All Customers | 3 | Monthly System Peak Day | SCE | 1-in-10 | 2030 | 1 | 417.8146 | 448.8927 | 36.2 | 66.5653 | 0
| All | All Customers | 3 | Monthly System Peak Day | SCE | 1-in-10 | 2030 | 2 | 404.0392 | 422.7584 | 36.2614 | 64.9122 | 0
| All | All Customers | 3 | Monthly System Peak Day | SCE | 1-in-10 | 2030 | 3 | 509.6177 | 531.1716 | 36.2713 | 63.5178 | 0
| All | All Customers | 3 | Monthly System Peak Day | SCE | 1-in-10 | 2030 | 4 | 619.6219 | 643.0419 | 36.3025 | 62.3191 | 0
| All | All Customers | 3 | Monthly System Peak Day | SCE | 1-in-10 | 2030 | 5 | 601.4288 | 631.2432 | 36.2983 | 61.3609 | 0
| All | All Customers | 3 | Monthly System Peak Day | SCE | 1-in-10 | 2030 | 6 | 615.7683 | 641.7125 | 36.3376 | 60.4826 | 0
| All | All Customers | 3 | Monthly System Peak Day | SCE | 1-in-10 | 2030 | 7 | 629.0916 | 643.456 | 36.3436 | 59.9374 | 0
| All | All Customers | 3 | Monthly System Peak Day | SCE | 1-in-10 | 2030 | 8 | 647.2907 | 696.5435 | 36.1638 | 59.4377 | 0
| All | All Customers | 3 | Monthly System Peak Day | SCE | 1-in-10 | 2030 | 9 | 590.0635 | 639.028 | 36.1508 | 60.7855 | 0
| All | All Customers | 3 | Monthly System Peak Day | SCE | 1-in-10 | 2030 | 10 | 575.4631 | 606.4708 | 36.1969 | 65.5539 | 0
| All | All Customers | 3 | Monthly System Peak Day | SCE | 1-in-10 | 2030 | 11 | 550.6227 | 581.0494 | 36.2748 | 70.9405 | 0
| All | All Customers | 3 | Monthly System Peak Day | SCE | 1-in-10 | 2030 | 12 | 542.657 | 567.2701 | 36.4249 | 75.9952 | 0
| All | All Customers | 3 | Monthly System Peak Day | SCE | 1-in-10 | 2030 | 13 | 447.6898 | 461.4659 | 36.5721 | 79.8811 | 0
| All | All Customers | 3 | Monthly System Peak Day | SCE | 1-in-10 | 2030 | 14 | 418.6578 | 426.6469 | 36.4438 | 82.2506 | 0
| All | All Customers | 3 | Monthly System Peak Day | SCE | 1-in-10 | 2030 | 15 | 372.9967 | 378.4587 | 36.2637 | 84.2489 | 0
| All | All Customers | 3 | Monthly System Peak Day | SCE | 1-in-10 | 2030 | 16 | 335.3022 | 335.1414 | 36.2757 | 85.09 | 0
| All | All Customers | 3 | Monthly System Peak Day | SCE | 1-in-10 | 2030 | 17 | 322.3881 | 331.6892 | 36.278 | 85.004 | 0
| All | All Customers | 3 | Monthly System Peak Day | SCE | 1-in-10 | 2030 | 18 | 308.9971 | 316.4116 | 36.2614 | 83.7783 | 0
| All | All Customers | 3 | Monthly System Peak Day | SCE | 1-in-10 | 2030 | 19 | 301.3607 | 305.6039 | 37.7905 | 82.3635 | 0
| All | All Customers | 3 | Monthly System Peak Day | SCE | 1-in-10 | 2030 | 20 | 291.3075 | 294.6935 | 36.2695 | 79.8314 | 0
| All | All Customers | 3 | Monthly System Peak Day | SCE | 1-in-10 | 2030 | 21 | 277.1886 | 281.9264 | 36.4628 | 75.8165 | 0
| All | All Customers | 3 | Monthly System Peak Day | SCE | 1-in-10 | 2030 | 22 | 453.0435 | 476.3412 | 36.2982 | 72.4978 | 0
| All | All Customers | 3 | Monthly System Peak Day | SCE | 1-in-10 | 2030 | 23 | 452.4937 | 481.3559 | 36.2224 | 69.8694 | 0
| All | All Customers | 3 | Monthly System Peak Day | SCE | 1-in-10 | 2030 | 24 | 478.5115 | 531.8152 | 36.1556 | 67.516 | 0
| All | All Customers | 4 | Average Weekday | SCE | 1-in-10 | 2030 | 1 | 387.2307 | 401.6407 | 36.5399 | 59.0796 | 0
| All | All Customers | 4 | Average Weekday | SCE | 1-in-10 | 2030 | 2 | 374.6735 | 384.0111 | 36.4912 | 58.0445 | 0
| All | All Customers | 4 | Average Weekday | SCE | 1-in-10 | 2030 | 3 | 475.8904 | 487.6218 | 36.4839 | 57.104 | 0
| All | All Customers | 4 | Average Weekday | SCE | 1-in-10 | 2030 | 4 | 577.7191 | 593.9056 | 36.468 | 56.2242 | 0
| All | All Customers | 4 | Average Weekday | SCE | 1-in-10 | 2030 | 5 | 552.2527 | 571.676 | 36.4713 | 55.5416 | 0
| All | All Customers | 4 | Average Weekday | SCE | 1-in-10 | 2030 | 6 | 567.099 | 590.2137 | 36.4571 | 55.0192 | 0
| All | All Customers | 4 | Average Weekday | SCE | 1-in-10 | 2030 | 7 | 581.1986 | 598.3224 | 36.469 | 54.5621 | 0
| All | All Customers | 4 | Average Weekday | SCE | 1-in-10 | 2030 | 8 | 598.7676 | 627.1023 | 36.5984 | 54.5285 | 0
| All | All Customers | 4 | Average Weekday | SCE | 1-in-10 | 2030 | 9 | 532.8947 | 570.2376 | 36.7156 | 56.5092 | 0
| All | All Customers | 4 | Average Weekday | SCE | 1-in-10 | 2030 | 10 | 518.0842 | 541.6823 | 36.6083 | 59.9344 | 0
| All | All Customers | 4 | Average Weekday | SCE | 1-in-10 | 2030 | 11 | 502.1106 | 517.9814 | 36.6666 | 63.4295 | 0
| All | All Customers | 4 | Average Weekday | SCE | 1-in-10 | 2030 | 12 | 494.462 | 506.0008 | 36.7245 | 66.6923 | 0
| All | All Customers | 4 | Average Weekday | SCE | 1-in-10 | 2030 | 13 | 410.0541 | 419.2737 | 36.7551 | 69.2702 | 0
| All | All Customers | 4 | Average Weekday | SCE | 1-in-10 | 2030 | 14 | 377.5995 | 384.0251 | 36.7094 | 71.0818 | 0
| All | All Customers | 4 | Average Weekday | SCE | 1-in-10 | 2030 | 15 | 330.0688 | 335.578 | 36.6163 | 72.3051 | 0
| All | All Customers | 4 | Average Weekday | SCE | 1-in-10 | 2030 | 16 | 289.6429 | 291.8359 | 36.4895 | 73.0385 | 0
| All | All Customers | 4 | Average Weekday | SCE | 1-in-10 | 2030 | 17 | 269.5781 | 277.7497 | 36.3062 | 73.1966 | 0
| All | All Customers | 4 | Average Weekday | SCE | 1-in-10 | 2030 | 18 | 251.9156 | 258.283 | 36.319 | 72.438 | 0
| All | All Customers | 4 | Average Weekday | SCE | 1-in-10 | 2030 | 19 | 237.5574 | 242.3722 | 36.3894 | 71.0442 | 0
| All | All Customers | 4 | Average Weekday | SCE | 1-in-10 | 2030 | 20 | 229.7544 | 233.8745 | 36.2696 | 68.8926 | 0
| All | All Customers | 4 | Average Weekday | SCE | 1-in-10 | 2030 | 21 | 237.5619 | 241.6891 | 36.3169 | 65.8957 | 0
| All | All Customers | 4 | Average Weekday | SCE | 1-in-10 | 2030 | 22 | 413.5657 | 436.2496 | 36.4914 | 63.7302 | 0
| All | All Customers | 4 | Average Weekday | SCE | 1-in-10 | 2030 | 23 | 416.6855 | 440.6714 | 36.5411 | 62.1633 | 0
| All | All Customers | 4 | Average Weekday | SCE | 1-in-10 | 2030 | 24 | 444.4656 | 476.6219 | 36.5899 | 60.8017 | 0
| All | All Customers | 4 | Monthly System Peak Day | SCE | 1-in-10 | 2030 | 1 | 387.2307 | 415.8595 | 36.2072 | 70.9902 | 0
| All | All Customers | 4 | Monthly System Peak Day | SCE | 1-in-10 | 2030 | 2 | 374.6735 | 393.6456 | 36.2674 | 69.379 | 0
| All | All Customers | 4 | Monthly System Peak Day | SCE | 1-in-10 | 2030 | 3 | 475.8904 | 497.8978 | 36.2771 | 68.4203 | 0
| All | All Customers | 4 | Monthly System Peak Day | SCE | 1-in-10 | 2030 | 4 | 577.7191 | 600.2772 | 36.3077 | 66.7964 | 0
| All | All Customers | 4 | Monthly System Peak Day | SCE | 1-in-10 | 2030 | 5 | 552.2527 | 580.3282 | 36.3036 | 65.7682 | 0
| All | All Customers | 4 | Monthly System Peak Day | SCE | 1-in-10 | 2030 | 6 | 567.099 | 591.9421 | 36.3424 | 64.6388 | 0
| All | All Customers | 4 | Monthly System Peak Day | SCE | 1-in-10 | 2030 | 7 | 581.1986 | 596.1037 | 36.3484 | 63.6363 | 0
| All | All Customers | 4 | Monthly System Peak Day | SCE | 1-in-10 | 2030 | 8 | 598.7676 | 648.0553 | 36.1717 | 63.4386 | 0
| All | All Customers | 4 | Monthly System Peak Day | SCE | 1-in-10 | 2030 | 9 | 532.8947 | 580.7856 | 36.1617 | 66.5964 | 0
| All | All Customers | 4 | Monthly System Peak Day | SCE | 1-in-10 | 2030 | 10 | 518.0842 | 549.0292 | 36.2061 | 72.0203 | 0
| All | All Customers | 4 | Monthly System Peak Day | SCE | 1-in-10 | 2030 | 11 | 502.1106 | 530.4249 | 36.2858 | 76.9067 | 0
| All | All Customers | 4 | Monthly System Peak Day | SCE | 1-in-10 | 2030 | 12 | 494.462 | 518.9573 | 36.4374 | 81.3869 | 0
| All | All Customers | 4 | Monthly System Peak Day | SCE | 1-in-10 | 2030 | 13 | 410.0541 | 423.9131 | 36.5857 | 84.1754 | 0
| All | All Customers | 4 | Monthly System Peak Day | SCE | 1-in-10 | 2030 | 14 | 377.5995 | 385.6138 | 36.4565 | 85.9194 | 0
| All | All Customers | 4 | Monthly System Peak Day | SCE | 1-in-10 | 2030 | 15 | 330.0688 | 335.9218 | 36.2738 | 87.0781 | 0
| All | All Customers | 4 | Monthly System Peak Day | SCE | 1-in-10 | 2030 | 16 | 289.6429 | 289.5263 | 36.2818 | 87.683 | 0
| All | All Customers | 4 | Monthly System Peak Day | SCE | 1-in-10 | 2030 | 17 | 269.5781 | 277.9757 | 36.283 | 87.8015 | 0
| All | All Customers | 4 | Monthly System Peak Day | SCE | 1-in-10 | 2030 | 18 | 251.9156 | 259.053 | 36.268 | 87.2521 | 0
| All | All Customers | 4 | Monthly System Peak Day | SCE | 1-in-10 | 2030 | 19 | 237.5574 | 241.8232 | 37.7957 | 85.0685 | 0
| All | All Customers | 4 | Monthly System Peak Day | SCE | 1-in-10 | 2030 | 20 | 229.7544 | 233.1798 | 36.2695 | 80.2982 | 0
| All | All Customers | 4 | Monthly System Peak Day | SCE | 1-in-10 | 2030 | 21 | 237.5619 | 242.4768 | 36.4624 | 74.8102 | 0
| All | All Customers | 4 | Monthly System Peak Day | SCE | 1-in-10 | 2030 | 22 | 413.5657 | 436.5344 | 36.3029 | 71.6791 | 0
| All | All Customers | 4 | Monthly System Peak Day | SCE | 1-in-10 | 2030 | 23 | 416.6855 | 445.1472 | 36.2291 | 69.7278 | 0
| All | All Customers | 4 | Monthly System Peak Day | SCE | 1-in-10 | 2030 | 24 | 444.4656 | 496.9126 | 36.1637 | 68.1926 | 0
| All | All Customers | 5 | Average Weekday | SCE | 1-in-10 | 2030 | 1 | 395.1028 | 409.6673 | 36.5552 | 62.6645 | 0
| All | All Customers | 5 | Average Weekday | SCE | 1-in-10 | 2030 | 2 | 383.2659 | 391.4709 | 36.5065 | 61.686 | 0
| All | All Customers | 5 | Average Weekday | SCE | 1-in-10 | 2030 | 3 | 487.8199 | 499.8112 | 36.4993 | 60.8176 | 0
| All | All Customers | 5 | Average Weekday | SCE | 1-in-10 | 2030 | 4 | 591.3401 | 608.2485 | 36.4835 | 60.0235 | 0
| All | All Customers | 5 | Average Weekday | SCE | 1-in-10 | 2030 | 5 | 569.903 | 589.9875 | 36.4868 | 59.4411 | 0
| All | All Customers | 5 | Average Weekday | SCE | 1-in-10 | 2030 | 6 | 579.2349 | 603.7963 | 36.473 | 58.9528 | 0
| All | All Customers | 5 | Average Weekday | SCE | 1-in-10 | 2030 | 7 | 585.4946 | 602.3518 | 36.4852 | 58.7176 | 0
| All | All Customers | 5 | Average Weekday | SCE | 1-in-10 | 2030 | 8 | 611.2441 | 642.0245 | 36.6142 | 59.4845 | 0
| All | All Customers | 5 | Average Weekday | SCE | 1-in-10 | 2030 | 9 | 541.312 | 576.7755 | 36.7307 | 61.9999 | 0
| All | All Customers | 5 | Average Weekday | SCE | 1-in-10 | 2030 | 10 | 531.2969 | 554.8073 | 36.6231 | 65.3043 | 0
| All | All Customers | 5 | Average Weekday | SCE | 1-in-10 | 2030 | 11 | 516.2629 | 532.5015 | 36.6811 | 68.3821 | 0
| All | All Customers | 5 | Average Weekday | SCE | 1-in-10 | 2030 | 12 | 504.1265 | 515.4292 | 36.7388 | 71.0609 | 0
| All | All Customers | 5 | Average Weekday | SCE | 1-in-10 | 2030 | 13 | 419.1753 | 428.7403 | 36.769 | 73.3291 | 0
| All | All Customers | 5 | Average Weekday | SCE | 1-in-10 | 2030 | 14 | 392.9536 | 399.4419 | 36.7232 | 75.0832 | 0
| All | All Customers | 5 | Average Weekday | SCE | 1-in-10 | 2030 | 15 | 350.7501 | 356.2031 | 36.6303 | 76.3265 | 0
| All | All Customers | 5 | Average Weekday | SCE | 1-in-10 | 2030 | 16 | 303.8133 | 305.9438 | 36.5045 | 76.8948 | 0
| All | All Customers | 5 | Average Weekday | SCE | 1-in-10 | 2030 | 17 | 276.8897 | 285.8178 | 36.3127 | 76.9554 | 0
| All | All Customers | 5 | Average Weekday | SCE | 1-in-10 | 2030 | 18 | 263.1489 | 269.9419 | 36.3253 | 76.2265 | 0
| All | All Customers | 5 | Average Weekday | SCE | 1-in-10 | 2030 | 19 | 252.3525 | 257.5733 | 36.3855 | 74.8608 | 0
| All | All Customers | 5 | Average Weekday | SCE | 1-in-10 | 2030 | 20 | 241.8419 | 246.2218 | 36.2697 | 72.769 | 0
| All | All Customers | 5 | Average Weekday | SCE | 1-in-10 | 2030 | 21 | 252.9155 | 257.2604 | 36.3233 | 69.7865 | 0
| All | All Customers | 5 | Average Weekday | SCE | 1-in-10 | 2030 | 22 | 425.6578 | 448.8805 | 36.5078 | 67.0523 | 0
| All | All Customers | 5 | Average Weekday | SCE | 1-in-10 | 2030 | 23 | 435.1286 | 459.8564 | 36.5574 | 65.2221 | 0
| All | All Customers | 5 | Average Weekday | SCE | 1-in-10 | 2030 | 24 | 460.2716 | 493.0453 | 36.6056 | 63.7844 | 0
| All | All Customers | 5 | Monthly System Peak Day | SCE | 1-in-10 | 2030 | 1 | 395.1028 | 424.2839 | 36.2262 | 73.9451 | 0
| All | All Customers | 5 | Monthly System Peak Day | SCE | 1-in-10 | 2030 | 2 | 383.2659 | 400.4687 | 36.2852 | 72.4128 | 0
| All | All Customers | 5 | Monthly System Peak Day | SCE | 1-in-10 | 2030 | 3 | 487.8199 | 509.5971 | 36.2946 | 70.8805 | 0
| All | All Customers | 5 | Monthly System Peak Day | SCE | 1-in-10 | 2030 | 4 | 591.3401 | 614.6946 | 36.3249 | 69.4883 | 0
| All | All Customers | 5 | Monthly System Peak Day | SCE | 1-in-10 | 2030 | 5 | 569.903 | 598.9898 | 36.3208 | 68.5669 | 0
| All | All Customers | 5 | Monthly System Peak Day | SCE | 1-in-10 | 2030 | 6 | 579.2349 | 606.1384 | 36.3593 | 67.5106 | 0
| All | All Customers | 5 | Monthly System Peak Day | SCE | 1-in-10 | 2030 | 7 | 585.4946 | 599.9996 | 36.3656 | 67.139 | 0
| All | All Customers | 5 | Monthly System Peak Day | SCE | 1-in-10 | 2030 | 8 | 611.2441 | 659.1902 | 36.1919 | 67.588 | 0
| All | All Customers | 5 | Monthly System Peak Day | SCE | 1-in-10 | 2030 | 9 | 541.312 | 587.502 | 36.1846 | 71.9541 | 0
| All | All Customers | 5 | Monthly System Peak Day | SCE | 1-in-10 | 2030 | 10 | 531.2969 | 561.8959 | 36.2271 | 78.4437 | 0
| All | All Customers | 5 | Monthly System Peak Day | SCE | 1-in-10 | 2030 | 11 | 516.2629 | 544.5873 | 36.3088 | 84.4634 | 0
| All | All Customers | 5 | Monthly System Peak Day | SCE | 1-in-10 | 2030 | 12 | 504.1265 | 527.6752 | 36.4623 | 88.5098 | 0
| All | All Customers | 5 | Monthly System Peak Day | SCE | 1-in-10 | 2030 | 13 | 419.1753 | 432.5782 | 36.6115 | 91.3209 | 0
| All | All Customers | 5 | Monthly System Peak Day | SCE | 1-in-10 | 2030 | 14 | 392.9536 | 399.5299 | 36.481 | 93.0051 | 0
| All | All Customers | 5 | Monthly System Peak Day | SCE | 1-in-10 | 2030 | 15 | 350.7501 | 356.5424 | 36.2953 | 94.2891 | 0
| All | All Customers | 5 | Monthly System Peak Day | SCE | 1-in-10 | 2030 | 16 | 303.8133 | 303.7222 | 36.2995 | 94.3726 | 0
| All | All Customers | 5 | Monthly System Peak Day | SCE | 1-in-10 | 2030 | 17 | 276.8897 | 286.0371 | 36.2908 | 93.9017 | 0
| All | All Customers | 5 | Monthly System Peak Day | SCE | 1-in-10 | 2030 | 18 | 263.1489 | 270.3468 | 36.2772 | 93.1366 | 0
| All | All Customers | 5 | Monthly System Peak Day | SCE | 1-in-10 | 2030 | 19 | 252.3525 | 256.8539 | 37.7555 | 92.0447 | 0
| All | All Customers | 5 | Monthly System Peak Day | SCE | 1-in-10 | 2030 | 20 | 241.8419 | 245.5522 | 36.2696 | 89.5105 | 0
| All | All Customers | 5 | Monthly System Peak Day | SCE | 1-in-10 | 2030 | 21 | 252.9155 | 258.0746 | 36.4636 | 85.6688 | 0
| All | All Customers | 5 | Monthly System Peak Day | SCE | 1-in-10 | 2030 | 22 | 425.6578 | 449.2426 | 36.3205 | 81.9451 | 0
| All | All Customers | 5 | Monthly System Peak Day | SCE | 1-in-10 | 2030 | 23 | 435.1286 | 464.4951 | 36.2482 | 79.3652 | 0
| All | All Customers | 5 | Monthly System Peak Day | SCE | 1-in-10 | 2030 | 24 | 460.2716 | 513.5864 | 36.1838 | 76.6451 | 0
| All | All Customers | 6 | Average Weekday | SCE | 1-in-10 | 2030 | 1 | 382.004 | 410.7084 | 36.5398 | 66.5999 | 0
| All | All Customers | 6 | Average Weekday | SCE | 1-in-10 | 2030 | 2 | 370.1438 | 391.0076 | 36.5426 | 65.9006 | 0
| All | All Customers | 6 | Average Weekday | SCE | 1-in-10 | 2030 | 3 | 465.186 | 492.1961 | 36.5436 | 65.2662 | 0
| All | All Customers | 6 | Average Weekday | SCE | 1-in-10 | 2030 | 4 | 562.0253 | 590.5692 | 36.5441 | 64.6507 | 0
| All | All Customers | 6 | Average Weekday | SCE | 1-in-10 | 2030 | 5 | 540.1664 | 580.395 | 36.5388 | 64.1746 | 0
| All | All Customers | 6 | Average Weekday | SCE | 1-in-10 | 2030 | 6 | 564.1804 | 610.4994 | 36.529 | 63.7832 | 0
| All | All Customers | 6 | Average Weekday | SCE | 1-in-10 | 2030 | 7 | 577.7493 | 602.9401 | 36.4968 | 63.476 | 0
| All | All Customers | 6 | Average Weekday | SCE | 1-in-10 | 2030 | 8 | 597.1116 | 626.6646 | 36.55 | 64.0318 | 0
| All | All Customers | 6 | Average Weekday | SCE | 1-in-10 | 2030 | 9 | 552.0051 | 572.5768 | 36.5712 | 65.9714 | 0
| All | All Customers | 6 | Average Weekday | SCE | 1-in-10 | 2030 | 10 | 538.3563 | 552.5405 | 36.5556 | 68.8032 | 0
| All | All Customers | 6 | Average Weekday | SCE | 1-in-10 | 2030 | 11 | 515.6443 | 528.1122 | 36.5845 | 72.0084 | 0
| All | All Customers | 6 | Average Weekday | SCE | 1-in-10 | 2030 | 12 | 506.3164 | 520.9163 | 36.6168 | 75.1083 | 0
| All | All Customers | 6 | Average Weekday | SCE | 1-in-10 | 2030 | 13 | 422.0584 | 441.4997 | 36.6278 | 77.5187 | 0
| All | All Customers | 6 | Average Weekday | SCE | 1-in-10 | 2030 | 14 | 392.7989 | 409.1711 | 36.5988 | 79.3071 | 0
| All | All Customers | 6 | Average Weekday | SCE | 1-in-10 | 2030 | 15 | 340.8055 | 355.3035 | 36.5331 | 80.4926 | 0
| All | All Customers | 6 | Average Weekday | SCE | 1-in-10 | 2030 | 16 | 298.5864 | 301.5916 | 36.4816 | 81.1097 | 0
| All | All Customers | 6 | Average Weekday | SCE | 1-in-10 | 2030 | 17 | 276.4436 | 285.6986 | 36.7674 | 81.0308 | 0
| All | All Customers | 6 | Average Weekday | SCE | 1-in-10 | 2030 | 18 | 254.6733 | 269.6344 | 36.7888 | 80.1832 | 0
| All | All Customers | 6 | Average Weekday | SCE | 1-in-10 | 2030 | 19 | 239.032 | 261.9725 | 39.3244 | 78.7527 | 0
| All | All Customers | 6 | Average Weekday | SCE | 1-in-10 | 2030 | 20 | 225.0915 | 244.6655 | 36.7404 | 76.6583 | 0
| All | All Customers | 6 | Average Weekday | SCE | 1-in-10 | 2030 | 21 | 242.0261 | 257.9958 | 37.0074 | 73.7764 | 0
| All | All Customers | 6 | Average Weekday | SCE | 1-in-10 | 2030 | 22 | 400.203 | 433.7472 | 36.6071 | 70.7793 | 0
| All | All Customers | 6 | Average Weekday | SCE | 1-in-10 | 2030 | 23 | 428.1915 | 462.2023 | 36.5692 | 68.9101 | 0
| All | All Customers | 6 | Average Weekday | SCE | 1-in-10 | 2030 | 24 | 454.8926 | 496.4913 | 36.5513 | 67.6558 | 0
| All | All Customers | 6 | Monthly System Peak Day | SCE | 1-in-10 | 2030 | 1 | 382.004 | 374.6694 | 44.4384 | 75.4051 | 0
| All | All Customers | 6 | Monthly System Peak Day | SCE | 1-in-10 | 2030 | 2 | 370.1438 | 345.9555 | 44.4491 | 73.8369 | 0
| All | All Customers | 6 | Monthly System Peak Day | SCE | 1-in-10 | 2030 | 3 | 465.186 | 419.268 | 44.4537 | 72.5346 | 0
| All | All Customers | 6 | Monthly System Peak Day | SCE | 1-in-10 | 2030 | 4 | 562.0253 | 486.0892 | 44.4575 | 71.6674 | 0
| All | All Customers | 6 | Monthly System Peak Day | SCE | 1-in-10 | 2030 | 5 | 540.1664 | 481.5749 | 44.4525 | 70.5974 | 0
| All | All Customers | 6 | Monthly System Peak Day | SCE | 1-in-10 | 2030 | 6 | 564.1804 | 517.288 | 44.4466 | 69.5882 | 0
| All | All Customers | 6 | Monthly System Peak Day | SCE | 1-in-10 | 2030 | 7 | 577.7493 | 519.0715 | 44.3691 | 68.8808 | 0
| All | All Customers | 6 | Monthly System Peak Day | SCE | 1-in-10 | 2030 | 8 | 597.1116 | 548.8942 | 44.4268 | 69.9624 | 0
| All | All Customers | 6 | Monthly System Peak Day | SCE | 1-in-10 | 2030 | 9 | 552.0051 | 526.0694 | 44.3955 | 73.8157 | 0
| All | All Customers | 6 | Monthly System Peak Day | SCE | 1-in-10 | 2030 | 10 | 538.3563 | 503.349 | 44.3466 | 79.7156 | 0
| All | All Customers | 6 | Monthly System Peak Day | SCE | 1-in-10 | 2030 | 11 | 515.6443 | 479.8226 | 44.3358 | 84.7645 | 0
| All | All Customers | 6 | Monthly System Peak Day | SCE | 1-in-10 | 2030 | 12 | 506.3164 | 470.476 | 44.3528 | 88.6352 | 0
| All | All Customers | 6 | Monthly System Peak Day | SCE | 1-in-10 | 2030 | 13 | 422.0584 | 403.4454 | 44.3362 | 90.0843 | 0
| All | All Customers | 6 | Monthly System Peak Day | SCE | 1-in-10 | 2030 | 14 | 392.7989 | 376.5234 | 44.3534 | 91.5486 | 0
| All | All Customers | 6 | Monthly System Peak Day | SCE | 1-in-10 | 2030 | 15 | 340.8055 | 328.6762 | 44.3407 | 92.6549 | 0
| All | All Customers | 6 | Monthly System Peak Day | SCE | 1-in-10 | 2030 | 16 | 298.5864 | 273.6887 | 44.2855 | 93.9585 | 0
| All | All Customers | 6 | Monthly System Peak Day | SCE | 1-in-10 | 2030 | 17 | 276.4436 | 287.2263 | 44.2976 | 94.554 | 0
| All | All Customers | 6 | Monthly System Peak Day | SCE | 1-in-10 | 2030 | 18 | 254.6733 | 279.2737 | 44.4306 | 94.2108 | 0
| All | All Customers | 6 | Monthly System Peak Day | SCE | 1-in-10 | 2030 | 19 | 239.032 | 233.2014 | 44.3897 | 92.0967 | 0
| All | All Customers | 6 | Monthly System Peak Day | SCE | 1-in-10 | 2030 | 20 | 225.0915 | 229.3939 | 43.4056 | 87.8718 | 0
| All | All Customers | 6 | Monthly System Peak Day | SCE | 1-in-10 | 2030 | 21 | 242.0261 | 226.4089 | 45.3739 | 83.139 | 0
| All | All Customers | 6 | Monthly System Peak Day | SCE | 1-in-10 | 2030 | 22 | 400.203 | 380.1912 | 44.6925 | 78.8213 | 0
| All | All Customers | 6 | Monthly System Peak Day | SCE | 1-in-10 | 2030 | 23 | 428.1915 | 396.2384 | 44.5388 | 75.3496 | 0
| All | All Customers | 6 | Monthly System Peak Day | SCE | 1-in-10 | 2030 | 24 | 454.8926 | 432.067 | 44.4633 | 73.2752 | 0
| All | All Customers | 7 | Average Weekday | SCE | 1-in-10 | 2030 | 1 | 382.9883 | 410.5108 | 39.2806 | 72.1536 | 0
| All | All Customers | 7 | Average Weekday | SCE | 1-in-10 | 2030 | 2 | 381.462 | 400.3247 | 39.2762 | 71.4201 | 0
| All | All Customers | 7 | Average Weekday | SCE | 1-in-10 | 2030 | 3 | 468.089 | 493.9045 | 39.275 | 70.7709 | 0
| All | All Customers | 7 | Average Weekday | SCE | 1-in-10 | 2030 | 4 | 565.7461 | 595.5562 | 39.2728 | 70.2504 | 0
| All | All Customers | 7 | Average Weekday | SCE | 1-in-10 | 2030 | 5 | 547.1913 | 587.7078 | 39.2703 | 69.8041 | 0
| All | All Customers | 7 | Average Weekday | SCE | 1-in-10 | 2030 | 6 | 555.7844 | 600.1016 | 39.2639 | 69.4399 | 0
| All | All Customers | 7 | Average Weekday | SCE | 1-in-10 | 2030 | 7 | 561.5334 | 583.722 | 39.264 | 69.2407 | 0
| All | All Customers | 7 | Average Weekday | SCE | 1-in-10 | 2030 | 8 | 578.3164 | 607.8103 | 39.2949 | 69.7054 | 0
| All | All Customers | 7 | Average Weekday | SCE | 1-in-10 | 2030 | 9 | 522.7498 | 542.7776 | 39.3278 | 71.9118 | 0
| All | All Customers | 7 | Average Weekday | SCE | 1-in-10 | 2030 | 10 | 511.4311 | 524.3684 | 39.3268 | 74.9215 | 0
| All | All Customers | 7 | Average Weekday | SCE | 1-in-10 | 2030 | 11 | 494.0077 | 505.9297 | 39.3621 | 78.3302 | 0
| All | All Customers | 7 | Average Weekday | SCE | 1-in-10 | 2030 | 12 | 486.079 | 501.1602 | 39.3964 | 81.5124 | 0
| All | All Customers | 7 | Average Weekday | SCE | 1-in-10 | 2030 | 13 | 400.4433 | 418.2323 | 39.4119 | 83.9403 | 0
| All | All Customers | 7 | Average Weekday | SCE | 1-in-10 | 2030 | 14 | 374.6869 | 390.0771 | 39.3806 | 85.7186 | 0
| All | All Customers | 7 | Average Weekday | SCE | 1-in-10 | 2030 | 15 | 328.6983 | 342.8307 | 39.322 | 86.8585 | 0
| All | All Customers | 7 | Average Weekday | SCE | 1-in-10 | 2030 | 16 | 281.5043 | 282.3955 | 39.2796 | 87.4293 | 0
| All | All Customers | 7 | Average Weekday | SCE | 1-in-10 | 2030 | 17 | 263.1925 | 271.1345 | 39.6829 | 87.3156 | 0
| All | All Customers | 7 | Average Weekday | SCE | 1-in-10 | 2030 | 18 | 249.697 | 261.975 | 39.7055 | 86.4657 | 0
| All | All Customers | 7 | Average Weekday | SCE | 1-in-10 | 2030 | 19 | 235.8693 | 257.2166 | 40.3107 | 84.9536 | 0
| All | All Customers | 7 | Average Weekday | SCE | 1-in-10 | 2030 | 20 | 230.1679 | 245.5101 | 39.2443 | 82.593 | 0
| All | All Customers | 7 | Average Weekday | SCE | 1-in-10 | 2030 | 21 | 250.9143 | 263.2607 | 39.7147 | 79.4531 | 0
| All | All Customers | 7 | Average Weekday | SCE | 1-in-10 | 2030 | 22 | 408.437 | 443.9068 | 39.2551 | 76.411 | 0
| All | All Customers | 7 | Average Weekday | SCE | 1-in-10 | 2030 | 23 | 427.5344 | 457.991 | 39.2674 | 74.6466 | 0
| All | All Customers | 7 | Average Weekday | SCE | 1-in-10 | 2030 | 24 | 449.8468 | 488.9221 | 39.2836 | 73.4889 | 0
| All | All Customers | 7 | Monthly System Peak Day | SCE | 1-in-10 | 2030 | 1 | 382.9883 | 375.2964 | 39.293 | 76.6189 | 0
| All | All Customers | 7 | Monthly System Peak Day | SCE | 1-in-10 | 2030 | 2 | 381.462 | 354.4397 | 39.2779 | 74.6004 | 0
| All | All Customers | 7 | Monthly System Peak Day | SCE | 1-in-10 | 2030 | 3 | 468.089 | 418.3949 | 39.2763 | 72.9919 | 0
| All | All Customers | 7 | Monthly System Peak Day | SCE | 1-in-10 | 2030 | 4 | 565.7461 | 491.3786 | 39.273 | 72.0862 | 0
| All | All Customers | 7 | Monthly System Peak Day | SCE | 1-in-10 | 2030 | 5 | 547.1913 | 490.239 | 39.2811 | 71.2435 | 0
| All | All Customers | 7 | Monthly System Peak Day | SCE | 1-in-10 | 2030 | 6 | 555.7844 | 514.08 | 39.2953 | 70.5634 | 0
| All | All Customers | 7 | Monthly System Peak Day | SCE | 1-in-10 | 2030 | 7 | 561.5334 | 505.9289 | 39.3438 | 70.104 | 0
| All | All Customers | 7 | Monthly System Peak Day | SCE | 1-in-10 | 2030 | 8 | 578.3164 | 535.9863 | 39.3115 | 71.0143 | 0
| All | All Customers | 7 | Monthly System Peak Day | SCE | 1-in-10 | 2030 | 9 | 522.7498 | 496.6663 | 39.3148 | 74.6355 | 0
| All | All Customers | 7 | Monthly System Peak Day | SCE | 1-in-10 | 2030 | 10 | 511.4311 | 474.9661 | 39.3058 | 79.9531 | 0
| All | All Customers | 7 | Monthly System Peak Day | SCE | 1-in-10 | 2030 | 11 | 494.0077 | 458.4914 | 39.316 | 86.1582 | 0
| All | All Customers | 7 | Monthly System Peak Day | SCE | 1-in-10 | 2030 | 12 | 486.079 | 451.1352 | 39.327 | 91.0408 | 0
| All | All Customers | 7 | Monthly System Peak Day | SCE | 1-in-10 | 2030 | 13 | 400.4433 | 383.2455 | 39.339 | 94.9224 | 0
| All | All Customers | 7 | Monthly System Peak Day | SCE | 1-in-10 | 2030 | 14 | 374.6869 | 359.326 | 39.3333 | 98.2194 | 0
| All | All Customers | 7 | Monthly System Peak Day | SCE | 1-in-10 | 2030 | 15 | 328.6983 | 317.6707 | 39.3499 | 101.1878 | 0
| All | All Customers | 7 | Monthly System Peak Day | SCE | 1-in-10 | 2030 | 16 | 281.5043 | 256.4933 | 39.3482 | 102.4459 | 0
| All | All Customers | 7 | Monthly System Peak Day | SCE | 1-in-10 | 2030 | 17 | 263.1925 | 273.8367 | 39.2274 | 102.6143 | 0
| All | All Customers | 7 | Monthly System Peak Day | SCE | 1-in-10 | 2030 | 18 | 249.697 | 272.4128 | 39.3164 | 101.7765 | 0
| All | All Customers | 7 | Monthly System Peak Day | SCE | 1-in-10 | 2030 | 19 | 235.8693 | 231.7906 | 38.9074 | 100.3296 | 0
| All | All Customers | 7 | Monthly System Peak Day | SCE | 1-in-10 | 2030 | 20 | 230.1679 | 253.2993 | 38.6766 | 98.0092 | 0
| All | All Customers | 7 | Monthly System Peak Day | SCE | 1-in-10 | 2030 | 21 | 250.9143 | 236.8718 | 39.8663 | 95.0561 | 0
| All | All Customers | 7 | Monthly System Peak Day | SCE | 1-in-10 | 2030 | 22 | 408.437 | 394.2853 | 39.4006 | 90.5035 | 0
| All | All Customers | 7 | Monthly System Peak Day | SCE | 1-in-10 | 2030 | 23 | 427.5344 | 395.0099 | 39.3075 | 86.7318 | 0
| All | All Customers | 7 | Monthly System Peak Day | SCE | 1-in-10 | 2030 | 24 | 449.8468 | 426.1693 | 39.3011 | 84.5567 | 0
| All | All Customers | 8 | Average Weekday | SCE | 1-in-10 | 2030 | 1 | 403.9128 | 435.2372 | 36.7493 | 72.6068 | 0
| All | All Customers | 8 | Average Weekday | SCE | 1-in-10 | 2030 | 2 | 390.4081 | 412.8236 | 36.7446 | 71.8296 | 0
| All | All Customers | 8 | Average Weekday | SCE | 1-in-10 | 2030 | 3 | 473.5912 | 499.5113 | 36.7431 | 71.1403 | 0
| All | All Customers | 8 | Average Weekday | SCE | 1-in-10 | 2030 | 4 | 577.6613 | 608.6848 | 36.7401 | 70.5184 | 0
| All | All Customers | 8 | Average Weekday | SCE | 1-in-10 | 2030 | 5 | 552.1736 | 593.8597 | 36.7375 | 69.99 | 0
| All | All Customers | 8 | Average Weekday | SCE | 1-in-10 | 2030 | 6 | 564.9996 | 612.7668 | 36.7302 | 69.5317 | 0
| All | All Customers | 8 | Average Weekday | SCE | 1-in-10 | 2030 | 7 | 579.1399 | 606.5265 | 36.7363 | 69.1876 | 0
| All | All Customers | 8 | Average Weekday | SCE | 1-in-10 | 2030 | 8 | 589.3834 | 621.9501 | 36.765 | 69.1728 | 0
| All | All Customers | 8 | Average Weekday | SCE | 1-in-10 | 2030 | 9 | 528.6298 | 549.5619 | 36.8 | 70.9235 | 0
| All | All Customers | 8 | Average Weekday | SCE | 1-in-10 | 2030 | 10 | 519.4633 | 533.4288 | 36.8043 | 74.0742 | 0
| All | All Customers | 8 | Average Weekday | SCE | 1-in-10 | 2030 | 11 | 498.3079 | 511.2224 | 36.8375 | 77.6797 | 0
| All | All Customers | 8 | Average Weekday | SCE | 1-in-10 | 2030 | 12 | 487.4673 | 503.7685 | 36.8663 | 81.1953 | 0
| All | All Customers | 8 | Average Weekday | SCE | 1-in-10 | 2030 | 13 | 410.7784 | 430.8595 | 36.8814 | 83.7705 | 0
| All | All Customers | 8 | Average Weekday | SCE | 1-in-10 | 2030 | 14 | 382.6062 | 399.4326 | 36.8513 | 85.693 | 0
| All | All Customers | 8 | Average Weekday | SCE | 1-in-10 | 2030 | 15 | 336.821 | 351.897 | 36.7976 | 86.942 | 0
| All | All Customers | 8 | Average Weekday | SCE | 1-in-10 | 2030 | 16 | 290.4366 | 294.4676 | 36.7597 | 87.2203 | 0
| All | All Customers | 8 | Average Weekday | SCE | 1-in-10 | 2030 | 17 | 273.4798 | 280.8019 | 37.1208 | 86.9576 | 0
| All | All Customers | 8 | Average Weekday | SCE | 1-in-10 | 2030 | 18 | 250.5109 | 264.4615 | 37.1765 | 86.0129 | 0
| All | All Customers | 8 | Average Weekday | SCE | 1-in-10 | 2030 | 19 | 236.9923 | 260.6699 | 38.0513 | 84.3796 | 0
| All | All Customers | 8 | Average Weekday | SCE | 1-in-10 | 2030 | 20 | 236.8813 | 256.2908 | 36.9426 | 81.871 | 0
| All | All Customers | 8 | Average Weekday | SCE | 1-in-10 | 2030 | 21 | 261.5873 | 277.3615 | 37.3116 | 78.5248 | 0
| All | All Customers | 8 | Average Weekday | SCE | 1-in-10 | 2030 | 22 | 421.6944 | 454.0658 | 36.7133 | 75.9562 | 0
| All | All Customers | 8 | Average Weekday | SCE | 1-in-10 | 2030 | 23 | 444.58 | 480.0433 | 36.7257 | 74.5365 | 0
| All | All Customers | 8 | Average Weekday | SCE | 1-in-10 | 2030 | 24 | 470.478 | 513.3916 | 36.7495 | 73.5145 | 0
| All | All Customers | 8 | Monthly System Peak Day | SCE | 1-in-10 | 2030 | 1 | 403.9128 | 396.1391 | 31.3111 | 77.7831 | 0
| All | All Customers | 8 | Monthly System Peak Day | SCE | 1-in-10 | 2030 | 2 | 390.4081 | 365.5959 | 31.2953 | 76.6546 | 0
| All | All Customers | 8 | Monthly System Peak Day | SCE | 1-in-10 | 2030 | 3 | 473.5912 | 429.8928 | 31.2941 | 75.7126 | 0
| All | All Customers | 8 | Monthly System Peak Day | SCE | 1-in-10 | 2030 | 4 | 577.6613 | 506.2999 | 31.2912 | 74.5451 | 0
| All | All Customers | 8 | Monthly System Peak Day | SCE | 1-in-10 | 2030 | 5 | 552.1736 | 498.8848 | 31.2997 | 73.6349 | 0
| All | All Customers | 8 | Monthly System Peak Day | SCE | 1-in-10 | 2030 | 6 | 564.9996 | 521.7094 | 31.316 | 72.9151 | 0
| All | All Customers | 8 | Monthly System Peak Day | SCE | 1-in-10 | 2030 | 7 | 579.1399 | 524.2768 | 31.3616 | 72.1284 | 0
| All | All Customers | 8 | Monthly System Peak Day | SCE | 1-in-10 | 2030 | 8 | 589.3834 | 545.4357 | 31.3288 | 72.009 | 0
| All | All Customers | 8 | Monthly System Peak Day | SCE | 1-in-10 | 2030 | 9 | 528.6298 | 504.3842 | 31.3304 | 74.4355 | 0
| All | All Customers | 8 | Monthly System Peak Day | SCE | 1-in-10 | 2030 | 10 | 519.4633 | 484.7573 | 31.3147 | 79.3051 | 0
| All | All Customers | 8 | Monthly System Peak Day | SCE | 1-in-10 | 2030 | 11 | 498.3079 | 462.4732 | 31.3276 | 84.8269 | 0
| All | All Customers | 8 | Monthly System Peak Day | SCE | 1-in-10 | 2030 | 12 | 487.4673 | 451.4691 | 31.3458 | 88.5418 | 0
| All | All Customers | 8 | Monthly System Peak Day | SCE | 1-in-10 | 2030 | 13 | 410.7784 | 394.2894 | 31.36 | 90.152 | 0
| All | All Customers | 8 | Monthly System Peak Day | SCE | 1-in-10 | 2030 | 14 | 382.6062 | 368.5291 | 31.3546 | 91.8194 | 0
| All | All Customers | 8 | Monthly System Peak Day | SCE | 1-in-10 | 2030 | 15 | 336.821 | 327.0979 | 31.3698 | 93.4898 | 0
| All | All Customers | 8 | Monthly System Peak Day | SCE | 1-in-10 | 2030 | 16 | 290.4366 | 268.9441 | 31.3587 | 95.0265 | 0
| All | All Customers | 8 | Monthly System Peak Day | SCE | 1-in-10 | 2030 | 17 | 273.4798 | 283.2293 | 31.1826 | 95.0296 | 0
| All | All Customers | 8 | Monthly System Peak Day | SCE | 1-in-10 | 2030 | 18 | 250.5109 | 275.239 | 31.273 | 94.4276 | 0
| All | All Customers | 8 | Monthly System Peak Day | SCE | 1-in-10 | 2030 | 19 | 236.9923 | 234.7561 | 30.9377 | 93.0592 | 0
| All | All Customers | 8 | Monthly System Peak Day | SCE | 1-in-10 | 2030 | 20 | 236.8813 | 227.8567 | 30.7969 | 90.1265 | 0
| All | All Customers | 8 | Monthly System Peak Day | SCE | 1-in-10 | 2030 | 21 | 261.5873 | 241.7538 | 32.0479 | 86.6699 | 0
| All | All Customers | 8 | Monthly System Peak Day | SCE | 1-in-10 | 2030 | 22 | 421.6944 | 396.6236 | 31.4619 | 83.5782 | 0
| All | All Customers | 8 | Monthly System Peak Day | SCE | 1-in-10 | 2030 | 23 | 444.58 | 418.4437 | 31.3423 | 81.1289 | 0
| All | All Customers | 8 | Monthly System Peak Day | SCE | 1-in-10 | 2030 | 24 | 470.478 | 450.8741 | 31.3233 | 79.7864 | 0
| All | All Customers | 8 | Typical Event Day | SCE | 1-in-10 | 2030 | 1 | 403.9128 | 396.1391 | 31.3111 | 76.727 | 0
| All | All Customers | 8 | Typical Event Day | SCE | 1-in-10 | 2030 | 2 | 390.4081 | 365.5959 | 31.2953 | 75.2909 | 0
| All | All Customers | 8 | Typical Event Day | SCE | 1-in-10 | 2030 | 3 | 473.5912 | 429.8928 | 31.2941 | 74.0474 | 0
| All | All Customers | 8 | Typical Event Day | SCE | 1-in-10 | 2030 | 4 | 577.6613 | 506.2999 | 31.2912 | 73.2366 | 0
| All | All Customers | 8 | Typical Event Day | SCE | 1-in-10 | 2030 | 5 | 552.1736 | 498.8848 | 31.2997 | 72.4408 | 0
| All | All Customers | 8 | Typical Event Day | SCE | 1-in-10 | 2030 | 6 | 564.9996 | 521.7094 | 31.316 | 71.7529 | 0
| All | All Customers | 8 | Typical Event Day | SCE | 1-in-10 | 2030 | 7 | 579.1399 | 524.2768 | 31.3616 | 71.2031 | 0
| All | All Customers | 8 | Typical Event Day | SCE | 1-in-10 | 2030 | 8 | 589.3834 | 545.4357 | 31.3288 | 71.67 | 0
| All | All Customers | 8 | Typical Event Day | SCE | 1-in-10 | 2030 | 9 | 528.6298 | 504.3842 | 31.3304 | 74.6167 | 0
| All | All Customers | 8 | Typical Event Day | SCE | 1-in-10 | 2030 | 10 | 519.4633 | 484.7573 | 31.3147 | 79.6274 | 0
| All | All Customers | 8 | Typical Event Day | SCE | 1-in-10 | 2030 | 11 | 498.3079 | 462.4732 | 31.3276 | 85.1114 | 0
| All | All Customers | 8 | Typical Event Day | SCE | 1-in-10 | 2030 | 12 | 487.4673 | 451.4691 | 31.3458 | 89.3543 | 0
| All | All Customers | 8 | Typical Event Day | SCE | 1-in-10 | 2030 | 13 | 410.7784 | 394.2894 | 31.36 | 92.0168 | 0
| All | All Customers | 8 | Typical Event Day | SCE | 1-in-10 | 2030 | 14 | 382.6062 | 368.5291 | 31.3546 | 94.2696 | 0
| All | All Customers | 8 | Typical Event Day | SCE | 1-in-10 | 2030 | 15 | 336.821 | 327.0979 | 31.3698 | 96.0719 | 0
| All | All Customers | 8 | Typical Event Day | SCE | 1-in-10 | 2030 | 16 | 290.4366 | 268.9441 | 31.3587 | 97.2345 | 0
| All | All Customers | 8 | Typical Event Day | SCE | 1-in-10 | 2030 | 17 | 273.4798 | 283.2293 | 31.1826 | 97.4936 | 0
| All | All Customers | 8 | Typical Event Day | SCE | 1-in-10 | 2030 | 18 | 250.5109 | 275.239 | 31.273 | 96.7511 | 0
| All | All Customers | 8 | Typical Event Day | SCE | 1-in-10 | 2030 | 19 | 236.9923 | 234.7561 | 30.9377 | 94.9061 | 0
| All | All Customers | 8 | Typical Event Day | SCE | 1-in-10 | 2030 | 20 | 236.8813 | 227.8567 | 30.7969 | 91.7564 | 0
| All | All Customers | 8 | Typical Event Day | SCE | 1-in-10 | 2030 | 21 | 261.5873 | 241.7538 | 32.0479 | 88.1027 | 0
| All | All Customers | 8 | Typical Event Day | SCE | 1-in-10 | 2030 | 22 | 421.6944 | 396.6236 | 31.4619 | 84.7386 | 0
| All | All Customers | 8 | Typical Event Day | SCE | 1-in-10 | 2030 | 23 | 444.58 | 418.4437 | 31.3423 | 82.0232 | 0
| All | All Customers | 8 | Typical Event Day | SCE | 1-in-10 | 2030 | 24 | 470.478 | 450.8741 | 31.3233 | 80.268 | 0
| All | All Customers | 9 | Average Weekday | SCE | 1-in-10 | 2030 | 1 | 372.5574 | 393.7484 | 39.4226 | 71.6865 | 0
| All | All Customers | 9 | Average Weekday | SCE | 1-in-10 | 2030 | 2 | 368.9552 | 379.7778 | 39.4177 | 70.7796 | 0
| All | All Customers | 9 | Average Weekday | SCE | 1-in-10 | 2030 | 3 | 466.4996 | 473.5078 | 39.4162 | 69.9662 | 0
| All | All Customers | 9 | Average Weekday | SCE | 1-in-10 | 2030 | 4 | 573.3727 | 584.1054 | 39.4154 | 69.2514 | 0
| All | All Customers | 9 | Average Weekday | SCE | 1-in-10 | 2030 | 5 | 536.6157 | 554.6593 | 39.4126 | 68.63 | 0
| All | All Customers | 9 | Average Weekday | SCE | 1-in-10 | 2030 | 6 | 538.1636 | 566.9952 | 39.4067 | 68.1028 | 0
| All | All Customers | 9 | Average Weekday | SCE | 1-in-10 | 2030 | 7 | 563.5441 | 582.4426 | 39.3975 | 67.6712 | 0
| All | All Customers | 9 | Average Weekday | SCE | 1-in-10 | 2030 | 8 | 562.7629 | 579.6196 | 39.4315 | 67.4139 | 0
| All | All Customers | 9 | Average Weekday | SCE | 1-in-10 | 2030 | 9 | 500.8494 | 517.5532 | 39.4663 | 68.8038 | 0
| All | All Customers | 9 | Average Weekday | SCE | 1-in-10 | 2030 | 10 | 498.2069 | 507.5411 | 39.4631 | 71.9381 | 0
| All | All Customers | 9 | Average Weekday | SCE | 1-in-10 | 2030 | 11 | 480.821 | 489.4408 | 39.5055 | 75.5259 | 0
| All | All Customers | 9 | Average Weekday | SCE | 1-in-10 | 2030 | 12 | 471.7034 | 480.7939 | 39.5487 | 78.9902 | 0
| All | All Customers | 9 | Average Weekday | SCE | 1-in-10 | 2030 | 13 | 405.4749 | 416.1424 | 39.5674 | 81.7014 | 0
| All | All Customers | 9 | Average Weekday | SCE | 1-in-10 | 2030 | 14 | 373.644 | 383.7072 | 39.5329 | 83.6224 | 0
| All | All Customers | 9 | Average Weekday | SCE | 1-in-10 | 2030 | 15 | 334.4809 | 344.3041 | 39.4629 | 84.909 | 0
| All | All Customers | 9 | Average Weekday | SCE | 1-in-10 | 2030 | 16 | 303.6144 | 302.971 | 39.4127 | 85.3183 | 0
| All | All Customers | 9 | Average Weekday | SCE | 1-in-10 | 2030 | 17 | 277.0687 | 289.8355 | 39.6453 | 85.1738 | 0
| All | All Customers | 9 | Average Weekday | SCE | 1-in-10 | 2030 | 18 | 258.6617 | 276.519 | 39.5685 | 84.2725 | 0
| All | All Customers | 9 | Average Weekday | SCE | 1-in-10 | 2030 | 19 | 261.6637 | 272.2444 | 40.805 | 82.4554 | 0
| All | All Customers | 9 | Average Weekday | SCE | 1-in-10 | 2030 | 20 | 261.9814 | 270.5476 | 39.2851 | 79.5745 | 0
| All | All Customers | 9 | Average Weekday | SCE | 1-in-10 | 2030 | 21 | 278.4121 | 288.3994 | 39.4481 | 76.5206 | 0
| All | All Customers | 9 | Average Weekday | SCE | 1-in-10 | 2030 | 22 | 420.9936 | 444.0206 | 39.3756 | 74.7105 | 0
| All | All Customers | 9 | Average Weekday | SCE | 1-in-10 | 2030 | 23 | 424.3276 | 446.962 | 39.4253 | 73.3727 | 0
| All | All Customers | 9 | Average Weekday | SCE | 1-in-10 | 2030 | 24 | 439.7952 | 471.3593 | 39.4299 | 72.2628 | 0
| All | All Customers | 9 | Monthly System Peak Day | SCE | 1-in-10 | 2030 | 1 | 372.5574 | 356.2426 | 39.5031 | 77.1861 | 0
| All | All Customers | 9 | Monthly System Peak Day | SCE | 1-in-10 | 2030 | 2 | 368.9552 | 334.0962 | 39.4895 | 76.156 | 0
| All | All Customers | 9 | Monthly System Peak Day | SCE | 1-in-10 | 2030 | 3 | 466.4996 | 403.6377 | 39.488 | 75.0378 | 0
| All | All Customers | 9 | Monthly System Peak Day | SCE | 1-in-10 | 2030 | 4 | 573.3727 | 472.7961 | 39.4838 | 74.7179 | 0
| All | All Customers | 9 | Monthly System Peak Day | SCE | 1-in-10 | 2030 | 5 | 536.6157 | 450.4499 | 39.491 | 74.3536 | 0
| All | All Customers | 9 | Monthly System Peak Day | SCE | 1-in-10 | 2030 | 6 | 538.1636 | 463.3271 | 39.5025 | 74.0051 | 0
| All | All Customers | 9 | Monthly System Peak Day | SCE | 1-in-10 | 2030 | 7 | 563.5441 | 488.1838 | 39.5564 | 73.7663 | 0
| All | All Customers | 9 | Monthly System Peak Day | SCE | 1-in-10 | 2030 | 8 | 562.7629 | 490.228 | 39.524 | 73.7811 | 0
| All | All Customers | 9 | Monthly System Peak Day | SCE | 1-in-10 | 2030 | 9 | 500.8494 | 469.1027 | 39.5277 | 75.6935 | 0
| All | All Customers | 9 | Monthly System Peak Day | SCE | 1-in-10 | 2030 | 10 | 498.2069 | 453.8584 | 39.5249 | 79.6745 | 0
| All | All Customers | 9 | Monthly System Peak Day | SCE | 1-in-10 | 2030 | 11 | 480.821 | 435.9959 | 39.5286 | 84.8286 | 0
| All | All Customers | 9 | Monthly System Peak Day | SCE | 1-in-10 | 2030 | 12 | 471.7034 | 426.7424 | 39.5285 | 89.3296 | 0
| All | All Customers | 9 | Monthly System Peak Day | SCE | 1-in-10 | 2030 | 13 | 405.4749 | 373.0912 | 39.5371 | 93.0878 | 0
| All | All Customers | 9 | Monthly System Peak Day | SCE | 1-in-10 | 2030 | 14 | 373.644 | 347.5467 | 39.5333 | 95.6878 | 0
| All | All Customers | 9 | Monthly System Peak Day | SCE | 1-in-10 | 2030 | 15 | 334.4809 | 315.2334 | 39.5576 | 97.1439 | 0
| All | All Customers | 9 | Monthly System Peak Day | SCE | 1-in-10 | 2030 | 16 | 303.6144 | 272.2991 | 39.5669 | 97.6602 | 0
| All | All Customers | 9 | Monthly System Peak Day | SCE | 1-in-10 | 2030 | 17 | 277.0687 | 287.926 | 39.4468 | 97.8959 | 0
| All | All Customers | 9 | Monthly System Peak Day | SCE | 1-in-10 | 2030 | 18 | 258.6617 | 282.4358 | 39.4557 | 96.7153 | 0
| All | All Customers | 9 | Monthly System Peak Day | SCE | 1-in-10 | 2030 | 19 | 261.6637 | 233.3766 | 39.9354 | 94.2735 | 0
| All | All Customers | 9 | Monthly System Peak Day | SCE | 1-in-10 | 2030 | 20 | 261.9814 | 222.1805 | 38.6439 | 91.2357 | 0
| All | All Customers | 9 | Monthly System Peak Day | SCE | 1-in-10 | 2030 | 21 | 278.4121 | 247.4759 | 39.6036 | 87.7592 | 0
| All | All Customers | 9 | Monthly System Peak Day | SCE | 1-in-10 | 2030 | 22 | 420.9936 | 378.6843 | 39.6061 | 86.2245 | 0
| All | All Customers | 9 | Monthly System Peak Day | SCE | 1-in-10 | 2030 | 23 | 424.3276 | 378.3921 | 39.4968 | 85.0153 | 0
| All | All Customers | 9 | Monthly System Peak Day | SCE | 1-in-10 | 2030 | 24 | 439.7952 | 403.9042 | 39.5057 | 83.5653 | 0
| All | All Customers | 10 | Average Weekday | SCE | 1-in-10 | 2030 | 1 | 399.9143 | 413.8397 | 36.6448 | 67.7185 | 0
| All | All Customers | 10 | Average Weekday | SCE | 1-in-10 | 2030 | 2 | 377.972 | 385.206 | 36.5488 | 66.8116 | 0
| All | All Customers | 10 | Average Weekday | SCE | 1-in-10 | 2030 | 3 | 473.0316 | 483.0435 | 36.5352 | 66.0895 | 0
| All | All Customers | 10 | Average Weekday | SCE | 1-in-10 | 2030 | 4 | 580.7298 | 595.657 | 36.5024 | 65.4005 | 0
| All | All Customers | 10 | Average Weekday | SCE | 1-in-10 | 2030 | 5 | 584.2856 | 601.0441 | 36.5081 | 64.7636 | 0
| All | All Customers | 10 | Average Weekday | SCE | 1-in-10 | 2030 | 6 | 597.358 | 618.4422 | 36.4762 | 64.2657 | 0
| All | All Customers | 10 | Average Weekday | SCE | 1-in-10 | 2030 | 7 | 606.1149 | 621.9742 | 36.4895 | 63.7933 | 0
| All | All Customers | 10 | Average Weekday | SCE | 1-in-10 | 2030 | 8 | 629.5294 | 655.7257 | 36.7466 | 63.4726 | 0
| All | All Customers | 10 | Average Weekday | SCE | 1-in-10 | 2030 | 9 | 567.7206 | 605.0793 | 37.0076 | 63.925 | 0
| All | All Customers | 10 | Average Weekday | SCE | 1-in-10 | 2030 | 10 | 553.5757 | 573.4505 | 36.7844 | 66.8175 | 0
| All | All Customers | 10 | Average Weekday | SCE | 1-in-10 | 2030 | 11 | 544.2828 | 559.3158 | 36.9131 | 70.6107 | 0
| All | All Customers | 10 | Average Weekday | SCE | 1-in-10 | 2030 | 12 | 527.5551 | 539.0326 | 37.0548 | 74.3318 | 0
| All | All Customers | 10 | Average Weekday | SCE | 1-in-10 | 2030 | 13 | 434.695 | 443.6034 | 37.1495 | 77.3255 | 0
| All | All Customers | 10 | Average Weekday | SCE | 1-in-10 | 2030 | 14 | 385.476 | 391.532 | 37.0418 | 79.3286 | 0
| All | All Customers | 10 | Average Weekday | SCE | 1-in-10 | 2030 | 15 | 341.6897 | 346.7805 | 36.8267 | 80.544 | 0
| All | All Customers | 10 | Average Weekday | SCE | 1-in-10 | 2030 | 16 | 295.6495 | 297.599 | 36.5472 | 81.0973 | 0
| All | All Customers | 10 | Average Weekday | SCE | 1-in-10 | 2030 | 17 | 276.5277 | 285.3319 | 36.3081 | 81.0095 | 0
| All | All Customers | 10 | Average Weekday | SCE | 1-in-10 | 2030 | 18 | 269.1556 | 276.1753 | 36.3351 | 80.1858 | 0
| All | All Customers | 10 | Average Weekday | SCE | 1-in-10 | 2030 | 19 | 260.2996 | 264.8906 | 36.8434 | 78.2469 | 0
| All | All Customers | 10 | Average Weekday | SCE | 1-in-10 | 2030 | 20 | 261.5971 | 265.6213 | 36.2696 | 75.1596 | 0
| All | All Customers | 10 | Average Weekday | SCE | 1-in-10 | 2030 | 21 | 269.2018 | 273.4719 | 36.3361 | 72.8835 | 0
| All | All Customers | 10 | Average Weekday | SCE | 1-in-10 | 2030 | 22 | 440.9072 | 463.1621 | 36.5338 | 71.2801 | 0
| All | All Customers | 10 | Average Weekday | SCE | 1-in-10 | 2030 | 23 | 430.9102 | 454.3604 | 36.6297 | 69.9309 | 0
| All | All Customers | 10 | Average Weekday | SCE | 1-in-10 | 2030 | 24 | 449.3098 | 480.8803 | 36.7396 | 68.7679 | 0
| All | All Customers | 10 | Monthly System Peak Day | SCE | 1-in-10 | 2030 | 1 | 399.9143 | 427.8853 | 36.2546 | 77.6047 | 0
| All | All Customers | 10 | Monthly System Peak Day | SCE | 1-in-10 | 2030 | 2 | 377.972 | 392.8418 | 36.2986 | 77.2953 | 0
| All | All Customers | 10 | Monthly System Peak Day | SCE | 1-in-10 | 2030 | 3 | 473.0316 | 491.5945 | 36.3053 | 76.6618 | 0
| All | All Customers | 10 | Monthly System Peak Day | SCE | 1-in-10 | 2030 | 4 | 580.7298 | 600.6562 | 36.327 | 76.4416 | 0
| All | All Customers | 10 | Monthly System Peak Day | SCE | 1-in-10 | 2030 | 5 | 584.2856 | 608.6509 | 36.3243 | 75.8483 | 0
| All | All Customers | 10 | Monthly System Peak Day | SCE | 1-in-10 | 2030 | 6 | 597.358 | 619.7313 | 36.352 | 76.2735 | 0
| All | All Customers | 10 | Monthly System Peak Day | SCE | 1-in-10 | 2030 | 7 | 606.1149 | 619.7458 | 36.3592 | 76.1912 | 0
| All | All Customers | 10 | Monthly System Peak Day | SCE | 1-in-10 | 2030 | 8 | 629.5294 | 666.7463 | 36.2314 | 76.2474 | 0
| All | All Customers | 10 | Monthly System Peak Day | SCE | 1-in-10 | 2030 | 9 | 567.7206 | 615.903 | 36.1897 | 76.2915 | 0
| All | All Customers | 10 | Monthly System Peak Day | SCE | 1-in-10 | 2030 | 10 | 553.5757 | 580.1631 | 36.2406 | 79.8866 | 0
| All | All Customers | 10 | Monthly System Peak Day | SCE | 1-in-10 | 2030 | 11 | 544.2828 | 569.397 | 36.2707 | 84.2738 | 0
| All | All Customers | 10 | Monthly System Peak Day | SCE | 1-in-10 | 2030 | 12 | 527.5551 | 552.33 | 36.336 | 89.5883 | 0
| All | All Customers | 10 | Monthly System Peak Day | SCE | 1-in-10 | 2030 | 13 | 434.695 | 446.8538 | 36.3996 | 94.0553 | 0
| All | All Customers | 10 | Monthly System Peak Day | SCE | 1-in-10 | 2030 | 14 | 385.476 | 391.8629 | 36.3409 | 96.3074 | 0
| All | All Customers | 10 | Monthly System Peak Day | SCE | 1-in-10 | 2030 | 15 | 341.6897 | 346.2338 | 36.2659 | 97.8138 | 0
| All | All Customers | 10 | Monthly System Peak Day | SCE | 1-in-10 | 2030 | 16 | 295.6495 | 295.3095 | 36.3073 | 98.517 | 0
| All | All Customers | 10 | Monthly System Peak Day | SCE | 1-in-10 | 2030 | 17 | 276.5277 | 285.3471 | 36.2769 | 98.3085 | 0
| All | All Customers | 10 | Monthly System Peak Day | SCE | 1-in-10 | 2030 | 18 | 269.1556 | 276.4508 | 36.2634 | 97.7777 | 0
| All | All Customers | 10 | Monthly System Peak Day | SCE | 1-in-10 | 2030 | 19 | 260.2996 | 264.1913 | 36.9793 | 95.7436 | 0
| All | All Customers | 10 | Monthly System Peak Day | SCE | 1-in-10 | 2030 | 20 | 261.5971 | 264.8183 | 36.2694 | 91.5245 | 0
| All | All Customers | 10 | Monthly System Peak Day | SCE | 1-in-10 | 2030 | 21 | 269.2018 | 274.3629 | 36.3957 | 87.6138 | 0
| All | All Customers | 10 | Monthly System Peak Day | SCE | 1-in-10 | 2030 | 22 | 440.9072 | 463.393 | 36.3297 | 85.4745 | 0
| All | All Customers | 10 | Monthly System Peak Day | SCE | 1-in-10 | 2030 | 23 | 430.9102 | 458.7297 | 36.2766 | 83.5343 | 0
| All | All Customers | 10 | Monthly System Peak Day | SCE | 1-in-10 | 2030 | 24 | 449.3098 | 500.9884 | 36.2226 | 81.9455 | 0
| All | All Customers | 11 | Average Weekday | SCE | 1-in-10 | 2030 | 1 | 375.8835 | 384.2272 | 36.544 | 56.8635 | 0
| All | All Customers | 11 | Average Weekday | SCE | 1-in-10 | 2030 | 2 | 358.063 | 364.876 | 36.5314 | 55.8747 | 0
| All | All Customers | 11 | Average Weekday | SCE | 1-in-10 | 2030 | 3 | 452.64 | 464.3169 | 36.5077 | 54.963 | 0
| All | All Customers | 11 | Average Weekday | SCE | 1-in-10 | 2030 | 4 | 566.7578 | 585.0059 | 36.5116 | 54.0459 | 0
| All | All Customers | 11 | Average Weekday | SCE | 1-in-10 | 2030 | 5 | 556.9378 | 586.3533 | 36.4908 | 53.2576 | 0
| All | All Customers | 11 | Average Weekday | SCE | 1-in-10 | 2030 | 6 | 573.0677 | 610.5849 | 36.5003 | 52.6836 | 0
| All | All Customers | 11 | Average Weekday | SCE | 1-in-10 | 2030 | 7 | 587.48 | 603.7994 | 36.6774 | 52.2571 | 0
| All | All Customers | 11 | Average Weekday | SCE | 1-in-10 | 2030 | 8 | 599.3347 | 614.2607 | 36.8538 | 52.0378 | 0
| All | All Customers | 11 | Average Weekday | SCE | 1-in-10 | 2030 | 9 | 543.0139 | 569.6437 | 36.7039 | 53.6165 | 0
| All | All Customers | 11 | Average Weekday | SCE | 1-in-10 | 2030 | 10 | 528.6745 | 542.8682 | 36.7849 | 57.5818 | 0
| All | All Customers | 11 | Average Weekday | SCE | 1-in-10 | 2030 | 11 | 511.3306 | 520.8723 | 36.8841 | 62.1705 | 0
| All | All Customers | 11 | Average Weekday | SCE | 1-in-10 | 2030 | 12 | 500.4771 | 507.4628 | 36.951 | 65.9389 | 0
| All | All Customers | 11 | Average Weekday | SCE | 1-in-10 | 2030 | 13 | 414.3015 | 424.0786 | 36.8892 | 68.6396 | 0
| All | All Customers | 11 | Average Weekday | SCE | 1-in-10 | 2030 | 14 | 377.5387 | 384.5228 | 36.758 | 70.2556 | 0
| All | All Customers | 11 | Average Weekday | SCE | 1-in-10 | 2030 | 15 | 324.7502 | 331.607 | 36.5608 | 71.0991 | 0
| All | All Customers | 11 | Average Weekday | SCE | 1-in-10 | 2030 | 16 | 286.4056 | 287.8851 | 36.561 | 71.2778 | 0
| All | All Customers | 11 | Average Weekday | SCE | 1-in-10 | 2030 | 17 | 265.5856 | 273.3664 | 36.3345 | 70.5447 | 0
| All | All Customers | 11 | Average Weekday | SCE | 1-in-10 | 2030 | 18 | 255.3713 | 262.7365 | 36.4019 | 68.5584 | 0
| All | All Customers | 11 | Average Weekday | SCE | 1-in-10 | 2030 | 19 | 250.5953 | 255.0209 | 36.2703 | 65.9823 | 0
| All | All Customers | 11 | Average Weekday | SCE | 1-in-10 | 2030 | 20 | 248.826 | 317.2091 | 43.9534 | 63.7891 | 0
| All | All Customers | 11 | Average Weekday | SCE | 1-in-10 | 2030 | 21 | 250.9632 | 256.2426 | 36.3669 | 62.0355 | 0
| All | All Customers | 11 | Average Weekday | SCE | 1-in-10 | 2030 | 22 | 416.4412 | 436.3712 | 36.5907 | 60.4145 | 0
| All | All Customers | 11 | Average Weekday | SCE | 1-in-10 | 2030 | 23 | 406.6912 | 423.7478 | 36.6693 | 59.0563 | 0
| All | All Customers | 11 | Average Weekday | SCE | 1-in-10 | 2030 | 24 | 421.8133 | 437.9203 | 36.6114 | 57.8888 | 0
| All | All Customers | 11 | Monthly System Peak Day | SCE | 1-in-10 | 2030 | 1 | 375.8835 | 392.4533 | 36.3172 | 70.1098 | 0
| All | All Customers | 11 | Monthly System Peak Day | SCE | 1-in-10 | 2030 | 2 | 358.063 | 371.9528 | 36.3168 | 68.6984 | 0
| All | All Customers | 11 | Monthly System Peak Day | SCE | 1-in-10 | 2030 | 3 | 452.64 | 470.4658 | 36.3426 | 67.9816 | 0
| All | All Customers | 11 | Monthly System Peak Day | SCE | 1-in-10 | 2030 | 4 | 566.7578 | 591.5907 | 36.3359 | 66.567 | 0
| All | All Customers | 11 | Monthly System Peak Day | SCE | 1-in-10 | 2030 | 5 | 556.9378 | 591.358 | 36.3694 | 65.7416 | 0
| All | All Customers | 11 | Monthly System Peak Day | SCE | 1-in-10 | 2030 | 6 | 573.0677 | 613.4759 | 36.3681 | 64.8535 | 0
| All | All Customers | 11 | Monthly System Peak Day | SCE | 1-in-10 | 2030 | 7 | 587.48 | 603.5488 | 36.205 | 64.5405 | 0
| All | All Customers | 11 | Monthly System Peak Day | SCE | 1-in-10 | 2030 | 8 | 599.3347 | 637.1003 | 36.1685 | 65.0685 | 0
| All | All Customers | 11 | Monthly System Peak Day | SCE | 1-in-10 | 2030 | 9 | 543.0139 | 577.8735 | 36.2785 | 66.6631 | 0
| All | All Customers | 11 | Monthly System Peak Day | SCE | 1-in-10 | 2030 | 10 | 528.6745 | 552.8138 | 36.2565 | 70.9158 | 0
| All | All Customers | 11 | Monthly System Peak Day | SCE | 1-in-10 | 2030 | 11 | 511.3306 | 535.2109 | 36.3507 | 77.9199 | 0
| All | All Customers | 11 | Monthly System Peak Day | SCE | 1-in-10 | 2030 | 12 | 500.4771 | 523.0052 | 36.4806 | 83.7981 | 0
| All | All Customers | 11 | Monthly System Peak Day | SCE | 1-in-10 | 2030 | 13 | 414.3015 | 427.2667 | 36.4661 | 87.3606 | 0
| All | All Customers | 11 | Monthly System Peak Day | SCE | 1-in-10 | 2030 | 14 | 377.5387 | 384.2204 | 36.3539 | 89.2394 | 0
| All | All Customers | 11 | Monthly System Peak Day | SCE | 1-in-10 | 2030 | 15 | 324.7502 | 331.0435 | 36.3502 | 89.9202 | 0
| All | All Customers | 11 | Monthly System Peak Day | SCE | 1-in-10 | 2030 | 16 | 286.4056 | 285.6118 | 36.3021 | 90.0734 | 0
| All | All Customers | 11 | Monthly System Peak Day | SCE | 1-in-10 | 2030 | 17 | 265.5856 | 274.0956 | 36.2586 | 89.4596 | 0
| All | All Customers | 11 | Monthly System Peak Day | SCE | 1-in-10 | 2030 | 18 | 255.3713 | 264.8001 | 36.2112 | 87.6979 | 0
| All | All Customers | 11 | Monthly System Peak Day | SCE | 1-in-10 | 2030 | 19 | 250.5953 | 254.7556 | 36.27 | 84.6872 | 0
| All | All Customers | 11 | Monthly System Peak Day | SCE | 1-in-10 | 2030 | 20 | 248.826 | 372.6582 | 48.183 | 80.8862 | 0
| All | All Customers | 11 | Monthly System Peak Day | SCE | 1-in-10 | 2030 | 21 | 250.9632 | 256.9575 | 36.4254 | 77.491 | 0
| All | All Customers | 11 | Monthly System Peak Day | SCE | 1-in-10 | 2030 | 22 | 416.4412 | 438.6287 | 36.2766 | 74.8802 | 0
| All | All Customers | 11 | Monthly System Peak Day | SCE | 1-in-10 | 2030 | 23 | 406.6912 | 430.9485 | 36.224 | 72.6836 | 0
| All | All Customers | 11 | Monthly System Peak Day | SCE | 1-in-10 | 2030 | 24 | 421.8133 | 452.8908 | 36.2723 | 71.115 | 0
| All | All Customers | 12 | Average Weekday | SCE | 1-in-10 | 2030 | 1 | 415.8287 | 424.5878 | 36.4284 | 49.5315 | 0
| All | All Customers | 12 | Average Weekday | SCE | 1-in-10 | 2030 | 2 | 399.7902 | 407.4333 | 36.4225 | 48.6993 | 0
| All | All Customers | 12 | Average Weekday | SCE | 1-in-10 | 2030 | 3 | 492.3552 | 505.0745 | 36.4219 | 47.9576 | 0
| All | All Customers | 12 | Average Weekday | SCE | 1-in-10 | 2030 | 4 | 607.6296 | 627.149 | 36.4212 | 47.193 | 0
| All | All Customers | 12 | Average Weekday | SCE | 1-in-10 | 2030 | 5 | 601.753 | 633.2311 | 36.4241 | 46.6856 | 0
| All | All Customers | 12 | Average Weekday | SCE | 1-in-10 | 2030 | 6 | 603.6064 | 644.3268 | 36.4289 | 46.2078 | 0
| All | All Customers | 12 | Average Weekday | SCE | 1-in-10 | 2030 | 7 | 611.1353 | 628.4415 | 36.4354 | 45.8721 | 0
| All | All Customers | 12 | Average Weekday | SCE | 1-in-10 | 2030 | 8 | 629.6105 | 646.2609 | 36.4437 | 45.8735 | 0
| All | All Customers | 12 | Average Weekday | SCE | 1-in-10 | 2030 | 9 | 564.4936 | 591.8442 | 36.4526 | 46.7094 | 0
| All | All Customers | 12 | Average Weekday | SCE | 1-in-10 | 2030 | 10 | 540.67 | 557.7428 | 36.441 | 49.7865 | 0
| All | All Customers | 12 | Average Weekday | SCE | 1-in-10 | 2030 | 11 | 525.9917 | 536.8468 | 36.4573 | 53.5721 | 0
| All | All Customers | 12 | Average Weekday | SCE | 1-in-10 | 2030 | 12 | 513.8369 | 520.4989 | 36.4736 | 56.8893 | 0
| All | All Customers | 12 | Average Weekday | SCE | 1-in-10 | 2030 | 13 | 434.5884 | 444.0543 | 36.4839 | 59.2808 | 0
| All | All Customers | 12 | Average Weekday | SCE | 1-in-10 | 2030 | 14 | 401.7076 | 409.2341 | 36.472 | 60.8608 | 0
| All | All Customers | 12 | Average Weekday | SCE | 1-in-10 | 2030 | 15 | 365.5885 | 371.8889 | 36.4474 | 61.7208 | 0
| All | All Customers | 12 | Average Weekday | SCE | 1-in-10 | 2030 | 16 | 325.5073 | 326.9312 | 36.4282 | 61.9813 | 0
| All | All Customers | 12 | Average Weekday | SCE | 1-in-10 | 2030 | 17 | 312.1415 | 320.5881 | 36.2929 | 61.2692 | 0
| All | All Customers | 12 | Average Weekday | SCE | 1-in-10 | 2030 | 18 | 303.6182 | 310.7693 | 36.2931 | 59.2106 | 0
| All | All Customers | 12 | Average Weekday | SCE | 1-in-10 | 2030 | 19 | 299.9264 | 304.166 | 36.2699 | 56.9047 | 0
| All | All Customers | 12 | Average Weekday | SCE | 1-in-10 | 2030 | 20 | 306.5219 | 376.0681 | 36.9567 | 55.2939 | 0
| All | All Customers | 12 | Average Weekday | SCE | 1-in-10 | 2030 | 21 | 310.0063 | 315.4296 | 36.3352 | 53.926 | 0
| All | All Customers | 12 | Average Weekday | SCE | 1-in-10 | 2030 | 22 | 462.8864 | 482.282 | 36.4325 | 52.6599 | 0
| All | All Customers | 12 | Average Weekday | SCE | 1-in-10 | 2030 | 23 | 452.8901 | 469.4749 | 36.436 | 51.5423 | 0
| All | All Customers | 12 | Average Weekday | SCE | 1-in-10 | 2030 | 24 | 466.1581 | 482.7457 | 36.4361 | 50.6378 | 0
| All | All Customers | 12 | Monthly System Peak Day | SCE | 1-in-10 | 2030 | 1 | 415.8287 | 424.5878 | 36.4284 | 42.9142 | 0
| All | All Customers | 12 | Monthly System Peak Day | SCE | 1-in-10 | 2030 | 2 | 399.7902 | 407.4333 | 36.4225 | 41.9747 | 0
| All | All Customers | 12 | Monthly System Peak Day | SCE | 1-in-10 | 2030 | 3 | 492.3552 | 505.0745 | 36.4219 | 40.9278 | 0
| All | All Customers | 12 | Monthly System Peak Day | SCE | 1-in-10 | 2030 | 4 | 607.6296 | 627.149 | 36.4212 | 40.057 | 0
| All | All Customers | 12 | Monthly System Peak Day | SCE | 1-in-10 | 2030 | 5 | 601.753 | 633.2311 | 36.4241 | 39.156 | 0
| All | All Customers | 12 | Monthly System Peak Day | SCE | 1-in-10 | 2030 | 6 | 603.6064 | 644.3268 | 36.4289 | 38.165 | 0
| All | All Customers | 12 | Monthly System Peak Day | SCE | 1-in-10 | 2030 | 7 | 611.1353 | 628.4415 | 36.4354 | 37.3427 | 0
| All | All Customers | 12 | Monthly System Peak Day | SCE | 1-in-10 | 2030 | 8 | 629.6105 | 646.2609 | 36.4437 | 37.5165 | 0
| All | All Customers | 12 | Monthly System Peak Day | SCE | 1-in-10 | 2030 | 9 | 564.4936 | 591.8442 | 36.4526 | 38.7112 | 0
| All | All Customers | 12 | Monthly System Peak Day | SCE | 1-in-10 | 2030 | 10 | 540.67 | 557.7428 | 36.441 | 42.6329 | 0
| All | All Customers | 12 | Monthly System Peak Day | SCE | 1-in-10 | 2030 | 11 | 525.9917 | 536.8468 | 36.4573 | 47.0512 | 0
| All | All Customers | 12 | Monthly System Peak Day | SCE | 1-in-10 | 2030 | 12 | 513.8369 | 520.4989 | 36.4736 | 49.8976 | 0
| All | All Customers | 12 | Monthly System Peak Day | SCE | 1-in-10 | 2030 | 13 | 434.5884 | 444.0543 | 36.4839 | 51.2001 | 0
| All | All Customers | 12 | Monthly System Peak Day | SCE | 1-in-10 | 2030 | 14 | 401.7076 | 409.2341 | 36.472 | 52.4006 | 0
| All | All Customers | 12 | Monthly System Peak Day | SCE | 1-in-10 | 2030 | 15 | 365.5885 | 371.8889 | 36.4474 | 53.432 | 0
| All | All Customers | 12 | Monthly System Peak Day | SCE | 1-in-10 | 2030 | 16 | 325.5073 | 326.9312 | 36.4282 | 53.8276 | 0
| All | All Customers | 12 | Monthly System Peak Day | SCE | 1-in-10 | 2030 | 17 | 312.1415 | 320.5881 | 36.2929 | 53.5174 | 0
| All | All Customers | 12 | Monthly System Peak Day | SCE | 1-in-10 | 2030 | 18 | 303.6182 | 310.7693 | 36.2931 | 51.7141 | 0
| All | All Customers | 12 | Monthly System Peak Day | SCE | 1-in-10 | 2030 | 19 | 299.9264 | 304.166 | 36.2699 | 49.5135 | 0
| All | All Customers | 12 | Monthly System Peak Day | SCE | 1-in-10 | 2030 | 20 | 306.5219 | 376.0681 | 36.9567 | 48.193 | 0
| All | All Customers | 12 | Monthly System Peak Day | SCE | 1-in-10 | 2030 | 21 | 310.0063 | 315.4296 | 36.3352 | 46.7799 | 0
| All | All Customers | 12 | Monthly System Peak Day | SCE | 1-in-10 | 2030 | 22 | 462.8864 | 482.282 | 36.4325 | 45.0996 | 0
| All | All Customers | 12 | Monthly System Peak Day | SCE | 1-in-10 | 2030 | 23 | 452.8901 | 469.4749 | 36.436 | 44.3117 | 0
| All | All Customers | 12 | Monthly System Peak Day | SCE | 1-in-10 | 2030 | 24 | 466.1581 | 482.7457 | 36.4361 | 43.8263 | 0
| All | All Customers | 1 | Average Weekday | SCE | 1-in-10 | 2031 | 1 | 412.3749 | 420.4325 | 36.4387 | 49.4499 | 0
| All | All Customers | 1 | Average Weekday | SCE | 1-in-10 | 2031 | 2 | 400.0649 | 408.0879 | 36.4328 | 48.6517 | 0
| All | All Customers | 1 | Average Weekday | SCE | 1-in-10 | 2031 | 3 | 497.507 | 509.8971 | 36.4321 | 48.0156 | 0
| All | All Customers | 1 | Average Weekday | SCE | 1-in-10 | 2031 | 4 | 610.2991 | 629.091 | 36.4315 | 47.3298 | 0
| All | All Customers | 1 | Average Weekday | SCE | 1-in-10 | 2031 | 5 | 605.2117 | 636.0061 | 36.4344 | 46.6643 | 0
| All | All Customers | 1 | Average Weekday | SCE | 1-in-10 | 2031 | 6 | 614.7012 | 654.1479 | 36.4392 | 46.0566 | 0
| All | All Customers | 1 | Average Weekday | SCE | 1-in-10 | 2031 | 7 | 629.9474 | 646.5846 | 36.4457 | 45.5653 | 0
| All | All Customers | 1 | Average Weekday | SCE | 1-in-10 | 2031 | 8 | 651.2337 | 667.153 | 36.4539 | 45.3715 | 0
| All | All Customers | 1 | Average Weekday | SCE | 1-in-10 | 2031 | 9 | 582.9 | 608.5575 | 36.4629 | 45.9366 | 0
| All | All Customers | 1 | Average Weekday | SCE | 1-in-10 | 2031 | 10 | 569.4835 | 584.2618 | 36.4513 | 48.7274 | 0
| All | All Customers | 1 | Average Weekday | SCE | 1-in-10 | 2031 | 11 | 551.0857 | 560.7957 | 36.4676 | 52.3553 | 0
| All | All Customers | 1 | Average Weekday | SCE | 1-in-10 | 2031 | 12 | 541.1647 | 547.8808 | 36.4839 | 55.6424 | 0
| All | All Customers | 1 | Average Weekday | SCE | 1-in-10 | 2031 | 13 | 466.4183 | 475.8959 | 36.4942 | 57.9774 | 0
| All | All Customers | 1 | Average Weekday | SCE | 1-in-10 | 2031 | 14 | 428.9966 | 435.9534 | 36.4823 | 59.4872 | 0
| All | All Customers | 1 | Average Weekday | SCE | 1-in-10 | 2031 | 15 | 390.2809 | 395.9289 | 36.4577 | 60.4221 | 0
| All | All Customers | 1 | Average Weekday | SCE | 1-in-10 | 2031 | 16 | 349.0149 | 350.2618 | 36.4385 | 60.7972 | 0
| All | All Customers | 1 | Average Weekday | SCE | 1-in-10 | 2031 | 17 | 334.4524 | 342.7884 | 36.3045 | 60.3811 | 0
| All | All Customers | 1 | Average Weekday | SCE | 1-in-10 | 2031 | 18 | 323.0428 | 330.3132 | 36.3047 | 58.9037 | 0
| All | All Customers | 1 | Average Weekday | SCE | 1-in-10 | 2031 | 19 | 311.4217 | 315.7048 | 36.2809 | 56.6145 | 0
| All | All Customers | 1 | Average Weekday | SCE | 1-in-10 | 2031 | 20 | 311.0855 | 380.1512 | 36.9656 | 54.9021 | 0
| All | All Customers | 1 | Average Weekday | SCE | 1-in-10 | 2031 | 21 | 303.3087 | 308.567 | 36.3466 | 53.6195 | 0
| All | All Customers | 1 | Average Weekday | SCE | 1-in-10 | 2031 | 22 | 457.9294 | 477.5036 | 36.4426 | 52.4654 | 0
| All | All Customers | 1 | Average Weekday | SCE | 1-in-10 | 2031 | 23 | 450.6073 | 467.2428 | 36.4463 | 51.3586 | 0
| All | All Customers | 1 | Average Weekday | SCE | 1-in-10 | 2031 | 24 | 467.3959 | 483.1935 | 36.4463 | 50.4441 | 0
| All | All Customers | 1 | Monthly System Peak Day | SCE | 1-in-10 | 2031 | 1 | 412.3749 | 420.4325 | 36.4387 | 45.7436 | 0
| All | All Customers | 1 | Monthly System Peak Day | SCE | 1-in-10 | 2031 | 2 | 400.0649 | 408.0879 | 36.4328 | 45.2319 | 0
| All | All Customers | 1 | Monthly System Peak Day | SCE | 1-in-10 | 2031 | 3 | 497.507 | 509.8971 | 36.4321 | 44.4516 | 0
| All | All Customers | 1 | Monthly System Peak Day | SCE | 1-in-10 | 2031 | 4 | 610.2991 | 629.091 | 36.4315 | 43.7143 | 0
| All | All Customers | 1 | Monthly System Peak Day | SCE | 1-in-10 | 2031 | 5 | 605.2117 | 636.0061 | 36.4344 | 43.3871 | 0
| All | All Customers | 1 | Monthly System Peak Day | SCE | 1-in-10 | 2031 | 6 | 614.7012 | 654.1479 | 36.4392 | 42.6142 | 0
| All | All Customers | 1 | Monthly System Peak Day | SCE | 1-in-10 | 2031 | 7 | 629.9474 | 646.5846 | 36.4457 | 42.0562 | 0
| All | All Customers | 1 | Monthly System Peak Day | SCE | 1-in-10 | 2031 | 8 | 651.2337 | 667.153 | 36.4539 | 41.6719 | 0
| All | All Customers | 1 | Monthly System Peak Day | SCE | 1-in-10 | 2031 | 9 | 582.9 | 608.5575 | 36.4629 | 42.1354 | 0
| All | All Customers | 1 | Monthly System Peak Day | SCE | 1-in-10 | 2031 | 10 | 569.4835 | 584.2618 | 36.4513 | 44.3761 | 0
| All | All Customers | 1 | Monthly System Peak Day | SCE | 1-in-10 | 2031 | 11 | 551.0857 | 560.7957 | 36.4676 | 46.872 | 0
| All | All Customers | 1 | Monthly System Peak Day | SCE | 1-in-10 | 2031 | 12 | 541.1647 | 547.8808 | 36.4839 | 48.777 | 0
| All | All Customers | 1 | Monthly System Peak Day | SCE | 1-in-10 | 2031 | 13 | 466.4183 | 475.8959 | 36.4942 | 48.9265 | 0
| All | All Customers | 1 | Monthly System Peak Day | SCE | 1-in-10 | 2031 | 14 | 428.9966 | 435.9534 | 36.4823 | 49.3759 | 0
| All | All Customers | 1 | Monthly System Peak Day | SCE | 1-in-10 | 2031 | 15 | 390.2809 | 395.9289 | 36.4577 | 50.0387 | 0
| All | All Customers | 1 | Monthly System Peak Day | SCE | 1-in-10 | 2031 | 16 | 349.0149 | 350.2618 | 36.4385 | 50.9622 | 0
| All | All Customers | 1 | Monthly System Peak Day | SCE | 1-in-10 | 2031 | 17 | 334.4524 | 342.7884 | 36.3045 | 50.472 | 0
| All | All Customers | 1 | Monthly System Peak Day | SCE | 1-in-10 | 2031 | 18 | 323.0428 | 330.3132 | 36.3047 | 49.331 | 0
| All | All Customers | 1 | Monthly System Peak Day | SCE | 1-in-10 | 2031 | 19 | 311.4217 | 315.7048 | 36.2809 | 47.7546 | 0
| All | All Customers | 1 | Monthly System Peak Day | SCE | 1-in-10 | 2031 | 20 | 311.0855 | 380.1512 | 36.9656 | 46.9384 | 0
| All | All Customers | 1 | Monthly System Peak Day | SCE | 1-in-10 | 2031 | 21 | 303.3087 | 308.567 | 36.3466 | 46.2621 | 0
| All | All Customers | 1 | Monthly System Peak Day | SCE | 1-in-10 | 2031 | 22 | 457.9294 | 477.5036 | 36.4426 | 45.7461 | 0
| All | All Customers | 1 | Monthly System Peak Day | SCE | 1-in-10 | 2031 | 23 | 450.6073 | 467.2428 | 36.4463 | 45.154 | 0
| All | All Customers | 1 | Monthly System Peak Day | SCE | 1-in-10 | 2031 | 24 | 467.3959 | 483.1935 | 36.4463 | 44.6112 | 0
| All | All Customers | 2 | Average Weekday | SCE | 1-in-10 | 2031 | 1 | 386.3421 | 395.1022 | 36.4798 | 55.0805 | 0
| All | All Customers | 2 | Average Weekday | SCE | 1-in-10 | 2031 | 2 | 372.4909 | 381.2391 | 36.4733 | 54.0194 | 0
| All | All Customers | 2 | Average Weekday | SCE | 1-in-10 | 2031 | 3 | 463.8973 | 477.416 | 36.4726 | 53.0825 | 0
| All | All Customers | 2 | Average Weekday | SCE | 1-in-10 | 2031 | 4 | 571.7239 | 592.6195 | 36.4719 | 52.0941 | 0
| All | All Customers | 2 | Average Weekday | SCE | 1-in-10 | 2031 | 5 | 570.8705 | 603.8976 | 36.4754 | 51.287 | 0
| All | All Customers | 2 | Average Weekday | SCE | 1-in-10 | 2031 | 6 | 583.4379 | 624.7151 | 36.4813 | 50.69 | 0
| All | All Customers | 2 | Average Weekday | SCE | 1-in-10 | 2031 | 7 | 588.5399 | 605.9424 | 36.4885 | 50.2502 | 0
| All | All Customers | 2 | Average Weekday | SCE | 1-in-10 | 2031 | 8 | 610.8247 | 627.025 | 36.4968 | 49.9958 | 0
| All | All Customers | 2 | Average Weekday | SCE | 1-in-10 | 2031 | 9 | 559.797 | 585.4634 | 36.5057 | 51.5858 | 0
| All | All Customers | 2 | Average Weekday | SCE | 1-in-10 | 2031 | 10 | 541.8599 | 556.1057 | 36.4924 | 55.5972 | 0
| All | All Customers | 2 | Average Weekday | SCE | 1-in-10 | 2031 | 11 | 527.3068 | 537.1867 | 36.5101 | 60.1351 | 0
| All | All Customers | 2 | Average Weekday | SCE | 1-in-10 | 2031 | 12 | 516.786 | 524.0862 | 36.5279 | 63.9231 | 0
| All | All Customers | 2 | Average Weekday | SCE | 1-in-10 | 2031 | 13 | 440.2363 | 450.4904 | 36.5393 | 66.5857 | 0
| All | All Customers | 2 | Average Weekday | SCE | 1-in-10 | 2031 | 14 | 399.5681 | 407.0016 | 36.5264 | 68.3273 | 0
| All | All Customers | 2 | Average Weekday | SCE | 1-in-10 | 2031 | 15 | 352.7695 | 360.1064 | 36.4998 | 69.1954 | 0
| All | All Customers | 2 | Average Weekday | SCE | 1-in-10 | 2031 | 16 | 313.0901 | 315.4437 | 36.4792 | 69.5589 | 0
| All | All Customers | 2 | Average Weekday | SCE | 1-in-10 | 2031 | 17 | 288.0807 | 295.5693 | 36.3181 | 69.0457 | 0
| All | All Customers | 2 | Average Weekday | SCE | 1-in-10 | 2031 | 18 | 277.0287 | 283.4489 | 36.319 | 67.5196 | 0
| All | All Customers | 2 | Average Weekday | SCE | 1-in-10 | 2031 | 19 | 270.8344 | 275.5513 | 36.2813 | 64.591 | 0
| All | All Customers | 2 | Average Weekday | SCE | 1-in-10 | 2031 | 20 | 270.4195 | 337.3364 | 37.0657 | 61.9668 | 0
| All | All Customers | 2 | Average Weekday | SCE | 1-in-10 | 2031 | 21 | 264.6817 | 270.0646 | 36.3619 | 60.122 | 0
| All | All Customers | 2 | Average Weekday | SCE | 1-in-10 | 2031 | 22 | 421.0652 | 441.1826 | 36.4853 | 58.5497 | 0
| All | All Customers | 2 | Average Weekday | SCE | 1-in-10 | 2031 | 23 | 415.8514 | 433.1764 | 36.4891 | 57.109 | 0
| All | All Customers | 2 | Average Weekday | SCE | 1-in-10 | 2031 | 24 | 434.4698 | 451.2937 | 36.4884 | 55.8763 | 0
| All | All Customers | 2 | Monthly System Peak Day | SCE | 1-in-10 | 2031 | 1 | 386.3421 | 395.1022 | 36.4798 | 65.9778 | 0
| All | All Customers | 2 | Monthly System Peak Day | SCE | 1-in-10 | 2031 | 2 | 372.4909 | 381.2391 | 36.4733 | 64.3204 | 0
| All | All Customers | 2 | Monthly System Peak Day | SCE | 1-in-10 | 2031 | 3 | 463.8973 | 477.416 | 36.4726 | 63.1008 | 0
| All | All Customers | 2 | Monthly System Peak Day | SCE | 1-in-10 | 2031 | 4 | 571.7239 | 592.6195 | 36.4719 | 61.7665 | 0
| All | All Customers | 2 | Monthly System Peak Day | SCE | 1-in-10 | 2031 | 5 | 570.8705 | 603.8976 | 36.4754 | 60.9263 | 0
| All | All Customers | 2 | Monthly System Peak Day | SCE | 1-in-10 | 2031 | 6 | 583.4379 | 624.7151 | 36.4813 | 59.3934 | 0
| All | All Customers | 2 | Monthly System Peak Day | SCE | 1-in-10 | 2031 | 7 | 588.5399 | 605.9424 | 36.4885 | 59.3915 | 0
| All | All Customers | 2 | Monthly System Peak Day | SCE | 1-in-10 | 2031 | 8 | 610.8247 | 627.025 | 36.4968 | 58.7706 | 0
| All | All Customers | 2 | Monthly System Peak Day | SCE | 1-in-10 | 2031 | 9 | 559.797 | 585.4634 | 36.5057 | 60.6815 | 0
| All | All Customers | 2 | Monthly System Peak Day | SCE | 1-in-10 | 2031 | 10 | 541.8599 | 556.1057 | 36.4924 | 66.3867 | 0
| All | All Customers | 2 | Monthly System Peak Day | SCE | 1-in-10 | 2031 | 11 | 527.3068 | 537.1867 | 36.5101 | 72.1731 | 0
| All | All Customers | 2 | Monthly System Peak Day | SCE | 1-in-10 | 2031 | 12 | 516.786 | 524.0862 | 36.5279 | 76.643 | 0
| All | All Customers | 2 | Monthly System Peak Day | SCE | 1-in-10 | 2031 | 13 | 440.2363 | 450.4904 | 36.5393 | 79.9845 | 0
| All | All Customers | 2 | Monthly System Peak Day | SCE | 1-in-10 | 2031 | 14 | 399.5681 | 407.0016 | 36.5264 | 82.0543 | 0
| All | All Customers | 2 | Monthly System Peak Day | SCE | 1-in-10 | 2031 | 15 | 352.7695 | 360.1064 | 36.4998 | 83.1723 | 0
| All | All Customers | 2 | Monthly System Peak Day | SCE | 1-in-10 | 2031 | 16 | 313.0901 | 315.4437 | 36.4792 | 83.611 | 0
| All | All Customers | 2 | Monthly System Peak Day | SCE | 1-in-10 | 2031 | 17 | 288.0807 | 295.5693 | 36.3181 | 82.9323 | 0
| All | All Customers | 2 | Monthly System Peak Day | SCE | 1-in-10 | 2031 | 18 | 277.0287 | 283.4489 | 36.319 | 80.757 | 0
| All | All Customers | 2 | Monthly System Peak Day | SCE | 1-in-10 | 2031 | 19 | 270.8344 | 275.5513 | 36.2813 | 76.5126 | 0
| All | All Customers | 2 | Monthly System Peak Day | SCE | 1-in-10 | 2031 | 20 | 270.4195 | 337.3364 | 37.0657 | 72.6594 | 0
| All | All Customers | 2 | Monthly System Peak Day | SCE | 1-in-10 | 2031 | 21 | 264.6817 | 270.0646 | 36.3619 | 69.6011 | 0
| All | All Customers | 2 | Monthly System Peak Day | SCE | 1-in-10 | 2031 | 22 | 421.0652 | 441.1826 | 36.4853 | 67.5264 | 0
| All | All Customers | 2 | Monthly System Peak Day | SCE | 1-in-10 | 2031 | 23 | 415.8514 | 433.1764 | 36.4891 | 65.5967 | 0
| All | All Customers | 2 | Monthly System Peak Day | SCE | 1-in-10 | 2031 | 24 | 434.4698 | 451.2937 | 36.4884 | 63.8301 | 0
| All | All Customers | 3 | Average Weekday | SCE | 1-in-10 | 2031 | 1 | 417.8723 | 433.212 | 36.5485 | 58.38 | 0
| All | All Customers | 3 | Average Weekday | SCE | 1-in-10 | 2031 | 2 | 404.0912 | 412.8967 | 36.4994 | 57.2797 | 0
| All | All Customers | 3 | Average Weekday | SCE | 1-in-10 | 2031 | 3 | 509.6843 | 520.9661 | 36.4922 | 56.254 | 0
| All | All Customers | 3 | Average Weekday | SCE | 1-in-10 | 2031 | 4 | 619.6949 | 636.1477 | 36.4761 | 55.3455 | 0
| All | All Customers | 3 | Average Weekday | SCE | 1-in-10 | 2031 | 5 | 601.485 | 622.1022 | 36.4794 | 54.5781 | 0
| All | All Customers | 3 | Average Weekday | SCE | 1-in-10 | 2031 | 6 | 615.8356 | 639.86 | 36.465 | 53.8867 | 0
| All | All Customers | 3 | Average Weekday | SCE | 1-in-10 | 2031 | 7 | 629.1581 | 645.7351 | 36.4768 | 53.4742 | 0
| All | All Customers | 3 | Average Weekday | SCE | 1-in-10 | 2031 | 8 | 647.3574 | 677.6202 | 36.607 | 53.4151 | 0
| All | All Customers | 3 | Average Weekday | SCE | 1-in-10 | 2031 | 9 | 590.1151 | 628.4259 | 36.7252 | 54.8301 | 0
| All | All Customers | 3 | Average Weekday | SCE | 1-in-10 | 2031 | 10 | 575.5144 | 598.7325 | 36.6176 | 58.3814 | 0
| All | All Customers | 3 | Average Weekday | SCE | 1-in-10 | 2031 | 11 | 550.6641 | 568.0569 | 36.6764 | 62.6904 | 0
| All | All Customers | 3 | Average Weekday | SCE | 1-in-10 | 2031 | 12 | 542.6981 | 554.236 | 36.7348 | 66.6136 | 0
| All | All Customers | 3 | Average Weekday | SCE | 1-in-10 | 2031 | 13 | 447.7206 | 456.9865 | 36.7658 | 69.6765 | 0
| All | All Customers | 3 | Average Weekday | SCE | 1-in-10 | 2031 | 14 | 418.6977 | 425.0927 | 36.7199 | 71.7646 | 0
| All | All Customers | 3 | Average Weekday | SCE | 1-in-10 | 2031 | 15 | 373.021 | 378.3418 | 36.6261 | 73.0134 | 0
| All | All Customers | 3 | Average Weekday | SCE | 1-in-10 | 2031 | 16 | 335.3276 | 337.4461 | 36.498 | 73.604 | 0
| All | All Customers | 3 | Average Weekday | SCE | 1-in-10 | 2031 | 17 | 322.4216 | 331.5227 | 36.3143 | 73.5115 | 0
| All | All Customers | 3 | Average Weekday | SCE | 1-in-10 | 2031 | 18 | 309.0339 | 316.0494 | 36.3275 | 72.5285 | 0
| All | All Customers | 3 | Average Weekday | SCE | 1-in-10 | 2031 | 19 | 301.3931 | 306.2441 | 36.4007 | 70.6931 | 0
| All | All Customers | 3 | Average Weekday | SCE | 1-in-10 | 2031 | 20 | 291.3355 | 295.3793 | 36.2806 | 68.0039 | 0
| All | All Customers | 3 | Average Weekday | SCE | 1-in-10 | 2031 | 21 | 277.215 | 281.1699 | 36.3235 | 65.2746 | 0
| All | All Customers | 3 | Average Weekday | SCE | 1-in-10 | 2031 | 22 | 453.077 | 476.0062 | 36.4996 | 63.4622 | 0
| All | All Customers | 3 | Average Weekday | SCE | 1-in-10 | 2031 | 23 | 452.5457 | 476.8423 | 36.5492 | 62.0728 | 0
| All | All Customers | 3 | Average Weekday | SCE | 1-in-10 | 2031 | 24 | 478.5834 | 511.3244 | 36.5987 | 60.6886 | 0
| All | All Customers | 3 | Monthly System Peak Day | SCE | 1-in-10 | 2031 | 1 | 417.8723 | 448.9531 | 36.211 | 66.5653 | 0
| All | All Customers | 3 | Monthly System Peak Day | SCE | 1-in-10 | 2031 | 2 | 404.0912 | 422.8156 | 36.2724 | 64.9122 | 0
| All | All Customers | 3 | Monthly System Peak Day | SCE | 1-in-10 | 2031 | 3 | 509.6843 | 531.2444 | 36.2823 | 63.5178 | 0
| All | All Customers | 3 | Monthly System Peak Day | SCE | 1-in-10 | 2031 | 4 | 619.6949 | 643.1204 | 36.3135 | 62.3191 | 0
| All | All Customers | 3 | Monthly System Peak Day | SCE | 1-in-10 | 2031 | 5 | 601.485 | 631.2996 | 36.3092 | 61.3609 | 0
| All | All Customers | 3 | Monthly System Peak Day | SCE | 1-in-10 | 2031 | 6 | 615.8356 | 641.7798 | 36.3486 | 60.4826 | 0
| All | All Customers | 3 | Monthly System Peak Day | SCE | 1-in-10 | 2031 | 7 | 629.1581 | 643.5224 | 36.3546 | 59.9374 | 0
| All | All Customers | 3 | Monthly System Peak Day | SCE | 1-in-10 | 2031 | 8 | 647.3574 | 696.6046 | 36.1748 | 59.4377 | 0
| All | All Customers | 3 | Monthly System Peak Day | SCE | 1-in-10 | 2031 | 9 | 590.1151 | 639.0807 | 36.1618 | 60.7855 | 0
| All | All Customers | 3 | Monthly System Peak Day | SCE | 1-in-10 | 2031 | 10 | 575.5144 | 606.5223 | 36.2079 | 65.5539 | 0
| All | All Customers | 3 | Monthly System Peak Day | SCE | 1-in-10 | 2031 | 11 | 550.6641 | 581.0908 | 36.2858 | 70.9405 | 0
| All | All Customers | 3 | Monthly System Peak Day | SCE | 1-in-10 | 2031 | 12 | 542.6981 | 567.3112 | 36.4358 | 75.9952 | 0
| All | All Customers | 3 | Monthly System Peak Day | SCE | 1-in-10 | 2031 | 13 | 447.7206 | 461.5002 | 36.5831 | 79.8811 | 0
| All | All Customers | 3 | Monthly System Peak Day | SCE | 1-in-10 | 2031 | 14 | 418.6977 | 426.6868 | 36.4548 | 82.2506 | 0
| All | All Customers | 3 | Monthly System Peak Day | SCE | 1-in-10 | 2031 | 15 | 373.021 | 378.4855 | 36.2747 | 84.2489 | 0
| All | All Customers | 3 | Monthly System Peak Day | SCE | 1-in-10 | 2031 | 16 | 335.3276 | 335.1668 | 36.2867 | 85.09 | 0
| All | All Customers | 3 | Monthly System Peak Day | SCE | 1-in-10 | 2031 | 17 | 322.4216 | 331.7221 | 36.2891 | 85.004 | 0
| All | All Customers | 3 | Monthly System Peak Day | SCE | 1-in-10 | 2031 | 18 | 309.0339 | 316.448 | 36.2724 | 83.7783 | 0
| All | All Customers | 3 | Monthly System Peak Day | SCE | 1-in-10 | 2031 | 19 | 301.3931 | 305.6363 | 37.8012 | 82.3635 | 0
| All | All Customers | 3 | Monthly System Peak Day | SCE | 1-in-10 | 2031 | 20 | 291.3355 | 294.7215 | 36.2806 | 79.8314 | 0
| All | All Customers | 3 | Monthly System Peak Day | SCE | 1-in-10 | 2031 | 21 | 277.215 | 281.9528 | 36.4738 | 75.8165 | 0
| All | All Customers | 3 | Monthly System Peak Day | SCE | 1-in-10 | 2031 | 22 | 453.077 | 476.3746 | 36.3091 | 72.4978 | 0
| All | All Customers | 3 | Monthly System Peak Day | SCE | 1-in-10 | 2031 | 23 | 452.5457 | 481.4079 | 36.2334 | 69.8694 | 0
| All | All Customers | 3 | Monthly System Peak Day | SCE | 1-in-10 | 2031 | 24 | 478.5834 | 531.8867 | 36.1666 | 67.516 | 0
| All | All Customers | 4 | Average Weekday | SCE | 1-in-10 | 2031 | 1 | 387.2876 | 401.6975 | 36.5508 | 59.0796 | 0
| All | All Customers | 4 | Average Weekday | SCE | 1-in-10 | 2031 | 2 | 374.7307 | 384.0683 | 36.5021 | 58.0445 | 0
| All | All Customers | 4 | Average Weekday | SCE | 1-in-10 | 2031 | 3 | 475.9622 | 487.6946 | 36.4949 | 57.104 | 0
| All | All Customers | 4 | Average Weekday | SCE | 1-in-10 | 2031 | 4 | 577.7906 | 593.9834 | 36.479 | 56.2242 | 0
| All | All Customers | 4 | Average Weekday | SCE | 1-in-10 | 2031 | 5 | 552.3077 | 571.7313 | 36.4822 | 55.5416 | 0
| All | All Customers | 4 | Average Weekday | SCE | 1-in-10 | 2031 | 6 | 567.166 | 590.2807 | 36.4681 | 55.0192 | 0
| All | All Customers | 4 | Average Weekday | SCE | 1-in-10 | 2031 | 7 | 581.266 | 598.3898 | 36.4799 | 54.5621 | 0
| All | All Customers | 4 | Average Weekday | SCE | 1-in-10 | 2031 | 8 | 598.836 | 627.1707 | 36.6093 | 54.5285 | 0
| All | All Customers | 4 | Average Weekday | SCE | 1-in-10 | 2031 | 9 | 532.9462 | 570.2903 | 36.7264 | 56.5092 | 0
| All | All Customers | 4 | Average Weekday | SCE | 1-in-10 | 2031 | 10 | 518.131 | 541.7335 | 36.6192 | 59.9344 | 0
| All | All Customers | 4 | Average Weekday | SCE | 1-in-10 | 2031 | 11 | 502.1487 | 518.0228 | 36.6775 | 63.4295 | 0
| All | All Customers | 4 | Average Weekday | SCE | 1-in-10 | 2031 | 12 | 494.5031 | 506.042 | 36.7354 | 66.6923 | 0
| All | All Customers | 4 | Average Weekday | SCE | 1-in-10 | 2031 | 13 | 410.0845 | 419.3042 | 36.766 | 69.2702 | 0
| All | All Customers | 4 | Average Weekday | SCE | 1-in-10 | 2031 | 14 | 377.636 | 384.065 | 36.7203 | 71.0818 | 0
| All | All Customers | 4 | Average Weekday | SCE | 1-in-10 | 2031 | 15 | 330.0936 | 335.6023 | 36.6272 | 72.3051 | 0
| All | All Customers | 4 | Average Weekday | SCE | 1-in-10 | 2031 | 16 | 289.6692 | 291.8622 | 36.5004 | 73.0385 | 0
| All | All Customers | 4 | Average Weekday | SCE | 1-in-10 | 2031 | 17 | 269.6116 | 277.7826 | 36.3173 | 73.1966 | 0
| All | All Customers | 4 | Average Weekday | SCE | 1-in-10 | 2031 | 18 | 251.9524 | 258.3187 | 36.33 | 72.438 | 0
| All | All Customers | 4 | Average Weekday | SCE | 1-in-10 | 2031 | 19 | 237.5909 | 242.4052 | 36.4004 | 71.0442 | 0
| All | All Customers | 4 | Average Weekday | SCE | 1-in-10 | 2031 | 20 | 229.7829 | 233.903 | 36.2807 | 68.8926 | 0
| All | All Customers | 4 | Average Weekday | SCE | 1-in-10 | 2031 | 21 | 237.5873 | 241.7148 | 36.3279 | 65.8957 | 0
| All | All Customers | 4 | Average Weekday | SCE | 1-in-10 | 2031 | 22 | 413.5993 | 436.2832 | 36.5023 | 63.7302 | 0
| All | All Customers | 4 | Average Weekday | SCE | 1-in-10 | 2031 | 23 | 416.7375 | 440.7235 | 36.552 | 62.1633 | 0
| All | All Customers | 4 | Average Weekday | SCE | 1-in-10 | 2031 | 24 | 444.5366 | 476.6938 | 36.6008 | 60.8017 | 0
| All | All Customers | 4 | Monthly System Peak Day | SCE | 1-in-10 | 2031 | 1 | 387.2876 | 415.9163 | 36.2182 | 70.9902 | 0
| All | All Customers | 4 | Monthly System Peak Day | SCE | 1-in-10 | 2031 | 2 | 374.7307 | 393.7029 | 36.2784 | 69.379 | 0
| All | All Customers | 4 | Monthly System Peak Day | SCE | 1-in-10 | 2031 | 3 | 475.9622 | 497.9707 | 36.2881 | 68.4203 | 0
| All | All Customers | 4 | Monthly System Peak Day | SCE | 1-in-10 | 2031 | 4 | 577.7906 | 600.3557 | 36.3187 | 66.7964 | 0
| All | All Customers | 4 | Monthly System Peak Day | SCE | 1-in-10 | 2031 | 5 | 552.3077 | 580.3846 | 36.3146 | 65.7682 | 0
| All | All Customers | 4 | Monthly System Peak Day | SCE | 1-in-10 | 2031 | 6 | 567.166 | 592.0094 | 36.3534 | 64.6388 | 0
| All | All Customers | 4 | Monthly System Peak Day | SCE | 1-in-10 | 2031 | 7 | 581.266 | 596.1711 | 36.3593 | 63.6363 | 0
| All | All Customers | 4 | Monthly System Peak Day | SCE | 1-in-10 | 2031 | 8 | 598.836 | 648.1132 | 36.1827 | 63.4386 | 0
| All | All Customers | 4 | Monthly System Peak Day | SCE | 1-in-10 | 2031 | 9 | 532.9462 | 580.8383 | 36.1727 | 66.5964 | 0
| All | All Customers | 4 | Monthly System Peak Day | SCE | 1-in-10 | 2031 | 10 | 518.131 | 549.0805 | 36.2171 | 72.0203 | 0
| All | All Customers | 4 | Monthly System Peak Day | SCE | 1-in-10 | 2031 | 11 | 502.1487 | 530.4662 | 36.2968 | 76.9067 | 0
| All | All Customers | 4 | Monthly System Peak Day | SCE | 1-in-10 | 2031 | 12 | 494.5031 | 518.9985 | 36.4484 | 81.3869 | 0
| All | All Customers | 4 | Monthly System Peak Day | SCE | 1-in-10 | 2031 | 13 | 410.0845 | 423.9467 | 36.5966 | 84.1754 | 0
| All | All Customers | 4 | Monthly System Peak Day | SCE | 1-in-10 | 2031 | 14 | 377.636 | 385.6537 | 36.4675 | 85.9194 | 0
| All | All Customers | 4 | Monthly System Peak Day | SCE | 1-in-10 | 2031 | 15 | 330.0936 | 335.9466 | 36.2848 | 87.0781 | 0
| All | All Customers | 4 | Monthly System Peak Day | SCE | 1-in-10 | 2031 | 16 | 289.6692 | 289.5526 | 36.2928 | 87.683 | 0
| All | All Customers | 4 | Monthly System Peak Day | SCE | 1-in-10 | 2031 | 17 | 269.6116 | 278.0092 | 36.294 | 87.8015 | 0
| All | All Customers | 4 | Monthly System Peak Day | SCE | 1-in-10 | 2031 | 18 | 251.9524 | 259.0897 | 36.2791 | 87.2521 | 0
| All | All Customers | 4 | Monthly System Peak Day | SCE | 1-in-10 | 2031 | 19 | 237.5909 | 241.8566 | 37.8064 | 85.0685 | 0
| All | All Customers | 4 | Monthly System Peak Day | SCE | 1-in-10 | 2031 | 20 | 229.7829 | 233.2082 | 36.2806 | 80.2982 | 0
| All | All Customers | 4 | Monthly System Peak Day | SCE | 1-in-10 | 2031 | 21 | 237.5873 | 242.5026 | 36.4734 | 74.8102 | 0
| All | All Customers | 4 | Monthly System Peak Day | SCE | 1-in-10 | 2031 | 22 | 413.5993 | 436.5679 | 36.3139 | 71.6791 | 0
| All | All Customers | 4 | Monthly System Peak Day | SCE | 1-in-10 | 2031 | 23 | 416.7375 | 445.1993 | 36.2401 | 69.7278 | 0
| All | All Customers | 4 | Monthly System Peak Day | SCE | 1-in-10 | 2031 | 24 | 444.5366 | 496.9841 | 36.1747 | 68.1926 | 0
| All | All Customers | 5 | Average Weekday | SCE | 1-in-10 | 2031 | 1 | 395.1591 | 409.7242 | 36.5661 | 62.6645 | 0
| All | All Customers | 5 | Average Weekday | SCE | 1-in-10 | 2031 | 2 | 383.3129 | 391.5239 | 36.5174 | 61.686 | 0
| All | All Customers | 5 | Average Weekday | SCE | 1-in-10 | 2031 | 3 | 487.8902 | 499.8814 | 36.5102 | 60.8176 | 0
| All | All Customers | 5 | Average Weekday | SCE | 1-in-10 | 2031 | 4 | 591.4158 | 608.3248 | 36.4944 | 60.0235 | 0
| All | All Customers | 5 | Average Weekday | SCE | 1-in-10 | 2031 | 5 | 569.958 | 590.0428 | 36.4978 | 59.4411 | 0
| All | All Customers | 5 | Average Weekday | SCE | 1-in-10 | 2031 | 6 | 579.2997 | 603.8669 | 36.4839 | 58.9528 | 0
| All | All Customers | 5 | Average Weekday | SCE | 1-in-10 | 2031 | 7 | 585.561 | 602.4182 | 36.4961 | 58.7176 | 0
| All | All Customers | 5 | Average Weekday | SCE | 1-in-10 | 2031 | 8 | 611.3126 | 642.0936 | 36.6251 | 59.4845 | 0
| All | All Customers | 5 | Average Weekday | SCE | 1-in-10 | 2031 | 9 | 541.3635 | 576.8281 | 36.7416 | 61.9999 | 0
| All | All Customers | 5 | Average Weekday | SCE | 1-in-10 | 2031 | 10 | 531.3481 | 554.8586 | 36.634 | 65.3043 | 0
| All | All Customers | 5 | Average Weekday | SCE | 1-in-10 | 2031 | 11 | 516.3009 | 532.5428 | 36.692 | 68.3821 | 0
| All | All Customers | 5 | Average Weekday | SCE | 1-in-10 | 2031 | 12 | 504.1671 | 515.4698 | 36.7497 | 71.0609 | 0
| All | All Customers | 5 | Average Weekday | SCE | 1-in-10 | 2031 | 13 | 419.2046 | 428.7708 | 36.7798 | 73.3291 | 0
| All | All Customers | 5 | Average Weekday | SCE | 1-in-10 | 2031 | 14 | 392.9901 | 399.4784 | 36.7341 | 75.0832 | 0
| All | All Customers | 5 | Average Weekday | SCE | 1-in-10 | 2031 | 15 | 350.7746 | 356.2279 | 36.6412 | 76.3265 | 0
| All | All Customers | 5 | Average Weekday | SCE | 1-in-10 | 2031 | 16 | 303.8398 | 305.9703 | 36.5154 | 76.8948 | 0
| All | All Customers | 5 | Average Weekday | SCE | 1-in-10 | 2031 | 17 | 276.9221 | 285.8507 | 36.3238 | 76.9554 | 0
| All | All Customers | 5 | Average Weekday | SCE | 1-in-10 | 2031 | 18 | 263.1848 | 269.9772 | 36.3363 | 76.2265 | 0
| All | All Customers | 5 | Average Weekday | SCE | 1-in-10 | 2031 | 19 | 252.3846 | 257.6054 | 36.3965 | 74.8608 | 0
| All | All Customers | 5 | Average Weekday | SCE | 1-in-10 | 2031 | 20 | 241.8689 | 246.2493 | 36.2807 | 72.769 | 0
| All | All Customers | 5 | Average Weekday | SCE | 1-in-10 | 2031 | 21 | 252.9414 | 257.2863 | 36.3343 | 69.7865 | 0
| All | All Customers | 5 | Average Weekday | SCE | 1-in-10 | 2031 | 22 | 425.6914 | 448.9141 | 36.5187 | 67.0523 | 0
| All | All Customers | 5 | Average Weekday | SCE | 1-in-10 | 2031 | 23 | 435.1806 | 459.9084 | 36.5683 | 65.2221 | 0
| All | All Customers | 5 | Average Weekday | SCE | 1-in-10 | 2031 | 24 | 460.3426 | 493.1163 | 36.6165 | 63.7844 | 0
| All | All Customers | 5 | Monthly System Peak Day | SCE | 1-in-10 | 2031 | 1 | 395.1591 | 424.3407 | 36.2372 | 73.9451 | 0
| All | All Customers | 5 | Monthly System Peak Day | SCE | 1-in-10 | 2031 | 2 | 383.3129 | 400.5228 | 36.2962 | 72.4128 | 0
| All | All Customers | 5 | Monthly System Peak Day | SCE | 1-in-10 | 2031 | 3 | 487.8902 | 509.6673 | 36.3056 | 70.8805 | 0
| All | All Customers | 5 | Monthly System Peak Day | SCE | 1-in-10 | 2031 | 4 | 591.4158 | 614.7715 | 36.3359 | 69.4883 | 0
| All | All Customers | 5 | Monthly System Peak Day | SCE | 1-in-10 | 2031 | 5 | 569.958 | 599.0452 | 36.3318 | 68.5669 | 0
| All | All Customers | 5 | Monthly System Peak Day | SCE | 1-in-10 | 2031 | 6 | 579.2997 | 606.209 | 36.3703 | 67.5106 | 0
| All | All Customers | 5 | Monthly System Peak Day | SCE | 1-in-10 | 2031 | 7 | 585.561 | 600.066 | 36.3766 | 67.139 | 0
| All | All Customers | 5 | Monthly System Peak Day | SCE | 1-in-10 | 2031 | 8 | 611.3126 | 659.2487 | 36.203 | 67.588 | 0
| All | All Customers | 5 | Monthly System Peak Day | SCE | 1-in-10 | 2031 | 9 | 541.3635 | 587.5547 | 36.1956 | 71.9541 | 0
| All | All Customers | 5 | Monthly System Peak Day | SCE | 1-in-10 | 2031 | 10 | 531.3481 | 561.9471 | 36.2381 | 78.4437 | 0
| All | All Customers | 5 | Monthly System Peak Day | SCE | 1-in-10 | 2031 | 11 | 516.3009 | 544.6286 | 36.3198 | 84.4634 | 0
| All | All Customers | 5 | Monthly System Peak Day | SCE | 1-in-10 | 2031 | 12 | 504.1671 | 527.7158 | 36.4732 | 88.5098 | 0
| All | All Customers | 5 | Monthly System Peak Day | SCE | 1-in-10 | 2031 | 13 | 419.2046 | 432.6075 | 36.6225 | 91.3209 | 0
| All | All Customers | 5 | Monthly System Peak Day | SCE | 1-in-10 | 2031 | 14 | 392.9901 | 399.5698 | 36.492 | 93.0051 | 0
| All | All Customers | 5 | Monthly System Peak Day | SCE | 1-in-10 | 2031 | 15 | 350.7746 | 356.5672 | 36.3063 | 94.2891 | 0
| All | All Customers | 5 | Monthly System Peak Day | SCE | 1-in-10 | 2031 | 16 | 303.8398 | 303.7487 | 36.3105 | 94.3726 | 0
| All | All Customers | 5 | Monthly System Peak Day | SCE | 1-in-10 | 2031 | 17 | 276.9221 | 286.0701 | 36.3019 | 93.9017 | 0
| All | All Customers | 5 | Monthly System Peak Day | SCE | 1-in-10 | 2031 | 18 | 263.1848 | 270.3822 | 36.2883 | 93.1366 | 0
| All | All Customers | 5 | Monthly System Peak Day | SCE | 1-in-10 | 2031 | 19 | 252.3846 | 256.8861 | 37.7661 | 92.0447 | 0
| All | All Customers | 5 | Monthly System Peak Day | SCE | 1-in-10 | 2031 | 20 | 241.8689 | 245.5797 | 36.2807 | 89.5105 | 0
| All | All Customers | 5 | Monthly System Peak Day | SCE | 1-in-10 | 2031 | 21 | 252.9414 | 258.1005 | 36.4745 | 85.6688 | 0
| All | All Customers | 5 | Monthly System Peak Day | SCE | 1-in-10 | 2031 | 22 | 425.6914 | 449.2762 | 36.3314 | 81.9451 | 0
| All | All Customers | 5 | Monthly System Peak Day | SCE | 1-in-10 | 2031 | 23 | 435.1806 | 464.5471 | 36.2592 | 79.3652 | 0
| All | All Customers | 5 | Monthly System Peak Day | SCE | 1-in-10 | 2031 | 24 | 460.3426 | 513.657 | 36.1948 | 76.6451 | 0
| All | All Customers | 6 | Average Weekday | SCE | 1-in-10 | 2031 | 1 | 382.0562 | 410.7613 | 36.5508 | 66.5999 | 0
| All | All Customers | 6 | Average Weekday | SCE | 1-in-10 | 2031 | 2 | 370.2056 | 391.0753 | 36.5536 | 65.9006 | 0
| All | All Customers | 6 | Average Weekday | SCE | 1-in-10 | 2031 | 3 | 465.2496 | 492.2638 | 36.5545 | 65.2662 | 0
| All | All Customers | 6 | Average Weekday | SCE | 1-in-10 | 2031 | 4 | 562.1009 | 590.6438 | 36.555 | 64.6507 | 0
| All | All Customers | 6 | Average Weekday | SCE | 1-in-10 | 2031 | 5 | 540.2199 | 580.454 | 36.5497 | 64.1746 | 0
| All | All Customers | 6 | Average Weekday | SCE | 1-in-10 | 2031 | 6 | 564.2438 | 610.5663 | 36.5399 | 63.7832 | 0
| All | All Customers | 6 | Average Weekday | SCE | 1-in-10 | 2031 | 7 | 577.8129 | 603.0051 | 36.5077 | 63.476 | 0
| All | All Customers | 6 | Average Weekday | SCE | 1-in-10 | 2031 | 8 | 597.1708 | 626.7313 | 36.5609 | 64.0318 | 0
| All | All Customers | 6 | Average Weekday | SCE | 1-in-10 | 2031 | 9 | 552.0538 | 572.6269 | 36.5821 | 65.9714 | 0
| All | All Customers | 6 | Average Weekday | SCE | 1-in-10 | 2031 | 10 | 538.4024 | 552.5883 | 36.5665 | 68.8032 | 0
| All | All Customers | 6 | Average Weekday | SCE | 1-in-10 | 2031 | 11 | 515.6815 | 528.1517 | 36.5954 | 72.0084 | 0
| All | All Customers | 6 | Average Weekday | SCE | 1-in-10 | 2031 | 12 | 506.3523 | 520.9522 | 36.6277 | 75.1083 | 0
| All | All Customers | 6 | Average Weekday | SCE | 1-in-10 | 2031 | 13 | 422.0912 | 441.5325 | 36.6387 | 77.5187 | 0
| All | All Customers | 6 | Average Weekday | SCE | 1-in-10 | 2031 | 14 | 392.8346 | 409.2068 | 36.6097 | 79.3071 | 0
| All | All Customers | 6 | Average Weekday | SCE | 1-in-10 | 2031 | 15 | 340.8297 | 355.3278 | 36.544 | 80.4926 | 0
| All | All Customers | 6 | Average Weekday | SCE | 1-in-10 | 2031 | 16 | 298.612 | 301.619 | 36.4925 | 81.1097 | 0
| All | All Customers | 6 | Average Weekday | SCE | 1-in-10 | 2031 | 17 | 276.4758 | 285.7304 | 36.7783 | 81.0308 | 0
| All | All Customers | 6 | Average Weekday | SCE | 1-in-10 | 2031 | 18 | 254.7083 | 269.6688 | 36.7997 | 80.1832 | 0
| All | All Customers | 6 | Average Weekday | SCE | 1-in-10 | 2031 | 19 | 239.0637 | 262.0042 | 39.3346 | 78.7527 | 0
| All | All Customers | 6 | Average Weekday | SCE | 1-in-10 | 2031 | 20 | 225.1174 | 244.6914 | 36.7513 | 76.6583 | 0
| All | All Customers | 6 | Average Weekday | SCE | 1-in-10 | 2031 | 21 | 242.0513 | 258.0201 | 37.0182 | 73.7764 | 0
| All | All Customers | 6 | Average Weekday | SCE | 1-in-10 | 2031 | 22 | 400.2358 | 433.78 | 36.6179 | 70.7793 | 0
| All | All Customers | 6 | Average Weekday | SCE | 1-in-10 | 2031 | 23 | 428.2424 | 462.2532 | 36.5801 | 68.9101 | 0
| All | All Customers | 6 | Average Weekday | SCE | 1-in-10 | 2031 | 24 | 454.962 | 496.5608 | 36.5622 | 67.6558 | 0
| All | All Customers | 6 | Monthly System Peak Day | SCE | 1-in-10 | 2031 | 1 | 382.0562 | 374.7217 | 44.4473 | 75.4051 | 0
| All | All Customers | 6 | Monthly System Peak Day | SCE | 1-in-10 | 2031 | 2 | 370.2056 | 346.0158 | 44.4581 | 73.8369 | 0
| All | All Customers | 6 | Monthly System Peak Day | SCE | 1-in-10 | 2031 | 3 | 465.2496 | 419.3372 | 44.4627 | 72.5346 | 0
| All | All Customers | 6 | Monthly System Peak Day | SCE | 1-in-10 | 2031 | 4 | 562.1009 | 486.1639 | 44.4665 | 71.6674 | 0
| All | All Customers | 6 | Monthly System Peak Day | SCE | 1-in-10 | 2031 | 5 | 540.2199 | 481.6343 | 44.4614 | 70.5974 | 0
| All | All Customers | 6 | Monthly System Peak Day | SCE | 1-in-10 | 2031 | 6 | 564.2438 | 517.3462 | 44.4556 | 69.5882 | 0
| All | All Customers | 6 | Monthly System Peak Day | SCE | 1-in-10 | 2031 | 7 | 577.8129 | 519.1246 | 44.3781 | 68.8808 | 0
| All | All Customers | 6 | Monthly System Peak Day | SCE | 1-in-10 | 2031 | 8 | 597.1708 | 548.9528 | 44.4357 | 69.9624 | 0
| All | All Customers | 6 | Monthly System Peak Day | SCE | 1-in-10 | 2031 | 9 | 552.0538 | 526.1194 | 44.4045 | 73.8157 | 0
| All | All Customers | 6 | Monthly System Peak Day | SCE | 1-in-10 | 2031 | 10 | 538.4024 | 503.3965 | 44.3556 | 79.7156 | 0
| All | All Customers | 6 | Monthly System Peak Day | SCE | 1-in-10 | 2031 | 11 | 515.6815 | 479.8622 | 44.3448 | 84.7645 | 0
| All | All Customers | 6 | Monthly System Peak Day | SCE | 1-in-10 | 2031 | 12 | 506.3523 | 470.5072 | 44.3618 | 88.6352 | 0
| All | All Customers | 6 | Monthly System Peak Day | SCE | 1-in-10 | 2031 | 13 | 422.0912 | 403.4753 | 44.3452 | 90.0843 | 0
| All | All Customers | 6 | Monthly System Peak Day | SCE | 1-in-10 | 2031 | 14 | 392.8346 | 376.5597 | 44.3624 | 91.5486 | 0
| All | All Customers | 6 | Monthly System Peak Day | SCE | 1-in-10 | 2031 | 15 | 340.8297 | 328.7012 | 44.3497 | 92.6549 | 0
| All | All Customers | 6 | Monthly System Peak Day | SCE | 1-in-10 | 2031 | 16 | 298.612 | 273.7141 | 44.2945 | 93.9585 | 0
| All | All Customers | 6 | Monthly System Peak Day | SCE | 1-in-10 | 2031 | 17 | 276.4758 | 287.2582 | 44.3067 | 94.554 | 0
| All | All Customers | 6 | Monthly System Peak Day | SCE | 1-in-10 | 2031 | 18 | 254.7083 | 279.3094 | 44.4396 | 94.2108 | 0
| All | All Customers | 6 | Monthly System Peak Day | SCE | 1-in-10 | 2031 | 19 | 239.0637 | 233.2352 | 44.3988 | 92.0967 | 0
| All | All Customers | 6 | Monthly System Peak Day | SCE | 1-in-10 | 2031 | 20 | 225.1174 | 229.4238 | 43.4149 | 87.8718 | 0
| All | All Customers | 6 | Monthly System Peak Day | SCE | 1-in-10 | 2031 | 21 | 242.0513 | 226.4377 | 45.3827 | 83.139 | 0
| All | All Customers | 6 | Monthly System Peak Day | SCE | 1-in-10 | 2031 | 22 | 400.2358 | 380.2304 | 44.7014 | 78.8213 | 0
| All | All Customers | 6 | Monthly System Peak Day | SCE | 1-in-10 | 2031 | 23 | 428.2424 | 396.2874 | 44.5478 | 75.3496 | 0
| All | All Customers | 6 | Monthly System Peak Day | SCE | 1-in-10 | 2031 | 24 | 454.962 | 432.1361 | 44.4723 | 73.2752 | 0
| All | All Customers | 7 | Average Weekday | SCE | 1-in-10 | 2031 | 1 | 383.0395 | 410.5626 | 39.2907 | 72.1536 | 0
| All | All Customers | 7 | Average Weekday | SCE | 1-in-10 | 2031 | 2 | 381.5242 | 400.392 | 39.2864 | 71.4201 | 0
| All | All Customers | 7 | Average Weekday | SCE | 1-in-10 | 2031 | 3 | 468.1512 | 493.9709 | 39.2852 | 70.7709 | 0
| All | All Customers | 7 | Average Weekday | SCE | 1-in-10 | 2031 | 4 | 565.8201 | 595.6246 | 39.2829 | 70.2504 | 0
| All | All Customers | 7 | Average Weekday | SCE | 1-in-10 | 2031 | 5 | 547.2434 | 587.7603 | 39.2805 | 69.8041 | 0
| All | All Customers | 7 | Average Weekday | SCE | 1-in-10 | 2031 | 6 | 555.8455 | 600.1672 | 39.274 | 69.4399 | 0
| All | All Customers | 7 | Average Weekday | SCE | 1-in-10 | 2031 | 7 | 561.5973 | 583.7858 | 39.2742 | 69.2407 | 0
| All | All Customers | 7 | Average Weekday | SCE | 1-in-10 | 2031 | 8 | 578.3771 | 607.8757 | 39.305 | 69.7054 | 0
| All | All Customers | 7 | Average Weekday | SCE | 1-in-10 | 2031 | 9 | 522.7975 | 542.8282 | 39.338 | 71.9118 | 0
| All | All Customers | 7 | Average Weekday | SCE | 1-in-10 | 2031 | 10 | 511.4763 | 524.4136 | 39.3369 | 74.9215 | 0
| All | All Customers | 7 | Average Weekday | SCE | 1-in-10 | 2031 | 11 | 494.0443 | 505.9684 | 39.3723 | 78.3302 | 0
| All | All Customers | 7 | Average Weekday | SCE | 1-in-10 | 2031 | 12 | 486.1185 | 501.1996 | 39.4066 | 81.5124 | 0
| All | All Customers | 7 | Average Weekday | SCE | 1-in-10 | 2031 | 13 | 400.4754 | 418.2644 | 39.4221 | 83.9403 | 0
| All | All Customers | 7 | Average Weekday | SCE | 1-in-10 | 2031 | 14 | 374.7219 | 390.1154 | 39.3908 | 85.7186 | 0
| All | All Customers | 7 | Average Weekday | SCE | 1-in-10 | 2031 | 15 | 328.7216 | 342.8545 | 39.3321 | 86.8585 | 0
| All | All Customers | 7 | Average Weekday | SCE | 1-in-10 | 2031 | 16 | 281.5291 | 282.4221 | 39.2898 | 87.4293 | 0
| All | All Customers | 7 | Average Weekday | SCE | 1-in-10 | 2031 | 17 | 263.2241 | 271.1653 | 39.693 | 87.3156 | 0
| All | All Customers | 7 | Average Weekday | SCE | 1-in-10 | 2031 | 18 | 249.7323 | 262.0086 | 39.7156 | 86.4657 | 0
| All | All Customers | 7 | Average Weekday | SCE | 1-in-10 | 2031 | 19 | 235.9004 | 257.2477 | 40.3206 | 84.9536 | 0
| All | All Customers | 7 | Average Weekday | SCE | 1-in-10 | 2031 | 20 | 230.1933 | 245.5355 | 39.2546 | 82.593 | 0
| All | All Customers | 7 | Average Weekday | SCE | 1-in-10 | 2031 | 21 | 250.9381 | 263.2845 | 39.7248 | 79.4531 | 0
| All | All Customers | 7 | Average Weekday | SCE | 1-in-10 | 2031 | 22 | 408.4692 | 443.939 | 39.2653 | 76.411 | 0
| All | All Customers | 7 | Average Weekday | SCE | 1-in-10 | 2031 | 23 | 427.5844 | 458.0409 | 39.2775 | 74.6466 | 0
| All | All Customers | 7 | Average Weekday | SCE | 1-in-10 | 2031 | 24 | 449.9148 | 488.9901 | 39.2938 | 73.4889 | 0
| All | All Customers | 7 | Monthly System Peak Day | SCE | 1-in-10 | 2031 | 1 | 383.0395 | 375.3482 | 39.3032 | 76.6189 | 0
| All | All Customers | 7 | Monthly System Peak Day | SCE | 1-in-10 | 2031 | 2 | 381.5242 | 354.5005 | 39.288 | 74.6004 | 0
| All | All Customers | 7 | Monthly System Peak Day | SCE | 1-in-10 | 2031 | 3 | 468.1512 | 418.4578 | 39.2865 | 72.9919 | 0
| All | All Customers | 7 | Monthly System Peak Day | SCE | 1-in-10 | 2031 | 4 | 565.8201 | 491.4517 | 39.2832 | 72.0862 | 0
| All | All Customers | 7 | Monthly System Peak Day | SCE | 1-in-10 | 2031 | 5 | 547.2434 | 490.2968 | 39.2912 | 71.2435 | 0
| All | All Customers | 7 | Monthly System Peak Day | SCE | 1-in-10 | 2031 | 6 | 555.8455 | 514.1356 | 39.3055 | 70.5634 | 0
| All | All Customers | 7 | Monthly System Peak Day | SCE | 1-in-10 | 2031 | 7 | 561.5973 | 505.9809 | 39.3539 | 70.104 | 0
| All | All Customers | 7 | Monthly System Peak Day | SCE | 1-in-10 | 2031 | 8 | 578.3771 | 536.0436 | 39.3216 | 71.0143 | 0
| All | All Customers | 7 | Monthly System Peak Day | SCE | 1-in-10 | 2031 | 9 | 522.7975 | 496.7169 | 39.325 | 74.6355 | 0
| All | All Customers | 7 | Monthly System Peak Day | SCE | 1-in-10 | 2031 | 10 | 511.4763 | 475.0127 | 39.316 | 79.9531 | 0
| All | All Customers | 7 | Monthly System Peak Day | SCE | 1-in-10 | 2031 | 11 | 494.0443 | 458.5214 | 39.3262 | 86.1582 | 0
| All | All Customers | 7 | Monthly System Peak Day | SCE | 1-in-10 | 2031 | 12 | 486.1185 | 451.1707 | 39.3371 | 91.0408 | 0
| All | All Customers | 7 | Monthly System Peak Day | SCE | 1-in-10 | 2031 | 13 | 400.4754 | 383.2737 | 39.3492 | 94.9224 | 0
| All | All Customers | 7 | Monthly System Peak Day | SCE | 1-in-10 | 2031 | 14 | 374.7219 | 359.3604 | 39.3435 | 98.2194 | 0
| All | All Customers | 7 | Monthly System Peak Day | SCE | 1-in-10 | 2031 | 15 | 328.7216 | 317.6944 | 39.3601 | 101.1878 | 0
| All | All Customers | 7 | Monthly System Peak Day | SCE | 1-in-10 | 2031 | 16 | 281.5291 | 256.5175 | 39.3584 | 102.4459 | 0
| All | All Customers | 7 | Monthly System Peak Day | SCE | 1-in-10 | 2031 | 17 | 263.2241 | 273.8672 | 39.2376 | 102.6143 | 0
| All | All Customers | 7 | Monthly System Peak Day | SCE | 1-in-10 | 2031 | 18 | 249.7323 | 272.4474 | 39.3266 | 101.7765 | 0
| All | All Customers | 7 | Monthly System Peak Day | SCE | 1-in-10 | 2031 | 19 | 235.9004 | 231.8224 | 38.9178 | 100.3296 | 0
| All | All Customers | 7 | Monthly System Peak Day | SCE | 1-in-10 | 2031 | 20 | 230.1933 | 253.3297 | 38.687 | 98.0092 | 0
| All | All Customers | 7 | Monthly System Peak Day | SCE | 1-in-10 | 2031 | 21 | 250.9381 | 236.8983 | 39.8763 | 95.0561 | 0
| All | All Customers | 7 | Monthly System Peak Day | SCE | 1-in-10 | 2031 | 22 | 408.4692 | 394.3237 | 39.4107 | 90.5035 | 0
| All | All Customers | 7 | Monthly System Peak Day | SCE | 1-in-10 | 2031 | 23 | 427.5844 | 395.0579 | 39.3176 | 86.7318 | 0
| All | All Customers | 7 | Monthly System Peak Day | SCE | 1-in-10 | 2031 | 24 | 449.9148 | 426.237 | 39.3112 | 84.5567 | 0
| All | All Customers | 8 | Average Weekday | SCE | 1-in-10 | 2031 | 1 | 403.9667 | 435.2916 | 36.7602 | 72.6068 | 0
| All | All Customers | 8 | Average Weekday | SCE | 1-in-10 | 2031 | 2 | 390.4692 | 412.8899 | 36.7555 | 71.8296 | 0
| All | All Customers | 8 | Average Weekday | SCE | 1-in-10 | 2031 | 3 | 473.6579 | 499.5764 | 36.754 | 71.1403 | 0
| All | All Customers | 8 | Average Weekday | SCE | 1-in-10 | 2031 | 4 | 577.7353 | 608.7633 | 36.751 | 70.5184 | 0
| All | All Customers | 8 | Average Weekday | SCE | 1-in-10 | 2031 | 5 | 552.2311 | 593.9175 | 36.7483 | 69.99 | 0
| All | All Customers | 8 | Average Weekday | SCE | 1-in-10 | 2031 | 6 | 565.0616 | 612.8325 | 36.741 | 69.5317 | 0
| All | All Customers | 8 | Average Weekday | SCE | 1-in-10 | 2031 | 7 | 579.2036 | 606.5901 | 36.7472 | 69.1876 | 0
| All | All Customers | 8 | Average Weekday | SCE | 1-in-10 | 2031 | 8 | 589.4487 | 622.0154 | 36.7759 | 69.1728 | 0
| All | All Customers | 8 | Average Weekday | SCE | 1-in-10 | 2031 | 9 | 528.6774 | 549.6096 | 36.8108 | 70.9235 | 0
| All | All Customers | 8 | Average Weekday | SCE | 1-in-10 | 2031 | 10 | 519.5085 | 533.4756 | 36.8151 | 74.0742 | 0
| All | All Customers | 8 | Average Weekday | SCE | 1-in-10 | 2031 | 11 | 498.3445 | 511.2611 | 36.8484 | 77.6797 | 0
| All | All Customers | 8 | Average Weekday | SCE | 1-in-10 | 2031 | 12 | 487.5067 | 503.808 | 36.8772 | 81.1953 | 0
| All | All Customers | 8 | Average Weekday | SCE | 1-in-10 | 2031 | 13 | 410.8105 | 430.8916 | 36.8923 | 83.7705 | 0
| All | All Customers | 8 | Average Weekday | SCE | 1-in-10 | 2031 | 14 | 382.6412 | 399.4676 | 36.8621 | 85.693 | 0
| All | All Customers | 8 | Average Weekday | SCE | 1-in-10 | 2031 | 15 | 336.8448 | 351.9207 | 36.8084 | 86.942 | 0
| All | All Customers | 8 | Average Weekday | SCE | 1-in-10 | 2031 | 16 | 290.4614 | 294.4924 | 36.7706 | 87.2203 | 0
| All | All Customers | 8 | Average Weekday | SCE | 1-in-10 | 2031 | 17 | 273.5114 | 280.8326 | 37.1315 | 86.9576 | 0
| All | All Customers | 8 | Average Weekday | SCE | 1-in-10 | 2031 | 18 | 250.5462 | 264.4952 | 37.1873 | 86.0129 | 0
| All | All Customers | 8 | Average Weekday | SCE | 1-in-10 | 2031 | 19 | 237.0222 | 260.701 | 38.0618 | 84.3796 | 0
| All | All Customers | 8 | Average Weekday | SCE | 1-in-10 | 2031 | 20 | 236.9063 | 256.3158 | 36.9534 | 81.871 | 0
| All | All Customers | 8 | Average Weekday | SCE | 1-in-10 | 2031 | 21 | 261.6116 | 277.3853 | 37.3223 | 78.5248 | 0
| All | All Customers | 8 | Average Weekday | SCE | 1-in-10 | 2031 | 22 | 421.7266 | 454.0979 | 36.7241 | 75.9562 | 0
| All | All Customers | 8 | Average Weekday | SCE | 1-in-10 | 2031 | 23 | 444.6299 | 480.0932 | 36.7366 | 74.5365 | 0
| All | All Customers | 8 | Average Weekday | SCE | 1-in-10 | 2031 | 24 | 470.546 | 513.4596 | 36.7603 | 73.5145 | 0
| All | All Customers | 8 | Monthly System Peak Day | SCE | 1-in-10 | 2031 | 1 | 403.9667 | 396.1909 | 31.3238 | 77.7831 | 0
| All | All Customers | 8 | Monthly System Peak Day | SCE | 1-in-10 | 2031 | 2 | 390.4692 | 365.6584 | 31.308 | 76.6546 | 0
| All | All Customers | 8 | Monthly System Peak Day | SCE | 1-in-10 | 2031 | 3 | 473.6579 | 429.9598 | 31.3068 | 75.7126 | 0
| All | All Customers | 8 | Monthly System Peak Day | SCE | 1-in-10 | 2031 | 4 | 577.7353 | 506.3791 | 31.304 | 74.5451 | 0
| All | All Customers | 8 | Monthly System Peak Day | SCE | 1-in-10 | 2031 | 5 | 552.2311 | 498.9429 | 31.3125 | 73.6349 | 0
| All | All Customers | 8 | Monthly System Peak Day | SCE | 1-in-10 | 2031 | 6 | 565.0616 | 521.7664 | 31.3288 | 72.9151 | 0
| All | All Customers | 8 | Monthly System Peak Day | SCE | 1-in-10 | 2031 | 7 | 579.2036 | 524.3289 | 31.3743 | 72.1284 | 0
| All | All Customers | 8 | Monthly System Peak Day | SCE | 1-in-10 | 2031 | 8 | 589.4487 | 545.4931 | 31.3415 | 72.009 | 0
| All | All Customers | 8 | Monthly System Peak Day | SCE | 1-in-10 | 2031 | 9 | 528.6774 | 504.4318 | 31.3431 | 74.4355 | 0
| All | All Customers | 8 | Monthly System Peak Day | SCE | 1-in-10 | 2031 | 10 | 519.5085 | 484.8039 | 31.3275 | 79.3051 | 0
| All | All Customers | 8 | Monthly System Peak Day | SCE | 1-in-10 | 2031 | 11 | 498.3445 | 462.5119 | 31.3403 | 84.8269 | 0
| All | All Customers | 8 | Monthly System Peak Day | SCE | 1-in-10 | 2031 | 12 | 487.5067 | 451.5047 | 31.3585 | 88.5418 | 0
| All | All Customers | 8 | Monthly System Peak Day | SCE | 1-in-10 | 2031 | 13 | 410.8105 | 394.3139 | 31.3728 | 90.152 | 0
| All | All Customers | 8 | Monthly System Peak Day | SCE | 1-in-10 | 2031 | 14 | 382.6412 | 368.5647 | 31.3673 | 91.8194 | 0
| All | All Customers | 8 | Monthly System Peak Day | SCE | 1-in-10 | 2031 | 15 | 336.8448 | 327.1209 | 31.3825 | 93.4898 | 0
| All | All Customers | 8 | Monthly System Peak Day | SCE | 1-in-10 | 2031 | 16 | 290.4614 | 268.9682 | 31.3714 | 95.0265 | 0
| All | All Customers | 8 | Monthly System Peak Day | SCE | 1-in-10 | 2031 | 17 | 273.5114 | 283.2602 | 31.1954 | 95.0296 | 0
| All | All Customers | 8 | Monthly System Peak Day | SCE | 1-in-10 | 2031 | 18 | 250.5462 | 275.2729 | 31.2858 | 94.4276 | 0
| All | All Customers | 8 | Monthly System Peak Day | SCE | 1-in-10 | 2031 | 19 | 237.0222 | 234.789 | 30.9507 | 93.0592 | 0
| All | All Customers | 8 | Monthly System Peak Day | SCE | 1-in-10 | 2031 | 20 | 236.9063 | 227.8855 | 30.81 | 90.1265 | 0
| All | All Customers | 8 | Monthly System Peak Day | SCE | 1-in-10 | 2031 | 21 | 261.6116 | 241.7779 | 32.0604 | 86.6699 | 0
| All | All Customers | 8 | Monthly System Peak Day | SCE | 1-in-10 | 2031 | 22 | 421.7266 | 396.6547 | 31.4746 | 83.5782 | 0
| All | All Customers | 8 | Monthly System Peak Day | SCE | 1-in-10 | 2031 | 23 | 444.6299 | 418.4916 | 31.3551 | 81.1289 | 0
| All | All Customers | 8 | Monthly System Peak Day | SCE | 1-in-10 | 2031 | 24 | 470.546 | 450.9418 | 31.3361 | 79.7864 | 0
| All | All Customers | 8 | Typical Event Day | SCE | 1-in-10 | 2031 | 1 | 403.9667 | 396.1909 | 31.3238 | 76.727 | 0
| All | All Customers | 8 | Typical Event Day | SCE | 1-in-10 | 2031 | 2 | 390.4692 | 365.6584 | 31.308 | 75.2909 | 0
| All | All Customers | 8 | Typical Event Day | SCE | 1-in-10 | 2031 | 3 | 473.6579 | 429.9598 | 31.3068 | 74.0474 | 0
| All | All Customers | 8 | Typical Event Day | SCE | 1-in-10 | 2031 | 4 | 577.7353 | 506.3791 | 31.304 | 73.2366 | 0
| All | All Customers | 8 | Typical Event Day | SCE | 1-in-10 | 2031 | 5 | 552.2311 | 498.9429 | 31.3125 | 72.4408 | 0
| All | All Customers | 8 | Typical Event Day | SCE | 1-in-10 | 2031 | 6 | 565.0616 | 521.7664 | 31.3288 | 71.7529 | 0
| All | All Customers | 8 | Typical Event Day | SCE | 1-in-10 | 2031 | 7 | 579.2036 | 524.3289 | 31.3743 | 71.2031 | 0
| All | All Customers | 8 | Typical Event Day | SCE | 1-in-10 | 2031 | 8 | 589.4487 | 545.4931 | 31.3415 | 71.67 | 0
| All | All Customers | 8 | Typical Event Day | SCE | 1-in-10 | 2031 | 9 | 528.6774 | 504.4318 | 31.3431 | 74.6167 | 0
| All | All Customers | 8 | Typical Event Day | SCE | 1-in-10 | 2031 | 10 | 519.5085 | 484.8039 | 31.3275 | 79.6274 | 0
| All | All Customers | 8 | Typical Event Day | SCE | 1-in-10 | 2031 | 11 | 498.3445 | 462.5119 | 31.3403 | 85.1114 | 0
| All | All Customers | 8 | Typical Event Day | SCE | 1-in-10 | 2031 | 12 | 487.5067 | 451.5047 | 31.3585 | 89.3543 | 0
| All | All Customers | 8 | Typical Event Day | SCE | 1-in-10 | 2031 | 13 | 410.8105 | 394.3139 | 31.3728 | 92.0168 | 0
| All | All Customers | 8 | Typical Event Day | SCE | 1-in-10 | 2031 | 14 | 382.6412 | 368.5647 | 31.3673 | 94.2696 | 0
| All | All Customers | 8 | Typical Event Day | SCE | 1-in-10 | 2031 | 15 | 336.8448 | 327.1209 | 31.3825 | 96.0719 | 0
| All | All Customers | 8 | Typical Event Day | SCE | 1-in-10 | 2031 | 16 | 290.4614 | 268.9682 | 31.3714 | 97.2345 | 0
| All | All Customers | 8 | Typical Event Day | SCE | 1-in-10 | 2031 | 17 | 273.5114 | 283.2602 | 31.1954 | 97.4936 | 0
| All | All Customers | 8 | Typical Event Day | SCE | 1-in-10 | 2031 | 18 | 250.5462 | 275.2729 | 31.2858 | 96.7511 | 0
| All | All Customers | 8 | Typical Event Day | SCE | 1-in-10 | 2031 | 19 | 237.0222 | 234.789 | 30.9507 | 94.9061 | 0
| All | All Customers | 8 | Typical Event Day | SCE | 1-in-10 | 2031 | 20 | 236.9063 | 227.8855 | 30.81 | 91.7564 | 0
| All | All Customers | 8 | Typical Event Day | SCE | 1-in-10 | 2031 | 21 | 261.6116 | 241.7779 | 32.0604 | 88.1027 | 0
| All | All Customers | 8 | Typical Event Day | SCE | 1-in-10 | 2031 | 22 | 421.7266 | 396.6547 | 31.4746 | 84.7386 | 0
| All | All Customers | 8 | Typical Event Day | SCE | 1-in-10 | 2031 | 23 | 444.6299 | 418.4916 | 31.3551 | 82.0232 | 0
| All | All Customers | 8 | Typical Event Day | SCE | 1-in-10 | 2031 | 24 | 470.546 | 450.9418 | 31.3361 | 80.268 | 0
| All | All Customers | 9 | Average Weekday | SCE | 1-in-10 | 2031 | 1 | 372.6086 | 393.7996 | 39.4327 | 71.6865 | 0
| All | All Customers | 9 | Average Weekday | SCE | 1-in-10 | 2031 | 2 | 369.0015 | 379.8242 | 39.4279 | 70.7796 | 0
| All | All Customers | 9 | Average Weekday | SCE | 1-in-10 | 2031 | 3 | 466.5614 | 473.5696 | 39.4263 | 69.9662 | 0
| All | All Customers | 9 | Average Weekday | SCE | 1-in-10 | 2031 | 4 | 573.4467 | 584.1793 | 39.4255 | 69.2514 | 0
| All | All Customers | 9 | Average Weekday | SCE | 1-in-10 | 2031 | 5 | 536.6672 | 554.7114 | 39.4227 | 68.63 | 0
| All | All Customers | 9 | Average Weekday | SCE | 1-in-10 | 2031 | 6 | 538.2243 | 567.0574 | 39.4168 | 68.1028 | 0
| All | All Customers | 9 | Average Weekday | SCE | 1-in-10 | 2031 | 7 | 563.6065 | 582.5065 | 39.4076 | 67.6712 | 0
| All | All Customers | 9 | Average Weekday | SCE | 1-in-10 | 2031 | 8 | 562.821 | 579.6802 | 39.4417 | 67.4139 | 0
| All | All Customers | 9 | Average Weekday | SCE | 1-in-10 | 2031 | 9 | 500.8971 | 517.6009 | 39.4764 | 68.8038 | 0
| All | All Customers | 9 | Average Weekday | SCE | 1-in-10 | 2031 | 10 | 498.2521 | 507.5863 | 39.4732 | 71.9381 | 0
| All | All Customers | 9 | Average Weekday | SCE | 1-in-10 | 2031 | 11 | 480.8575 | 489.4773 | 39.5156 | 75.5259 | 0
| All | All Customers | 9 | Average Weekday | SCE | 1-in-10 | 2031 | 12 | 471.7386 | 480.829 | 39.5588 | 78.9902 | 0
| All | All Customers | 9 | Average Weekday | SCE | 1-in-10 | 2031 | 13 | 405.507 | 416.1745 | 39.5775 | 81.7014 | 0
| All | All Customers | 9 | Average Weekday | SCE | 1-in-10 | 2031 | 14 | 373.6784 | 383.7416 | 39.543 | 83.6224 | 0
| All | All Customers | 9 | Average Weekday | SCE | 1-in-10 | 2031 | 15 | 334.5042 | 344.3274 | 39.473 | 84.909 | 0
| All | All Customers | 9 | Average Weekday | SCE | 1-in-10 | 2031 | 16 | 303.6392 | 302.9958 | 39.4228 | 85.3183 | 0
| All | All Customers | 9 | Average Weekday | SCE | 1-in-10 | 2031 | 17 | 277.0999 | 289.8663 | 39.6554 | 85.1738 | 0
| All | All Customers | 9 | Average Weekday | SCE | 1-in-10 | 2031 | 18 | 258.6954 | 276.5526 | 39.5786 | 84.2725 | 0
| All | All Customers | 9 | Average Weekday | SCE | 1-in-10 | 2031 | 19 | 261.6948 | 272.2755 | 40.8148 | 82.4554 | 0
| All | All Customers | 9 | Average Weekday | SCE | 1-in-10 | 2031 | 20 | 262.0068 | 270.5732 | 39.2953 | 79.5745 | 0
| All | All Customers | 9 | Average Weekday | SCE | 1-in-10 | 2031 | 21 | 278.4359 | 288.4232 | 39.4583 | 76.5206 | 0
| All | All Customers | 9 | Average Weekday | SCE | 1-in-10 | 2031 | 22 | 421.0258 | 444.0528 | 39.3857 | 74.7105 | 0
| All | All Customers | 9 | Average Weekday | SCE | 1-in-10 | 2031 | 23 | 424.3776 | 447.0119 | 39.4354 | 73.3727 | 0
| All | All Customers | 9 | Average Weekday | SCE | 1-in-10 | 2031 | 24 | 439.8632 | 471.4273 | 39.44 | 72.2628 | 0
| All | All Customers | 9 | Monthly System Peak Day | SCE | 1-in-10 | 2031 | 1 | 372.6086 | 356.2938 | 39.5132 | 77.1861 | 0
| All | All Customers | 9 | Monthly System Peak Day | SCE | 1-in-10 | 2031 | 2 | 369.0015 | 334.1501 | 39.4996 | 76.156 | 0
| All | All Customers | 9 | Monthly System Peak Day | SCE | 1-in-10 | 2031 | 3 | 466.5614 | 403.6956 | 39.4981 | 75.0378 | 0
| All | All Customers | 9 | Monthly System Peak Day | SCE | 1-in-10 | 2031 | 4 | 573.4467 | 472.8687 | 39.4939 | 74.7179 | 0
| All | All Customers | 9 | Monthly System Peak Day | SCE | 1-in-10 | 2031 | 5 | 536.6672 | 450.5018 | 39.501 | 74.3536 | 0
| All | All Customers | 9 | Monthly System Peak Day | SCE | 1-in-10 | 2031 | 6 | 538.2243 | 463.3802 | 39.5126 | 74.0051 | 0
| All | All Customers | 9 | Monthly System Peak Day | SCE | 1-in-10 | 2031 | 7 | 563.6065 | 488.2361 | 39.5665 | 73.7663 | 0
| All | All Customers | 9 | Monthly System Peak Day | SCE | 1-in-10 | 2031 | 8 | 562.821 | 490.2806 | 39.5341 | 73.7811 | 0
| All | All Customers | 9 | Monthly System Peak Day | SCE | 1-in-10 | 2031 | 9 | 500.8971 | 469.1503 | 39.5378 | 75.6935 | 0
| All | All Customers | 9 | Monthly System Peak Day | SCE | 1-in-10 | 2031 | 10 | 498.2521 | 453.9052 | 39.535 | 79.6745 | 0
| All | All Customers | 9 | Monthly System Peak Day | SCE | 1-in-10 | 2031 | 11 | 480.8575 | 436.0346 | 39.5387 | 84.8286 | 0
| All | All Customers | 9 | Monthly System Peak Day | SCE | 1-in-10 | 2031 | 12 | 471.7386 | 426.7736 | 39.5386 | 89.3296 | 0
| All | All Customers | 9 | Monthly System Peak Day | SCE | 1-in-10 | 2031 | 13 | 405.507 | 373.1171 | 39.5472 | 93.0878 | 0
| All | All Customers | 9 | Monthly System Peak Day | SCE | 1-in-10 | 2031 | 14 | 373.6784 | 347.5823 | 39.5434 | 95.6878 | 0
| All | All Customers | 9 | Monthly System Peak Day | SCE | 1-in-10 | 2031 | 15 | 334.5042 | 315.257 | 39.5677 | 97.1439 | 0
| All | All Customers | 9 | Monthly System Peak Day | SCE | 1-in-10 | 2031 | 16 | 303.6392 | 272.3238 | 39.577 | 97.6602 | 0
| All | All Customers | 9 | Monthly System Peak Day | SCE | 1-in-10 | 2031 | 17 | 277.0999 | 287.9569 | 39.4569 | 97.8959 | 0
| All | All Customers | 9 | Monthly System Peak Day | SCE | 1-in-10 | 2031 | 18 | 258.6954 | 282.4695 | 39.4659 | 96.7153 | 0
| All | All Customers | 9 | Monthly System Peak Day | SCE | 1-in-10 | 2031 | 19 | 261.6948 | 233.4087 | 39.9455 | 94.2735 | 0
| All | All Customers | 9 | Monthly System Peak Day | SCE | 1-in-10 | 2031 | 20 | 262.0068 | 222.2097 | 38.6543 | 91.2357 | 0
| All | All Customers | 9 | Monthly System Peak Day | SCE | 1-in-10 | 2031 | 21 | 278.4359 | 247.5008 | 39.6137 | 87.7592 | 0
| All | All Customers | 9 | Monthly System Peak Day | SCE | 1-in-10 | 2031 | 22 | 421.0258 | 378.7154 | 39.6161 | 86.2245 | 0
| All | All Customers | 9 | Monthly System Peak Day | SCE | 1-in-10 | 2031 | 23 | 424.3776 | 378.44 | 39.5068 | 85.0153 | 0
| All | All Customers | 9 | Monthly System Peak Day | SCE | 1-in-10 | 2031 | 24 | 439.8632 | 403.9719 | 39.5158 | 83.5653 | 0
| All | All Customers | 10 | Average Weekday | SCE | 1-in-10 | 2031 | 1 | 399.9705 | 413.8965 | 36.6557 | 67.7185 | 0
| All | All Customers | 10 | Average Weekday | SCE | 1-in-10 | 2031 | 2 | 378.0197 | 385.2537 | 36.5597 | 66.8116 | 0
| All | All Customers | 10 | Average Weekday | SCE | 1-in-10 | 2031 | 3 | 473.097 | 483.1088 | 36.5461 | 66.0895 | 0
| All | All Customers | 10 | Average Weekday | SCE | 1-in-10 | 2031 | 4 | 580.8022 | 595.7294 | 36.5133 | 65.4005 | 0
| All | All Customers | 10 | Average Weekday | SCE | 1-in-10 | 2031 | 5 | 584.3411 | 601.0948 | 36.519 | 64.7636 | 0
| All | All Customers | 10 | Average Weekday | SCE | 1-in-10 | 2031 | 6 | 597.4222 | 618.5063 | 36.4871 | 64.2657 | 0
| All | All Customers | 10 | Average Weekday | SCE | 1-in-10 | 2031 | 7 | 606.1799 | 622.0406 | 36.5004 | 63.7933 | 0
| All | All Customers | 10 | Average Weekday | SCE | 1-in-10 | 2031 | 8 | 629.59 | 655.7941 | 36.7575 | 63.4726 | 0
| All | All Customers | 10 | Average Weekday | SCE | 1-in-10 | 2031 | 9 | 567.7693 | 605.1321 | 37.0183 | 63.925 | 0
| All | All Customers | 10 | Average Weekday | SCE | 1-in-10 | 2031 | 10 | 553.6229 | 573.4977 | 36.7952 | 66.8175 | 0
| All | All Customers | 10 | Average Weekday | SCE | 1-in-10 | 2031 | 11 | 544.3209 | 559.3539 | 36.9239 | 70.6107 | 0
| All | All Customers | 10 | Average Weekday | SCE | 1-in-10 | 2031 | 12 | 527.5963 | 539.0738 | 37.0656 | 74.3318 | 0
| All | All Customers | 10 | Average Weekday | SCE | 1-in-10 | 2031 | 13 | 434.7257 | 443.6342 | 37.1602 | 77.3255 | 0
| All | All Customers | 10 | Average Weekday | SCE | 1-in-10 | 2031 | 14 | 385.5124 | 391.5685 | 37.0526 | 79.3286 | 0
| All | All Customers | 10 | Average Weekday | SCE | 1-in-10 | 2031 | 15 | 341.714 | 346.8048 | 36.8376 | 80.544 | 0
| All | All Customers | 10 | Average Weekday | SCE | 1-in-10 | 2031 | 16 | 295.675 | 297.6244 | 36.5581 | 81.0973 | 0
| All | All Customers | 10 | Average Weekday | SCE | 1-in-10 | 2031 | 17 | 276.5526 | 285.3649 | 36.3191 | 81.0095 | 0
| All | All Customers | 10 | Average Weekday | SCE | 1-in-10 | 2031 | 18 | 269.1822 | 276.2107 | 36.3461 | 80.1858 | 0
| All | All Customers | 10 | Average Weekday | SCE | 1-in-10 | 2031 | 19 | 260.3304 | 264.9223 | 36.8543 | 78.2469 | 0
| All | All Customers | 10 | Average Weekday | SCE | 1-in-10 | 2031 | 20 | 261.6237 | 265.6479 | 36.2807 | 75.1596 | 0
| All | All Customers | 10 | Average Weekday | SCE | 1-in-10 | 2031 | 21 | 269.226 | 273.4962 | 36.3471 | 72.8835 | 0
| All | All Customers | 10 | Average Weekday | SCE | 1-in-10 | 2031 | 22 | 440.9405 | 463.1956 | 36.5447 | 71.2801 | 0
| All | All Customers | 10 | Average Weekday | SCE | 1-in-10 | 2031 | 23 | 430.9623 | 454.4124 | 36.6406 | 69.9309 | 0
| All | All Customers | 10 | Average Weekday | SCE | 1-in-10 | 2031 | 24 | 449.3804 | 480.9509 | 36.7505 | 68.7679 | 0
| All | All Customers | 10 | Monthly System Peak Day | SCE | 1-in-10 | 2031 | 1 | 399.9705 | 427.9421 | 36.2656 | 77.6047 | 0
| All | All Customers | 10 | Monthly System Peak Day | SCE | 1-in-10 | 2031 | 2 | 378.0197 | 392.8948 | 36.3096 | 77.2953 | 0
| All | All Customers | 10 | Monthly System Peak Day | SCE | 1-in-10 | 2031 | 3 | 473.097 | 491.6651 | 36.3163 | 76.6618 | 0
| All | All Customers | 10 | Monthly System Peak Day | SCE | 1-in-10 | 2031 | 4 | 580.8022 | 600.7285 | 36.338 | 76.4416 | 0
| All | All Customers | 10 | Monthly System Peak Day | SCE | 1-in-10 | 2031 | 5 | 584.3411 | 608.7017 | 36.3353 | 75.8483 | 0
| All | All Customers | 10 | Monthly System Peak Day | SCE | 1-in-10 | 2031 | 6 | 597.4222 | 619.7964 | 36.363 | 76.2735 | 0
| All | All Customers | 10 | Monthly System Peak Day | SCE | 1-in-10 | 2031 | 7 | 606.1799 | 619.8123 | 36.3701 | 76.1912 | 0
| All | All Customers | 10 | Monthly System Peak Day | SCE | 1-in-10 | 2031 | 8 | 629.59 | 666.8132 | 36.2424 | 76.2474 | 0
| All | All Customers | 10 | Monthly System Peak Day | SCE | 1-in-10 | 2031 | 9 | 567.7693 | 615.9557 | 36.2007 | 76.2915 | 0
| All | All Customers | 10 | Monthly System Peak Day | SCE | 1-in-10 | 2031 | 10 | 553.6229 | 580.2147 | 36.2516 | 79.8866 | 0
| All | All Customers | 10 | Monthly System Peak Day | SCE | 1-in-10 | 2031 | 11 | 544.3209 | 569.4384 | 36.2817 | 84.2738 | 0
| All | All Customers | 10 | Monthly System Peak Day | SCE | 1-in-10 | 2031 | 12 | 527.5963 | 552.3711 | 36.347 | 89.5883 | 0
| All | All Customers | 10 | Monthly System Peak Day | SCE | 1-in-10 | 2031 | 13 | 434.7257 | 446.8834 | 36.4105 | 94.0553 | 0
| All | All Customers | 10 | Monthly System Peak Day | SCE | 1-in-10 | 2031 | 14 | 385.5124 | 391.8994 | 36.3519 | 96.3074 | 0
| All | All Customers | 10 | Monthly System Peak Day | SCE | 1-in-10 | 2031 | 15 | 341.714 | 346.2585 | 36.2769 | 97.8138 | 0
| All | All Customers | 10 | Monthly System Peak Day | SCE | 1-in-10 | 2031 | 16 | 295.675 | 295.3349 | 36.3183 | 98.517 | 0
| All | All Customers | 10 | Monthly System Peak Day | SCE | 1-in-10 | 2031 | 17 | 276.5526 | 285.38 | 36.288 | 98.3085 | 0
| All | All Customers | 10 | Monthly System Peak Day | SCE | 1-in-10 | 2031 | 18 | 269.1822 | 276.4861 | 36.2744 | 97.7777 | 0
| All | All Customers | 10 | Monthly System Peak Day | SCE | 1-in-10 | 2031 | 19 | 260.3304 | 264.2229 | 36.9902 | 95.7436 | 0
| All | All Customers | 10 | Monthly System Peak Day | SCE | 1-in-10 | 2031 | 20 | 261.6237 | 264.845 | 36.2804 | 91.5245 | 0
| All | All Customers | 10 | Monthly System Peak Day | SCE | 1-in-10 | 2031 | 21 | 269.226 | 274.3871 | 36.4067 | 87.6138 | 0
| All | All Customers | 10 | Monthly System Peak Day | SCE | 1-in-10 | 2031 | 22 | 440.9405 | 463.4265 | 36.3407 | 85.4745 | 0
| All | All Customers | 10 | Monthly System Peak Day | SCE | 1-in-10 | 2031 | 23 | 430.9623 | 458.7817 | 36.2876 | 83.5343 | 0
| All | All Customers | 10 | Monthly System Peak Day | SCE | 1-in-10 | 2031 | 24 | 449.3804 | 501.059 | 36.2336 | 81.9455 | 0
| All | All Customers | 11 | Average Weekday | SCE | 1-in-10 | 2031 | 1 | 375.9376 | 384.282 | 36.5549 | 56.8635 | 0
| All | All Customers | 11 | Average Weekday | SCE | 1-in-10 | 2031 | 2 | 358.1086 | 364.9215 | 36.5423 | 55.8747 | 0
| All | All Customers | 11 | Average Weekday | SCE | 1-in-10 | 2031 | 3 | 452.7032 | 464.3812 | 36.5186 | 54.963 | 0
| All | All Customers | 11 | Average Weekday | SCE | 1-in-10 | 2031 | 4 | 566.8281 | 585.0769 | 36.5225 | 54.0459 | 0
| All | All Customers | 11 | Average Weekday | SCE | 1-in-10 | 2031 | 5 | 556.9867 | 586.408 | 36.5018 | 53.2576 | 0
| All | All Customers | 11 | Average Weekday | SCE | 1-in-10 | 2031 | 6 | 573.1296 | 610.6522 | 36.5112 | 52.6836 | 0
| All | All Customers | 11 | Average Weekday | SCE | 1-in-10 | 2031 | 7 | 587.546 | 603.8653 | 36.6883 | 52.2571 | 0
| All | All Customers | 11 | Average Weekday | SCE | 1-in-10 | 2031 | 8 | 599.3952 | 614.3261 | 36.8646 | 52.0378 | 0
| All | All Customers | 11 | Average Weekday | SCE | 1-in-10 | 2031 | 9 | 543.0624 | 569.6953 | 36.7148 | 53.6165 | 0
| All | All Customers | 11 | Average Weekday | SCE | 1-in-10 | 2031 | 10 | 528.7214 | 542.9152 | 36.7958 | 57.5818 | 0
| All | All Customers | 11 | Average Weekday | SCE | 1-in-10 | 2031 | 11 | 511.3686 | 520.9103 | 36.8949 | 62.1705 | 0
| All | All Customers | 11 | Average Weekday | SCE | 1-in-10 | 2031 | 12 | 500.5182 | 507.504 | 36.9618 | 65.9389 | 0
| All | All Customers | 11 | Average Weekday | SCE | 1-in-10 | 2031 | 13 | 414.3312 | 424.1082 | 36.9 | 68.6396 | 0
| All | All Customers | 11 | Average Weekday | SCE | 1-in-10 | 2031 | 14 | 377.5739 | 384.558 | 36.7689 | 70.2556 | 0
| All | All Customers | 11 | Average Weekday | SCE | 1-in-10 | 2031 | 15 | 324.7749 | 331.6318 | 36.5717 | 71.0991 | 0
| All | All Customers | 11 | Average Weekday | SCE | 1-in-10 | 2031 | 16 | 286.4312 | 287.9107 | 36.5719 | 71.2778 | 0
| All | All Customers | 11 | Average Weekday | SCE | 1-in-10 | 2031 | 17 | 265.6166 | 273.3983 | 36.3455 | 70.5447 | 0
| All | All Customers | 11 | Average Weekday | SCE | 1-in-10 | 2031 | 18 | 255.4052 | 262.7702 | 36.4129 | 68.5584 | 0
| All | All Customers | 11 | Average Weekday | SCE | 1-in-10 | 2031 | 19 | 250.6274 | 255.053 | 36.2814 | 65.9823 | 0
| All | All Customers | 11 | Average Weekday | SCE | 1-in-10 | 2031 | 20 | 248.8527 | 317.2287 | 43.9625 | 63.7891 | 0
| All | All Customers | 11 | Average Weekday | SCE | 1-in-10 | 2031 | 21 | 250.987 | 256.2664 | 36.3779 | 62.0355 | 0
| All | All Customers | 11 | Average Weekday | SCE | 1-in-10 | 2031 | 22 | 416.4744 | 436.4046 | 36.6016 | 60.4145 | 0
| All | All Customers | 11 | Average Weekday | SCE | 1-in-10 | 2031 | 23 | 406.7433 | 423.7998 | 36.6802 | 59.0563 | 0
| All | All Customers | 11 | Average Weekday | SCE | 1-in-10 | 2031 | 24 | 421.8813 | 437.9883 | 36.6223 | 57.8888 | 0
| All | All Customers | 11 | Monthly System Peak Day | SCE | 1-in-10 | 2031 | 1 | 375.9376 | 392.5081 | 36.3282 | 70.1098 | 0
| All | All Customers | 11 | Monthly System Peak Day | SCE | 1-in-10 | 2031 | 2 | 358.1086 | 372.0015 | 36.3278 | 68.6984 | 0
| All | All Customers | 11 | Monthly System Peak Day | SCE | 1-in-10 | 2031 | 3 | 452.7032 | 470.5301 | 36.3536 | 67.9816 | 0
| All | All Customers | 11 | Monthly System Peak Day | SCE | 1-in-10 | 2031 | 4 | 566.8281 | 591.6638 | 36.3469 | 66.567 | 0
| All | All Customers | 11 | Monthly System Peak Day | SCE | 1-in-10 | 2031 | 5 | 556.9867 | 591.4126 | 36.3804 | 65.7416 | 0
| All | All Customers | 11 | Monthly System Peak Day | SCE | 1-in-10 | 2031 | 6 | 573.1296 | 613.5427 | 36.379 | 64.8535 | 0
| All | All Customers | 11 | Monthly System Peak Day | SCE | 1-in-10 | 2031 | 7 | 587.546 | 603.6124 | 36.216 | 64.5405 | 0
| All | All Customers | 11 | Monthly System Peak Day | SCE | 1-in-10 | 2031 | 8 | 599.3952 | 637.1671 | 36.1795 | 65.0685 | 0
| All | All Customers | 11 | Monthly System Peak Day | SCE | 1-in-10 | 2031 | 9 | 543.0624 | 577.9262 | 36.2895 | 66.6631 | 0
| All | All Customers | 11 | Monthly System Peak Day | SCE | 1-in-10 | 2031 | 10 | 528.7214 | 552.8651 | 36.2675 | 70.9158 | 0
| All | All Customers | 11 | Monthly System Peak Day | SCE | 1-in-10 | 2031 | 11 | 511.3686 | 535.2523 | 36.3616 | 77.9199 | 0
| All | All Customers | 11 | Monthly System Peak Day | SCE | 1-in-10 | 2031 | 12 | 500.5182 | 523.0463 | 36.4915 | 83.7981 | 0
| All | All Customers | 11 | Monthly System Peak Day | SCE | 1-in-10 | 2031 | 13 | 414.3312 | 427.296 | 36.4771 | 87.3606 | 0
| All | All Customers | 11 | Monthly System Peak Day | SCE | 1-in-10 | 2031 | 14 | 377.5739 | 384.259 | 36.3648 | 89.2394 | 0
| All | All Customers | 11 | Monthly System Peak Day | SCE | 1-in-10 | 2031 | 15 | 324.7749 | 331.0683 | 36.3612 | 89.9202 | 0
| All | All Customers | 11 | Monthly System Peak Day | SCE | 1-in-10 | 2031 | 16 | 286.4312 | 285.6374 | 36.3131 | 90.0734 | 0
| All | All Customers | 11 | Monthly System Peak Day | SCE | 1-in-10 | 2031 | 17 | 265.6166 | 274.1266 | 36.2696 | 89.4596 | 0
| All | All Customers | 11 | Monthly System Peak Day | SCE | 1-in-10 | 2031 | 18 | 255.4052 | 264.8339 | 36.2222 | 87.6979 | 0
| All | All Customers | 11 | Monthly System Peak Day | SCE | 1-in-10 | 2031 | 19 | 250.6274 | 254.7878 | 36.2811 | 84.6872 | 0
| All | All Customers | 11 | Monthly System Peak Day | SCE | 1-in-10 | 2031 | 20 | 248.8527 | 372.6772 | 48.1913 | 80.8862 | 0
| All | All Customers | 11 | Monthly System Peak Day | SCE | 1-in-10 | 2031 | 21 | 250.987 | 256.9813 | 36.4364 | 77.491 | 0
| All | All Customers | 11 | Monthly System Peak Day | SCE | 1-in-10 | 2031 | 22 | 416.4744 | 438.6621 | 36.2875 | 74.8802 | 0
| All | All Customers | 11 | Monthly System Peak Day | SCE | 1-in-10 | 2031 | 23 | 406.7433 | 431.0004 | 36.235 | 72.6836 | 0
| All | All Customers | 11 | Monthly System Peak Day | SCE | 1-in-10 | 2031 | 24 | 421.8813 | 452.9613 | 36.2833 | 71.115 | 0
| All | All Customers | 12 | Average Weekday | SCE | 1-in-10 | 2031 | 1 | 415.8849 | 424.6473 | 36.4394 | 49.5315 | 0
| All | All Customers | 12 | Average Weekday | SCE | 1-in-10 | 2031 | 2 | 399.841 | 407.4893 | 36.4335 | 48.6993 | 0
| All | All Customers | 12 | Average Weekday | SCE | 1-in-10 | 2031 | 3 | 492.4256 | 505.1472 | 36.4328 | 47.9576 | 0
| All | All Customers | 12 | Average Weekday | SCE | 1-in-10 | 2031 | 4 | 607.7068 | 627.2269 | 36.4322 | 47.193 | 0
| All | All Customers | 12 | Average Weekday | SCE | 1-in-10 | 2031 | 5 | 601.8094 | 633.2874 | 36.4351 | 46.6856 | 0
| All | All Customers | 12 | Average Weekday | SCE | 1-in-10 | 2031 | 6 | 603.6716 | 644.3978 | 36.4399 | 46.2078 | 0
| All | All Customers | 12 | Average Weekday | SCE | 1-in-10 | 2031 | 7 | 611.2002 | 628.5079 | 36.4464 | 45.8721 | 0
| All | All Customers | 12 | Average Weekday | SCE | 1-in-10 | 2031 | 8 | 629.6786 | 646.329 | 36.4547 | 45.8735 | 0
| All | All Customers | 12 | Average Weekday | SCE | 1-in-10 | 2031 | 9 | 564.5451 | 591.8958 | 36.4636 | 46.7094 | 0
| All | All Customers | 12 | Average Weekday | SCE | 1-in-10 | 2031 | 10 | 540.7169 | 557.7941 | 36.4519 | 49.7865 | 0
| All | All Customers | 12 | Average Weekday | SCE | 1-in-10 | 2031 | 11 | 526.0297 | 536.8881 | 36.4683 | 53.5721 | 0
| All | All Customers | 12 | Average Weekday | SCE | 1-in-10 | 2031 | 12 | 513.8775 | 520.5395 | 36.4846 | 56.8893 | 0
| All | All Customers | 12 | Average Weekday | SCE | 1-in-10 | 2031 | 13 | 434.6188 | 444.0847 | 36.4948 | 59.2808 | 0
| All | All Customers | 12 | Average Weekday | SCE | 1-in-10 | 2031 | 14 | 401.7475 | 409.274 | 36.4829 | 60.8608 | 0
| All | All Customers | 12 | Average Weekday | SCE | 1-in-10 | 2031 | 15 | 365.6133 | 371.9161 | 36.4583 | 61.7208 | 0
| All | All Customers | 12 | Average Weekday | SCE | 1-in-10 | 2031 | 16 | 325.533 | 326.9588 | 36.4391 | 61.9813 | 0
| All | All Customers | 12 | Average Weekday | SCE | 1-in-10 | 2031 | 17 | 312.1736 | 320.6211 | 36.304 | 61.2692 | 0
| All | All Customers | 12 | Average Weekday | SCE | 1-in-10 | 2031 | 18 | 303.6519 | 310.803 | 36.3042 | 59.2106 | 0
| All | All Customers | 12 | Average Weekday | SCE | 1-in-10 | 2031 | 19 | 299.9585 | 304.1981 | 36.2809 | 56.9047 | 0
| All | All Customers | 12 | Average Weekday | SCE | 1-in-10 | 2031 | 20 | 306.548 | 376.0871 | 36.9676 | 55.2939 | 0
| All | All Customers | 12 | Average Weekday | SCE | 1-in-10 | 2031 | 21 | 310.0302 | 315.454 | 36.3462 | 53.926 | 0
| All | All Customers | 12 | Average Weekday | SCE | 1-in-10 | 2031 | 22 | 462.9196 | 482.3155 | 36.4434 | 52.6599 | 0
| All | All Customers | 12 | Average Weekday | SCE | 1-in-10 | 2031 | 23 | 452.9422 | 469.527 | 36.447 | 51.5423 | 0
| All | All Customers | 12 | Average Weekday | SCE | 1-in-10 | 2031 | 24 | 466.2285 | 482.8161 | 36.447 | 50.6378 | 0
| All | All Customers | 12 | Monthly System Peak Day | SCE | 1-in-10 | 2031 | 1 | 415.8849 | 424.6473 | 36.4394 | 42.9142 | 0
| All | All Customers | 12 | Monthly System Peak Day | SCE | 1-in-10 | 2031 | 2 | 399.841 | 407.4893 | 36.4335 | 41.9747 | 0
| All | All Customers | 12 | Monthly System Peak Day | SCE | 1-in-10 | 2031 | 3 | 492.4256 | 505.1472 | 36.4328 | 40.9278 | 0
| All | All Customers | 12 | Monthly System Peak Day | SCE | 1-in-10 | 2031 | 4 | 607.7068 | 627.2269 | 36.4322 | 40.057 | 0
| All | All Customers | 12 | Monthly System Peak Day | SCE | 1-in-10 | 2031 | 5 | 601.8094 | 633.2874 | 36.4351 | 39.156 | 0
| All | All Customers | 12 | Monthly System Peak Day | SCE | 1-in-10 | 2031 | 6 | 603.6716 | 644.3978 | 36.4399 | 38.165 | 0
| All | All Customers | 12 | Monthly System Peak Day | SCE | 1-in-10 | 2031 | 7 | 611.2002 | 628.5079 | 36.4464 | 37.3427 | 0
| All | All Customers | 12 | Monthly System Peak Day | SCE | 1-in-10 | 2031 | 8 | 629.6786 | 646.329 | 36.4547 | 37.5165 | 0
| All | All Customers | 12 | Monthly System Peak Day | SCE | 1-in-10 | 2031 | 9 | 564.5451 | 591.8958 | 36.4636 | 38.7112 | 0
| All | All Customers | 12 | Monthly System Peak Day | SCE | 1-in-10 | 2031 | 10 | 540.7169 | 557.7941 | 36.4519 | 42.6329 | 0
| All | All Customers | 12 | Monthly System Peak Day | SCE | 1-in-10 | 2031 | 11 | 526.0297 | 536.8881 | 36.4683 | 47.0512 | 0
| All | All Customers | 12 | Monthly System Peak Day | SCE | 1-in-10 | 2031 | 12 | 513.8775 | 520.5395 | 36.4846 | 49.8976 | 0
| All | All Customers | 12 | Monthly System Peak Day | SCE | 1-in-10 | 2031 | 13 | 434.6188 | 444.0847 | 36.4948 | 51.2001 | 0
| All | All Customers | 12 | Monthly System Peak Day | SCE | 1-in-10 | 2031 | 14 | 401.7475 | 409.274 | 36.4829 | 52.4006 | 0
| All | All Customers | 12 | Monthly System Peak Day | SCE | 1-in-10 | 2031 | 15 | 365.6133 | 371.9161 | 36.4583 | 53.432 | 0
| All | All Customers | 12 | Monthly System Peak Day | SCE | 1-in-10 | 2031 | 16 | 325.533 | 326.9588 | 36.4391 | 53.8276 | 0
| All | All Customers | 12 | Monthly System Peak Day | SCE | 1-in-10 | 2031 | 17 | 312.1736 | 320.6211 | 36.304 | 53.5174 | 0
| All | All Customers | 12 | Monthly System Peak Day | SCE | 1-in-10 | 2031 | 18 | 303.6519 | 310.803 | 36.3042 | 51.7141 | 0
| All | All Customers | 12 | Monthly System Peak Day | SCE | 1-in-10 | 2031 | 19 | 299.9585 | 304.1981 | 36.2809 | 49.5135 | 0
| All | All Customers | 12 | Monthly System Peak Day | SCE | 1-in-10 | 2031 | 20 | 306.548 | 376.0871 | 36.9676 | 48.193 | 0
| All | All Customers | 12 | Monthly System Peak Day | SCE | 1-in-10 | 2031 | 21 | 310.0302 | 315.454 | 36.3462 | 46.7799 | 0
| All | All Customers | 12 | Monthly System Peak Day | SCE | 1-in-10 | 2031 | 22 | 462.9196 | 482.3155 | 36.4434 | 45.0996 | 0
| All | All Customers | 12 | Monthly System Peak Day | SCE | 1-in-10 | 2031 | 23 | 452.9422 | 469.527 | 36.447 | 44.3117 | 0
| All | All Customers | 12 | Monthly System Peak Day | SCE | 1-in-10 | 2031 | 24 | 466.2285 | 482.8161 | 36.447 | 43.8263 | 0
| All | All Customers | 1 | Average Weekday | SCE | 1-in-2 | 2021 | 1 | 384.6449 | 392.6267 | 45.2475 | 52.5295 | 0
| All | All Customers | 1 | Average Weekday | SCE | 1-in-2 | 2021 | 2 | 373.7663 | 380.4824 | 45.2431 | 51.5748 | 0
| All | All Customers | 1 | Average Weekday | SCE | 1-in-2 | 2021 | 3 | 463.5582 | 474.7713 | 45.2425 | 50.7559 | 0
| All | All Customers | 1 | Average Weekday | SCE | 1-in-2 | 2021 | 4 | 576.1108 | 593.6124 | 45.2416 | 50.1253 | 0
| All | All Customers | 1 | Average Weekday | SCE | 1-in-2 | 2021 | 5 | 578.169 | 608.0504 | 45.2429 | 49.4067 | 0
| All | All Customers | 1 | Average Weekday | SCE | 1-in-2 | 2021 | 6 | 582.675 | 620.7122 | 45.2445 | 48.8381 | 0
| All | All Customers | 1 | Average Weekday | SCE | 1-in-2 | 2021 | 7 | 596.6616 | 613.3867 | 45.2481 | 48.56 | 0
| All | All Customers | 1 | Average Weekday | SCE | 1-in-2 | 2021 | 8 | 618.8489 | 633.6912 | 45.2595 | 48.3527 | 0
| All | All Customers | 1 | Average Weekday | SCE | 1-in-2 | 2021 | 9 | 558.054 | 582.165 | 45.2724 | 49.0075 | 0
| All | All Customers | 1 | Average Weekday | SCE | 1-in-2 | 2021 | 10 | 545.4858 | 560.2641 | 45.2653 | 52.3494 | 0
| All | All Customers | 1 | Average Weekday | SCE | 1-in-2 | 2021 | 11 | 531.624 | 541.334 | 45.2827 | 56.7873 | 0
| All | All Customers | 1 | Average Weekday | SCE | 1-in-2 | 2021 | 12 | 522.8342 | 528.144 | 45.2995 | 60.8785 | 0
| All | All Customers | 1 | Average Weekday | SCE | 1-in-2 | 2021 | 13 | 451.3904 | 460.7597 | 45.3092 | 63.9218 | 0
| All | All Customers | 1 | Average Weekday | SCE | 1-in-2 | 2021 | 14 | 410.608 | 417.5479 | 45.2962 | 65.9741 | 0
| All | All Customers | 1 | Average Weekday | SCE | 1-in-2 | 2021 | 15 | 377.7148 | 383.2444 | 45.2695 | 67.2299 | 0
| All | All Customers | 1 | Average Weekday | SCE | 1-in-2 | 2021 | 16 | 336.093 | 337.6855 | 45.249 | 67.6672 | 0
| All | All Customers | 1 | Average Weekday | SCE | 1-in-2 | 2021 | 17 | 318.6821 | 326.5829 | 45.1729 | 67.081 | 0
| All | All Customers | 1 | Average Weekday | SCE | 1-in-2 | 2021 | 18 | 305.818 | 312.9933 | 45.1715 | 65.1671 | 0
| All | All Customers | 1 | Average Weekday | SCE | 1-in-2 | 2021 | 19 | 295.1555 | 299.3297 | 45.1765 | 62.0782 | 0
| All | All Customers | 1 | Average Weekday | SCE | 1-in-2 | 2021 | 20 | 297.8653 | 370.4057 | 45.7292 | 59.7939 | 0
| All | All Customers | 1 | Average Weekday | SCE | 1-in-2 | 2021 | 21 | 291.0889 | 296.2856 | 45.2008 | 58.1234 | 0
| All | All Customers | 1 | Average Weekday | SCE | 1-in-2 | 2021 | 22 | 441.1339 | 460.398 | 45.2381 | 56.6753 | 0
| All | All Customers | 1 | Average Weekday | SCE | 1-in-2 | 2021 | 23 | 425.1669 | 441.1139 | 45.2477 | 55.3814 | 0
| All | All Customers | 1 | Average Weekday | SCE | 1-in-2 | 2021 | 24 | 432.5458 | 448.3434 | 45.2525 | 54.2169 | 0
| All | All Customers | 1 | Monthly System Peak Day | SCE | 1-in-2 | 2021 | 1 | 384.6449 | 392.6267 | 45.2475 | 46.1508 | 0
| All | All Customers | 1 | Monthly System Peak Day | SCE | 1-in-2 | 2021 | 2 | 373.7663 | 380.4824 | 45.2431 | 45.2304 | 0
| All | All Customers | 1 | Monthly System Peak Day | SCE | 1-in-2 | 2021 | 3 | 463.5582 | 474.7713 | 45.2425 | 43.7928 | 0
| All | All Customers | 1 | Monthly System Peak Day | SCE | 1-in-2 | 2021 | 4 | 576.1108 | 593.6124 | 45.2416 | 43.0306 | 0
| All | All Customers | 1 | Monthly System Peak Day | SCE | 1-in-2 | 2021 | 5 | 578.169 | 608.0504 | 45.2429 | 42.073 | 0
| All | All Customers | 1 | Monthly System Peak Day | SCE | 1-in-2 | 2021 | 6 | 582.675 | 620.7122 | 45.2445 | 41.6713 | 0
| All | All Customers | 1 | Monthly System Peak Day | SCE | 1-in-2 | 2021 | 7 | 596.6616 | 613.3867 | 45.2481 | 41.5705 | 0
| All | All Customers | 1 | Monthly System Peak Day | SCE | 1-in-2 | 2021 | 8 | 618.8489 | 633.6912 | 45.2595 | 41.7766 | 0
| All | All Customers | 1 | Monthly System Peak Day | SCE | 1-in-2 | 2021 | 9 | 558.054 | 582.165 | 45.2724 | 42.4508 | 0
| All | All Customers | 1 | Monthly System Peak Day | SCE | 1-in-2 | 2021 | 10 | 545.4858 | 560.2641 | 45.2653 | 45.1188 | 0
| All | All Customers | 1 | Monthly System Peak Day | SCE | 1-in-2 | 2021 | 11 | 531.624 | 541.334 | 45.2827 | 48.6287 | 0
| All | All Customers | 1 | Monthly System Peak Day | SCE | 1-in-2 | 2021 | 12 | 522.8342 | 528.144 | 45.2995 | 51.5031 | 0
| All | All Customers | 1 | Monthly System Peak Day | SCE | 1-in-2 | 2021 | 13 | 451.3904 | 460.7597 | 45.3092 | 53.0908 | 0
| All | All Customers | 1 | Monthly System Peak Day | SCE | 1-in-2 | 2021 | 14 | 410.608 | 417.5479 | 45.2962 | 53.2152 | 0
| All | All Customers | 1 | Monthly System Peak Day | SCE | 1-in-2 | 2021 | 15 | 377.7148 | 383.2444 | 45.2695 | 53.2796 | 0
| All | All Customers | 1 | Monthly System Peak Day | SCE | 1-in-2 | 2021 | 16 | 336.093 | 337.6855 | 45.249 | 54.5165 | 0
| All | All Customers | 1 | Monthly System Peak Day | SCE | 1-in-2 | 2021 | 17 | 318.6821 | 326.5829 | 45.1729 | 55.0011 | 0
| All | All Customers | 1 | Monthly System Peak Day | SCE | 1-in-2 | 2021 | 18 | 305.818 | 312.9933 | 45.1715 | 54.0223 | 0
| All | All Customers | 1 | Monthly System Peak Day | SCE | 1-in-2 | 2021 | 19 | 295.1555 | 299.3297 | 45.1765 | 52.2181 | 0
| All | All Customers | 1 | Monthly System Peak Day | SCE | 1-in-2 | 2021 | 20 | 297.8653 | 370.4057 | 45.7292 | 50.8769 | 0
| All | All Customers | 1 | Monthly System Peak Day | SCE | 1-in-2 | 2021 | 21 | 291.0889 | 296.2856 | 45.2008 | 49.9865 | 0
| All | All Customers | 1 | Monthly System Peak Day | SCE | 1-in-2 | 2021 | 22 | 441.1339 | 460.398 | 45.2381 | 48.9518 | 0
| All | All Customers | 1 | Monthly System Peak Day | SCE | 1-in-2 | 2021 | 23 | 425.1669 | 441.1139 | 45.2477 | 47.5941 | 0
| All | All Customers | 1 | Monthly System Peak Day | SCE | 1-in-2 | 2021 | 24 | 432.5458 | 448.3434 | 45.2525 | 46.7194 | 0
| All | All Customers | 2 | Average Weekday | SCE | 1-in-2 | 2021 | 1 | 357.5581 | 366.139 | 45.2806 | 52.0965 | 0
| All | All Customers | 2 | Average Weekday | SCE | 1-in-2 | 2021 | 2 | 347.2823 | 354.3144 | 45.2757 | 51.2532 | 0
| All | All Customers | 2 | Average Weekday | SCE | 1-in-2 | 2021 | 3 | 429.1569 | 441.4508 | 45.275 | 50.4252 | 0
| All | All Customers | 2 | Average Weekday | SCE | 1-in-2 | 2021 | 4 | 537.2846 | 556.6564 | 45.2742 | 49.6982 | 0
| All | All Customers | 2 | Average Weekday | SCE | 1-in-2 | 2021 | 5 | 543.6252 | 575.0435 | 45.276 | 49.1156 | 0
| All | All Customers | 2 | Average Weekday | SCE | 1-in-2 | 2021 | 6 | 550.2932 | 591.5119 | 45.2785 | 48.5566 | 0
| All | All Customers | 2 | Average Weekday | SCE | 1-in-2 | 2021 | 7 | 555.1296 | 571.0834 | 45.2826 | 48.1632 | 0
| All | All Customers | 2 | Average Weekday | SCE | 1-in-2 | 2021 | 8 | 577.3258 | 592.163 | 45.294 | 48.0226 | 0
| All | All Customers | 2 | Average Weekday | SCE | 1-in-2 | 2021 | 9 | 534.951 | 558.5662 | 45.3069 | 49.4233 | 0
| All | All Customers | 2 | Average Weekday | SCE | 1-in-2 | 2021 | 10 | 517.8622 | 532.1081 | 45.2984 | 52.86 | 0
| All | All Customers | 2 | Average Weekday | SCE | 1-in-2 | 2021 | 11 | 507.8451 | 517.725 | 45.317 | 56.7186 | 0
| All | All Customers | 2 | Average Weekday | SCE | 1-in-2 | 2021 | 12 | 497.0597 | 503.2094 | 45.3349 | 60.1321 | 0
| All | All Customers | 2 | Average Weekday | SCE | 1-in-2 | 2021 | 13 | 424.3958 | 434.3206 | 45.3455 | 62.679 | 0
| All | All Customers | 2 | Average Weekday | SCE | 1-in-2 | 2021 | 14 | 379.6519 | 386.5849 | 45.3318 | 64.327 | 0
| All | All Customers | 2 | Average Weekday | SCE | 1-in-2 | 2021 | 15 | 342.0397 | 348.3733 | 45.3034 | 65.2057 | 0
| All | All Customers | 2 | Average Weekday | SCE | 1-in-2 | 2021 | 16 | 299.9811 | 301.7216 | 45.2818 | 65.3934 | 0
| All | All Customers | 2 | Average Weekday | SCE | 1-in-2 | 2021 | 17 | 271.9825 | 279.2178 | 45.1838 | 64.8548 | 0
| All | All Customers | 2 | Average Weekday | SCE | 1-in-2 | 2021 | 18 | 259.2287 | 266.0343 | 45.183 | 63.4338 | 0
| All | All Customers | 2 | Average Weekday | SCE | 1-in-2 | 2021 | 19 | 254.3806 | 259.1011 | 45.1767 | 60.8602 | 0
| All | All Customers | 2 | Average Weekday | SCE | 1-in-2 | 2021 | 20 | 257.2523 | 327.5909 | 45.8102 | 58.5517 | 0
| All | All Customers | 2 | Average Weekday | SCE | 1-in-2 | 2021 | 21 | 252.3779 | 257.7609 | 45.2131 | 56.9202 | 0
| All | All Customers | 2 | Average Weekday | SCE | 1-in-2 | 2021 | 22 | 404.2384 | 424.0183 | 45.2726 | 55.6652 | 0
| All | All Customers | 2 | Average Weekday | SCE | 1-in-2 | 2021 | 23 | 390.0744 | 406.7501 | 45.2821 | 54.4868 | 0
| All | All Customers | 2 | Average Weekday | SCE | 1-in-2 | 2021 | 24 | 398.3671 | 415.1839 | 45.2864 | 53.3759 | 0
| All | All Customers | 2 | Monthly System Peak Day | SCE | 1-in-2 | 2021 | 1 | 357.5581 | 366.139 | 45.2806 | 43.6333 | 0
| All | All Customers | 2 | Monthly System Peak Day | SCE | 1-in-2 | 2021 | 2 | 347.2823 | 354.3144 | 45.2757 | 43.2482 | 0
| All | All Customers | 2 | Monthly System Peak Day | SCE | 1-in-2 | 2021 | 3 | 429.1569 | 441.4508 | 45.275 | 42.8123 | 0
| All | All Customers | 2 | Monthly System Peak Day | SCE | 1-in-2 | 2021 | 4 | 537.2846 | 556.6564 | 45.2742 | 42.2775 | 0
| All | All Customers | 2 | Monthly System Peak Day | SCE | 1-in-2 | 2021 | 5 | 543.6252 | 575.0435 | 45.276 | 41.5906 | 0
| All | All Customers | 2 | Monthly System Peak Day | SCE | 1-in-2 | 2021 | 6 | 550.2932 | 591.5119 | 45.2785 | 40.8777 | 0
| All | All Customers | 2 | Monthly System Peak Day | SCE | 1-in-2 | 2021 | 7 | 555.1296 | 571.0834 | 45.2826 | 40.6514 | 0
| All | All Customers | 2 | Monthly System Peak Day | SCE | 1-in-2 | 2021 | 8 | 577.3258 | 592.163 | 45.294 | 40.8793 | 0
| All | All Customers | 2 | Monthly System Peak Day | SCE | 1-in-2 | 2021 | 9 | 534.951 | 558.5662 | 45.3069 | 42.3693 | 0
| All | All Customers | 2 | Monthly System Peak Day | SCE | 1-in-2 | 2021 | 10 | 517.8622 | 532.1081 | 45.2984 | 44.9734 | 0
| All | All Customers | 2 | Monthly System Peak Day | SCE | 1-in-2 | 2021 | 11 | 507.8451 | 517.725 | 45.317 | 47.8451 | 0
| All | All Customers | 2 | Monthly System Peak Day | SCE | 1-in-2 | 2021 | 12 | 497.0597 | 503.2094 | 45.3349 | 50.2003 | 0
| All | All Customers | 2 | Monthly System Peak Day | SCE | 1-in-2 | 2021 | 13 | 424.3958 | 434.3206 | 45.3455 | 52.0658 | 0
| All | All Customers | 2 | Monthly System Peak Day | SCE | 1-in-2 | 2021 | 14 | 379.6519 | 386.5849 | 45.3318 | 53.5748 | 0
| All | All Customers | 2 | Monthly System Peak Day | SCE | 1-in-2 | 2021 | 15 | 342.0397 | 348.3733 | 45.3034 | 54.8527 | 0
| All | All Customers | 2 | Monthly System Peak Day | SCE | 1-in-2 | 2021 | 16 | 299.9811 | 301.7216 | 45.2818 | 55.6969 | 0
| All | All Customers | 2 | Monthly System Peak Day | SCE | 1-in-2 | 2021 | 17 | 271.9825 | 279.2178 | 45.1838 | 55.7396 | 0
| All | All Customers | 2 | Monthly System Peak Day | SCE | 1-in-2 | 2021 | 18 | 259.2287 | 266.0343 | 45.183 | 54.9962 | 0
| All | All Customers | 2 | Monthly System Peak Day | SCE | 1-in-2 | 2021 | 19 | 254.3806 | 259.1011 | 45.1767 | 53.1385 | 0
| All | All Customers | 2 | Monthly System Peak Day | SCE | 1-in-2 | 2021 | 20 | 257.2523 | 327.5909 | 45.8102 | 51.5411 | 0
| All | All Customers | 2 | Monthly System Peak Day | SCE | 1-in-2 | 2021 | 21 | 252.3779 | 257.7609 | 45.2131 | 50.1384 | 0
| All | All Customers | 2 | Monthly System Peak Day | SCE | 1-in-2 | 2021 | 22 | 404.2384 | 424.0183 | 45.2726 | 48.936 | 0
| All | All Customers | 2 | Monthly System Peak Day | SCE | 1-in-2 | 2021 | 23 | 390.0744 | 406.7501 | 45.2821 | 47.915 | 0
| All | All Customers | 2 | Monthly System Peak Day | SCE | 1-in-2 | 2021 | 24 | 398.3671 | 415.1839 | 45.2864 | 46.7847 | 0
| All | All Customers | 3 | Average Weekday | SCE | 1-in-2 | 2021 | 1 | 388.5334 | 403.2083 | 45.336 | 54.7625 | 0
| All | All Customers | 3 | Average Weekday | SCE | 1-in-2 | 2021 | 2 | 377.4961 | 386.0689 | 45.2968 | 53.8696 | 0
| All | All Customers | 3 | Average Weekday | SCE | 1-in-2 | 2021 | 3 | 475.5903 | 486.3831 | 45.2908 | 53.0858 | 0
| All | All Customers | 3 | Average Weekday | SCE | 1-in-2 | 2021 | 4 | 582.3252 | 598.4277 | 45.2775 | 52.4151 | 0
| All | All Customers | 3 | Average Weekday | SCE | 1-in-2 | 2021 | 5 | 574.9122 | 594.0228 | 45.2791 | 51.7834 | 0
| All | All Customers | 3 | Average Weekday | SCE | 1-in-2 | 2021 | 6 | 582.4765 | 605.3817 | 45.2653 | 51.2916 | 0
| All | All Customers | 3 | Average Weekday | SCE | 1-in-2 | 2021 | 7 | 595.0794 | 611.7444 | 45.2732 | 50.929 | 0
| All | All Customers | 3 | Average Weekday | SCE | 1-in-2 | 2021 | 8 | 614.865 | 643.4222 | 45.3828 | 50.7469 | 0
| All | All Customers | 3 | Average Weekday | SCE | 1-in-2 | 2021 | 9 | 564.6858 | 601.4415 | 45.484 | 51.8629 | 0
| All | All Customers | 3 | Average Weekday | SCE | 1-in-2 | 2021 | 10 | 550.6171 | 572.5021 | 45.3994 | 54.692 | 0
| All | All Customers | 3 | Average Weekday | SCE | 1-in-2 | 2021 | 11 | 530.8947 | 546.853 | 45.451 | 58.0164 | 0
| All | All Customers | 3 | Average Weekday | SCE | 1-in-2 | 2021 | 12 | 521.6251 | 533.1629 | 45.5018 | 61.0929 | 0
| All | All Customers | 3 | Average Weekday | SCE | 1-in-2 | 2021 | 13 | 431.9767 | 441.2426 | 45.5282 | 63.4709 | 0
| All | All Customers | 3 | Average Weekday | SCE | 1-in-2 | 2021 | 14 | 399.9744 | 406.2015 | 45.4878 | 65.1214 | 0
| All | All Customers | 3 | Average Weekday | SCE | 1-in-2 | 2021 | 15 | 360.5836 | 365.9044 | 45.4052 | 66.1825 | 0
| All | All Customers | 3 | Average Weekday | SCE | 1-in-2 | 2021 | 16 | 322.3299 | 324.4484 | 45.2969 | 66.793 | 0
| All | All Customers | 3 | Average Weekday | SCE | 1-in-2 | 2021 | 17 | 305.3498 | 314.67 | 45.1807 | 66.7953 | 0
| All | All Customers | 3 | Average Weekday | SCE | 1-in-2 | 2021 | 18 | 290.3394 | 297.9447 | 45.1899 | 65.948 | 0
| All | All Customers | 3 | Average Weekday | SCE | 1-in-2 | 2021 | 19 | 284.8073 | 289.6583 | 45.2727 | 64.3239 | 0
| All | All Customers | 3 | Average Weekday | SCE | 1-in-2 | 2021 | 20 | 277.4247 | 281.6985 | 45.1773 | 62.0171 | 0
| All | All Customers | 3 | Average Weekday | SCE | 1-in-2 | 2021 | 21 | 263.8144 | 268.2647 | 45.1823 | 59.7601 | 0
| All | All Customers | 3 | Average Weekday | SCE | 1-in-2 | 2021 | 22 | 435.9128 | 458.8847 | 45.2841 | 58.2531 | 0
| All | All Customers | 3 | Average Weekday | SCE | 1-in-2 | 2021 | 23 | 425.9062 | 450.2028 | 45.3306 | 57.109 | 0
| All | All Customers | 3 | Average Weekday | SCE | 1-in-2 | 2021 | 24 | 441.7469 | 474.4836 | 45.3752 | 56.1105 | 0
| All | All Customers | 3 | Monthly System Peak Day | SCE | 1-in-2 | 2021 | 1 | 388.5334 | 403.2083 | 45.336 | 57.2027 | 0
| All | All Customers | 3 | Monthly System Peak Day | SCE | 1-in-2 | 2021 | 2 | 377.4961 | 386.0689 | 45.2968 | 55.9682 | 0
| All | All Customers | 3 | Monthly System Peak Day | SCE | 1-in-2 | 2021 | 3 | 475.5903 | 486.3831 | 45.2908 | 54.3904 | 0
| All | All Customers | 3 | Monthly System Peak Day | SCE | 1-in-2 | 2021 | 4 | 582.3252 | 598.4277 | 45.2775 | 53.6067 | 0
| All | All Customers | 3 | Monthly System Peak Day | SCE | 1-in-2 | 2021 | 5 | 574.9122 | 594.0228 | 45.2791 | 52.7762 | 0
| All | All Customers | 3 | Monthly System Peak Day | SCE | 1-in-2 | 2021 | 6 | 582.4765 | 605.3817 | 45.2653 | 51.984 | 0
| All | All Customers | 3 | Monthly System Peak Day | SCE | 1-in-2 | 2021 | 7 | 595.0794 | 611.7444 | 45.2732 | 51.3964 | 0
| All | All Customers | 3 | Monthly System Peak Day | SCE | 1-in-2 | 2021 | 8 | 614.865 | 643.4222 | 45.3828 | 50.9278 | 0
| All | All Customers | 3 | Monthly System Peak Day | SCE | 1-in-2 | 2021 | 9 | 564.6858 | 601.4415 | 45.484 | 51.4779 | 0
| All | All Customers | 3 | Monthly System Peak Day | SCE | 1-in-2 | 2021 | 10 | 550.6171 | 572.5021 | 45.3994 | 54.6642 | 0
| All | All Customers | 3 | Monthly System Peak Day | SCE | 1-in-2 | 2021 | 11 | 530.8947 | 546.853 | 45.451 | 59.3457 | 0
| All | All Customers | 3 | Monthly System Peak Day | SCE | 1-in-2 | 2021 | 12 | 521.6251 | 533.1629 | 45.5018 | 63.7367 | 0
| All | All Customers | 3 | Monthly System Peak Day | SCE | 1-in-2 | 2021 | 13 | 431.9767 | 441.2426 | 45.5282 | 66.7122 | 0
| All | All Customers | 3 | Monthly System Peak Day | SCE | 1-in-2 | 2021 | 14 | 399.9744 | 406.2015 | 45.4878 | 68.3248 | 0
| All | All Customers | 3 | Monthly System Peak Day | SCE | 1-in-2 | 2021 | 15 | 360.5836 | 365.9044 | 45.4052 | 69.3994 | 0
| All | All Customers | 3 | Monthly System Peak Day | SCE | 1-in-2 | 2021 | 16 | 322.3299 | 324.4484 | 45.2969 | 70.2048 | 0
| All | All Customers | 3 | Monthly System Peak Day | SCE | 1-in-2 | 2021 | 17 | 305.3498 | 314.67 | 45.1807 | 70.3423 | 0
| All | All Customers | 3 | Monthly System Peak Day | SCE | 1-in-2 | 2021 | 18 | 290.3394 | 297.9447 | 45.1899 | 69.8318 | 0
| All | All Customers | 3 | Monthly System Peak Day | SCE | 1-in-2 | 2021 | 19 | 284.8073 | 289.6583 | 45.2727 | 68.2629 | 0
| All | All Customers | 3 | Monthly System Peak Day | SCE | 1-in-2 | 2021 | 20 | 277.4247 | 281.6985 | 45.1773 | 65.4545 | 0
| All | All Customers | 3 | Monthly System Peak Day | SCE | 1-in-2 | 2021 | 21 | 263.8144 | 268.2647 | 45.1823 | 62.6352 | 0
| All | All Customers | 3 | Monthly System Peak Day | SCE | 1-in-2 | 2021 | 22 | 435.9128 | 458.8847 | 45.2841 | 60.6982 | 0
| All | All Customers | 3 | Monthly System Peak Day | SCE | 1-in-2 | 2021 | 23 | 425.9062 | 450.2028 | 45.3306 | 59.1499 | 0
| All | All Customers | 3 | Monthly System Peak Day | SCE | 1-in-2 | 2021 | 24 | 441.7469 | 474.4836 | 45.3752 | 57.8611 | 0
| All | All Customers | 4 | Average Weekday | SCE | 1-in-2 | 2021 | 1 | 358.4358 | 372.6071 | 45.3379 | 57.1753 | 0
| All | All Customers | 4 | Average Weekday | SCE | 1-in-2 | 2021 | 2 | 349.8564 | 357.3363 | 45.2989 | 56.3202 | 0
| All | All Customers | 4 | Average Weekday | SCE | 1-in-2 | 2021 | 3 | 440.6395 | 451.2681 | 45.293 | 55.5379 | 0
| All | All Customers | 4 | Average Weekday | SCE | 1-in-2 | 2021 | 4 | 541.3569 | 556.5305 | 45.2798 | 54.8818 | 0
| All | All Customers | 4 | Average Weekday | SCE | 1-in-2 | 2021 | 5 | 525.7241 | 543.5974 | 45.2814 | 54.2577 | 0
| All | All Customers | 4 | Average Weekday | SCE | 1-in-2 | 2021 | 6 | 533.9277 | 556.0013 | 45.2678 | 53.7676 | 0
| All | All Customers | 4 | Average Weekday | SCE | 1-in-2 | 2021 | 7 | 546.7964 | 563.899 | 45.2757 | 53.3789 | 0
| All | All Customers | 4 | Average Weekday | SCE | 1-in-2 | 2021 | 8 | 565.4915 | 593.0869 | 45.3846 | 53.2824 | 0
| All | All Customers | 4 | Average Weekday | SCE | 1-in-2 | 2021 | 9 | 506.5537 | 543.3873 | 45.485 | 54.8003 | 0
| All | All Customers | 4 | Average Weekday | SCE | 1-in-2 | 2021 | 10 | 494.1334 | 515.5031 | 45.4007 | 57.5333 | 0
| All | All Customers | 4 | Average Weekday | SCE | 1-in-2 | 2021 | 11 | 482.687 | 498.0151 | 45.4519 | 60.4352 | 0
| All | All Customers | 4 | Average Weekday | SCE | 1-in-2 | 2021 | 12 | 473.6534 | 484.982 | 45.5022 | 63.2489 | 0
| All | All Customers | 4 | Average Weekday | SCE | 1-in-2 | 2021 | 13 | 394.5069 | 403.7265 | 45.5284 | 65.5271 | 0
| All | All Customers | 4 | Average Weekday | SCE | 1-in-2 | 2021 | 14 | 358.954 | 365.2516 | 45.4881 | 67.2952 | 0
| All | All Customers | 4 | Average Weekday | SCE | 1-in-2 | 2021 | 15 | 317.5971 | 323.1649 | 45.4061 | 68.5536 | 0
| All | All Customers | 4 | Average Weekday | SCE | 1-in-2 | 2021 | 16 | 276.2136 | 278.4066 | 45.2989 | 69.152 | 0
| All | All Customers | 4 | Average Weekday | SCE | 1-in-2 | 2021 | 17 | 253.1011 | 260.9298 | 45.1831 | 69.2153 | 0
| All | All Customers | 4 | Average Weekday | SCE | 1-in-2 | 2021 | 18 | 233.7364 | 240.0466 | 45.1918 | 68.5661 | 0
| All | All Customers | 4 | Average Weekday | SCE | 1-in-2 | 2021 | 19 | 220.596 | 225.5827 | 45.2725 | 67.2787 | 0
| All | All Customers | 4 | Average Weekday | SCE | 1-in-2 | 2021 | 20 | 215.6047 | 219.7449 | 45.1774 | 65.0403 | 0
| All | All Customers | 4 | Average Weekday | SCE | 1-in-2 | 2021 | 21 | 224.5926 | 228.5765 | 45.1858 | 62.1313 | 0
| All | All Customers | 4 | Average Weekday | SCE | 1-in-2 | 2021 | 22 | 396.3992 | 419.1189 | 45.2863 | 60.0517 | 0
| All | All Customers | 4 | Average Weekday | SCE | 1-in-2 | 2021 | 23 | 390.098 | 414.084 | 45.3329 | 58.7101 | 0
| All | All Customers | 4 | Average Weekday | SCE | 1-in-2 | 2021 | 24 | 408.2018 | 440.2461 | 45.377 | 57.68 | 0
| All | All Customers | 4 | Monthly System Peak Day | SCE | 1-in-2 | 2021 | 1 | 358.4358 | 372.6071 | 45.3379 | 64.7863 | 0
| All | All Customers | 4 | Monthly System Peak Day | SCE | 1-in-2 | 2021 | 2 | 349.8564 | 357.3363 | 45.2989 | 63.5506 | 0
| All | All Customers | 4 | Monthly System Peak Day | SCE | 1-in-2 | 2021 | 3 | 440.6395 | 451.2681 | 45.293 | 62.4604 | 0
| All | All Customers | 4 | Monthly System Peak Day | SCE | 1-in-2 | 2021 | 4 | 541.3569 | 556.5305 | 45.2798 | 61.4728 | 0
| All | All Customers | 4 | Monthly System Peak Day | SCE | 1-in-2 | 2021 | 5 | 525.7241 | 543.5974 | 45.2814 | 60.4898 | 0
| All | All Customers | 4 | Monthly System Peak Day | SCE | 1-in-2 | 2021 | 6 | 533.9277 | 556.0013 | 45.2678 | 59.5601 | 0
| All | All Customers | 4 | Monthly System Peak Day | SCE | 1-in-2 | 2021 | 7 | 546.7964 | 563.899 | 45.2757 | 58.9145 | 0
| All | All Customers | 4 | Monthly System Peak Day | SCE | 1-in-2 | 2021 | 8 | 565.4915 | 593.0869 | 45.3846 | 58.7164 | 0
| All | All Customers | 4 | Monthly System Peak Day | SCE | 1-in-2 | 2021 | 9 | 506.5537 | 543.3873 | 45.485 | 60.5697 | 0
| All | All Customers | 4 | Monthly System Peak Day | SCE | 1-in-2 | 2021 | 10 | 494.1334 | 515.5031 | 45.4007 | 64.9865 | 0
| All | All Customers | 4 | Monthly System Peak Day | SCE | 1-in-2 | 2021 | 11 | 482.687 | 498.0151 | 45.4519 | 70.5153 | 0
| All | All Customers | 4 | Monthly System Peak Day | SCE | 1-in-2 | 2021 | 12 | 473.6534 | 484.982 | 45.5022 | 75.5434 | 0
| All | All Customers | 4 | Monthly System Peak Day | SCE | 1-in-2 | 2021 | 13 | 394.5069 | 403.7265 | 45.5284 | 79.61 | 0
| All | All Customers | 4 | Monthly System Peak Day | SCE | 1-in-2 | 2021 | 14 | 358.954 | 365.2516 | 45.4881 | 82.1546 | 0
| All | All Customers | 4 | Monthly System Peak Day | SCE | 1-in-2 | 2021 | 15 | 317.5971 | 323.1649 | 45.4061 | 83.5285 | 0
| All | All Customers | 4 | Monthly System Peak Day | SCE | 1-in-2 | 2021 | 16 | 276.2136 | 278.4066 | 45.2989 | 84.0505 | 0
| All | All Customers | 4 | Monthly System Peak Day | SCE | 1-in-2 | 2021 | 17 | 253.1011 | 260.9298 | 45.1831 | 83.3182 | 0
| All | All Customers | 4 | Monthly System Peak Day | SCE | 1-in-2 | 2021 | 18 | 233.7364 | 240.0466 | 45.1918 | 83.0665 | 0
| All | All Customers | 4 | Monthly System Peak Day | SCE | 1-in-2 | 2021 | 19 | 220.596 | 225.5827 | 45.2725 | 81.6476 | 0
| All | All Customers | 4 | Monthly System Peak Day | SCE | 1-in-2 | 2021 | 20 | 215.6047 | 219.7449 | 45.1774 | 78.91 | 0
| All | All Customers | 4 | Monthly System Peak Day | SCE | 1-in-2 | 2021 | 21 | 224.5926 | 228.5765 | 45.1858 | 74.6659 | 0
| All | All Customers | 4 | Monthly System Peak Day | SCE | 1-in-2 | 2021 | 22 | 396.3992 | 419.1189 | 45.2863 | 71.5557 | 0
| All | All Customers | 4 | Monthly System Peak Day | SCE | 1-in-2 | 2021 | 23 | 390.098 | 414.084 | 45.3329 | 69.323 | 0
| All | All Customers | 4 | Monthly System Peak Day | SCE | 1-in-2 | 2021 | 24 | 408.2018 | 440.2461 | 45.377 | 66.977 | 0
| All | All Customers | 5 | Average Weekday | SCE | 1-in-2 | 2021 | 1 | 366.3751 | 380.8326 | 45.3502 | 60.1457 | 0
| All | All Customers | 5 | Average Weekday | SCE | 1-in-2 | 2021 | 2 | 359.2457 | 366.9178 | 45.3113 | 59.5142 | 0
| All | All Customers | 5 | Average Weekday | SCE | 1-in-2 | 2021 | 3 | 455.2458 | 465.7061 | 45.3053 | 58.9581 | 0
| All | All Customers | 5 | Average Weekday | SCE | 1-in-2 | 2021 | 4 | 555.0801 | 571.0746 | 45.2923 | 58.4379 | 0
| All | All Customers | 5 | Average Weekday | SCE | 1-in-2 | 2021 | 5 | 542.8146 | 561.6965 | 45.2939 | 58.0047 | 0
| All | All Customers | 5 | Average Weekday | SCE | 1-in-2 | 2021 | 6 | 546.1549 | 568.8823 | 45.2805 | 57.5861 | 0
| All | All Customers | 5 | Average Weekday | SCE | 1-in-2 | 2021 | 7 | 551.5702 | 568.4274 | 45.2888 | 57.2101 | 0
| All | All Customers | 5 | Average Weekday | SCE | 1-in-2 | 2021 | 8 | 577.0383 | 607.1116 | 45.3974 | 57.5194 | 0
| All | All Customers | 5 | Average Weekday | SCE | 1-in-2 | 2021 | 9 | 514.971 | 550.1089 | 45.4972 | 59.1608 | 0
| All | All Customers | 5 | Average Weekday | SCE | 1-in-2 | 2021 | 10 | 506.7588 | 528.6282 | 45.4126 | 61.3829 | 0
| All | All Customers | 5 | Average Weekday | SCE | 1-in-2 | 2021 | 11 | 496.8392 | 511.8396 | 45.4636 | 63.9673 | 0
| All | All Customers | 5 | Average Weekday | SCE | 1-in-2 | 2021 | 12 | 483.3951 | 494.6978 | 45.5138 | 66.3945 | 0
| All | All Customers | 5 | Average Weekday | SCE | 1-in-2 | 2021 | 13 | 404.2013 | 413.6339 | 45.5396 | 68.5273 | 0
| All | All Customers | 5 | Average Weekday | SCE | 1-in-2 | 2021 | 14 | 374.5746 | 380.9391 | 45.4992 | 70.1991 | 0
| All | All Customers | 5 | Average Weekday | SCE | 1-in-2 | 2021 | 15 | 338.3361 | 343.5756 | 45.4174 | 71.3669 | 0
| All | All Customers | 5 | Average Weekday | SCE | 1-in-2 | 2021 | 16 | 290.2913 | 292.3808 | 45.3109 | 71.9443 | 0
| All | All Customers | 5 | Average Weekday | SCE | 1-in-2 | 2021 | 17 | 260.9804 | 268.998 | 45.1883 | 71.9069 | 0
| All | All Customers | 5 | Average Weekday | SCE | 1-in-2 | 2021 | 18 | 245.5937 | 251.9715 | 45.1969 | 71.2705 | 0
| All | All Customers | 5 | Average Weekday | SCE | 1-in-2 | 2021 | 19 | 235.9344 | 241.1552 | 45.2694 | 69.9176 | 0
| All | All Customers | 5 | Average Weekday | SCE | 1-in-2 | 2021 | 20 | 228.2001 | 232.6111 | 45.1774 | 67.825 | 0
| All | All Customers | 5 | Average Weekday | SCE | 1-in-2 | 2021 | 21 | 239.7811 | 244.2695 | 45.1909 | 65.1177 | 0
| All | All Customers | 5 | Average Weekday | SCE | 1-in-2 | 2021 | 22 | 408.4913 | 431.7498 | 45.2994 | 62.9378 | 0
| All | All Customers | 5 | Average Weekday | SCE | 1-in-2 | 2021 | 23 | 408.5411 | 433.2689 | 45.3461 | 61.6894 | 0
| All | All Customers | 5 | Average Weekday | SCE | 1-in-2 | 2021 | 24 | 424.0077 | 456.8241 | 45.3896 | 60.763 | 0
| All | All Customers | 5 | Monthly System Peak Day | SCE | 1-in-2 | 2021 | 1 | 366.3751 | 380.8326 | 45.3502 | 65.1198 | 0
| All | All Customers | 5 | Monthly System Peak Day | SCE | 1-in-2 | 2021 | 2 | 359.2457 | 366.9178 | 45.3113 | 63.8179 | 0
| All | All Customers | 5 | Monthly System Peak Day | SCE | 1-in-2 | 2021 | 3 | 455.2458 | 465.7061 | 45.3053 | 62.7662 | 0
| All | All Customers | 5 | Monthly System Peak Day | SCE | 1-in-2 | 2021 | 4 | 555.0801 | 571.0746 | 45.2923 | 61.8959 | 0
| All | All Customers | 5 | Monthly System Peak Day | SCE | 1-in-2 | 2021 | 5 | 542.8146 | 561.6965 | 45.2939 | 60.8668 | 0
| All | All Customers | 5 | Monthly System Peak Day | SCE | 1-in-2 | 2021 | 6 | 546.1549 | 568.8823 | 45.2805 | 59.9669 | 0
| All | All Customers | 5 | Monthly System Peak Day | SCE | 1-in-2 | 2021 | 7 | 551.5702 | 568.4274 | 45.2888 | 59.3845 | 0
| All | All Customers | 5 | Monthly System Peak Day | SCE | 1-in-2 | 2021 | 8 | 577.0383 | 607.1116 | 45.3974 | 60.049 | 0
| All | All Customers | 5 | Monthly System Peak Day | SCE | 1-in-2 | 2021 | 9 | 514.971 | 550.1089 | 45.4972 | 63.2437 | 0
| All | All Customers | 5 | Monthly System Peak Day | SCE | 1-in-2 | 2021 | 10 | 506.7588 | 528.6282 | 45.4126 | 67.8343 | 0
| All | All Customers | 5 | Monthly System Peak Day | SCE | 1-in-2 | 2021 | 11 | 496.8392 | 511.8396 | 45.4636 | 72.8788 | 0
| All | All Customers | 5 | Monthly System Peak Day | SCE | 1-in-2 | 2021 | 12 | 483.3951 | 494.6978 | 45.5138 | 77.1882 | 0
| All | All Customers | 5 | Monthly System Peak Day | SCE | 1-in-2 | 2021 | 13 | 404.2013 | 413.6339 | 45.5396 | 80.2719 | 0
| All | All Customers | 5 | Monthly System Peak Day | SCE | 1-in-2 | 2021 | 14 | 374.5746 | 380.9391 | 45.4992 | 82.7789 | 0
| All | All Customers | 5 | Monthly System Peak Day | SCE | 1-in-2 | 2021 | 15 | 338.3361 | 343.5756 | 45.4174 | 83.8067 | 0
| All | All Customers | 5 | Monthly System Peak Day | SCE | 1-in-2 | 2021 | 16 | 290.2913 | 292.3808 | 45.3109 | 84.561 | 0
| All | All Customers | 5 | Monthly System Peak Day | SCE | 1-in-2 | 2021 | 17 | 260.9804 | 268.998 | 45.1883 | 84.6818 | 0
| All | All Customers | 5 | Monthly System Peak Day | SCE | 1-in-2 | 2021 | 18 | 245.5937 | 251.9715 | 45.1969 | 83.6385 | 0
| All | All Customers | 5 | Monthly System Peak Day | SCE | 1-in-2 | 2021 | 19 | 235.9344 | 241.1552 | 45.2694 | 81.5861 | 0
| All | All Customers | 5 | Monthly System Peak Day | SCE | 1-in-2 | 2021 | 20 | 228.2001 | 232.6111 | 45.1774 | 78.8553 | 0
| All | All Customers | 5 | Monthly System Peak Day | SCE | 1-in-2 | 2021 | 21 | 239.7811 | 244.2695 | 45.1909 | 74.8605 | 0
| All | All Customers | 5 | Monthly System Peak Day | SCE | 1-in-2 | 2021 | 22 | 408.4913 | 431.7498 | 45.2994 | 71.2586 | 0
| All | All Customers | 5 | Monthly System Peak Day | SCE | 1-in-2 | 2021 | 23 | 408.5411 | 433.2689 | 45.3461 | 69.2905 | 0
| All | All Customers | 5 | Monthly System Peak Day | SCE | 1-in-2 | 2021 | 24 | 424.0077 | 456.8241 | 45.3896 | 67.8911 | 0
| All | All Customers | 6 | Average Weekday | SCE | 1-in-2 | 2021 | 1 | 355.3201 | 384.0052 | 46.5345 | 63.3347 | 0
| All | All Customers | 6 | Average Weekday | SCE | 1-in-2 | 2021 | 2 | 342.412 | 368.2828 | 46.5101 | 62.4336 | 0
| All | All Customers | 6 | Average Weekday | SCE | 1-in-2 | 2021 | 3 | 433.1015 | 469.3308 | 46.5046 | 61.6495 | 0
| All | All Customers | 6 | Average Weekday | SCE | 1-in-2 | 2021 | 4 | 523.6851 | 574.8041 | 46.499 | 60.9868 | 0
| All | All Customers | 6 | Average Weekday | SCE | 1-in-2 | 2021 | 5 | 512.8038 | 566.3727 | 46.5076 | 60.4527 | 0
| All | All Customers | 6 | Average Weekday | SCE | 1-in-2 | 2021 | 6 | 531.7896 | 594.6768 | 46.5224 | 59.9373 | 0
| All | All Customers | 6 | Average Weekday | SCE | 1-in-2 | 2021 | 7 | 545.3065 | 588.8969 | 46.6458 | 59.5165 | 0
| All | All Customers | 6 | Average Weekday | SCE | 1-in-2 | 2021 | 8 | 566.8615 | 607.4489 | 46.5489 | 60.1751 | 0
| All | All Customers | 6 | Average Weekday | SCE | 1-in-2 | 2021 | 9 | 527.397 | 543.4319 | 46.5926 | 62.3426 | 0
| All | All Customers | 6 | Average Weekday | SCE | 1-in-2 | 2021 | 10 | 515.3044 | 524.7271 | 46.6375 | 65.1843 | 0
| All | All Customers | 6 | Average Weekday | SCE | 1-in-2 | 2021 | 11 | 497.1248 | 502.472 | 46.6865 | 68.3037 | 0
| All | All Customers | 6 | Average Weekday | SCE | 1-in-2 | 2021 | 12 | 488.4111 | 500.8388 | 46.7089 | 71.3783 | 0
| All | All Customers | 6 | Average Weekday | SCE | 1-in-2 | 2021 | 13 | 405.3076 | 430.8251 | 46.7588 | 73.8767 | 0
| All | All Customers | 6 | Average Weekday | SCE | 1-in-2 | 2021 | 14 | 374.5419 | 394.5604 | 46.7219 | 75.8974 | 0
| All | All Customers | 6 | Average Weekday | SCE | 1-in-2 | 2021 | 15 | 328.4096 | 345.6939 | 46.746 | 77.3669 | 0
| All | All Customers | 6 | Average Weekday | SCE | 1-in-2 | 2021 | 16 | 285.5269 | 298.0547 | 46.8007 | 78.0876 | 0
| All | All Customers | 6 | Average Weekday | SCE | 1-in-2 | 2021 | 17 | 260.422 | 265.554 | 46.7082 | 78.2813 | 0
| All | All Customers | 6 | Average Weekday | SCE | 1-in-2 | 2021 | 18 | 237.239 | 247.3605 | 46.7038 | 77.522 | 0
| All | All Customers | 6 | Average Weekday | SCE | 1-in-2 | 2021 | 19 | 222.8235 | 249.8122 | 64.5091 | 76.0725 | 0
| All | All Customers | 6 | Average Weekday | SCE | 1-in-2 | 2021 | 20 | 212.1822 | 239.4836 | 45.7778 | 73.9133 | 0
| All | All Customers | 6 | Average Weekday | SCE | 1-in-2 | 2021 | 21 | 229.4071 | 245.4035 | 46.6583 | 70.9037 | 0
| All | All Customers | 6 | Average Weekday | SCE | 1-in-2 | 2021 | 22 | 383.7836 | 436.1312 | 46.3834 | 67.7811 | 0
| All | All Customers | 6 | Average Weekday | SCE | 1-in-2 | 2021 | 23 | 402.5406 | 449.7412 | 46.4762 | 65.9071 | 0
| All | All Customers | 6 | Average Weekday | SCE | 1-in-2 | 2021 | 24 | 419.4324 | 466.7504 | 46.5253 | 64.6 | 0
| All | All Customers | 6 | Monthly System Peak Day | SCE | 1-in-2 | 2021 | 1 | 355.3201 | 383.9297 | 45.3378 | 66.2097 | 0
| All | All Customers | 6 | Monthly System Peak Day | SCE | 1-in-2 | 2021 | 2 | 342.412 | 361.7249 | 45.3404 | 65.3067 | 0
| All | All Customers | 6 | Monthly System Peak Day | SCE | 1-in-2 | 2021 | 3 | 433.1015 | 457.7416 | 45.3411 | 64.5444 | 0
| All | All Customers | 6 | Monthly System Peak Day | SCE | 1-in-2 | 2021 | 4 | 523.6851 | 555.0546 | 45.3411 | 63.7331 | 0
| All | All Customers | 6 | Monthly System Peak Day | SCE | 1-in-2 | 2021 | 5 | 512.8038 | 550.2522 | 45.3358 | 63.0681 | 0
| All | All Customers | 6 | Monthly System Peak Day | SCE | 1-in-2 | 2021 | 6 | 531.7896 | 577.1523 | 45.3257 | 62.309 | 0
| All | All Customers | 6 | Monthly System Peak Day | SCE | 1-in-2 | 2021 | 7 | 545.3065 | 569.8346 | 45.2981 | 61.7272 | 0
| All | All Customers | 6 | Monthly System Peak Day | SCE | 1-in-2 | 2021 | 8 | 566.8615 | 593.6882 | 45.3457 | 62.6254 | 0
| All | All Customers | 6 | Monthly System Peak Day | SCE | 1-in-2 | 2021 | 9 | 527.397 | 547.9358 | 45.3685 | 65.6219 | 0
| All | All Customers | 6 | Monthly System Peak Day | SCE | 1-in-2 | 2021 | 10 | 515.3044 | 529.0355 | 45.3582 | 69.9084 | 0
| All | All Customers | 6 | Monthly System Peak Day | SCE | 1-in-2 | 2021 | 11 | 497.1248 | 508.8878 | 45.3857 | 73.7067 | 0
| All | All Customers | 6 | Monthly System Peak Day | SCE | 1-in-2 | 2021 | 12 | 488.4111 | 502.9137 | 45.4153 | 76.9806 | 0
| All | All Customers | 6 | Monthly System Peak Day | SCE | 1-in-2 | 2021 | 13 | 405.3076 | 424.7489 | 45.4257 | 78.6684 | 0
| All | All Customers | 6 | Monthly System Peak Day | SCE | 1-in-2 | 2021 | 14 | 374.5419 | 390.9141 | 45.3989 | 80.1551 | 0
| All | All Customers | 6 | Monthly System Peak Day | SCE | 1-in-2 | 2021 | 15 | 328.4096 | 342.9077 | 45.3391 | 81.9574 | 0
| All | All Customers | 6 | Monthly System Peak Day | SCE | 1-in-2 | 2021 | 16 | 285.5269 | 288.1227 | 45.2925 | 83.0361 | 0
| All | All Customers | 6 | Monthly System Peak Day | SCE | 1-in-2 | 2021 | 17 | 260.422 | 269.449 | 45.5545 | 83.2226 | 0
| All | All Customers | 6 | Monthly System Peak Day | SCE | 1-in-2 | 2021 | 18 | 237.239 | 252.0755 | 45.5703 | 82.3696 | 0
| All | All Customers | 6 | Monthly System Peak Day | SCE | 1-in-2 | 2021 | 19 | 222.8235 | 246.6703 | 47.6636 | 80.113 | 0
| All | All Customers | 6 | Monthly System Peak Day | SCE | 1-in-2 | 2021 | 20 | 212.1822 | 231.9029 | 45.5562 | 77.1837 | 0
| All | All Customers | 6 | Monthly System Peak Day | SCE | 1-in-2 | 2021 | 21 | 229.4071 | 246.3154 | 45.7427 | 74.1464 | 0
| All | All Customers | 6 | Monthly System Peak Day | SCE | 1-in-2 | 2021 | 22 | 383.7836 | 417.3567 | 45.3795 | 71.4734 | 0
| All | All Customers | 6 | Monthly System Peak Day | SCE | 1-in-2 | 2021 | 23 | 402.5406 | 436.6057 | 45.3555 | 69.8039 | 0
| All | All Customers | 6 | Monthly System Peak Day | SCE | 1-in-2 | 2021 | 24 | 419.4324 | 461.0149 | 45.3458 | 68.3328 | 0
| All | All Customers | 7 | Average Weekday | SCE | 1-in-2 | 2021 | 1 | 356.849 | 384.0782 | 47.5744 | 68.1243 | 0
| All | All Customers | 7 | Average Weekday | SCE | 1-in-2 | 2021 | 2 | 356.5061 | 375.5143 | 47.5711 | 67.4089 | 0
| All | All Customers | 7 | Average Weekday | SCE | 1-in-2 | 2021 | 3 | 436.5352 | 462.2807 | 47.57 | 66.7668 | 0
| All | All Customers | 7 | Average Weekday | SCE | 1-in-2 | 2021 | 4 | 527.967 | 560.952 | 47.5678 | 66.2032 | 0
| All | All Customers | 7 | Average Weekday | SCE | 1-in-2 | 2021 | 5 | 520.5696 | 560.925 | 47.5648 | 65.7063 | 0
| All | All Customers | 7 | Average Weekday | SCE | 1-in-2 | 2021 | 6 | 524.5543 | 569.1119 | 47.5574 | 65.2472 | 0
| All | All Customers | 7 | Average Weekday | SCE | 1-in-2 | 2021 | 7 | 529.2192 | 551.1824 | 47.5559 | 64.9139 | 0
| All | All Customers | 7 | Average Weekday | SCE | 1-in-2 | 2021 | 8 | 547.8469 | 575.7934 | 47.5858 | 65.3722 | 0
| All | All Customers | 7 | Average Weekday | SCE | 1-in-2 | 2021 | 9 | 498.9296 | 517.7664 | 47.6185 | 67.4307 | 0
| All | All Customers | 7 | Average Weekday | SCE | 1-in-2 | 2021 | 10 | 488.8726 | 501.8214 | 47.6198 | 70.1693 | 0
| All | All Customers | 7 | Average Weekday | SCE | 1-in-2 | 2021 | 11 | 475.8434 | 487.2001 | 47.653 | 73.2355 | 0
| All | All Customers | 7 | Average Weekday | SCE | 1-in-2 | 2021 | 12 | 466.5558 | 481.1402 | 47.6848 | 76.3415 | 0
| All | All Customers | 7 | Average Weekday | SCE | 1-in-2 | 2021 | 13 | 385.3823 | 402.7629 | 47.699 | 78.8269 | 0
| All | All Customers | 7 | Average Weekday | SCE | 1-in-2 | 2021 | 14 | 356.8731 | 372.1783 | 47.67 | 80.7152 | 0
| All | All Customers | 7 | Average Weekday | SCE | 1-in-2 | 2021 | 15 | 316.8628 | 330.9102 | 47.6149 | 82.0515 | 0
| All | All Customers | 7 | Average Weekday | SCE | 1-in-2 | 2021 | 16 | 268.8395 | 269.7122 | 47.5751 | 82.5892 | 0
| All | All Customers | 7 | Average Weekday | SCE | 1-in-2 | 2021 | 17 | 247.551 | 255.433 | 47.9386 | 82.6471 | 0
| All | All Customers | 7 | Average Weekday | SCE | 1-in-2 | 2021 | 18 | 232.4057 | 244.7744 | 47.9558 | 81.8483 | 0
| All | All Customers | 7 | Average Weekday | SCE | 1-in-2 | 2021 | 19 | 220.1934 | 242.2789 | 48.4805 | 80.2734 | 0
| All | All Customers | 7 | Average Weekday | SCE | 1-in-2 | 2021 | 20 | 217.4025 | 232.7552 | 47.5986 | 78.0883 | 0
| All | All Customers | 7 | Average Weekday | SCE | 1-in-2 | 2021 | 21 | 238.9059 | 251.7708 | 47.9593 | 75.1032 | 0
| All | All Customers | 7 | Average Weekday | SCE | 1-in-2 | 2021 | 22 | 392.3536 | 427.726 | 47.5414 | 71.9933 | 0
| All | All Customers | 7 | Average Weekday | SCE | 1-in-2 | 2021 | 23 | 402.3922 | 432.9023 | 47.5578 | 70.1118 | 0
| All | All Customers | 7 | Average Weekday | SCE | 1-in-2 | 2021 | 24 | 415.1102 | 454.1855 | 47.5757 | 68.9207 | 0
| All | All Customers | 7 | Monthly System Peak Day | SCE | 1-in-2 | 2021 | 1 | 356.849 | 348.8384 | 47.5847 | 71.8638 | 0
| All | All Customers | 7 | Monthly System Peak Day | SCE | 1-in-2 | 2021 | 2 | 356.5061 | 328.6093 | 47.5725 | 71.0105 | 0
| All | All Customers | 7 | Monthly System Peak Day | SCE | 1-in-2 | 2021 | 3 | 436.5352 | 388.6045 | 47.5711 | 70.0679 | 0
| All | All Customers | 7 | Monthly System Peak Day | SCE | 1-in-2 | 2021 | 4 | 527.967 | 454.4119 | 47.568 | 69.3622 | 0
| All | All Customers | 7 | Monthly System Peak Day | SCE | 1-in-2 | 2021 | 5 | 520.5696 | 460.8238 | 47.5737 | 68.9796 | 0
| All | All Customers | 7 | Monthly System Peak Day | SCE | 1-in-2 | 2021 | 6 | 524.5543 | 486.5011 | 47.5833 | 68.5707 | 0
| All | All Customers | 7 | Monthly System Peak Day | SCE | 1-in-2 | 2021 | 7 | 529.2192 | 479.5727 | 47.6218 | 68.0494 | 0
| All | All Customers | 7 | Monthly System Peak Day | SCE | 1-in-2 | 2021 | 8 | 547.8469 | 506.6922 | 47.5996 | 68.5783 | 0
| All | All Customers | 7 | Monthly System Peak Day | SCE | 1-in-2 | 2021 | 9 | 498.9296 | 471.7193 | 47.6078 | 71.4768 | 0
| All | All Customers | 7 | Monthly System Peak Day | SCE | 1-in-2 | 2021 | 10 | 488.8726 | 451.7339 | 47.6025 | 75.3406 | 0
| All | All Customers | 7 | Monthly System Peak Day | SCE | 1-in-2 | 2021 | 11 | 475.8434 | 443.6614 | 47.615 | 79.281 | 0
| All | All Customers | 7 | Monthly System Peak Day | SCE | 1-in-2 | 2021 | 12 | 466.5558 | 433.9284 | 47.6274 | 82.9879 | 0
| All | All Customers | 7 | Monthly System Peak Day | SCE | 1-in-2 | 2021 | 13 | 385.3823 | 370.4926 | 47.6388 | 85.9598 | 0
| All | All Customers | 7 | Monthly System Peak Day | SCE | 1-in-2 | 2021 | 14 | 356.8731 | 341.8316 | 47.6309 | 87.6332 | 0
| All | All Customers | 7 | Monthly System Peak Day | SCE | 1-in-2 | 2021 | 15 | 316.8628 | 306.0128 | 47.638 | 89.3057 | 0
| All | All Customers | 7 | Monthly System Peak Day | SCE | 1-in-2 | 2021 | 16 | 268.8395 | 244.6335 | 47.6318 | 89.9238 | 0
| All | All Customers | 7 | Monthly System Peak Day | SCE | 1-in-2 | 2021 | 17 | 247.551 | 258.229 | 47.5621 | 90.7044 | 0
| All | All Customers | 7 | Monthly System Peak Day | SCE | 1-in-2 | 2021 | 18 | 232.4057 | 254.9967 | 47.6342 | 89.8839 | 0
| All | All Customers | 7 | Monthly System Peak Day | SCE | 1-in-2 | 2021 | 19 | 220.1934 | 215.7983 | 47.3202 | 87.8404 | 0
| All | All Customers | 7 | Monthly System Peak Day | SCE | 1-in-2 | 2021 | 20 | 217.4025 | 239.9279 | 47.1317 | 85.258 | 0
| All | All Customers | 7 | Monthly System Peak Day | SCE | 1-in-2 | 2021 | 21 | 238.9059 | 223.4056 | 48.0849 | 82.1522 | 0
| All | All Customers | 7 | Monthly System Peak Day | SCE | 1-in-2 | 2021 | 22 | 392.3536 | 374.7429 | 47.6617 | 78.5182 | 0
| All | All Customers | 7 | Monthly System Peak Day | SCE | 1-in-2 | 2021 | 23 | 402.3922 | 371.1682 | 47.5909 | 76.1399 | 0
| All | All Customers | 7 | Monthly System Peak Day | SCE | 1-in-2 | 2021 | 24 | 415.1102 | 391.6079 | 47.5901 | 74.359 | 0
| All | All Customers | 8 | Average Weekday | SCE | 1-in-2 | 2021 | 1 | 376.383 | 407.414 | 45.5068 | 68.6048 | 0
| All | All Customers | 8 | Average Weekday | SCE | 1-in-2 | 2021 | 2 | 364.0559 | 385.2484 | 45.5033 | 67.7051 | 0
| All | All Customers | 8 | Average Weekday | SCE | 1-in-2 | 2021 | 3 | 441.6804 | 466.2299 | 45.502 | 66.9073 | 0
| All | All Customers | 8 | Average Weekday | SCE | 1-in-2 | 2021 | 4 | 539.8822 | 568.6113 | 45.4993 | 66.1811 | 0
| All | All Customers | 8 | Average Weekday | SCE | 1-in-2 | 2021 | 5 | 525.4327 | 564.3321 | 45.4961 | 65.5312 | 0
| All | All Customers | 8 | Average Weekday | SCE | 1-in-2 | 2021 | 6 | 533.2749 | 579.2979 | 45.488 | 64.9865 | 0
| All | All Customers | 8 | Average Weekday | SCE | 1-in-2 | 2021 | 7 | 546.6002 | 573.9868 | 45.4913 | 64.5957 | 0
| All | All Customers | 8 | Average Weekday | SCE | 1-in-2 | 2021 | 8 | 558.2785 | 588.5763 | 45.5191 | 64.5927 | 0
| All | All Customers | 8 | Average Weekday | SCE | 1-in-2 | 2021 | 9 | 505.058 | 525.6123 | 45.5531 | 66.6332 | 0
| All | All Customers | 8 | Average Weekday | SCE | 1-in-2 | 2021 | 10 | 497.0668 | 510.9388 | 45.5588 | 69.8708 | 0
| All | All Customers | 8 | Average Weekday | SCE | 1-in-2 | 2021 | 11 | 480.2384 | 492.6187 | 45.5899 | 73.6852 | 0
| All | All Customers | 8 | Average Weekday | SCE | 1-in-2 | 2021 | 12 | 468.8549 | 483.9403 | 45.6168 | 77.4375 | 0
| All | All Customers | 8 | Average Weekday | SCE | 1-in-2 | 2021 | 13 | 395.4891 | 414.5874 | 45.6304 | 80.3669 | 0
| All | All Customers | 8 | Average Weekday | SCE | 1-in-2 | 2021 | 14 | 365.0223 | 381.5481 | 45.6027 | 82.5867 | 0
| All | All Customers | 8 | Average Weekday | SCE | 1-in-2 | 2021 | 15 | 324.8437 | 339.9677 | 45.5524 | 83.9652 | 0
| All | All Customers | 8 | Average Weekday | SCE | 1-in-2 | 2021 | 16 | 277.7842 | 281.9721 | 45.5168 | 84.4882 | 0
| All | All Customers | 8 | Average Weekday | SCE | 1-in-2 | 2021 | 17 | 258.1976 | 265.1003 | 45.8402 | 84.5142 | 0
| All | All Customers | 8 | Average Weekday | SCE | 1-in-2 | 2021 | 18 | 233.6442 | 247.2609 | 45.8839 | 83.6598 | 0
| All | All Customers | 8 | Average Weekday | SCE | 1-in-2 | 2021 | 19 | 221.7105 | 245.7295 | 46.6188 | 81.9995 | 0
| All | All Customers | 8 | Average Weekday | SCE | 1-in-2 | 2021 | 20 | 224.3937 | 243.9008 | 45.7194 | 79.4151 | 0
| All | All Customers | 8 | Average Weekday | SCE | 1-in-2 | 2021 | 21 | 249.5803 | 265.9473 | 45.989 | 75.7188 | 0
| All | All Customers | 8 | Average Weekday | SCE | 1-in-2 | 2021 | 22 | 405.7016 | 438.1913 | 45.4652 | 72.7525 | 0
| All | All Customers | 8 | Average Weekday | SCE | 1-in-2 | 2021 | 23 | 419.5401 | 455.0563 | 45.4818 | 70.9434 | 0
| All | All Customers | 8 | Average Weekday | SCE | 1-in-2 | 2021 | 24 | 435.7414 | 478.655 | 45.5057 | 69.6999 | 0
1 | All | All Customers | 8 | Monthly System Peak Day | SCE | 1-in-2 | 2021 | 1 | 376.383 | 369.8623 | 41.24 | 76.729 | 0
2 | All | All Customers | 8 | Monthly System Peak Day | SCE | 1-in-2 | 2021 | 2 | 364.0559 | 335.8164 | 41.2284 | 75.7112 | 0
3 | All | All Customers | 8 | Monthly System Peak Day | SCE | 1-in-2 | 2021 | 3 | 441.6804 | 396.0514 | 41.2274 | 75.0151 | 0
4 | All | All Customers | 8 | Monthly System Peak Day | SCE | 1-in-2 | 2021 | 4 | 539.8822 | 466.8349 | 41.2248 | 74.1331 | 0
5 | All | All Customers | 8 | Monthly System Peak Day | SCE | 1-in-2 | 2021 | 5 | 525.4327 | 469.1849 | 41.2302 | 73.4784 | 0
6 | All | All Customers | 8 | Monthly System Peak Day | SCE | 1-in-2 | 2021 | 6 | 533.2749 | 492.792 | 41.2401 | 73.0231 | 0
7 | All | All Customers | 8 | Monthly System Peak Day | SCE | 1-in-2 | 2021 | 7 | 546.6002 | 497.6698 | 41.2729 | 72.4765 | 0
8 | All | All Customers | 8 | Monthly System Peak Day | SCE | 1-in-2 | 2021 | 8 | 558.2785 | 516.1416 | 41.2531 | 72.4993 | 0
9 | All | All Customers | 8 | Monthly System Peak Day | SCE | 1-in-2 | 2021 | 9 | 505.058 | 480.4342 | 41.2607 | 74.4048 | 0
10 | All | All Customers | 8 | Monthly System Peak Day | SCE | 1-in-2 | 2021 | 10 | 497.0668 | 461.6871 | 41.2512 | 78.181 | 0
11 | All | All Customers | 8 | Monthly System Peak Day | SCE | 1-in-2 | 2021 | 11 | 480.2384 | 445.1563 | 41.2657 | 82.3488 | 0
12 | All | All Customers | 8 | Monthly System Peak Day | SCE | 1-in-2 | 2021 | 12 | 468.8549 | 434.7207 | 41.2834 | 85.8708 | 0
13 | All | All Customers | 8 | Monthly System Peak Day | SCE | 1-in-2 | 2021 | 13 | 395.4891 | 381.7589 | 41.2959 | 88.3284 | 0
14 | All | All Customers | 8 | Monthly System Peak Day | SCE | 1-in-2 | 2021 | 14 | 365.0223 | 351.4933 | 41.288 | 90.4758 | 0
15 | All | All Customers | 8 | Monthly System Peak Day | SCE | 1-in-2 | 2021 | 15 | 324.8437 | 316.0791 | 41.292 | 91.872 | 0
16 | All | All Customers | 8 | Monthly System Peak Day | SCE | 1-in-2 | 2021 | 16 | 277.7842 | 257.9973 | 41.278 | 91.7197 | 0
17 | All | All Customers | 8 | Monthly System Peak Day | SCE | 1-in-2 | 2021 | 17 | 258.1976 | 267.7424 | 41.1792 | 91.0049 | 0
18 | All | All Customers | 8 | Monthly System Peak Day | SCE | 1-in-2 | 2021 | 18 | 233.6442 | 258.2571 | 41.246 | 89.5054 | 0
19 | All | All Customers | 8 | Monthly System Peak Day | SCE | 1-in-2 | 2021 | 19 | 221.7105 | 218.627 | 41.0189 | 88.0806 | 0
20 | All | All Customers | 8 | Monthly System Peak Day | SCE | 1-in-2 | 2021 | 20 | 224.3937 | 214.5901 | 40.9141 | 86.4 | 0
21 | All | All Customers | 8 | Monthly System Peak Day | SCE | 1-in-2 | 2021 | 21 | 249.5803 | 229.4418 | 41.8319 | 82.8954 | 0
22 | All | All Customers | 8 | Monthly System Peak Day | SCE | 1-in-2 | 2021 | 22 | 405.7016 | 380.9203 | 41.341 | 79.7942 | 0
23 | All | All Customers | 8 | Monthly System Peak Day | SCE | 1-in-2 | 2021 | 23 | 419.5401 | 394.4744 | 41.2573 | 77.8258 | 0
24 | All | All Customers | 8 | Monthly System Peak Day | SCE | 1-in-2 | 2021 | 24 | 435.7414 | 416.3127 | 41.248 | 76.3618 | 0
| All | All Customers | 8 | Typical Event Day | SCE | 1-in-2 | 2021 | 1 | 376.383 | 369.8623 | 41.24 | 72.4861 | 0
| All | All Customers | 8 | Typical Event Day | SCE | 1-in-2 | 2021 | 2 | 364.0559 | 335.8164 | 41.2284 | 71.5249 | 0
| All | All Customers | 8 | Typical Event Day | SCE | 1-in-2 | 2021 | 3 | 441.6804 | 396.0514 | 41.2274 | 70.6941 | 0
| All | All Customers | 8 | Typical Event Day | SCE | 1-in-2 | 2021 | 4 | 539.8822 | 466.8349 | 41.2248 | 69.8869 | 0
| All | All Customers | 8 | Typical Event Day | SCE | 1-in-2 | 2021 | 5 | 525.4327 | 469.1849 | 41.2302 | 69.2133 | 0
| All | All Customers | 8 | Typical Event Day | SCE | 1-in-2 | 2021 | 6 | 533.2749 | 492.792 | 41.2401 | 68.6247 | 0
| All | All Customers | 8 | Typical Event Day | SCE | 1-in-2 | 2021 | 7 | 546.6002 | 497.6698 | 41.2729 | 68.1379 | 0
| All | All Customers | 8 | Typical Event Day | SCE | 1-in-2 | 2021 | 8 | 558.2785 | 516.1416 | 41.2531 | 68.4562 | 0
| All | All Customers | 8 | Typical Event Day | SCE | 1-in-2 | 2021 | 9 | 505.058 | 480.4342 | 41.2607 | 70.9203 | 0
| All | All Customers | 8 | Typical Event Day | SCE | 1-in-2 | 2021 | 10 | 497.0668 | 461.6871 | 41.2512 | 75.0162 | 0
| All | All Customers | 8 | Typical Event Day | SCE | 1-in-2 | 2021 | 11 | 480.2384 | 445.1563 | 41.2657 | 79.3024 | 0
| All | All Customers | 8 | Typical Event Day | SCE | 1-in-2 | 2021 | 12 | 468.8549 | 434.7207 | 41.2834 | 83.1312 | 0
| All | All Customers | 8 | Typical Event Day | SCE | 1-in-2 | 2021 | 13 | 395.4891 | 381.7589 | 41.2959 | 85.912 | 0
| All | All Customers | 8 | Typical Event Day | SCE | 1-in-2 | 2021 | 14 | 365.0223 | 351.4933 | 41.288 | 87.9349 | 0
| All | All Customers | 8 | Typical Event Day | SCE | 1-in-2 | 2021 | 15 | 324.8437 | 316.0791 | 41.292 | 89.4513 | 0
| All | All Customers | 8 | Typical Event Day | SCE | 1-in-2 | 2021 | 16 | 277.7842 | 257.9973 | 41.278 | 89.7042 | 0
| All | All Customers | 8 | Typical Event Day | SCE | 1-in-2 | 2021 | 17 | 258.1976 | 267.7424 | 41.1792 | 89.701 | 0
| All | All Customers | 8 | Typical Event Day | SCE | 1-in-2 | 2021 | 18 | 233.6442 | 258.2571 | 41.246 | 88.7098 | 0
| All | All Customers | 8 | Typical Event Day | SCE | 1-in-2 | 2021 | 19 | 221.7105 | 218.627 | 41.0189 | 87.0032 | 0
| All | All Customers | 8 | Typical Event Day | SCE | 1-in-2 | 2021 | 20 | 224.3937 | 214.5901 | 40.9141 | 84.6105 | 0
| All | All Customers | 8 | Typical Event Day | SCE | 1-in-2 | 2021 | 21 | 249.5803 | 229.4418 | 41.8319 | 81.2896 | 0
| All | All Customers | 8 | Typical Event Day | SCE | 1-in-2 | 2021 | 22 | 405.7016 | 380.9203 | 41.341 | 78.334 | 0
| All | All Customers | 8 | Typical Event Day | SCE | 1-in-2 | 2021 | 23 | 419.5401 | 394.4744 | 41.2573 | 76.345 | 0
| All | All Customers | 8 | Typical Event Day | SCE | 1-in-2 | 2021 | 24 | 435.7414 | 416.3127 | 41.248 | 74.6513 | 0
| All | All Customers | 9 | Average Weekday | SCE | 1-in-2 | 2021 | 1 | 347.2395 | 367.6091 | 47.6917 | 68.2248 | 0
| All | All Customers | 9 | Average Weekday | SCE | 1-in-2 | 2021 | 2 | 345.9847 | 356.1077 | 47.688 | 67.3747 | 0
| All | All Customers | 9 | Average Weekday | SCE | 1-in-2 | 2021 | 3 | 435.5909 | 441.9215 | 47.6867 | 66.6469 | 0
| All | All Customers | 9 | Average Weekday | SCE | 1-in-2 | 2021 | 4 | 536.2734 | 546.3263 | 47.6856 | 65.9978 | 0
| All | All Customers | 9 | Average Weekday | SCE | 1-in-2 | 2021 | 5 | 511.0069 | 528.1779 | 47.6823 | 65.4474 | 0
| All | All Customers | 9 | Average Weekday | SCE | 1-in-2 | 2021 | 6 | 508.0809 | 535.2654 | 47.6753 | 64.9529 | 0
| All | All Customers | 9 | Average Weekday | SCE | 1-in-2 | 2021 | 7 | 531.7985 | 550.1357 | 47.6662 | 64.5849 | 0
| All | All Customers | 9 | Average Weekday | SCE | 1-in-2 | 2021 | 8 | 533.1165 | 549.4662 | 47.6988 | 64.395 | 0
| All | All Customers | 9 | Average Weekday | SCE | 1-in-2 | 2021 | 9 | 477.131 | 493.966 | 47.733 | 65.5182 | 0
| All | All Customers | 9 | Average Weekday | SCE | 1-in-2 | 2021 | 10 | 475.6168 | 484.9341 | 47.7325 | 68.2871 | 0
| All | All Customers | 9 | Average Weekday | SCE | 1-in-2 | 2021 | 11 | 462.6697 | 471.252 | 47.7716 | 71.8009 | 0
| All | All Customers | 9 | Average Weekday | SCE | 1-in-2 | 2021 | 12 | 454.2698 | 463.2581 | 47.8107 | 75.3148 | 0
| All | All Customers | 9 | Average Weekday | SCE | 1-in-2 | 2021 | 13 | 389.0659 | 399.7334 | 47.8275 | 78.1724 | 0
| All | All Customers | 9 | Average Weekday | SCE | 1-in-2 | 2021 | 14 | 356.046 | 366.1092 | 47.7958 | 80.1734 | 0
| All | All Customers | 9 | Average Weekday | SCE | 1-in-2 | 2021 | 15 | 322.7452 | 332.466 | 47.7314 | 81.3344 | 0
| All | All Customers | 9 | Average Weekday | SCE | 1-in-2 | 2021 | 16 | 290.9496 | 290.3062 | 47.685 | 81.812 | 0
| All | All Customers | 9 | Average Weekday | SCE | 1-in-2 | 2021 | 17 | 261.3267 | 274.134 | 47.9074 | 81.5813 | 0
| All | All Customers | 9 | Average Weekday | SCE | 1-in-2 | 2021 | 18 | 241.5967 | 259.3184 | 47.8425 | 80.5863 | 0
| All | All Customers | 9 | Average Weekday | SCE | 1-in-2 | 2021 | 19 | 245.9864 | 257.34 | 48.8923 | 78.8037 | 0
| All | All Customers | 9 | Average Weekday | SCE | 1-in-2 | 2021 | 20 | 249.4128 | 257.9892 | 47.6322 | 75.9106 | 0
| All | All Customers | 9 | Average Weekday | SCE | 1-in-2 | 2021 | 21 | 266.394 | 276.9034 | 47.7388 | 72.9426 | 0
| All | All Customers | 9 | Average Weekday | SCE | 1-in-2 | 2021 | 22 | 404.9574 | 427.7901 | 47.641 | 71.2201 | 0
| All | All Customers | 9 | Average Weekday | SCE | 1-in-2 | 2021 | 23 | 399.0825 | 421.7736 | 47.6883 | 69.9888 | 0
| All | All Customers | 9 | Average Weekday | SCE | 1-in-2 | 2021 | 24 | 406.1051 | 436.6227 | 47.6965 | 68.9206 | 0
| All | All Customers | 9 | Monthly System Peak Day | SCE | 1-in-2 | 2021 | 1 | 347.2395 | 330.1033 | 47.7583 | 75.2302 | 0
| All | All Customers | 9 | Monthly System Peak Day | SCE | 1-in-2 | 2021 | 2 | 345.9847 | 309.6624 | 47.7473 | 74.1473 | 0
| All | All Customers | 9 | Monthly System Peak Day | SCE | 1-in-2 | 2021 | 3 | 435.5909 | 374.0787 | 47.746 | 73.2171 | 0
| All | All Customers | 9 | Monthly System Peak Day | SCE | 1-in-2 | 2021 | 4 | 536.2734 | 435.7408 | 47.7422 | 72.3767 | 0
| All | All Customers | 9 | Monthly System Peak Day | SCE | 1-in-2 | 2021 | 5 | 511.0069 | 424.0256 | 47.7471 | 71.3744 | 0
| All | All Customers | 9 | Monthly System Peak Day | SCE | 1-in-2 | 2021 | 6 | 508.0809 | 436.3393 | 47.7546 | 70.647 | 0
| All | All Customers | 9 | Monthly System Peak Day | SCE | 1-in-2 | 2021 | 7 | 531.7985 | 461.7329 | 47.7976 | 70.3486 | 0
| All | All Customers | 9 | Monthly System Peak Day | SCE | 1-in-2 | 2021 | 8 | 533.1165 | 464.1166 | 47.7752 | 70.1718 | 0
| All | All Customers | 9 | Monthly System Peak Day | SCE | 1-in-2 | 2021 | 9 | 477.131 | 445.23 | 47.7838 | 72.2417 | 0
| All | All Customers | 9 | Monthly System Peak Day | SCE | 1-in-2 | 2021 | 10 | 475.6168 | 430.4352 | 47.7836 | 76.6962 | 0
| All | All Customers | 9 | Monthly System Peak Day | SCE | 1-in-2 | 2021 | 11 | 462.6697 | 419.8296 | 47.7907 | 81.9531 | 0
| All | All Customers | 9 | Monthly System Peak Day | SCE | 1-in-2 | 2021 | 12 | 454.2698 | 411.4263 | 47.794 | 86.7778 | 0
| All | All Customers | 9 | Monthly System Peak Day | SCE | 1-in-2 | 2021 | 13 | 389.0659 | 360.1165 | 47.8025 | 90.8267 | 0
| All | All Customers | 9 | Monthly System Peak Day | SCE | 1-in-2 | 2021 | 14 | 356.046 | 330.3454 | 47.7962 | 93.6136 | 0
| All | All Customers | 9 | Monthly System Peak Day | SCE | 1-in-2 | 2021 | 15 | 322.7452 | 304.0219 | 47.8097 | 94.781 | 0
| All | All Customers | 9 | Monthly System Peak Day | SCE | 1-in-2 | 2021 | 16 | 290.9496 | 260.6318 | 47.8126 | 94.2312 | 0
| All | All Customers | 9 | Monthly System Peak Day | SCE | 1-in-2 | 2021 | 17 | 261.3267 | 272.1432 | 47.7433 | 93.9331 | 0
| All | All Customers | 9 | Monthly System Peak Day | SCE | 1-in-2 | 2021 | 18 | 241.5967 | 265.3864 | 47.7493 | 93.1571 | 0
| All | All Customers | 9 | Monthly System Peak Day | SCE | 1-in-2 | 2021 | 19 | 245.9864 | 217.0879 | 48.169 | 92.0918 | 0
| All | All Customers | 9 | Monthly System Peak Day | SCE | 1-in-2 | 2021 | 20 | 249.4128 | 211.1929 | 47.1048 | 89.7033 | 0
| All | All Customers | 9 | Monthly System Peak Day | SCE | 1-in-2 | 2021 | 21 | 266.394 | 234.7366 | 47.8674 | 86.0369 | 0
| All | All Customers | 9 | Monthly System Peak Day | SCE | 1-in-2 | 2021 | 22 | 404.9574 | 362.9208 | 47.8316 | 83.6113 | 0
| All | All Customers | 9 | Monthly System Peak Day | SCE | 1-in-2 | 2021 | 23 | 399.0825 | 354.2173 | 47.7474 | 81.6711 | 0
| All | All Customers | 9 | Monthly System Peak Day | SCE | 1-in-2 | 2021 | 24 | 406.1051 | 369.3505 | 47.7593 | 79.6122 | 0
| All | All Customers | 10 | Average Weekday | SCE | 1-in-2 | 2021 | 1 | 371.1865 | 384.8452 | 45.4225 | 63.1078 | 0
| All | All Customers | 10 | Average Weekday | SCE | 1-in-2 | 2021 | 2 | 353.9167 | 360.987 | 45.3454 | 62.2306 | 0
| All | All Customers | 10 | Average Weekday | SCE | 1-in-2 | 2021 | 3 | 439.6461 | 449.658 | 45.3343 | 61.3429 | 0
| All | All Customers | 10 | Average Weekday | SCE | 1-in-2 | 2021 | 4 | 543.7503 | 558.6776 | 45.3075 | 60.6521 | 0
| All | All Customers | 10 | Average Weekday | SCE | 1-in-2 | 2021 | 5 | 558.2688 | 575.1937 | 45.3111 | 59.9614 | 0
| All | All Customers | 10 | Average Weekday | SCE | 1-in-2 | 2021 | 6 | 564.6005 | 585.6846 | 45.2831 | 59.4727 | 0
| All | All Customers | 10 | Average Weekday | SCE | 1-in-2 | 2021 | 7 | 572.894 | 588.3666 | 45.2922 | 59.0885 | 0
| All | All Customers | 10 | Average Weekday | SCE | 1-in-2 | 2021 | 8 | 598.6214 | 620.907 | 45.5043 | 58.8572 | 0
| All | All Customers | 10 | Average Weekday | SCE | 1-in-2 | 2021 | 9 | 546.4425 | 581.7378 | 45.721 | 59.2786 | 0
| All | All Customers | 10 | Average Weekday | SCE | 1-in-2 | 2021 | 10 | 533.1506 | 553.1055 | 45.5427 | 61.808 | 0
| All | All Customers | 10 | Average Weekday | SCE | 1-in-2 | 2021 | 11 | 528.3047 | 543.1378 | 45.651 | 65.2524 | 0
| All | All Customers | 10 | Average Weekday | SCE | 1-in-2 | 2021 | 12 | 511.6673 | 520.9749 | 45.7692 | 68.7871 | 0
| All | All Customers | 10 | Average Weekday | SCE | 1-in-2 | 2021 | 13 | 422.7613 | 431.6153 | 45.8473 | 71.7612 | 0
| All | All Customers | 10 | Average Weekday | SCE | 1-in-2 | 2021 | 14 | 370.3944 | 376.4575 | 45.7568 | 73.8981 | 0
| All | All Customers | 10 | Average Weekday | SCE | 1-in-2 | 2021 | 15 | 332.4633 | 337.7206 | 45.576 | 75.2877 | 0
| All | All Customers | 10 | Average Weekday | SCE | 1-in-2 | 2021 | 16 | 285.8776 | 288.0838 | 45.3454 | 76.0881 | 0
| All | All Customers | 10 | Average Weekday | SCE | 1-in-2 | 2021 | 17 | 264.2627 | 271.4863 | 45.1846 | 75.9371 | 0
| All | All Customers | 10 | Average Weekday | SCE | 1-in-2 | 2021 | 18 | 255.5826 | 261.4096 | 45.2048 | 74.9092 | 0
| All | All Customers | 10 | Average Weekday | SCE | 1-in-2 | 2021 | 19 | 247.1247 | 252.2002 | 45.6382 | 72.9505 | 0
| All | All Customers | 10 | Average Weekday | SCE | 1-in-2 | 2021 | 20 | 250.508 | 255.0406 | 45.1774 | 70.0551 | 0
| All | All Customers | 10 | Average Weekday | SCE | 1-in-2 | 2021 | 21 | 259.3864 | 264.2939 | 45.2013 | 67.8774 | 0
| All | All Customers | 10 | Average Weekday | SCE | 1-in-2 | 2021 | 22 | 426.8698 | 448.8692 | 45.3204 | 66.2813 | 0
| All | All Customers | 10 | Average Weekday | SCE | 1-in-2 | 2021 | 23 | 407.7614 | 430.973 | 45.4043 | 65.0082 | 0
| All | All Customers | 10 | Average Weekday | SCE | 1-in-2 | 2021 | 24 | 413.2777 | 444.8482 | 45.4978 | 63.8932 | 0
| All | All Customers | 10 | Monthly System Peak Day | SCE | 1-in-2 | 2021 | 1 | 371.1865 | 398.8517 | 45.1083 | 71.8962 | 0
| All | All Customers | 10 | Monthly System Peak Day | SCE | 1-in-2 | 2021 | 2 | 353.9167 | 368.3291 | 45.1439 | 70.4043 | 0
| All | All Customers | 10 | Monthly System Peak Day | SCE | 1-in-2 | 2021 | 3 | 439.6461 | 457.5157 | 45.1493 | 68.1625 | 0
| All | All Customers | 10 | Monthly System Peak Day | SCE | 1-in-2 | 2021 | 4 | 543.7503 | 563.6767 | 45.1663 | 67.3048 | 0
| All | All Customers | 10 | Monthly System Peak Day | SCE | 1-in-2 | 2021 | 5 | 558.2688 | 582.7142 | 45.1631 | 66.6615 | 0
| All | All Customers | 10 | Monthly System Peak Day | SCE | 1-in-2 | 2021 | 6 | 564.6005 | 586.9094 | 45.1832 | 66.0378 | 0
| All | All Customers | 10 | Monthly System Peak Day | SCE | 1-in-2 | 2021 | 7 | 572.894 | 585.9906 | 45.1873 | 65.2515 | 0
| All | All Customers | 10 | Monthly System Peak Day | SCE | 1-in-2 | 2021 | 8 | 598.6214 | 635.2872 | 45.0893 | 65.0625 | 0
| All | All Customers | 10 | Monthly System Peak Day | SCE | 1-in-2 | 2021 | 9 | 546.4425 | 592.5554 | 45.0616 | 65.933 | 0
| All | All Customers | 10 | Monthly System Peak Day | SCE | 1-in-2 | 2021 | 10 | 533.1506 | 558.5323 | 45.1047 | 70.1461 | 0
| All | All Customers | 10 | Monthly System Peak Day | SCE | 1-in-2 | 2021 | 11 | 528.3047 | 552.7933 | 45.1331 | 76.4511 | 0
| All | All Customers | 10 | Monthly System Peak Day | SCE | 1-in-2 | 2021 | 12 | 511.6673 | 533.96 | 45.1892 | 82.4643 | 0
| All | All Customers | 10 | Monthly System Peak Day | SCE | 1-in-2 | 2021 | 13 | 422.7613 | 435.5052 | 45.2418 | 86.6366 | 0
| All | All Customers | 10 | Monthly System Peak Day | SCE | 1-in-2 | 2021 | 14 | 370.3944 | 377.5373 | 45.1913 | 89.0965 | 0
| All | All Customers | 10 | Monthly System Peak Day | SCE | 1-in-2 | 2021 | 15 | 332.4633 | 337.2118 | 45.1241 | 90.3652 | 0
| All | All Customers | 10 | Monthly System Peak Day | SCE | 1-in-2 | 2021 | 16 | 285.8776 | 285.8576 | 45.1523 | 90.8787 | 0
| All | All Customers | 10 | Monthly System Peak Day | SCE | 1-in-2 | 2021 | 17 | 264.2627 | 271.709 | 45.1596 | 90.5482 | 0
| All | All Customers | 10 | Monthly System Peak Day | SCE | 1-in-2 | 2021 | 18 | 255.5826 | 262.2001 | 45.1472 | 89.5589 | 0
| All | All Customers | 10 | Monthly System Peak Day | SCE | 1-in-2 | 2021 | 19 | 247.1247 | 250.9808 | 45.748 | 87.8291 | 0
| All | All Customers | 10 | Monthly System Peak Day | SCE | 1-in-2 | 2021 | 20 | 250.508 | 254.0587 | 45.1772 | 84.3371 | 0
| All | All Customers | 10 | Monthly System Peak Day | SCE | 1-in-2 | 2021 | 21 | 259.3864 | 265.1437 | 45.2492 | 81.1782 | 0
| All | All Customers | 10 | Monthly System Peak Day | SCE | 1-in-2 | 2021 | 22 | 426.8698 | 449.0834 | 45.1561 | 78.8058 | 0
| All | All Customers | 10 | Monthly System Peak Day | SCE | 1-in-2 | 2021 | 23 | 407.7614 | 435.5776 | 45.12 | 76.234 | 0
| All | All Customers | 10 | Monthly System Peak Day | SCE | 1-in-2 | 2021 | 24 | 413.2777 | 464.9563 | 45.0813 | 74.6523 | 0
| All | All Customers | 11 | Average Weekday | SCE | 1-in-2 | 2021 | 1 | 348.2341 | 356.443 | 45.3412 | 57.097 | 0
| All | All Customers | 11 | Average Weekday | SCE | 1-in-2 | 2021 | 2 | 335.091 | 341.5912 | 45.3313 | 56.2395 | 0
| All | All Customers | 11 | Average Weekday | SCE | 1-in-2 | 2021 | 3 | 420.3365 | 431.9428 | 45.3122 | 55.5321 | 0
| All | All Customers | 11 | Average Weekday | SCE | 1-in-2 | 2021 | 4 | 532.2784 | 550.442 | 45.3149 | 54.9319 | 0
| All | All Customers | 11 | Average Weekday | SCE | 1-in-2 | 2021 | 5 | 532.1165 | 560.9623 | 45.2972 | 54.3851 | 0
| All | All Customers | 11 | Average Weekday | SCE | 1-in-2 | 2021 | 6 | 541.5214 | 577.2585 | 45.3026 | 53.8723 | 0
| All | All Customers | 11 | Average Weekday | SCE | 1-in-2 | 2021 | 7 | 554.0632 | 570.2098 | 45.4438 | 53.6302 | 0
| All | All Customers | 11 | Average Weekday | SCE | 1-in-2 | 2021 | 8 | 568.441 | 581.6371 | 45.5909 | 53.5519 | 0
| All | All Customers | 11 | Average Weekday | SCE | 1-in-2 | 2021 | 9 | 520.9741 | 546.0495 | 45.4755 | 55.1501 | 0
| All | All Customers | 11 | Average Weekday | SCE | 1-in-2 | 2021 | 10 | 507.5777 | 521.8252 | 45.5432 | 58.5803 | 0
| All | All Customers | 11 | Average Weekday | SCE | 1-in-2 | 2021 | 11 | 494.4097 | 503.8361 | 45.6275 | 62.3808 | 0
| All | All Customers | 11 | Average Weekday | SCE | 1-in-2 | 2021 | 12 | 482.8876 | 489.0749 | 45.6852 | 65.6261 | 0
| All | All Customers | 11 | Average Weekday | SCE | 1-in-2 | 2021 | 13 | 401.9468 | 411.7001 | 45.6367 | 67.9906 | 0
| All | All Customers | 11 | Average Weekday | SCE | 1-in-2 | 2021 | 14 | 362.1172 | 369.28 | 45.5274 | 69.4818 | 0
| All | All Customers | 11 | Average Weekday | SCE | 1-in-2 | 2021 | 15 | 314.8501 | 321.9832 | 45.3614 | 70.3008 | 0
| All | All Customers | 11 | Average Weekday | SCE | 1-in-2 | 2021 | 16 | 275.6743 | 277.4856 | 45.3565 | 70.3572 | 0
| All | All Customers | 11 | Average Weekday | SCE | 1-in-2 | 2021 | 17 | 253.0886 | 259.5109 | 45.2058 | 69.4195 | 0
| All | All Customers | 11 | Average Weekday | SCE | 1-in-2 | 2021 | 18 | 241.4195 | 247.983 | 45.2585 | 67.259 | 0
| All | All Customers | 11 | Average Weekday | SCE | 1-in-2 | 2021 | 19 | 235.6688 | 240.5458 | 45.1768 | 64.7932 | 0
| All | All Customers | 11 | Average Weekday | SCE | 1-in-2 | 2021 | 20 | 236.9876 | 309.4643 | 51.5501 | 62.9626 | 0
| All | All Customers | 11 | Average Weekday | SCE | 1-in-2 | 2021 | 21 | 239.8998 | 245.9925 | 45.226 | 61.4319 | 0
| All | All Customers | 11 | Average Weekday | SCE | 1-in-2 | 2021 | 22 | 401.0886 | 420.5974 | 45.3663 | 60.0821 | 0
| All | All Customers | 11 | Average Weekday | SCE | 1-in-2 | 2021 | 23 | 382.8155 | 399.327 | 45.4363 | 58.91 | 0
| All | All Customers | 11 | Average Weekday | SCE | 1-in-2 | 2021 | 24 | 387.0806 | 403.1875 | 45.3943 | 57.9723 | 0
| All | All Customers | 11 | Monthly System Peak Day | SCE | 1-in-2 | 2021 | 1 | 348.2341 | 364.4982 | 45.1586 | 63.6961 | 0
| All | All Customers | 11 | Monthly System Peak Day | SCE | 1-in-2 | 2021 | 2 | 335.091 | 347.8824 | 45.1586 | 62.2587 | 0
| All | All Customers | 11 | Monthly System Peak Day | SCE | 1-in-2 | 2021 | 3 | 420.3365 | 437.6263 | 45.1792 | 61.2894 | 0
| All | All Customers | 11 | Monthly System Peak Day | SCE | 1-in-2 | 2021 | 4 | 532.2784 | 556.4961 | 45.1735 | 60.4635 | 0
| All | All Customers | 11 | Monthly System Peak Day | SCE | 1-in-2 | 2021 | 5 | 532.1165 | 565.3136 | 45.1994 | 59.6652 | 0
| All | All Customers | 11 | Monthly System Peak Day | SCE | 1-in-2 | 2021 | 6 | 541.5214 | 579.6476 | 45.1961 | 58.6302 | 0
| All | All Customers | 11 | Monthly System Peak Day | SCE | 1-in-2 | 2021 | 7 | 554.0632 | 571.0341 | 45.0634 | 58.3757 | 0
| All | All Customers | 11 | Monthly System Peak Day | SCE | 1-in-2 | 2021 | 8 | 568.441 | 607.2266 | 45.0387 | 58.0452 | 0
| All | All Customers | 11 | Monthly System Peak Day | SCE | 1-in-2 | 2021 | 9 | 520.9741 | 554.1464 | 45.1329 | 60.3861 | 0
| All | All Customers | 11 | Monthly System Peak Day | SCE | 1-in-2 | 2021 | 10 | 507.5777 | 530.4923 | 45.1175 | 65.4171 | 0
| All | All Customers | 11 | Monthly System Peak Day | SCE | 1-in-2 | 2021 | 11 | 494.4097 | 517.0534 | 45.1974 | 71.7569 | 0
| All | All Customers | 11 | Monthly System Peak Day | SCE | 1-in-2 | 2021 | 12 | 482.8876 | 504.3255 | 45.3056 | 77.5791 | 0
| All | All Customers | 11 | Monthly System Peak Day | SCE | 1-in-2 | 2021 | 13 | 401.9468 | 415.3435 | 45.2954 | 81.6227 | 0
| All | All Customers | 11 | Monthly System Peak Day | SCE | 1-in-2 | 2021 | 14 | 362.1172 | 368.8983 | 45.2017 | 84.1448 | 0
| All | All Customers | 11 | Monthly System Peak Day | SCE | 1-in-2 | 2021 | 15 | 314.8501 | 321.6361 | 45.1918 | 85.3594 | 0
| All | All Customers | 11 | Monthly System Peak Day | SCE | 1-in-2 | 2021 | 16 | 275.6743 | 275.2757 | 45.1481 | 85.3616 | 0
| All | All Customers | 11 | Monthly System Peak Day | SCE | 1-in-2 | 2021 | 17 | 253.0886 | 260.5829 | 45.1448 | 84.0997 | 0
| All | All Customers | 11 | Monthly System Peak Day | SCE | 1-in-2 | 2021 | 18 | 241.4195 | 250.4218 | 45.1053 | 81.2779 | 0
| All | All Customers | 11 | Monthly System Peak Day | SCE | 1-in-2 | 2021 | 19 | 235.6688 | 240.1319 | 45.1766 | 77.5579 | 0
| All | All Customers | 11 | Monthly System Peak Day | SCE | 1-in-2 | 2021 | 20 | 236.9876 | 365.0141 | 55.2006 | 74.9178 | 0
| All | All Customers | 11 | Monthly System Peak Day | SCE | 1-in-2 | 2021 | 21 | 239.8998 | 246.6562 | 45.273 | 72.6122 | 0
| All | All Customers | 11 | Monthly System Peak Day | SCE | 1-in-2 | 2021 | 22 | 401.0886 | 422.8108 | 45.1133 | 70.6432 | 0
| All | All Customers | 11 | Monthly System Peak Day | SCE | 1-in-2 | 2021 | 23 | 382.8155 | 406.7378 | 45.0777 | 68.8396 | 0
| All | All Customers | 11 | Monthly System Peak Day | SCE | 1-in-2 | 2021 | 24 | 387.0806 | 417.4409 | 45.1213 | 67.2187 | 0
| All | All Customers | 12 | Average Weekday | SCE | 1-in-2 | 2021 | 1 | 387.5365 | 395.5743 | 45.2481 | 51.0993 | 0
| All | All Customers | 12 | Average Weekday | SCE | 1-in-2 | 2021 | 2 | 374.3773 | 381.3907 | 45.2437 | 50.4096 | 0
| All | All Customers | 12 | Average Weekday | SCE | 1-in-2 | 2021 | 3 | 458.9763 | 470.2476 | 45.243 | 49.8263 | 0
| All | All Customers | 12 | Average Weekday | SCE | 1-in-2 | 2021 | 4 | 573.931 | 591.4709 | 45.2421 | 49.2979 | 0
| All | All Customers | 12 | Average Weekday | SCE | 1-in-2 | 2021 | 5 | 574.482 | 604.4333 | 45.2434 | 48.8154 | 0
| All | All Customers | 12 | Average Weekday | SCE | 1-in-2 | 2021 | 6 | 570.4874 | 608.9642 | 45.2451 | 48.2936 | 0
| All | All Customers | 12 | Average Weekday | SCE | 1-in-2 | 2021 | 7 | 578.0023 | 594.765 | 45.2487 | 47.946 | 0
| All | All Customers | 12 | Average Weekday | SCE | 1-in-2 | 2021 | 8 | 595.9495 | 611.6426 | 45.26 | 47.7165 | 0
| All | All Customers | 12 | Average Weekday | SCE | 1-in-2 | 2021 | 9 | 539.1024 | 565.5033 | 45.273 | 48.2968 | 0
| All | All Customers | 12 | Average Weekday | SCE | 1-in-2 | 2021 | 10 | 516.7192 | 532.8865 | 45.2658 | 50.7893 | 0
| All | All Customers | 12 | Average Weekday | SCE | 1-in-2 | 2021 | 11 | 506.568 | 517.3984 | 45.2833 | 53.9511 | 0
| All | All Customers | 12 | Average Weekday | SCE | 1-in-2 | 2021 | 12 | 493.7436 | 500.2852 | 45.3 | 56.8956 | 0
| All | All Customers | 12 | Average Weekday | SCE | 1-in-2 | 2021 | 13 | 419.4183 | 428.7759 | 45.3097 | 59.1373 | 0
| All | All Customers | 12 | Average Weekday | SCE | 1-in-2 | 2021 | 14 | 382.6776 | 389.6032 | 45.2967 | 60.6795 | 0
| All | All Customers | 12 | Average Weekday | SCE | 1-in-2 | 2021 | 15 | 352.9289 | 359.106 | 45.27 | 61.5091 | 0
| All | All Customers | 12 | Average Weekday | SCE | 1-in-2 | 2021 | 16 | 313.2158 | 314.5152 | 45.2495 | 61.6436 | 0
| All | All Customers | 12 | Average Weekday | SCE | 1-in-2 | 2021 | 17 | 296.7279 | 304.6004 | 45.1724 | 60.916 | 0
| All | All Customers | 12 | Average Weekday | SCE | 1-in-2 | 2021 | 18 | 286.6398 | 293.8096 | 45.1711 | 58.9961 | 0
| All | All Customers | 12 | Average Weekday | SCE | 1-in-2 | 2021 | 19 | 283.5636 | 287.7479 | 45.1765 | 56.8459 | 0
| All | All Customers | 12 | Average Weekday | SCE | 1-in-2 | 2021 | 20 | 293.2058 | 366.3416 | 45.7309 | 55.3643 | 0
| All | All Customers | 12 | Average Weekday | SCE | 1-in-2 | 2021 | 21 | 297.8245 | 303.0598 | 45.2005 | 54.1662 | 0
| All | All Customers | 12 | Average Weekday | SCE | 1-in-2 | 2021 | 22 | 445.9164 | 465.3358 | 45.2388 | 53.0867 | 0
| All | All Customers | 12 | Average Weekday | SCE | 1-in-2 | 2021 | 23 | 427.2113 | 443.1075 | 45.2482 | 52.1648 | 0
| All | All Customers | 12 | Average Weekday | SCE | 1-in-2 | 2021 | 24 | 430.9592 | 446.7628 | 45.253 | 51.3065 | 0
| All | All Customers | 12 | Monthly System Peak Day | SCE | 1-in-2 | 2021 | 1 | 387.5365 | 395.5743 | 45.2481 | 43.8672 | 0
| All | All Customers | 12 | Monthly System Peak Day | SCE | 1-in-2 | 2021 | 2 | 374.3773 | 381.3907 | 45.2437 | 43.2256 | 0
| All | All Customers | 12 | Monthly System Peak Day | SCE | 1-in-2 | 2021 | 3 | 458.9763 | 470.2476 | 45.243 | 42.6913 | 0
| All | All Customers | 12 | Monthly System Peak Day | SCE | 1-in-2 | 2021 | 4 | 573.931 | 591.4709 | 45.2421 | 42.4777 | 0
| All | All Customers | 12 | Monthly System Peak Day | SCE | 1-in-2 | 2021 | 5 | 574.482 | 604.4333 | 45.2434 | 42.1367 | 0
| All | All Customers | 12 | Monthly System Peak Day | SCE | 1-in-2 | 2021 | 6 | 570.4874 | 608.9642 | 45.2451 | 41.8913 | 0
| All | All Customers | 12 | Monthly System Peak Day | SCE | 1-in-2 | 2021 | 7 | 578.0023 | 594.765 | 45.2487 | 41.6735 | 0
| All | All Customers | 12 | Monthly System Peak Day | SCE | 1-in-2 | 2021 | 8 | 595.9495 | 611.6426 | 45.26 | 41.2499 | 0
| All | All Customers | 12 | Monthly System Peak Day | SCE | 1-in-2 | 2021 | 9 | 539.1024 | 565.5033 | 45.273 | 41.9432 | 0
| All | All Customers | 12 | Monthly System Peak Day | SCE | 1-in-2 | 2021 | 10 | 516.7192 | 532.8865 | 45.2658 | 45.6321 | 0
| All | All Customers | 12 | Monthly System Peak Day | SCE | 1-in-2 | 2021 | 11 | 506.568 | 517.3984 | 45.2833 | 49.6998 | 0
| All | All Customers | 12 | Monthly System Peak Day | SCE | 1-in-2 | 2021 | 12 | 493.7436 | 500.2852 | 45.3 | 53.7228 | 0
| All | All Customers | 12 | Monthly System Peak Day | SCE | 1-in-2 | 2021 | 13 | 419.4183 | 428.7759 | 45.3097 | 56.0063 | 0
| All | All Customers | 12 | Monthly System Peak Day | SCE | 1-in-2 | 2021 | 14 | 382.6776 | 389.6032 | 45.2967 | 57.4507 | 0
| All | All Customers | 12 | Monthly System Peak Day | SCE | 1-in-2 | 2021 | 15 | 352.9289 | 359.106 | 45.27 | 58.3329 | 0
| All | All Customers | 12 | Monthly System Peak Day | SCE | 1-in-2 | 2021 | 16 | 313.2158 | 314.5152 | 45.2495 | 58.708 | 0
| All | All Customers | 12 | Monthly System Peak Day | SCE | 1-in-2 | 2021 | 17 | 296.7279 | 304.6004 | 45.1724 | 58.3844 | 0
| All | All Customers | 12 | Monthly System Peak Day | SCE | 1-in-2 | 2021 | 18 | 286.6398 | 293.8096 | 45.1711 | 56.4194 | 0
| All | All Customers | 12 | Monthly System Peak Day | SCE | 1-in-2 | 2021 | 19 | 283.5636 | 287.7479 | 45.1765 | 53.7091 | 0
| All | All Customers | 12 | Monthly System Peak Day | SCE | 1-in-2 | 2021 | 20 | 293.2058 | 366.3416 | 45.7309 | 51.8177 | 0
| All | All Customers | 12 | Monthly System Peak Day | SCE | 1-in-2 | 2021 | 21 | 297.8245 | 303.0598 | 45.2005 | 50.129 | 0
| All | All Customers | 12 | Monthly System Peak Day | SCE | 1-in-2 | 2021 | 22 | 445.9164 | 465.3358 | 45.2388 | 48.4225 | 0
| All | All Customers | 12 | Monthly System Peak Day | SCE | 1-in-2 | 2021 | 23 | 427.2113 | 443.1075 | 45.2482 | 46.8118 | 0
| All | All Customers | 12 | Monthly System Peak Day | SCE | 1-in-2 | 2021 | 24 | 430.9592 | 446.7628 | 45.253 | 45.5506 | 0
| All | All Customers | 1 | Average Weekday | SCE | 1-in-2 | 2022 | 1 | 398.5098 | 406.4916 | 37.4838 | 52.5295 | 0
| All | All Customers | 1 | Average Weekday | SCE | 1-in-2 | 2022 | 2 | 386.4054 | 394.2495 | 37.4781 | 51.5748 | 0
| All | All Customers | 1 | Average Weekday | SCE | 1-in-2 | 2022 | 3 | 479.7793 | 492.0478 | 37.4774 | 50.7559 | 0
| All | All Customers | 1 | Average Weekday | SCE | 1-in-2 | 2022 | 4 | 592.5347 | 610.8226 | 37.4767 | 50.1253 | 0
| All | All Customers | 1 | Average Weekday | SCE | 1-in-2 | 2022 | 5 | 591.5776 | 622.0282 | 37.4794 | 49.4067 | 0
| All | All Customers | 1 | Average Weekday | SCE | 1-in-2 | 2022 | 6 | 598.688 | 636.6353 | 37.4838 | 48.8381 | 0
| All | All Customers | 1 | Average Weekday | SCE | 1-in-2 | 2022 | 7 | 613.3044 | 629.9856 | 37.4899 | 48.56 | 0
| All | All Customers | 1 | Average Weekday | SCE | 1-in-2 | 2022 | 8 | 634.5027 | 650.422 | 37.4986 | 48.3527 | 0
| All | All Customers | 1 | Average Weekday | SCE | 1-in-2 | 2022 | 9 | 570.477 | 595.3612 | 37.508 | 49.0075 | 0
| All | All Customers | 1 | Average Weekday | SCE | 1-in-2 | 2022 | 10 | 557.4846 | 572.2629 | 37.497 | 52.3494 | 0
| All | All Customers | 1 | Average Weekday | SCE | 1-in-2 | 2022 | 11 | 541.3548 | 551.0648 | 37.5134 | 56.7873 | 0
| All | All Customers | 1 | Average Weekday | SCE | 1-in-2 | 2022 | 12 | 531.6974 | 537.4587 | 37.5298 | 60.8785 | 0
| All | All Customers | 1 | Average Weekday | SCE | 1-in-2 | 2022 | 13 | 458.892 | 468.2613 | 37.5399 | 63.9218 | 0
| All | All Customers | 1 | Average Weekday | SCE | 1-in-2 | 2022 | 14 | 419.6555 | 426.6124 | 37.5279 | 65.9741 | 0
| All | All Customers | 1 | Average Weekday | SCE | 1-in-2 | 2022 | 15 | 383.9387 | 389.5866 | 37.5031 | 67.2299 | 0
| All | All Customers | 1 | Average Weekday | SCE | 1-in-2 | 2022 | 16 | 342.4491 | 343.7629 | 37.4838 | 67.6672 | 0
| All | All Customers | 1 | Average Weekday | SCE | 1-in-2 | 2022 | 17 | 326.4189 | 334.5749 | 37.3577 | 67.081 | 0
| All | All Customers | 1 | Average Weekday | SCE | 1-in-2 | 2022 | 18 | 314.4028 | 321.561 | 37.3577 | 65.1671 | 0
| All | All Customers | 1 | Average Weekday | SCE | 1-in-2 | 2022 | 19 | 303.2499 | 307.4796 | 37.3377 | 62.0782 | 0
| All | All Customers | 1 | Average Weekday | SCE | 1-in-2 | 2022 | 20 | 304.4488 | 375.2784 | 38.0034 | 59.7939 | 0
| All | All Customers | 1 | Average Weekday | SCE | 1-in-2 | 2022 | 21 | 297.1959 | 302.3884 | 37.3978 | 58.1234 | 0
| All | All Customers | 1 | Average Weekday | SCE | 1-in-2 | 2022 | 22 | 449.4135 | 468.9443 | 37.4859 | 56.6753 | 0
| All | All Customers | 1 | Average Weekday | SCE | 1-in-2 | 2022 | 23 | 437.5603 | 453.923 | 37.4904 | 55.3814 | 0
| All | All Customers | 1 | Average Weekday | SCE | 1-in-2 | 2022 | 24 | 449.9708 | 465.7683 | 37.4911 | 54.2169 | 0
| All | All Customers | 1 | Monthly System Peak Day | SCE | 1-in-2 | 2022 | 1 | 398.5098 | 406.4916 | 37.4838 | 46.1508 | 0
| All | All Customers | 1 | Monthly System Peak Day | SCE | 1-in-2 | 2022 | 2 | 386.4054 | 394.2495 | 37.4781 | 45.2304 | 0
| All | All Customers | 1 | Monthly System Peak Day | SCE | 1-in-2 | 2022 | 3 | 479.7793 | 492.0478 | 37.4774 | 43.7928 | 0
| All | All Customers | 1 | Monthly System Peak Day | SCE | 1-in-2 | 2022 | 4 | 592.5347 | 610.8226 | 37.4767 | 43.0306 | 0
| All | All Customers | 1 | Monthly System Peak Day | SCE | 1-in-2 | 2022 | 5 | 591.5776 | 622.0282 | 37.4794 | 42.073 | 0
| All | All Customers | 1 | Monthly System Peak Day | SCE | 1-in-2 | 2022 | 6 | 598.688 | 636.6353 | 37.4838 | 41.6713 | 0
| All | All Customers | 1 | Monthly System Peak Day | SCE | 1-in-2 | 2022 | 7 | 613.3044 | 629.9856 | 37.4899 | 41.5705 | 0
| All | All Customers | 1 | Monthly System Peak Day | SCE | 1-in-2 | 2022 | 8 | 634.5027 | 650.422 | 37.4986 | 41.7766 | 0
| All | All Customers | 1 | Monthly System Peak Day | SCE | 1-in-2 | 2022 | 9 | 570.477 | 595.3612 | 37.508 | 42.4508 | 0
| All | All Customers | 1 | Monthly System Peak Day | SCE | 1-in-2 | 2022 | 10 | 557.4846 | 572.2629 | 37.497 | 45.1188 | 0
| All | All Customers | 1 | Monthly System Peak Day | SCE | 1-in-2 | 2022 | 11 | 541.3548 | 551.0648 | 37.5134 | 48.6287 | 0
| All | All Customers | 1 | Monthly System Peak Day | SCE | 1-in-2 | 2022 | 12 | 531.6974 | 537.4587 | 37.5298 | 51.5031 | 0
| All | All Customers | 1 | Monthly System Peak Day | SCE | 1-in-2 | 2022 | 13 | 458.892 | 468.2613 | 37.5399 | 53.0908 | 0
| All | All Customers | 1 | Monthly System Peak Day | SCE | 1-in-2 | 2022 | 14 | 419.6555 | 426.6124 | 37.5279 | 53.2152 | 0
| All | All Customers | 1 | Monthly System Peak Day | SCE | 1-in-2 | 2022 | 15 | 383.9387 | 389.5866 | 37.5031 | 53.2796 | 0
| All | All Customers | 1 | Monthly System Peak Day | SCE | 1-in-2 | 2022 | 16 | 342.4491 | 343.7629 | 37.4838 | 54.5165 | 0
| All | All Customers | 1 | Monthly System Peak Day | SCE | 1-in-2 | 2022 | 17 | 326.4189 | 334.5749 | 37.3577 | 55.0011 | 0
| All | All Customers | 1 | Monthly System Peak Day | SCE | 1-in-2 | 2022 | 18 | 314.4028 | 321.561 | 37.3577 | 54.0223 | 0
| All | All Customers | 1 | Monthly System Peak Day | SCE | 1-in-2 | 2022 | 19 | 303.2499 | 307.4796 | 37.3377 | 52.2181 | 0
| All | All Customers | 1 | Monthly System Peak Day | SCE | 1-in-2 | 2022 | 20 | 304.4488 | 375.2784 | 38.0034 | 50.8769 | 0
| All | All Customers | 1 | Monthly System Peak Day | SCE | 1-in-2 | 2022 | 21 | 297.1959 | 302.3884 | 37.3978 | 49.9865 | 0
| All | All Customers | 1 | Monthly System Peak Day | SCE | 1-in-2 | 2022 | 22 | 449.4135 | 468.9443 | 37.4859 | 48.9518 | 0
| All | All Customers | 1 | Monthly System Peak Day | SCE | 1-in-2 | 2022 | 23 | 437.5603 | 453.923 | 37.4904 | 47.5941 | 0
| All | All Customers | 1 | Monthly System Peak Day | SCE | 1-in-2 | 2022 | 24 | 449.9708 | 465.7683 | 37.4911 | 46.7194 | 0
| All | All Customers | 2 | Average Weekday | SCE | 1-in-2 | 2022 | 1 | 371.9501 | 380.5569 | 37.5237 | 52.0965 | 0
| All | All Customers | 2 | Average Weekday | SCE | 1-in-2 | 2022 | 2 | 359.3159 | 367.008 | 37.5174 | 51.2532 | 0
| All | All Customers | 2 | Average Weekday | SCE | 1-in-2 | 2022 | 3 | 445.8823 | 458.9728 | 37.5167 | 50.4252 | 0
| All | All Customers | 2 | Average Weekday | SCE | 1-in-2 | 2022 | 4 | 554.2258 | 573.7728 | 37.5161 | 49.6982 | 0
| All | All Customers | 2 | Average Weekday | SCE | 1-in-2 | 2022 | 5 | 556.6297 | 589.4705 | 37.5193 | 49.1156 | 0
| All | All Customers | 2 | Average Weekday | SCE | 1-in-2 | 2022 | 6 | 566.8655 | 606.6828 | 37.5247 | 48.5566 | 0
| All | All Customers | 2 | Average Weekday | SCE | 1-in-2 | 2022 | 7 | 571.7285 | 588.3693 | 37.5315 | 48.1632 | 0
| All | All Customers | 2 | Average Weekday | SCE | 1-in-2 | 2022 | 8 | 593.3936 | 609.5939 | 37.5402 | 48.0226 | 0
| All | All Customers | 2 | Average Weekday | SCE | 1-in-2 | 2022 | 9 | 547.3739 | 572.0147 | 37.5496 | 49.4233 | 0
| All | All Customers | 2 | Average Weekday | SCE | 1-in-2 | 2022 | 10 | 529.861 | 544.1069 | 37.5369 | 52.86 | 0
| All | All Customers | 2 | Average Weekday | SCE | 1-in-2 | 2022 | 11 | 517.5759 | 527.4558 | 37.5547 | 56.7186 | 0
| All | All Customers | 2 | Average Weekday | SCE | 1-in-2 | 2022 | 12 | 506.4 | 513.5954 | 37.5725 | 60.1321 | 0
| All | All Customers | 2 | Average Weekday | SCE | 1-in-2 | 2022 | 13 | 432.1729 | 442.1808 | 37.5838 | 62.679 | 0
| All | All Customers | 2 | Average Weekday | SCE | 1-in-2 | 2022 | 14 | 389.3597 | 396.7932 | 37.5708 | 64.327 | 0
| All | All Customers | 2 | Average Weekday | SCE | 1-in-2 | 2022 | 15 | 347.3638 | 353.9295 | 37.5441 | 65.2057 | 0
| All | All Customers | 2 | Average Weekday | SCE | 1-in-2 | 2022 | 16 | 306.4799 | 308.3356 | 37.5234 | 65.3934 | 0
| All | All Customers | 2 | Average Weekday | SCE | 1-in-2 | 2022 | 17 | 280.0004 | 287.3558 | 37.3709 | 64.8548 | 0
| All | All Customers | 2 | Average Weekday | SCE | 1-in-2 | 2022 | 18 | 268.0373 | 274.4911 | 37.3715 | 63.4338 | 0
| All | All Customers | 2 | Average Weekday | SCE | 1-in-2 | 2022 | 19 | 262.6074 | 267.3261 | 37.338 | 60.8602 | 0
| All | All Customers | 2 | Average Weekday | SCE | 1-in-2 | 2022 | 20 | 263.8358 | 332.4636 | 38.1009 | 58.5517 | 0
| All | All Customers | 2 | Average Weekday | SCE | 1-in-2 | 2022 | 21 | 258.5298 | 263.9127 | 37.4127 | 56.9202 | 0
| All | All Customers | 2 | Average Weekday | SCE | 1-in-2 | 2022 | 22 | 412.5561 | 432.6004 | 37.5275 | 55.6652 | 0
| All | All Customers | 2 | Average Weekday | SCE | 1-in-2 | 2022 | 23 | 402.6537 | 419.8566 | 37.532 | 54.4868 | 0
| All | All Customers | 2 | Average Weekday | SCE | 1-in-2 | 2022 | 24 | 416.4184 | 433.2352 | 37.532 | 53.3759 | 0
| All | All Customers | 2 | Monthly System Peak Day | SCE | 1-in-2 | 2022 | 1 | 371.9501 | 380.5569 | 37.5237 | 43.6333 | 0
| All | All Customers | 2 | Monthly System Peak Day | SCE | 1-in-2 | 2022 | 2 | 359.3159 | 367.008 | 37.5174 | 43.2482 | 0
| All | All Customers | 2 | Monthly System Peak Day | SCE | 1-in-2 | 2022 | 3 | 445.8823 | 458.9728 | 37.5167 | 42.8123 | 0
| All | All Customers | 2 | Monthly System Peak Day | SCE | 1-in-2 | 2022 | 4 | 554.2258 | 573.7728 | 37.5161 | 42.2775 | 0
| All | All Customers | 2 | Monthly System Peak Day | SCE | 1-in-2 | 2022 | 5 | 556.6297 | 589.4705 | 37.5193 | 41.5906 | 0
| All | All Customers | 2 | Monthly System Peak Day | SCE | 1-in-2 | 2022 | 6 | 566.8655 | 606.6828 | 37.5247 | 40.8777 | 0
| All | All Customers | 2 | Monthly System Peak Day | SCE | 1-in-2 | 2022 | 7 | 571.7285 | 588.3693 | 37.5315 | 40.6514 | 0
| All | All Customers | 2 | Monthly System Peak Day | SCE | 1-in-2 | 2022 | 8 | 593.3936 | 609.5939 | 37.5402 | 40.8793 | 0
| All | All Customers | 2 | Monthly System Peak Day | SCE | 1-in-2 | 2022 | 9 | 547.3739 | 572.0147 | 37.5496 | 42.3693 | 0
| All | All Customers | 2 | Monthly System Peak Day | SCE | 1-in-2 | 2022 | 10 | 529.861 | 544.1069 | 37.5369 | 44.9734 | 0
| All | All Customers | 2 | Monthly System Peak Day | SCE | 1-in-2 | 2022 | 11 | 517.5759 | 527.4558 | 37.5547 | 47.8451 | 0
| All | All Customers | 2 | Monthly System Peak Day | SCE | 1-in-2 | 2022 | 12 | 506.4 | 513.5954 | 37.5725 | 50.2003 | 0
| All | All Customers | 2 | Monthly System Peak Day | SCE | 1-in-2 | 2022 | 13 | 432.1729 | 442.1808 | 37.5838 | 52.0658 | 0
| All | All Customers | 2 | Monthly System Peak Day | SCE | 1-in-2 | 2022 | 14 | 389.3597 | 396.7932 | 37.5708 | 53.5748 | 0
| All | All Customers | 2 | Monthly System Peak Day | SCE | 1-in-2 | 2022 | 15 | 347.3638 | 353.9295 | 37.5441 | 54.8527 | 0
| All | All Customers | 2 | Monthly System Peak Day | SCE | 1-in-2 | 2022 | 16 | 306.4799 | 308.3356 | 37.5234 | 55.6969 | 0
| All | All Customers | 2 | Monthly System Peak Day | SCE | 1-in-2 | 2022 | 17 | 280.0004 | 287.3558 | 37.3709 | 55.7396 | 0
| All | All Customers | 2 | Monthly System Peak Day | SCE | 1-in-2 | 2022 | 18 | 268.0373 | 274.4911 | 37.3715 | 54.9962 | 0
| All | All Customers | 2 | Monthly System Peak Day | SCE | 1-in-2 | 2022 | 19 | 262.6074 | 267.3261 | 37.338 | 53.1385 | 0
| All | All Customers | 2 | Monthly System Peak Day | SCE | 1-in-2 | 2022 | 20 | 263.8358 | 332.4636 | 38.1009 | 51.5411 | 0
| All | All Customers | 2 | Monthly System Peak Day | SCE | 1-in-2 | 2022 | 21 | 258.5298 | 263.9127 | 37.4127 | 50.1384 | 0
| All | All Customers | 2 | Monthly System Peak Day | SCE | 1-in-2 | 2022 | 22 | 412.5561 | 432.6004 | 37.5275 | 48.936 | 0
| All | All Customers | 2 | Monthly System Peak Day | SCE | 1-in-2 | 2022 | 23 | 402.6537 | 419.8566 | 37.532 | 47.915 | 0
| All | All Customers | 2 | Monthly System Peak Day | SCE | 1-in-2 | 2022 | 24 | 416.4184 | 433.2352 | 37.532 | 46.7847 | 0
| All | All Customers | 3 | Average Weekday | SCE | 1-in-2 | 2022 | 1 | 403.1179 | 417.9579 | 37.5905 | 54.7625 | 0
| All | All Customers | 3 | Average Weekday | SCE | 1-in-2 | 2022 | 2 | 390.7936 | 399.3664 | 37.5429 | 53.8696 | 0
| All | All Customers | 3 | Average Weekday | SCE | 1-in-2 | 2022 | 3 | 492.6373 | 503.6505 | 37.5358 | 53.0858 | 0
| All | All Customers | 3 | Average Weekday | SCE | 1-in-2 | 2022 | 4 | 601.01 | 617.2876 | 37.5201 | 52.4151 | 0
| All | All Customers | 3 | Average Weekday | SCE | 1-in-2 | 2022 | 5 | 587.8244 | 607.6751 | 37.5232 | 51.7834 | 0
| All | All Customers | 3 | Average Weekday | SCE | 1-in-2 | 2022 | 6 | 599.0807 | 622.6207 | 37.5089 | 51.2916 | 0
| All | All Customers | 3 | Average Weekday | SCE | 1-in-2 | 2022 | 7 | 612.1187 | 628.7397 | 37.5201 | 50.929 | 0
| All | All Customers | 3 | Average Weekday | SCE | 1-in-2 | 2022 | 8 | 631.0422 | 659.2985 | 37.6474 | 50.7469 | 0
| All | All Customers | 3 | Average Weekday | SCE | 1-in-2 | 2022 | 9 | 577.1088 | 614.9337 | 37.763 | 51.8629 | 0
| All | All Customers | 3 | Average Weekday | SCE | 1-in-2 | 2022 | 10 | 562.6158 | 585.6172 | 37.6587 | 54.692 | 0
| All | All Customers | 3 | Average Weekday | SCE | 1-in-2 | 2022 | 11 | 540.6255 | 557.4549 | 37.7164 | 58.0164 | 0
| All | All Customers | 3 | Average Weekday | SCE | 1-in-2 | 2022 | 12 | 532.1616 | 543.6994 | 37.7737 | 61.0929 | 0
| All | All Customers | 3 | Average Weekday | SCE | 1-in-2 | 2022 | 13 | 439.8486 | 449.1146 | 37.804 | 63.4709 | 0
| All | All Customers | 3 | Average Weekday | SCE | 1-in-2 | 2022 | 14 | 409.3153 | 415.5424 | 37.759 | 65.1214 | 0
| All | All Customers | 3 | Average Weekday | SCE | 1-in-2 | 2022 | 15 | 366.8022 | 372.123 | 37.6669 | 66.1825 | 0
| All | All Customers | 3 | Average Weekday | SCE | 1-in-2 | 2022 | 16 | 328.8287 | 330.9472 | 37.5416 | 66.793 | 0
| All | All Customers | 3 | Average Weekday | SCE | 1-in-2 | 2022 | 17 | 313.8607 | 323.0963 | 37.3672 | 66.7953 | 0
| All | All Customers | 3 | Average Weekday | SCE | 1-in-2 | 2022 | 18 | 299.6024 | 306.997 | 37.3799 | 65.948 | 0
| All | All Customers | 3 | Average Weekday | SCE | 1-in-2 | 2022 | 19 | 293.1002 | 297.9511 | 37.4541 | 64.3239 | 0
| All | All Customers | 3 | Average Weekday | SCE | 1-in-2 | 2022 | 20 | 284.252 | 288.5252 | 37.3375 | 62.0171 | 0
| All | All Customers | 3 | Average Weekday | SCE | 1-in-2 | 2022 | 21 | 270.4633 | 274.6214 | 37.3754 | 59.7601 | 0
| All | All Customers | 3 | Average Weekday | SCE | 1-in-2 | 2022 | 22 | 444.4948 | 467.4439 | 37.5414 | 58.2531 | 0
| All | All Customers | 3 | Average Weekday | SCE | 1-in-2 | 2022 | 23 | 439.2259 | 463.5224 | 37.5905 | 57.109 | 0
| All | All Customers | 3 | Average Weekday | SCE | 1-in-2 | 2022 | 24 | 460.1629 | 492.9039 | 37.6391 | 56.1105 | 0
| All | All Customers | 3 | Monthly System Peak Day | SCE | 1-in-2 | 2022 | 1 | 403.1179 | 417.9579 | 37.5905 | 57.2027 | 0
| All | All Customers | 3 | Monthly System Peak Day | SCE | 1-in-2 | 2022 | 2 | 390.7936 | 399.3664 | 37.5429 | 55.9682 | 0
| All | All Customers | 3 | Monthly System Peak Day | SCE | 1-in-2 | 2022 | 3 | 492.6373 | 503.6505 | 37.5358 | 54.3904 | 0
| All | All Customers | 3 | Monthly System Peak Day | SCE | 1-in-2 | 2022 | 4 | 601.01 | 617.2876 | 37.5201 | 53.6067 | 0
| All | All Customers | 3 | Monthly System Peak Day | SCE | 1-in-2 | 2022 | 5 | 587.8244 | 607.6751 | 37.5232 | 52.7762 | 0
| All | All Customers | 3 | Monthly System Peak Day | SCE | 1-in-2 | 2022 | 6 | 599.0807 | 622.6207 | 37.5089 | 51.984 | 0
| All | All Customers | 3 | Monthly System Peak Day | SCE | 1-in-2 | 2022 | 7 | 612.1187 | 628.7397 | 37.5201 | 51.3964 | 0
| All | All Customers | 3 | Monthly System Peak Day | SCE | 1-in-2 | 2022 | 8 | 631.0422 | 659.2985 | 37.6474 | 50.9278 | 0
| All | All Customers | 3 | Monthly System Peak Day | SCE | 1-in-2 | 2022 | 9 | 577.1088 | 614.9337 | 37.763 | 51.4779 | 0
| All | All Customers | 3 | Monthly System Peak Day | SCE | 1-in-2 | 2022 | 10 | 562.6158 | 585.6172 | 37.6587 | 54.6642 | 0
| All | All Customers | 3 | Monthly System Peak Day | SCE | 1-in-2 | 2022 | 11 | 540.6255 | 557.4549 | 37.7164 | 59.3457 | 0
| All | All Customers | 3 | Monthly System Peak Day | SCE | 1-in-2 | 2022 | 12 | 532.1616 | 543.6994 | 37.7737 | 63.7367 | 0
| All | All Customers | 3 | Monthly System Peak Day | SCE | 1-in-2 | 2022 | 13 | 439.8486 | 449.1146 | 37.804 | 66.7122 | 0
| All | All Customers | 3 | Monthly System Peak Day | SCE | 1-in-2 | 2022 | 14 | 409.3153 | 415.5424 | 37.759 | 68.3248 | 0
| All | All Customers | 3 | Monthly System Peak Day | SCE | 1-in-2 | 2022 | 15 | 366.8022 | 372.123 | 37.6669 | 69.3994 | 0
| All | All Customers | 3 | Monthly System Peak Day | SCE | 1-in-2 | 2022 | 16 | 328.8287 | 330.9472 | 37.5416 | 70.2048 | 0
| All | All Customers | 3 | Monthly System Peak Day | SCE | 1-in-2 | 2022 | 17 | 313.8607 | 323.0963 | 37.3672 | 70.3423 | 0
| All | All Customers | 3 | Monthly System Peak Day | SCE | 1-in-2 | 2022 | 18 | 299.6024 | 306.997 | 37.3799 | 69.8318 | 0
| All | All Customers | 3 | Monthly System Peak Day | SCE | 1-in-2 | 2022 | 19 | 293.1002 | 297.9511 | 37.4541 | 68.2629 | 0
| All | All Customers | 3 | Monthly System Peak Day | SCE | 1-in-2 | 2022 | 20 | 284.252 | 288.5252 | 37.3375 | 65.4545 | 0
| All | All Customers | 3 | Monthly System Peak Day | SCE | 1-in-2 | 2022 | 21 | 270.4633 | 274.6214 | 37.3754 | 62.6352 | 0
| All | All Customers | 3 | Monthly System Peak Day | SCE | 1-in-2 | 2022 | 22 | 444.4948 | 467.4439 | 37.5414 | 60.6982 | 0
| All | All Customers | 3 | Monthly System Peak Day | SCE | 1-in-2 | 2022 | 23 | 439.2259 | 463.5224 | 37.5905 | 59.1499 | 0
| All | All Customers | 3 | Monthly System Peak Day | SCE | 1-in-2 | 2022 | 24 | 460.1629 | 492.9039 | 37.6391 | 57.8611 | 0
| All | All Customers | 4 | Average Weekday | SCE | 1-in-2 | 2022 | 1 | 372.8277 | 387.1523 | 37.5928 | 57.1753 | 0
| All | All Customers | 4 | Average Weekday | SCE | 1-in-2 | 2022 | 2 | 362.0077 | 369.6783 | 37.5454 | 56.3202 | 0
| All | All Customers | 4 | Average Weekday | SCE | 1-in-2 | 2022 | 3 | 457.6864 | 469.0792 | 37.5384 | 55.5379 | 0
| All | All Customers | 4 | Average Weekday | SCE | 1-in-2 | 2022 | 4 | 559.4957 | 574.7836 | 37.5229 | 54.8818 | 0
| All | All Customers | 4 | Average Weekday | SCE | 1-in-2 | 2022 | 5 | 538.3848 | 557.558 | 37.526 | 54.2577 | 0
| All | All Customers | 4 | Average Weekday | SCE | 1-in-2 | 2022 | 6 | 550.5 | 573.1409 | 37.5119 | 53.7676 | 0
| All | All Customers | 4 | Average Weekday | SCE | 1-in-2 | 2022 | 7 | 564.0206 | 581.1443 | 37.5232 | 53.3789 | 0
| All | All Customers | 4 | Average Weekday | SCE | 1-in-2 | 2022 | 8 | 581.6687 | 609.6606 | 37.6496 | 53.2824 | 0
| All | All Customers | 4 | Average Weekday | SCE | 1-in-2 | 2022 | 9 | 519.7499 | 556.8359 | 37.7643 | 54.8003 | 0
| All | All Customers | 4 | Average Weekday | SCE | 1-in-2 | 2022 | 10 | 506.1321 | 528.6183 | 37.6603 | 57.5333 | 0
| All | All Customers | 4 | Average Weekday | SCE | 1-in-2 | 2022 | 11 | 492.4178 | 507.7459 | 37.7175 | 60.4352 | 0
| All | All Customers | 4 | Average Weekday | SCE | 1-in-2 | 2022 | 12 | 484.0393 | 495.5054 | 37.7743 | 63.2489 | 0
| All | All Customers | 4 | Average Weekday | SCE | 1-in-2 | 2022 | 13 | 402.2957 | 411.5153 | 37.8042 | 65.5271 | 0
| All | All Customers | 4 | Average Weekday | SCE | 1-in-2 | 2022 | 14 | 368.295 | 374.5926 | 37.7593 | 67.2952 | 0
| All | All Customers | 4 | Average Weekday | SCE | 1-in-2 | 2022 | 15 | 323.8158 | 329.3836 | 37.6679 | 68.5536 | 0
| All | All Customers | 4 | Average Weekday | SCE | 1-in-2 | 2022 | 16 | 282.9413 | 285.1344 | 37.544 | 69.152 | 0
| All | All Customers | 4 | Average Weekday | SCE | 1-in-2 | 2022 | 17 | 261.1854 | 269.3562 | 37.3701 | 69.2153 | 0
| All | All Customers | 4 | Average Weekday | SCE | 1-in-2 | 2022 | 18 | 242.5757 | 249.1826 | 37.3822 | 68.5661 | 0
| All | All Customers | 4 | Average Weekday | SCE | 1-in-2 | 2022 | 19 | 229.0324 | 233.9883 | 37.4538 | 67.2787 | 0
| All | All Customers | 4 | Average Weekday | SCE | 1-in-2 | 2022 | 20 | 222.5925 | 226.7446 | 37.3376 | 65.0403 | 0
| All | All Customers | 4 | Average Weekday | SCE | 1-in-2 | 2022 | 21 | 231.0899 | 235.1295 | 37.3796 | 62.1313 | 0
| All | All Customers | 4 | Average Weekday | SCE | 1-in-2 | 2022 | 22 | 404.9992 | 427.701 | 37.544 | 60.0517 | 0
| All | All Customers | 4 | Average Weekday | SCE | 1-in-2 | 2022 | 23 | 403.4177 | 427.4037 | 37.5932 | 58.7101 | 0
| All | All Customers | 4 | Average Weekday | SCE | 1-in-2 | 2022 | 24 | 426.3691 | 458.3671 | 37.6413 | 57.68 | 0
| All | All Customers | 4 | Monthly System Peak Day | SCE | 1-in-2 | 2022 | 1 | 372.8277 | 387.1523 | 37.5928 | 64.7863 | 0
| All | All Customers | 4 | Monthly System Peak Day | SCE | 1-in-2 | 2022 | 2 | 362.0077 | 369.6783 | 37.5454 | 63.5506 | 0
| All | All Customers | 4 | Monthly System Peak Day | SCE | 1-in-2 | 2022 | 3 | 457.6864 | 469.0792 | 37.5384 | 62.4604 | 0
| All | All Customers | 4 | Monthly System Peak Day | SCE | 1-in-2 | 2022 | 4 | 559.4957 | 574.7836 | 37.5229 | 61.4728 | 0
| All | All Customers | 4 | Monthly System Peak Day | SCE | 1-in-2 | 2022 | 5 | 538.3848 | 557.558 | 37.526 | 60.4898 | 0
| All | All Customers | 4 | Monthly System Peak Day | SCE | 1-in-2 | 2022 | 6 | 550.5 | 573.1409 | 37.5119 | 59.5601 | 0
| All | All Customers | 4 | Monthly System Peak Day | SCE | 1-in-2 | 2022 | 7 | 564.0206 | 581.1443 | 37.5232 | 58.9145 | 0
| All | All Customers | 4 | Monthly System Peak Day | SCE | 1-in-2 | 2022 | 8 | 581.6687 | 609.6606 | 37.6496 | 58.7164 | 0
| All | All Customers | 4 | Monthly System Peak Day | SCE | 1-in-2 | 2022 | 9 | 519.7499 | 556.8359 | 37.7643 | 60.5697 | 0
| All | All Customers | 4 | Monthly System Peak Day | SCE | 1-in-2 | 2022 | 10 | 506.1321 | 528.6183 | 37.6603 | 64.9865 | 0
| All | All Customers | 4 | Monthly System Peak Day | SCE | 1-in-2 | 2022 | 11 | 492.4178 | 507.7459 | 37.7175 | 70.5153 | 0
| All | All Customers | 4 | Monthly System Peak Day | SCE | 1-in-2 | 2022 | 12 | 484.0393 | 495.5054 | 37.7743 | 75.5434 | 0
| All | All Customers | 4 | Monthly System Peak Day | SCE | 1-in-2 | 2022 | 13 | 402.2957 | 411.5153 | 37.8042 | 79.61 | 0
| All | All Customers | 4 | Monthly System Peak Day | SCE | 1-in-2 | 2022 | 14 | 368.295 | 374.5926 | 37.7593 | 82.1546 | 0
| All | All Customers | 4 | Monthly System Peak Day | SCE | 1-in-2 | 2022 | 15 | 323.8158 | 329.3836 | 37.6679 | 83.5285 | 0
| All | All Customers | 4 | Monthly System Peak Day | SCE | 1-in-2 | 2022 | 16 | 282.9413 | 285.1344 | 37.544 | 84.0505 | 0
| All | All Customers | 4 | Monthly System Peak Day | SCE | 1-in-2 | 2022 | 17 | 261.1854 | 269.3562 | 37.3701 | 83.3182 | 0
| All | All Customers | 4 | Monthly System Peak Day | SCE | 1-in-2 | 2022 | 18 | 242.5757 | 249.1826 | 37.3822 | 83.0665 | 0
| All | All Customers | 4 | Monthly System Peak Day | SCE | 1-in-2 | 2022 | 19 | 229.0324 | 233.9883 | 37.4538 | 81.6476 | 0
| All | All Customers | 4 | Monthly System Peak Day | SCE | 1-in-2 | 2022 | 20 | 222.5925 | 226.7446 | 37.3376 | 78.91 | 0
| All | All Customers | 4 | Monthly System Peak Day | SCE | 1-in-2 | 2022 | 21 | 231.0899 | 235.1295 | 37.3796 | 74.6659 | 0
| All | All Customers | 4 | Monthly System Peak Day | SCE | 1-in-2 | 2022 | 22 | 404.9992 | 427.701 | 37.544 | 71.5557 | 0
| All | All Customers | 4 | Monthly System Peak Day | SCE | 1-in-2 | 2022 | 23 | 403.4177 | 427.4037 | 37.5932 | 69.323 | 0
| All | All Customers | 4 | Monthly System Peak Day | SCE | 1-in-2 | 2022 | 24 | 426.3691 | 458.3671 | 37.6413 | 66.977 | 0
| All | All Customers | 5 | Average Weekday | SCE | 1-in-2 | 2022 | 1 | 380.767 | 395.2245 | 37.6077 | 60.1457 | 0
| All | All Customers | 5 | Average Weekday | SCE | 1-in-2 | 2022 | 2 | 371.2792 | 378.9514 | 37.5604 | 59.5142 | 0
| All | All Customers | 5 | Average Weekday | SCE | 1-in-2 | 2022 | 3 | 471.3849 | 482.2729 | 37.5533 | 58.9581 | 0
| All | All Customers | 5 | Average Weekday | SCE | 1-in-2 | 2022 | 4 | 573.2158 | 589.2103 | 37.5379 | 58.4379 | 0
| All | All Customers | 5 | Average Weekday | SCE | 1-in-2 | 2022 | 5 | 555.8747 | 575.8696 | 37.541 | 58.0047 | 0
| All | All Customers | 5 | Average Weekday | SCE | 1-in-2 | 2022 | 6 | 562.7272 | 585.795 | 37.5273 | 57.5861 | 0
| All | All Customers | 5 | Average Weekday | SCE | 1-in-2 | 2022 | 7 | 568.5655 | 585.4227 | 37.5389 | 57.2101 | 0
| All | All Customers | 5 | Average Weekday | SCE | 1-in-2 | 2022 | 8 | 593.855 | 624.5648 | 37.665 | 57.5194 | 0
| All | All Customers | 5 | Average Weekday | SCE | 1-in-2 | 2022 | 9 | 528.1672 | 563.3793 | 37.779 | 59.1608 | 0
| All | All Customers | 5 | Average Weekday | SCE | 1-in-2 | 2022 | 10 | 518.7576 | 541.7433 | 37.6747 | 61.3829 | 0
| All | All Customers | 5 | Average Weekday | SCE | 1-in-2 | 2022 | 11 | 506.57 | 521.9587 | 37.7316 | 63.9673 | 0
| All | All Customers | 5 | Average Weekday | SCE | 1-in-2 | 2022 | 12 | 493.781 | 505.0838 | 37.7882 | 66.3945 | 0
| All | All Customers | 5 | Average Weekday | SCE | 1-in-2 | 2022 | 13 | 411.7029 | 421.1355 | 37.8177 | 68.5273 | 0
| All | All Customers | 5 | Average Weekday | SCE | 1-in-2 | 2022 | 14 | 383.6491 | 390.1374 | 37.7727 | 70.1991 | 0
| All | All Customers | 5 | Average Weekday | SCE | 1-in-2 | 2022 | 15 | 344.497 | 349.8857 | 37.6815 | 71.3669 | 0
| All | All Customers | 5 | Average Weekday | SCE | 1-in-2 | 2022 | 16 | 297.045 | 299.1755 | 37.5585 | 71.9443 | 0
| All | All Customers | 5 | Average Weekday | SCE | 1-in-2 | 2022 | 17 | 268.629 | 277.4243 | 37.3764 | 71.9069 | 0
| All | All Customers | 5 | Average Weekday | SCE | 1-in-2 | 2022 | 18 | 253.979 | 260.9248 | 37.3884 | 71.2705 | 0
| All | All Customers | 5 | Average Weekday | SCE | 1-in-2 | 2022 | 19 | 244.1595 | 249.3803 | 37.45 | 69.9176 | 0
| All | All Customers | 5 | Average Weekday | SCE | 1-in-2 | 2022 | 20 | 234.9806 | 239.3134 | 37.3376 | 67.825 | 0
| All | All Customers | 5 | Average Weekday | SCE | 1-in-2 | 2022 | 21 | 246.317 | 250.6751 | 37.3859 | 65.1177 | 0
| All | All Customers | 5 | Average Weekday | SCE | 1-in-2 | 2022 | 22 | 417.0913 | 440.3319 | 37.5599 | 62.9378 | 0
| All | All Customers | 5 | Average Weekday | SCE | 1-in-2 | 2022 | 23 | 421.8608 | 446.5886 | 37.6091 | 61.6894 | 0
| All | All Customers | 5 | Average Weekday | SCE | 1-in-2 | 2022 | 24 | 442.1751 | 474.9487 | 37.6565 | 60.763 | 0
| All | All Customers | 5 | Monthly System Peak Day | SCE | 1-in-2 | 2022 | 1 | 380.767 | 395.2245 | 37.6077 | 65.1198 | 0
| All | All Customers | 5 | Monthly System Peak Day | SCE | 1-in-2 | 2022 | 2 | 371.2792 | 378.9514 | 37.5604 | 63.8179 | 0
| All | All Customers | 5 | Monthly System Peak Day | SCE | 1-in-2 | 2022 | 3 | 471.3849 | 482.2729 | 37.5533 | 62.7662 | 0
| All | All Customers | 5 | Monthly System Peak Day | SCE | 1-in-2 | 2022 | 4 | 573.2158 | 589.2103 | 37.5379 | 61.8959 | 0
| All | All Customers | 5 | Monthly System Peak Day | SCE | 1-in-2 | 2022 | 5 | 555.8747 | 575.8696 | 37.541 | 60.8668 | 0
| All | All Customers | 5 | Monthly System Peak Day | SCE | 1-in-2 | 2022 | 6 | 562.7272 | 585.795 | 37.5273 | 59.9669 | 0
| All | All Customers | 5 | Monthly System Peak Day | SCE | 1-in-2 | 2022 | 7 | 568.5655 | 585.4227 | 37.5389 | 59.3845 | 0
| All | All Customers | 5 | Monthly System Peak Day | SCE | 1-in-2 | 2022 | 8 | 593.855 | 624.5648 | 37.665 | 60.049 | 0
| All | All Customers | 5 | Monthly System Peak Day | SCE | 1-in-2 | 2022 | 9 | 528.1672 | 563.3793 | 37.779 | 63.2437 | 0
| All | All Customers | 5 | Monthly System Peak Day | SCE | 1-in-2 | 2022 | 10 | 518.7576 | 541.7433 | 37.6747 | 67.8343 | 0
| All | All Customers | 5 | Monthly System Peak Day | SCE | 1-in-2 | 2022 | 11 | 506.57 | 521.9587 | 37.7316 | 72.8788 | 0
| All | All Customers | 5 | Monthly System Peak Day | SCE | 1-in-2 | 2022 | 12 | 493.781 | 505.0838 | 37.7882 | 77.1882 | 0
| All | All Customers | 5 | Monthly System Peak Day | SCE | 1-in-2 | 2022 | 13 | 411.7029 | 421.1355 | 37.8177 | 80.2719 | 0
| All | All Customers | 5 | Monthly System Peak Day | SCE | 1-in-2 | 2022 | 14 | 383.6491 | 390.1374 | 37.7727 | 82.7789 | 0
| All | All Customers | 5 | Monthly System Peak Day | SCE | 1-in-2 | 2022 | 15 | 344.497 | 349.8857 | 37.6815 | 83.8067 | 0
| All | All Customers | 5 | Monthly System Peak Day | SCE | 1-in-2 | 2022 | 16 | 297.045 | 299.1755 | 37.5585 | 84.561 | 0
| All | All Customers | 5 | Monthly System Peak Day | SCE | 1-in-2 | 2022 | 17 | 268.629 | 277.4243 | 37.3764 | 84.6818 | 0
| All | All Customers | 5 | Monthly System Peak Day | SCE | 1-in-2 | 2022 | 18 | 253.979 | 260.9248 | 37.3884 | 83.6385 | 0
| All | All Customers | 5 | Monthly System Peak Day | SCE | 1-in-2 | 2022 | 19 | 244.1595 | 249.3803 | 37.45 | 81.5861 | 0
| All | All Customers | 5 | Monthly System Peak Day | SCE | 1-in-2 | 2022 | 20 | 234.9806 | 239.3134 | 37.3376 | 78.8553 | 0
| All | All Customers | 5 | Monthly System Peak Day | SCE | 1-in-2 | 2022 | 21 | 246.317 | 250.6751 | 37.3859 | 74.8605 | 0
| All | All Customers | 5 | Monthly System Peak Day | SCE | 1-in-2 | 2022 | 22 | 417.0913 | 440.3319 | 37.5599 | 71.2586 | 0
| All | All Customers | 5 | Monthly System Peak Day | SCE | 1-in-2 | 2022 | 23 | 421.8608 | 446.5886 | 37.6091 | 69.2905 | 0
| All | All Customers | 5 | Monthly System Peak Day | SCE | 1-in-2 | 2022 | 24 | 442.1751 | 474.9487 | 37.6565 | 67.8911 | 0
| All | All Customers | 6 | Average Weekday | SCE | 1-in-2 | 2022 | 1 | 368.6881 | 397.3731 | 39.0276 | 63.3347 | 0
| All | All Customers | 6 | Average Weekday | SCE | 1-in-2 | 2022 | 2 | 354.5173 | 380.5559 | 38.9982 | 62.4336 | 0
| All | All Customers | 6 | Average Weekday | SCE | 1-in-2 | 2022 | 3 | 449.0311 | 485.8093 | 38.9917 | 61.6495 | 0
| All | All Customers | 6 | Average Weekday | SCE | 1-in-2 | 2022 | 4 | 542.7653 | 592.562 | 38.9855 | 60.9868 | 0
| All | All Customers | 6 | Average Weekday | SCE | 1-in-2 | 2022 | 5 | 526.5118 | 580.6605 | 38.9968 | 60.4527 | 0
| All | All Customers | 6 | Average Weekday | SCE | 1-in-2 | 2022 | 6 | 548.0166 | 610.9039 | 39.0167 | 59.9373 | 0
| All | All Customers | 6 | Average Weekday | SCE | 1-in-2 | 2022 | 7 | 561.5596 | 605.1499 | 39.1655 | 59.5165 | 0
| All | All Customers | 6 | Average Weekday | SCE | 1-in-2 | 2022 | 8 | 582.0161 | 622.6035 | 39.0451 | 60.1751 | 0
| All | All Customers | 6 | Average Weekday | SCE | 1-in-2 | 2022 | 9 | 539.5998 | 555.6349 | 39.0912 | 62.3426 | 0
| All | All Customers | 6 | Average Weekday | SCE | 1-in-2 | 2022 | 10 | 526.5865 | 536.0237 | 39.1425 | 65.1843 | 0
| All | All Customers | 6 | Average Weekday | SCE | 1-in-2 | 2022 | 11 | 506.1533 | 511.4492 | 39.1965 | 68.3037 | 0
| All | All Customers | 6 | Average Weekday | SCE | 1-in-2 | 2022 | 12 | 497.1763 | 509.5128 | 39.2194 | 71.3783 | 0
| All | All Customers | 6 | Average Weekday | SCE | 1-in-2 | 2022 | 13 | 413.6994 | 439.2169 | 39.2773 | 73.8767 | 0
| All | All Customers | 6 | Average Weekday | SCE | 1-in-2 | 2022 | 14 | 383.6882 | 403.5602 | 39.2369 | 75.8974 | 0
| All | All Customers | 6 | Average Weekday | SCE | 1-in-2 | 2022 | 15 | 334.6196 | 351.7831 | 39.2727 | 77.3669 | 0
| All | All Customers | 6 | Average Weekday | SCE | 1-in-2 | 2022 | 16 | 292.0695 | 304.5316 | 39.343 | 78.0876 | 0
| All | All Customers | 6 | Average Weekday | SCE | 1-in-2 | 2022 | 17 | 268.2177 | 273.6947 | 39.2003 | 78.2813 | 0
| All | All Customers | 6 | Average Weekday | SCE | 1-in-2 | 2022 | 18 | 245.7531 | 256.1571 | 39.1967 | 77.522 | 0
| All | All Customers | 6 | Average Weekday | SCE | 1-in-2 | 2022 | 19 | 230.9436 | 256.541 | 59.2842 | 76.0725 | 0
| All | All Customers | 6 | Average Weekday | SCE | 1-in-2 | 2022 | 20 | 218.4858 | 244.5982 | 38.0619 | 73.9133 | 0
| All | All Customers | 6 | Average Weekday | SCE | 1-in-2 | 2022 | 21 | 235.6313 | 250.0169 | 39.1469 | 70.9037 | 0
| All | All Customers | 6 | Average Weekday | SCE | 1-in-2 | 2022 | 22 | 391.8324 | 444.0574 | 38.8603 | 67.7811 | 0
| All | All Customers | 6 | Average Weekday | SCE | 1-in-2 | 2022 | 23 | 415.2001 | 462.026 | 38.9643 | 65.9071 | 0
| All | All Customers | 6 | Average Weekday | SCE | 1-in-2 | 2022 | 24 | 437.1971 | 484.5151 | 39.018 | 64.6 | 0
| All | All Customers | 6 | Monthly System Peak Day | SCE | 1-in-2 | 2022 | 1 | 368.6881 | 397.2977 | 37.5927 | 66.2097 | 0
| All | All Customers | 6 | Monthly System Peak Day | SCE | 1-in-2 | 2022 | 2 | 354.5173 | 374.6124 | 37.5955 | 65.3067 | 0
| All | All Customers | 6 | Monthly System Peak Day | SCE | 1-in-2 | 2022 | 3 | 449.0311 | 474.9282 | 37.5964 | 64.5444 | 0
| All | All Customers | 6 | Monthly System Peak Day | SCE | 1-in-2 | 2022 | 4 | 542.7653 | 572.6737 | 37.5969 | 63.7331 | 0
| All | All Customers | 6 | Monthly System Peak Day | SCE | 1-in-2 | 2022 | 5 | 526.5118 | 565.353 | 37.5916 | 63.0681 | 0
| All | All Customers | 6 | Monthly System Peak Day | SCE | 1-in-2 | 2022 | 6 | 548.0166 | 593.4265 | 37.5817 | 62.309 | 0
| All | All Customers | 6 | Monthly System Peak Day | SCE | 1-in-2 | 2022 | 7 | 561.5596 | 586.3637 | 37.5502 | 61.7272 | 0
| All | All Customers | 6 | Monthly System Peak Day | SCE | 1-in-2 | 2022 | 8 | 582.0161 | 610.0705 | 37.6026 | 62.6254 | 0
| All | All Customers | 6 | Monthly System Peak Day | SCE | 1-in-2 | 2022 | 9 | 539.5998 | 560.1416 | 37.6239 | 65.6219 | 0
| All | All Customers | 6 | Monthly System Peak Day | SCE | 1-in-2 | 2022 | 10 | 526.5865 | 540.3568 | 37.609 | 69.9084 | 0
| All | All Customers | 6 | Monthly System Peak Day | SCE | 1-in-2 | 2022 | 11 | 506.1533 | 518.019 | 37.6377 | 73.7067 | 0
| All | All Customers | 6 | Monthly System Peak Day | SCE | 1-in-2 | 2022 | 12 | 497.1763 | 511.7762 | 37.6695 | 76.9806 | 0
| All | All Customers | 6 | Monthly System Peak Day | SCE | 1-in-2 | 2022 | 13 | 413.6994 | 433.1407 | 37.6804 | 78.6684 | 0
| All | All Customers | 6 | Monthly System Peak Day | SCE | 1-in-2 | 2022 | 14 | 383.6882 | 400.0604 | 37.6518 | 80.1551 | 0
| All | All Customers | 6 | Monthly System Peak Day | SCE | 1-in-2 | 2022 | 15 | 334.6196 | 349.1177 | 37.5871 | 81.9574 | 0
| All | All Customers | 6 | Monthly System Peak Day | SCE | 1-in-2 | 2022 | 16 | 292.0695 | 294.6652 | 37.5363 | 83.0361 | 0
| All | All Customers | 6 | Monthly System Peak Day | SCE | 1-in-2 | 2022 | 17 | 268.2177 | 277.5897 | 37.8182 | 83.2226 | 0
| All | All Customers | 6 | Monthly System Peak Day | SCE | 1-in-2 | 2022 | 18 | 245.7531 | 260.8721 | 37.8389 | 82.3696 | 0
| All | All Customers | 6 | Monthly System Peak Day | SCE | 1-in-2 | 2022 | 19 | 230.9436 | 253.884 | 40.3114 | 80.113 | 0
| All | All Customers | 6 | Monthly System Peak Day | SCE | 1-in-2 | 2022 | 20 | 218.4858 | 238.0598 | 37.7951 | 77.1837 | 0
| All | All Customers | 6 | Monthly System Peak Day | SCE | 1-in-2 | 2022 | 21 | 235.6313 | 251.7958 | 38.0509 | 74.1464 | 0
| All | All Customers | 6 | Monthly System Peak Day | SCE | 1-in-2 | 2022 | 22 | 391.8324 | 425.3767 | 37.6564 | 71.4734 | 0
| All | All Customers | 6 | Monthly System Peak Day | SCE | 1-in-2 | 2022 | 23 | 415.2001 | 449.2109 | 37.6205 | 69.8039 | 0
| All | All Customers | 6 | Monthly System Peak Day | SCE | 1-in-2 | 2022 | 24 | 437.1971 | 478.7797 | 37.6037 | 68.3328 | 0
| All | All Customers | 7 | Average Weekday | SCE | 1-in-2 | 2022 | 1 | 369.9442 | 397.3203 | 40.2618 | 68.1243 | 0
| All | All Customers | 7 | Average Weekday | SCE | 1-in-2 | 2022 | 2 | 368.3871 | 387.4779 | 40.2576 | 67.4089 | 0
| All | All Customers | 7 | Average Weekday | SCE | 1-in-2 | 2022 | 3 | 452.2392 | 477.9943 | 40.2564 | 66.7668 | 0
| All | All Customers | 7 | Average Weekday | SCE | 1-in-2 | 2022 | 4 | 546.8934 | 578.212 | 40.2542 | 66.2032 | 0
| All | All Customers | 7 | Average Weekday | SCE | 1-in-2 | 2022 | 5 | 533.9058 | 574.3426 | 40.2517 | 65.7063 | 0
| All | All Customers | 7 | Average Weekday | SCE | 1-in-2 | 2022 | 6 | 540.1998 | 583.377 | 40.2451 | 65.2472 | 0
| All | All Customers | 7 | Average Weekday | SCE | 1-in-2 | 2022 | 7 | 545.2534 | 567.4839 | 40.2451 | 64.9139 | 0
| All | All Customers | 7 | Average Weekday | SCE | 1-in-2 | 2022 | 8 | 562.8531 | 591.156 | 40.2757 | 65.3722 | 0
| All | All Customers | 7 | Average Weekday | SCE | 1-in-2 | 2022 | 9 | 510.5976 | 529.8867 | 40.3086 | 67.4307 | 0
| All | All Customers | 7 | Average Weekday | SCE | 1-in-2 | 2022 | 10 | 499.9016 | 512.8389 | 40.3079 | 70.1693 | 0
| All | All Customers | 7 | Average Weekday | SCE | 1-in-2 | 2022 | 11 | 484.6935 | 496.0853 | 40.3428 | 73.2355 | 0
| All | All Customers | 7 | Average Weekday | SCE | 1-in-2 | 2022 | 12 | 476.012 | 491.0931 | 40.3767 | 76.3415 | 0
| All | All Customers | 7 | Average Weekday | SCE | 1-in-2 | 2022 | 13 | 392.8062 | 410.3135 | 40.3921 | 78.8269 | 0
| All | All Customers | 7 | Average Weekday | SCE | 1-in-2 | 2022 | 14 | 365.7621 | 381.138 | 40.3611 | 80.7152 | 0
| All | All Customers | 7 | Average Weekday | SCE | 1-in-2 | 2022 | 15 | 322.7567 | 336.8751 | 40.303 | 82.0515 | 0
| All | All Customers | 7 | Average Weekday | SCE | 1-in-2 | 2022 | 16 | 275.1843 | 275.9989 | 40.2611 | 82.5892 | 0
| All | All Customers | 7 | Average Weekday | SCE | 1-in-2 | 2022 | 17 | 255.1345 | 263.2991 | 40.6585 | 82.6471 | 0
| All | All Customers | 7 | Average Weekday | SCE | 1-in-2 | 2022 | 18 | 240.7122 | 253.3915 | 40.6804 | 81.8483 | 0
| All | All Customers | 7 | Average Weekday | SCE | 1-in-2 | 2022 | 19 | 227.9746 | 249.2933 | 41.2741 | 80.2734 | 0
| All | All Customers | 7 | Average Weekday | SCE | 1-in-2 | 2022 | 20 | 223.7187 | 239.0392 | 40.2334 | 78.0883 | 0
| All | All Customers | 7 | Average Weekday | SCE | 1-in-2 | 2022 | 21 | 244.9187 | 257.1872 | 40.6888 | 75.1032 | 0
| All | All Customers | 7 | Average Weekday | SCE | 1-in-2 | 2022 | 22 | 400.2373 | 435.7071 | 40.2355 | 71.9933 | 0
| All | All Customers | 7 | Average Weekday | SCE | 1-in-2 | 2022 | 23 | 414.8082 | 445.2648 | 40.2483 | 70.1118 | 0
| All | All Customers | 7 | Average Weekday | SCE | 1-in-2 | 2022 | 24 | 432.5124 | 471.5877 | 40.2647 | 68.9207 | 0
| All | All Customers | 7 | Monthly System Peak Day | SCE | 1-in-2 | 2022 | 1 | 369.9442 | 362.0932 | 40.274 | 71.8638 | 0
| All | All Customers | 7 | Monthly System Peak Day | SCE | 1-in-2 | 2022 | 2 | 368.3871 | 340.152 | 40.2592 | 71.0105 | 0
| All | All Customers | 7 | Monthly System Peak Day | SCE | 1-in-2 | 2022 | 3 | 452.2392 | 403.4222 | 40.2577 | 70.0679 | 0
| All | All Customers | 7 | Monthly System Peak Day | SCE | 1-in-2 | 2022 | 4 | 546.8934 | 472.8677 | 40.2545 | 69.3622 | 0
| All | All Customers | 7 | Monthly System Peak Day | SCE | 1-in-2 | 2022 | 5 | 533.9058 | 475.5085 | 40.2622 | 68.9796 | 0
| All | All Customers | 7 | Monthly System Peak Day | SCE | 1-in-2 | 2022 | 6 | 540.1998 | 499.9306 | 40.2758 | 68.5707 | 0
| All | All Customers | 7 | Monthly System Peak Day | SCE | 1-in-2 | 2022 | 7 | 545.2534 | 492.6623 | 40.3229 | 68.0494 | 0
| All | All Customers | 7 | Monthly System Peak Day | SCE | 1-in-2 | 2022 | 8 | 562.8531 | 521.3679 | 40.292 | 68.5783 | 0
| All | All Customers | 7 | Monthly System Peak Day | SCE | 1-in-2 | 2022 | 9 | 510.5976 | 483.7751 | 40.2959 | 71.4768 | 0
| All | All Customers | 7 | Monthly System Peak Day | SCE | 1-in-2 | 2022 | 10 | 499.9016 | 463.0964 | 40.2874 | 75.3406 | 0
| All | All Customers | 7 | Monthly System Peak Day | SCE | 1-in-2 | 2022 | 11 | 484.6935 | 450.842 | 40.2979 | 79.281 | 0
| All | All Customers | 7 | Monthly System Peak Day | SCE | 1-in-2 | 2022 | 12 | 476.012 | 442.1696 | 40.309 | 82.9879 | 0
| All | All Customers | 7 | Monthly System Peak Day | SCE | 1-in-2 | 2022 | 13 | 392.8062 | 376.8092 | 40.3209 | 85.9598 | 0
| All | All Customers | 7 | Monthly System Peak Day | SCE | 1-in-2 | 2022 | 14 | 365.7621 | 350.5609 | 40.315 | 87.6332 | 0
| All | All Customers | 7 | Monthly System Peak Day | SCE | 1-in-2 | 2022 | 15 | 322.7567 | 311.6436 | 40.3303 | 89.3057 | 0
| All | All Customers | 7 | Monthly System Peak Day | SCE | 1-in-2 | 2022 | 16 | 275.1843 | 250.3309 | 40.3281 | 89.9238 | 0
| All | All Customers | 7 | Monthly System Peak Day | SCE | 1-in-2 | 2022 | 17 | 255.1345 | 266.0481 | 40.214 | 90.7044 | 0
| All | All Customers | 7 | Monthly System Peak Day | SCE | 1-in-2 | 2022 | 18 | 240.7122 | 263.6823 | 40.3007 | 89.8839 | 0
| All | All Customers | 7 | Monthly System Peak Day | SCE | 1-in-2 | 2022 | 19 | 227.9746 | 223.8047 | 39.9048 | 87.8404 | 0
| All | All Customers | 7 | Monthly System Peak Day | SCE | 1-in-2 | 2022 | 20 | 223.7187 | 246.3176 | 39.6799 | 85.258 | 0
| All | All Customers | 7 | Monthly System Peak Day | SCE | 1-in-2 | 2022 | 21 | 244.9187 | 230.1181 | 40.8368 | 82.1522 | 0
| All | All Customers | 7 | Monthly System Peak Day | SCE | 1-in-2 | 2022 | 22 | 400.2373 | 384.4861 | 40.3775 | 78.5182 | 0
| All | All Customers | 7 | Monthly System Peak Day | SCE | 1-in-2 | 2022 | 23 | 414.8082 | 382.7926 | 40.2874 | 76.1399 | 0
| All | All Customers | 7 | Monthly System Peak Day | SCE | 1-in-2 | 2022 | 24 | 432.5124 | 408.9223 | 40.2817 | 74.359 | 0
| All | All Customers | 8 | Average Weekday | SCE | 1-in-2 | 2022 | 1 | 390.1748 | 421.3528 | 37.7964 | 68.6048 | 0
| All | All Customers | 8 | Average Weekday | SCE | 1-in-2 | 2022 | 2 | 375.9141 | 397.6579 | 37.7918 | 67.7051 | 0
| All | All Customers | 8 | Average Weekday | SCE | 1-in-2 | 2022 | 3 | 457.5044 | 482.9031 | 37.7904 | 66.9073 | 0
| All | All Customers | 8 | Average Weekday | SCE | 1-in-2 | 2022 | 4 | 558.8087 | 588.68 | 37.7874 | 66.1811 | 0
| All | All Customers | 8 | Average Weekday | SCE | 1-in-2 | 2022 | 5 | 538.7702 | 579.1248 | 37.7847 | 65.5312 | 0
| All | All Customers | 8 | Average Weekday | SCE | 1-in-2 | 2022 | 6 | 549.1656 | 596.0424 | 37.7773 | 64.9865 | 0
| All | All Customers | 8 | Average Weekday | SCE | 1-in-2 | 2022 | 7 | 562.9018 | 590.2884 | 37.7831 | 64.5957 | 0
| All | All Customers | 8 | Average Weekday | SCE | 1-in-2 | 2022 | 8 | 573.7953 | 605.2958 | 37.8116 | 64.5927 | 0
| All | All Customers | 8 | Average Weekday | SCE | 1-in-2 | 2022 | 9 | 516.6103 | 537.4097 | 37.8463 | 66.6332 | 0
| All | All Customers | 8 | Average Weekday | SCE | 1-in-2 | 2022 | 10 | 507.9338 | 521.7944 | 37.8508 | 69.8708 | 0
| All | All Customers | 8 | Average Weekday | SCE | 1-in-2 | 2022 | 11 | 488.9937 | 501.4087 | 37.8837 | 73.6852 | 0
| All | All Customers | 8 | Average Weekday | SCE | 1-in-2 | 2022 | 12 | 477.4036 | 493.7015 | 37.9121 | 77.4375 | 0
| All | All Customers | 8 | Average Weekday | SCE | 1-in-2 | 2022 | 13 | 402.59 | 422.671 | 37.927 | 80.3669 | 0
| All | All Customers | 8 | Average Weekday | SCE | 1-in-2 | 2022 | 14 | 373.6815 | 390.5078 | 37.8973 | 82.5867 | 0
| All | All Customers | 8 | Average Weekday | SCE | 1-in-2 | 2022 | 15 | 330.7614 | 345.8481 | 37.8442 | 83.9652 | 0
| All | All Customers | 8 | Average Weekday | SCE | 1-in-2 | 2022 | 16 | 284.1165 | 288.1476 | 37.8067 | 84.4882 | 0
| All | All Customers | 8 | Average Weekday | SCE | 1-in-2 | 2022 | 17 | 265.4218 | 272.9664 | 38.1619 | 84.5142 | 0
| All | All Customers | 8 | Average Weekday | SCE | 1-in-2 | 2022 | 18 | 241.5727 | 255.878 | 38.216 | 83.6598 | 0
| All | All Customers | 8 | Average Weekday | SCE | 1-in-2 | 2022 | 19 | 229.3663 | 252.7465 | 39.0705 | 81.9995 | 0
| All | All Customers | 8 | Average Weekday | SCE | 1-in-2 | 2022 | 20 | 230.5038 | 249.913 | 37.9916 | 79.4151 | 0
| All | All Customers | 8 | Average Weekday | SCE | 1-in-2 | 2022 | 21 | 255.5932 | 271.2881 | 38.3468 | 75.7188 | 0
| All | All Customers | 8 | Average Weekday | SCE | 1-in-2 | 2022 | 22 | 413.4947 | 445.8662 | 37.7597 | 72.7525 | 0
| All | All Customers | 8 | Average Weekday | SCE | 1-in-2 | 2022 | 23 | 431.8538 | 467.3171 | 37.7726 | 70.9434 | 0
| All | All Customers | 8 | Average Weekday | SCE | 1-in-2 | 2022 | 24 | 453.1436 | 496.0572 | 37.7964 | 69.6999 | 0
| All | All Customers | 8 | Monthly System Peak Day | SCE | 1-in-2 | 2022 | 1 | 390.1748 | 382.9702 | 32.5336 | 76.729 | 0
| All | All Customers | 8 | Monthly System Peak Day | SCE | 1-in-2 | 2022 | 2 | 375.9141 | 349.6643 | 32.5184 | 75.7112 | 0
| All | All Customers | 8 | Monthly System Peak Day | SCE | 1-in-2 | 2022 | 3 | 457.5044 | 412.9452 | 32.5173 | 75.0151 | 0
| All | All Customers | 8 | Monthly System Peak Day | SCE | 1-in-2 | 2022 | 4 | 558.8087 | 486.4192 | 32.5145 | 74.1331 | 0
| All | All Customers | 8 | Monthly System Peak Day | SCE | 1-in-2 | 2022 | 5 | 538.7702 | 484.0638 | 32.5225 | 73.4784 | 0
| All | All Customers | 8 | Monthly System Peak Day | SCE | 1-in-2 | 2022 | 6 | 549.1656 | 507.1768 | 32.5379 | 73.0231 | 0
| All | All Customers | 8 | Monthly System Peak Day | SCE | 1-in-2 | 2022 | 7 | 562.9018 | 510.9993 | 32.5815 | 72.4765 | 0
| All | All Customers | 8 | Monthly System Peak Day | SCE | 1-in-2 | 2022 | 8 | 573.7953 | 530.8173 | 32.5506 | 72.4993 | 0
| All | All Customers | 8 | Monthly System Peak Day | SCE | 1-in-2 | 2022 | 9 | 516.6103 | 492.2317 | 32.553 | 74.4048 | 0
| All | All Customers | 8 | Monthly System Peak Day | SCE | 1-in-2 | 2022 | 10 | 507.9338 | 472.8876 | 32.5383 | 78.181 | 0
| All | All Customers | 8 | Monthly System Peak Day | SCE | 1-in-2 | 2022 | 11 | 488.9937 | 452.603 | 32.5513 | 82.3488 | 0
| All | All Customers | 8 | Monthly System Peak Day | SCE | 1-in-2 | 2022 | 12 | 477.4036 | 442.4098 | 32.5694 | 85.8708 | 0
| All | All Customers | 8 | Monthly System Peak Day | SCE | 1-in-2 | 2022 | 13 | 402.59 | 388.0364 | 32.5833 | 88.3284 | 0
| All | All Customers | 8 | Monthly System Peak Day | SCE | 1-in-2 | 2022 | 14 | 373.6815 | 359.7309 | 32.5775 | 90.4758 | 0
| All | All Customers | 8 | Monthly System Peak Day | SCE | 1-in-2 | 2022 | 15 | 330.7614 | 321.2988 | 32.5911 | 91.872 | 0
| All | All Customers | 8 | Monthly System Peak Day | SCE | 1-in-2 | 2022 | 16 | 284.1165 | 263.3498 | 32.5797 | 91.7197 | 0
| All | All Customers | 8 | Monthly System Peak Day | SCE | 1-in-2 | 2022 | 17 | 265.4218 | 275.367 | 32.415 | 91.0049 | 0
| All | All Customers | 8 | Monthly System Peak Day | SCE | 1-in-2 | 2022 | 18 | 241.5727 | 266.6082 | 32.5018 | 89.5054 | 0
| All | All Customers | 8 | Monthly System Peak Day | SCE | 1-in-2 | 2022 | 19 | 229.3663 | 226.5901 | 32.1829 | 88.0806 | 0
| All | All Customers | 8 | Monthly System Peak Day | SCE | 1-in-2 | 2022 | 20 | 230.5038 | 220.9391 | 32.0478 | 86.4 | 0
| All | All Customers | 8 | Monthly System Peak Day | SCE | 1-in-2 | 2022 | 21 | 255.5932 | 235.6098 | 33.2474 | 82.8954 | 0
| All | All Customers | 8 | Monthly System Peak Day | SCE | 1-in-2 | 2022 | 22 | 413.4947 | 388.6937 | 32.6769 | 79.7942 | 0
| All | All Customers | 8 | Monthly System Peak Day | SCE | 1-in-2 | 2022 | 23 | 431.8538 | 406.2263 | 32.5628 | 77.8258 | 0
| All | All Customers | 8 | Monthly System Peak Day | SCE | 1-in-2 | 2022 | 24 | 453.1436 | 433.6271 | 32.5452 | 76.3618 | 0
| All | All Customers | 8 | Typical Event Day | SCE | 1-in-2 | 2022 | 1 | 390.1748 | 382.9702 | 32.5336 | 72.4861 | 0
| All | All Customers | 8 | Typical Event Day | SCE | 1-in-2 | 2022 | 2 | 375.9141 | 349.6643 | 32.5184 | 71.5249 | 0
| All | All Customers | 8 | Typical Event Day | SCE | 1-in-2 | 2022 | 3 | 457.5044 | 412.9452 | 32.5173 | 70.6941 | 0
| All | All Customers | 8 | Typical Event Day | SCE | 1-in-2 | 2022 | 4 | 558.8087 | 486.4192 | 32.5145 | 69.8869 | 0
| All | All Customers | 8 | Typical Event Day | SCE | 1-in-2 | 2022 | 5 | 538.7702 | 484.0638 | 32.5225 | 69.2133 | 0
| All | All Customers | 8 | Typical Event Day | SCE | 1-in-2 | 2022 | 6 | 549.1656 | 507.1768 | 32.5379 | 68.6247 | 0
| All | All Customers | 8 | Typical Event Day | SCE | 1-in-2 | 2022 | 7 | 562.9018 | 510.9993 | 32.5815 | 68.1379 | 0
| All | All Customers | 8 | Typical Event Day | SCE | 1-in-2 | 2022 | 8 | 573.7953 | 530.8173 | 32.5506 | 68.4562 | 0
| All | All Customers | 8 | Typical Event Day | SCE | 1-in-2 | 2022 | 9 | 516.6103 | 492.2317 | 32.553 | 70.9203 | 0
| All | All Customers | 8 | Typical Event Day | SCE | 1-in-2 | 2022 | 10 | 507.9338 | 472.8876 | 32.5383 | 75.0162 | 0
| All | All Customers | 8 | Typical Event Day | SCE | 1-in-2 | 2022 | 11 | 488.9937 | 452.603 | 32.5513 | 79.3024 | 0
| All | All Customers | 8 | Typical Event Day | SCE | 1-in-2 | 2022 | 12 | 477.4036 | 442.4098 | 32.5694 | 83.1312 | 0
| All | All Customers | 8 | Typical Event Day | SCE | 1-in-2 | 2022 | 13 | 402.59 | 388.0364 | 32.5833 | 85.912 | 0
| All | All Customers | 8 | Typical Event Day | SCE | 1-in-2 | 2022 | 14 | 373.6815 | 359.7309 | 32.5775 | 87.9349 | 0
| All | All Customers | 8 | Typical Event Day | SCE | 1-in-2 | 2022 | 15 | 330.7614 | 321.2988 | 32.5911 | 89.4513 | 0
| All | All Customers | 8 | Typical Event Day | SCE | 1-in-2 | 2022 | 16 | 284.1165 | 263.3498 | 32.5797 | 89.7042 | 0
| All | All Customers | 8 | Typical Event Day | SCE | 1-in-2 | 2022 | 17 | 265.4218 | 275.367 | 32.415 | 89.701 | 0
| All | All Customers | 8 | Typical Event Day | SCE | 1-in-2 | 2022 | 18 | 241.5727 | 266.6082 | 32.5018 | 88.7098 | 0
| All | All Customers | 8 | Typical Event Day | SCE | 1-in-2 | 2022 | 19 | 229.3663 | 226.5901 | 32.1829 | 87.0032 | 0
| All | All Customers | 8 | Typical Event Day | SCE | 1-in-2 | 2022 | 20 | 230.5038 | 220.9391 | 32.0478 | 84.6105 | 0
| All | All Customers | 8 | Typical Event Day | SCE | 1-in-2 | 2022 | 21 | 255.5932 | 235.6098 | 33.2474 | 81.2896 | 0
| All | All Customers | 8 | Typical Event Day | SCE | 1-in-2 | 2022 | 22 | 413.4947 | 388.6937 | 32.6769 | 78.334 | 0
| All | All Customers | 8 | Typical Event Day | SCE | 1-in-2 | 2022 | 23 | 431.8538 | 406.2263 | 32.5628 | 76.345 | 0
| All | All Customers | 8 | Typical Event Day | SCE | 1-in-2 | 2022 | 24 | 453.1436 | 433.6271 | 32.5452 | 74.6513 | 0
| All | All Customers | 9 | Average Weekday | SCE | 1-in-2 | 2022 | 1 | 359.8292 | 380.7043 | 40.4004 | 68.2248 | 0
| All | All Customers | 9 | Average Weekday | SCE | 1-in-2 | 2022 | 2 | 357.3363 | 367.9659 | 40.3957 | 67.3747 | 0
| All | All Customers | 9 | Average Weekday | SCE | 1-in-2 | 2022 | 3 | 450.9162 | 457.7455 | 40.3942 | 66.6469 | 0
| All | All Customers | 9 | Average Weekday | SCE | 1-in-2 | 2022 | 4 | 554.7036 | 565.2527 | 40.3933 | 65.9978 | 0
| All | All Customers | 9 | Average Weekday | SCE | 1-in-2 | 2022 | 5 | 523.7796 | 541.3815 | 40.3905 | 65.4474 | 0
| All | All Customers | 9 | Average Weekday | SCE | 1-in-2 | 2022 | 6 | 523.0917 | 551.1613 | 40.3845 | 64.9529 | 0
| All | All Customers | 9 | Average Weekday | SCE | 1-in-2 | 2022 | 7 | 547.6428 | 566.1625 | 40.3753 | 64.5849 | 0
| All | All Customers | 9 | Average Weekday | SCE | 1-in-2 | 2022 | 8 | 547.9686 | 564.3184 | 40.4091 | 64.395 | 0
| All | All Customers | 9 | Average Weekday | SCE | 1-in-2 | 2022 | 9 | 488.6972 | 505.4441 | 40.4437 | 65.5182 | 0
| All | All Customers | 9 | Average Weekday | SCE | 1-in-2 | 2022 | 10 | 486.6774 | 496.0116 | 40.4409 | 68.2871 | 0
| All | All Customers | 9 | Average Weekday | SCE | 1-in-2 | 2022 | 11 | 471.5067 | 480.1265 | 40.4828 | 71.8009 | 0
| All | All Customers | 9 | Average Weekday | SCE | 1-in-2 | 2022 | 12 | 462.7498 | 471.8403 | 40.5254 | 75.3148 | 0
| All | All Customers | 9 | Average Weekday | SCE | 1-in-2 | 2022 | 13 | 397.2864 | 407.9539 | 40.5438 | 78.1724 | 0
| All | All Customers | 9 | Average Weekday | SCE | 1-in-2 | 2022 | 14 | 364.8622 | 374.9254 | 40.5097 | 80.1734 | 0
| All | All Customers | 9 | Average Weekday | SCE | 1-in-2 | 2022 | 15 | 328.5393 | 338.3625 | 40.4406 | 81.3344 | 0
| All | All Customers | 9 | Average Weekday | SCE | 1-in-2 | 2022 | 16 | 297.2944 | 296.6509 | 40.3909 | 81.812 | 0
| All | All Customers | 9 | Average Weekday | SCE | 1-in-2 | 2022 | 17 | 269.1253 | 282.0001 | 40.6218 | 81.5813 | 0
| All | All Customers | 9 | Average Weekday | SCE | 1-in-2 | 2022 | 18 | 250.0782 | 267.9355 | 40.5467 | 80.5863 | 0
| All | All Customers | 9 | Average Weekday | SCE | 1-in-2 | 2022 | 19 | 253.7403 | 264.321 | 41.757 | 78.8037 | 0
| All | All Customers | 9 | Average Weekday | SCE | 1-in-2 | 2022 | 20 | 255.5105 | 264.0713 | 40.2732 | 75.9106 | 0
| All | All Customers | 9 | Average Weekday | SCE | 1-in-2 | 2022 | 21 | 272.3387 | 282.326 | 40.4287 | 72.9426 | 0
| All | All Customers | 9 | Average Weekday | SCE | 1-in-2 | 2022 | 22 | 412.7939 | 435.8209 | 40.353 | 71.2201 | 0
| All | All Customers | 9 | Average Weekday | SCE | 1-in-2 | 2022 | 23 | 411.6014 | 434.2358 | 40.4023 | 69.9888 | 0
| All | All Customers | 9 | Average Weekday | SCE | 1-in-2 | 2022 | 24 | 422.9065 | 454.0249 | 40.4074 | 68.9206 | 0
| All | All Customers | 9 | Monthly System Peak Day | SCE | 1-in-2 | 2022 | 1 | 359.8292 | 343.1985 | 40.479 | 75.2302 | 0
| All | All Customers | 9 | Monthly System Peak Day | SCE | 1-in-2 | 2022 | 2 | 357.3363 | 320.3369 | 40.4658 | 74.1473 | 0
| All | All Customers | 9 | Monthly System Peak Day | SCE | 1-in-2 | 2022 | 3 | 450.9162 | 388.8868 | 40.4643 | 73.2171 | 0
| All | All Customers | 9 | Monthly System Peak Day | SCE | 1-in-2 | 2022 | 4 | 554.7036 | 454.3047 | 40.4601 | 72.3767 | 0
| All | All Customers | 9 | Monthly System Peak Day | SCE | 1-in-2 | 2022 | 5 | 523.7796 | 437.2292 | 40.467 | 71.3744 | 0
| All | All Customers | 9 | Monthly System Peak Day | SCE | 1-in-2 | 2022 | 6 | 523.0917 | 449.783 | 40.478 | 70.647 | 0
| All | All Customers | 9 | Monthly System Peak Day | SCE | 1-in-2 | 2022 | 7 | 547.6428 | 474.8643 | 40.5304 | 70.3486 | 0
| All | All Customers | 9 | Monthly System Peak Day | SCE | 1-in-2 | 2022 | 8 | 547.9686 | 476.925 | 40.4994 | 70.1718 | 0
| All | All Customers | 9 | Monthly System Peak Day | SCE | 1-in-2 | 2022 | 9 | 488.6972 | 456.9502 | 40.5036 | 72.2417 | 0
| All | All Customers | 9 | Monthly System Peak Day | SCE | 1-in-2 | 2022 | 10 | 486.6774 | 441.9234 | 40.5012 | 76.6962 | 0
| All | All Customers | 9 | Monthly System Peak Day | SCE | 1-in-2 | 2022 | 11 | 471.5067 | 426.9972 | 40.5053 | 81.9531 | 0
| All | All Customers | 9 | Monthly System Peak Day | SCE | 1-in-2 | 2022 | 12 | 462.7498 | 418.7965 | 40.5057 | 86.7778 | 0
| All | All Customers | 9 | Monthly System Peak Day | SCE | 1-in-2 | 2022 | 13 | 397.2864 | 366.4844 | 40.5142 | 90.8267 | 0
| All | All Customers | 9 | Monthly System Peak Day | SCE | 1-in-2 | 2022 | 14 | 364.8622 | 338.4865 | 40.5101 | 93.6136 | 0
| All | All Customers | 9 | Monthly System Peak Day | SCE | 1-in-2 | 2022 | 15 | 328.5393 | 309.4056 | 40.5329 | 94.781 | 0
| All | All Customers | 9 | Monthly System Peak Day | SCE | 1-in-2 | 2022 | 16 | 297.2944 | 266.3434 | 40.5414 | 94.2312 | 0
| All | All Customers | 9 | Monthly System Peak Day | SCE | 1-in-2 | 2022 | 17 | 269.1253 | 280.05 | 40.4281 | 93.9331 | 0
| All | All Customers | 9 | Monthly System Peak Day | SCE | 1-in-2 | 2022 | 18 | 250.0782 | 273.8523 | 40.4366 | 93.1571 | 0
| All | All Customers | 9 | Monthly System Peak Day | SCE | 1-in-2 | 2022 | 19 | 253.7403 | 225.1998 | 40.9077 | 92.0918 | 0
| All | All Customers | 9 | Monthly System Peak Day | SCE | 1-in-2 | 2022 | 20 | 255.5105 | 216.1974 | 39.648 | 89.7033 | 0
| All | All Customers | 9 | Monthly System Peak Day | SCE | 1-in-2 | 2022 | 21 | 272.3387 | 241.1187 | 40.5804 | 86.0369 | 0
| All | All Customers | 9 | Monthly System Peak Day | SCE | 1-in-2 | 2022 | 22 | 412.7939 | 370.7543 | 40.5779 | 83.6113 | 0
| All | All Customers | 9 | Monthly System Peak Day | SCE | 1-in-2 | 2022 | 23 | 411.6014 | 366.1747 | 40.4721 | 81.6711 | 0
| All | All Customers | 9 | Monthly System Peak Day | SCE | 1-in-2 | 2022 | 24 | 422.9065 | 386.6572 | 40.4814 | 79.6122 | 0
| All | All Customers | 10 | Average Weekday | SCE | 1-in-2 | 2022 | 1 | 385.5784 | 399.3513 | 37.6947 | 63.1078 | 0
| All | All Customers | 10 | Average Weekday | SCE | 1-in-2 | 2022 | 2 | 365.9502 | 373.0411 | 37.6015 | 62.2306 | 0
| All | All Customers | 10 | Average Weekday | SCE | 1-in-2 | 2022 | 3 | 456.3715 | 466.3833 | 37.5882 | 61.3429 | 0
| All | All Customers | 10 | Average Weekday | SCE | 1-in-2 | 2022 | 4 | 562.2761 | 577.2034 | 37.5563 | 60.6521 | 0
| All | All Customers | 10 | Average Weekday | SCE | 1-in-2 | 2022 | 5 | 571.1395 | 588.134 | 37.5617 | 59.9614 | 0
| All | All Customers | 10 | Average Weekday | SCE | 1-in-2 | 2022 | 6 | 581.0112 | 602.0954 | 37.5304 | 59.4727 | 0
| All | All Customers | 10 | Average Weekday | SCE | 1-in-2 | 2022 | 7 | 589.5369 | 605.0452 | 37.5431 | 59.0885 | 0
| All | All Customers | 10 | Average Weekday | SCE | 1-in-2 | 2022 | 8 | 614.1056 | 638.3319 | 37.7937 | 58.8572 | 0
| All | All Customers | 10 | Average Weekday | SCE | 1-in-2 | 2022 | 9 | 556.7635 | 593.0844 | 38.0482 | 59.2786 | 0
| All | All Customers | 10 | Average Weekday | SCE | 1-in-2 | 2022 | 10 | 543.0017 | 562.9565 | 37.8314 | 61.808 | 0
| All | All Customers | 10 | Average Weekday | SCE | 1-in-2 | 2022 | 11 | 535.9648 | 550.7979 | 37.9571 | 65.2524 | 0
| All | All Customers | 10 | Average Weekday | SCE | 1-in-2 | 2022 | 12 | 519.0837 | 529.5566 | 38.0955 | 68.7871 | 0
| All | All Customers | 10 | Average Weekday | SCE | 1-in-2 | 2022 | 13 | 428.2384 | 437.1174 | 38.1877 | 71.7612 | 0
| All | All Customers | 10 | Average Weekday | SCE | 1-in-2 | 2022 | 14 | 377.4253 | 383.5627 | 38.0826 | 73.8981 | 0
| All | All Customers | 10 | Average Weekday | SCE | 1-in-2 | 2022 | 15 | 336.6703 | 341.9277 | 37.8725 | 75.2877 | 0
| All | All Customers | 10 | Average Weekday | SCE | 1-in-2 | 2022 | 16 | 290.3693 | 292.5755 | 37.6001 | 76.0881 | 0
| All | All Customers | 10 | Average Weekday | SCE | 1-in-2 | 2022 | 17 | 270.3646 | 278.0186 | 37.3718 | 75.9371 | 0
| All | All Customers | 10 | Average Weekday | SCE | 1-in-2 | 2022 | 18 | 262.3824 | 268.435 | 37.3979 | 74.9092 | 0
| All | All Customers | 10 | Average Weekday | SCE | 1-in-2 | 2022 | 19 | 252.8462 | 257.9217 | 37.8951 | 72.9505 | 0
| All | All Customers | 10 | Average Weekday | SCE | 1-in-2 | 2022 | 20 | 255.097 | 259.6297 | 37.3376 | 70.0551 | 0
| All | All Customers | 10 | Average Weekday | SCE | 1-in-2 | 2022 | 21 | 263.3876 | 268.2952 | 37.3983 | 67.8774 | 0
| All | All Customers | 10 | Average Weekday | SCE | 1-in-2 | 2022 | 22 | 433.4502 | 455.53 | 37.5852 | 66.2813 | 0
| All | All Customers | 10 | Average Weekday | SCE | 1-in-2 | 2022 | 23 | 418.8575 | 442.3418 | 37.6793 | 65.0082 | 0
| All | All Customers | 10 | Average Weekday | SCE | 1-in-2 | 2022 | 24 | 431.3289 | 462.8995 | 37.7868 | 63.8932 | 0
| All | All Customers | 10 | Monthly System Peak Day | SCE | 1-in-2 | 2022 | 1 | 385.5784 | 413.3969 | 37.3156 | 71.8962 | 0
| All | All Customers | 10 | Monthly System Peak Day | SCE | 1-in-2 | 2022 | 2 | 365.9502 | 380.2481 | 37.3583 | 70.4043 | 0
| All | All Customers | 10 | Monthly System Peak Day | SCE | 1-in-2 | 2022 | 3 | 456.3715 | 474.2411 | 37.3648 | 68.1625 | 0
| All | All Customers | 10 | Monthly System Peak Day | SCE | 1-in-2 | 2022 | 4 | 562.2761 | 582.2025 | 37.3859 | 67.3048 | 0
| All | All Customers | 10 | Monthly System Peak Day | SCE | 1-in-2 | 2022 | 5 | 571.1395 | 595.6971 | 37.3831 | 66.6615 | 0
| All | All Customers | 10 | Monthly System Peak Day | SCE | 1-in-2 | 2022 | 6 | 581.0112 | 603.3201 | 37.4098 | 66.0378 | 0
| All | All Customers | 10 | Monthly System Peak Day | SCE | 1-in-2 | 2022 | 7 | 589.5369 | 602.8168 | 37.4165 | 65.2515 | 0
| All | All Customers | 10 | Monthly System Peak Day | SCE | 1-in-2 | 2022 | 8 | 614.1056 | 650.0538 | 37.293 | 65.0625 | 0
| All | All Customers | 10 | Monthly System Peak Day | SCE | 1-in-2 | 2022 | 9 | 556.7635 | 603.9019 | 37.2532 | 65.933 | 0
| All | All Customers | 10 | Monthly System Peak Day | SCE | 1-in-2 | 2022 | 10 | 543.0017 | 568.5919 | 37.3029 | 70.1461 | 0
| All | All Customers | 10 | Monthly System Peak Day | SCE | 1-in-2 | 2022 | 11 | 535.9648 | 560.4533 | 37.3327 | 76.4511 | 0
| All | All Customers | 10 | Monthly System Peak Day | SCE | 1-in-2 | 2022 | 12 | 519.0837 | 542.4053 | 37.3966 | 82.4643 | 0
| All | All Customers | 10 | Monthly System Peak Day | SCE | 1-in-2 | 2022 | 13 | 428.2384 | 440.9824 | 37.4586 | 86.6366 | 0
| All | All Customers | 10 | Monthly System Peak Day | SCE | 1-in-2 | 2022 | 14 | 377.4253 | 384.4822 | 37.4011 | 89.0965 | 0
| All | All Customers | 10 | Monthly System Peak Day | SCE | 1-in-2 | 2022 | 15 | 336.6703 | 341.4647 | 37.3274 | 90.3652 | 0
| All | All Customers | 10 | Monthly System Peak Day | SCE | 1-in-2 | 2022 | 16 | 290.3693 | 290.3493 | 37.367 | 90.8787 | 0
| All | All Customers | 10 | Monthly System Peak Day | SCE | 1-in-2 | 2022 | 17 | 270.3646 | 278.1436 | 37.3416 | 90.5482 | 0
| All | All Customers | 10 | Monthly System Peak Day | SCE | 1-in-2 | 2022 | 18 | 262.3824 | 269.0768 | 37.3282 | 89.5589 | 0
| All | All Customers | 10 | Monthly System Peak Day | SCE | 1-in-2 | 2022 | 19 | 252.8462 | 256.8001 | 38.0272 | 87.8291 | 0
| All | All Customers | 10 | Monthly System Peak Day | SCE | 1-in-2 | 2022 | 20 | 255.097 | 258.6477 | 37.3374 | 84.3371 | 0
| All | All Customers | 10 | Monthly System Peak Day | SCE | 1-in-2 | 2022 | 21 | 263.3876 | 269.145 | 37.4562 | 81.1782 | 0
| All | All Customers | 10 | Monthly System Peak Day | SCE | 1-in-2 | 2022 | 22 | 433.4502 | 455.7442 | 37.3869 | 78.8058 | 0
| All | All Customers | 10 | Monthly System Peak Day | SCE | 1-in-2 | 2022 | 23 | 418.8575 | 446.7208 | 37.3362 | 76.234 | 0
| All | All Customers | 10 | Monthly System Peak Day | SCE | 1-in-2 | 2022 | 24 | 431.3289 | 483.0076 | 37.2843 | 74.6523 | 0
| All | All Customers | 11 | Average Weekday | SCE | 1-in-2 | 2022 | 1 | 362.0858 | 370.2946 | 37.5968 | 57.097 | 0
| All | All Customers | 11 | Average Weekday | SCE | 1-in-2 | 2022 | 2 | 346.5771 | 353.2563 | 37.5846 | 56.2395 | 0
| All | All Customers | 11 | Average Weekday | SCE | 1-in-2 | 2022 | 3 | 436.5197 | 448.1261 | 37.5615 | 55.5321 | 0
| All | All Customers | 11 | Average Weekday | SCE | 1-in-2 | 2022 | 4 | 548.8195 | 567.0302 | 37.5653 | 54.9319 | 0
| All | All Customers | 11 | Average Weekday | SCE | 1-in-2 | 2022 | 5 | 544.4751 | 573.5176 | 37.5449 | 54.3851 | 0
| All | All Customers | 11 | Average Weekday | SCE | 1-in-2 | 2022 | 6 | 557.278 | 593.6479 | 37.5539 | 53.8723 | 0
| All | All Customers | 11 | Average Weekday | SCE | 1-in-2 | 2022 | 7 | 570.7061 | 587.0162 | 37.7258 | 53.6302 | 0
| All | All Customers | 11 | Average Weekday | SCE | 1-in-2 | 2022 | 8 | 583.918 | 597.5952 | 37.8979 | 53.5519 | 0
| All | All Customers | 11 | Average Weekday | SCE | 1-in-2 | 2022 | 9 | 531.2516 | 557.1002 | 37.7529 | 55.1501 | 0
| All | All Customers | 11 | Average Weekday | SCE | 1-in-2 | 2022 | 10 | 517.3604 | 531.6079 | 37.832 | 58.5803 | 0
| All | All Customers | 11 | Average Weekday | SCE | 1-in-2 | 2022 | 11 | 502.0519 | 511.4784 | 37.9289 | 62.3808 | 0
| All | All Customers | 11 | Average Weekday | SCE | 1-in-2 | 2022 | 12 | 490.5055 | 497.2609 | 37.9945 | 65.6261 | 0
| All | All Customers | 11 | Average Weekday | SCE | 1-in-2 | 2022 | 13 | 407.3409 | 417.1772 | 37.9345 | 67.9906 | 0
| All | All Customers | 11 | Average Weekday | SCE | 1-in-2 | 2022 | 14 | 369.0621 | 376.2249 | 37.8066 | 69.4818 | 0
| All | All Customers | 11 | Average Weekday | SCE | 1-in-2 | 2022 | 15 | 318.9571 | 326.0902 | 37.614 | 70.3008 | 0
| All | All Customers | 11 | Average Weekday | SCE | 1-in-2 | 2022 | 16 | 280.2154 | 282.0267 | 37.6135 | 70.3572 | 0
| All | All Customers | 11 | Average Weekday | SCE | 1-in-2 | 2022 | 17 | 259.1905 | 265.6128 | 37.3975 | 69.4195 | 0
| All | All Customers | 11 | Average Weekday | SCE | 1-in-2 | 2022 | 18 | 248.2192 | 254.7827 | 37.4628 | 67.259 | 0
| All | All Customers | 11 | Average Weekday | SCE | 1-in-2 | 2022 | 19 | 242.4023 | 246.8279 | 37.3381 | 64.7932 | 0
| All | All Customers | 11 | Average Weekday | SCE | 1-in-2 | 2022 | 20 | 242.1825 | 312.2118 | 44.8387 | 62.9626 | 0
| All | All Customers | 11 | Average Weekday | SCE | 1-in-2 | 2022 | 21 | 244.8842 | 250.1636 | 37.4282 | 61.4319 | 0
| All | All Customers | 11 | Average Weekday | SCE | 1-in-2 | 2022 | 22 | 407.9727 | 427.8453 | 37.6405 | 60.0821 | 0
| All | All Customers | 11 | Average Weekday | SCE | 1-in-2 | 2022 | 23 | 393.8775 | 410.5147 | 37.7178 | 58.91 | 0
| All | All Customers | 11 | Average Weekday | SCE | 1-in-2 | 2022 | 24 | 404.4809 | 420.5878 | 37.6621 | 57.9723 | 0
| All | All Customers | 11 | Monthly System Peak Day | SCE | 1-in-2 | 2022 | 1 | 362.0858 | 378.5031 | 37.3764 | 63.6961 | 0
| All | All Customers | 11 | Monthly System Peak Day | SCE | 1-in-2 | 2022 | 2 | 346.5771 | 359.5476 | 37.376 | 62.2587 | 0
| All | All Customers | 11 | Monthly System Peak Day | SCE | 1-in-2 | 2022 | 3 | 436.5197 | 454.0781 | 37.401 | 61.2894 | 0
| All | All Customers | 11 | Monthly System Peak Day | SCE | 1-in-2 | 2022 | 4 | 548.8195 | 573.2115 | 37.3945 | 60.4635 | 0
| All | All Customers | 11 | Monthly System Peak Day | SCE | 1-in-2 | 2022 | 5 | 544.4751 | 577.8689 | 37.4269 | 59.6652 | 0
| All | All Customers | 11 | Monthly System Peak Day | SCE | 1-in-2 | 2022 | 6 | 557.278 | 596.4425 | 37.4253 | 58.6302 | 0
| All | All Customers | 11 | Monthly System Peak Day | SCE | 1-in-2 | 2022 | 7 | 570.7061 | 587.3232 | 37.2667 | 58.3757 | 0
| All | All Customers | 11 | Monthly System Peak Day | SCE | 1-in-2 | 2022 | 8 | 583.918 | 621.3514 | 37.2318 | 58.0452 | 0
| All | All Customers | 11 | Monthly System Peak Day | SCE | 1-in-2 | 2022 | 9 | 531.2516 | 565.2405 | 37.3395 | 60.3861 | 0
| All | All Customers | 11 | Monthly System Peak Day | SCE | 1-in-2 | 2022 | 10 | 517.3604 | 540.4891 | 37.3184 | 65.4171 | 0
| All | All Customers | 11 | Monthly System Peak Day | SCE | 1-in-2 | 2022 | 11 | 502.0519 | 524.7217 | 37.4104 | 71.7569 | 0
| All | All Customers | 11 | Monthly System Peak Day | SCE | 1-in-2 | 2022 | 12 | 490.5055 | 512.9007 | 37.5371 | 77.5791 | 0
| All | All Customers | 11 | Monthly System Peak Day | SCE | 1-in-2 | 2022 | 13 | 407.3409 | 420.7375 | 37.5233 | 81.6227 | 0
| All | All Customers | 11 | Monthly System Peak Day | SCE | 1-in-2 | 2022 | 14 | 369.0621 | 375.8432 | 37.4137 | 84.1448 | 0
| All | All Customers | 11 | Monthly System Peak Day | SCE | 1-in-2 | 2022 | 15 | 318.9571 | 325.7431 | 37.4093 | 85.3594 | 0
| All | All Customers | 11 | Monthly System Peak Day | SCE | 1-in-2 | 2022 | 16 | 280.2154 | 279.8168 | 37.3619 | 85.3616 | 0
| All | All Customers | 11 | Monthly System Peak Day | SCE | 1-in-2 | 2022 | 17 | 259.1905 | 266.6848 | 37.3237 | 84.0997 | 0
| All | All Customers | 11 | Monthly System Peak Day | SCE | 1-in-2 | 2022 | 18 | 248.2192 | 257.2215 | 37.2775 | 81.2779 | 0
| All | All Customers | 11 | Monthly System Peak Day | SCE | 1-in-2 | 2022 | 19 | 242.4023 | 246.5627 | 37.3378 | 77.5579 | 0
| All | All Customers | 11 | Monthly System Peak Day | SCE | 1-in-2 | 2022 | 20 | 242.1825 | 367.8044 | 48.992 | 74.9178 | 0
| All | All Customers | 11 | Monthly System Peak Day | SCE | 1-in-2 | 2022 | 21 | 244.8842 | 250.8784 | 37.4851 | 72.6122 | 0
| All | All Customers | 11 | Monthly System Peak Day | SCE | 1-in-2 | 2022 | 22 | 407.9727 | 430.1028 | 37.3352 | 70.6432 | 0
| All | All Customers | 11 | Monthly System Peak Day | SCE | 1-in-2 | 2022 | 23 | 393.8775 | 417.8093 | 37.285 | 68.8396 | 0
| All | All Customers | 11 | Monthly System Peak Day | SCE | 1-in-2 | 2022 | 24 | 404.4809 | 434.9345 | 37.3326 | 67.2187 | 0
| All | All Customers | 12 | Average Weekday | SCE | 1-in-2 | 2022 | 1 | 401.5061 | 409.953 | 37.4844 | 51.0993 | 0
| All | All Customers | 12 | Average Weekday | SCE | 1-in-2 | 2022 | 2 | 386.9605 | 394.3946 | 37.4788 | 50.4096 | 0
| All | All Customers | 12 | Average Weekday | SCE | 1-in-2 | 2022 | 3 | 475.3076 | 487.0414 | 37.4781 | 49.8263 | 0
| All | All Customers | 12 | Average Weekday | SCE | 1-in-2 | 2022 | 4 | 590.3826 | 608.5406 | 37.4774 | 49.2979 | 0
| All | All Customers | 12 | Average Weekday | SCE | 1-in-2 | 2022 | 5 | 587.3823 | 618.8604 | 37.4801 | 48.8154 | 0
| All | All Customers | 12 | Average Weekday | SCE | 1-in-2 | 2022 | 6 | 586.9996 | 626.2264 | 37.4845 | 48.2936 | 0
| All | All Customers | 12 | Average Weekday | SCE | 1-in-2 | 2022 | 7 | 594.6011 | 611.5125 | 37.4906 | 47.946 | 0
| All | All Customers | 12 | Average Weekday | SCE | 1-in-2 | 2022 | 8 | 612.627 | 628.8978 | 37.4992 | 47.7165 | 0
| All | All Customers | 12 | Average Weekday | SCE | 1-in-2 | 2022 | 9 | 551.5253 | 578.6995 | 37.5087 | 48.2968 | 0
| All | All Customers | 12 | Average Weekday | SCE | 1-in-2 | 2022 | 10 | 528.718 | 544.8853 | 37.4976 | 50.7893 | 0
| All | All Customers | 12 | Average Weekday | SCE | 1-in-2 | 2022 | 11 | 516.2988 | 527.1292 | 37.5141 | 53.9511 | 0
| All | All Customers | 12 | Average Weekday | SCE | 1-in-2 | 2022 | 12 | 503.7338 | 510.2754 | 37.5304 | 56.8956 | 0
| All | All Customers | 12 | Average Weekday | SCE | 1-in-2 | 2022 | 13 | 426.9199 | 436.2959 | 37.5405 | 59.1373 | 0
| All | All Customers | 12 | Average Weekday | SCE | 1-in-2 | 2022 | 14 | 391.7789 | 399.0656 | 37.5285 | 60.6795 | 0
| All | All Customers | 12 | Average Weekday | SCE | 1-in-2 | 2022 | 15 | 359.2711 | 365.4482 | 37.5037 | 61.5091 | 0
| All | All Customers | 12 | Average Weekday | SCE | 1-in-2 | 2022 | 16 | 319.1082 | 320.4373 | 37.4844 | 61.6436 | 0
| All | All Customers | 12 | Average Weekday | SCE | 1-in-2 | 2022 | 17 | 304.1787 | 312.3063 | 37.3572 | 60.916 | 0
| All | All Customers | 12 | Average Weekday | SCE | 1-in-2 | 2022 | 18 | 295.0119 | 302.163 | 37.3572 | 58.9961 | 0
| All | All Customers | 12 | Average Weekday | SCE | 1-in-2 | 2022 | 19 | 291.7333 | 295.973 | 37.3377 | 56.8459 | 0
| All | All Customers | 12 | Average Weekday | SCE | 1-in-2 | 2022 | 20 | 299.867 | 371.2143 | 38.0054 | 55.3643 | 0
| All | All Customers | 12 | Average Weekday | SCE | 1-in-2 | 2022 | 21 | 303.9273 | 309.2505 | 37.3975 | 54.1662 | 0
| All | All Customers | 12 | Average Weekday | SCE | 1-in-2 | 2022 | 22 | 454.4179 | 473.8145 | 37.4867 | 53.0867 | 0
| All | All Customers | 12 | Average Weekday | SCE | 1-in-2 | 2022 | 23 | 439.6223 | 456.2072 | 37.491 | 52.1648 | 0
| All | All Customers | 12 | Average Weekday | SCE | 1-in-2 | 2022 | 24 | 448.3595 | 464.7893 | 37.4917 | 51.3065 | 0
| All | All Customers | 12 | Monthly System Peak Day | SCE | 1-in-2 | 2022 | 1 | 401.5061 | 409.953 | 37.4844 | 43.8672 | 0
| All | All Customers | 12 | Monthly System Peak Day | SCE | 1-in-2 | 2022 | 2 | 386.9605 | 394.3946 | 37.4788 | 43.2256 | 0
| All | All Customers | 12 | Monthly System Peak Day | SCE | 1-in-2 | 2022 | 3 | 475.3076 | 487.0414 | 37.4781 | 42.6913 | 0
| All | All Customers | 12 | Monthly System Peak Day | SCE | 1-in-2 | 2022 | 4 | 590.3826 | 608.5406 | 37.4774 | 42.4777 | 0
| All | All Customers | 12 | Monthly System Peak Day | SCE | 1-in-2 | 2022 | 5 | 587.3823 | 618.8604 | 37.4801 | 42.1367 | 0
| All | All Customers | 12 | Monthly System Peak Day | SCE | 1-in-2 | 2022 | 6 | 586.9996 | 626.2264 | 37.4845 | 41.8913 | 0
| All | All Customers | 12 | Monthly System Peak Day | SCE | 1-in-2 | 2022 | 7 | 594.6011 | 611.5125 | 37.4906 | 41.6735 | 0
| All | All Customers | 12 | Monthly System Peak Day | SCE | 1-in-2 | 2022 | 8 | 612.627 | 628.8978 | 37.4992 | 41.2499 | 0
| All | All Customers | 12 | Monthly System Peak Day | SCE | 1-in-2 | 2022 | 9 | 551.5253 | 578.6995 | 37.5087 | 41.9432 | 0
| All | All Customers | 12 | Monthly System Peak Day | SCE | 1-in-2 | 2022 | 10 | 528.718 | 544.8853 | 37.4976 | 45.6321 | 0
| All | All Customers | 12 | Monthly System Peak Day | SCE | 1-in-2 | 2022 | 11 | 516.2988 | 527.1292 | 37.5141 | 49.6998 | 0
| All | All Customers | 12 | Monthly System Peak Day | SCE | 1-in-2 | 2022 | 12 | 503.7338 | 510.2754 | 37.5304 | 53.7228 | 0
| All | All Customers | 12 | Monthly System Peak Day | SCE | 1-in-2 | 2022 | 13 | 426.9199 | 436.2959 | 37.5405 | 56.0063 | 0
| All | All Customers | 12 | Monthly System Peak Day | SCE | 1-in-2 | 2022 | 14 | 391.7789 | 399.0656 | 37.5285 | 57.4507 | 0
| All | All Customers | 12 | Monthly System Peak Day | SCE | 1-in-2 | 2022 | 15 | 359.2711 | 365.4482 | 37.5037 | 58.3329 | 0
| All | All Customers | 12 | Monthly System Peak Day | SCE | 1-in-2 | 2022 | 16 | 319.1082 | 320.4373 | 37.4844 | 58.708 | 0
| All | All Customers | 12 | Monthly System Peak Day | SCE | 1-in-2 | 2022 | 17 | 304.1787 | 312.3063 | 37.3572 | 58.3844 | 0
| All | All Customers | 12 | Monthly System Peak Day | SCE | 1-in-2 | 2022 | 18 | 295.0119 | 302.163 | 37.3572 | 56.4194 | 0
| All | All Customers | 12 | Monthly System Peak Day | SCE | 1-in-2 | 2022 | 19 | 291.7333 | 295.973 | 37.3377 | 53.7091 | 0
| All | All Customers | 12 | Monthly System Peak Day | SCE | 1-in-2 | 2022 | 20 | 299.867 | 371.2143 | 38.0054 | 51.8177 | 0
| All | All Customers | 12 | Monthly System Peak Day | SCE | 1-in-2 | 2022 | 21 | 303.9273 | 309.2505 | 37.3975 | 50.129 | 0
| All | All Customers | 12 | Monthly System Peak Day | SCE | 1-in-2 | 2022 | 22 | 454.4179 | 473.8145 | 37.4867 | 48.4225 | 0
| All | All Customers | 12 | Monthly System Peak Day | SCE | 1-in-2 | 2022 | 23 | 439.6223 | 456.2072 | 37.491 | 46.8118 | 0
| All | All Customers | 12 | Monthly System Peak Day | SCE | 1-in-2 | 2022 | 24 | 448.3595 | 464.7893 | 37.4917 | 45.5506 | 0
| All | All Customers | 1 | Average Weekday | SCE | 1-in-2 | 2023 | 1 | 405.4424 | 413.4242 | 35.9968 | 52.5295 | 0
| All | All Customers | 1 | Average Weekday | SCE | 1-in-2 | 2023 | 2 | 393.2353 | 401.1688 | 35.9909 | 51.5748 | 0
| All | All Customers | 1 | Average Weekday | SCE | 1-in-2 | 2023 | 3 | 488.5825 | 500.9726 | 35.9902 | 50.7559 | 0
| All | All Customers | 1 | Average Weekday | SCE | 1-in-2 | 2023 | 4 | 600.9962 | 619.6593 | 35.9896 | 50.1253 | 0
| All | All Customers | 1 | Average Weekday | SCE | 1-in-2 | 2023 | 5 | 598.3947 | 629.0172 | 35.9925 | 49.4067 | 0
| All | All Customers | 1 | Average Weekday | SCE | 1-in-2 | 2023 | 6 | 606.6947 | 645.3917 | 35.9975 | 48.8381 | 0
| All | All Customers | 1 | Average Weekday | SCE | 1-in-2 | 2023 | 7 | 621.626 | 638.2852 | 36.0042 | 48.56 | 0
| All | All Customers | 1 | Average Weekday | SCE | 1-in-2 | 2023 | 8 | 642.8683 | 658.7876 | 36.0123 | 48.3527 | 0
| All | All Customers | 1 | Average Weekday | SCE | 1-in-2 | 2023 | 9 | 576.6886 | 601.9594 | 36.021 | 49.0075 | 0
| All | All Customers | 1 | Average Weekday | SCE | 1-in-2 | 2023 | 10 | 563.4841 | 578.2624 | 36.0091 | 52.3494 | 0
| All | All Customers | 1 | Average Weekday | SCE | 1-in-2 | 2023 | 11 | 546.2203 | 555.9303 | 36.0255 | 56.7873 | 0
| All | All Customers | 1 | Average Weekday | SCE | 1-in-2 | 2023 | 12 | 536.3079 | 542.6518 | 36.0418 | 60.8785 | 0
| All | All Customers | 1 | Average Weekday | SCE | 1-in-2 | 2023 | 13 | 462.6429 | 472.0122 | 36.052 | 63.9218 | 0
| All | All Customers | 1 | Average Weekday | SCE | 1-in-2 | 2023 | 14 | 424.3261 | 431.283 | 36.0402 | 65.9741 | 0
| All | All Customers | 1 | Average Weekday | SCE | 1-in-2 | 2023 | 15 | 387.1099 | 392.7578 | 36.0157 | 67.2299 | 0
| All | All Customers | 1 | Average Weekday | SCE | 1-in-2 | 2023 | 16 | 345.7321 | 347.0124 | 35.9965 | 67.6672 | 0
| All | All Customers | 1 | Average Weekday | SCE | 1-in-2 | 2023 | 17 | 330.3918 | 338.6817 | 35.8591 | 67.081 | 0
| All | All Customers | 1 | Average Weekday | SCE | 1-in-2 | 2023 | 18 | 318.7228 | 325.881 | 35.8594 | 65.1671 | 0
| All | All Customers | 1 | Average Weekday | SCE | 1-in-2 | 2023 | 19 | 307.3091 | 311.5923 | 35.834 | 62.0782 | 0
| All | All Customers | 1 | Average Weekday | SCE | 1-in-2 | 2023 | 20 | 307.745 | 377.7149 | 36.5269 | 59.7939 | 0
| All | All Customers | 1 | Average Weekday | SCE | 1-in-2 | 2023 | 21 | 300.2523 | 305.4666 | 35.9021 | 58.1234 | 0
| All | All Customers | 1 | Average Weekday | SCE | 1-in-2 | 2023 | 22 | 453.6696 | 473.224 | 36.0015 | 56.6753 | 0
| All | All Customers | 1 | Average Weekday | SCE | 1-in-2 | 2023 | 23 | 443.954 | 460.583 | 36.0049 | 55.3814 | 0
| All | All Customers | 1 | Average Weekday | SCE | 1-in-2 | 2023 | 24 | 458.6834 | 474.481 | 36.0047 | 54.2169 | 0
| All | All Customers | 1 | Monthly System Peak Day | SCE | 1-in-2 | 2023 | 1 | 405.4424 | 413.4242 | 35.9968 | 46.1508 | 0
| All | All Customers | 1 | Monthly System Peak Day | SCE | 1-in-2 | 2023 | 2 | 393.2353 | 401.1688 | 35.9909 | 45.2304 | 0
| All | All Customers | 1 | Monthly System Peak Day | SCE | 1-in-2 | 2023 | 3 | 488.5825 | 500.9726 | 35.9902 | 43.7928 | 0
| All | All Customers | 1 | Monthly System Peak Day | SCE | 1-in-2 | 2023 | 4 | 600.9962 | 619.6593 | 35.9896 | 43.0306 | 0
| All | All Customers | 1 | Monthly System Peak Day | SCE | 1-in-2 | 2023 | 5 | 598.3947 | 629.0172 | 35.9925 | 42.073 | 0
| All | All Customers | 1 | Monthly System Peak Day | SCE | 1-in-2 | 2023 | 6 | 606.6947 | 645.3917 | 35.9975 | 41.6713 | 0
| All | All Customers | 1 | Monthly System Peak Day | SCE | 1-in-2 | 2023 | 7 | 621.626 | 638.2852 | 36.0042 | 41.5705 | 0
| All | All Customers | 1 | Monthly System Peak Day | SCE | 1-in-2 | 2023 | 8 | 642.8683 | 658.7876 | 36.0123 | 41.7766 | 0
| All | All Customers | 1 | Monthly System Peak Day | SCE | 1-in-2 | 2023 | 9 | 576.6886 | 601.9594 | 36.021 | 42.4508 | 0
| All | All Customers | 1 | Monthly System Peak Day | SCE | 1-in-2 | 2023 | 10 | 563.4841 | 578.2624 | 36.0091 | 45.1188 | 0
| All | All Customers | 1 | Monthly System Peak Day | SCE | 1-in-2 | 2023 | 11 | 546.2203 | 555.9303 | 36.0255 | 48.6287 | 0
| All | All Customers | 1 | Monthly System Peak Day | SCE | 1-in-2 | 2023 | 12 | 536.3079 | 542.6518 | 36.0418 | 51.5031 | 0
| All | All Customers | 1 | Monthly System Peak Day | SCE | 1-in-2 | 2023 | 13 | 462.6429 | 472.0122 | 36.052 | 53.0908 | 0
| All | All Customers | 1 | Monthly System Peak Day | SCE | 1-in-2 | 2023 | 14 | 424.3261 | 431.283 | 36.0402 | 53.2152 | 0
| All | All Customers | 1 | Monthly System Peak Day | SCE | 1-in-2 | 2023 | 15 | 387.1099 | 392.7578 | 36.0157 | 53.2796 | 0
| All | All Customers | 1 | Monthly System Peak Day | SCE | 1-in-2 | 2023 | 16 | 345.7321 | 347.0124 | 35.9965 | 54.5165 | 0
| All | All Customers | 1 | Monthly System Peak Day | SCE | 1-in-2 | 2023 | 17 | 330.3918 | 338.6817 | 35.8591 | 55.0011 | 0
| All | All Customers | 1 | Monthly System Peak Day | SCE | 1-in-2 | 2023 | 18 | 318.7228 | 325.881 | 35.8594 | 54.0223 | 0
| All | All Customers | 1 | Monthly System Peak Day | SCE | 1-in-2 | 2023 | 19 | 307.3091 | 311.5923 | 35.834 | 52.2181 | 0
| All | All Customers | 1 | Monthly System Peak Day | SCE | 1-in-2 | 2023 | 20 | 307.745 | 377.7149 | 36.5269 | 50.8769 | 0
| All | All Customers | 1 | Monthly System Peak Day | SCE | 1-in-2 | 2023 | 21 | 300.2523 | 305.4666 | 35.9021 | 49.9865 | 0
| All | All Customers | 1 | Monthly System Peak Day | SCE | 1-in-2 | 2023 | 22 | 453.6696 | 473.224 | 36.0015 | 48.9518 | 0
| All | All Customers | 1 | Monthly System Peak Day | SCE | 1-in-2 | 2023 | 23 | 443.954 | 460.583 | 36.0049 | 47.5941 | 0
| All | All Customers | 1 | Monthly System Peak Day | SCE | 1-in-2 | 2023 | 24 | 458.6834 | 474.481 | 36.0047 | 46.7194 | 0
| All | All Customers | 2 | Average Weekday | SCE | 1-in-2 | 2023 | 1 | 379.1462 | 387.8297 | 36.0384 | 52.0965 | 0
| All | All Customers | 2 | Average Weekday | SCE | 1-in-2 | 2023 | 2 | 365.6387 | 374.0559 | 36.0318 | 51.2532 | 0
| All | All Customers | 2 | Average Weekday | SCE | 1-in-2 | 2023 | 3 | 454.7128 | 468.1575 | 36.0311 | 50.4252 | 0
| All | All Customers | 2 | Average Weekday | SCE | 1-in-2 | 2023 | 4 | 562.6967 | 582.8685 | 36.0305 | 49.6982 | 0
| All | All Customers | 2 | Average Weekday | SCE | 1-in-2 | 2023 | 5 | 563.657 | 596.6841 | 36.0341 | 49.1156 | 0
| All | All Customers | 2 | Average Weekday | SCE | 1-in-2 | 2023 | 6 | 575.1518 | 615.6991 | 36.0402 | 48.5566 | 0
| All | All Customers | 2 | Average Weekday | SCE | 1-in-2 | 2023 | 7 | 580.0422 | 597.1559 | 36.0475 | 48.1632 | 0
| All | All Customers | 2 | Average Weekday | SCE | 1-in-2 | 2023 | 8 | 602.1093 | 618.3096 | 36.0557 | 48.0226 | 0
| All | All Customers | 2 | Average Weekday | SCE | 1-in-2 | 2023 | 9 | 553.5856 | 578.7391 | 36.0644 | 49.4233 | 0
| All | All Customers | 2 | Average Weekday | SCE | 1-in-2 | 2023 | 10 | 535.8605 | 550.1064 | 36.0507 | 52.86 | 0
| All | All Customers | 2 | Average Weekday | SCE | 1-in-2 | 2023 | 11 | 522.4414 | 532.3213 | 36.0685 | 56.7186 | 0
| All | All Customers | 2 | Average Weekday | SCE | 1-in-2 | 2023 | 12 | 511.5931 | 518.8181 | 36.0863 | 60.1321 | 0
| All | All Customers | 2 | Average Weekday | SCE | 1-in-2 | 2023 | 13 | 436.0674 | 446.1427 | 36.0978 | 62.679 | 0
| All | All Customers | 2 | Average Weekday | SCE | 1-in-2 | 2023 | 14 | 394.4639 | 401.8974 | 36.0849 | 64.327 | 0
| All | All Customers | 2 | Average Weekday | SCE | 1-in-2 | 2023 | 15 | 350.0341 | 356.9037 | 36.0584 | 65.2057 | 0
| All | All Customers | 2 | Average Weekday | SCE | 1-in-2 | 2023 | 16 | 309.7294 | 311.8326 | 36.0378 | 65.3934 | 0
| All | All Customers | 2 | Average Weekday | SCE | 1-in-2 | 2023 | 17 | 284.0406 | 291.4626 | 35.8729 | 64.8548 | 0
| All | All Customers | 2 | Average Weekday | SCE | 1-in-2 | 2023 | 18 | 272.5282 | 278.9403 | 35.8739 | 63.4338 | 0
| All | All Customers | 2 | Average Weekday | SCE | 1-in-2 | 2023 | 19 | 266.7209 | 271.4388 | 35.8343 | 60.8602 | 0
| All | All Customers | 2 | Average Weekday | SCE | 1-in-2 | 2023 | 20 | 267.1277 | 334.9001 | 36.6283 | 58.5517 | 0
| All | All Customers | 2 | Average Weekday | SCE | 1-in-2 | 2023 | 21 | 261.6057 | 266.9887 | 35.9176 | 56.9202 | 0
| All | All Customers | 2 | Average Weekday | SCE | 1-in-2 | 2023 | 22 | 416.8069 | 436.8916 | 36.0447 | 55.6652 | 0
| All | All Customers | 2 | Average Weekday | SCE | 1-in-2 | 2023 | 23 | 409.1916 | 426.5166 | 36.0482 | 54.4868 | 0
| All | All Customers | 2 | Average Weekday | SCE | 1-in-2 | 2023 | 24 | 425.4442 | 442.261 | 36.0473 | 53.3759 | 0
| All | All Customers | 2 | Monthly System Peak Day | SCE | 1-in-2 | 2023 | 1 | 379.1462 | 387.8297 | 36.0384 | 43.6333 | 0
| All | All Customers | 2 | Monthly System Peak Day | SCE | 1-in-2 | 2023 | 2 | 365.6387 | 374.0559 | 36.0318 | 43.2482 | 0
| All | All Customers | 2 | Monthly System Peak Day | SCE | 1-in-2 | 2023 | 3 | 454.7128 | 468.1575 | 36.0311 | 42.8123 | 0
| All | All Customers | 2 | Monthly System Peak Day | SCE | 1-in-2 | 2023 | 4 | 562.6967 | 582.8685 | 36.0305 | 42.2775 | 0
| All | All Customers | 2 | Monthly System Peak Day | SCE | 1-in-2 | 2023 | 5 | 563.657 | 596.6841 | 36.0341 | 41.5906 | 0
| All | All Customers | 2 | Monthly System Peak Day | SCE | 1-in-2 | 2023 | 6 | 575.1518 | 615.6991 | 36.0402 | 40.8777 | 0
| All | All Customers | 2 | Monthly System Peak Day | SCE | 1-in-2 | 2023 | 7 | 580.0422 | 597.1559 | 36.0475 | 40.6514 | 0
| All | All Customers | 2 | Monthly System Peak Day | SCE | 1-in-2 | 2023 | 8 | 602.1093 | 618.3096 | 36.0557 | 40.8793 | 0
| All | All Customers | 2 | Monthly System Peak Day | SCE | 1-in-2 | 2023 | 9 | 553.5856 | 578.7391 | 36.0644 | 42.3693 | 0
| All | All Customers | 2 | Monthly System Peak Day | SCE | 1-in-2 | 2023 | 10 | 535.8605 | 550.1064 | 36.0507 | 44.9734 | 0
| All | All Customers | 2 | Monthly System Peak Day | SCE | 1-in-2 | 2023 | 11 | 522.4414 | 532.3213 | 36.0685 | 47.8451 | 0
| All | All Customers | 2 | Monthly System Peak Day | SCE | 1-in-2 | 2023 | 12 | 511.5931 | 518.8181 | 36.0863 | 50.2003 | 0
| All | All Customers | 2 | Monthly System Peak Day | SCE | 1-in-2 | 2023 | 13 | 436.0674 | 446.1427 | 36.0978 | 52.0658 | 0
| All | All Customers | 2 | Monthly System Peak Day | SCE | 1-in-2 | 2023 | 14 | 394.4639 | 401.8974 | 36.0849 | 53.5748 | 0
| All | All Customers | 2 | Monthly System Peak Day | SCE | 1-in-2 | 2023 | 15 | 350.0341 | 356.9037 | 36.0584 | 54.8527 | 0
| All | All Customers | 2 | Monthly System Peak Day | SCE | 1-in-2 | 2023 | 16 | 309.7294 | 311.8326 | 36.0378 | 55.6969 | 0
| All | All Customers | 2 | Monthly System Peak Day | SCE | 1-in-2 | 2023 | 17 | 284.0406 | 291.4626 | 35.8729 | 55.7396 | 0
| All | All Customers | 2 | Monthly System Peak Day | SCE | 1-in-2 | 2023 | 18 | 272.5282 | 278.9403 | 35.8739 | 54.9962 | 0
| All | All Customers | 2 | Monthly System Peak Day | SCE | 1-in-2 | 2023 | 19 | 266.7209 | 271.4388 | 35.8343 | 53.1385 | 0
| All | All Customers | 2 | Monthly System Peak Day | SCE | 1-in-2 | 2023 | 20 | 267.1277 | 334.9001 | 36.6283 | 51.5411 | 0
| All | All Customers | 2 | Monthly System Peak Day | SCE | 1-in-2 | 2023 | 21 | 261.6057 | 266.9887 | 35.9176 | 50.1384 | 0
| All | All Customers | 2 | Monthly System Peak Day | SCE | 1-in-2 | 2023 | 22 | 416.8069 | 436.8916 | 36.0447 | 48.936 | 0
| All | All Customers | 2 | Monthly System Peak Day | SCE | 1-in-2 | 2023 | 23 | 409.1916 | 426.5166 | 36.0482 | 47.915 | 0
| All | All Customers | 2 | Monthly System Peak Day | SCE | 1-in-2 | 2023 | 24 | 425.4442 | 442.261 | 36.0473 | 46.7847 | 0
| All | All Customers | 3 | Average Weekday | SCE | 1-in-2 | 2023 | 1 | 410.4952 | 425.4823 | 36.108 | 54.7625 | 0
| All | All Customers | 3 | Average Weekday | SCE | 1-in-2 | 2023 | 2 | 397.4424 | 406.0153 | 36.0583 | 53.8696 | 0
| All | All Customers | 3 | Average Weekday | SCE | 1-in-2 | 2023 | 3 | 501.1609 | 512.3084 | 36.051 | 53.0858 | 0
| All | All Customers | 3 | Average Weekday | SCE | 1-in-2 | 2023 | 4 | 610.3526 | 626.7178 | 36.0347 | 52.4151 | 0
| All | All Customers | 3 | Average Weekday | SCE | 1-in-2 | 2023 | 5 | 594.3049 | 614.8887 | 36.0381 | 51.7834 | 0
| All | All Customers | 3 | Average Weekday | SCE | 1-in-2 | 2023 | 6 | 607.4167 | 631.2405 | 36.0236 | 51.2916 | 0
| All | All Customers | 3 | Average Weekday | SCE | 1-in-2 | 2023 | 7 | 620.6385 | 637.2375 | 36.0357 | 50.929 | 0
| All | All Customers | 3 | Average Weekday | SCE | 1-in-2 | 2023 | 8 | 639.131 | 668.4568 | 36.1673 | 50.7469 | 0
| All | All Customers | 3 | Average Weekday | SCE | 1-in-2 | 2023 | 9 | 583.517 | 621.6799 | 36.2865 | 51.8629 | 0
| All | All Customers | 3 | Average Weekday | SCE | 1-in-2 | 2023 | 10 | 568.9568 | 592.175 | 36.1775 | 54.692 | 0
| All | All Customers | 3 | Average Weekday | SCE | 1-in-2 | 2023 | 11 | 545.491 | 562.756 | 36.2368 | 58.0164 | 0
| All | All Customers | 3 | Average Weekday | SCE | 1-in-2 | 2023 | 12 | 537.4299 | 548.9678 | 36.2957 | 61.0929 | 0
| All | All Customers | 3 | Average Weekday | SCE | 1-in-2 | 2023 | 13 | 443.7846 | 453.0506 | 36.327 | 63.4709 | 0
| All | All Customers | 3 | Average Weekday | SCE | 1-in-2 | 2023 | 14 | 413.9859 | 420.213 | 36.2807 | 65.1214 | 0
| All | All Customers | 3 | Average Weekday | SCE | 1-in-2 | 2023 | 15 | 369.9117 | 375.2325 | 36.1862 | 66.1825 | 0
| All | All Customers | 3 | Average Weekday | SCE | 1-in-2 | 2023 | 16 | 332.0782 | 334.1967 | 36.0568 | 66.793 | 0
| All | All Customers | 3 | Average Weekday | SCE | 1-in-2 | 2023 | 17 | 318.1412 | 327.3096 | 35.8691 | 66.7953 | 0
| All | All Customers | 3 | Average Weekday | SCE | 1-in-2 | 2023 | 18 | 304.3182 | 311.5233 | 35.8825 | 65.948 | 0
| All | All Customers | 3 | Average Weekday | SCE | 1-in-2 | 2023 | 19 | 297.2467 | 302.0977 | 35.9553 | 64.3239 | 0
| All | All Customers | 3 | Average Weekday | SCE | 1-in-2 | 2023 | 20 | 287.769 | 291.9386 | 35.8336 | 62.0171 | 0
| All | All Customers | 3 | Average Weekday | SCE | 1-in-2 | 2023 | 21 | 273.8392 | 277.8177 | 35.8787 | 59.7601 | 0
| All | All Customers | 3 | Average Weekday | SCE | 1-in-2 | 2023 | 22 | 448.7859 | 471.7237 | 36.0592 | 58.2531 | 0
| All | All Customers | 3 | Average Weekday | SCE | 1-in-2 | 2023 | 23 | 445.8859 | 470.1824 | 36.1091 | 57.109 | 0
| All | All Customers | 3 | Average Weekday | SCE | 1-in-2 | 2023 | 24 | 469.3733 | 502.1143 | 36.1588 | 56.1105 | 0
| All | All Customers | 3 | Monthly System Peak Day | SCE | 1-in-2 | 2023 | 1 | 410.4952 | 425.4823 | 36.108 | 57.2027 | 0
| All | All Customers | 3 | Monthly System Peak Day | SCE | 1-in-2 | 2023 | 2 | 397.4424 | 406.0153 | 36.0583 | 55.9682 | 0
| All | All Customers | 3 | Monthly System Peak Day | SCE | 1-in-2 | 2023 | 3 | 501.1609 | 512.3084 | 36.051 | 54.3904 | 0
| All | All Customers | 3 | Monthly System Peak Day | SCE | 1-in-2 | 2023 | 4 | 610.3526 | 626.7178 | 36.0347 | 53.6067 | 0
| All | All Customers | 3 | Monthly System Peak Day | SCE | 1-in-2 | 2023 | 5 | 594.3049 | 614.8887 | 36.0381 | 52.7762 | 0
| All | All Customers | 3 | Monthly System Peak Day | SCE | 1-in-2 | 2023 | 6 | 607.4167 | 631.2405 | 36.0236 | 51.984 | 0
| All | All Customers | 3 | Monthly System Peak Day | SCE | 1-in-2 | 2023 | 7 | 620.6385 | 637.2375 | 36.0357 | 51.3964 | 0
| All | All Customers | 3 | Monthly System Peak Day | SCE | 1-in-2 | 2023 | 8 | 639.131 | 668.4568 | 36.1673 | 50.9278 | 0
| All | All Customers | 3 | Monthly System Peak Day | SCE | 1-in-2 | 2023 | 9 | 583.517 | 621.6799 | 36.2865 | 51.4779 | 0
| All | All Customers | 3 | Monthly System Peak Day | SCE | 1-in-2 | 2023 | 10 | 568.9568 | 592.175 | 36.1775 | 54.6642 | 0
| All | All Customers | 3 | Monthly System Peak Day | SCE | 1-in-2 | 2023 | 11 | 545.491 | 562.756 | 36.2368 | 59.3457 | 0
| All | All Customers | 3 | Monthly System Peak Day | SCE | 1-in-2 | 2023 | 12 | 537.4299 | 548.9678 | 36.2957 | 63.7367 | 0
| All | All Customers | 3 | Monthly System Peak Day | SCE | 1-in-2 | 2023 | 13 | 443.7846 | 453.0506 | 36.327 | 66.7122 | 0
| All | All Customers | 3 | Monthly System Peak Day | SCE | 1-in-2 | 2023 | 14 | 413.9859 | 420.213 | 36.2807 | 68.3248 | 0
| All | All Customers | 3 | Monthly System Peak Day | SCE | 1-in-2 | 2023 | 15 | 369.9117 | 375.2325 | 36.1862 | 69.3994 | 0
| All | All Customers | 3 | Monthly System Peak Day | SCE | 1-in-2 | 2023 | 16 | 332.0782 | 334.1967 | 36.0568 | 70.2048 | 0
| All | All Customers | 3 | Monthly System Peak Day | SCE | 1-in-2 | 2023 | 17 | 318.1412 | 327.3096 | 35.8691 | 70.3423 | 0
| All | All Customers | 3 | Monthly System Peak Day | SCE | 1-in-2 | 2023 | 18 | 304.3182 | 311.5233 | 35.8825 | 69.8318 | 0
| All | All Customers | 3 | Monthly System Peak Day | SCE | 1-in-2 | 2023 | 19 | 297.2467 | 302.0977 | 35.9553 | 68.2629 | 0
| All | All Customers | 3 | Monthly System Peak Day | SCE | 1-in-2 | 2023 | 20 | 287.769 | 291.9386 | 35.8336 | 65.4545 | 0
| All | All Customers | 3 | Monthly System Peak Day | SCE | 1-in-2 | 2023 | 21 | 273.8392 | 277.8177 | 35.8787 | 62.6352 | 0
| All | All Customers | 3 | Monthly System Peak Day | SCE | 1-in-2 | 2023 | 22 | 448.7859 | 471.7237 | 36.0592 | 60.6982 | 0
| All | All Customers | 3 | Monthly System Peak Day | SCE | 1-in-2 | 2023 | 23 | 445.8859 | 470.1824 | 36.1091 | 59.1499 | 0
| All | All Customers | 3 | Monthly System Peak Day | SCE | 1-in-2 | 2023 | 24 | 469.3733 | 502.1143 | 36.1588 | 57.8611 | 0
| All | All Customers | 4 | Average Weekday | SCE | 1-in-2 | 2023 | 1 | 380.0238 | 394.425 | 36.1103 | 57.1753 | 0
| All | All Customers | 4 | Average Weekday | SCE | 1-in-2 | 2023 | 2 | 368.2512 | 376.748 | 36.061 | 56.3202 | 0
| All | All Customers | 4 | Average Weekday | SCE | 1-in-2 | 2023 | 3 | 466.7777 | 478.3759 | 36.0537 | 55.5379 | 0
| All | All Customers | 4 | Average Weekday | SCE | 1-in-2 | 2023 | 4 | 568.6432 | 584.1069 | 36.0376 | 54.8818 | 0
| All | All Customers | 4 | Average Weekday | SCE | 1-in-2 | 2023 | 5 | 545.2661 | 564.6448 | 36.041 | 54.2577 | 0
| All | All Customers | 4 | Average Weekday | SCE | 1-in-2 | 2023 | 6 | 558.7863 | 581.7109 | 36.0268 | 53.7676 | 0
| All | All Customers | 4 | Average Weekday | SCE | 1-in-2 | 2023 | 7 | 572.6434 | 589.7672 | 36.0388 | 53.3789 | 0
| All | All Customers | 4 | Average Weekday | SCE | 1-in-2 | 2023 | 8 | 590.116 | 618.4158 | 36.1695 | 53.2824 | 0
| All | All Customers | 4 | Average Weekday | SCE | 1-in-2 | 2023 | 9 | 526.3481 | 563.5604 | 36.2878 | 54.8003 | 0
| All | All Customers | 4 | Average Weekday | SCE | 1-in-2 | 2023 | 10 | 512.1317 | 535.176 | 36.1791 | 57.5333 | 0
| All | All Customers | 4 | Average Weekday | SCE | 1-in-2 | 2023 | 11 | 497.2833 | 512.7308 | 36.2379 | 60.4352 | 0
| All | All Customers | 4 | Average Weekday | SCE | 1-in-2 | 2023 | 12 | 489.2349 | 500.7737 | 36.2963 | 63.2489 | 0
| All | All Customers | 4 | Average Weekday | SCE | 1-in-2 | 2023 | 13 | 406.1901 | 415.4098 | 36.3272 | 65.5271 | 0
| All | All Customers | 4 | Average Weekday | SCE | 1-in-2 | 2023 | 14 | 372.9656 | 379.2631 | 36.2811 | 67.2952 | 0
| All | All Customers | 4 | Average Weekday | SCE | 1-in-2 | 2023 | 15 | 326.9252 | 332.493 | 36.1873 | 68.5536 | 0
| All | All Customers | 4 | Average Weekday | SCE | 1-in-2 | 2023 | 16 | 286.3053 | 288.4983 | 36.0592 | 69.152 | 0
| All | All Customers | 4 | Average Weekday | SCE | 1-in-2 | 2023 | 17 | 265.3594 | 273.5694 | 35.872 | 69.2153 | 0
| All | All Customers | 4 | Average Weekday | SCE | 1-in-2 | 2023 | 18 | 247.2491 | 253.7507 | 35.885 | 68.5661 | 0
| All | All Customers | 4 | Average Weekday | SCE | 1-in-2 | 2023 | 19 | 233.3117 | 238.1912 | 35.955 | 67.2787 | 0
| All | All Customers | 4 | Average Weekday | SCE | 1-in-2 | 2023 | 20 | 226.1413 | 230.2616 | 35.8337 | 65.0403 | 0
| All | All Customers | 4 | Average Weekday | SCE | 1-in-2 | 2023 | 21 | 234.3387 | 238.4222 | 35.8831 | 62.1313 | 0
| All | All Customers | 4 | Average Weekday | SCE | 1-in-2 | 2023 | 22 | 409.2993 | 431.9921 | 36.0619 | 60.0517 | 0
| All | All Customers | 4 | Average Weekday | SCE | 1-in-2 | 2023 | 23 | 410.0777 | 434.0637 | 36.1119 | 58.7101 | 0
| All | All Customers | 4 | Average Weekday | SCE | 1-in-2 | 2023 | 24 | 435.453 | 467.4837 | 36.161 | 57.68 | 0
| All | All Customers | 4 | Monthly System Peak Day | SCE | 1-in-2 | 2023 | 1 | 380.0238 | 394.425 | 36.1103 | 64.7863 | 0
| All | All Customers | 4 | Monthly System Peak Day | SCE | 1-in-2 | 2023 | 2 | 368.2512 | 376.748 | 36.061 | 63.5506 | 0
| All | All Customers | 4 | Monthly System Peak Day | SCE | 1-in-2 | 2023 | 3 | 466.7777 | 478.3759 | 36.0537 | 62.4604 | 0
| All | All Customers | 4 | Monthly System Peak Day | SCE | 1-in-2 | 2023 | 4 | 568.6432 | 584.1069 | 36.0376 | 61.4728 | 0
| All | All Customers | 4 | Monthly System Peak Day | SCE | 1-in-2 | 2023 | 5 | 545.2661 | 564.6448 | 36.041 | 60.4898 | 0
| All | All Customers | 4 | Monthly System Peak Day | SCE | 1-in-2 | 2023 | 6 | 558.7863 | 581.7109 | 36.0268 | 59.5601 | 0
| All | All Customers | 4 | Monthly System Peak Day | SCE | 1-in-2 | 2023 | 7 | 572.6434 | 589.7672 | 36.0388 | 58.9145 | 0
| All | All Customers | 4 | Monthly System Peak Day | SCE | 1-in-2 | 2023 | 8 | 590.116 | 618.4158 | 36.1695 | 58.7164 | 0
| All | All Customers | 4 | Monthly System Peak Day | SCE | 1-in-2 | 2023 | 9 | 526.3481 | 563.5604 | 36.2878 | 60.5697 | 0
| All | All Customers | 4 | Monthly System Peak Day | SCE | 1-in-2 | 2023 | 10 | 512.1317 | 535.176 | 36.1791 | 64.9865 | 0
| All | All Customers | 4 | Monthly System Peak Day | SCE | 1-in-2 | 2023 | 11 | 497.2833 | 512.7308 | 36.2379 | 70.5153 | 0
| All | All Customers | 4 | Monthly System Peak Day | SCE | 1-in-2 | 2023 | 12 | 489.2349 | 500.7737 | 36.2963 | 75.5434 | 0
| All | All Customers | 4 | Monthly System Peak Day | SCE | 1-in-2 | 2023 | 13 | 406.1901 | 415.4098 | 36.3272 | 79.61 | 0
| All | All Customers | 4 | Monthly System Peak Day | SCE | 1-in-2 | 2023 | 14 | 372.9656 | 379.2631 | 36.2811 | 82.1546 | 0
| All | All Customers | 4 | Monthly System Peak Day | SCE | 1-in-2 | 2023 | 15 | 326.9252 | 332.493 | 36.1873 | 83.5285 | 0
| All | All Customers | 4 | Monthly System Peak Day | SCE | 1-in-2 | 2023 | 16 | 286.3053 | 288.4983 | 36.0592 | 84.0505 | 0
| All | All Customers | 4 | Monthly System Peak Day | SCE | 1-in-2 | 2023 | 17 | 265.3594 | 273.5694 | 35.872 | 83.3182 | 0
| All | All Customers | 4 | Monthly System Peak Day | SCE | 1-in-2 | 2023 | 18 | 247.2491 | 253.7507 | 35.885 | 83.0665 | 0
| All | All Customers | 4 | Monthly System Peak Day | SCE | 1-in-2 | 2023 | 19 | 233.3117 | 238.1912 | 35.955 | 81.6476 | 0
| All | All Customers | 4 | Monthly System Peak Day | SCE | 1-in-2 | 2023 | 20 | 226.1413 | 230.2616 | 35.8337 | 78.91 | 0
| All | All Customers | 4 | Monthly System Peak Day | SCE | 1-in-2 | 2023 | 21 | 234.3387 | 238.4222 | 35.8831 | 74.6659 | 0
| All | All Customers | 4 | Monthly System Peak Day | SCE | 1-in-2 | 2023 | 22 | 409.2993 | 431.9921 | 36.0619 | 71.5557 | 0
| All | All Customers | 4 | Monthly System Peak Day | SCE | 1-in-2 | 2023 | 23 | 410.0777 | 434.0637 | 36.1119 | 69.323 | 0
| All | All Customers | 4 | Monthly System Peak Day | SCE | 1-in-2 | 2023 | 24 | 435.453 | 467.4837 | 36.161 | 66.977 | 0
| All | All Customers | 5 | Average Weekday | SCE | 1-in-2 | 2023 | 1 | 387.9631 | 402.4516 | 36.1258 | 60.1457 | 0
| All | All Customers | 5 | Average Weekday | SCE | 1-in-2 | 2023 | 2 | 377.2961 | 384.9683 | 36.0765 | 59.5142 | 0
| All | All Customers | 5 | Average Weekday | SCE | 1-in-2 | 2023 | 3 | 479.5762 | 490.895 | 36.0692 | 58.9581 | 0
| All | All Customers | 5 | Average Weekday | SCE | 1-in-2 | 2023 | 4 | 582.2839 | 598.6409 | 36.0533 | 58.4379 | 0
| All | All Customers | 5 | Average Weekday | SCE | 1-in-2 | 2023 | 5 | 562.9164 | 582.9563 | 36.0567 | 58.0047 | 0
| All | All Customers | 5 | Average Weekday | SCE | 1-in-2 | 2023 | 6 | 571.0135 | 594.8311 | 36.0428 | 57.5861 | 0
| All | All Customers | 5 | Average Weekday | SCE | 1-in-2 | 2023 | 7 | 577.0634 | 593.9206 | 36.0553 | 57.2101 | 0
| All | All Customers | 5 | Average Weekday | SCE | 1-in-2 | 2023 | 8 | 602.5706 | 633.3199 | 36.1856 | 57.5194 | 0
| All | All Customers | 5 | Average Weekday | SCE | 1-in-2 | 2023 | 9 | 534.7654 | 570.1038 | 36.3031 | 59.1608 | 0
| All | All Customers | 5 | Average Weekday | SCE | 1-in-2 | 2023 | 10 | 524.7906 | 548.301 | 36.1941 | 61.3829 | 0
| All | All Customers | 5 | Average Weekday | SCE | 1-in-2 | 2023 | 11 | 511.4355 | 527.2508 | 36.2526 | 63.9673 | 0
| All | All Customers | 5 | Average Weekday | SCE | 1-in-2 | 2023 | 12 | 498.9741 | 510.2769 | 36.3108 | 66.3945 | 0
| All | All Customers | 5 | Average Weekday | SCE | 1-in-2 | 2023 | 13 | 415.4538 | 424.8864 | 36.3412 | 68.5273 | 0
| All | All Customers | 5 | Average Weekday | SCE | 1-in-2 | 2023 | 14 | 388.3196 | 394.808 | 36.295 | 70.1991 | 0
| All | All Customers | 5 | Average Weekday | SCE | 1-in-2 | 2023 | 15 | 347.6359 | 353.0568 | 36.2014 | 71.3669 | 0
| All | All Customers | 5 | Average Weekday | SCE | 1-in-2 | 2023 | 16 | 300.4425 | 302.573 | 36.0744 | 71.9443 | 0
| All | All Customers | 5 | Average Weekday | SCE | 1-in-2 | 2023 | 17 | 272.7756 | 281.6376 | 35.8786 | 71.9069 | 0
| All | All Customers | 5 | Average Weekday | SCE | 1-in-2 | 2023 | 18 | 258.582 | 265.4511 | 35.8914 | 71.2705 | 0
| All | All Customers | 5 | Average Weekday | SCE | 1-in-2 | 2023 | 19 | 248.2721 | 253.4929 | 35.951 | 69.9176 | 0
| All | All Customers | 5 | Average Weekday | SCE | 1-in-2 | 2023 | 20 | 238.4248 | 242.7323 | 35.8337 | 67.825 | 0
| All | All Customers | 5 | Average Weekday | SCE | 1-in-2 | 2023 | 21 | 249.6293 | 253.9742 | 35.8896 | 65.1177 | 0
| All | All Customers | 5 | Average Weekday | SCE | 1-in-2 | 2023 | 22 | 421.3914 | 444.623 | 36.0785 | 62.9378 | 0
| All | All Customers | 5 | Average Weekday | SCE | 1-in-2 | 2023 | 23 | 428.5208 | 453.2486 | 36.1284 | 61.6894 | 0
| All | All Customers | 5 | Average Weekday | SCE | 1-in-2 | 2023 | 24 | 451.2589 | 484.0326 | 36.1769 | 60.763 | 0
| All | All Customers | 5 | Monthly System Peak Day | SCE | 1-in-2 | 2023 | 1 | 387.9631 | 402.4516 | 36.1258 | 65.1198 | 0
| All | All Customers | 5 | Monthly System Peak Day | SCE | 1-in-2 | 2023 | 2 | 377.2961 | 384.9683 | 36.0765 | 63.8179 | 0
| All | All Customers | 5 | Monthly System Peak Day | SCE | 1-in-2 | 2023 | 3 | 479.5762 | 490.895 | 36.0692 | 62.7662 | 0
| All | All Customers | 5 | Monthly System Peak Day | SCE | 1-in-2 | 2023 | 4 | 582.2839 | 598.6409 | 36.0533 | 61.8959 | 0
| All | All Customers | 5 | Monthly System Peak Day | SCE | 1-in-2 | 2023 | 5 | 562.9164 | 582.9563 | 36.0567 | 60.8668 | 0
| All | All Customers | 5 | Monthly System Peak Day | SCE | 1-in-2 | 2023 | 6 | 571.0135 | 594.8311 | 36.0428 | 59.9669 | 0
| All | All Customers | 5 | Monthly System Peak Day | SCE | 1-in-2 | 2023 | 7 | 577.0634 | 593.9206 | 36.0553 | 59.3845 | 0
| All | All Customers | 5 | Monthly System Peak Day | SCE | 1-in-2 | 2023 | 8 | 602.5706 | 633.3199 | 36.1856 | 60.049 | 0
| All | All Customers | 5 | Monthly System Peak Day | SCE | 1-in-2 | 2023 | 9 | 534.7654 | 570.1038 | 36.3031 | 63.2437 | 0
| All | All Customers | 5 | Monthly System Peak Day | SCE | 1-in-2 | 2023 | 10 | 524.7906 | 548.301 | 36.1941 | 67.8343 | 0
| All | All Customers | 5 | Monthly System Peak Day | SCE | 1-in-2 | 2023 | 11 | 511.4355 | 527.2508 | 36.2526 | 72.8788 | 0
| All | All Customers | 5 | Monthly System Peak Day | SCE | 1-in-2 | 2023 | 12 | 498.9741 | 510.2769 | 36.3108 | 77.1882 | 0
| All | All Customers | 5 | Monthly System Peak Day | SCE | 1-in-2 | 2023 | 13 | 415.4538 | 424.8864 | 36.3412 | 80.2719 | 0
| All | All Customers | 5 | Monthly System Peak Day | SCE | 1-in-2 | 2023 | 14 | 388.3196 | 394.808 | 36.295 | 82.7789 | 0
| All | All Customers | 5 | Monthly System Peak Day | SCE | 1-in-2 | 2023 | 15 | 347.6359 | 353.0568 | 36.2014 | 83.8067 | 0
| All | All Customers | 5 | Monthly System Peak Day | SCE | 1-in-2 | 2023 | 16 | 300.4425 | 302.573 | 36.0744 | 84.561 | 0
| All | All Customers | 5 | Monthly System Peak Day | SCE | 1-in-2 | 2023 | 17 | 272.7756 | 281.6376 | 35.8786 | 84.6818 | 0
| All | All Customers | 5 | Monthly System Peak Day | SCE | 1-in-2 | 2023 | 18 | 258.582 | 265.4511 | 35.8914 | 83.6385 | 0
| All | All Customers | 5 | Monthly System Peak Day | SCE | 1-in-2 | 2023 | 19 | 248.2721 | 253.4929 | 35.951 | 81.5861 | 0
| All | All Customers | 5 | Monthly System Peak Day | SCE | 1-in-2 | 2023 | 20 | 238.4248 | 242.7323 | 35.8337 | 78.8553 | 0
| All | All Customers | 5 | Monthly System Peak Day | SCE | 1-in-2 | 2023 | 21 | 249.6293 | 253.9742 | 35.8896 | 74.8605 | 0
| All | All Customers | 5 | Monthly System Peak Day | SCE | 1-in-2 | 2023 | 22 | 421.3914 | 444.623 | 36.0785 | 71.2586 | 0
| All | All Customers | 5 | Monthly System Peak Day | SCE | 1-in-2 | 2023 | 23 | 428.5208 | 453.2486 | 36.1284 | 69.2905 | 0
| All | All Customers | 5 | Monthly System Peak Day | SCE | 1-in-2 | 2023 | 24 | 451.2589 | 484.0326 | 36.1769 | 67.8911 | 0
| All | All Customers | 6 | Average Weekday | SCE | 1-in-2 | 2023 | 1 | 375.3723 | 404.2582 | 37.6018 | 63.3347 | 0
| All | All Customers | 6 | Average Weekday | SCE | 1-in-2 | 2023 | 2 | 362.3005 | 387.3042 | 37.5712 | 62.4336 | 0
| All | All Customers | 6 | Average Weekday | SCE | 1-in-2 | 2023 | 3 | 457.123 | 494.4664 | 37.5645 | 61.6495 | 0
| All | All Customers | 6 | Average Weekday | SCE | 1-in-2 | 2023 | 4 | 552.4332 | 601.4411 | 37.5581 | 60.9868 | 0
| All | All Customers | 6 | Average Weekday | SCE | 1-in-2 | 2023 | 5 | 533.366 | 588.2111 | 37.57 | 60.4527 | 0
| All | All Customers | 6 | Average Weekday | SCE | 1-in-2 | 2023 | 6 | 556.1303 | 619.0176 | 37.5911 | 59.9373 | 0
| All | All Customers | 6 | Average Weekday | SCE | 1-in-2 | 2023 | 7 | 569.6863 | 613.2767 | 37.7458 | 59.5165 | 0
| All | All Customers | 6 | Average Weekday | SCE | 1-in-2 | 2023 | 8 | 589.5936 | 630.6759 | 37.62 | 60.1751 | 0
| All | All Customers | 6 | Average Weekday | SCE | 1-in-2 | 2023 | 9 | 545.8268 | 561.862 | 37.6668 | 62.3426 | 0
| All | All Customers | 6 | Average Weekday | SCE | 1-in-2 | 2023 | 10 | 532.4946 | 542.0557 | 37.7196 | 65.1843 | 0
| All | All Customers | 6 | Average Weekday | SCE | 1-in-2 | 2023 | 11 | 510.9175 | 516.3292 | 37.7749 | 68.3037 | 0
| All | All Customers | 6 | Average Weekday | SCE | 1-in-2 | 2023 | 12 | 501.7643 | 514.1412 | 37.798 | 71.3783 | 0
| All | All Customers | 6 | Average Weekday | SCE | 1-in-2 | 2023 | 13 | 417.8954 | 443.4534 | 37.8578 | 73.8767 | 0
| All | All Customers | 6 | Average Weekday | SCE | 1-in-2 | 2023 | 14 | 388.2615 | 408.07 | 37.8165 | 75.8974 | 0
| All | All Customers | 6 | Average Weekday | SCE | 1-in-2 | 2023 | 15 | 337.7247 | 354.8277 | 37.8549 | 77.3669 | 0
| All | All Customers | 6 | Average Weekday | SCE | 1-in-2 | 2023 | 16 | 295.3408 | 307.7702 | 37.9287 | 78.0876 | 0
| All | All Customers | 6 | Average Weekday | SCE | 1-in-2 | 2023 | 17 | 272.3468 | 277.7651 | 37.7749 | 78.2813 | 0
| All | All Customers | 6 | Average Weekday | SCE | 1-in-2 | 2023 | 18 | 250.2307 | 260.5555 | 37.7714 | 77.522 | 0
| All | All Customers | 6 | Average Weekday | SCE | 1-in-2 | 2023 | 19 | 235.0037 | 260.5924 | 58.3488 | 76.0725 | 0
| All | All Customers | 6 | Average Weekday | SCE | 1-in-2 | 2023 | 20 | 221.8016 | 247.9399 | 36.5878 | 73.9133 | 0
| All | All Customers | 6 | Average Weekday | SCE | 1-in-2 | 2023 | 21 | 238.8322 | 252.9962 | 37.7206 | 70.9037 | 0
| All | All Customers | 6 | Average Weekday | SCE | 1-in-2 | 2023 | 22 | 396.0342 | 448.1061 | 37.4304 | 67.7811 | 0
| All | All Customers | 6 | Average Weekday | SCE | 1-in-2 | 2023 | 23 | 421.7213 | 468.3868 | 37.5371 | 65.9071 | 0
| All | All Customers | 6 | Average Weekday | SCE | 1-in-2 | 2023 | 24 | 446.0797 | 493.3977 | 37.592 | 64.6 | 0
| All | All Customers | 6 | Monthly System Peak Day | SCE | 1-in-2 | 2023 | 1 | 375.3723 | 404.0023 | 36.1103 | 66.2097 | 0
| All | All Customers | 6 | Monthly System Peak Day | SCE | 1-in-2 | 2023 | 2 | 362.3005 | 382.4156 | 36.1131 | 65.3067 | 0
| All | All Customers | 6 | Monthly System Peak Day | SCE | 1-in-2 | 2023 | 3 | 457.123 | 483.5961 | 36.114 | 64.5444 | 0
| All | All Customers | 6 | Monthly System Peak Day | SCE | 1-in-2 | 2023 | 4 | 552.4332 | 581.5983 | 36.1146 | 63.7331 | 0
| All | All Customers | 6 | Monthly System Peak Day | SCE | 1-in-2 | 2023 | 5 | 533.366 | 572.9036 | 36.1093 | 63.0681 | 0
| All | All Customers | 6 | Monthly System Peak Day | SCE | 1-in-2 | 2023 | 6 | 556.1303 | 601.9965 | 36.0995 | 62.309 | 0
| All | All Customers | 6 | Monthly System Peak Day | SCE | 1-in-2 | 2023 | 7 | 569.6863 | 594.6845 | 36.067 | 61.7272 | 0
| All | All Customers | 6 | Monthly System Peak Day | SCE | 1-in-2 | 2023 | 8 | 589.5936 | 618.2618 | 36.1206 | 62.6254 | 0
| All | All Customers | 6 | Monthly System Peak Day | SCE | 1-in-2 | 2023 | 9 | 545.8268 | 566.3687 | 36.1417 | 65.6219 | 0
| All | All Customers | 6 | Monthly System Peak Day | SCE | 1-in-2 | 2023 | 10 | 532.4946 | 546.4726 | 36.1258 | 69.9084 | 0
| All | All Customers | 6 | Monthly System Peak Day | SCE | 1-in-2 | 2023 | 11 | 510.9175 | 523.0854 | 36.1548 | 73.7067 | 0
| All | All Customers | 6 | Monthly System Peak Day | SCE | 1-in-2 | 2023 | 12 | 501.7643 | 516.3643 | 36.1873 | 76.9806 | 0
| All | All Customers | 6 | Monthly System Peak Day | SCE | 1-in-2 | 2023 | 13 | 417.8954 | 437.3366 | 36.1984 | 78.6684 | 0
| All | All Customers | 6 | Monthly System Peak Day | SCE | 1-in-2 | 2023 | 14 | 388.2615 | 404.6337 | 36.1692 | 80.1551 | 0
| All | All Customers | 6 | Monthly System Peak Day | SCE | 1-in-2 | 2023 | 15 | 337.7247 | 352.2228 | 36.1031 | 81.9574 | 0
| All | All Customers | 6 | Monthly System Peak Day | SCE | 1-in-2 | 2023 | 16 | 295.3408 | 298.1053 | 36.0513 | 83.0361 | 0
| All | All Customers | 6 | Monthly System Peak Day | SCE | 1-in-2 | 2023 | 17 | 272.3468 | 281.6601 | 36.3387 | 83.2226 | 0
| All | All Customers | 6 | Monthly System Peak Day | SCE | 1-in-2 | 2023 | 18 | 250.2307 | 265.2705 | 36.3605 | 82.3696 | 0
| All | All Customers | 6 | Monthly System Peak Day | SCE | 1-in-2 | 2023 | 19 | 235.0037 | 257.9442 | 38.9228 | 80.113 | 0
| All | All Customers | 6 | Monthly System Peak Day | SCE | 1-in-2 | 2023 | 20 | 221.8016 | 241.3756 | 36.3101 | 77.1837 | 0
| All | All Customers | 6 | Monthly System Peak Day | SCE | 1-in-2 | 2023 | 21 | 238.8322 | 254.908 | 36.5819 | 74.1464 | 0
| All | All Customers | 6 | Monthly System Peak Day | SCE | 1-in-2 | 2023 | 22 | 396.0342 | 429.5784 | 36.179 | 71.4734 | 0
| All | All Customers | 6 | Monthly System Peak Day | SCE | 1-in-2 | 2023 | 23 | 421.7213 | 455.7321 | 36.1403 | 69.8039 | 0
| All | All Customers | 6 | Monthly System Peak Day | SCE | 1-in-2 | 2023 | 24 | 446.0797 | 487.6664 | 36.1219 | 68.3328 | 0
| All | All Customers | 7 | Average Weekday | SCE | 1-in-2 | 2023 | 1 | 376.4919 | 403.9415 | 38.8813 | 68.1243 | 0
| All | All Customers | 7 | Average Weekday | SCE | 1-in-2 | 2023 | 2 | 374.4021 | 393.6338 | 38.8769 | 67.4089 | 0
| All | All Customers | 7 | Average Weekday | SCE | 1-in-2 | 2023 | 3 | 460.1953 | 485.8512 | 38.8757 | 66.7668 | 0
| All | All Customers | 7 | Average Weekday | SCE | 1-in-2 | 2023 | 4 | 556.3568 | 586.8972 | 38.8735 | 66.2032 | 0
| All | All Customers | 7 | Average Weekday | SCE | 1-in-2 | 2023 | 5 | 540.5747 | 581.0515 | 38.871 | 65.7063 | 0
| All | All Customers | 7 | Average Weekday | SCE | 1-in-2 | 2023 | 6 | 548.0228 | 591.7722 | 38.8646 | 65.2472 | 0
| All | All Customers | 7 | Average Weekday | SCE | 1-in-2 | 2023 | 7 | 553.4254 | 575.6349 | 38.8648 | 64.9139 | 0
| All | All Customers | 7 | Average Weekday | SCE | 1-in-2 | 2023 | 8 | 570.6152 | 599.5159 | 38.8958 | 65.3722 | 0
| All | All Customers | 7 | Average Weekday | SCE | 1-in-2 | 2023 | 9 | 516.6976 | 536.3575 | 38.9288 | 67.4307 | 0
| All | All Customers | 7 | Average Weekday | SCE | 1-in-2 | 2023 | 10 | 505.689 | 518.6263 | 38.9276 | 70.1693 | 0
| All | All Customers | 7 | Average Weekday | SCE | 1-in-2 | 2023 | 11 | 489.3689 | 501.0055 | 38.9631 | 73.2355 | 0
| All | All Customers | 7 | Average Weekday | SCE | 1-in-2 | 2023 | 12 | 481.0653 | 496.1465 | 38.9975 | 76.3415 | 0
| All | All Customers | 7 | Average Weekday | SCE | 1-in-2 | 2023 | 13 | 396.5816 | 414.1541 | 39.0132 | 78.8269 | 0
| All | All Customers | 7 | Average Weekday | SCE | 1-in-2 | 2023 | 14 | 370.2421 | 385.618 | 38.9817 | 80.7152 | 0
| All | All Customers | 7 | Average Weekday | SCE | 1-in-2 | 2023 | 15 | 325.7392 | 339.8575 | 38.9228 | 82.0515 | 0
| All | All Customers | 7 | Average Weekday | SCE | 1-in-2 | 2023 | 16 | 278.3568 | 279.1714 | 38.8803 | 82.5892 | 0
| All | All Customers | 7 | Average Weekday | SCE | 1-in-2 | 2023 | 17 | 259.1794 | 267.2322 | 39.2861 | 82.6471 | 0
| All | All Customers | 7 | Average Weekday | SCE | 1-in-2 | 2023 | 18 | 245.2223 | 257.7001 | 39.309 | 81.8483 | 0
| All | All Customers | 7 | Average Weekday | SCE | 1-in-2 | 2023 | 19 | 231.9232 | 253.2705 | 39.9189 | 80.2734 | 0
| All | All Customers | 7 | Average Weekday | SCE | 1-in-2 | 2023 | 20 | 226.9452 | 242.2874 | 38.8418 | 78.0883 | 0
| All | All Customers | 7 | Average Weekday | SCE | 1-in-2 | 2023 | 21 | 247.9252 | 260.2359 | 39.3185 | 75.1032 | 0
| All | All Customers | 7 | Average Weekday | SCE | 1-in-2 | 2023 | 22 | 404.3533 | 439.8231 | 38.8562 | 71.9933 | 0
| All | All Customers | 7 | Average Weekday | SCE | 1-in-2 | 2023 | 23 | 421.1964 | 451.6529 | 38.8683 | 70.1118 | 0
| All | All Customers | 7 | Average Weekday | SCE | 1-in-2 | 2023 | 24 | 441.2137 | 480.289 | 38.8845 | 68.9207 | 0
| All | All Customers | 7 | Monthly System Peak Day | SCE | 1-in-2 | 2023 | 1 | 376.4919 | 368.7208 | 38.8939 | 71.8638 | 0
| All | All Customers | 7 | Monthly System Peak Day | SCE | 1-in-2 | 2023 | 2 | 374.4021 | 347.2853 | 38.8785 | 71.0105 | 0
| All | All Customers | 7 | Monthly System Peak Day | SCE | 1-in-2 | 2023 | 3 | 460.1953 | 410.8312 | 38.877 | 70.0679 | 0
| All | All Customers | 7 | Monthly System Peak Day | SCE | 1-in-2 | 2023 | 4 | 556.3568 | 482.1443 | 38.8737 | 69.3622 | 0
| All | All Customers | 7 | Monthly System Peak Day | SCE | 1-in-2 | 2023 | 5 | 540.5747 | 482.9028 | 38.8819 | 68.9796 | 0
| All | All Customers | 7 | Monthly System Peak Day | SCE | 1-in-2 | 2023 | 6 | 548.0228 | 507.0331 | 38.8964 | 68.5707 | 0
| All | All Customers | 7 | Monthly System Peak Day | SCE | 1-in-2 | 2023 | 7 | 553.4254 | 499.3162 | 38.9454 | 68.0494 | 0
| All | All Customers | 7 | Monthly System Peak Day | SCE | 1-in-2 | 2023 | 8 | 570.6152 | 528.7059 | 38.9125 | 68.5783 | 0
| All | All Customers | 7 | Monthly System Peak Day | SCE | 1-in-2 | 2023 | 9 | 516.6976 | 490.246 | 38.9156 | 71.4768 | 0
| All | All Customers | 7 | Monthly System Peak Day | SCE | 1-in-2 | 2023 | 10 | 505.689 | 469.0546 | 38.9064 | 75.3406 | 0
| All | All Customers | 7 | Monthly System Peak Day | SCE | 1-in-2 | 2023 | 11 | 489.3689 | 454.6818 | 38.9165 | 79.281 | 0
| All | All Customers | 7 | Monthly System Peak Day | SCE | 1-in-2 | 2023 | 12 | 481.0653 | 446.6234 | 38.9274 | 82.9879 | 0
| All | All Customers | 7 | Monthly System Peak Day | SCE | 1-in-2 | 2023 | 13 | 396.5816 | 380.023 | 38.9395 | 85.9598 | 0
| All | All Customers | 7 | Monthly System Peak Day | SCE | 1-in-2 | 2023 | 14 | 370.2421 | 354.9607 | 38.9339 | 87.6332 | 0
| All | All Customers | 7 | Monthly System Peak Day | SCE | 1-in-2 | 2023 | 15 | 325.7392 | 314.669 | 38.9511 | 89.3057 | 0
| All | All Customers | 7 | Monthly System Peak Day | SCE | 1-in-2 | 2023 | 16 | 278.3568 | 253.4242 | 38.9496 | 89.9238 | 0
| All | All Customers | 7 | Monthly System Peak Day | SCE | 1-in-2 | 2023 | 17 | 259.1794 | 269.9577 | 38.8259 | 90.7044 | 0
| All | All Customers | 7 | Monthly System Peak Day | SCE | 1-in-2 | 2023 | 18 | 245.2223 | 268.0251 | 38.9159 | 89.8839 | 0
| All | All Customers | 7 | Monthly System Peak Day | SCE | 1-in-2 | 2023 | 19 | 231.9232 | 227.808 | 38.5015 | 87.8404 | 0
| All | All Customers | 7 | Monthly System Peak Day | SCE | 1-in-2 | 2023 | 20 | 226.9452 | 249.6148 | 38.2682 | 85.258 | 0
| All | All Customers | 7 | Monthly System Peak Day | SCE | 1-in-2 | 2023 | 21 | 247.9252 | 233.5082 | 39.4716 | 82.1522 | 0
| All | All Customers | 7 | Monthly System Peak Day | SCE | 1-in-2 | 2023 | 22 | 404.3533 | 389.405 | 39.0032 | 78.5182 | 0
| All | All Customers | 7 | Monthly System Peak Day | SCE | 1-in-2 | 2023 | 23 | 421.1964 | 388.9253 | 38.9088 | 76.1399 | 0
| All | All Customers | 7 | Monthly System Peak Day | SCE | 1-in-2 | 2023 | 24 | 441.2137 | 417.5798 | 38.9021 | 74.359 | 0
| All | All Customers | 8 | Average Weekday | SCE | 1-in-2 | 2023 | 1 | 397.0708 | 428.3223 | 36.3222 | 68.6048 | 0
| All | All Customers | 8 | Average Weekday | SCE | 1-in-2 | 2023 | 2 | 382.676 | 404.4069 | 36.3174 | 67.7051 | 0
| All | All Customers | 8 | Average Weekday | SCE | 1-in-2 | 2023 | 3 | 465.4165 | 491.2399 | 36.3159 | 66.9073 | 0
| All | All Customers | 8 | Average Weekday | SCE | 1-in-2 | 2023 | 4 | 568.2721 | 598.7218 | 36.3129 | 66.1811 | 0
| All | All Customers | 8 | Average Weekday | SCE | 1-in-2 | 2023 | 5 | 545.4391 | 586.5212 | 36.3103 | 65.5312 | 0
| All | All Customers | 8 | Average Weekday | SCE | 1-in-2 | 2023 | 6 | 557.1137 | 604.4375 | 36.303 | 64.9865 | 0
| All | All Customers | 8 | Average Weekday | SCE | 1-in-2 | 2023 | 7 | 571.0528 | 598.4394 | 36.3094 | 64.5957 | 0
| All | All Customers | 8 | Average Weekday | SCE | 1-in-2 | 2023 | 8 | 581.554 | 613.6557 | 36.3382 | 64.5927 | 0
| All | All Customers | 8 | Average Weekday | SCE | 1-in-2 | 2023 | 9 | 522.5893 | 543.5096 | 36.3732 | 66.6332 | 0
| All | All Customers | 8 | Average Weekday | SCE | 1-in-2 | 2023 | 10 | 513.7212 | 527.5818 | 36.3774 | 69.8708 | 0
| All | All Customers | 8 | Average Weekday | SCE | 1-in-2 | 2023 | 11 | 493.6691 | 506.2982 | 36.4108 | 73.6852 | 0
| All | All Customers | 8 | Average Weekday | SCE | 1-in-2 | 2023 | 12 | 482.4536 | 498.7548 | 36.4398 | 77.4375 | 0
| All | All Customers | 8 | Average Weekday | SCE | 1-in-2 | 2023 | 13 | 406.7003 | 426.7814 | 36.455 | 80.3669 | 0
| All | All Customers | 8 | Average Weekday | SCE | 1-in-2 | 2023 | 14 | 378.1614 | 394.9878 | 36.4247 | 82.5867 | 0
| All | All Customers | 8 | Average Weekday | SCE | 1-in-2 | 2023 | 15 | 333.8031 | 348.8791 | 36.3707 | 83.9652 | 0
| All | All Customers | 8 | Average Weekday | SCE | 1-in-2 | 2023 | 16 | 287.289 | 291.32 | 36.3327 | 84.4882 | 0
| All | All Customers | 8 | Average Weekday | SCE | 1-in-2 | 2023 | 17 | 269.4666 | 276.8996 | 36.6962 | 84.5142 | 0
| All | All Customers | 8 | Average Weekday | SCE | 1-in-2 | 2023 | 18 | 246.0362 | 260.1867 | 36.7527 | 83.6598 | 0
| All | All Customers | 8 | Average Weekday | SCE | 1-in-2 | 2023 | 19 | 233.1943 | 256.7238 | 37.6361 | 81.9995 | 0
| All | All Customers | 8 | Average Weekday | SCE | 1-in-2 | 2023 | 20 | 233.7049 | 253.1144 | 36.5147 | 79.4151 | 0
| All | All Customers | 8 | Average Weekday | SCE | 1-in-2 | 2023 | 21 | 258.5997 | 274.3367 | 36.8895 | 75.7188 | 0
| All | All Customers | 8 | Average Weekday | SCE | 1-in-2 | 2023 | 22 | 417.6107 | 449.982 | 36.2864 | 72.7525 | 0
| All | All Customers | 8 | Average Weekday | SCE | 1-in-2 | 2023 | 23 | 438.2419 | 473.7053 | 36.2987 | 70.9434 | 0
| All | All Customers | 8 | Average Weekday | SCE | 1-in-2 | 2023 | 24 | 461.8449 | 504.7585 | 36.3225 | 69.6999 | 0
| All | All Customers | 8 | Monthly System Peak Day | SCE | 1-in-2 | 2023 | 1 | 397.0708 | 389.5635 | 30.8087 | 76.729 | 0
| All | All Customers | 8 | Monthly System Peak Day | SCE | 1-in-2 | 2023 | 2 | 382.676 | 357.6614 | 30.7926 | 75.7112 | 0
| All | All Customers | 8 | Monthly System Peak Day | SCE | 1-in-2 | 2023 | 3 | 465.4165 | 421.3923 | 30.7914 | 75.0151 | 0
| All | All Customers | 8 | Monthly System Peak Day | SCE | 1-in-2 | 2023 | 4 | 568.2721 | 496.2979 | 30.7885 | 74.1331 | 0
| All | All Customers | 8 | Monthly System Peak Day | SCE | 1-in-2 | 2023 | 5 | 545.4391 | 491.5034 | 30.7972 | 73.4784 | 0
| All | All Customers | 8 | Monthly System Peak Day | SCE | 1-in-2 | 2023 | 6 | 557.1137 | 514.4717 | 30.814 | 73.0231 | 0
| All | All Customers | 8 | Monthly System Peak Day | SCE | 1-in-2 | 2023 | 7 | 571.0528 | 517.6642 | 30.8603 | 72.4765 | 0
| All | All Customers | 8 | Monthly System Peak Day | SCE | 1-in-2 | 2023 | 8 | 581.554 | 538.1553 | 30.8267 | 72.4993 | 0
| All | All Customers | 8 | Monthly System Peak Day | SCE | 1-in-2 | 2023 | 9 | 522.5893 | 498.3318 | 30.828 | 74.4048 | 0
| All | All Customers | 8 | Monthly System Peak Day | SCE | 1-in-2 | 2023 | 10 | 513.7212 | 478.8458 | 30.8119 | 78.181 | 0
| All | All Customers | 8 | Monthly System Peak Day | SCE | 1-in-2 | 2023 | 11 | 493.6691 | 457.5575 | 30.8247 | 82.3488 | 0
| All | All Customers | 8 | Monthly System Peak Day | SCE | 1-in-2 | 2023 | 12 | 482.4536 | 446.9573 | 30.843 | 85.8708 | 0
| All | All Customers | 8 | Monthly System Peak Day | SCE | 1-in-2 | 2023 | 13 | 406.7003 | 391.1752 | 30.8574 | 88.3284 | 0
| All | All Customers | 8 | Monthly System Peak Day | SCE | 1-in-2 | 2023 | 14 | 378.1614 | 364.1307 | 30.852 | 90.4758 | 0
| All | All Customers | 8 | Monthly System Peak Day | SCE | 1-in-2 | 2023 | 15 | 333.8031 | 324.1696 | 30.868 | 91.872 | 0
| All | All Customers | 8 | Monthly System Peak Day | SCE | 1-in-2 | 2023 | 16 | 287.289 | 266.1114 | 30.857 | 91.7197 | 0
| All | All Customers | 8 | Monthly System Peak Day | SCE | 1-in-2 | 2023 | 17 | 269.4666 | 279.3068 | 30.676 | 91.0049 | 0
| All | All Customers | 8 | Monthly System Peak Day | SCE | 1-in-2 | 2023 | 18 | 246.0362 | 270.9302 | 30.768 | 89.5054 | 0
| All | All Customers | 8 | Monthly System Peak Day | SCE | 1-in-2 | 2023 | 19 | 233.1943 | 230.5977 | 30.4256 | 88.0806 | 0
| All | All Customers | 8 | Monthly System Peak Day | SCE | 1-in-2 | 2023 | 20 | 233.7049 | 224.2518 | 30.2824 | 86.4 | 0
| All | All Customers | 8 | Monthly System Peak Day | SCE | 1-in-2 | 2023 | 21 | 258.5997 | 238.6939 | 31.5556 | 82.8954 | 0
| All | All Customers | 8 | Monthly System Peak Day | SCE | 1-in-2 | 2023 | 22 | 417.6107 | 392.6743 | 30.9628 | 79.7942 | 0
| All | All Customers | 8 | Monthly System Peak Day | SCE | 1-in-2 | 2023 | 23 | 438.2419 | 412.3591 | 30.8409 | 77.8258 | 0
| All | All Customers | 8 | Monthly System Peak Day | SCE | 1-in-2 | 2023 | 24 | 461.8449 | 442.2845 | 30.8212 | 76.3618 | 0
| All | All Customers | 8 | Typical Event Day | SCE | 1-in-2 | 2023 | 1 | 397.0708 | 389.5635 | 30.8087 | 72.4861 | 0
| All | All Customers | 8 | Typical Event Day | SCE | 1-in-2 | 2023 | 2 | 382.676 | 357.6614 | 30.7926 | 71.5249 | 0
| All | All Customers | 8 | Typical Event Day | SCE | 1-in-2 | 2023 | 3 | 465.4165 | 421.3923 | 30.7914 | 70.6941 | 0
| All | All Customers | 8 | Typical Event Day | SCE | 1-in-2 | 2023 | 4 | 568.2721 | 496.2979 | 30.7885 | 69.8869 | 0
| All | All Customers | 8 | Typical Event Day | SCE | 1-in-2 | 2023 | 5 | 545.4391 | 491.5034 | 30.7972 | 69.2133 | 0
| All | All Customers | 8 | Typical Event Day | SCE | 1-in-2 | 2023 | 6 | 557.1137 | 514.4717 | 30.814 | 68.6247 | 0
| All | All Customers | 8 | Typical Event Day | SCE | 1-in-2 | 2023 | 7 | 571.0528 | 517.6642 | 30.8603 | 68.1379 | 0
| All | All Customers | 8 | Typical Event Day | SCE | 1-in-2 | 2023 | 8 | 581.554 | 538.1553 | 30.8267 | 68.4562 | 0
| All | All Customers | 8 | Typical Event Day | SCE | 1-in-2 | 2023 | 9 | 522.5893 | 498.3318 | 30.828 | 70.9203 | 0
| All | All Customers | 8 | Typical Event Day | SCE | 1-in-2 | 2023 | 10 | 513.7212 | 478.8458 | 30.8119 | 75.0162 | 0
| All | All Customers | 8 | Typical Event Day | SCE | 1-in-2 | 2023 | 11 | 493.6691 | 457.5575 | 30.8247 | 79.3024 | 0
| All | All Customers | 8 | Typical Event Day | SCE | 1-in-2 | 2023 | 12 | 482.4536 | 446.9573 | 30.843 | 83.1312 | 0
| All | All Customers | 8 | Typical Event Day | SCE | 1-in-2 | 2023 | 13 | 406.7003 | 391.1752 | 30.8574 | 85.912 | 0
| All | All Customers | 8 | Typical Event Day | SCE | 1-in-2 | 2023 | 14 | 378.1614 | 364.1307 | 30.852 | 87.9349 | 0
| All | All Customers | 8 | Typical Event Day | SCE | 1-in-2 | 2023 | 15 | 333.8031 | 324.1696 | 30.868 | 89.4513 | 0
| All | All Customers | 8 | Typical Event Day | SCE | 1-in-2 | 2023 | 16 | 287.289 | 266.1114 | 30.857 | 89.7042 | 0
| All | All Customers | 8 | Typical Event Day | SCE | 1-in-2 | 2023 | 17 | 269.4666 | 279.3068 | 30.676 | 89.701 | 0
| All | All Customers | 8 | Typical Event Day | SCE | 1-in-2 | 2023 | 18 | 246.0362 | 270.9302 | 30.768 | 88.7098 | 0
| All | All Customers | 8 | Typical Event Day | SCE | 1-in-2 | 2023 | 19 | 233.1943 | 230.5977 | 30.4256 | 87.0032 | 0
| All | All Customers | 8 | Typical Event Day | SCE | 1-in-2 | 2023 | 20 | 233.7049 | 224.2518 | 30.2824 | 84.6105 | 0
| All | All Customers | 8 | Typical Event Day | SCE | 1-in-2 | 2023 | 21 | 258.5997 | 238.6939 | 31.5556 | 81.2896 | 0
| All | All Customers | 8 | Typical Event Day | SCE | 1-in-2 | 2023 | 22 | 417.6107 | 392.6743 | 30.9628 | 78.334 | 0
| All | All Customers | 8 | Typical Event Day | SCE | 1-in-2 | 2023 | 23 | 438.2419 | 412.3591 | 30.8409 | 76.345 | 0
| All | All Customers | 8 | Typical Event Day | SCE | 1-in-2 | 2023 | 24 | 461.8449 | 442.2845 | 30.8212 | 74.6513 | 0
| All | All Customers | 9 | Average Weekday | SCE | 1-in-2 | 2023 | 1 | 366.1241 | 387.252 | 39.0248 | 68.2248 | 0
| All | All Customers | 9 | Average Weekday | SCE | 1-in-2 | 2023 | 2 | 363.0724 | 373.8951 | 39.0199 | 67.3747 | 0
| All | All Customers | 9 | Average Weekday | SCE | 1-in-2 | 2023 | 3 | 458.6494 | 465.6576 | 39.0183 | 66.6469 | 0
| All | All Customers | 9 | Average Weekday | SCE | 1-in-2 | 2023 | 4 | 563.9835 | 574.7161 | 39.0175 | 65.9978 | 0
| All | All Customers | 9 | Average Weekday | SCE | 1-in-2 | 2023 | 5 | 530.1661 | 548.0432 | 39.0147 | 65.4474 | 0
| All | All Customers | 9 | Average Weekday | SCE | 1-in-2 | 2023 | 6 | 530.5972 | 559.1094 | 39.0089 | 64.9529 | 0
| All | All Customers | 9 | Average Weekday | SCE | 1-in-2 | 2023 | 7 | 555.6248 | 574.3346 | 38.9997 | 64.5849 | 0
| All | All Customers | 9 | Average Weekday | SCE | 1-in-2 | 2023 | 8 | 555.3949 | 571.9184 | 39.0338 | 64.395 | 0
| All | All Customers | 9 | Average Weekday | SCE | 1-in-2 | 2023 | 9 | 494.7972 | 511.5011 | 39.0687 | 65.5182 | 0
| All | All Customers | 9 | Average Weekday | SCE | 1-in-2 | 2023 | 10 | 492.4648 | 501.799 | 39.0653 | 68.2871 | 0
| All | All Customers | 9 | Average Weekday | SCE | 1-in-2 | 2023 | 11 | 476.1822 | 484.802 | 39.108 | 71.8009 | 0
| All | All Customers | 9 | Average Weekday | SCE | 1-in-2 | 2023 | 12 | 467.2442 | 476.3347 | 39.1514 | 75.3148 | 0
| All | All Customers | 9 | Average Weekday | SCE | 1-in-2 | 2023 | 13 | 401.3968 | 412.0643 | 39.1702 | 78.1724 | 0
| All | All Customers | 9 | Average Weekday | SCE | 1-in-2 | 2023 | 14 | 369.2703 | 379.3336 | 39.1355 | 80.1734 | 0
| All | All Customers | 9 | Average Weekday | SCE | 1-in-2 | 2023 | 15 | 331.5218 | 341.345 | 39.0652 | 81.3344 | 0
| All | All Customers | 9 | Average Weekday | SCE | 1-in-2 | 2023 | 16 | 300.4668 | 299.8234 | 39.0147 | 81.812 | 0
| All | All Customers | 9 | Average Weekday | SCE | 1-in-2 | 2023 | 17 | 273.1126 | 285.9332 | 39.2481 | 81.5813 | 0
| All | All Customers | 9 | Average Weekday | SCE | 1-in-2 | 2023 | 18 | 254.3868 | 272.2441 | 39.1706 | 80.5863 | 0
| All | All Customers | 9 | Average Weekday | SCE | 1-in-2 | 2023 | 19 | 257.7176 | 268.2983 | 40.4181 | 78.8037 | 0
| All | All Customers | 9 | Average Weekday | SCE | 1-in-2 | 2023 | 20 | 258.7587 | 267.3195 | 38.883 | 75.9106 | 0
| All | All Customers | 9 | Average Weekday | SCE | 1-in-2 | 2023 | 21 | 275.3874 | 285.3747 | 39.0492 | 72.9426 | 0
| All | All Customers | 9 | Average Weekday | SCE | 1-in-2 | 2023 | 22 | 416.9099 | 439.9369 | 38.9779 | 71.2201 | 0
| All | All Customers | 9 | Average Weekday | SCE | 1-in-2 | 2023 | 23 | 417.9896 | 440.6239 | 39.0278 | 69.9888 | 0
| All | All Customers | 9 | Average Weekday | SCE | 1-in-2 | 2023 | 24 | 431.3074 | 462.7262 | 39.0322 | 68.9206 | 0
| All | All Customers | 9 | Monthly System Peak Day | SCE | 1-in-2 | 2023 | 1 | 366.1241 | 349.7462 | 39.1061 | 75.2302 | 0
| All | All Customers | 9 | Monthly System Peak Day | SCE | 1-in-2 | 2023 | 2 | 363.0724 | 327.2436 | 39.0924 | 74.1473 | 0
| All | All Customers | 9 | Monthly System Peak Day | SCE | 1-in-2 | 2023 | 3 | 458.6494 | 396.291 | 39.0908 | 73.2171 | 0
| All | All Customers | 9 | Monthly System Peak Day | SCE | 1-in-2 | 2023 | 4 | 563.9835 | 463.5868 | 39.0866 | 72.3767 | 0
| All | All Customers | 9 | Monthly System Peak Day | SCE | 1-in-2 | 2023 | 5 | 530.1661 | 443.8546 | 39.0939 | 71.3744 | 0
| All | All Customers | 9 | Monthly System Peak Day | SCE | 1-in-2 | 2023 | 6 | 530.5972 | 456.5817 | 39.1057 | 70.647 | 0
| All | All Customers | 9 | Monthly System Peak Day | SCE | 1-in-2 | 2023 | 7 | 555.6248 | 481.5502 | 39.1602 | 70.3486 | 0
| All | All Customers | 9 | Monthly System Peak Day | SCE | 1-in-2 | 2023 | 8 | 555.3949 | 483.5407 | 39.1273 | 70.1718 | 0
| All | All Customers | 9 | Monthly System Peak Day | SCE | 1-in-2 | 2023 | 9 | 494.7972 | 463.0504 | 39.1307 | 72.2417 | 0
| All | All Customers | 9 | Monthly System Peak Day | SCE | 1-in-2 | 2023 | 10 | 492.4648 | 447.9143 | 39.1277 | 76.6962 | 0
| All | All Customers | 9 | Monthly System Peak Day | SCE | 1-in-2 | 2023 | 11 | 476.1822 | 431.0802 | 39.1313 | 81.9531 | 0
| All | All Customers | 9 | Monthly System Peak Day | SCE | 1-in-2 | 2023 | 12 | 467.2442 | 422.7851 | 39.131 | 86.7778 | 0
| All | All Customers | 9 | Monthly System Peak Day | SCE | 1-in-2 | 2023 | 13 | 401.3968 | 369.8008 | 39.1396 | 90.8267 | 0
| All | All Customers | 9 | Monthly System Peak Day | SCE | 1-in-2 | 2023 | 14 | 369.2703 | 343.0264 | 39.1359 | 93.6136 | 0
| All | All Customers | 9 | Monthly System Peak Day | SCE | 1-in-2 | 2023 | 15 | 331.5218 | 312.2317 | 39.1608 | 94.781 | 0
| All | All Customers | 9 | Monthly System Peak Day | SCE | 1-in-2 | 2023 | 16 | 300.4668 | 269.1993 | 39.1705 | 94.2312 | 0
| All | All Customers | 9 | Monthly System Peak Day | SCE | 1-in-2 | 2023 | 17 | 273.1126 | 284.0035 | 39.0476 | 93.9331 | 0
| All | All Customers | 9 | Monthly System Peak Day | SCE | 1-in-2 | 2023 | 18 | 254.3868 | 278.1609 | 39.0567 | 93.1571 | 0
| All | All Customers | 9 | Monthly System Peak Day | SCE | 1-in-2 | 2023 | 19 | 257.7176 | 229.3043 | 39.54 | 92.0918 | 0
| All | All Customers | 9 | Monthly System Peak Day | SCE | 1-in-2 | 2023 | 20 | 258.7587 | 218.6998 | 38.235 | 89.7033 | 0
| All | All Customers | 9 | Monthly System Peak Day | SCE | 1-in-2 | 2023 | 21 | 275.3874 | 244.3098 | 39.2063 | 86.0369 | 0
| All | All Customers | 9 | Monthly System Peak Day | SCE | 1-in-2 | 2023 | 22 | 416.9099 | 374.7349 | 39.2107 | 83.6113 | 0
| All | All Customers | 9 | Monthly System Peak Day | SCE | 1-in-2 | 2023 | 23 | 417.9896 | 372.3074 | 39.1 | 81.6711 | 0
| All | All Customers | 9 | Monthly System Peak Day | SCE | 1-in-2 | 2023 | 24 | 431.3074 | 395.3146 | 39.1088 | 79.6122 | 0
| All | All Customers | 10 | Average Weekday | SCE | 1-in-2 | 2023 | 1 | 392.7746 | 406.624 | 36.2165 | 63.1078 | 0
| All | All Customers | 10 | Average Weekday | SCE | 1-in-2 | 2023 | 2 | 371.9671 | 379.1475 | 36.1193 | 62.2306 | 0
| All | All Customers | 10 | Average Weekday | SCE | 1-in-2 | 2023 | 3 | 464.7343 | 474.7462 | 36.1055 | 61.3429 | 0
| All | All Customers | 10 | Average Weekday | SCE | 1-in-2 | 2023 | 4 | 571.5393 | 586.4666 | 36.0724 | 60.6521 | 0
| All | All Customers | 10 | Average Weekday | SCE | 1-in-2 | 2023 | 5 | 577.5751 | 594.6144 | 36.0782 | 59.9614 | 0
| All | All Customers | 10 | Average Weekday | SCE | 1-in-2 | 2023 | 6 | 589.2168 | 610.301 | 36.046 | 59.4727 | 0
| All | All Customers | 10 | Average Weekday | SCE | 1-in-2 | 2023 | 7 | 597.8585 | 613.543 | 36.0596 | 59.0885 | 0
| All | All Customers | 10 | Average Weekday | SCE | 1-in-2 | 2023 | 8 | 621.8478 | 647.0476 | 36.3195 | 58.8572 | 0
| All | All Customers | 10 | Average Weekday | SCE | 1-in-2 | 2023 | 9 | 561.9241 | 598.7578 | 36.5832 | 59.2786 | 0
| All | All Customers | 10 | Average Weekday | SCE | 1-in-2 | 2023 | 10 | 547.9274 | 567.8822 | 36.3573 | 61.808 | 0
| All | All Customers | 10 | Average Weekday | SCE | 1-in-2 | 2023 | 11 | 539.7949 | 554.628 | 36.4872 | 65.2524 | 0
| All | All Customers | 10 | Average Weekday | SCE | 1-in-2 | 2023 | 12 | 522.792 | 533.8475 | 36.6305 | 68.7871 | 0
| All | All Customers | 10 | Average Weekday | SCE | 1-in-2 | 2023 | 13 | 431.0348 | 439.9996 | 36.7262 | 71.7612 | 0
| All | All Customers | 10 | Average Weekday | SCE | 1-in-2 | 2023 | 14 | 381.0607 | 387.198 | 36.6174 | 73.8981 | 0
| All | All Customers | 10 | Average Weekday | SCE | 1-in-2 | 2023 | 15 | 338.7739 | 344.0312 | 36.4002 | 75.2877 | 0
| All | All Customers | 10 | Average Weekday | SCE | 1-in-2 | 2023 | 16 | 292.6152 | 294.8214 | 36.1176 | 76.0881 | 0
| All | All Customers | 10 | Average Weekday | SCE | 1-in-2 | 2023 | 17 | 273.4156 | 281.3099 | 35.8739 | 75.9371 | 0
| All | All Customers | 10 | Average Weekday | SCE | 1-in-2 | 2023 | 18 | 265.7823 | 272.0377 | 35.9014 | 74.9092 | 0
| All | All Customers | 10 | Average Weekday | SCE | 1-in-2 | 2023 | 19 | 256.3846 | 260.8969 | 36.4144 | 72.9505 | 0
| All | All Customers | 10 | Average Weekday | SCE | 1-in-2 | 2023 | 20 | 258.2104 | 262.2346 | 35.8337 | 70.0551 | 0
| All | All Customers | 10 | Average Weekday | SCE | 1-in-2 | 2023 | 21 | 266.1257 | 270.3958 | 35.9026 | 67.8774 | 0
| All | All Customers | 10 | Average Weekday | SCE | 1-in-2 | 2023 | 22 | 436.7494 | 458.9046 | 36.1049 | 66.2813 | 0
| All | All Customers | 10 | Average Weekday | SCE | 1-in-2 | 2023 | 23 | 424.5564 | 448.0407 | 36.2015 | 65.0082 | 0
| All | All Customers | 10 | Average Weekday | SCE | 1-in-2 | 2023 | 24 | 440.3548 | 471.9253 | 36.3125 | 63.8932 | 0
| All | All Customers | 10 | Monthly System Peak Day | SCE | 1-in-2 | 2023 | 1 | 392.7746 | 420.6696 | 35.8216 | 71.8962 | 0
| All | All Customers | 10 | Monthly System Peak Day | SCE | 1-in-2 | 2023 | 2 | 371.9671 | 386.3545 | 35.8661 | 70.4043 | 0
| All | All Customers | 10 | Monthly System Peak Day | SCE | 1-in-2 | 2023 | 3 | 464.7343 | 482.6414 | 35.8729 | 68.1625 | 0
| All | All Customers | 10 | Monthly System Peak Day | SCE | 1-in-2 | 2023 | 4 | 571.5393 | 591.4656 | 35.8949 | 67.3048 | 0
| All | All Customers | 10 | Monthly System Peak Day | SCE | 1-in-2 | 2023 | 5 | 577.5751 | 602.1995 | 35.8922 | 66.6615 | 0
| All | All Customers | 10 | Monthly System Peak Day | SCE | 1-in-2 | 2023 | 6 | 589.2168 | 611.5257 | 35.9204 | 66.0378 | 0
| All | All Customers | 10 | Monthly System Peak Day | SCE | 1-in-2 | 2023 | 7 | 597.8585 | 611.3146 | 35.9277 | 65.2515 | 0
| All | All Customers | 10 | Monthly System Peak Day | SCE | 1-in-2 | 2023 | 8 | 621.8478 | 658.2564 | 35.7982 | 65.0625 | 0
| All | All Customers | 10 | Monthly System Peak Day | SCE | 1-in-2 | 2023 | 9 | 561.9241 | 609.5753 | 35.7556 | 65.933 | 0
| All | All Customers | 10 | Monthly System Peak Day | SCE | 1-in-2 | 2023 | 10 | 547.9274 | 574.0757 | 35.807 | 70.1461 | 0
| All | All Customers | 10 | Monthly System Peak Day | SCE | 1-in-2 | 2023 | 11 | 539.7949 | 564.3119 | 35.8372 | 76.4511 | 0
| All | All Customers | 10 | Monthly System Peak Day | SCE | 1-in-2 | 2023 | 12 | 522.792 | 547.1029 | 35.9031 | 82.4643 | 0
| All | All Customers | 10 | Monthly System Peak Day | SCE | 1-in-2 | 2023 | 13 | 431.0348 | 443.721 | 35.9674 | 86.6366 | 0
| All | All Customers | 10 | Monthly System Peak Day | SCE | 1-in-2 | 2023 | 14 | 381.0607 | 387.9547 | 35.9082 | 89.0965 | 0
| All | All Customers | 10 | Monthly System Peak Day | SCE | 1-in-2 | 2023 | 15 | 338.7739 | 343.63 | 35.8327 | 90.3652 | 0
| All | All Customers | 10 | Monthly System Peak Day | SCE | 1-in-2 | 2023 | 16 | 292.6152 | 292.5952 | 35.8749 | 90.8787 | 0
| All | All Customers | 10 | Monthly System Peak Day | SCE | 1-in-2 | 2023 | 17 | 273.4156 | 281.4349 | 35.8424 | 90.5482 | 0
| All | All Customers | 10 | Monthly System Peak Day | SCE | 1-in-2 | 2023 | 18 | 265.7823 | 272.5896 | 35.8288 | 89.5589 | 0
| All | All Customers | 10 | Monthly System Peak Day | SCE | 1-in-2 | 2023 | 19 | 256.3846 | 260.1668 | 36.5519 | 87.8291 | 0
| All | All Customers | 10 | Monthly System Peak Day | SCE | 1-in-2 | 2023 | 20 | 258.2104 | 261.4317 | 35.8335 | 84.3371 | 0
| All | All Customers | 10 | Monthly System Peak Day | SCE | 1-in-2 | 2023 | 21 | 266.1257 | 271.2867 | 35.963 | 81.1782 | 0
| All | All Customers | 10 | Monthly System Peak Day | SCE | 1-in-2 | 2023 | 22 | 436.7494 | 459.1355 | 35.8983 | 78.8058 | 0
| All | All Customers | 10 | Monthly System Peak Day | SCE | 1-in-2 | 2023 | 23 | 424.5564 | 452.4197 | 35.8442 | 76.234 | 0
| All | All Customers | 10 | Monthly System Peak Day | SCE | 1-in-2 | 2023 | 24 | 440.3548 | 492.0334 | 35.7893 | 74.6523 | 0
| All | All Customers | 11 | Average Weekday | SCE | 1-in-2 | 2023 | 1 | 369.0117 | 377.2795 | 36.1145 | 57.097 | 0
| All | All Customers | 11 | Average Weekday | SCE | 1-in-2 | 2023 | 2 | 352.3204 | 359.089 | 36.1017 | 56.2395 | 0
| All | All Customers | 11 | Average Weekday | SCE | 1-in-2 | 2023 | 3 | 444.6116 | 456.2179 | 36.0778 | 55.5321 | 0
| All | All Customers | 11 | Average Weekday | SCE | 1-in-2 | 2023 | 4 | 557.8239 | 576.0347 | 36.0817 | 54.9319 | 0
| All | All Customers | 11 | Average Weekday | SCE | 1-in-2 | 2023 | 5 | 550.731 | 579.7954 | 36.0607 | 54.3851 | 0
| All | All Customers | 11 | Average Weekday | SCE | 1-in-2 | 2023 | 6 | 565.2039 | 602.0805 | 36.0705 | 53.8723 | 0
| All | All Customers | 11 | Average Weekday | SCE | 1-in-2 | 2023 | 7 | 579.0997 | 595.4409 | 36.2498 | 53.6302 | 0
| All | All Customers | 11 | Average Weekday | SCE | 1-in-2 | 2023 | 8 | 591.6567 | 605.9607 | 36.4279 | 53.5519 | 0
| All | All Customers | 11 | Average Weekday | SCE | 1-in-2 | 2023 | 9 | 536.851 | 563.0972 | 36.276 | 55.1501 | 0
| All | All Customers | 11 | Average Weekday | SCE | 1-in-2 | 2023 | 10 | 522.722 | 536.9158 | 36.3579 | 58.5803 | 0
| All | All Customers | 11 | Average Weekday | SCE | 1-in-2 | 2023 | 11 | 506.5032 | 516.0449 | 36.4579 | 62.3808 | 0
| All | All Customers | 11 | Average Weekday | SCE | 1-in-2 | 2023 | 12 | 495.3504 | 502.2357 | 36.5254 | 65.6261 | 0
| All | All Customers | 11 | Average Weekday | SCE | 1-in-2 | 2023 | 13 | 410.5388 | 420.3159 | 36.4628 | 67.9906 | 0
| All | All Customers | 11 | Average Weekday | SCE | 1-in-2 | 2023 | 14 | 373.0663 | 380.0504 | 36.3303 | 69.4818 | 0
| All | All Customers | 11 | Average Weekday | SCE | 1-in-2 | 2023 | 15 | 321.6039 | 328.4607 | 36.1311 | 70.3008 | 0
| All | All Customers | 11 | Average Weekday | SCE | 1-in-2 | 2023 | 16 | 283.1571 | 284.6366 | 36.1316 | 70.3572 | 0
| All | All Customers | 11 | Average Weekday | SCE | 1-in-2 | 2023 | 17 | 262.2415 | 269.3206 | 35.9007 | 69.4195 | 0
| All | All Customers | 11 | Average Weekday | SCE | 1-in-2 | 2023 | 18 | 251.6328 | 258.4502 | 35.9689 | 67.259 | 0
| All | All Customers | 11 | Average Weekday | SCE | 1-in-2 | 2023 | 19 | 246.5149 | 250.9405 | 35.8345 | 64.7932 | 0
| All | All Customers | 11 | Average Weekday | SCE | 1-in-2 | 2023 | 20 | 245.4764 | 314.7195 | 43.5943 | 62.9626 | 0
| All | All Customers | 11 | Average Weekday | SCE | 1-in-2 | 2023 | 21 | 247.9356 | 253.215 | 35.9337 | 61.4319 | 0
| All | All Customers | 11 | Average Weekday | SCE | 1-in-2 | 2023 | 22 | 412.2236 | 432.125 | 36.1624 | 60.0821 | 0
| All | All Customers | 11 | Average Weekday | SCE | 1-in-2 | 2023 | 23 | 400.2712 | 417.14 | 36.2416 | 58.91 | 0
| All | All Customers | 11 | Average Weekday | SCE | 1-in-2 | 2023 | 24 | 413.1812 | 429.2881 | 36.1827 | 57.9723 | 0
| All | All Customers | 11 | Monthly System Peak Day | SCE | 1-in-2 | 2023 | 1 | 369.0117 | 385.5056 | 35.885 | 63.6961 | 0
| All | All Customers | 11 | Monthly System Peak Day | SCE | 1-in-2 | 2023 | 2 | 352.3204 | 365.7637 | 35.8846 | 62.2587 | 0
| All | All Customers | 11 | Monthly System Peak Day | SCE | 1-in-2 | 2023 | 3 | 444.6116 | 462.3042 | 35.9106 | 61.2894 | 0
| All | All Customers | 11 | Monthly System Peak Day | SCE | 1-in-2 | 2023 | 4 | 557.8239 | 582.3133 | 35.9039 | 60.4635 | 0
| All | All Customers | 11 | Monthly System Peak Day | SCE | 1-in-2 | 2023 | 5 | 550.731 | 584.4238 | 35.9379 | 59.6652 | 0
| All | All Customers | 11 | Monthly System Peak Day | SCE | 1-in-2 | 2023 | 6 | 565.2039 | 604.9927 | 35.9366 | 58.6302 | 0
| All | All Customers | 11 | Monthly System Peak Day | SCE | 1-in-2 | 2023 | 7 | 579.0997 | 595.4679 | 35.7717 | 58.3757 | 0
| All | All Customers | 11 | Monthly System Peak Day | SCE | 1-in-2 | 2023 | 8 | 591.6567 | 628.7649 | 35.7345 | 58.0452 | 0
| All | All Customers | 11 | Monthly System Peak Day | SCE | 1-in-2 | 2023 | 9 | 536.851 | 571.2642 | 35.8455 | 60.3861 | 0
| All | All Customers | 11 | Monthly System Peak Day | SCE | 1-in-2 | 2023 | 10 | 522.722 | 546.3075 | 35.8232 | 65.4171 | 0
| All | All Customers | 11 | Monthly System Peak Day | SCE | 1-in-2 | 2023 | 11 | 506.5032 | 529.9514 | 35.9182 | 71.7569 | 0
| All | All Customers | 11 | Monthly System Peak Day | SCE | 1-in-2 | 2023 | 12 | 495.3504 | 517.9712 | 36.0495 | 77.5791 | 0
| All | All Customers | 11 | Monthly System Peak Day | SCE | 1-in-2 | 2023 | 13 | 410.5388 | 423.5452 | 36.0347 | 81.6227 | 0
| All | All Customers | 11 | Monthly System Peak Day | SCE | 1-in-2 | 2023 | 14 | 373.0663 | 379.4465 | 35.9213 | 84.1448 | 0
| All | All Customers | 11 | Monthly System Peak Day | SCE | 1-in-2 | 2023 | 15 | 321.6039 | 327.9285 | 35.9181 | 85.3594 | 0
| All | All Customers | 11 | Monthly System Peak Day | SCE | 1-in-2 | 2023 | 16 | 283.1571 | 282.3633 | 35.8696 | 85.3616 | 0
| All | All Customers | 11 | Monthly System Peak Day | SCE | 1-in-2 | 2023 | 17 | 262.2415 | 270.1554 | 35.8238 | 84.0997 | 0
| All | All Customers | 11 | Monthly System Peak Day | SCE | 1-in-2 | 2023 | 18 | 251.6328 | 260.6215 | 35.7759 | 81.2779 | 0
| All | All Customers | 11 | Monthly System Peak Day | SCE | 1-in-2 | 2023 | 19 | 246.5149 | 250.6753 | 35.8341 | 77.5579 | 0
| All | All Customers | 11 | Monthly System Peak Day | SCE | 1-in-2 | 2023 | 20 | 245.4764 | 370.2409 | 47.8557 | 74.9178 | 0
| All | All Customers | 11 | Monthly System Peak Day | SCE | 1-in-2 | 2023 | 21 | 247.9356 | 253.9299 | 35.9929 | 72.6122 | 0
| All | All Customers | 11 | Monthly System Peak Day | SCE | 1-in-2 | 2023 | 22 | 412.2236 | 434.3825 | 35.8445 | 70.6432 | 0
| All | All Customers | 11 | Monthly System Peak Day | SCE | 1-in-2 | 2023 | 23 | 400.2712 | 424.3596 | 35.791 | 68.8396 | 0
| All | All Customers | 11 | Monthly System Peak Day | SCE | 1-in-2 | 2023 | 24 | 413.1812 | 443.948 | 35.8396 | 67.2187 | 0
| All | All Customers | 12 | Average Weekday | SCE | 1-in-2 | 2023 | 1 | 408.6956 | 417.1661 | 35.9975 | 51.0993 | 0
| All | All Customers | 12 | Average Weekday | SCE | 1-in-2 | 2023 | 2 | 393.3732 | 400.8967 | 35.9916 | 50.4096 | 0
| All | All Customers | 12 | Average Weekday | SCE | 1-in-2 | 2023 | 3 | 483.6594 | 496.0543 | 35.9909 | 49.8263 | 0
| All | All Customers | 12 | Average Weekday | SCE | 1-in-2 | 2023 | 4 | 598.8534 | 617.6871 | 35.9902 | 49.2979 | 0
| All | All Customers | 12 | Average Weekday | SCE | 1-in-2 | 2023 | 5 | 594.5959 | 626.074 | 35.9932 | 48.8154 | 0
| All | All Customers | 12 | Average Weekday | SCE | 1-in-2 | 2023 | 6 | 595.3357 | 635.3123 | 35.9982 | 48.2936 | 0
| All | All Customers | 12 | Average Weekday | SCE | 1-in-2 | 2023 | 7 | 602.9008 | 620.0103 | 36.0049 | 47.946 | 0
| All | All Customers | 12 | Average Weekday | SCE | 1-in-2 | 2023 | 8 | 620.9926 | 637.6135 | 36.013 | 47.7165 | 0
| All | All Customers | 12 | Average Weekday | SCE | 1-in-2 | 2023 | 9 | 557.9471 | 585.2977 | 36.0217 | 48.2968 | 0
| All | All Customers | 12 | Average Weekday | SCE | 1-in-2 | 2023 | 10 | 534.7175 | 551.2365 | 36.0098 | 50.7893 | 0
| All | All Customers | 12 | Average Weekday | SCE | 1-in-2 | 2023 | 11 | 521.1643 | 531.9947 | 36.0261 | 53.9511 | 0
| All | All Customers | 12 | Average Weekday | SCE | 1-in-2 | 2023 | 12 | 508.729 | 515.3465 | 36.0424 | 56.8956 | 0
| All | All Customers | 12 | Average Weekday | SCE | 1-in-2 | 2023 | 13 | 430.7244 | 440.1903 | 36.0527 | 59.1373 | 0
| All | All Customers | 12 | Average Weekday | SCE | 1-in-2 | 2023 | 14 | 396.6434 | 404.1699 | 36.0409 | 60.6795 | 0
| All | All Customers | 12 | Average Weekday | SCE | 1-in-2 | 2023 | 15 | 362.4422 | 368.6194 | 36.0164 | 61.5091 | 0
| All | All Customers | 12 | Average Weekday | SCE | 1-in-2 | 2023 | 16 | 322.2501 | 323.4876 | 35.9972 | 61.6436 | 0
| All | All Customers | 12 | Average Weekday | SCE | 1-in-2 | 2023 | 17 | 308.1516 | 316.4131 | 35.8586 | 60.916 | 0
| All | All Customers | 12 | Average Weekday | SCE | 1-in-2 | 2023 | 18 | 299.332 | 306.4831 | 35.8589 | 58.9961 | 0
| All | All Customers | 12 | Average Weekday | SCE | 1-in-2 | 2023 | 19 | 295.846 | 300.0856 | 35.834 | 56.8459 | 0
| All | All Customers | 12 | Average Weekday | SCE | 1-in-2 | 2023 | 20 | 303.2076 | 373.6508 | 36.529 | 55.3643 | 0
| All | All Customers | 12 | Average Weekday | SCE | 1-in-2 | 2023 | 21 | 306.9788 | 312.3459 | 35.9017 | 54.1662 | 0
| All | All Customers | 12 | Average Weekday | SCE | 1-in-2 | 2023 | 22 | 458.6688 | 478.054 | 36.0023 | 53.0867 | 0
| All | All Customers | 12 | Average Weekday | SCE | 1-in-2 | 2023 | 23 | 446.2823 | 462.8672 | 36.0055 | 52.1648 | 0
| All | All Customers | 12 | Average Weekday | SCE | 1-in-2 | 2023 | 24 | 457.2152 | 473.8028 | 36.0053 | 51.3065 | 0
| All | All Customers | 12 | Monthly System Peak Day | SCE | 1-in-2 | 2023 | 1 | 408.6956 | 417.1661 | 35.9975 | 43.8672 | 0
| All | All Customers | 12 | Monthly System Peak Day | SCE | 1-in-2 | 2023 | 2 | 393.3732 | 400.8967 | 35.9916 | 43.2256 | 0
| All | All Customers | 12 | Monthly System Peak Day | SCE | 1-in-2 | 2023 | 3 | 483.6594 | 496.0543 | 35.9909 | 42.6913 | 0
| All | All Customers | 12 | Monthly System Peak Day | SCE | 1-in-2 | 2023 | 4 | 598.8534 | 617.6871 | 35.9902 | 42.4777 | 0
| All | All Customers | 12 | Monthly System Peak Day | SCE | 1-in-2 | 2023 | 5 | 594.5959 | 626.074 | 35.9932 | 42.1367 | 0
| All | All Customers | 12 | Monthly System Peak Day | SCE | 1-in-2 | 2023 | 6 | 595.3357 | 635.3123 | 35.9982 | 41.8913 | 0
| All | All Customers | 12 | Monthly System Peak Day | SCE | 1-in-2 | 2023 | 7 | 602.9008 | 620.0103 | 36.0049 | 41.6735 | 0
| All | All Customers | 12 | Monthly System Peak Day | SCE | 1-in-2 | 2023 | 8 | 620.9926 | 637.6135 | 36.013 | 41.2499 | 0
| All | All Customers | 12 | Monthly System Peak Day | SCE | 1-in-2 | 2023 | 9 | 557.9471 | 585.2977 | 36.0217 | 41.9432 | 0
| All | All Customers | 12 | Monthly System Peak Day | SCE | 1-in-2 | 2023 | 10 | 534.7175 | 551.2365 | 36.0098 | 45.6321 | 0
| All | All Customers | 12 | Monthly System Peak Day | SCE | 1-in-2 | 2023 | 11 | 521.1643 | 531.9947 | 36.0261 | 49.6998 | 0
| All | All Customers | 12 | Monthly System Peak Day | SCE | 1-in-2 | 2023 | 12 | 508.729 | 515.3465 | 36.0424 | 53.7228 | 0
| All | All Customers | 12 | Monthly System Peak Day | SCE | 1-in-2 | 2023 | 13 | 430.7244 | 440.1903 | 36.0527 | 56.0063 | 0
| All | All Customers | 12 | Monthly System Peak Day | SCE | 1-in-2 | 2023 | 14 | 396.6434 | 404.1699 | 36.0409 | 57.4507 | 0
| All | All Customers | 12 | Monthly System Peak Day | SCE | 1-in-2 | 2023 | 15 | 362.4422 | 368.6194 | 36.0164 | 58.3329 | 0
| All | All Customers | 12 | Monthly System Peak Day | SCE | 1-in-2 | 2023 | 16 | 322.2501 | 323.4876 | 35.9972 | 58.708 | 0
| All | All Customers | 12 | Monthly System Peak Day | SCE | 1-in-2 | 2023 | 17 | 308.1516 | 316.4131 | 35.8586 | 58.3844 | 0
| All | All Customers | 12 | Monthly System Peak Day | SCE | 1-in-2 | 2023 | 18 | 299.332 | 306.4831 | 35.8589 | 56.4194 | 0
| All | All Customers | 12 | Monthly System Peak Day | SCE | 1-in-2 | 2023 | 19 | 295.846 | 300.0856 | 35.834 | 53.7091 | 0
| All | All Customers | 12 | Monthly System Peak Day | SCE | 1-in-2 | 2023 | 20 | 303.2076 | 373.6508 | 36.529 | 51.8177 | 0
| All | All Customers | 12 | Monthly System Peak Day | SCE | 1-in-2 | 2023 | 21 | 306.9788 | 312.3459 | 35.9017 | 50.129 | 0
| All | All Customers | 12 | Monthly System Peak Day | SCE | 1-in-2 | 2023 | 22 | 458.6688 | 478.054 | 36.0023 | 48.4225 | 0
| All | All Customers | 12 | Monthly System Peak Day | SCE | 1-in-2 | 2023 | 23 | 446.2823 | 462.8672 | 36.0055 | 46.8118 | 0
| All | All Customers | 12 | Monthly System Peak Day | SCE | 1-in-2 | 2023 | 24 | 457.2152 | 473.8028 | 36.0053 | 45.5506 | 0
| All | All Customers | 1 | Average Weekday | SCE | 1-in-2 | 2024 | 1 | 408.9086 | 416.9279 | 35.9738 | 52.5295 | 0
| All | All Customers | 1 | Average Weekday | SCE | 1-in-2 | 2024 | 2 | 396.65 | 404.6283 | 35.9679 | 51.5748 | 0
| All | All Customers | 1 | Average Weekday | SCE | 1-in-2 | 2024 | 3 | 493.0447 | 505.4347 | 35.9672 | 50.7559 | 0
| All | All Customers | 1 | Average Weekday | SCE | 1-in-2 | 2024 | 4 | 605.4925 | 624.2407 | 35.9665 | 50.1253 | 0
| All | All Customers | 1 | Average Weekday | SCE | 1-in-2 | 2024 | 5 | 601.8032 | 632.5116 | 35.9695 | 49.4067 | 0
| All | All Customers | 1 | Average Weekday | SCE | 1-in-2 | 2024 | 6 | 610.6978 | 649.7697 | 35.9746 | 48.8381 | 0
| All | All Customers | 1 | Average Weekday | SCE | 1-in-2 | 2024 | 7 | 625.7867 | 642.4348 | 35.9812 | 48.56 | 0
| All | All Customers | 1 | Average Weekday | SCE | 1-in-2 | 2024 | 8 | 647.0509 | 662.9702 | 35.9893 | 48.3527 | 0
| All | All Customers | 1 | Average Weekday | SCE | 1-in-2 | 2024 | 9 | 579.7943 | 605.2584 | 35.998 | 49.0075 | 0
| All | All Customers | 1 | Average Weekday | SCE | 1-in-2 | 2024 | 10 | 566.4838 | 581.262 | 35.9861 | 52.3494 | 0
| All | All Customers | 1 | Average Weekday | SCE | 1-in-2 | 2024 | 11 | 548.653 | 558.363 | 36.0025 | 56.7873 | 0
| All | All Customers | 1 | Average Weekday | SCE | 1-in-2 | 2024 | 12 | 538.613 | 545.2482 | 36.0188 | 60.8785 | 0
| All | All Customers | 1 | Average Weekday | SCE | 1-in-2 | 2024 | 13 | 464.5183 | 473.9486 | 36.029 | 63.9218 | 0
| All | All Customers | 1 | Average Weekday | SCE | 1-in-2 | 2024 | 14 | 426.6613 | 433.6182 | 36.0172 | 65.9741 | 0
| All | All Customers | 1 | Average Weekday | SCE | 1-in-2 | 2024 | 15 | 388.6954 | 394.3433 | 35.9927 | 67.2299 | 0
| All | All Customers | 1 | Average Weekday | SCE | 1-in-2 | 2024 | 16 | 347.3734 | 348.6371 | 35.9735 | 67.6672 | 0
| All | All Customers | 1 | Average Weekday | SCE | 1-in-2 | 2024 | 17 | 332.399 | 340.735 | 35.8359 | 67.081 | 0
| All | All Customers | 1 | Average Weekday | SCE | 1-in-2 | 2024 | 18 | 320.8828 | 328.0968 | 35.8362 | 65.1671 | 0
| All | All Customers | 1 | Average Weekday | SCE | 1-in-2 | 2024 | 19 | 309.3654 | 313.6485 | 35.8107 | 62.0782 | 0
| All | All Customers | 1 | Average Weekday | SCE | 1-in-2 | 2024 | 20 | 309.4152 | 378.933 | 36.5041 | 59.7939 | 0
| All | All Customers | 1 | Average Weekday | SCE | 1-in-2 | 2024 | 21 | 301.7805 | 307.0168 | 35.8789 | 58.1234 | 0
| All | All Customers | 1 | Average Weekday | SCE | 1-in-2 | 2024 | 22 | 455.7994 | 475.3638 | 35.9785 | 56.6753 | 0
| All | All Customers | 1 | Average Weekday | SCE | 1-in-2 | 2024 | 23 | 447.2773 | 463.9128 | 35.9819 | 55.3814 | 0
| All | All Customers | 1 | Average Weekday | SCE | 1-in-2 | 2024 | 24 | 463.0396 | 478.8371 | 35.9817 | 54.2169 | 0
| All | All Customers | 1 | Monthly System Peak Day | SCE | 1-in-2 | 2024 | 1 | 408.9086 | 416.9279 | 35.9738 | 46.1508 | 0
| All | All Customers | 1 | Monthly System Peak Day | SCE | 1-in-2 | 2024 | 2 | 396.65 | 404.6283 | 35.9679 | 45.2304 | 0
| All | All Customers | 1 | Monthly System Peak Day | SCE | 1-in-2 | 2024 | 3 | 493.0447 | 505.4347 | 35.9672 | 43.7928 | 0
| All | All Customers | 1 | Monthly System Peak Day | SCE | 1-in-2 | 2024 | 4 | 605.4925 | 624.2407 | 35.9665 | 43.0306 | 0
| All | All Customers | 1 | Monthly System Peak Day | SCE | 1-in-2 | 2024 | 5 | 601.8032 | 632.5116 | 35.9695 | 42.073 | 0
| All | All Customers | 1 | Monthly System Peak Day | SCE | 1-in-2 | 2024 | 6 | 610.6978 | 649.7697 | 35.9746 | 41.6713 | 0
| All | All Customers | 1 | Monthly System Peak Day | SCE | 1-in-2 | 2024 | 7 | 625.7867 | 642.4348 | 35.9812 | 41.5705 | 0
| All | All Customers | 1 | Monthly System Peak Day | SCE | 1-in-2 | 2024 | 8 | 647.0509 | 662.9702 | 35.9893 | 41.7766 | 0
| All | All Customers | 1 | Monthly System Peak Day | SCE | 1-in-2 | 2024 | 9 | 579.7943 | 605.2584 | 35.998 | 42.4508 | 0
| All | All Customers | 1 | Monthly System Peak Day | SCE | 1-in-2 | 2024 | 10 | 566.4838 | 581.262 | 35.9861 | 45.1188 | 0
| All | All Customers | 1 | Monthly System Peak Day | SCE | 1-in-2 | 2024 | 11 | 548.653 | 558.363 | 36.0025 | 48.6287 | 0
| All | All Customers | 1 | Monthly System Peak Day | SCE | 1-in-2 | 2024 | 12 | 538.613 | 545.2482 | 36.0188 | 51.5031 | 0
| All | All Customers | 1 | Monthly System Peak Day | SCE | 1-in-2 | 2024 | 13 | 464.5183 | 473.9486 | 36.029 | 53.0908 | 0
| All | All Customers | 1 | Monthly System Peak Day | SCE | 1-in-2 | 2024 | 14 | 426.6613 | 433.6182 | 36.0172 | 53.2152 | 0
| All | All Customers | 1 | Monthly System Peak Day | SCE | 1-in-2 | 2024 | 15 | 388.6954 | 394.3433 | 35.9927 | 53.2796 | 0
| All | All Customers | 1 | Monthly System Peak Day | SCE | 1-in-2 | 2024 | 16 | 347.3734 | 348.6371 | 35.9735 | 54.5165 | 0
| All | All Customers | 1 | Monthly System Peak Day | SCE | 1-in-2 | 2024 | 17 | 332.399 | 340.735 | 35.8359 | 55.0011 | 0
| All | All Customers | 1 | Monthly System Peak Day | SCE | 1-in-2 | 2024 | 18 | 320.8828 | 328.0968 | 35.8362 | 54.0223 | 0
| All | All Customers | 1 | Monthly System Peak Day | SCE | 1-in-2 | 2024 | 19 | 309.3654 | 313.6485 | 35.8107 | 52.2181 | 0
| All | All Customers | 1 | Monthly System Peak Day | SCE | 1-in-2 | 2024 | 20 | 309.4152 | 378.933 | 36.5041 | 50.8769 | 0
| All | All Customers | 1 | Monthly System Peak Day | SCE | 1-in-2 | 2024 | 21 | 301.7805 | 307.0168 | 35.8789 | 49.9865 | 0
| All | All Customers | 1 | Monthly System Peak Day | SCE | 1-in-2 | 2024 | 22 | 455.7994 | 475.3638 | 35.9785 | 48.9518 | 0
| All | All Customers | 1 | Monthly System Peak Day | SCE | 1-in-2 | 2024 | 23 | 447.2773 | 463.9128 | 35.9819 | 47.5941 | 0
| All | All Customers | 1 | Monthly System Peak Day | SCE | 1-in-2 | 2024 | 24 | 463.0396 | 478.8371 | 35.9817 | 46.7194 | 0
| All | All Customers | 2 | Average Weekday | SCE | 1-in-2 | 2024 | 1 | 382.7441 | 391.4659 | 36.0155 | 52.0965 | 0
| All | All Customers | 2 | Average Weekday | SCE | 1-in-2 | 2024 | 2 | 368.8992 | 377.6474 | 36.0089 | 51.2532 | 0
| All | All Customers | 2 | Average Weekday | SCE | 1-in-2 | 2024 | 3 | 459.305 | 472.7566 | 36.0081 | 50.4252 | 0
| All | All Customers | 2 | Average Weekday | SCE | 1-in-2 | 2024 | 4 | 567.0665 | 587.6398 | 36.0075 | 49.6982 | 0
| All | All Customers | 2 | Average Weekday | SCE | 1-in-2 | 2024 | 5 | 567.2637 | 600.2908 | 36.0111 | 49.1156 | 0
| All | All Customers | 2 | Average Weekday | SCE | 1-in-2 | 2024 | 6 | 579.2948 | 620.207 | 36.0172 | 48.5566 | 0
| All | All Customers | 2 | Average Weekday | SCE | 1-in-2 | 2024 | 7 | 584.291 | 601.5491 | 36.0246 | 48.1632 | 0
| All | All Customers | 2 | Average Weekday | SCE | 1-in-2 | 2024 | 8 | 606.4669 | 622.6672 | 36.0327 | 48.0226 | 0
| All | All Customers | 2 | Average Weekday | SCE | 1-in-2 | 2024 | 9 | 556.6912 | 582.1012 | 36.0414 | 49.4233 | 0
| All | All Customers | 2 | Average Weekday | SCE | 1-in-2 | 2024 | 10 | 538.8601 | 553.106 | 36.0277 | 52.86 | 0
| All | All Customers | 2 | Average Weekday | SCE | 1-in-2 | 2024 | 11 | 524.8741 | 534.754 | 36.0455 | 56.7186 | 0
| All | All Customers | 2 | Average Weekday | SCE | 1-in-2 | 2024 | 12 | 514.1895 | 521.4521 | 36.0633 | 60.1321 | 0
| All | All Customers | 2 | Average Weekday | SCE | 1-in-2 | 2024 | 13 | 438.0623 | 448.3165 | 36.0748 | 62.679 | 0
| All | All Customers | 2 | Average Weekday | SCE | 1-in-2 | 2024 | 14 | 397.0159 | 404.4494 | 36.0619 | 64.327 | 0
| All | All Customers | 2 | Average Weekday | SCE | 1-in-2 | 2024 | 15 | 351.3959 | 358.3914 | 36.0354 | 65.2057 | 0
| All | All Customers | 2 | Average Weekday | SCE | 1-in-2 | 2024 | 16 | 311.4081 | 313.6379 | 36.0148 | 65.3934 | 0
| All | All Customers | 2 | Average Weekday | SCE | 1-in-2 | 2024 | 17 | 286.0606 | 293.5159 | 35.8497 | 64.8548 | 0
| All | All Customers | 2 | Average Weekday | SCE | 1-in-2 | 2024 | 18 | 274.7739 | 281.1679 | 35.8507 | 63.4338 | 0
| All | All Customers | 2 | Average Weekday | SCE | 1-in-2 | 2024 | 19 | 268.7776 | 273.495 | 35.8111 | 60.8602 | 0
| All | All Customers | 2 | Average Weekday | SCE | 1-in-2 | 2024 | 20 | 268.7736 | 336.1182 | 36.6056 | 58.5517 | 0
| All | All Customers | 2 | Average Weekday | SCE | 1-in-2 | 2024 | 21 | 263.1437 | 268.5266 | 35.8945 | 56.9202 | 0
| All | All Customers | 2 | Average Weekday | SCE | 1-in-2 | 2024 | 22 | 418.9352 | 439.037 | 36.0218 | 55.6652 | 0
| All | All Customers | 2 | Average Weekday | SCE | 1-in-2 | 2024 | 23 | 412.5214 | 429.8464 | 36.0252 | 54.4868 | 0
| All | All Customers | 2 | Average Weekday | SCE | 1-in-2 | 2024 | 24 | 429.9569 | 446.7737 | 36.0243 | 53.3759 | 0
| All | All Customers | 2 | Monthly System Peak Day | SCE | 1-in-2 | 2024 | 1 | 382.7441 | 391.4659 | 36.0155 | 43.6333 | 0
| All | All Customers | 2 | Monthly System Peak Day | SCE | 1-in-2 | 2024 | 2 | 368.8992 | 377.6474 | 36.0089 | 43.2482 | 0
| All | All Customers | 2 | Monthly System Peak Day | SCE | 1-in-2 | 2024 | 3 | 459.305 | 472.7566 | 36.0081 | 42.8123 | 0
| All | All Customers | 2 | Monthly System Peak Day | SCE | 1-in-2 | 2024 | 4 | 567.0665 | 587.6398 | 36.0075 | 42.2775 | 0
| All | All Customers | 2 | Monthly System Peak Day | SCE | 1-in-2 | 2024 | 5 | 567.2637 | 600.2908 | 36.0111 | 41.5906 | 0
| All | All Customers | 2 | Monthly System Peak Day | SCE | 1-in-2 | 2024 | 6 | 579.2948 | 620.207 | 36.0172 | 40.8777 | 0
| All | All Customers | 2 | Monthly System Peak Day | SCE | 1-in-2 | 2024 | 7 | 584.291 | 601.5491 | 36.0246 | 40.6514 | 0
| All | All Customers | 2 | Monthly System Peak Day | SCE | 1-in-2 | 2024 | 8 | 606.4669 | 622.6672 | 36.0327 | 40.8793 | 0
| All | All Customers | 2 | Monthly System Peak Day | SCE | 1-in-2 | 2024 | 9 | 556.6912 | 582.1012 | 36.0414 | 42.3693 | 0
| All | All Customers | 2 | Monthly System Peak Day | SCE | 1-in-2 | 2024 | 10 | 538.8601 | 553.106 | 36.0277 | 44.9734 | 0
| All | All Customers | 2 | Monthly System Peak Day | SCE | 1-in-2 | 2024 | 11 | 524.8741 | 534.754 | 36.0455 | 47.8451 | 0
| All | All Customers | 2 | Monthly System Peak Day | SCE | 1-in-2 | 2024 | 12 | 514.1895 | 521.4521 | 36.0633 | 50.2003 | 0
| All | All Customers | 2 | Monthly System Peak Day | SCE | 1-in-2 | 2024 | 13 | 438.0623 | 448.3165 | 36.0748 | 52.0658 | 0
| All | All Customers | 2 | Monthly System Peak Day | SCE | 1-in-2 | 2024 | 14 | 397.0159 | 404.4494 | 36.0619 | 53.5748 | 0
| All | All Customers | 2 | Monthly System Peak Day | SCE | 1-in-2 | 2024 | 15 | 351.3959 | 358.3914 | 36.0354 | 54.8527 | 0
| All | All Customers | 2 | Monthly System Peak Day | SCE | 1-in-2 | 2024 | 16 | 311.4081 | 313.6379 | 36.0148 | 55.6969 | 0
| All | All Customers | 2 | Monthly System Peak Day | SCE | 1-in-2 | 2024 | 17 | 286.0606 | 293.5159 | 35.8497 | 55.7396 | 0
| All | All Customers | 2 | Monthly System Peak Day | SCE | 1-in-2 | 2024 | 18 | 274.7739 | 281.1679 | 35.8507 | 54.9962 | 0
| All | All Customers | 2 | Monthly System Peak Day | SCE | 1-in-2 | 2024 | 19 | 268.7776 | 273.495 | 35.8111 | 53.1385 | 0
| All | All Customers | 2 | Monthly System Peak Day | SCE | 1-in-2 | 2024 | 20 | 268.7736 | 336.1182 | 36.6056 | 51.5411 | 0
| All | All Customers | 2 | Monthly System Peak Day | SCE | 1-in-2 | 2024 | 21 | 263.1437 | 268.5266 | 35.8945 | 50.1384 | 0
| All | All Customers | 2 | Monthly System Peak Day | SCE | 1-in-2 | 2024 | 22 | 418.9352 | 439.037 | 36.0218 | 48.936 | 0
| All | All Customers | 2 | Monthly System Peak Day | SCE | 1-in-2 | 2024 | 23 | 412.5214 | 429.8464 | 36.0252 | 47.915 | 0
| All | All Customers | 2 | Monthly System Peak Day | SCE | 1-in-2 | 2024 | 24 | 429.9569 | 446.7737 | 36.0243 | 46.7847 | 0
| All | All Customers | 3 | Average Weekday | SCE | 1-in-2 | 2024 | 1 | 414.1837 | 429.3471 | 36.085 | 54.7625 | 0
| All | All Customers | 3 | Average Weekday | SCE | 1-in-2 | 2024 | 2 | 400.7668 | 409.3396 | 36.0354 | 53.8696 | 0
| All | All Customers | 3 | Average Weekday | SCE | 1-in-2 | 2024 | 3 | 505.4225 | 516.6371 | 36.028 | 53.0858 | 0
| All | All Customers | 3 | Average Weekday | SCE | 1-in-2 | 2024 | 4 | 615.0237 | 631.4326 | 36.0117 | 52.4151 | 0
| All | All Customers | 3 | Average Weekday | SCE | 1-in-2 | 2024 | 5 | 597.8892 | 618.4954 | 36.0151 | 51.7834 | 0
| All | All Customers | 3 | Average Weekday | SCE | 1-in-2 | 2024 | 6 | 611.5846 | 635.5501 | 36.0006 | 51.2916 | 0
| All | All Customers | 3 | Average Weekday | SCE | 1-in-2 | 2024 | 7 | 624.8982 | 641.4863 | 36.0127 | 50.929 | 0
| All | All Customers | 3 | Average Weekday | SCE | 1-in-2 | 2024 | 8 | 643.1752 | 673.0385 | 36.1444 | 50.7469 | 0
| All | All Customers | 3 | Average Weekday | SCE | 1-in-2 | 2024 | 9 | 586.816 | 625.0528 | 36.2637 | 51.8629 | 0
| All | All Customers | 3 | Average Weekday | SCE | 1-in-2 | 2024 | 10 | 572.2355 | 595.4537 | 36.1546 | 54.692 | 0
| All | All Customers | 3 | Average Weekday | SCE | 1-in-2 | 2024 | 11 | 548.018 | 565.4064 | 36.2139 | 58.0164 | 0
| All | All Customers | 3 | Average Weekday | SCE | 1-in-2 | 2024 | 12 | 540.064 | 551.6018 | 36.2729 | 61.0929 | 0
| All | All Customers | 3 | Average Weekday | SCE | 1-in-2 | 2024 | 13 | 445.7525 | 455.0185 | 36.3042 | 63.4709 | 0
| All | All Customers | 3 | Average Weekday | SCE | 1-in-2 | 2024 | 14 | 416.3211 | 422.5482 | 36.2579 | 65.1214 | 0
| All | All Customers | 3 | Average Weekday | SCE | 1-in-2 | 2024 | 15 | 371.4663 | 376.7871 | 36.1633 | 66.1825 | 0
| All | All Customers | 3 | Average Weekday | SCE | 1-in-2 | 2024 | 16 | 333.7029 | 335.8214 | 36.0338 | 66.793 | 0
| All | All Customers | 3 | Average Weekday | SCE | 1-in-2 | 2024 | 17 | 320.2813 | 329.4161 | 35.8459 | 66.7953 | 0
| All | All Customers | 3 | Average Weekday | SCE | 1-in-2 | 2024 | 18 | 306.6761 | 313.7863 | 35.8594 | 65.948 | 0
| All | All Customers | 3 | Average Weekday | SCE | 1-in-2 | 2024 | 19 | 299.3199 | 304.1708 | 35.9321 | 64.3239 | 0
| All | All Customers | 3 | Average Weekday | SCE | 1-in-2 | 2024 | 20 | 289.5412 | 293.6452 | 35.8104 | 62.0171 | 0
| All | All Customers | 3 | Average Weekday | SCE | 1-in-2 | 2024 | 21 | 275.527 | 279.4845 | 35.8555 | 59.7601 | 0
| All | All Customers | 3 | Average Weekday | SCE | 1-in-2 | 2024 | 22 | 450.9314 | 473.8634 | 36.0363 | 58.2531 | 0
| All | All Customers | 3 | Average Weekday | SCE | 1-in-2 | 2024 | 23 | 449.2157 | 473.5123 | 36.0862 | 57.109 | 0
| All | All Customers | 3 | Average Weekday | SCE | 1-in-2 | 2024 | 24 | 473.9783 | 506.7193 | 36.1359 | 56.1105 | 0
| All | All Customers | 3 | Monthly System Peak Day | SCE | 1-in-2 | 2024 | 1 | 414.1837 | 429.3471 | 36.085 | 57.2027 | 0
| All | All Customers | 3 | Monthly System Peak Day | SCE | 1-in-2 | 2024 | 2 | 400.7668 | 409.3396 | 36.0354 | 55.9682 | 0
| All | All Customers | 3 | Monthly System Peak Day | SCE | 1-in-2 | 2024 | 3 | 505.4225 | 516.6371 | 36.028 | 54.3904 | 0
| All | All Customers | 3 | Monthly System Peak Day | SCE | 1-in-2 | 2024 | 4 | 615.0237 | 631.4326 | 36.0117 | 53.6067 | 0
| All | All Customers | 3 | Monthly System Peak Day | SCE | 1-in-2 | 2024 | 5 | 597.8892 | 618.4954 | 36.0151 | 52.7762 | 0
| All | All Customers | 3 | Monthly System Peak Day | SCE | 1-in-2 | 2024 | 6 | 611.5846 | 635.5501 | 36.0006 | 51.984 | 0
| All | All Customers | 3 | Monthly System Peak Day | SCE | 1-in-2 | 2024 | 7 | 624.8982 | 641.4863 | 36.0127 | 51.3964 | 0
| All | All Customers | 3 | Monthly System Peak Day | SCE | 1-in-2 | 2024 | 8 | 643.1752 | 673.0385 | 36.1444 | 50.9278 | 0
| All | All Customers | 3 | Monthly System Peak Day | SCE | 1-in-2 | 2024 | 9 | 586.816 | 625.0528 | 36.2637 | 51.4779 | 0
| All | All Customers | 3 | Monthly System Peak Day | SCE | 1-in-2 | 2024 | 10 | 572.2355 | 595.4537 | 36.1546 | 54.6642 | 0
| All | All Customers | 3 | Monthly System Peak Day | SCE | 1-in-2 | 2024 | 11 | 548.018 | 565.4064 | 36.2139 | 59.3457 | 0
| All | All Customers | 3 | Monthly System Peak Day | SCE | 1-in-2 | 2024 | 12 | 540.064 | 551.6018 | 36.2729 | 63.7367 | 0
| All | All Customers | 3 | Monthly System Peak Day | SCE | 1-in-2 | 2024 | 13 | 445.7525 | 455.0185 | 36.3042 | 66.7122 | 0
| All | All Customers | 3 | Monthly System Peak Day | SCE | 1-in-2 | 2024 | 14 | 416.3211 | 422.5482 | 36.2579 | 68.3248 | 0
| All | All Customers | 3 | Monthly System Peak Day | SCE | 1-in-2 | 2024 | 15 | 371.4663 | 376.7871 | 36.1633 | 69.3994 | 0
| All | All Customers | 3 | Monthly System Peak Day | SCE | 1-in-2 | 2024 | 16 | 333.7029 | 335.8214 | 36.0338 | 70.2048 | 0
| All | All Customers | 3 | Monthly System Peak Day | SCE | 1-in-2 | 2024 | 17 | 320.2813 | 329.4161 | 35.8459 | 70.3423 | 0
| All | All Customers | 3 | Monthly System Peak Day | SCE | 1-in-2 | 2024 | 18 | 306.6761 | 313.7863 | 35.8594 | 69.8318 | 0
| All | All Customers | 3 | Monthly System Peak Day | SCE | 1-in-2 | 2024 | 19 | 299.3199 | 304.1708 | 35.9321 | 68.2629 | 0
| All | All Customers | 3 | Monthly System Peak Day | SCE | 1-in-2 | 2024 | 20 | 289.5412 | 293.6452 | 35.8104 | 65.4545 | 0
| All | All Customers | 3 | Monthly System Peak Day | SCE | 1-in-2 | 2024 | 21 | 275.527 | 279.4845 | 35.8555 | 62.6352 | 0
| All | All Customers | 3 | Monthly System Peak Day | SCE | 1-in-2 | 2024 | 22 | 450.9314 | 473.8634 | 36.0363 | 60.6982 | 0
| All | All Customers | 3 | Monthly System Peak Day | SCE | 1-in-2 | 2024 | 23 | 449.2157 | 473.5123 | 36.0862 | 59.1499 | 0
| All | All Customers | 3 | Monthly System Peak Day | SCE | 1-in-2 | 2024 | 24 | 473.9783 | 506.7193 | 36.1359 | 57.8611 | 0
| All | All Customers | 4 | Average Weekday | SCE | 1-in-2 | 2024 | 1 | 383.6512 | 398.0612 | 36.0874 | 57.1753 | 0
| All | All Customers | 4 | Average Weekday | SCE | 1-in-2 | 2024 | 2 | 371.3729 | 380.4081 | 36.038 | 56.3202 | 0
| All | All Customers | 4 | Average Weekday | SCE | 1-in-2 | 2024 | 3 | 471.3699 | 483.0352 | 36.0307 | 55.5379 | 0
| All | All Customers | 4 | Average Weekday | SCE | 1-in-2 | 2024 | 4 | 573.2168 | 589.0077 | 36.0147 | 54.8818 | 0
| All | All Customers | 4 | Average Weekday | SCE | 1-in-2 | 2024 | 5 | 548.7869 | 568.188 | 36.018 | 54.2577 | 0
| All | All Customers | 4 | Average Weekday | SCE | 1-in-2 | 2024 | 6 | 562.9293 | 585.9957 | 36.0038 | 53.7676 | 0
| All | All Customers | 4 | Average Weekday | SCE | 1-in-2 | 2024 | 7 | 576.9546 | 594.0784 | 36.0159 | 53.3789 | 0
| All | All Customers | 4 | Average Weekday | SCE | 1-in-2 | 2024 | 8 | 594.4736 | 622.7932 | 36.1466 | 53.2824 | 0
| All | All Customers | 4 | Average Weekday | SCE | 1-in-2 | 2024 | 9 | 529.6471 | 566.9224 | 36.265 | 54.8003 | 0
| All | All Customers | 4 | Average Weekday | SCE | 1-in-2 | 2024 | 10 | 515.1313 | 538.4547 | 36.1562 | 57.5333 | 0
| All | All Customers | 4 | Average Weekday | SCE | 1-in-2 | 2024 | 11 | 499.7159 | 515.3767 | 36.215 | 60.4352 | 0
| All | All Customers | 4 | Average Weekday | SCE | 1-in-2 | 2024 | 12 | 491.869 | 503.4078 | 36.2735 | 63.2489 | 0
| All | All Customers | 4 | Average Weekday | SCE | 1-in-2 | 2024 | 13 | 408.1373 | 417.3569 | 36.3043 | 65.5271 | 0
| All | All Customers | 4 | Average Weekday | SCE | 1-in-2 | 2024 | 14 | 375.3008 | 381.5983 | 36.2583 | 67.2952 | 0
| All | All Customers | 4 | Average Weekday | SCE | 1-in-2 | 2024 | 15 | 328.508 | 334.0476 | 36.1644 | 68.5536 | 0
| All | All Customers | 4 | Average Weekday | SCE | 1-in-2 | 2024 | 16 | 287.9872 | 290.1802 | 36.0363 | 69.152 | 0
| All | All Customers | 4 | Average Weekday | SCE | 1-in-2 | 2024 | 17 | 267.4714 | 275.676 | 35.8489 | 69.2153 | 0
| All | All Customers | 4 | Average Weekday | SCE | 1-in-2 | 2024 | 18 | 249.6007 | 256.0346 | 35.8619 | 68.5661 | 0
| All | All Customers | 4 | Average Weekday | SCE | 1-in-2 | 2024 | 19 | 235.4512 | 240.2942 | 35.9318 | 67.2787 | 0
| All | All Customers | 4 | Average Weekday | SCE | 1-in-2 | 2024 | 20 | 227.962 | 232.0822 | 35.8104 | 65.0403 | 0
| All | All Customers | 4 | Average Weekday | SCE | 1-in-2 | 2024 | 21 | 235.963 | 240.0685 | 35.86 | 62.1313 | 0
| All | All Customers | 4 | Average Weekday | SCE | 1-in-2 | 2024 | 22 | 411.4493 | 434.1376 | 36.039 | 60.0517 | 0
| All | All Customers | 4 | Average Weekday | SCE | 1-in-2 | 2024 | 23 | 413.4075 | 437.3935 | 36.089 | 58.7101 | 0
| All | All Customers | 4 | Average Weekday | SCE | 1-in-2 | 2024 | 24 | 439.9947 | 472.0887 | 36.1381 | 57.68 | 0
| All | All Customers | 4 | Monthly System Peak Day | SCE | 1-in-2 | 2024 | 1 | 383.6512 | 398.0612 | 36.0874 | 64.7863 | 0
| All | All Customers | 4 | Monthly System Peak Day | SCE | 1-in-2 | 2024 | 2 | 371.3729 | 380.4081 | 36.038 | 63.5506 | 0
| All | All Customers | 4 | Monthly System Peak Day | SCE | 1-in-2 | 2024 | 3 | 471.3699 | 483.0352 | 36.0307 | 62.4604 | 0
| All | All Customers | 4 | Monthly System Peak Day | SCE | 1-in-2 | 2024 | 4 | 573.2168 | 589.0077 | 36.0147 | 61.4728 | 0
| All | All Customers | 4 | Monthly System Peak Day | SCE | 1-in-2 | 2024 | 5 | 548.7869 | 568.188 | 36.018 | 60.4898 | 0
| All | All Customers | 4 | Monthly System Peak Day | SCE | 1-in-2 | 2024 | 6 | 562.9293 | 585.9957 | 36.0038 | 59.5601 | 0
| All | All Customers | 4 | Monthly System Peak Day | SCE | 1-in-2 | 2024 | 7 | 576.9546 | 594.0784 | 36.0159 | 58.9145 | 0
| All | All Customers | 4 | Monthly System Peak Day | SCE | 1-in-2 | 2024 | 8 | 594.4736 | 622.7932 | 36.1466 | 58.7164 | 0
| All | All Customers | 4 | Monthly System Peak Day | SCE | 1-in-2 | 2024 | 9 | 529.6471 | 566.9224 | 36.265 | 60.5697 | 0
| All | All Customers | 4 | Monthly System Peak Day | SCE | 1-in-2 | 2024 | 10 | 515.1313 | 538.4547 | 36.1562 | 64.9865 | 0
| All | All Customers | 4 | Monthly System Peak Day | SCE | 1-in-2 | 2024 | 11 | 499.7159 | 515.3767 | 36.215 | 70.5153 | 0
| All | All Customers | 4 | Monthly System Peak Day | SCE | 1-in-2 | 2024 | 12 | 491.869 | 503.4078 | 36.2735 | 75.5434 | 0
| All | All Customers | 4 | Monthly System Peak Day | SCE | 1-in-2 | 2024 | 13 | 408.1373 | 417.3569 | 36.3043 | 79.61 | 0
| All | All Customers | 4 | Monthly System Peak Day | SCE | 1-in-2 | 2024 | 14 | 375.3008 | 381.5983 | 36.2583 | 82.1546 | 0
| All | All Customers | 4 | Monthly System Peak Day | SCE | 1-in-2 | 2024 | 15 | 328.508 | 334.0476 | 36.1644 | 83.5285 | 0
| All | All Customers | 4 | Monthly System Peak Day | SCE | 1-in-2 | 2024 | 16 | 287.9872 | 290.1802 | 36.0363 | 84.0505 | 0
| All | All Customers | 4 | Monthly System Peak Day | SCE | 1-in-2 | 2024 | 17 | 267.4714 | 275.676 | 35.8489 | 83.3182 | 0
| All | All Customers | 4 | Monthly System Peak Day | SCE | 1-in-2 | 2024 | 18 | 249.6007 | 256.0346 | 35.8619 | 83.0665 | 0
| All | All Customers | 4 | Monthly System Peak Day | SCE | 1-in-2 | 2024 | 19 | 235.4512 | 240.2942 | 35.9318 | 81.6476 | 0
| All | All Customers | 4 | Monthly System Peak Day | SCE | 1-in-2 | 2024 | 20 | 227.962 | 232.0822 | 35.8104 | 78.91 | 0
| All | All Customers | 4 | Monthly System Peak Day | SCE | 1-in-2 | 2024 | 21 | 235.963 | 240.0685 | 35.86 | 74.6659 | 0
| All | All Customers | 4 | Monthly System Peak Day | SCE | 1-in-2 | 2024 | 22 | 411.4493 | 434.1376 | 36.039 | 71.5557 | 0
| All | All Customers | 4 | Monthly System Peak Day | SCE | 1-in-2 | 2024 | 23 | 413.4075 | 437.3935 | 36.089 | 69.323 | 0
| All | All Customers | 4 | Monthly System Peak Day | SCE | 1-in-2 | 2024 | 24 | 439.9947 | 472.0887 | 36.1381 | 66.977 | 0
| All | All Customers | 5 | Average Weekday | SCE | 1-in-2 | 2024 | 1 | 391.561 | 406.0878 | 36.1029 | 60.1457 | 0
| All | All Customers | 5 | Average Weekday | SCE | 1-in-2 | 2024 | 2 | 380.3044 | 388.1505 | 36.0536 | 59.5142 | 0
| All | All Customers | 5 | Average Weekday | SCE | 1-in-2 | 2024 | 3 | 483.6717 | 495.3881 | 36.0462 | 58.9581 | 0
| All | All Customers | 5 | Average Weekday | SCE | 1-in-2 | 2024 | 4 | 586.8177 | 603.4791 | 36.0303 | 58.4379 | 0
| All | All Customers | 5 | Average Weekday | SCE | 1-in-2 | 2024 | 5 | 566.4371 | 586.4995 | 36.0337 | 58.0047 | 0
| All | All Customers | 5 | Average Weekday | SCE | 1-in-2 | 2024 | 6 | 575.1566 | 599.3489 | 36.0198 | 57.5861 | 0
| All | All Customers | 5 | Average Weekday | SCE | 1-in-2 | 2024 | 7 | 581.3121 | 598.1693 | 36.0323 | 57.2101 | 0
| All | All Customers | 5 | Average Weekday | SCE | 1-in-2 | 2024 | 8 | 606.935 | 637.6973 | 36.1627 | 57.5194 | 0
| All | All Customers | 5 | Average Weekday | SCE | 1-in-2 | 2024 | 9 | 538.0644 | 573.4659 | 36.2803 | 59.1608 | 0
| All | All Customers | 5 | Average Weekday | SCE | 1-in-2 | 2024 | 10 | 528.0693 | 551.5797 | 36.1712 | 61.3829 | 0
| All | All Customers | 5 | Average Weekday | SCE | 1-in-2 | 2024 | 11 | 513.8682 | 529.8968 | 36.2297 | 63.9673 | 0
| All | All Customers | 5 | Average Weekday | SCE | 1-in-2 | 2024 | 12 | 501.5705 | 512.8733 | 36.2879 | 66.3945 | 0
| All | All Customers | 5 | Average Weekday | SCE | 1-in-2 | 2024 | 13 | 417.3292 | 426.8235 | 36.3184 | 68.5273 | 0
| All | All Customers | 5 | Average Weekday | SCE | 1-in-2 | 2024 | 14 | 390.6548 | 397.1432 | 36.2722 | 70.1991 | 0
| All | All Customers | 5 | Average Weekday | SCE | 1-in-2 | 2024 | 15 | 349.2052 | 354.6423 | 36.1785 | 71.3669 | 0
| All | All Customers | 5 | Average Weekday | SCE | 1-in-2 | 2024 | 16 | 302.1411 | 304.2716 | 36.0514 | 71.9443 | 0
| All | All Customers | 5 | Average Weekday | SCE | 1-in-2 | 2024 | 17 | 274.8488 | 283.7441 | 35.8555 | 71.9069 | 0
| All | All Customers | 5 | Average Weekday | SCE | 1-in-2 | 2024 | 18 | 260.8834 | 267.7141 | 35.8683 | 71.2705 | 0
| All | All Customers | 5 | Average Weekday | SCE | 1-in-2 | 2024 | 19 | 250.3283 | 255.5491 | 35.9278 | 69.9176 | 0
| All | All Customers | 5 | Average Weekday | SCE | 1-in-2 | 2024 | 20 | 240.1468 | 244.4908 | 35.8105 | 67.825 | 0
| All | All Customers | 5 | Average Weekday | SCE | 1-in-2 | 2024 | 21 | 251.2853 | 255.6302 | 35.8665 | 65.1177 | 0
| All | All Customers | 5 | Average Weekday | SCE | 1-in-2 | 2024 | 22 | 423.5414 | 446.7685 | 36.0556 | 62.9378 | 0
| All | All Customers | 5 | Average Weekday | SCE | 1-in-2 | 2024 | 23 | 431.8507 | 456.5784 | 36.1055 | 61.6894 | 0
| All | All Customers | 5 | Average Weekday | SCE | 1-in-2 | 2024 | 24 | 455.8007 | 488.5743 | 36.154 | 60.763 | 0
| All | All Customers | 5 | Monthly System Peak Day | SCE | 1-in-2 | 2024 | 1 | 391.561 | 406.0878 | 36.1029 | 65.1198 | 0
| All | All Customers | 5 | Monthly System Peak Day | SCE | 1-in-2 | 2024 | 2 | 380.3044 | 388.1505 | 36.0536 | 63.8179 | 0
| All | All Customers | 5 | Monthly System Peak Day | SCE | 1-in-2 | 2024 | 3 | 483.6717 | 495.3881 | 36.0462 | 62.7662 | 0
| All | All Customers | 5 | Monthly System Peak Day | SCE | 1-in-2 | 2024 | 4 | 586.8177 | 603.4791 | 36.0303 | 61.8959 | 0
| All | All Customers | 5 | Monthly System Peak Day | SCE | 1-in-2 | 2024 | 5 | 566.4371 | 586.4995 | 36.0337 | 60.8668 | 0
| All | All Customers | 5 | Monthly System Peak Day | SCE | 1-in-2 | 2024 | 6 | 575.1566 | 599.3489 | 36.0198 | 59.9669 | 0
| All | All Customers | 5 | Monthly System Peak Day | SCE | 1-in-2 | 2024 | 7 | 581.3121 | 598.1693 | 36.0323 | 59.3845 | 0
| All | All Customers | 5 | Monthly System Peak Day | SCE | 1-in-2 | 2024 | 8 | 606.935 | 637.6973 | 36.1627 | 60.049 | 0
| All | All Customers | 5 | Monthly System Peak Day | SCE | 1-in-2 | 2024 | 9 | 538.0644 | 573.4659 | 36.2803 | 63.2437 | 0
| All | All Customers | 5 | Monthly System Peak Day | SCE | 1-in-2 | 2024 | 10 | 528.0693 | 551.5797 | 36.1712 | 67.8343 | 0
| All | All Customers | 5 | Monthly System Peak Day | SCE | 1-in-2 | 2024 | 11 | 513.8682 | 529.8968 | 36.2297 | 72.8788 | 0
| All | All Customers | 5 | Monthly System Peak Day | SCE | 1-in-2 | 2024 | 12 | 501.5705 | 512.8733 | 36.2879 | 77.1882 | 0
| All | All Customers | 5 | Monthly System Peak Day | SCE | 1-in-2 | 2024 | 13 | 417.3292 | 426.8235 | 36.3184 | 80.2719 | 0
| All | All Customers | 5 | Monthly System Peak Day | SCE | 1-in-2 | 2024 | 14 | 390.6548 | 397.1432 | 36.2722 | 82.7789 | 0
| All | All Customers | 5 | Monthly System Peak Day | SCE | 1-in-2 | 2024 | 15 | 349.2052 | 354.6423 | 36.1785 | 83.8067 | 0
| All | All Customers | 5 | Monthly System Peak Day | SCE | 1-in-2 | 2024 | 16 | 302.1411 | 304.2716 | 36.0514 | 84.561 | 0
| All | All Customers | 5 | Monthly System Peak Day | SCE | 1-in-2 | 2024 | 17 | 274.8488 | 283.7441 | 35.8555 | 84.6818 | 0
| All | All Customers | 5 | Monthly System Peak Day | SCE | 1-in-2 | 2024 | 18 | 260.8834 | 267.7141 | 35.8683 | 83.6385 | 0
| All | All Customers | 5 | Monthly System Peak Day | SCE | 1-in-2 | 2024 | 19 | 250.3283 | 255.5491 | 35.9278 | 81.5861 | 0
| All | All Customers | 5 | Monthly System Peak Day | SCE | 1-in-2 | 2024 | 20 | 240.1468 | 244.4908 | 35.8105 | 78.8553 | 0
| All | All Customers | 5 | Monthly System Peak Day | SCE | 1-in-2 | 2024 | 21 | 251.2853 | 255.6302 | 35.8665 | 74.8605 | 0
| All | All Customers | 5 | Monthly System Peak Day | SCE | 1-in-2 | 2024 | 22 | 423.5414 | 446.7685 | 36.0556 | 71.2586 | 0
| All | All Customers | 5 | Monthly System Peak Day | SCE | 1-in-2 | 2024 | 23 | 431.8507 | 456.5784 | 36.1055 | 69.2905 | 0
| All | All Customers | 5 | Monthly System Peak Day | SCE | 1-in-2 | 2024 | 24 | 455.8007 | 488.5743 | 36.154 | 67.8911 | 0
| All | All Customers | 6 | Average Weekday | SCE | 1-in-2 | 2024 | 1 | 378.7142 | 407.7955 | 37.5797 | 63.3347 | 0
| All | All Customers | 6 | Average Weekday | SCE | 1-in-2 | 2024 | 2 | 366.253 | 391.6293 | 37.5492 | 62.4336 | 0
| All | All Customers | 6 | Average Weekday | SCE | 1-in-2 | 2024 | 3 | 461.184 | 498.7947 | 37.5424 | 61.6495 | 0
| All | All Customers | 6 | Average Weekday | SCE | 1-in-2 | 2024 | 4 | 557.2669 | 605.9144 | 37.536 | 60.9868 | 0
| All | All Customers | 6 | Average Weekday | SCE | 1-in-2 | 2024 | 5 | 536.7928 | 591.9862 | 37.548 | 60.4527 | 0
| All | All Customers | 6 | Average Weekday | SCE | 1-in-2 | 2024 | 6 | 560.187 | 623.0743 | 37.5691 | 59.9373 | 0
| All | All Customers | 6 | Average Weekday | SCE | 1-in-2 | 2024 | 7 | 573.7495 | 617.3812 | 37.7238 | 59.5165 | 0
| All | All Customers | 6 | Average Weekday | SCE | 1-in-2 | 2024 | 8 | 593.3821 | 634.7714 | 37.598 | 60.1751 | 0
| All | All Customers | 6 | Average Weekday | SCE | 1-in-2 | 2024 | 9 | 548.9403 | 564.9754 | 37.6448 | 62.3426 | 0
| All | All Customers | 6 | Average Weekday | SCE | 1-in-2 | 2024 | 10 | 535.4484 | 545.0718 | 37.6976 | 65.1843 | 0
| All | All Customers | 6 | Average Weekday | SCE | 1-in-2 | 2024 | 11 | 513.2994 | 518.7844 | 37.7529 | 68.3037 | 0
| All | All Customers | 6 | Average Weekday | SCE | 1-in-2 | 2024 | 12 | 504.0583 | 516.502 | 37.7761 | 71.3783 | 0
| All | All Customers | 6 | Average Weekday | SCE | 1-in-2 | 2024 | 13 | 419.9933 | 445.6167 | 37.8359 | 73.8767 | 0
| All | All Customers | 6 | Average Weekday | SCE | 1-in-2 | 2024 | 14 | 390.548 | 410.3878 | 37.7945 | 75.8974 | 0
| All | All Customers | 6 | Average Weekday | SCE | 1-in-2 | 2024 | 15 | 339.2772 | 356.3499 | 37.833 | 77.3669 | 0
| All | All Customers | 6 | Average Weekday | SCE | 1-in-2 | 2024 | 16 | 296.9763 | 309.3893 | 37.9069 | 78.0876 | 0
| All | All Customers | 6 | Average Weekday | SCE | 1-in-2 | 2024 | 17 | 274.4113 | 279.8002 | 37.7529 | 78.2813 | 0
| All | All Customers | 6 | Average Weekday | SCE | 1-in-2 | 2024 | 18 | 252.4695 | 262.7546 | 37.7494 | 77.522 | 0
| All | All Customers | 6 | Average Weekday | SCE | 1-in-2 | 2024 | 19 | 237.0337 | 262.6181 | 58.3345 | 76.0725 | 0
| All | All Customers | 6 | Average Weekday | SCE | 1-in-2 | 2024 | 20 | 223.4595 | 249.6107 | 36.565 | 73.9133 | 0
| All | All Customers | 6 | Average Weekday | SCE | 1-in-2 | 2024 | 21 | 240.4417 | 254.4858 | 37.6986 | 70.9037 | 0
| All | All Customers | 6 | Average Weekday | SCE | 1-in-2 | 2024 | 22 | 398.1349 | 450.1303 | 37.4083 | 67.7811 | 0
| All | All Customers | 6 | Average Weekday | SCE | 1-in-2 | 2024 | 23 | 424.9818 | 471.5671 | 37.5151 | 65.9071 | 0
| All | All Customers | 6 | Average Weekday | SCE | 1-in-2 | 2024 | 24 | 450.5208 | 497.8388 | 37.57 | 64.6 | 0
| All | All Customers | 6 | Monthly System Peak Day | SCE | 1-in-2 | 2024 | 1 | 378.7142 | 407.3817 | 36.0873 | 66.2097 | 0
| All | All Customers | 6 | Monthly System Peak Day | SCE | 1-in-2 | 2024 | 2 | 366.253 | 386.7454 | 36.0902 | 65.3067 | 0
| All | All Customers | 6 | Monthly System Peak Day | SCE | 1-in-2 | 2024 | 3 | 461.184 | 487.9299 | 36.0911 | 64.5444 | 0
| All | All Customers | 6 | Monthly System Peak Day | SCE | 1-in-2 | 2024 | 4 | 557.2669 | 586.0766 | 36.0917 | 63.7331 | 0
| All | All Customers | 6 | Monthly System Peak Day | SCE | 1-in-2 | 2024 | 5 | 536.7928 | 576.6788 | 36.0864 | 63.0681 | 0
| All | All Customers | 6 | Monthly System Peak Day | SCE | 1-in-2 | 2024 | 6 | 560.187 | 606.2814 | 36.0766 | 62.309 | 0
| All | All Customers | 6 | Monthly System Peak Day | SCE | 1-in-2 | 2024 | 7 | 573.7495 | 598.8447 | 36.0441 | 61.7272 | 0
| All | All Customers | 6 | Monthly System Peak Day | SCE | 1-in-2 | 2024 | 8 | 593.3821 | 622.4642 | 36.0977 | 62.6254 | 0
| All | All Customers | 6 | Monthly System Peak Day | SCE | 1-in-2 | 2024 | 9 | 548.9403 | 569.4821 | 36.1188 | 65.6219 | 0
| All | All Customers | 6 | Monthly System Peak Day | SCE | 1-in-2 | 2024 | 10 | 535.4484 | 549.5304 | 36.1029 | 69.9084 | 0
| All | All Customers | 6 | Monthly System Peak Day | SCE | 1-in-2 | 2024 | 11 | 513.2994 | 525.6185 | 36.1319 | 73.7067 | 0
| All | All Customers | 6 | Monthly System Peak Day | SCE | 1-in-2 | 2024 | 12 | 504.0583 | 518.6581 | 36.1644 | 76.9806 | 0
| All | All Customers | 6 | Monthly System Peak Day | SCE | 1-in-2 | 2024 | 13 | 419.9933 | 439.4345 | 36.1755 | 78.6684 | 0
| All | All Customers | 6 | Monthly System Peak Day | SCE | 1-in-2 | 2024 | 14 | 390.548 | 406.9202 | 36.1462 | 80.1551 | 0
| All | All Customers | 6 | Monthly System Peak Day | SCE | 1-in-2 | 2024 | 15 | 339.2772 | 353.7753 | 36.0802 | 81.9574 | 0
| All | All Customers | 6 | Monthly System Peak Day | SCE | 1-in-2 | 2024 | 16 | 296.9763 | 299.8622 | 36.0283 | 83.0361 | 0
| All | All Customers | 6 | Monthly System Peak Day | SCE | 1-in-2 | 2024 | 17 | 274.4113 | 283.6952 | 36.3158 | 83.2226 | 0
| All | All Customers | 6 | Monthly System Peak Day | SCE | 1-in-2 | 2024 | 18 | 252.4695 | 267.4696 | 36.3376 | 82.3696 | 0
| All | All Customers | 6 | Monthly System Peak Day | SCE | 1-in-2 | 2024 | 19 | 237.0337 | 259.9741 | 38.9014 | 80.113 | 0
| All | All Customers | 6 | Monthly System Peak Day | SCE | 1-in-2 | 2024 | 20 | 223.4595 | 243.0335 | 36.2872 | 77.1837 | 0
| All | All Customers | 6 | Monthly System Peak Day | SCE | 1-in-2 | 2024 | 21 | 240.4417 | 256.464 | 36.5592 | 74.1464 | 0
| All | All Customers | 6 | Monthly System Peak Day | SCE | 1-in-2 | 2024 | 22 | 398.1349 | 431.6792 | 36.1561 | 71.4734 | 0
| All | All Customers | 6 | Monthly System Peak Day | SCE | 1-in-2 | 2024 | 23 | 424.9818 | 458.9926 | 36.1174 | 69.8039 | 0
| All | All Customers | 6 | Monthly System Peak Day | SCE | 1-in-2 | 2024 | 24 | 450.5208 | 492.1135 | 36.099 | 68.3328 | 0
| All | All Customers | 7 | Average Weekday | SCE | 1-in-2 | 2024 | 1 | 379.7656 | 407.252 | 38.86 | 68.1243 | 0
| All | All Customers | 7 | Average Weekday | SCE | 1-in-2 | 2024 | 2 | 377.5898 | 396.7115 | 38.8556 | 67.4089 | 0
| All | All Customers | 7 | Average Weekday | SCE | 1-in-2 | 2024 | 3 | 464.1732 | 489.7795 | 38.8544 | 66.7668 | 0
| All | All Customers | 7 | Average Weekday | SCE | 1-in-2 | 2024 | 4 | 561.0884 | 591.244 | 38.8522 | 66.2032 | 0
| All | All Customers | 7 | Average Weekday | SCE | 1-in-2 | 2024 | 5 | 543.909 | 584.4058 | 38.8497 | 65.7063 | 0
| All | All Customers | 7 | Average Weekday | SCE | 1-in-2 | 2024 | 6 | 551.934 | 595.9696 | 38.8433 | 65.2472 | 0
| All | All Customers | 7 | Average Weekday | SCE | 1-in-2 | 2024 | 7 | 557.5113 | 579.7103 | 38.8435 | 64.9139 | 0
| All | All Customers | 7 | Average Weekday | SCE | 1-in-2 | 2024 | 8 | 574.4961 | 603.6957 | 38.8745 | 65.3722 | 0
| All | All Customers | 7 | Average Weekday | SCE | 1-in-2 | 2024 | 9 | 519.7475 | 539.5928 | 38.9075 | 67.4307 | 0
| All | All Customers | 7 | Average Weekday | SCE | 1-in-2 | 2024 | 10 | 508.5826 | 521.52 | 38.9063 | 70.1693 | 0
| All | All Customers | 7 | Average Weekday | SCE | 1-in-2 | 2024 | 11 | 491.7065 | 503.4869 | 38.9418 | 73.2355 | 0
| All | All Customers | 7 | Average Weekday | SCE | 1-in-2 | 2024 | 12 | 483.5918 | 498.673 | 38.9763 | 76.3415 | 0
| All | All Customers | 7 | Average Weekday | SCE | 1-in-2 | 2024 | 13 | 398.4692 | 416.2092 | 38.9919 | 78.8269 | 0
| All | All Customers | 7 | Average Weekday | SCE | 1-in-2 | 2024 | 14 | 372.4819 | 387.8578 | 38.9604 | 80.7152 | 0
| All | All Customers | 7 | Average Weekday | SCE | 1-in-2 | 2024 | 15 | 327.2304 | 341.3488 | 38.9015 | 82.0515 | 0
| All | All Customers | 7 | Average Weekday | SCE | 1-in-2 | 2024 | 16 | 279.9429 | 280.7575 | 38.859 | 82.5892 | 0
| All | All Customers | 7 | Average Weekday | SCE | 1-in-2 | 2024 | 17 | 261.2017 | 269.1987 | 39.2649 | 82.6471 | 0
| All | All Customers | 7 | Average Weekday | SCE | 1-in-2 | 2024 | 18 | 247.4772 | 259.8543 | 39.2878 | 81.8483 | 0
| All | All Customers | 7 | Average Weekday | SCE | 1-in-2 | 2024 | 19 | 233.9118 | 255.2591 | 39.8981 | 80.2734 | 0
| All | All Customers | 7 | Average Weekday | SCE | 1-in-2 | 2024 | 20 | 228.5692 | 243.9114 | 38.8204 | 78.0883 | 0
| All | All Customers | 7 | Average Weekday | SCE | 1-in-2 | 2024 | 21 | 249.4284 | 261.7601 | 39.2973 | 75.1032 | 0
| All | All Customers | 7 | Average Weekday | SCE | 1-in-2 | 2024 | 22 | 406.4112 | 441.881 | 38.835 | 71.9933 | 0
| All | All Customers | 7 | Average Weekday | SCE | 1-in-2 | 2024 | 23 | 424.3903 | 454.8469 | 38.847 | 70.1118 | 0
| All | All Customers | 7 | Average Weekday | SCE | 1-in-2 | 2024 | 24 | 445.5641 | 484.6394 | 38.8632 | 68.9207 | 0
| All | All Customers | 7 | Monthly System Peak Day | SCE | 1-in-2 | 2024 | 1 | 379.7656 | 372.0344 | 38.8726 | 71.8638 | 0
| All | All Customers | 7 | Monthly System Peak Day | SCE | 1-in-2 | 2024 | 2 | 377.5898 | 350.8518 | 38.8573 | 71.0105 | 0
| All | All Customers | 7 | Monthly System Peak Day | SCE | 1-in-2 | 2024 | 3 | 464.1732 | 414.5356 | 38.8557 | 70.0679 | 0
| All | All Customers | 7 | Monthly System Peak Day | SCE | 1-in-2 | 2024 | 4 | 561.0884 | 486.7823 | 38.8524 | 69.3622 | 0
| All | All Customers | 7 | Monthly System Peak Day | SCE | 1-in-2 | 2024 | 5 | 543.909 | 486.5997 | 38.8606 | 68.9796 | 0
| All | All Customers | 7 | Monthly System Peak Day | SCE | 1-in-2 | 2024 | 6 | 551.934 | 510.5843 | 38.8751 | 68.5707 | 0
| All | All Customers | 7 | Monthly System Peak Day | SCE | 1-in-2 | 2024 | 7 | 557.5113 | 502.6485 | 38.9242 | 68.0494 | 0
| All | All Customers | 7 | Monthly System Peak Day | SCE | 1-in-2 | 2024 | 8 | 574.4961 | 532.3747 | 38.8913 | 68.5783 | 0
| All | All Customers | 7 | Monthly System Peak Day | SCE | 1-in-2 | 2024 | 9 | 519.7475 | 493.4814 | 38.8943 | 71.4768 | 0
| All | All Customers | 7 | Monthly System Peak Day | SCE | 1-in-2 | 2024 | 10 | 508.5826 | 472.0336 | 38.8851 | 75.3406 | 0
| All | All Customers | 7 | Monthly System Peak Day | SCE | 1-in-2 | 2024 | 11 | 491.7065 | 456.6016 | 38.8952 | 79.281 | 0
| All | All Customers | 7 | Monthly System Peak Day | SCE | 1-in-2 | 2024 | 12 | 483.5918 | 448.897 | 38.9061 | 82.9879 | 0
| All | All Customers | 7 | Monthly System Peak Day | SCE | 1-in-2 | 2024 | 13 | 398.4692 | 381.6299 | 38.9182 | 85.9598 | 0
| All | All Customers | 7 | Monthly System Peak Day | SCE | 1-in-2 | 2024 | 14 | 372.4819 | 357.1605 | 38.9126 | 87.6332 | 0
| All | All Customers | 7 | Monthly System Peak Day | SCE | 1-in-2 | 2024 | 15 | 327.2304 | 316.1816 | 38.9298 | 89.3057 | 0
| All | All Customers | 7 | Monthly System Peak Day | SCE | 1-in-2 | 2024 | 16 | 279.9429 | 254.9708 | 38.9283 | 89.9238 | 0
| All | All Customers | 7 | Monthly System Peak Day | SCE | 1-in-2 | 2024 | 17 | 261.2017 | 271.9124 | 38.8045 | 90.7044 | 0
| All | All Customers | 7 | Monthly System Peak Day | SCE | 1-in-2 | 2024 | 18 | 247.4772 | 270.2313 | 38.8946 | 89.8839 | 0
| All | All Customers | 7 | Monthly System Peak Day | SCE | 1-in-2 | 2024 | 19 | 233.9118 | 229.8096 | 38.4798 | 87.8404 | 0
| All | All Customers | 7 | Monthly System Peak Day | SCE | 1-in-2 | 2024 | 20 | 228.5692 | 251.3851 | 38.2464 | 85.258 | 0
| All | All Customers | 7 | Monthly System Peak Day | SCE | 1-in-2 | 2024 | 21 | 249.4284 | 235.2032 | 39.4505 | 82.1522 | 0
| All | All Customers | 7 | Monthly System Peak Day | SCE | 1-in-2 | 2024 | 22 | 406.4112 | 391.8643 | 38.982 | 78.5182 | 0
| All | All Customers | 7 | Monthly System Peak Day | SCE | 1-in-2 | 2024 | 23 | 424.3903 | 391.9915 | 38.8875 | 76.1399 | 0
| All | All Customers | 7 | Monthly System Peak Day | SCE | 1-in-2 | 2024 | 24 | 445.5641 | 421.9083 | 38.8808 | 74.359 | 0
| All | All Customers | 8 | Average Weekday | SCE | 1-in-2 | 2024 | 1 | 400.5187 | 431.8069 | 36.2994 | 68.6048 | 0
| All | All Customers | 8 | Average Weekday | SCE | 1-in-2 | 2024 | 2 | 386.5544 | 408.6483 | 36.2946 | 67.7051 | 0
| All | All Customers | 8 | Average Weekday | SCE | 1-in-2 | 2024 | 3 | 469.3848 | 495.4081 | 36.2932 | 66.9073 | 0
| All | All Customers | 8 | Average Weekday | SCE | 1-in-2 | 2024 | 4 | 573.0036 | 603.7424 | 36.2901 | 66.1811 | 0
| All | All Customers | 8 | Average Weekday | SCE | 1-in-2 | 2024 | 5 | 548.7734 | 590.2194 | 36.2875 | 65.5312 | 0
| All | All Customers | 8 | Average Weekday | SCE | 1-in-2 | 2024 | 6 | 561.0876 | 608.6349 | 36.2802 | 64.9865 | 0
| All | All Customers | 8 | Average Weekday | SCE | 1-in-2 | 2024 | 7 | 575.1281 | 602.5147 | 36.2866 | 64.5957 | 0
| All | All Customers | 8 | Average Weekday | SCE | 1-in-2 | 2024 | 8 | 585.4331 | 617.8355 | 36.3154 | 64.5927 | 0
| All | All Customers | 8 | Average Weekday | SCE | 1-in-2 | 2024 | 9 | 525.6275 | 546.5595 | 36.3504 | 66.6332 | 0
| All | All Customers | 8 | Average Weekday | SCE | 1-in-2 | 2024 | 10 | 516.6148 | 530.4802 | 36.3547 | 69.8708 | 0
| All | All Customers | 8 | Average Weekday | SCE | 1-in-2 | 2024 | 11 | 496.0067 | 508.7796 | 36.3881 | 73.6852 | 0
| All | All Customers | 8 | Average Weekday | SCE | 1-in-2 | 2024 | 12 | 484.9801 | 501.2813 | 36.417 | 77.4375 | 0
| All | All Customers | 8 | Average Weekday | SCE | 1-in-2 | 2024 | 13 | 408.7554 | 428.8365 | 36.4322 | 80.3669 | 0
| All | All Customers | 8 | Average Weekday | SCE | 1-in-2 | 2024 | 14 | 380.4013 | 397.2276 | 36.4019 | 82.5867 | 0
| All | All Customers | 8 | Average Weekday | SCE | 1-in-2 | 2024 | 15 | 335.3239 | 350.3999 | 36.3479 | 83.9652 | 0
| All | All Customers | 8 | Average Weekday | SCE | 1-in-2 | 2024 | 16 | 288.8752 | 292.9062 | 36.3099 | 84.4882 | 0
| All | All Customers | 8 | Average Weekday | SCE | 1-in-2 | 2024 | 17 | 271.489 | 278.8661 | 36.6736 | 84.5142 | 0
| All | All Customers | 8 | Average Weekday | SCE | 1-in-2 | 2024 | 18 | 248.2912 | 262.3409 | 36.7301 | 83.6598 | 0
| All | All Customers | 8 | Average Weekday | SCE | 1-in-2 | 2024 | 19 | 235.1082 | 258.7123 | 37.6139 | 81.9995 | 0
| All | All Customers | 8 | Average Weekday | SCE | 1-in-2 | 2024 | 20 | 235.3056 | 254.7151 | 36.4919 | 79.4151 | 0
| All | All Customers | 8 | Average Weekday | SCE | 1-in-2 | 2024 | 21 | 260.1029 | 275.861 | 36.867 | 75.7188 | 0
| All | All Customers | 8 | Average Weekday | SCE | 1-in-2 | 2024 | 22 | 419.6686 | 452.0399 | 36.2637 | 72.7525 | 0
| All | All Customers | 8 | Average Weekday | SCE | 1-in-2 | 2024 | 23 | 441.4359 | 476.8992 | 36.2759 | 70.9434 | 0
| All | All Customers | 8 | Average Weekday | SCE | 1-in-2 | 2024 | 24 | 466.1954 | 509.1089 | 36.2997 | 69.6999 | 0
| All | All Customers | 8 | Monthly System Peak Day | SCE | 1-in-2 | 2024 | 1 | 400.5187 | 392.8772 | 30.7818 | 76.729 | 0
| All | All Customers | 8 | Monthly System Peak Day | SCE | 1-in-2 | 2024 | 2 | 386.5544 | 361.6599 | 30.7657 | 75.7112 | 0
| All | All Customers | 8 | Monthly System Peak Day | SCE | 1-in-2 | 2024 | 3 | 469.3848 | 425.6719 | 30.7645 | 75.0151 | 0
| All | All Customers | 8 | Monthly System Peak Day | SCE | 1-in-2 | 2024 | 4 | 573.0036 | 501.3162 | 30.7616 | 74.1331 | 0
| All | All Customers | 8 | Monthly System Peak Day | SCE | 1-in-2 | 2024 | 5 | 548.7734 | 495.2231 | 30.7704 | 73.4784 | 0
| All | All Customers | 8 | Monthly System Peak Day | SCE | 1-in-2 | 2024 | 6 | 561.0876 | 518.119 | 30.7871 | 73.0231 | 0
| All | All Customers | 8 | Monthly System Peak Day | SCE | 1-in-2 | 2024 | 7 | 575.1281 | 520.9965 | 30.8335 | 72.4765 | 0
| All | All Customers | 8 | Monthly System Peak Day | SCE | 1-in-2 | 2024 | 8 | 585.4331 | 541.8241 | 30.7998 | 72.4993 | 0
| All | All Customers | 8 | Monthly System Peak Day | SCE | 1-in-2 | 2024 | 9 | 525.6275 | 501.3818 | 30.8011 | 74.4048 | 0
| All | All Customers | 8 | Monthly System Peak Day | SCE | 1-in-2 | 2024 | 10 | 516.6148 | 481.8248 | 30.785 | 78.181 | 0
| All | All Customers | 8 | Monthly System Peak Day | SCE | 1-in-2 | 2024 | 11 | 496.0067 | 460.0347 | 30.7978 | 82.3488 | 0
| All | All Customers | 8 | Monthly System Peak Day | SCE | 1-in-2 | 2024 | 12 | 484.9801 | 449.2309 | 30.8161 | 85.8708 | 0
| All | All Customers | 8 | Monthly System Peak Day | SCE | 1-in-2 | 2024 | 13 | 408.7554 | 392.7445 | 30.8305 | 88.3284 | 0
| All | All Customers | 8 | Monthly System Peak Day | SCE | 1-in-2 | 2024 | 14 | 380.4013 | 366.3306 | 30.8251 | 90.4758 | 0
| All | All Customers | 8 | Monthly System Peak Day | SCE | 1-in-2 | 2024 | 15 | 335.3239 | 325.6452 | 30.8411 | 91.872 | 0
| All | All Customers | 8 | Monthly System Peak Day | SCE | 1-in-2 | 2024 | 16 | 288.8752 | 267.4921 | 30.8301 | 91.7197 | 0
| All | All Customers | 8 | Monthly System Peak Day | SCE | 1-in-2 | 2024 | 17 | 271.489 | 281.2834 | 30.6489 | 91.0049 | 0
| All | All Customers | 8 | Monthly System Peak Day | SCE | 1-in-2 | 2024 | 18 | 248.2912 | 273.1015 | 30.741 | 89.5054 | 0
| All | All Customers | 8 | Monthly System Peak Day | SCE | 1-in-2 | 2024 | 19 | 235.1082 | 232.6868 | 30.3982 | 88.0806 | 0
| All | All Customers | 8 | Monthly System Peak Day | SCE | 1-in-2 | 2024 | 20 | 235.3056 | 226.0451 | 30.2548 | 86.4 | 0
| All | All Customers | 8 | Monthly System Peak Day | SCE | 1-in-2 | 2024 | 21 | 260.1029 | 240.2359 | 31.5293 | 82.8954 | 0
| All | All Customers | 8 | Monthly System Peak Day | SCE | 1-in-2 | 2024 | 22 | 419.6686 | 394.6645 | 30.9361 | 79.7942 | 0
| All | All Customers | 8 | Monthly System Peak Day | SCE | 1-in-2 | 2024 | 23 | 441.4359 | 415.4253 | 30.814 | 77.8258 | 0
| All | All Customers | 8 | Monthly System Peak Day | SCE | 1-in-2 | 2024 | 24 | 466.1954 | 446.6131 | 30.7944 | 76.3618 | 0
| All | All Customers | 8 | Typical Event Day | SCE | 1-in-2 | 2024 | 1 | 400.5187 | 392.8772 | 30.7818 | 72.4861 | 0
| All | All Customers | 8 | Typical Event Day | SCE | 1-in-2 | 2024 | 2 | 386.5544 | 361.6599 | 30.7657 | 71.5249 | 0
| All | All Customers | 8 | Typical Event Day | SCE | 1-in-2 | 2024 | 3 | 469.3848 | 425.6719 | 30.7645 | 70.6941 | 0
| All | All Customers | 8 | Typical Event Day | SCE | 1-in-2 | 2024 | 4 | 573.0036 | 501.3162 | 30.7616 | 69.8869 | 0
| All | All Customers | 8 | Typical Event Day | SCE | 1-in-2 | 2024 | 5 | 548.7734 | 495.2231 | 30.7704 | 69.2133 | 0
| All | All Customers | 8 | Typical Event Day | SCE | 1-in-2 | 2024 | 6 | 561.0876 | 518.119 | 30.7871 | 68.6247 | 0
| All | All Customers | 8 | Typical Event Day | SCE | 1-in-2 | 2024 | 7 | 575.1281 | 520.9965 | 30.8335 | 68.1379 | 0
| All | All Customers | 8 | Typical Event Day | SCE | 1-in-2 | 2024 | 8 | 585.4331 | 541.8241 | 30.7998 | 68.4562 | 0
| All | All Customers | 8 | Typical Event Day | SCE | 1-in-2 | 2024 | 9 | 525.6275 | 501.3818 | 30.8011 | 70.9203 | 0
| All | All Customers | 8 | Typical Event Day | SCE | 1-in-2 | 2024 | 10 | 516.6148 | 481.8248 | 30.785 | 75.0162 | 0
| All | All Customers | 8 | Typical Event Day | SCE | 1-in-2 | 2024 | 11 | 496.0067 | 460.0347 | 30.7978 | 79.3024 | 0
| All | All Customers | 8 | Typical Event Day | SCE | 1-in-2 | 2024 | 12 | 484.9801 | 449.2309 | 30.8161 | 83.1312 | 0
| All | All Customers | 8 | Typical Event Day | SCE | 1-in-2 | 2024 | 13 | 408.7554 | 392.7445 | 30.8305 | 85.912 | 0
| All | All Customers | 8 | Typical Event Day | SCE | 1-in-2 | 2024 | 14 | 380.4013 | 366.3306 | 30.8251 | 87.9349 | 0
| All | All Customers | 8 | Typical Event Day | SCE | 1-in-2 | 2024 | 15 | 335.3239 | 325.6452 | 30.8411 | 89.4513 | 0
| All | All Customers | 8 | Typical Event Day | SCE | 1-in-2 | 2024 | 16 | 288.8752 | 267.4921 | 30.8301 | 89.7042 | 0
| All | All Customers | 8 | Typical Event Day | SCE | 1-in-2 | 2024 | 17 | 271.489 | 281.2834 | 30.6489 | 89.701 | 0
| All | All Customers | 8 | Typical Event Day | SCE | 1-in-2 | 2024 | 18 | 248.2912 | 273.1015 | 30.741 | 88.7098 | 0
| All | All Customers | 8 | Typical Event Day | SCE | 1-in-2 | 2024 | 19 | 235.1082 | 232.6868 | 30.3982 | 87.0032 | 0
| All | All Customers | 8 | Typical Event Day | SCE | 1-in-2 | 2024 | 20 | 235.3056 | 226.0451 | 30.2548 | 84.6105 | 0
| All | All Customers | 8 | Typical Event Day | SCE | 1-in-2 | 2024 | 21 | 260.1029 | 240.2359 | 31.5293 | 81.2896 | 0
| All | All Customers | 8 | Typical Event Day | SCE | 1-in-2 | 2024 | 22 | 419.6686 | 394.6645 | 30.9361 | 78.334 | 0
| All | All Customers | 8 | Typical Event Day | SCE | 1-in-2 | 2024 | 23 | 441.4359 | 415.4253 | 30.814 | 76.345 | 0
| All | All Customers | 8 | Typical Event Day | SCE | 1-in-2 | 2024 | 24 | 466.1954 | 446.6131 | 30.7944 | 74.6513 | 0
| All | All Customers | 9 | Average Weekday | SCE | 1-in-2 | 2024 | 1 | 369.3347 | 390.5257 | 39.0036 | 68.2248 | 0
| All | All Customers | 9 | Average Weekday | SCE | 1-in-2 | 2024 | 2 | 366.0369 | 376.8596 | 38.9986 | 67.3747 | 0
| All | All Customers | 9 | Average Weekday | SCE | 1-in-2 | 2024 | 3 | 462.6053 | 469.6135 | 38.9971 | 66.6469 | 0
| All | All Customers | 9 | Average Weekday | SCE | 1-in-2 | 2024 | 4 | 568.715 | 579.4476 | 38.9963 | 65.9978 | 0
| All | All Customers | 9 | Average Weekday | SCE | 1-in-2 | 2024 | 5 | 533.3663 | 551.3773 | 38.9935 | 65.4474 | 0
| All | All Customers | 9 | Average Weekday | SCE | 1-in-2 | 2024 | 6 | 534.3499 | 563.0833 | 38.9877 | 64.9529 | 0
| All | All Customers | 9 | Average Weekday | SCE | 1-in-2 | 2024 | 7 | 559.6155 | 578.4205 | 38.9785 | 64.5849 | 0
| All | All Customers | 9 | Average Weekday | SCE | 1-in-2 | 2024 | 8 | 559.1078 | 575.7993 | 39.0126 | 64.395 | 0
| All | All Customers | 9 | Average Weekday | SCE | 1-in-2 | 2024 | 9 | 497.8471 | 514.5509 | 39.0475 | 65.5182 | 0
| All | All Customers | 9 | Average Weekday | SCE | 1-in-2 | 2024 | 10 | 495.3584 | 504.6926 | 39.0441 | 68.2871 | 0
| All | All Customers | 9 | Average Weekday | SCE | 1-in-2 | 2024 | 11 | 478.5198 | 487.1396 | 39.0868 | 71.8009 | 0
| All | All Customers | 9 | Average Weekday | SCE | 1-in-2 | 2024 | 12 | 469.4914 | 478.5818 | 39.1302 | 75.3148 | 0
| All | All Customers | 9 | Average Weekday | SCE | 1-in-2 | 2024 | 13 | 403.4518 | 414.1194 | 39.149 | 78.1724 | 0
| All | All Customers | 9 | Average Weekday | SCE | 1-in-2 | 2024 | 14 | 371.4743 | 381.5376 | 39.1143 | 80.1734 | 0
| All | All Customers | 9 | Average Weekday | SCE | 1-in-2 | 2024 | 15 | 333.013 | 342.8362 | 39.044 | 81.3344 | 0
| All | All Customers | 9 | Average Weekday | SCE | 1-in-2 | 2024 | 16 | 302.053 | 301.4095 | 38.9934 | 81.812 | 0
| All | All Customers | 9 | Average Weekday | SCE | 1-in-2 | 2024 | 17 | 275.1062 | 287.8997 | 39.2269 | 81.5813 | 0
| All | All Customers | 9 | Average Weekday | SCE | 1-in-2 | 2024 | 18 | 256.5411 | 274.3983 | 39.1494 | 80.5863 | 0
| All | All Customers | 9 | Average Weekday | SCE | 1-in-2 | 2024 | 19 | 259.7061 | 270.2869 | 40.3975 | 78.8037 | 0
| All | All Customers | 9 | Average Weekday | SCE | 1-in-2 | 2024 | 20 | 260.3827 | 268.9435 | 38.8615 | 75.9106 | 0
| All | All Customers | 9 | Average Weekday | SCE | 1-in-2 | 2024 | 21 | 276.9117 | 286.8989 | 39.0279 | 72.9426 | 0
| All | All Customers | 9 | Average Weekday | SCE | 1-in-2 | 2024 | 22 | 418.9678 | 441.9948 | 38.9567 | 71.2201 | 0
| All | All Customers | 9 | Average Weekday | SCE | 1-in-2 | 2024 | 23 | 421.1835 | 443.8179 | 39.0066 | 69.9888 | 0
| All | All Customers | 9 | Average Weekday | SCE | 1-in-2 | 2024 | 24 | 435.5126 | 467.0767 | 39.011 | 68.9206 | 0
| All | All Customers | 9 | Monthly System Peak Day | SCE | 1-in-2 | 2024 | 1 | 369.3347 | 353.0199 | 39.085 | 75.2302 | 0
| All | All Customers | 9 | Monthly System Peak Day | SCE | 1-in-2 | 2024 | 2 | 366.0369 | 330.6968 | 39.0712 | 74.1473 | 0
| All | All Customers | 9 | Monthly System Peak Day | SCE | 1-in-2 | 2024 | 3 | 462.6053 | 399.993 | 39.0697 | 73.2171 | 0
| All | All Customers | 9 | Monthly System Peak Day | SCE | 1-in-2 | 2024 | 4 | 568.715 | 468.2276 | 39.0654 | 72.3767 | 0
| All | All Customers | 9 | Monthly System Peak Day | SCE | 1-in-2 | 2024 | 5 | 533.3663 | 447.1781 | 39.0727 | 71.3744 | 0
| All | All Customers | 9 | Monthly System Peak Day | SCE | 1-in-2 | 2024 | 6 | 534.3499 | 459.9809 | 39.0845 | 70.647 | 0
| All | All Customers | 9 | Monthly System Peak Day | SCE | 1-in-2 | 2024 | 7 | 559.6155 | 484.8931 | 39.1391 | 70.3486 | 0
| All | All Customers | 9 | Monthly System Peak Day | SCE | 1-in-2 | 2024 | 8 | 559.1078 | 486.9106 | 39.1061 | 70.1718 | 0
| All | All Customers | 9 | Monthly System Peak Day | SCE | 1-in-2 | 2024 | 9 | 497.8471 | 466.1003 | 39.1095 | 72.2417 | 0
| All | All Customers | 9 | Monthly System Peak Day | SCE | 1-in-2 | 2024 | 10 | 495.3584 | 450.9097 | 39.1065 | 76.6962 | 0
| All | All Customers | 9 | Monthly System Peak Day | SCE | 1-in-2 | 2024 | 11 | 478.5198 | 433.5573 | 39.1101 | 81.9531 | 0
| All | All Customers | 9 | Monthly System Peak Day | SCE | 1-in-2 | 2024 | 12 | 469.4914 | 424.7793 | 39.1098 | 86.7778 | 0
| All | All Customers | 9 | Monthly System Peak Day | SCE | 1-in-2 | 2024 | 13 | 403.4518 | 371.459 | 39.1184 | 90.8267 | 0
| All | All Customers | 9 | Monthly System Peak Day | SCE | 1-in-2 | 2024 | 14 | 371.4743 | 345.3043 | 39.1147 | 93.6136 | 0
| All | All Customers | 9 | Monthly System Peak Day | SCE | 1-in-2 | 2024 | 15 | 333.013 | 313.7443 | 39.1396 | 94.781 | 0
| All | All Customers | 9 | Monthly System Peak Day | SCE | 1-in-2 | 2024 | 16 | 302.053 | 270.7439 | 39.1493 | 94.2312 | 0
| All | All Customers | 9 | Monthly System Peak Day | SCE | 1-in-2 | 2024 | 17 | 275.1062 | 285.9802 | 39.0263 | 93.9331 | 0
| All | All Customers | 9 | Monthly System Peak Day | SCE | 1-in-2 | 2024 | 18 | 256.5411 | 280.3152 | 39.0354 | 93.1571 | 0
| All | All Customers | 9 | Monthly System Peak Day | SCE | 1-in-2 | 2024 | 19 | 259.7061 | 231.3565 | 39.5189 | 92.0918 | 0
| All | All Customers | 9 | Monthly System Peak Day | SCE | 1-in-2 | 2024 | 20 | 260.3827 | 220.3383 | 38.2132 | 89.7033 | 0
| All | All Customers | 9 | Monthly System Peak Day | SCE | 1-in-2 | 2024 | 21 | 276.9117 | 245.9052 | 39.1851 | 86.0369 | 0
| All | All Customers | 9 | Monthly System Peak Day | SCE | 1-in-2 | 2024 | 22 | 418.9678 | 376.7251 | 39.1896 | 83.6113 | 0
| All | All Customers | 9 | Monthly System Peak Day | SCE | 1-in-2 | 2024 | 23 | 421.1835 | 375.3736 | 39.0788 | 81.6711 | 0
| All | All Customers | 9 | Monthly System Peak Day | SCE | 1-in-2 | 2024 | 24 | 435.5126 | 399.6432 | 39.0876 | 79.6122 | 0
| All | All Customers | 10 | Average Weekday | SCE | 1-in-2 | 2024 | 1 | 396.3725 | 410.2602 | 36.1936 | 63.1078 | 0
| All | All Customers | 10 | Average Weekday | SCE | 1-in-2 | 2024 | 2 | 374.9754 | 382.2005 | 36.0964 | 62.2306 | 0
| All | All Customers | 10 | Average Weekday | SCE | 1-in-2 | 2024 | 3 | 468.9156 | 478.9274 | 36.0826 | 61.3429 | 0
| All | All Customers | 10 | Average Weekday | SCE | 1-in-2 | 2024 | 4 | 576.1707 | 591.0979 | 36.0494 | 60.6521 | 0
| All | All Customers | 10 | Average Weekday | SCE | 1-in-2 | 2024 | 5 | 580.7927 | 597.8546 | 36.0553 | 59.9614 | 0
| All | All Customers | 10 | Average Weekday | SCE | 1-in-2 | 2024 | 6 | 593.3194 | 614.4036 | 36.0231 | 59.4727 | 0
| All | All Customers | 10 | Average Weekday | SCE | 1-in-2 | 2024 | 7 | 602.0191 | 617.7917 | 36.0366 | 59.0885 | 0
| All | All Customers | 10 | Average Weekday | SCE | 1-in-2 | 2024 | 8 | 625.7188 | 651.4166 | 36.2967 | 58.8572 | 0
| All | All Customers | 10 | Average Weekday | SCE | 1-in-2 | 2024 | 9 | 564.6526 | 601.759 | 36.5606 | 59.2786 | 0
| All | All Customers | 10 | Average Weekday | SCE | 1-in-2 | 2024 | 10 | 550.606 | 570.4808 | 36.3345 | 61.808 | 0
| All | All Customers | 10 | Average Weekday | SCE | 1-in-2 | 2024 | 11 | 541.8837 | 556.9167 | 36.4645 | 65.2524 | 0
| All | All Customers | 10 | Average Weekday | SCE | 1-in-2 | 2024 | 12 | 524.9621 | 536.4396 | 36.6078 | 68.7871 | 0
| All | All Customers | 10 | Average Weekday | SCE | 1-in-2 | 2024 | 13 | 432.7578 | 441.6661 | 36.7036 | 71.7612 | 0
| All | All Customers | 10 | Average Weekday | SCE | 1-in-2 | 2024 | 14 | 383.1772 | 389.2332 | 36.5948 | 73.8981 | 0
| All | All Customers | 10 | Average Weekday | SCE | 1-in-2 | 2024 | 15 | 340.1593 | 345.2501 | 36.3774 | 75.2877 | 0
| All | All Customers | 10 | Average Weekday | SCE | 1-in-2 | 2024 | 16 | 294.0502 | 295.9997 | 36.0947 | 76.0881 | 0
| All | All Customers | 10 | Average Weekday | SCE | 1-in-2 | 2024 | 17 | 274.9602 | 283.2591 | 35.8507 | 75.9371 | 0
| All | All Customers | 10 | Average Weekday | SCE | 1-in-2 | 2024 | 18 | 267.4822 | 273.9476 | 35.8782 | 74.9092 | 0
| All | All Customers | 10 | Average Weekday | SCE | 1-in-2 | 2024 | 19 | 258.3575 | 262.8942 | 36.3915 | 72.9505 | 0
| All | All Customers | 10 | Average Weekday | SCE | 1-in-2 | 2024 | 20 | 259.917 | 263.9413 | 35.8105 | 70.0551 | 0
| All | All Customers | 10 | Average Weekday | SCE | 1-in-2 | 2024 | 21 | 267.6758 | 271.946 | 35.8795 | 67.8774 | 0
| All | All Customers | 10 | Average Weekday | SCE | 1-in-2 | 2024 | 22 | 438.8105 | 461.0501 | 36.082 | 66.2813 | 0
| All | All Customers | 10 | Average Weekday | SCE | 1-in-2 | 2024 | 23 | 427.6323 | 451.0824 | 36.1787 | 65.0082 | 0
| All | All Customers | 10 | Average Weekday | SCE | 1-in-2 | 2024 | 24 | 444.8675 | 476.438 | 36.2897 | 63.8932 | 0
| All | All Customers | 10 | Monthly System Peak Day | SCE | 1-in-2 | 2024 | 1 | 396.3725 | 424.3058 | 35.7985 | 71.8962 | 0
| All | All Customers | 10 | Monthly System Peak Day | SCE | 1-in-2 | 2024 | 2 | 374.9754 | 389.5058 | 35.843 | 70.4043 | 0
| All | All Customers | 10 | Monthly System Peak Day | SCE | 1-in-2 | 2024 | 3 | 468.9156 | 487.1531 | 35.8498 | 68.1625 | 0
| All | All Customers | 10 | Monthly System Peak Day | SCE | 1-in-2 | 2024 | 4 | 576.1707 | 596.097 | 35.8718 | 67.3048 | 0
| All | All Customers | 10 | Monthly System Peak Day | SCE | 1-in-2 | 2024 | 5 | 580.7927 | 605.4506 | 35.8692 | 66.6615 | 0
| All | All Customers | 10 | Monthly System Peak Day | SCE | 1-in-2 | 2024 | 6 | 593.3194 | 615.6284 | 35.8974 | 66.0378 | 0
| All | All Customers | 10 | Monthly System Peak Day | SCE | 1-in-2 | 2024 | 7 | 602.0191 | 615.5634 | 35.9047 | 65.2515 | 0
| All | All Customers | 10 | Monthly System Peak Day | SCE | 1-in-2 | 2024 | 8 | 625.7188 | 662.5347 | 35.7751 | 65.0625 | 0
| All | All Customers | 10 | Monthly System Peak Day | SCE | 1-in-2 | 2024 | 9 | 564.6526 | 612.5826 | 35.7325 | 65.933 | 0
| All | All Customers | 10 | Monthly System Peak Day | SCE | 1-in-2 | 2024 | 10 | 550.606 | 576.9187 | 35.7838 | 70.1461 | 0
| All | All Customers | 10 | Monthly System Peak Day | SCE | 1-in-2 | 2024 | 11 | 541.8837 | 566.7879 | 35.8141 | 76.4511 | 0
| All | All Customers | 10 | Monthly System Peak Day | SCE | 1-in-2 | 2024 | 12 | 524.9621 | 549.7369 | 35.88 | 82.4643 | 0
| All | All Customers | 10 | Monthly System Peak Day | SCE | 1-in-2 | 2024 | 13 | 432.7578 | 445.0903 | 35.9443 | 86.6366 | 0
| All | All Customers | 10 | Monthly System Peak Day | SCE | 1-in-2 | 2024 | 14 | 383.1772 | 389.6909 | 35.8851 | 89.0965 | 0
| All | All Customers | 10 | Monthly System Peak Day | SCE | 1-in-2 | 2024 | 15 | 340.1593 | 344.7126 | 35.8096 | 90.3652 | 0
| All | All Customers | 10 | Monthly System Peak Day | SCE | 1-in-2 | 2024 | 16 | 294.0502 | 293.7181 | 35.8518 | 90.8787 | 0
| All | All Customers | 10 | Monthly System Peak Day | SCE | 1-in-2 | 2024 | 17 | 274.9602 | 283.2743 | 35.8192 | 90.5482 | 0
| All | All Customers | 10 | Monthly System Peak Day | SCE | 1-in-2 | 2024 | 18 | 267.4822 | 274.3459 | 35.8056 | 89.5589 | 0
| All | All Customers | 10 | Monthly System Peak Day | SCE | 1-in-2 | 2024 | 19 | 258.3575 | 262.1948 | 36.5291 | 87.8291 | 0
| All | All Customers | 10 | Monthly System Peak Day | SCE | 1-in-2 | 2024 | 20 | 259.917 | 263.1383 | 35.8102 | 84.3371 | 0
| All | All Customers | 10 | Monthly System Peak Day | SCE | 1-in-2 | 2024 | 21 | 267.6758 | 272.8369 | 35.9398 | 81.1782 | 0
| All | All Customers | 10 | Monthly System Peak Day | SCE | 1-in-2 | 2024 | 22 | 438.8105 | 461.2809 | 35.8753 | 78.8058 | 0
| All | All Customers | 10 | Monthly System Peak Day | SCE | 1-in-2 | 2024 | 23 | 427.6323 | 455.4518 | 35.8212 | 76.234 | 0
| All | All Customers | 10 | Monthly System Peak Day | SCE | 1-in-2 | 2024 | 24 | 444.8675 | 496.5461 | 35.7662 | 74.6523 | 0
| All | All Customers | 11 | Average Weekday | SCE | 1-in-2 | 2024 | 1 | 372.4746 | 380.7807 | 36.0916 | 57.097 | 0
| All | All Customers | 11 | Average Weekday | SCE | 1-in-2 | 2024 | 2 | 355.1923 | 362.0052 | 36.0788 | 56.2395 | 0
| All | All Customers | 11 | Average Weekday | SCE | 1-in-2 | 2024 | 3 | 448.6573 | 460.2681 | 36.0548 | 55.5321 | 0
| All | All Customers | 11 | Average Weekday | SCE | 1-in-2 | 2024 | 4 | 562.3259 | 580.5367 | 36.0588 | 54.9319 | 0
| All | All Customers | 11 | Average Weekday | SCE | 1-in-2 | 2024 | 5 | 553.8588 | 582.9341 | 36.0378 | 54.3851 | 0
| All | All Customers | 11 | Average Weekday | SCE | 1-in-2 | 2024 | 6 | 569.1667 | 606.3554 | 36.0475 | 53.8723 | 0
| All | All Customers | 11 | Average Weekday | SCE | 1-in-2 | 2024 | 7 | 583.3228 | 599.653 | 36.2269 | 53.6302 | 0
| All | All Customers | 11 | Average Weekday | SCE | 1-in-2 | 2024 | 8 | 595.5259 | 610.1433 | 36.4052 | 53.5519 | 0
| All | All Customers | 11 | Average Weekday | SCE | 1-in-2 | 2024 | 9 | 539.9566 | 566.3962 | 36.2532 | 55.1501 | 0
| All | All Customers | 11 | Average Weekday | SCE | 1-in-2 | 2024 | 10 | 525.7217 | 539.9154 | 36.3351 | 58.5803 | 0
| All | All Customers | 11 | Average Weekday | SCE | 1-in-2 | 2024 | 11 | 508.9359 | 518.4775 | 36.4352 | 62.3808 | 0
| All | All Customers | 11 | Average Weekday | SCE | 1-in-2 | 2024 | 12 | 497.8856 | 504.8698 | 36.5027 | 65.6261 | 0
| All | All Customers | 11 | Average Weekday | SCE | 1-in-2 | 2024 | 13 | 412.435 | 422.212 | 36.44 | 67.9906 | 0
| All | All Customers | 11 | Average Weekday | SCE | 1-in-2 | 2024 | 14 | 375.3201 | 382.3042 | 36.3074 | 69.4818 | 0
| All | All Customers | 11 | Average Weekday | SCE | 1-in-2 | 2024 | 15 | 323.1894 | 330.0462 | 36.1082 | 70.3008 | 0
| All | All Customers | 11 | Average Weekday | SCE | 1-in-2 | 2024 | 16 | 284.7941 | 286.2736 | 36.1087 | 70.3572 | 0
| All | All Customers | 11 | Average Weekday | SCE | 1-in-2 | 2024 | 17 | 263.7669 | 271.3594 | 35.8775 | 69.4195 | 0
| All | All Customers | 11 | Average Weekday | SCE | 1-in-2 | 2024 | 18 | 253.342 | 260.6102 | 35.9458 | 67.259 | 0
| All | All Customers | 11 | Average Weekday | SCE | 1-in-2 | 2024 | 19 | 248.5711 | 252.9967 | 35.8112 | 64.7932 | 0
| All | All Customers | 11 | Average Weekday | SCE | 1-in-2 | 2024 | 20 | 247.1587 | 315.9741 | 43.5752 | 62.9626 | 0
| All | All Customers | 11 | Average Weekday | SCE | 1-in-2 | 2024 | 21 | 249.4613 | 254.7407 | 35.9106 | 61.4319 | 0
| All | All Customers | 11 | Average Weekday | SCE | 1-in-2 | 2024 | 22 | 414.349 | 434.2648 | 36.1396 | 60.0821 | 0
| All | All Customers | 11 | Average Weekday | SCE | 1-in-2 | 2024 | 23 | 403.4679 | 420.4698 | 36.2188 | 58.91 | 0
| All | All Customers | 11 | Average Weekday | SCE | 1-in-2 | 2024 | 24 | 417.5312 | 433.6381 | 36.1599 | 57.9723 | 0
| All | All Customers | 11 | Monthly System Peak Day | SCE | 1-in-2 | 2024 | 1 | 372.4746 | 389.0068 | 35.8619 | 63.6961 | 0
| All | All Customers | 11 | Monthly System Peak Day | SCE | 1-in-2 | 2024 | 2 | 355.1923 | 368.8825 | 35.8615 | 62.2587 | 0
| All | All Customers | 11 | Monthly System Peak Day | SCE | 1-in-2 | 2024 | 3 | 448.6573 | 466.4171 | 35.8876 | 61.2894 | 0
| All | All Customers | 11 | Monthly System Peak Day | SCE | 1-in-2 | 2024 | 4 | 562.3259 | 586.9885 | 35.8809 | 60.4635 | 0
| All | All Customers | 11 | Monthly System Peak Day | SCE | 1-in-2 | 2024 | 5 | 553.8588 | 587.9181 | 35.9149 | 59.6652 | 0
| All | All Customers | 11 | Monthly System Peak Day | SCE | 1-in-2 | 2024 | 6 | 569.1667 | 609.2676 | 35.9136 | 58.6302 | 0
| All | All Customers | 11 | Monthly System Peak Day | SCE | 1-in-2 | 2024 | 7 | 583.3228 | 599.5401 | 35.7486 | 58.3757 | 0
| All | All Customers | 11 | Monthly System Peak Day | SCE | 1-in-2 | 2024 | 8 | 595.5259 | 632.8887 | 35.7113 | 58.0452 | 0
| All | All Customers | 11 | Monthly System Peak Day | SCE | 1-in-2 | 2024 | 9 | 539.9566 | 574.574 | 35.8224 | 60.3861 | 0
| All | All Customers | 11 | Monthly System Peak Day | SCE | 1-in-2 | 2024 | 10 | 525.7217 | 549.5862 | 35.8 | 65.4171 | 0
| All | All Customers | 11 | Monthly System Peak Day | SCE | 1-in-2 | 2024 | 11 | 508.9359 | 532.6018 | 35.8951 | 71.7569 | 0
| All | All Customers | 11 | Monthly System Peak Day | SCE | 1-in-2 | 2024 | 12 | 497.8856 | 520.5063 | 36.0264 | 77.5791 | 0
| All | All Customers | 11 | Monthly System Peak Day | SCE | 1-in-2 | 2024 | 13 | 412.435 | 425.4206 | 36.0117 | 81.6227 | 0
| All | All Customers | 11 | Monthly System Peak Day | SCE | 1-in-2 | 2024 | 14 | 375.3201 | 381.7884 | 35.8982 | 84.1448 | 0
| All | All Customers | 11 | Monthly System Peak Day | SCE | 1-in-2 | 2024 | 15 | 323.1894 | 329.4827 | 35.895 | 85.3594 | 0
| All | All Customers | 11 | Monthly System Peak Day | SCE | 1-in-2 | 2024 | 16 | 284.7941 | 284.0003 | 35.8465 | 85.3616 | 0
| All | All Customers | 11 | Monthly System Peak Day | SCE | 1-in-2 | 2024 | 17 | 263.7669 | 272.141 | 35.8006 | 84.0997 | 0
| All | All Customers | 11 | Monthly System Peak Day | SCE | 1-in-2 | 2024 | 18 | 253.342 | 262.6739 | 35.7527 | 81.2779 | 0
| All | All Customers | 11 | Monthly System Peak Day | SCE | 1-in-2 | 2024 | 19 | 248.5711 | 252.7315 | 35.8109 | 77.5579 | 0
| All | All Customers | 11 | Monthly System Peak Day | SCE | 1-in-2 | 2024 | 20 | 247.1587 | 371.459 | 47.8383 | 74.9178 | 0
| All | All Customers | 11 | Monthly System Peak Day | SCE | 1-in-2 | 2024 | 21 | 249.4613 | 255.4556 | 35.9699 | 72.6122 | 0
| All | All Customers | 11 | Monthly System Peak Day | SCE | 1-in-2 | 2024 | 22 | 414.349 | 436.5223 | 35.8215 | 70.6432 | 0
| All | All Customers | 11 | Monthly System Peak Day | SCE | 1-in-2 | 2024 | 23 | 403.4679 | 427.6799 | 35.7679 | 68.8396 | 0
| All | All Customers | 11 | Monthly System Peak Day | SCE | 1-in-2 | 2024 | 24 | 417.5312 | 448.4546 | 35.8165 | 67.2187 | 0
| All | All Customers | 12 | Average Weekday | SCE | 1-in-2 | 2024 | 1 | 412.2902 | 420.838 | 35.9745 | 51.0993 | 0
| All | All Customers | 12 | Average Weekday | SCE | 1-in-2 | 2024 | 2 | 396.59 | 404.1476 | 35.9686 | 50.4096 | 0
| All | All Customers | 12 | Average Weekday | SCE | 1-in-2 | 2024 | 3 | 487.9192 | 500.5722 | 35.9679 | 49.8263 | 0
| All | All Customers | 12 | Average Weekday | SCE | 1-in-2 | 2024 | 4 | 603.0886 | 622.2704 | 35.9672 | 49.2979 | 0
| All | All Customers | 12 | Average Weekday | SCE | 1-in-2 | 2024 | 5 | 598.2026 | 629.6807 | 35.9702 | 48.8154 | 0
| All | All Customers | 12 | Average Weekday | SCE | 1-in-2 | 2024 | 6 | 599.5035 | 639.855 | 35.9753 | 48.2936 | 0
| All | All Customers | 12 | Average Weekday | SCE | 1-in-2 | 2024 | 7 | 607.0504 | 624.259 | 35.9819 | 47.946 | 0
| All | All Customers | 12 | Average Weekday | SCE | 1-in-2 | 2024 | 8 | 625.3207 | 641.9711 | 35.99 | 47.7165 | 0
| All | All Customers | 12 | Average Weekday | SCE | 1-in-2 | 2024 | 9 | 561.246 | 588.5967 | 35.9987 | 48.2968 | 0
| All | All Customers | 12 | Average Weekday | SCE | 1-in-2 | 2024 | 10 | 537.7172 | 554.5152 | 35.9868 | 50.7893 | 0
| All | All Customers | 12 | Average Weekday | SCE | 1-in-2 | 2024 | 11 | 523.597 | 534.4273 | 36.0031 | 53.9511 | 0
| All | All Customers | 12 | Average Weekday | SCE | 1-in-2 | 2024 | 12 | 511.281 | 517.9429 | 36.0194 | 56.8956 | 0
| All | All Customers | 12 | Average Weekday | SCE | 1-in-2 | 2024 | 13 | 432.6716 | 442.1375 | 36.0297 | 59.1373 | 0
| All | All Customers | 12 | Average Weekday | SCE | 1-in-2 | 2024 | 14 | 399.1954 | 406.7219 | 36.0179 | 60.6795 | 0
| All | All Customers | 12 | Average Weekday | SCE | 1-in-2 | 2024 | 15 | 364.0277 | 370.2049 | 35.9934 | 61.5091 | 0
| All | All Customers | 12 | Average Weekday | SCE | 1-in-2 | 2024 | 16 | 323.8915 | 325.1936 | 35.9742 | 61.6436 | 0
| All | All Customers | 12 | Average Weekday | SCE | 1-in-2 | 2024 | 17 | 310.138 | 318.5144 | 35.8354 | 60.916 | 0
| All | All Customers | 12 | Average Weekday | SCE | 1-in-2 | 2024 | 18 | 301.4919 | 308.643 | 35.8357 | 58.9961 | 0
| All | All Customers | 12 | Average Weekday | SCE | 1-in-2 | 2024 | 19 | 297.9022 | 302.1418 | 35.8107 | 56.8459 | 0
| All | All Customers | 12 | Average Weekday | SCE | 1-in-2 | 2024 | 20 | 304.8777 | 374.8689 | 36.5062 | 55.3643 | 0
| All | All Customers | 12 | Average Weekday | SCE | 1-in-2 | 2024 | 21 | 308.5044 | 313.8965 | 35.8786 | 54.1662 | 0
| All | All Customers | 12 | Average Weekday | SCE | 1-in-2 | 2024 | 22 | 460.7942 | 480.1756 | 35.9793 | 53.0867 | 0
| All | All Customers | 12 | Average Weekday | SCE | 1-in-2 | 2024 | 23 | 449.6122 | 466.197 | 35.9826 | 52.1648 | 0
| All | All Customers | 12 | Average Weekday | SCE | 1-in-2 | 2024 | 24 | 461.7218 | 478.3094 | 35.9824 | 51.3065 | 0
| All | All Customers | 12 | Monthly System Peak Day | SCE | 1-in-2 | 2024 | 1 | 412.2902 | 420.838 | 35.9745 | 43.8672 | 0
| All | All Customers | 12 | Monthly System Peak Day | SCE | 1-in-2 | 2024 | 2 | 396.59 | 404.1476 | 35.9686 | 43.2256 | 0
| All | All Customers | 12 | Monthly System Peak Day | SCE | 1-in-2 | 2024 | 3 | 487.9192 | 500.5722 | 35.9679 | 42.6913 | 0
| All | All Customers | 12 | Monthly System Peak Day | SCE | 1-in-2 | 2024 | 4 | 603.0886 | 622.2704 | 35.9672 | 42.4777 | 0
| All | All Customers | 12 | Monthly System Peak Day | SCE | 1-in-2 | 2024 | 5 | 598.2026 | 629.6807 | 35.9702 | 42.1367 | 0
| All | All Customers | 12 | Monthly System Peak Day | SCE | 1-in-2 | 2024 | 6 | 599.5035 | 639.855 | 35.9753 | 41.8913 | 0
| All | All Customers | 12 | Monthly System Peak Day | SCE | 1-in-2 | 2024 | 7 | 607.0504 | 624.259 | 35.9819 | 41.6735 | 0
| All | All Customers | 12 | Monthly System Peak Day | SCE | 1-in-2 | 2024 | 8 | 625.3207 | 641.9711 | 35.99 | 41.2499 | 0
| All | All Customers | 12 | Monthly System Peak Day | SCE | 1-in-2 | 2024 | 9 | 561.246 | 588.5967 | 35.9987 | 41.9432 | 0
| All | All Customers | 12 | Monthly System Peak Day | SCE | 1-in-2 | 2024 | 10 | 537.7172 | 554.5152 | 35.9868 | 45.6321 | 0
| All | All Customers | 12 | Monthly System Peak Day | SCE | 1-in-2 | 2024 | 11 | 523.597 | 534.4273 | 36.0031 | 49.6998 | 0
| All | All Customers | 12 | Monthly System Peak Day | SCE | 1-in-2 | 2024 | 12 | 511.281 | 517.9429 | 36.0194 | 53.7228 | 0
| All | All Customers | 12 | Monthly System Peak Day | SCE | 1-in-2 | 2024 | 13 | 432.6716 | 442.1375 | 36.0297 | 56.0063 | 0
| All | All Customers | 12 | Monthly System Peak Day | SCE | 1-in-2 | 2024 | 14 | 399.1954 | 406.7219 | 36.0179 | 57.4507 | 0
| All | All Customers | 12 | Monthly System Peak Day | SCE | 1-in-2 | 2024 | 15 | 364.0277 | 370.2049 | 35.9934 | 58.3329 | 0
| All | All Customers | 12 | Monthly System Peak Day | SCE | 1-in-2 | 2024 | 16 | 323.8915 | 325.1936 | 35.9742 | 58.708 | 0
| All | All Customers | 12 | Monthly System Peak Day | SCE | 1-in-2 | 2024 | 17 | 310.138 | 318.5144 | 35.8354 | 58.3844 | 0
| All | All Customers | 12 | Monthly System Peak Day | SCE | 1-in-2 | 2024 | 18 | 301.4919 | 308.643 | 35.8357 | 56.4194 | 0
| All | All Customers | 12 | Monthly System Peak Day | SCE | 1-in-2 | 2024 | 19 | 297.9022 | 302.1418 | 35.8107 | 53.7091 | 0
| All | All Customers | 12 | Monthly System Peak Day | SCE | 1-in-2 | 2024 | 20 | 304.8777 | 374.8689 | 36.5062 | 51.8177 | 0
| All | All Customers | 12 | Monthly System Peak Day | SCE | 1-in-2 | 2024 | 21 | 308.5044 | 313.8965 | 35.8786 | 50.129 | 0
| All | All Customers | 12 | Monthly System Peak Day | SCE | 1-in-2 | 2024 | 22 | 460.7942 | 480.1756 | 35.9793 | 48.4225 | 0
| All | All Customers | 12 | Monthly System Peak Day | SCE | 1-in-2 | 2024 | 23 | 449.6122 | 466.197 | 35.9826 | 46.8118 | 0
| All | All Customers | 12 | Monthly System Peak Day | SCE | 1-in-2 | 2024 | 24 | 461.7218 | 478.3094 | 35.9824 | 45.5506 | 0
| All | All Customers | 1 | Average Weekday | SCE | 1-in-2 | 2025 | 1 | 410.6417 | 418.6802 | 36.146 | 52.5295 | 0
| All | All Customers | 1 | Average Weekday | SCE | 1-in-2 | 2025 | 2 | 398.3575 | 406.3581 | 36.1401 | 51.5748 | 0
| All | All Customers | 1 | Average Weekday | SCE | 1-in-2 | 2025 | 3 | 495.2759 | 507.6659 | 36.1394 | 50.7559 | 0
| All | All Customers | 1 | Average Weekday | SCE | 1-in-2 | 2025 | 4 | 607.8958 | 626.6658 | 36.1387 | 50.1253 | 0
| All | All Customers | 1 | Average Weekday | SCE | 1-in-2 | 2025 | 5 | 603.5074 | 634.2589 | 36.1417 | 49.4067 | 0
| All | All Customers | 1 | Average Weekday | SCE | 1-in-2 | 2025 | 6 | 612.6995 | 651.9588 | 36.1466 | 48.8381 | 0
| All | All Customers | 1 | Average Weekday | SCE | 1-in-2 | 2025 | 7 | 627.8671 | 644.5097 | 36.1532 | 48.56 | 0
| All | All Customers | 1 | Average Weekday | SCE | 1-in-2 | 2025 | 8 | 649.1423 | 665.0616 | 36.1614 | 48.3527 | 0
| All | All Customers | 1 | Average Weekday | SCE | 1-in-2 | 2025 | 9 | 581.3472 | 606.9079 | 36.1702 | 49.0075 | 0
| All | All Customers | 1 | Average Weekday | SCE | 1-in-2 | 2025 | 10 | 567.9836 | 582.7619 | 36.1584 | 52.3494 | 0
| All | All Customers | 1 | Average Weekday | SCE | 1-in-2 | 2025 | 11 | 549.8693 | 559.5793 | 36.1747 | 56.7873 | 0
| All | All Customers | 1 | Average Weekday | SCE | 1-in-2 | 2025 | 12 | 539.8665 | 546.5637 | 36.191 | 60.8785 | 0
| All | All Customers | 1 | Average Weekday | SCE | 1-in-2 | 2025 | 13 | 465.456 | 474.9222 | 36.2013 | 63.9218 | 0
| All | All Customers | 1 | Average Weekday | SCE | 1-in-2 | 2025 | 14 | 427.8289 | 434.7858 | 36.1894 | 65.9741 | 0
| All | All Customers | 1 | Average Weekday | SCE | 1-in-2 | 2025 | 15 | 389.4882 | 395.1361 | 36.1649 | 67.2299 | 0
| All | All Customers | 1 | Average Weekday | SCE | 1-in-2 | 2025 | 16 | 348.1942 | 349.4495 | 36.1457 | 67.6672 | 0
| All | All Customers | 1 | Average Weekday | SCE | 1-in-2 | 2025 | 17 | 333.4257 | 341.7617 | 36.0095 | 67.081 | 0
| All | All Customers | 1 | Average Weekday | SCE | 1-in-2 | 2025 | 18 | 321.9628 | 329.205 | 36.0097 | 65.1671 | 0
| All | All Customers | 1 | Average Weekday | SCE | 1-in-2 | 2025 | 19 | 310.3935 | 314.6766 | 35.9849 | 62.0782 | 0
| All | All Customers | 1 | Average Weekday | SCE | 1-in-2 | 2025 | 20 | 310.2503 | 379.5421 | 36.675 | 59.7939 | 0
| All | All Customers | 1 | Average Weekday | SCE | 1-in-2 | 2025 | 21 | 302.5446 | 307.7919 | 36.0521 | 58.1234 | 0
| All | All Customers | 1 | Average Weekday | SCE | 1-in-2 | 2025 | 22 | 456.8644 | 476.4337 | 36.1504 | 56.6753 | 0
| All | All Customers | 1 | Average Weekday | SCE | 1-in-2 | 2025 | 23 | 448.9423 | 465.5778 | 36.1539 | 55.3814 | 0
| All | All Customers | 1 | Average Weekday | SCE | 1-in-2 | 2025 | 24 | 465.2177 | 481.0153 | 36.1538 | 54.2169 | 0
| All | All Customers | 1 | Monthly System Peak Day | SCE | 1-in-2 | 2025 | 1 | 410.6417 | 418.6802 | 36.146 | 46.1508 | 0
| All | All Customers | 1 | Monthly System Peak Day | SCE | 1-in-2 | 2025 | 2 | 398.3575 | 406.3581 | 36.1401 | 45.2304 | 0
| All | All Customers | 1 | Monthly System Peak Day | SCE | 1-in-2 | 2025 | 3 | 495.2759 | 507.6659 | 36.1394 | 43.7928 | 0
| All | All Customers | 1 | Monthly System Peak Day | SCE | 1-in-2 | 2025 | 4 | 607.8958 | 626.6658 | 36.1387 | 43.0306 | 0
| All | All Customers | 1 | Monthly System Peak Day | SCE | 1-in-2 | 2025 | 5 | 603.5074 | 634.2589 | 36.1417 | 42.073 | 0
| All | All Customers | 1 | Monthly System Peak Day | SCE | 1-in-2 | 2025 | 6 | 612.6995 | 651.9588 | 36.1466 | 41.6713 | 0
| All | All Customers | 1 | Monthly System Peak Day | SCE | 1-in-2 | 2025 | 7 | 627.8671 | 644.5097 | 36.1532 | 41.5705 | 0
| All | All Customers | 1 | Monthly System Peak Day | SCE | 1-in-2 | 2025 | 8 | 649.1423 | 665.0616 | 36.1614 | 41.7766 | 0
| All | All Customers | 1 | Monthly System Peak Day | SCE | 1-in-2 | 2025 | 9 | 581.3472 | 606.9079 | 36.1702 | 42.4508 | 0
| All | All Customers | 1 | Monthly System Peak Day | SCE | 1-in-2 | 2025 | 10 | 567.9836 | 582.7619 | 36.1584 | 45.1188 | 0
| All | All Customers | 1 | Monthly System Peak Day | SCE | 1-in-2 | 2025 | 11 | 549.8693 | 559.5793 | 36.1747 | 48.6287 | 0
| All | All Customers | 1 | Monthly System Peak Day | SCE | 1-in-2 | 2025 | 12 | 539.8665 | 546.5637 | 36.191 | 51.5031 | 0
| All | All Customers | 1 | Monthly System Peak Day | SCE | 1-in-2 | 2025 | 13 | 465.456 | 474.9222 | 36.2013 | 53.0908 | 0
| All | All Customers | 1 | Monthly System Peak Day | SCE | 1-in-2 | 2025 | 14 | 427.8289 | 434.7858 | 36.1894 | 53.2152 | 0
| All | All Customers | 1 | Monthly System Peak Day | SCE | 1-in-2 | 2025 | 15 | 389.4882 | 395.1361 | 36.1649 | 53.2796 | 0
| All | All Customers | 1 | Monthly System Peak Day | SCE | 1-in-2 | 2025 | 16 | 348.1942 | 349.4495 | 36.1457 | 54.5165 | 0
| All | All Customers | 1 | Monthly System Peak Day | SCE | 1-in-2 | 2025 | 17 | 333.4257 | 341.7617 | 36.0095 | 55.0011 | 0
| All | All Customers | 1 | Monthly System Peak Day | SCE | 1-in-2 | 2025 | 18 | 321.9628 | 329.205 | 36.0097 | 54.0223 | 0
| All | All Customers | 1 | Monthly System Peak Day | SCE | 1-in-2 | 2025 | 19 | 310.3935 | 314.6766 | 35.9849 | 52.2181 | 0
| All | All Customers | 1 | Monthly System Peak Day | SCE | 1-in-2 | 2025 | 20 | 310.2503 | 379.5421 | 36.675 | 50.8769 | 0
| All | All Customers | 1 | Monthly System Peak Day | SCE | 1-in-2 | 2025 | 21 | 302.5446 | 307.7919 | 36.0521 | 49.9865 | 0
| All | All Customers | 1 | Monthly System Peak Day | SCE | 1-in-2 | 2025 | 22 | 456.8644 | 476.4337 | 36.1504 | 48.9518 | 0
| All | All Customers | 1 | Monthly System Peak Day | SCE | 1-in-2 | 2025 | 23 | 448.9423 | 465.5778 | 36.1539 | 47.5941 | 0
| All | All Customers | 1 | Monthly System Peak Day | SCE | 1-in-2 | 2025 | 24 | 465.2177 | 481.0153 | 36.1538 | 46.7194 | 0
| All | All Customers | 2 | Average Weekday | SCE | 1-in-2 | 2025 | 1 | 384.5431 | 393.2841 | 36.1874 | 52.0965 | 0
| All | All Customers | 2 | Average Weekday | SCE | 1-in-2 | 2025 | 2 | 370.6951 | 379.4432 | 36.1809 | 51.2532 | 0
| All | All Customers | 2 | Average Weekday | SCE | 1-in-2 | 2025 | 3 | 461.6011 | 475.0863 | 36.1801 | 50.4252 | 0
| All | All Customers | 2 | Average Weekday | SCE | 1-in-2 | 2025 | 4 | 569.3822 | 590.1297 | 36.1795 | 49.6982 | 0
| All | All Customers | 2 | Average Weekday | SCE | 1-in-2 | 2025 | 5 | 569.0671 | 602.0942 | 36.1831 | 49.1156 | 0
| All | All Customers | 2 | Average Weekday | SCE | 1-in-2 | 2025 | 6 | 581.3663 | 622.4611 | 36.1891 | 48.5566 | 0
| All | All Customers | 2 | Average Weekday | SCE | 1-in-2 | 2025 | 7 | 586.4154 | 603.7458 | 36.1964 | 48.1632 | 0
| All | All Customers | 2 | Average Weekday | SCE | 1-in-2 | 2025 | 8 | 608.6458 | 624.8461 | 36.2046 | 48.0226 | 0
| All | All Customers | 2 | Average Weekday | SCE | 1-in-2 | 2025 | 9 | 558.2441 | 583.7823 | 36.2134 | 49.4233 | 0
| All | All Customers | 2 | Average Weekday | SCE | 1-in-2 | 2025 | 10 | 540.36 | 554.6059 | 36.1998 | 52.86 | 0
| All | All Customers | 2 | Average Weekday | SCE | 1-in-2 | 2025 | 11 | 526.0905 | 535.9703 | 36.2176 | 56.7186 | 0
| All | All Customers | 2 | Average Weekday | SCE | 1-in-2 | 2025 | 12 | 515.4878 | 522.7692 | 36.2354 | 60.1321 | 0
| All | All Customers | 2 | Average Weekday | SCE | 1-in-2 | 2025 | 13 | 439.1493 | 449.4034 | 36.2468 | 62.679 | 0
| All | All Customers | 2 | Average Weekday | SCE | 1-in-2 | 2025 | 14 | 398.292 | 405.7255 | 36.234 | 64.327 | 0
| All | All Customers | 2 | Average Weekday | SCE | 1-in-2 | 2025 | 15 | 352.0769 | 359.2467 | 36.2074 | 65.2057 | 0
| All | All Customers | 2 | Average Weekday | SCE | 1-in-2 | 2025 | 16 | 312.2491 | 314.5408 | 36.1868 | 65.3934 | 0
| All | All Customers | 2 | Average Weekday | SCE | 1-in-2 | 2025 | 17 | 287.0706 | 294.5426 | 36.0232 | 64.8548 | 0
| All | All Customers | 2 | Average Weekday | SCE | 1-in-2 | 2025 | 18 | 275.9013 | 282.3084 | 36.0241 | 63.4338 | 0
| All | All Customers | 2 | Average Weekday | SCE | 1-in-2 | 2025 | 19 | 269.806 | 274.5231 | 35.9852 | 60.8602 | 0
| All | All Customers | 2 | Average Weekday | SCE | 1-in-2 | 2025 | 20 | 269.5965 | 336.7273 | 36.776 | 58.5517 | 0
| All | All Customers | 2 | Average Weekday | SCE | 1-in-2 | 2025 | 21 | 263.9127 | 269.2956 | 36.0676 | 56.9202 | 0
| All | All Customers | 2 | Average Weekday | SCE | 1-in-2 | 2025 | 22 | 420.0002 | 440.1098 | 36.1935 | 55.6652 | 0
| All | All Customers | 2 | Average Weekday | SCE | 1-in-2 | 2025 | 23 | 414.1864 | 431.5114 | 36.197 | 54.4868 | 0
| All | All Customers | 2 | Average Weekday | SCE | 1-in-2 | 2025 | 24 | 432.2133 | 449.0302 | 36.1962 | 53.3759 | 0
| All | All Customers | 2 | Monthly System Peak Day | SCE | 1-in-2 | 2025 | 1 | 384.5431 | 393.2841 | 36.1874 | 43.6333 | 0
| All | All Customers | 2 | Monthly System Peak Day | SCE | 1-in-2 | 2025 | 2 | 370.6951 | 379.4432 | 36.1809 | 43.2482 | 0
| All | All Customers | 2 | Monthly System Peak Day | SCE | 1-in-2 | 2025 | 3 | 461.6011 | 475.0863 | 36.1801 | 42.8123 | 0
| All | All Customers | 2 | Monthly System Peak Day | SCE | 1-in-2 | 2025 | 4 | 569.3822 | 590.1297 | 36.1795 | 42.2775 | 0
| All | All Customers | 2 | Monthly System Peak Day | SCE | 1-in-2 | 2025 | 5 | 569.0671 | 602.0942 | 36.1831 | 41.5906 | 0
| All | All Customers | 2 | Monthly System Peak Day | SCE | 1-in-2 | 2025 | 6 | 581.3663 | 622.4611 | 36.1891 | 40.8777 | 0
| All | All Customers | 2 | Monthly System Peak Day | SCE | 1-in-2 | 2025 | 7 | 586.4154 | 603.7458 | 36.1964 | 40.6514 | 0
| All | All Customers | 2 | Monthly System Peak Day | SCE | 1-in-2 | 2025 | 8 | 608.6458 | 624.8461 | 36.2046 | 40.8793 | 0
| All | All Customers | 2 | Monthly System Peak Day | SCE | 1-in-2 | 2025 | 9 | 558.2441 | 583.7823 | 36.2134 | 42.3693 | 0
| All | All Customers | 2 | Monthly System Peak Day | SCE | 1-in-2 | 2025 | 10 | 540.36 | 554.6059 | 36.1998 | 44.9734 | 0
| All | All Customers | 2 | Monthly System Peak Day | SCE | 1-in-2 | 2025 | 11 | 526.0905 | 535.9703 | 36.2176 | 47.8451 | 0
| All | All Customers | 2 | Monthly System Peak Day | SCE | 1-in-2 | 2025 | 12 | 515.4878 | 522.7692 | 36.2354 | 50.2003 | 0
| All | All Customers | 2 | Monthly System Peak Day | SCE | 1-in-2 | 2025 | 13 | 439.1493 | 449.4034 | 36.2468 | 52.0658 | 0
| All | All Customers | 2 | Monthly System Peak Day | SCE | 1-in-2 | 2025 | 14 | 398.292 | 405.7255 | 36.234 | 53.5748 | 0
| All | All Customers | 2 | Monthly System Peak Day | SCE | 1-in-2 | 2025 | 15 | 352.0769 | 359.2467 | 36.2074 | 54.8527 | 0
| All | All Customers | 2 | Monthly System Peak Day | SCE | 1-in-2 | 2025 | 16 | 312.2491 | 314.5408 | 36.1868 | 55.6969 | 0
| All | All Customers | 2 | Monthly System Peak Day | SCE | 1-in-2 | 2025 | 17 | 287.0706 | 294.5426 | 36.0232 | 55.7396 | 0
| All | All Customers | 2 | Monthly System Peak Day | SCE | 1-in-2 | 2025 | 18 | 275.9013 | 282.3084 | 36.0241 | 54.9962 | 0
| All | All Customers | 2 | Monthly System Peak Day | SCE | 1-in-2 | 2025 | 19 | 269.806 | 274.5231 | 35.9852 | 53.1385 | 0
| All | All Customers | 2 | Monthly System Peak Day | SCE | 1-in-2 | 2025 | 20 | 269.5965 | 336.7273 | 36.776 | 51.5411 | 0
| All | All Customers | 2 | Monthly System Peak Day | SCE | 1-in-2 | 2025 | 21 | 263.9127 | 269.2956 | 36.0676 | 50.1384 | 0
| All | All Customers | 2 | Monthly System Peak Day | SCE | 1-in-2 | 2025 | 22 | 420.0002 | 440.1098 | 36.1935 | 48.936 | 0
| All | All Customers | 2 | Monthly System Peak Day | SCE | 1-in-2 | 2025 | 23 | 414.1864 | 431.5114 | 36.197 | 47.915 | 0
| All | All Customers | 2 | Monthly System Peak Day | SCE | 1-in-2 | 2025 | 24 | 432.2133 | 449.0302 | 36.1962 | 46.7847 | 0
| All | All Customers | 3 | Average Weekday | SCE | 1-in-2 | 2025 | 1 | 416.028 | 431.2795 | 36.2567 | 54.7625 | 0
| All | All Customers | 3 | Average Weekday | SCE | 1-in-2 | 2025 | 2 | 402.429 | 411.0666 | 36.2072 | 53.8696 | 0
| All | All Customers | 3 | Average Weekday | SCE | 1-in-2 | 2025 | 3 | 507.5534 | 518.8016 | 36.1999 | 53.0858 | 0
| All | All Customers | 3 | Average Weekday | SCE | 1-in-2 | 2025 | 4 | 617.3593 | 633.7902 | 36.1837 | 52.4151 | 0
| All | All Customers | 3 | Average Weekday | SCE | 1-in-2 | 2025 | 5 | 599.6871 | 620.2988 | 36.187 | 51.7834 | 0
| All | All Customers | 3 | Average Weekday | SCE | 1-in-2 | 2025 | 6 | 613.6807 | 637.705 | 36.1726 | 51.2916 | 0
| All | All Customers | 3 | Average Weekday | SCE | 1-in-2 | 2025 | 7 | 627.0282 | 643.6107 | 36.1846 | 50.929 | 0
| All | All Customers | 3 | Average Weekday | SCE | 1-in-2 | 2025 | 8 | 645.2233 | 675.3293 | 36.3157 | 50.7469 | 0
| All | All Customers | 3 | Average Weekday | SCE | 1-in-2 | 2025 | 9 | 588.4655 | 626.7393 | 36.4346 | 51.8629 | 0
| All | All Customers | 3 | Average Weekday | SCE | 1-in-2 | 2025 | 10 | 573.875 | 597.0931 | 36.3261 | 54.692 | 0
| All | All Customers | 3 | Average Weekday | SCE | 1-in-2 | 2025 | 11 | 549.3411 | 566.7316 | 36.3852 | 58.0164 | 0
| All | All Customers | 3 | Average Weekday | SCE | 1-in-2 | 2025 | 12 | 541.3811 | 552.9189 | 36.444 | 61.0929 | 0
| All | All Customers | 3 | Average Weekday | SCE | 1-in-2 | 2025 | 13 | 446.7365 | 456.0025 | 36.4751 | 63.4709 | 0
| All | All Customers | 3 | Average Weekday | SCE | 1-in-2 | 2025 | 14 | 417.4887 | 423.8167 | 36.429 | 65.1214 | 0
| All | All Customers | 3 | Average Weekday | SCE | 1-in-2 | 2025 | 15 | 372.2437 | 377.5645 | 36.3347 | 66.1825 | 0
| All | All Customers | 3 | Average Weekday | SCE | 1-in-2 | 2025 | 16 | 334.5153 | 336.6338 | 36.2057 | 66.793 | 0
| All | All Customers | 3 | Average Weekday | SCE | 1-in-2 | 2025 | 17 | 321.3514 | 330.4694 | 36.0194 | 66.7953 | 0
| All | All Customers | 3 | Average Weekday | SCE | 1-in-2 | 2025 | 18 | 307.855 | 314.9179 | 36.0328 | 65.948 | 0
| All | All Customers | 3 | Average Weekday | SCE | 1-in-2 | 2025 | 19 | 300.3565 | 305.2075 | 36.1056 | 64.3239 | 0
| All | All Customers | 3 | Average Weekday | SCE | 1-in-2 | 2025 | 20 | 290.4383 | 294.5 | 35.9845 | 62.0171 | 0
| All | All Customers | 3 | Average Weekday | SCE | 1-in-2 | 2025 | 21 | 276.371 | 280.3272 | 36.0289 | 59.7601 | 0
| All | All Customers | 3 | Average Weekday | SCE | 1-in-2 | 2025 | 22 | 452.0042 | 474.9334 | 36.2079 | 58.2531 | 0
| All | All Customers | 3 | Average Weekday | SCE | 1-in-2 | 2025 | 23 | 450.8807 | 475.1772 | 36.2576 | 57.109 | 0
| All | All Customers | 3 | Average Weekday | SCE | 1-in-2 | 2025 | 24 | 476.2809 | 509.0219 | 36.3073 | 56.1105 | 0
| All | All Customers | 3 | Monthly System Peak Day | SCE | 1-in-2 | 2025 | 1 | 416.028 | 431.2795 | 36.2567 | 57.2027 | 0
| All | All Customers | 3 | Monthly System Peak Day | SCE | 1-in-2 | 2025 | 2 | 402.429 | 411.0666 | 36.2072 | 55.9682 | 0
| All | All Customers | 3 | Monthly System Peak Day | SCE | 1-in-2 | 2025 | 3 | 507.5534 | 518.8016 | 36.1999 | 54.3904 | 0
| All | All Customers | 3 | Monthly System Peak Day | SCE | 1-in-2 | 2025 | 4 | 617.3593 | 633.7902 | 36.1837 | 53.6067 | 0
| All | All Customers | 3 | Monthly System Peak Day | SCE | 1-in-2 | 2025 | 5 | 599.6871 | 620.2988 | 36.187 | 52.7762 | 0
| All | All Customers | 3 | Monthly System Peak Day | SCE | 1-in-2 | 2025 | 6 | 613.6807 | 637.705 | 36.1726 | 51.984 | 0
| All | All Customers | 3 | Monthly System Peak Day | SCE | 1-in-2 | 2025 | 7 | 627.0282 | 643.6107 | 36.1846 | 51.3964 | 0
| All | All Customers | 3 | Monthly System Peak Day | SCE | 1-in-2 | 2025 | 8 | 645.2233 | 675.3293 | 36.3157 | 50.9278 | 0
| All | All Customers | 3 | Monthly System Peak Day | SCE | 1-in-2 | 2025 | 9 | 588.4655 | 626.7393 | 36.4346 | 51.4779 | 0
| All | All Customers | 3 | Monthly System Peak Day | SCE | 1-in-2 | 2025 | 10 | 573.875 | 597.0931 | 36.3261 | 54.6642 | 0
| All | All Customers | 3 | Monthly System Peak Day | SCE | 1-in-2 | 2025 | 11 | 549.3411 | 566.7316 | 36.3852 | 59.3457 | 0
| All | All Customers | 3 | Monthly System Peak Day | SCE | 1-in-2 | 2025 | 12 | 541.3811 | 552.9189 | 36.444 | 63.7367 | 0
| All | All Customers | 3 | Monthly System Peak Day | SCE | 1-in-2 | 2025 | 13 | 446.7365 | 456.0025 | 36.4751 | 66.7122 | 0
| All | All Customers | 3 | Monthly System Peak Day | SCE | 1-in-2 | 2025 | 14 | 417.4887 | 423.8167 | 36.429 | 68.3248 | 0
| All | All Customers | 3 | Monthly System Peak Day | SCE | 1-in-2 | 2025 | 15 | 372.2437 | 377.5645 | 36.3347 | 69.3994 | 0
| All | All Customers | 3 | Monthly System Peak Day | SCE | 1-in-2 | 2025 | 16 | 334.5153 | 336.6338 | 36.2057 | 70.2048 | 0
| All | All Customers | 3 | Monthly System Peak Day | SCE | 1-in-2 | 2025 | 17 | 321.3514 | 330.4694 | 36.0194 | 70.3423 | 0
| All | All Customers | 3 | Monthly System Peak Day | SCE | 1-in-2 | 2025 | 18 | 307.855 | 314.9179 | 36.0328 | 69.8318 | 0
| All | All Customers | 3 | Monthly System Peak Day | SCE | 1-in-2 | 2025 | 19 | 300.3565 | 305.2075 | 36.1056 | 68.2629 | 0
| All | All Customers | 3 | Monthly System Peak Day | SCE | 1-in-2 | 2025 | 20 | 290.4383 | 294.5 | 35.9845 | 65.4545 | 0
| All | All Customers | 3 | Monthly System Peak Day | SCE | 1-in-2 | 2025 | 21 | 276.371 | 280.3272 | 36.0289 | 62.6352 | 0
| All | All Customers | 3 | Monthly System Peak Day | SCE | 1-in-2 | 2025 | 22 | 452.0042 | 474.9334 | 36.2079 | 60.6982 | 0
| All | All Customers | 3 | Monthly System Peak Day | SCE | 1-in-2 | 2025 | 23 | 450.8807 | 475.1772 | 36.2576 | 59.1499 | 0
| All | All Customers | 3 | Monthly System Peak Day | SCE | 1-in-2 | 2025 | 24 | 476.2809 | 509.0219 | 36.3073 | 57.8611 | 0
| All | All Customers | 4 | Average Weekday | SCE | 1-in-2 | 2025 | 1 | 385.4694 | 399.8794 | 36.259 | 57.1753 | 0
| All | All Customers | 4 | Average Weekday | SCE | 1-in-2 | 2025 | 2 | 372.9457 | 382.2382 | 36.2099 | 56.3202 | 0
| All | All Customers | 4 | Average Weekday | SCE | 1-in-2 | 2025 | 3 | 473.666 | 485.3649 | 36.2026 | 55.5379 | 0
| All | All Customers | 4 | Average Weekday | SCE | 1-in-2 | 2025 | 4 | 575.5037 | 591.4955 | 36.1866 | 54.8818 | 0
| All | All Customers | 4 | Average Weekday | SCE | 1-in-2 | 2025 | 5 | 550.5473 | 569.9597 | 36.1899 | 54.2577 | 0
| All | All Customers | 4 | Average Weekday | SCE | 1-in-2 | 2025 | 6 | 565.0235 | 588.1382 | 36.1757 | 53.7676 | 0
| All | All Customers | 4 | Average Weekday | SCE | 1-in-2 | 2025 | 7 | 579.1103 | 596.2341 | 36.1877 | 53.3789 | 0
| All | All Customers | 4 | Average Weekday | SCE | 1-in-2 | 2025 | 8 | 596.6525 | 624.9819 | 36.318 | 53.2824 | 0
| All | All Customers | 4 | Average Weekday | SCE | 1-in-2 | 2025 | 9 | 531.2966 | 568.6038 | 36.4359 | 54.8003 | 0
| All | All Customers | 4 | Average Weekday | SCE | 1-in-2 | 2025 | 10 | 516.6312 | 540.0941 | 36.3277 | 57.5333 | 0
| All | All Customers | 4 | Average Weekday | SCE | 1-in-2 | 2025 | 11 | 500.9323 | 516.6998 | 36.3863 | 60.4352 | 0
| All | All Customers | 4 | Average Weekday | SCE | 1-in-2 | 2025 | 12 | 493.1861 | 504.7249 | 36.4445 | 63.2489 | 0
| All | All Customers | 4 | Average Weekday | SCE | 1-in-2 | 2025 | 13 | 409.1109 | 418.3306 | 36.4753 | 65.5271 | 0
| All | All Customers | 4 | Average Weekday | SCE | 1-in-2 | 2025 | 14 | 376.4684 | 382.789 | 36.4294 | 67.2952 | 0
| All | All Customers | 4 | Average Weekday | SCE | 1-in-2 | 2025 | 15 | 329.3008 | 334.825 | 36.3358 | 68.5536 | 0
| All | All Customers | 4 | Average Weekday | SCE | 1-in-2 | 2025 | 16 | 288.8282 | 291.0212 | 36.2082 | 69.152 | 0
| All | All Customers | 4 | Average Weekday | SCE | 1-in-2 | 2025 | 17 | 268.5415 | 276.7293 | 36.0223 | 69.2153 | 0
| All | All Customers | 4 | Average Weekday | SCE | 1-in-2 | 2025 | 18 | 250.7765 | 257.1766 | 36.0352 | 68.5661 | 0
| All | All Customers | 4 | Average Weekday | SCE | 1-in-2 | 2025 | 19 | 236.5211 | 241.3497 | 36.1054 | 67.2787 | 0
| All | All Customers | 4 | Average Weekday | SCE | 1-in-2 | 2025 | 20 | 228.8725 | 232.9926 | 35.9846 | 65.0403 | 0
| All | All Customers | 4 | Average Weekday | SCE | 1-in-2 | 2025 | 21 | 236.7751 | 240.8916 | 36.0333 | 62.1313 | 0
| All | All Customers | 4 | Average Weekday | SCE | 1-in-2 | 2025 | 22 | 412.5243 | 435.2104 | 36.2106 | 60.0517 | 0
| All | All Customers | 4 | Average Weekday | SCE | 1-in-2 | 2025 | 23 | 415.0725 | 439.0585 | 36.2605 | 58.7101 | 0
| All | All Customers | 4 | Average Weekday | SCE | 1-in-2 | 2025 | 24 | 442.2657 | 474.3913 | 36.3095 | 57.68 | 0
| All | All Customers | 4 | Monthly System Peak Day | SCE | 1-in-2 | 2025 | 1 | 385.4694 | 399.8794 | 36.259 | 64.7863 | 0
| All | All Customers | 4 | Monthly System Peak Day | SCE | 1-in-2 | 2025 | 2 | 372.9457 | 382.2382 | 36.2099 | 63.5506 | 0
| All | All Customers | 4 | Monthly System Peak Day | SCE | 1-in-2 | 2025 | 3 | 473.666 | 485.3649 | 36.2026 | 62.4604 | 0
| All | All Customers | 4 | Monthly System Peak Day | SCE | 1-in-2 | 2025 | 4 | 575.5037 | 591.4955 | 36.1866 | 61.4728 | 0
| All | All Customers | 4 | Monthly System Peak Day | SCE | 1-in-2 | 2025 | 5 | 550.5473 | 569.9597 | 36.1899 | 60.4898 | 0
| All | All Customers | 4 | Monthly System Peak Day | SCE | 1-in-2 | 2025 | 6 | 565.0235 | 588.1382 | 36.1757 | 59.5601 | 0
| All | All Customers | 4 | Monthly System Peak Day | SCE | 1-in-2 | 2025 | 7 | 579.1103 | 596.2341 | 36.1877 | 58.9145 | 0
| All | All Customers | 4 | Monthly System Peak Day | SCE | 1-in-2 | 2025 | 8 | 596.6525 | 624.9819 | 36.318 | 58.7164 | 0
| All | All Customers | 4 | Monthly System Peak Day | SCE | 1-in-2 | 2025 | 9 | 531.2966 | 568.6038 | 36.4359 | 60.5697 | 0
| All | All Customers | 4 | Monthly System Peak Day | SCE | 1-in-2 | 2025 | 10 | 516.6312 | 540.0941 | 36.3277 | 64.9865 | 0
| All | All Customers | 4 | Monthly System Peak Day | SCE | 1-in-2 | 2025 | 11 | 500.9323 | 516.6998 | 36.3863 | 70.5153 | 0
| All | All Customers | 4 | Monthly System Peak Day | SCE | 1-in-2 | 2025 | 12 | 493.1861 | 504.7249 | 36.4445 | 75.5434 | 0
| All | All Customers | 4 | Monthly System Peak Day | SCE | 1-in-2 | 2025 | 13 | 409.1109 | 418.3306 | 36.4753 | 79.61 | 0
| All | All Customers | 4 | Monthly System Peak Day | SCE | 1-in-2 | 2025 | 14 | 376.4684 | 382.789 | 36.4294 | 82.1546 | 0
| All | All Customers | 4 | Monthly System Peak Day | SCE | 1-in-2 | 2025 | 15 | 329.3008 | 334.825 | 36.3358 | 83.5285 | 0
| All | All Customers | 4 | Monthly System Peak Day | SCE | 1-in-2 | 2025 | 16 | 288.8282 | 291.0212 | 36.2082 | 84.0505 | 0
| All | All Customers | 4 | Monthly System Peak Day | SCE | 1-in-2 | 2025 | 17 | 268.5415 | 276.7293 | 36.0223 | 83.3182 | 0
| All | All Customers | 4 | Monthly System Peak Day | SCE | 1-in-2 | 2025 | 18 | 250.7765 | 257.1766 | 36.0352 | 83.0665 | 0
| All | All Customers | 4 | Monthly System Peak Day | SCE | 1-in-2 | 2025 | 19 | 236.5211 | 241.3497 | 36.1054 | 81.6476 | 0
| All | All Customers | 4 | Monthly System Peak Day | SCE | 1-in-2 | 2025 | 20 | 228.8725 | 232.9926 | 35.9846 | 78.91 | 0
| All | All Customers | 4 | Monthly System Peak Day | SCE | 1-in-2 | 2025 | 21 | 236.7751 | 240.8916 | 36.0333 | 74.6659 | 0
| All | All Customers | 4 | Monthly System Peak Day | SCE | 1-in-2 | 2025 | 22 | 412.5243 | 435.2104 | 36.2106 | 71.5557 | 0
| All | All Customers | 4 | Monthly System Peak Day | SCE | 1-in-2 | 2025 | 23 | 415.0725 | 439.0585 | 36.2605 | 69.323 | 0
| All | All Customers | 4 | Monthly System Peak Day | SCE | 1-in-2 | 2025 | 24 | 442.2657 | 474.3913 | 36.3095 | 66.977 | 0
| All | All Customers | 5 | Average Weekday | SCE | 1-in-2 | 2025 | 1 | 393.3601 | 407.906 | 36.2745 | 60.1457 | 0
| All | All Customers | 5 | Average Weekday | SCE | 1-in-2 | 2025 | 2 | 381.8087 | 389.8294 | 36.2254 | 59.5142 | 0
| All | All Customers | 5 | Average Weekday | SCE | 1-in-2 | 2025 | 3 | 485.7195 | 497.6348 | 36.2181 | 58.9581 | 0
| All | All Customers | 5 | Average Weekday | SCE | 1-in-2 | 2025 | 4 | 589.0847 | 605.8983 | 36.2022 | 58.4379 | 0
| All | All Customers | 5 | Average Weekday | SCE | 1-in-2 | 2025 | 5 | 568.1976 | 588.2712 | 36.2056 | 58.0047 | 0
| All | All Customers | 5 | Average Weekday | SCE | 1-in-2 | 2025 | 6 | 577.2281 | 601.6079 | 36.1917 | 57.5861 | 0
| All | All Customers | 5 | Average Weekday | SCE | 1-in-2 | 2025 | 7 | 583.4365 | 600.2938 | 36.2041 | 57.2101 | 0
| All | All Customers | 5 | Average Weekday | SCE | 1-in-2 | 2025 | 8 | 609.1238 | 639.8861 | 36.334 | 57.5194 | 0
| All | All Customers | 5 | Average Weekday | SCE | 1-in-2 | 2025 | 9 | 539.714 | 575.147 | 36.4511 | 59.1608 | 0
| All | All Customers | 5 | Average Weekday | SCE | 1-in-2 | 2025 | 10 | 529.7087 | 553.2191 | 36.3426 | 61.3829 | 0
| All | All Customers | 5 | Average Weekday | SCE | 1-in-2 | 2025 | 11 | 515.0845 | 531.2198 | 36.4009 | 63.9673 | 0
| All | All Customers | 5 | Average Weekday | SCE | 1-in-2 | 2025 | 12 | 502.8688 | 514.1716 | 36.4589 | 66.3945 | 0
| All | All Customers | 5 | Average Weekday | SCE | 1-in-2 | 2025 | 13 | 418.2669 | 427.7971 | 36.4893 | 68.5273 | 0
| All | All Customers | 5 | Average Weekday | SCE | 1-in-2 | 2025 | 14 | 391.8225 | 398.3108 | 36.4432 | 70.1991 | 0
| All | All Customers | 5 | Average Weekday | SCE | 1-in-2 | 2025 | 15 | 349.9899 | 355.4351 | 36.3499 | 71.3669 | 0
| All | All Customers | 5 | Average Weekday | SCE | 1-in-2 | 2025 | 16 | 302.9904 | 305.1209 | 36.2233 | 71.9443 | 0
| All | All Customers | 5 | Average Weekday | SCE | 1-in-2 | 2025 | 17 | 275.8855 | 284.7974 | 36.0289 | 71.9069 | 0
| All | All Customers | 5 | Average Weekday | SCE | 1-in-2 | 2025 | 18 | 262.0341 | 268.8457 | 36.0416 | 71.2705 | 0
| All | All Customers | 5 | Average Weekday | SCE | 1-in-2 | 2025 | 19 | 251.3565 | 256.5772 | 36.1014 | 69.9176 | 0
| All | All Customers | 5 | Average Weekday | SCE | 1-in-2 | 2025 | 20 | 241.0078 | 245.3701 | 35.9846 | 67.825 | 0
| All | All Customers | 5 | Average Weekday | SCE | 1-in-2 | 2025 | 21 | 252.1133 | 256.4583 | 36.0397 | 65.1177 | 0
| All | All Customers | 5 | Average Weekday | SCE | 1-in-2 | 2025 | 22 | 424.6164 | 447.8413 | 36.2271 | 62.9378 | 0
| All | All Customers | 5 | Average Weekday | SCE | 1-in-2 | 2025 | 23 | 433.5157 | 458.2434 | 36.2769 | 61.6894 | 0
| All | All Customers | 5 | Average Weekday | SCE | 1-in-2 | 2025 | 24 | 458.0717 | 490.8453 | 36.3253 | 60.763 | 0
| All | All Customers | 5 | Monthly System Peak Day | SCE | 1-in-2 | 2025 | 1 | 393.3601 | 407.906 | 36.2745 | 65.1198 | 0
| All | All Customers | 5 | Monthly System Peak Day | SCE | 1-in-2 | 2025 | 2 | 381.8087 | 389.8294 | 36.2254 | 63.8179 | 0
| All | All Customers | 5 | Monthly System Peak Day | SCE | 1-in-2 | 2025 | 3 | 485.7195 | 497.6348 | 36.2181 | 62.7662 | 0
| All | All Customers | 5 | Monthly System Peak Day | SCE | 1-in-2 | 2025 | 4 | 589.0847 | 605.8983 | 36.2022 | 61.8959 | 0
| All | All Customers | 5 | Monthly System Peak Day | SCE | 1-in-2 | 2025 | 5 | 568.1976 | 588.2712 | 36.2056 | 60.8668 | 0
| All | All Customers | 5 | Monthly System Peak Day | SCE | 1-in-2 | 2025 | 6 | 577.2281 | 601.6079 | 36.1917 | 59.9669 | 0
| All | All Customers | 5 | Monthly System Peak Day | SCE | 1-in-2 | 2025 | 7 | 583.4365 | 600.2938 | 36.2041 | 59.3845 | 0
| All | All Customers | 5 | Monthly System Peak Day | SCE | 1-in-2 | 2025 | 8 | 609.1238 | 639.8861 | 36.334 | 60.049 | 0
| All | All Customers | 5 | Monthly System Peak Day | SCE | 1-in-2 | 2025 | 9 | 539.714 | 575.147 | 36.4511 | 63.2437 | 0
| All | All Customers | 5 | Monthly System Peak Day | SCE | 1-in-2 | 2025 | 10 | 529.7087 | 553.2191 | 36.3426 | 67.8343 | 0
| All | All Customers | 5 | Monthly System Peak Day | SCE | 1-in-2 | 2025 | 11 | 515.0845 | 531.2198 | 36.4009 | 72.8788 | 0
| All | All Customers | 5 | Monthly System Peak Day | SCE | 1-in-2 | 2025 | 12 | 502.8688 | 514.1716 | 36.4589 | 77.1882 | 0
| All | All Customers | 5 | Monthly System Peak Day | SCE | 1-in-2 | 2025 | 13 | 418.2669 | 427.7971 | 36.4893 | 80.2719 | 0
| All | All Customers | 5 | Monthly System Peak Day | SCE | 1-in-2 | 2025 | 14 | 391.8225 | 398.3108 | 36.4432 | 82.7789 | 0
| All | All Customers | 5 | Monthly System Peak Day | SCE | 1-in-2 | 2025 | 15 | 349.9899 | 355.4351 | 36.3499 | 83.8067 | 0
| All | All Customers | 5 | Monthly System Peak Day | SCE | 1-in-2 | 2025 | 16 | 302.9904 | 305.1209 | 36.2233 | 84.561 | 0
| All | All Customers | 5 | Monthly System Peak Day | SCE | 1-in-2 | 2025 | 17 | 275.8855 | 284.7974 | 36.0289 | 84.6818 | 0
| All | All Customers | 5 | Monthly System Peak Day | SCE | 1-in-2 | 2025 | 18 | 262.0341 | 268.8457 | 36.0416 | 83.6385 | 0
| All | All Customers | 5 | Monthly System Peak Day | SCE | 1-in-2 | 2025 | 19 | 251.3565 | 256.5772 | 36.1014 | 81.5861 | 0
| All | All Customers | 5 | Monthly System Peak Day | SCE | 1-in-2 | 2025 | 20 | 241.0078 | 245.3701 | 35.9846 | 78.8553 | 0
| All | All Customers | 5 | Monthly System Peak Day | SCE | 1-in-2 | 2025 | 21 | 252.1133 | 256.4583 | 36.0397 | 74.8605 | 0
| All | All Customers | 5 | Monthly System Peak Day | SCE | 1-in-2 | 2025 | 22 | 424.6164 | 447.8413 | 36.2271 | 71.2586 | 0
| All | All Customers | 5 | Monthly System Peak Day | SCE | 1-in-2 | 2025 | 23 | 433.5157 | 458.2434 | 36.2769 | 69.2905 | 0
| All | All Customers | 5 | Monthly System Peak Day | SCE | 1-in-2 | 2025 | 24 | 458.0717 | 490.8453 | 36.3253 | 67.8911 | 0
| All | All Customers | 6 | Average Weekday | SCE | 1-in-2 | 2025 | 1 | 380.3852 | 409.5742 | 37.7446 | 63.3347 | 0
| All | All Customers | 6 | Average Weekday | SCE | 1-in-2 | 2025 | 2 | 368.2293 | 393.7919 | 37.7142 | 62.4336 | 0
| All | All Customers | 6 | Average Weekday | SCE | 1-in-2 | 2025 | 3 | 463.2163 | 500.959 | 37.7074 | 61.6495 | 0
| All | All Customers | 6 | Average Weekday | SCE | 1-in-2 | 2025 | 4 | 559.6839 | 608.1536 | 37.701 | 60.9868 | 0
| All | All Customers | 6 | Average Weekday | SCE | 1-in-2 | 2025 | 5 | 538.5064 | 593.8738 | 37.7129 | 60.4527 | 0
| All | All Customers | 6 | Average Weekday | SCE | 1-in-2 | 2025 | 6 | 562.2154 | 625.1915 | 37.7339 | 59.9373 | 0
| All | All Customers | 6 | Average Weekday | SCE | 1-in-2 | 2025 | 7 | 575.7812 | 619.4614 | 37.8879 | 59.5165 | 0
| All | All Customers | 6 | Average Weekday | SCE | 1-in-2 | 2025 | 8 | 595.2765 | 636.8192 | 37.7628 | 60.1751 | 0
| All | All Customers | 6 | Average Weekday | SCE | 1-in-2 | 2025 | 9 | 550.4971 | 566.5389 | 37.8095 | 62.3426 | 0
| All | All Customers | 6 | Average Weekday | SCE | 1-in-2 | 2025 | 10 | 536.9254 | 546.58 | 37.8621 | 65.1843 | 0
| All | All Customers | 6 | Average Weekday | SCE | 1-in-2 | 2025 | 11 | 514.4905 | 520.012 | 37.9172 | 68.3037 | 0
| All | All Customers | 6 | Average Weekday | SCE | 1-in-2 | 2025 | 12 | 505.2053 | 517.6824 | 37.9404 | 71.3783 | 0
| All | All Customers | 6 | Average Weekday | SCE | 1-in-2 | 2025 | 13 | 421.0423 | 446.6984 | 38 | 73.8767 | 0
| All | All Customers | 6 | Average Weekday | SCE | 1-in-2 | 2025 | 14 | 391.6913 | 411.5467 | 37.9587 | 75.8974 | 0
| All | All Customers | 6 | Average Weekday | SCE | 1-in-2 | 2025 | 15 | 340.0534 | 357.1451 | 37.9968 | 77.3669 | 0
| All | All Customers | 6 | Average Weekday | SCE | 1-in-2 | 2025 | 16 | 297.7942 | 310.199 | 38.0704 | 78.0876 | 0
| All | All Customers | 6 | Average Weekday | SCE | 1-in-2 | 2025 | 17 | 275.4435 | 280.8178 | 37.9177 | 78.2813 | 0
| All | All Customers | 6 | Average Weekday | SCE | 1-in-2 | 2025 | 18 | 253.5889 | 263.8542 | 37.9142 | 77.522 | 0
| All | All Customers | 6 | Average Weekday | SCE | 1-in-2 | 2025 | 19 | 238.0487 | 263.6309 | 58.4416 | 76.0725 | 0
| All | All Customers | 6 | Average Weekday | SCE | 1-in-2 | 2025 | 20 | 224.2885 | 250.4461 | 36.7356 | 73.9133 | 0
| All | All Customers | 6 | Average Weekday | SCE | 1-in-2 | 2025 | 21 | 241.2465 | 255.2306 | 37.8635 | 70.9037 | 0
| All | All Customers | 6 | Average Weekday | SCE | 1-in-2 | 2025 | 22 | 399.1854 | 451.1425 | 37.5736 | 67.7811 | 0
| All | All Customers | 6 | Average Weekday | SCE | 1-in-2 | 2025 | 23 | 426.6121 | 473.1573 | 37.6801 | 65.9071 | 0
| All | All Customers | 6 | Average Weekday | SCE | 1-in-2 | 2025 | 24 | 452.7414 | 500.0594 | 37.7348 | 64.6 | 0
| All | All Customers | 6 | Monthly System Peak Day | SCE | 1-in-2 | 2025 | 1 | 380.3852 | 409.0715 | 36.259 | 66.2097 | 0
| All | All Customers | 6 | Monthly System Peak Day | SCE | 1-in-2 | 2025 | 2 | 368.2293 | 388.9103 | 36.2618 | 65.3067 | 0
| All | All Customers | 6 | Monthly System Peak Day | SCE | 1-in-2 | 2025 | 3 | 463.2163 | 490.0969 | 36.2627 | 64.5444 | 0
| All | All Customers | 6 | Monthly System Peak Day | SCE | 1-in-2 | 2025 | 4 | 559.6839 | 588.3159 | 36.2633 | 63.7331 | 0
| All | All Customers | 6 | Monthly System Peak Day | SCE | 1-in-2 | 2025 | 5 | 538.5064 | 578.5664 | 36.258 | 63.0681 | 0
| All | All Customers | 6 | Monthly System Peak Day | SCE | 1-in-2 | 2025 | 6 | 562.2154 | 608.4239 | 36.2482 | 62.309 | 0
| All | All Customers | 6 | Monthly System Peak Day | SCE | 1-in-2 | 2025 | 7 | 575.7812 | 600.9249 | 36.2158 | 61.7272 | 0
| All | All Customers | 6 | Monthly System Peak Day | SCE | 1-in-2 | 2025 | 8 | 595.2765 | 624.5977 | 36.2693 | 62.6254 | 0
| All | All Customers | 6 | Monthly System Peak Day | SCE | 1-in-2 | 2025 | 9 | 550.4971 | 571.0389 | 36.2904 | 65.6219 | 0
| All | All Customers | 6 | Monthly System Peak Day | SCE | 1-in-2 | 2025 | 10 | 536.9254 | 551.0593 | 36.2746 | 69.9084 | 0
| All | All Customers | 6 | Monthly System Peak Day | SCE | 1-in-2 | 2025 | 11 | 514.4905 | 526.8851 | 36.3036 | 73.7067 | 0
| All | All Customers | 6 | Monthly System Peak Day | SCE | 1-in-2 | 2025 | 12 | 505.2053 | 519.8052 | 36.3359 | 76.9806 | 0
| All | All Customers | 6 | Monthly System Peak Day | SCE | 1-in-2 | 2025 | 13 | 421.0423 | 440.4835 | 36.347 | 78.6684 | 0
| All | All Customers | 6 | Monthly System Peak Day | SCE | 1-in-2 | 2025 | 14 | 391.6913 | 408.0636 | 36.3179 | 80.1551 | 0
| All | All Customers | 6 | Monthly System Peak Day | SCE | 1-in-2 | 2025 | 15 | 340.0534 | 354.5515 | 36.252 | 81.9574 | 0
| All | All Customers | 6 | Monthly System Peak Day | SCE | 1-in-2 | 2025 | 16 | 297.7942 | 300.7406 | 36.2002 | 83.0361 | 0
| All | All Customers | 6 | Monthly System Peak Day | SCE | 1-in-2 | 2025 | 17 | 275.4435 | 284.7128 | 36.4871 | 83.2226 | 0
| All | All Customers | 6 | Monthly System Peak Day | SCE | 1-in-2 | 2025 | 18 | 253.5889 | 268.5692 | 36.5088 | 82.3696 | 0
| All | All Customers | 6 | Monthly System Peak Day | SCE | 1-in-2 | 2025 | 19 | 238.0487 | 260.9892 | 39.0617 | 80.113 | 0
| All | All Customers | 6 | Monthly System Peak Day | SCE | 1-in-2 | 2025 | 20 | 224.2885 | 243.8624 | 36.4591 | 77.1837 | 0
| All | All Customers | 6 | Monthly System Peak Day | SCE | 1-in-2 | 2025 | 21 | 241.2465 | 257.2421 | 36.7292 | 74.1464 | 0
| All | All Customers | 6 | Monthly System Peak Day | SCE | 1-in-2 | 2025 | 22 | 399.1854 | 432.7296 | 36.3271 | 71.4734 | 0
| All | All Customers | 6 | Monthly System Peak Day | SCE | 1-in-2 | 2025 | 23 | 426.6121 | 460.6229 | 36.2888 | 69.8039 | 0
| All | All Customers | 6 | Monthly System Peak Day | SCE | 1-in-2 | 2025 | 24 | 452.7414 | 494.3372 | 36.2705 | 68.3328 | 0
| All | All Customers | 7 | Average Weekday | SCE | 1-in-2 | 2025 | 1 | 381.4026 | 408.9073 | 39.0194 | 68.1243 | 0
| All | All Customers | 7 | Average Weekday | SCE | 1-in-2 | 2025 | 2 | 379.5472 | 398.2922 | 39.015 | 67.4089 | 0
| All | All Customers | 7 | Average Weekday | SCE | 1-in-2 | 2025 | 3 | 466.1622 | 491.8482 | 39.0138 | 66.7668 | 0
| All | All Customers | 7 | Average Weekday | SCE | 1-in-2 | 2025 | 4 | 563.4542 | 593.4343 | 39.0116 | 66.2032 | 0
| All | All Customers | 7 | Average Weekday | SCE | 1-in-2 | 2025 | 5 | 545.5762 | 586.0831 | 39.0092 | 65.7063 | 0
| All | All Customers | 7 | Average Weekday | SCE | 1-in-2 | 2025 | 6 | 553.8898 | 598.0684 | 39.0027 | 65.2472 | 0
| All | All Customers | 7 | Average Weekday | SCE | 1-in-2 | 2025 | 7 | 559.5543 | 581.748 | 39.0029 | 64.9139 | 0
| All | All Customers | 7 | Average Weekday | SCE | 1-in-2 | 2025 | 8 | 576.4366 | 605.7856 | 39.0338 | 65.3722 | 0
| All | All Customers | 7 | Average Weekday | SCE | 1-in-2 | 2025 | 9 | 521.2725 | 541.2105 | 39.0668 | 67.4307 | 0
| All | All Customers | 7 | Average Weekday | SCE | 1-in-2 | 2025 | 10 | 510.0295 | 522.9668 | 39.0657 | 70.1693 | 0
| All | All Customers | 7 | Average Weekday | SCE | 1-in-2 | 2025 | 11 | 492.8754 | 504.7277 | 39.1011 | 73.2355 | 0
| All | All Customers | 7 | Average Weekday | SCE | 1-in-2 | 2025 | 12 | 484.8551 | 499.9363 | 39.1355 | 76.3415 | 0
| All | All Customers | 7 | Average Weekday | SCE | 1-in-2 | 2025 | 13 | 399.4478 | 417.2368 | 39.1511 | 78.8269 | 0
| All | All Customers | 7 | Average Weekday | SCE | 1-in-2 | 2025 | 14 | 373.6019 | 388.9778 | 39.1197 | 80.7152 | 0
| All | All Customers | 7 | Average Weekday | SCE | 1-in-2 | 2025 | 15 | 327.976 | 342.0944 | 39.0609 | 82.0515 | 0
| All | All Customers | 7 | Average Weekday | SCE | 1-in-2 | 2025 | 16 | 280.736 | 281.5696 | 39.0184 | 82.5892 | 0
| All | All Customers | 7 | Average Weekday | SCE | 1-in-2 | 2025 | 17 | 262.2129 | 270.182 | 39.4234 | 82.6471 | 0
| All | All Customers | 7 | Average Weekday | SCE | 1-in-2 | 2025 | 18 | 248.6048 | 260.9315 | 39.4461 | 81.8483 | 0
| All | All Customers | 7 | Average Weekday | SCE | 1-in-2 | 2025 | 19 | 234.9061 | 256.2534 | 40.0544 | 80.2734 | 0
| All | All Customers | 7 | Average Weekday | SCE | 1-in-2 | 2025 | 20 | 229.3813 | 244.7234 | 38.9811 | 78.0883 | 0
| All | All Customers | 7 | Average Weekday | SCE | 1-in-2 | 2025 | 21 | 250.18 | 262.5223 | 39.4555 | 75.1032 | 0
| All | All Customers | 7 | Average Weekday | SCE | 1-in-2 | 2025 | 22 | 407.4402 | 442.91 | 38.9943 | 71.9933 | 0
| All | All Customers | 7 | Average Weekday | SCE | 1-in-2 | 2025 | 23 | 425.9873 | 456.4439 | 39.0064 | 70.1118 | 0
| All | All Customers | 7 | Average Weekday | SCE | 1-in-2 | 2025 | 24 | 447.7395 | 486.8147 | 39.0226 | 68.9207 | 0
| All | All Customers | 7 | Monthly System Peak Day | SCE | 1-in-2 | 2025 | 1 | 381.4026 | 373.6913 | 39.032 | 71.8638 | 0
| All | All Customers | 7 | Monthly System Peak Day | SCE | 1-in-2 | 2025 | 2 | 379.5472 | 352.6351 | 39.0167 | 71.0105 | 0
| All | All Customers | 7 | Monthly System Peak Day | SCE | 1-in-2 | 2025 | 3 | 466.1622 | 416.447 | 39.0152 | 70.0679 | 0
| All | All Customers | 7 | Monthly System Peak Day | SCE | 1-in-2 | 2025 | 4 | 563.4542 | 489.1135 | 39.0118 | 69.3622 | 0
| All | All Customers | 7 | Monthly System Peak Day | SCE | 1-in-2 | 2025 | 5 | 545.5762 | 488.4483 | 39.02 | 68.9796 | 0
| All | All Customers | 7 | Monthly System Peak Day | SCE | 1-in-2 | 2025 | 6 | 553.8898 | 512.3599 | 39.0344 | 68.5707 | 0
| All | All Customers | 7 | Monthly System Peak Day | SCE | 1-in-2 | 2025 | 7 | 559.5543 | 504.3147 | 39.0833 | 68.0494 | 0
| All | All Customers | 7 | Monthly System Peak Day | SCE | 1-in-2 | 2025 | 8 | 576.4366 | 534.2092 | 39.0506 | 68.5783 | 0
| All | All Customers | 7 | Monthly System Peak Day | SCE | 1-in-2 | 2025 | 9 | 521.2725 | 495.0991 | 39.0537 | 71.4768 | 0
| All | All Customers | 7 | Monthly System Peak Day | SCE | 1-in-2 | 2025 | 10 | 510.0295 | 473.5231 | 39.0446 | 75.3406 | 0
| All | All Customers | 7 | Monthly System Peak Day | SCE | 1-in-2 | 2025 | 11 | 492.8754 | 457.5615 | 39.0547 | 79.281 | 0
| All | All Customers | 7 | Monthly System Peak Day | SCE | 1-in-2 | 2025 | 12 | 484.8551 | 450.0339 | 39.0656 | 82.9879 | 0
| All | All Customers | 7 | Monthly System Peak Day | SCE | 1-in-2 | 2025 | 13 | 399.4478 | 382.4334 | 39.0777 | 85.9598 | 0
| All | All Customers | 7 | Monthly System Peak Day | SCE | 1-in-2 | 2025 | 14 | 373.6019 | 358.2604 | 39.0721 | 87.6332 | 0
| All | All Customers | 7 | Monthly System Peak Day | SCE | 1-in-2 | 2025 | 15 | 327.976 | 316.938 | 39.0891 | 89.3057 | 0
| All | All Customers | 7 | Monthly System Peak Day | SCE | 1-in-2 | 2025 | 16 | 280.736 | 255.7441 | 39.0875 | 89.9238 | 0
| All | All Customers | 7 | Monthly System Peak Day | SCE | 1-in-2 | 2025 | 17 | 262.2129 | 272.8898 | 38.9648 | 90.7044 | 0
| All | All Customers | 7 | Monthly System Peak Day | SCE | 1-in-2 | 2025 | 18 | 248.6048 | 271.3394 | 39.0545 | 89.8839 | 0
| All | All Customers | 7 | Monthly System Peak Day | SCE | 1-in-2 | 2025 | 19 | 234.9061 | 230.8104 | 38.6419 | 87.8404 | 0
| All | All Customers | 7 | Monthly System Peak Day | SCE | 1-in-2 | 2025 | 20 | 229.3813 | 252.3574 | 38.4095 | 85.258 | 0
| All | All Customers | 7 | Monthly System Peak Day | SCE | 1-in-2 | 2025 | 21 | 250.18 | 236.0508 | 39.6081 | 82.1522 | 0
| All | All Customers | 7 | Monthly System Peak Day | SCE | 1-in-2 | 2025 | 22 | 407.4402 | 393.094 | 39.1407 | 78.5182 | 0
| All | All Customers | 7 | Monthly System Peak Day | SCE | 1-in-2 | 2025 | 23 | 425.9873 | 393.5247 | 39.0467 | 76.1399 | 0
| All | All Customers | 7 | Monthly System Peak Day | SCE | 1-in-2 | 2025 | 24 | 447.7395 | 424.0726 | 39.0401 | 74.359 | 0
| All | All Customers | 8 | Average Weekday | SCE | 1-in-2 | 2025 | 1 | 402.2427 | 433.5493 | 36.4701 | 68.6048 | 0
| All | All Customers | 8 | Average Weekday | SCE | 1-in-2 | 2025 | 2 | 388.5118 | 410.7691 | 36.4653 | 67.7051 | 0
| All | All Customers | 8 | Average Weekday | SCE | 1-in-2 | 2025 | 3 | 471.5214 | 497.4923 | 36.4638 | 66.9073 | 0
| All | All Customers | 8 | Average Weekday | SCE | 1-in-2 | 2025 | 4 | 575.3694 | 606.2529 | 36.4608 | 66.1811 | 0
| All | All Customers | 8 | Average Weekday | SCE | 1-in-2 | 2025 | 5 | 550.4406 | 592.0685 | 36.4582 | 65.5312 | 0
| All | All Customers | 8 | Average Weekday | SCE | 1-in-2 | 2025 | 6 | 563.0746 | 610.7337 | 36.4509 | 64.9865 | 0
| All | All Customers | 8 | Average Weekday | SCE | 1-in-2 | 2025 | 7 | 577.1658 | 604.5524 | 36.4571 | 64.5957 | 0
| All | All Customers | 8 | Average Weekday | SCE | 1-in-2 | 2025 | 8 | 587.3727 | 619.9255 | 36.4859 | 64.5927 | 0
| All | All Customers | 8 | Average Weekday | SCE | 1-in-2 | 2025 | 9 | 527.1525 | 548.0845 | 36.5209 | 66.6332 | 0
| All | All Customers | 8 | Average Weekday | SCE | 1-in-2 | 2025 | 10 | 518.0616 | 531.9779 | 36.5252 | 69.8708 | 0
| All | All Customers | 8 | Average Weekday | SCE | 1-in-2 | 2025 | 11 | 497.1756 | 510.0204 | 36.5585 | 73.6852 | 0
| All | All Customers | 8 | Average Weekday | SCE | 1-in-2 | 2025 | 12 | 486.2434 | 502.5447 | 36.5874 | 77.4375 | 0
| All | All Customers | 8 | Average Weekday | SCE | 1-in-2 | 2025 | 13 | 409.783 | 429.864 | 36.6026 | 80.3669 | 0
| All | All Customers | 8 | Average Weekday | SCE | 1-in-2 | 2025 | 14 | 381.5213 | 398.3476 | 36.5723 | 82.5867 | 0
| All | All Customers | 8 | Average Weekday | SCE | 1-in-2 | 2025 | 15 | 336.0844 | 351.1603 | 36.5185 | 83.9652 | 0
| All | All Customers | 8 | Average Weekday | SCE | 1-in-2 | 2025 | 16 | 289.6683 | 293.6993 | 36.4805 | 84.4882 | 0
| All | All Customers | 8 | Average Weekday | SCE | 1-in-2 | 2025 | 17 | 272.5002 | 279.8493 | 36.8432 | 84.5142 | 0
| All | All Customers | 8 | Average Weekday | SCE | 1-in-2 | 2025 | 18 | 249.4187 | 263.4181 | 36.8994 | 83.6598 | 0
| All | All Customers | 8 | Average Weekday | SCE | 1-in-2 | 2025 | 19 | 236.0652 | 259.7067 | 37.7798 | 81.9995 | 0
| All | All Customers | 8 | Average Weekday | SCE | 1-in-2 | 2025 | 20 | 236.106 | 255.5155 | 36.6628 | 79.4151 | 0
| All | All Customers | 8 | Average Weekday | SCE | 1-in-2 | 2025 | 21 | 260.8545 | 276.6231 | 37.0356 | 75.7188 | 0
| All | All Customers | 8 | Average Weekday | SCE | 1-in-2 | 2025 | 22 | 420.6976 | 453.0689 | 36.4342 | 72.7525 | 0
| All | All Customers | 8 | Average Weekday | SCE | 1-in-2 | 2025 | 23 | 443.0329 | 478.4962 | 36.4465 | 70.9434 | 0
| All | All Customers | 8 | Average Weekday | SCE | 1-in-2 | 2025 | 24 | 468.3707 | 511.2843 | 36.4703 | 69.6999 | 0
| All | All Customers | 8 | Monthly System Peak Day | SCE | 1-in-2 | 2025 | 1 | 402.2427 | 394.534 | 30.9828 | 76.729 | 0
| All | All Customers | 8 | Monthly System Peak Day | SCE | 1-in-2 | 2025 | 2 | 388.5118 | 363.6591 | 30.9668 | 75.7112 | 0
| All | All Customers | 8 | Monthly System Peak Day | SCE | 1-in-2 | 2025 | 3 | 471.5214 | 427.8159 | 30.9657 | 75.0151 | 0
| All | All Customers | 8 | Monthly System Peak Day | SCE | 1-in-2 | 2025 | 4 | 575.3694 | 503.8476 | 30.9628 | 74.1331 | 0
| All | All Customers | 8 | Monthly System Peak Day | SCE | 1-in-2 | 2025 | 5 | 550.4406 | 497.083 | 30.9714 | 73.4784 | 0
| All | All Customers | 8 | Monthly System Peak Day | SCE | 1-in-2 | 2025 | 6 | 563.0746 | 519.9427 | 30.988 | 73.0231 | 0
| All | All Customers | 8 | Monthly System Peak Day | SCE | 1-in-2 | 2025 | 7 | 577.1658 | 522.6627 | 31.0341 | 72.4765 | 0
| All | All Customers | 8 | Monthly System Peak Day | SCE | 1-in-2 | 2025 | 8 | 587.3727 | 543.6586 | 31.0007 | 72.4993 | 0
| All | All Customers | 8 | Monthly System Peak Day | SCE | 1-in-2 | 2025 | 9 | 527.1525 | 502.9068 | 31.0021 | 74.4048 | 0
| All | All Customers | 8 | Monthly System Peak Day | SCE | 1-in-2 | 2025 | 10 | 518.0616 | 483.3143 | 30.9862 | 78.181 | 0
| All | All Customers | 8 | Monthly System Peak Day | SCE | 1-in-2 | 2025 | 11 | 497.1756 | 461.2733 | 30.999 | 82.3488 | 0
| All | All Customers | 8 | Monthly System Peak Day | SCE | 1-in-2 | 2025 | 12 | 486.2434 | 450.3678 | 31.0173 | 85.8708 | 0
| All | All Customers | 8 | Monthly System Peak Day | SCE | 1-in-2 | 2025 | 13 | 409.783 | 393.5292 | 31.0316 | 88.3284 | 0
| All | All Customers | 8 | Monthly System Peak Day | SCE | 1-in-2 | 2025 | 14 | 381.5213 | 367.4305 | 31.0262 | 90.4758 | 0
| All | All Customers | 8 | Monthly System Peak Day | SCE | 1-in-2 | 2025 | 15 | 336.0844 | 326.3831 | 31.0419 | 91.872 | 0
| All | All Customers | 8 | Monthly System Peak Day | SCE | 1-in-2 | 2025 | 16 | 289.6683 | 268.2022 | 31.0309 | 91.7197 | 0
| All | All Customers | 8 | Monthly System Peak Day | SCE | 1-in-2 | 2025 | 17 | 272.5002 | 282.2718 | 30.8516 | 91.0049 | 0
| All | All Customers | 8 | Monthly System Peak Day | SCE | 1-in-2 | 2025 | 18 | 249.4187 | 274.1872 | 30.943 | 89.5054 | 0
| All | All Customers | 8 | Monthly System Peak Day | SCE | 1-in-2 | 2025 | 19 | 236.0652 | 233.7379 | 30.6031 | 88.0806 | 0
| All | All Customers | 8 | Monthly System Peak Day | SCE | 1-in-2 | 2025 | 20 | 236.106 | 226.9653 | 30.4608 | 86.4 | 0
| All | All Customers | 8 | Monthly System Peak Day | SCE | 1-in-2 | 2025 | 21 | 260.8545 | 241.0069 | 31.7262 | 82.8954 | 0
| All | All Customers | 8 | Monthly System Peak Day | SCE | 1-in-2 | 2025 | 22 | 420.6976 | 395.6596 | 31.1358 | 79.7942 | 0
| All | All Customers | 8 | Monthly System Peak Day | SCE | 1-in-2 | 2025 | 23 | 443.0329 | 416.9585 | 31.0147 | 77.8258 | 0
| All | All Customers | 8 | Monthly System Peak Day | SCE | 1-in-2 | 2025 | 24 | 468.3707 | 448.7774 | 30.9953 | 76.3618 | 0
| All | All Customers | 8 | Typical Event Day | SCE | 1-in-2 | 2025 | 1 | 402.2427 | 394.534 | 30.9828 | 72.4861 | 0
| All | All Customers | 8 | Typical Event Day | SCE | 1-in-2 | 2025 | 2 | 388.5118 | 363.6591 | 30.9668 | 71.5249 | 0
| All | All Customers | 8 | Typical Event Day | SCE | 1-in-2 | 2025 | 3 | 471.5214 | 427.8159 | 30.9657 | 70.6941 | 0
| All | All Customers | 8 | Typical Event Day | SCE | 1-in-2 | 2025 | 4 | 575.3694 | 503.8476 | 30.9628 | 69.8869 | 0
| All | All Customers | 8 | Typical Event Day | SCE | 1-in-2 | 2025 | 5 | 550.4406 | 497.083 | 30.9714 | 69.2133 | 0
| All | All Customers | 8 | Typical Event Day | SCE | 1-in-2 | 2025 | 6 | 563.0746 | 519.9427 | 30.988 | 68.6247 | 0
| All | All Customers | 8 | Typical Event Day | SCE | 1-in-2 | 2025 | 7 | 577.1658 | 522.6627 | 31.0341 | 68.1379 | 0
| All | All Customers | 8 | Typical Event Day | SCE | 1-in-2 | 2025 | 8 | 587.3727 | 543.6586 | 31.0007 | 68.4562 | 0
| All | All Customers | 8 | Typical Event Day | SCE | 1-in-2 | 2025 | 9 | 527.1525 | 502.9068 | 31.0021 | 70.9203 | 0
| All | All Customers | 8 | Typical Event Day | SCE | 1-in-2 | 2025 | 10 | 518.0616 | 483.3143 | 30.9862 | 75.0162 | 0
| All | All Customers | 8 | Typical Event Day | SCE | 1-in-2 | 2025 | 11 | 497.1756 | 461.2733 | 30.999 | 79.3024 | 0
| All | All Customers | 8 | Typical Event Day | SCE | 1-in-2 | 2025 | 12 | 486.2434 | 450.3678 | 31.0173 | 83.1312 | 0
| All | All Customers | 8 | Typical Event Day | SCE | 1-in-2 | 2025 | 13 | 409.783 | 393.5292 | 31.0316 | 85.912 | 0
| All | All Customers | 8 | Typical Event Day | SCE | 1-in-2 | 2025 | 14 | 381.5213 | 367.4305 | 31.0262 | 87.9349 | 0
| All | All Customers | 8 | Typical Event Day | SCE | 1-in-2 | 2025 | 15 | 336.0844 | 326.3831 | 31.0419 | 89.4513 | 0
| All | All Customers | 8 | Typical Event Day | SCE | 1-in-2 | 2025 | 16 | 289.6683 | 268.2022 | 31.0309 | 89.7042 | 0
| All | All Customers | 8 | Typical Event Day | SCE | 1-in-2 | 2025 | 17 | 272.5002 | 282.2718 | 30.8516 | 89.701 | 0
| All | All Customers | 8 | Typical Event Day | SCE | 1-in-2 | 2025 | 18 | 249.4187 | 274.1872 | 30.943 | 88.7098 | 0
| All | All Customers | 8 | Typical Event Day | SCE | 1-in-2 | 2025 | 19 | 236.0652 | 233.7379 | 30.6031 | 87.0032 | 0
| All | All Customers | 8 | Typical Event Day | SCE | 1-in-2 | 2025 | 20 | 236.106 | 226.9653 | 30.4608 | 84.6105 | 0
| All | All Customers | 8 | Typical Event Day | SCE | 1-in-2 | 2025 | 21 | 260.8545 | 241.0069 | 31.7262 | 81.2896 | 0
| All | All Customers | 8 | Typical Event Day | SCE | 1-in-2 | 2025 | 22 | 420.6976 | 395.6596 | 31.1358 | 78.334 | 0
| All | All Customers | 8 | Typical Event Day | SCE | 1-in-2 | 2025 | 23 | 443.0329 | 416.9585 | 31.0147 | 76.345 | 0
| All | All Customers | 8 | Typical Event Day | SCE | 1-in-2 | 2025 | 24 | 468.3707 | 448.7774 | 30.9953 | 74.6513 | 0
| All | All Customers | 9 | Average Weekday | SCE | 1-in-2 | 2025 | 1 | 370.9716 | 392.1626 | 39.1624 | 68.2248 | 0
| All | All Customers | 9 | Average Weekday | SCE | 1-in-2 | 2025 | 2 | 367.5192 | 378.3419 | 39.1575 | 67.3747 | 0
| All | All Customers | 9 | Average Weekday | SCE | 1-in-2 | 2025 | 3 | 464.5834 | 471.5916 | 39.156 | 66.6469 | 0
| All | All Customers | 9 | Average Weekday | SCE | 1-in-2 | 2025 | 4 | 571.0808 | 581.8135 | 39.1551 | 65.9978 | 0
| All | All Customers | 9 | Average Weekday | SCE | 1-in-2 | 2025 | 5 | 535.0168 | 553.0443 | 39.1524 | 65.4474 | 0
| All | All Customers | 9 | Average Weekday | SCE | 1-in-2 | 2025 | 6 | 536.2809 | 565.0703 | 39.1465 | 64.9529 | 0
| All | All Customers | 9 | Average Weekday | SCE | 1-in-2 | 2025 | 7 | 561.611 | 580.4635 | 39.1373 | 64.5849 | 0
| All | All Customers | 9 | Average Weekday | SCE | 1-in-2 | 2025 | 8 | 560.9644 | 577.7397 | 39.1714 | 64.395 | 0
| All | All Customers | 9 | Average Weekday | SCE | 1-in-2 | 2025 | 9 | 499.3721 | 516.0759 | 39.2062 | 65.5182 | 0
| All | All Customers | 9 | Average Weekday | SCE | 1-in-2 | 2025 | 10 | 496.8052 | 506.1395 | 39.203 | 68.2871 | 0
| All | All Customers | 9 | Average Weekday | SCE | 1-in-2 | 2025 | 11 | 479.6886 | 488.3084 | 39.2455 | 71.8009 | 0
| All | All Customers | 9 | Average Weekday | SCE | 1-in-2 | 2025 | 12 | 470.615 | 479.7054 | 39.2888 | 75.3148 | 0
| All | All Customers | 9 | Average Weekday | SCE | 1-in-2 | 2025 | 13 | 404.4795 | 415.1469 | 39.3076 | 78.1724 | 0
| All | All Customers | 9 | Average Weekday | SCE | 1-in-2 | 2025 | 14 | 372.5764 | 382.6396 | 39.273 | 80.1734 | 0
| All | All Customers | 9 | Average Weekday | SCE | 1-in-2 | 2025 | 15 | 333.7586 | 343.5818 | 39.2028 | 81.3344 | 0
| All | All Customers | 9 | Average Weekday | SCE | 1-in-2 | 2025 | 16 | 302.8461 | 302.2027 | 39.1523 | 81.812 | 0
| All | All Customers | 9 | Average Weekday | SCE | 1-in-2 | 2025 | 17 | 276.103 | 288.883 | 39.3855 | 81.5813 | 0
| All | All Customers | 9 | Average Weekday | SCE | 1-in-2 | 2025 | 18 | 257.6182 | 275.4755 | 39.3083 | 80.5863 | 0
| All | All Customers | 9 | Average Weekday | SCE | 1-in-2 | 2025 | 19 | 260.7004 | 271.2812 | 40.5519 | 78.8037 | 0
| All | All Customers | 9 | Average Weekday | SCE | 1-in-2 | 2025 | 20 | 261.1948 | 269.7555 | 39.0221 | 75.9106 | 0
| All | All Customers | 9 | Average Weekday | SCE | 1-in-2 | 2025 | 21 | 277.6738 | 287.6611 | 39.1872 | 72.9426 | 0
| All | All Customers | 9 | Average Weekday | SCE | 1-in-2 | 2025 | 22 | 419.9968 | 443.0238 | 39.1155 | 71.2201 | 0
| All | All Customers | 9 | Average Weekday | SCE | 1-in-2 | 2025 | 23 | 422.7805 | 445.4149 | 39.1653 | 69.9888 | 0
| All | All Customers | 9 | Average Weekday | SCE | 1-in-2 | 2025 | 24 | 437.6879 | 469.252 | 39.1698 | 68.9206 | 0
| All | All Customers | 9 | Monthly System Peak Day | SCE | 1-in-2 | 2025 | 1 | 370.9716 | 354.6569 | 39.2435 | 75.2302 | 0
| All | All Customers | 9 | Monthly System Peak Day | SCE | 1-in-2 | 2025 | 2 | 367.5192 | 332.4235 | 39.2297 | 74.1473 | 0
| All | All Customers | 9 | Monthly System Peak Day | SCE | 1-in-2 | 2025 | 3 | 464.5834 | 401.844 | 39.2282 | 73.2171 | 0
| All | All Customers | 9 | Monthly System Peak Day | SCE | 1-in-2 | 2025 | 4 | 571.0808 | 470.5482 | 39.224 | 72.3767 | 0
| All | All Customers | 9 | Monthly System Peak Day | SCE | 1-in-2 | 2025 | 5 | 535.0168 | 448.84 | 39.2313 | 71.3744 | 0
| All | All Customers | 9 | Monthly System Peak Day | SCE | 1-in-2 | 2025 | 6 | 536.2809 | 461.6806 | 39.2429 | 70.647 | 0
| All | All Customers | 9 | Monthly System Peak Day | SCE | 1-in-2 | 2025 | 7 | 561.611 | 486.5646 | 39.2973 | 70.3486 | 0
| All | All Customers | 9 | Monthly System Peak Day | SCE | 1-in-2 | 2025 | 8 | 560.9644 | 488.5956 | 39.2645 | 70.1718 | 0
| All | All Customers | 9 | Monthly System Peak Day | SCE | 1-in-2 | 2025 | 9 | 499.3721 | 467.6253 | 39.268 | 72.2417 | 0
| All | All Customers | 9 | Monthly System Peak Day | SCE | 1-in-2 | 2025 | 10 | 496.8052 | 452.4074 | 39.2651 | 76.6962 | 0
| All | All Customers | 9 | Monthly System Peak Day | SCE | 1-in-2 | 2025 | 11 | 479.6886 | 434.796 | 39.2687 | 81.9531 | 0
| All | All Customers | 9 | Monthly System Peak Day | SCE | 1-in-2 | 2025 | 12 | 470.615 | 425.7765 | 39.2685 | 86.7778 | 0
| All | All Customers | 9 | Monthly System Peak Day | SCE | 1-in-2 | 2025 | 13 | 404.4795 | 372.288 | 39.2771 | 90.8267 | 0
| All | All Customers | 9 | Monthly System Peak Day | SCE | 1-in-2 | 2025 | 14 | 372.5764 | 346.4433 | 39.2734 | 93.6136 | 0
| All | All Customers | 9 | Monthly System Peak Day | SCE | 1-in-2 | 2025 | 15 | 333.7586 | 314.5007 | 39.2981 | 94.781 | 0
| All | All Customers | 9 | Monthly System Peak Day | SCE | 1-in-2 | 2025 | 16 | 302.8461 | 271.5338 | 39.3076 | 94.2312 | 0
| All | All Customers | 9 | Monthly System Peak Day | SCE | 1-in-2 | 2025 | 17 | 276.103 | 286.9685 | 39.1857 | 93.9331 | 0
| All | All Customers | 9 | Monthly System Peak Day | SCE | 1-in-2 | 2025 | 18 | 257.6182 | 281.3923 | 39.1947 | 93.1571 | 0
| All | All Customers | 9 | Monthly System Peak Day | SCE | 1-in-2 | 2025 | 19 | 260.7004 | 232.3826 | 39.6768 | 92.0918 | 0
| All | All Customers | 9 | Monthly System Peak Day | SCE | 1-in-2 | 2025 | 20 | 261.1948 | 221.274 | 38.3765 | 89.7033 | 0
| All | All Customers | 9 | Monthly System Peak Day | SCE | 1-in-2 | 2025 | 21 | 277.6738 | 246.703 | 39.3438 | 86.0369 | 0
| All | All Customers | 9 | Monthly System Peak Day | SCE | 1-in-2 | 2025 | 22 | 419.9968 | 377.7202 | 39.3475 | 83.6113 | 0
| All | All Customers | 9 | Monthly System Peak Day | SCE | 1-in-2 | 2025 | 23 | 422.7805 | 376.9068 | 39.2373 | 81.6711 | 0
| All | All Customers | 9 | Monthly System Peak Day | SCE | 1-in-2 | 2025 | 24 | 437.6879 | 401.8075 | 39.2461 | 79.6122 | 0
| All | All Customers | 10 | Average Weekday | SCE | 1-in-2 | 2025 | 1 | 398.1715 | 412.0784 | 36.3647 | 63.1078 | 0
| All | All Customers | 10 | Average Weekday | SCE | 1-in-2 | 2025 | 2 | 376.4931 | 383.7271 | 36.268 | 62.2306 | 0
| All | All Customers | 10 | Average Weekday | SCE | 1-in-2 | 2025 | 3 | 471.0063 | 481.0181 | 36.2542 | 61.3429 | 0
| All | All Customers | 10 | Average Weekday | SCE | 1-in-2 | 2025 | 4 | 578.4864 | 593.4137 | 36.2212 | 60.6521 | 0
| All | All Customers | 10 | Average Weekday | SCE | 1-in-2 | 2025 | 5 | 582.5649 | 599.4747 | 36.227 | 59.9614 | 0
| All | All Customers | 10 | Average Weekday | SCE | 1-in-2 | 2025 | 6 | 595.3708 | 616.455 | 36.1949 | 59.4727 | 0
| All | All Customers | 10 | Average Weekday | SCE | 1-in-2 | 2025 | 7 | 604.0995 | 619.9163 | 36.2084 | 59.0885 | 0
| All | All Customers | 10 | Average Weekday | SCE | 1-in-2 | 2025 | 8 | 627.6544 | 653.6053 | 36.4674 | 58.8572 | 0
| All | All Customers | 10 | Average Weekday | SCE | 1-in-2 | 2025 | 9 | 566.2109 | 603.4456 | 36.7301 | 59.2786 | 0
| All | All Customers | 10 | Average Weekday | SCE | 1-in-2 | 2025 | 10 | 552.1144 | 571.9893 | 36.5051 | 61.808 | 0
| All | All Customers | 10 | Average Weekday | SCE | 1-in-2 | 2025 | 11 | 543.1023 | 558.1353 | 36.6346 | 65.2524 | 0
| All | All Customers | 10 | Average Weekday | SCE | 1-in-2 | 2025 | 12 | 526.2792 | 537.7567 | 36.7773 | 68.7871 | 0
| All | All Customers | 10 | Average Weekday | SCE | 1-in-2 | 2025 | 13 | 433.7418 | 442.6501 | 36.8727 | 71.7612 | 0
| All | All Customers | 10 | Average Weekday | SCE | 1-in-2 | 2025 | 14 | 384.3448 | 390.4008 | 36.7643 | 73.8981 | 0
| All | All Customers | 10 | Average Weekday | SCE | 1-in-2 | 2025 | 15 | 340.9366 | 346.0275 | 36.5478 | 75.2877 | 0
| All | All Customers | 10 | Average Weekday | SCE | 1-in-2 | 2025 | 16 | 294.8626 | 296.812 | 36.2663 | 76.0881 | 0
| All | All Customers | 10 | Average Weekday | SCE | 1-in-2 | 2025 | 17 | 275.7564 | 284.312 | 36.0242 | 75.9371 | 0
| All | All Customers | 10 | Average Weekday | SCE | 1-in-2 | 2025 | 18 | 268.3322 | 275.0791 | 36.0515 | 74.9092 | 0
| All | All Customers | 10 | Average Weekday | SCE | 1-in-2 | 2025 | 19 | 259.3439 | 263.9083 | 36.5629 | 72.9505 | 0
| All | All Customers | 10 | Average Weekday | SCE | 1-in-2 | 2025 | 20 | 260.7704 | 264.7946 | 35.9846 | 70.0551 | 0
| All | All Customers | 10 | Average Weekday | SCE | 1-in-2 | 2025 | 21 | 268.4509 | 272.7211 | 36.0527 | 67.8774 | 0
| All | All Customers | 10 | Average Weekday | SCE | 1-in-2 | 2025 | 22 | 439.8755 | 462.1229 | 36.2533 | 66.2813 | 0
| All | All Customers | 10 | Average Weekday | SCE | 1-in-2 | 2025 | 23 | 429.2973 | 452.7474 | 36.3497 | 65.0082 | 0
| All | All Customers | 10 | Average Weekday | SCE | 1-in-2 | 2025 | 24 | 447.1239 | 478.6945 | 36.4603 | 63.8932 | 0
| All | All Customers | 10 | Monthly System Peak Day | SCE | 1-in-2 | 2025 | 1 | 398.1715 | 426.124 | 35.9715 | 71.8962 | 0
| All | All Customers | 10 | Monthly System Peak Day | SCE | 1-in-2 | 2025 | 2 | 376.4931 | 391.2003 | 36.0158 | 70.4043 | 0
| All | All Customers | 10 | Monthly System Peak Day | SCE | 1-in-2 | 2025 | 3 | 471.0063 | 489.4091 | 36.0226 | 68.1625 | 0
| All | All Customers | 10 | Monthly System Peak Day | SCE | 1-in-2 | 2025 | 4 | 578.4864 | 598.4128 | 36.0445 | 67.3048 | 0
| All | All Customers | 10 | Monthly System Peak Day | SCE | 1-in-2 | 2025 | 5 | 582.5649 | 607.0762 | 36.0418 | 66.6615 | 0
| All | All Customers | 10 | Monthly System Peak Day | SCE | 1-in-2 | 2025 | 6 | 595.3708 | 617.7125 | 36.0698 | 66.0378 | 0
| All | All Customers | 10 | Monthly System Peak Day | SCE | 1-in-2 | 2025 | 7 | 604.0995 | 617.6878 | 36.0771 | 65.2515 | 0
| All | All Customers | 10 | Monthly System Peak Day | SCE | 1-in-2 | 2025 | 8 | 627.6544 | 664.674 | 35.9482 | 65.0625 | 0
| All | All Customers | 10 | Monthly System Peak Day | SCE | 1-in-2 | 2025 | 9 | 566.2109 | 614.2691 | 35.9059 | 65.933 | 0
| All | All Customers | 10 | Monthly System Peak Day | SCE | 1-in-2 | 2025 | 10 | 552.1144 | 578.5667 | 35.9571 | 70.1461 | 0
| All | All Customers | 10 | Monthly System Peak Day | SCE | 1-in-2 | 2025 | 11 | 543.1023 | 568.1132 | 35.9873 | 76.4511 | 0
| All | All Customers | 10 | Monthly System Peak Day | SCE | 1-in-2 | 2025 | 12 | 526.2792 | 551.054 | 36.053 | 82.4643 | 0
| All | All Customers | 10 | Monthly System Peak Day | SCE | 1-in-2 | 2025 | 13 | 433.7418 | 445.9353 | 36.117 | 86.6366 | 0
| All | All Customers | 10 | Monthly System Peak Day | SCE | 1-in-2 | 2025 | 14 | 384.3448 | 390.7318 | 36.058 | 89.0965 | 0
| All | All Customers | 10 | Monthly System Peak Day | SCE | 1-in-2 | 2025 | 15 | 340.9366 | 345.4658 | 35.9827 | 90.3652 | 0
| All | All Customers | 10 | Monthly System Peak Day | SCE | 1-in-2 | 2025 | 16 | 294.8626 | 294.5226 | 36.0246 | 90.8787 | 0
| All | All Customers | 10 | Monthly System Peak Day | SCE | 1-in-2 | 2025 | 17 | 275.7564 | 284.3271 | 35.9928 | 90.5482 | 0
| All | All Customers | 10 | Monthly System Peak Day | SCE | 1-in-2 | 2025 | 18 | 268.3322 | 275.3546 | 35.9792 | 89.5589 | 0
| All | All Customers | 10 | Monthly System Peak Day | SCE | 1-in-2 | 2025 | 19 | 259.3439 | 263.2089 | 36.6998 | 87.8291 | 0
| All | All Customers | 10 | Monthly System Peak Day | SCE | 1-in-2 | 2025 | 20 | 260.7704 | 263.9917 | 35.9844 | 84.3371 | 0
| All | All Customers | 10 | Monthly System Peak Day | SCE | 1-in-2 | 2025 | 21 | 268.4509 | 273.612 | 36.1128 | 81.1782 | 0
| All | All Customers | 10 | Monthly System Peak Day | SCE | 1-in-2 | 2025 | 22 | 439.8755 | 462.3537 | 36.0477 | 78.8058 | 0
| All | All Customers | 10 | Monthly System Peak Day | SCE | 1-in-2 | 2025 | 23 | 429.2973 | 457.1167 | 35.9939 | 76.234 | 0
| All | All Customers | 10 | Monthly System Peak Day | SCE | 1-in-2 | 2025 | 24 | 447.1239 | 498.8025 | 35.9393 | 74.6523 | 0
| All | All Customers | 11 | Average Weekday | SCE | 1-in-2 | 2025 | 1 | 374.2061 | 382.5313 | 36.2632 | 57.097 | 0
| All | All Customers | 11 | Average Weekday | SCE | 1-in-2 | 2025 | 2 | 356.6504 | 363.4634 | 36.2504 | 56.2395 | 0
| All | All Customers | 11 | Average Weekday | SCE | 1-in-2 | 2025 | 3 | 450.6802 | 462.3246 | 36.2266 | 55.5321 | 0
| All | All Customers | 11 | Average Weekday | SCE | 1-in-2 | 2025 | 4 | 564.5771 | 582.804 | 36.2305 | 54.9319 | 0
| All | All Customers | 11 | Average Weekday | SCE | 1-in-2 | 2025 | 5 | 555.4227 | 584.6607 | 36.2096 | 54.3851 | 0
| All | All Customers | 11 | Average Weekday | SCE | 1-in-2 | 2025 | 6 | 571.1481 | 608.4973 | 36.2193 | 53.8723 | 0
| All | All Customers | 11 | Average Weekday | SCE | 1-in-2 | 2025 | 7 | 585.4344 | 601.7591 | 36.3978 | 53.6302 | 0
| All | All Customers | 11 | Average Weekday | SCE | 1-in-2 | 2025 | 8 | 597.4605 | 612.2347 | 36.5753 | 53.5519 | 0
| All | All Customers | 11 | Average Weekday | SCE | 1-in-2 | 2025 | 9 | 541.5095 | 568.0457 | 36.4241 | 55.1501 | 0
| All | All Customers | 11 | Average Weekday | SCE | 1-in-2 | 2025 | 10 | 527.2216 | 541.4153 | 36.5057 | 58.5803 | 0
| All | All Customers | 11 | Average Weekday | SCE | 1-in-2 | 2025 | 11 | 510.1523 | 519.6939 | 36.6054 | 62.3808 | 0
| All | All Customers | 11 | Average Weekday | SCE | 1-in-2 | 2025 | 12 | 499.2011 | 506.1869 | 36.6727 | 65.6261 | 0
| All | All Customers | 11 | Average Weekday | SCE | 1-in-2 | 2025 | 13 | 413.3831 | 423.1601 | 36.6104 | 67.9906 | 0
| All | All Customers | 11 | Average Weekday | SCE | 1-in-2 | 2025 | 14 | 376.447 | 383.4311 | 36.4783 | 69.4818 | 0
| All | All Customers | 11 | Average Weekday | SCE | 1-in-2 | 2025 | 15 | 323.9821 | 330.839 | 36.2799 | 70.3008 | 0
| All | All Customers | 11 | Average Weekday | SCE | 1-in-2 | 2025 | 16 | 285.6126 | 287.0921 | 36.2802 | 70.3572 | 0
| All | All Customers | 11 | Average Weekday | SCE | 1-in-2 | 2025 | 17 | 264.6238 | 272.3789 | 36.0509 | 69.4195 | 0
| All | All Customers | 11 | Average Weekday | SCE | 1-in-2 | 2025 | 18 | 254.3205 | 261.6902 | 36.1188 | 67.259 | 0
| All | All Customers | 11 | Average Weekday | SCE | 1-in-2 | 2025 | 19 | 249.5993 | 254.0249 | 35.9853 | 64.7932 | 0
| All | All Customers | 11 | Average Weekday | SCE | 1-in-2 | 2025 | 20 | 247.9999 | 316.6014 | 43.7185 | 62.9626 | 0
| All | All Customers | 11 | Average Weekday | SCE | 1-in-2 | 2025 | 21 | 250.2242 | 255.5036 | 36.0837 | 61.4319 | 0
| All | All Customers | 11 | Average Weekday | SCE | 1-in-2 | 2025 | 22 | 415.4117 | 435.3347 | 36.3107 | 60.0821 | 0
| All | All Customers | 11 | Average Weekday | SCE | 1-in-2 | 2025 | 23 | 405.0783 | 422.1348 | 36.3897 | 58.91 | 0
| All | All Customers | 11 | Average Weekday | SCE | 1-in-2 | 2025 | 24 | 419.7062 | 435.8132 | 36.3311 | 57.9723 | 0
| All | All Customers | 11 | Monthly System Peak Day | SCE | 1-in-2 | 2025 | 1 | 374.2061 | 390.7574 | 36.0346 | 63.6961 | 0
| All | All Customers | 11 | Monthly System Peak Day | SCE | 1-in-2 | 2025 | 2 | 356.6504 | 370.442 | 36.0342 | 62.2587 | 0
| All | All Customers | 11 | Monthly System Peak Day | SCE | 1-in-2 | 2025 | 3 | 450.6802 | 468.4736 | 36.0602 | 61.2894 | 0
| All | All Customers | 11 | Monthly System Peak Day | SCE | 1-in-2 | 2025 | 4 | 564.5771 | 589.3261 | 36.0535 | 60.4635 | 0
| All | All Customers | 11 | Monthly System Peak Day | SCE | 1-in-2 | 2025 | 5 | 555.4227 | 589.6653 | 36.0873 | 59.6652 | 0
| All | All Customers | 11 | Monthly System Peak Day | SCE | 1-in-2 | 2025 | 6 | 571.1481 | 611.4052 | 36.086 | 58.6302 | 0
| All | All Customers | 11 | Monthly System Peak Day | SCE | 1-in-2 | 2025 | 7 | 585.4344 | 601.5763 | 35.9217 | 58.3757 | 0
| All | All Customers | 11 | Monthly System Peak Day | SCE | 1-in-2 | 2025 | 8 | 597.4605 | 635.0279 | 35.8847 | 58.0452 | 0
| All | All Customers | 11 | Monthly System Peak Day | SCE | 1-in-2 | 2025 | 9 | 541.5095 | 576.2397 | 35.9954 | 60.3861 | 0
| All | All Customers | 11 | Monthly System Peak Day | SCE | 1-in-2 | 2025 | 10 | 527.2216 | 551.2256 | 35.9732 | 65.4171 | 0
| All | All Customers | 11 | Monthly System Peak Day | SCE | 1-in-2 | 2025 | 11 | 510.1523 | 533.9271 | 36.0679 | 71.7569 | 0
| All | All Customers | 11 | Monthly System Peak Day | SCE | 1-in-2 | 2025 | 12 | 499.2011 | 521.7739 | 36.1987 | 77.5791 | 0
| All | All Customers | 11 | Monthly System Peak Day | SCE | 1-in-2 | 2025 | 13 | 413.3831 | 426.3583 | 36.184 | 81.6227 | 0
| All | All Customers | 11 | Monthly System Peak Day | SCE | 1-in-2 | 2025 | 14 | 376.447 | 383.0237 | 36.071 | 84.1448 | 0
| All | All Customers | 11 | Monthly System Peak Day | SCE | 1-in-2 | 2025 | 15 | 323.9821 | 330.2755 | 36.0677 | 85.3594 | 0
| All | All Customers | 11 | Monthly System Peak Day | SCE | 1-in-2 | 2025 | 16 | 285.6126 | 284.8188 | 36.0193 | 85.3616 | 0
| All | All Customers | 11 | Monthly System Peak Day | SCE | 1-in-2 | 2025 | 17 | 264.6238 | 273.1338 | 35.9743 | 84.0997 | 0
| All | All Customers | 11 | Monthly System Peak Day | SCE | 1-in-2 | 2025 | 18 | 254.3205 | 263.7539 | 35.9266 | 81.2779 | 0
| All | All Customers | 11 | Monthly System Peak Day | SCE | 1-in-2 | 2025 | 19 | 249.5993 | 253.7596 | 35.985 | 77.5579 | 0
| All | All Customers | 11 | Monthly System Peak Day | SCE | 1-in-2 | 2025 | 20 | 247.9999 | 372.0681 | 47.9688 | 74.9178 | 0
| All | All Customers | 11 | Monthly System Peak Day | SCE | 1-in-2 | 2025 | 21 | 250.2242 | 256.2184 | 36.1426 | 72.6122 | 0
| All | All Customers | 11 | Monthly System Peak Day | SCE | 1-in-2 | 2025 | 22 | 415.4117 | 437.5922 | 35.9941 | 70.6432 | 0
| All | All Customers | 11 | Monthly System Peak Day | SCE | 1-in-2 | 2025 | 23 | 405.0783 | 429.3402 | 35.9409 | 68.8396 | 0
| All | All Customers | 11 | Monthly System Peak Day | SCE | 1-in-2 | 2025 | 24 | 419.7062 | 450.7079 | 35.9894 | 67.2187 | 0
| All | All Customers | 12 | Average Weekday | SCE | 1-in-2 | 2025 | 1 | 414.0876 | 422.7427 | 36.1467 | 51.0993 | 0
| All | All Customers | 12 | Average Weekday | SCE | 1-in-2 | 2025 | 2 | 398.2155 | 405.7732 | 36.1407 | 50.4096 | 0
| All | All Customers | 12 | Average Weekday | SCE | 1-in-2 | 2025 | 3 | 490.1724 | 502.859 | 36.1401 | 49.8263 | 0
| All | All Customers | 12 | Average Weekday | SCE | 1-in-2 | 2025 | 4 | 605.3398 | 624.737 | 36.1394 | 49.2979 | 0
| All | All Customers | 12 | Average Weekday | SCE | 1-in-2 | 2025 | 5 | 600.006 | 631.484 | 36.1424 | 48.8154 | 0
| All | All Customers | 12 | Average Weekday | SCE | 1-in-2 | 2025 | 6 | 601.5875 | 642.1264 | 36.1473 | 48.2936 | 0
| All | All Customers | 12 | Average Weekday | SCE | 1-in-2 | 2025 | 7 | 609.1253 | 626.3834 | 36.1539 | 47.946 | 0
| All | All Customers | 12 | Average Weekday | SCE | 1-in-2 | 2025 | 8 | 627.4997 | 644.1501 | 36.1621 | 47.7165 | 0
| All | All Customers | 12 | Average Weekday | SCE | 1-in-2 | 2025 | 9 | 562.8956 | 590.2462 | 36.1709 | 48.2968 | 0
| All | All Customers | 12 | Average Weekday | SCE | 1-in-2 | 2025 | 10 | 539.217 | 556.1546 | 36.1591 | 50.7893 | 0
| All | All Customers | 12 | Average Weekday | SCE | 1-in-2 | 2025 | 11 | 524.8134 | 535.6437 | 36.1754 | 53.9511 | 0
| All | All Customers | 12 | Average Weekday | SCE | 1-in-2 | 2025 | 12 | 512.5792 | 519.2412 | 36.1917 | 56.8956 | 0
| All | All Customers | 12 | Average Weekday | SCE | 1-in-2 | 2025 | 13 | 433.6452 | 443.1111 | 36.202 | 59.1373 | 0
| All | All Customers | 12 | Average Weekday | SCE | 1-in-2 | 2025 | 14 | 400.4715 | 407.998 | 36.1901 | 60.6795 | 0
| All | All Customers | 12 | Average Weekday | SCE | 1-in-2 | 2025 | 15 | 364.8205 | 371.0453 | 36.1656 | 61.5091 | 0
| All | All Customers | 12 | Average Weekday | SCE | 1-in-2 | 2025 | 16 | 324.7122 | 326.0762 | 36.1464 | 61.6436 | 0
| All | All Customers | 12 | Average Weekday | SCE | 1-in-2 | 2025 | 17 | 311.1469 | 319.5677 | 36.009 | 60.916 | 0
| All | All Customers | 12 | Average Weekday | SCE | 1-in-2 | 2025 | 18 | 302.5719 | 309.7231 | 36.0092 | 58.9961 | 0
| All | All Customers | 12 | Average Weekday | SCE | 1-in-2 | 2025 | 19 | 298.9304 | 303.17 | 35.9849 | 56.8459 | 0
| All | All Customers | 12 | Average Weekday | SCE | 1-in-2 | 2025 | 20 | 305.7129 | 375.478 | 36.6771 | 55.3643 | 0
| All | All Customers | 12 | Average Weekday | SCE | 1-in-2 | 2025 | 21 | 309.2673 | 314.6753 | 36.0518 | 54.1662 | 0
| All | All Customers | 12 | Average Weekday | SCE | 1-in-2 | 2025 | 22 | 461.8569 | 481.2455 | 36.1512 | 53.0867 | 0
| All | All Customers | 12 | Average Weekday | SCE | 1-in-2 | 2025 | 23 | 451.2772 | 467.862 | 36.1546 | 52.1648 | 0
| All | All Customers | 12 | Average Weekday | SCE | 1-in-2 | 2025 | 24 | 463.9752 | 480.5627 | 36.1544 | 51.3065 | 0
| All | All Customers | 12 | Monthly System Peak Day | SCE | 1-in-2 | 2025 | 1 | 414.0876 | 422.7427 | 36.1467 | 43.8672 | 0
| All | All Customers | 12 | Monthly System Peak Day | SCE | 1-in-2 | 2025 | 2 | 398.2155 | 405.7732 | 36.1407 | 43.2256 | 0
| All | All Customers | 12 | Monthly System Peak Day | SCE | 1-in-2 | 2025 | 3 | 490.1724 | 502.859 | 36.1401 | 42.6913 | 0
| All | All Customers | 12 | Monthly System Peak Day | SCE | 1-in-2 | 2025 | 4 | 605.3398 | 624.737 | 36.1394 | 42.4777 | 0
| All | All Customers | 12 | Monthly System Peak Day | SCE | 1-in-2 | 2025 | 5 | 600.006 | 631.484 | 36.1424 | 42.1367 | 0
| All | All Customers | 12 | Monthly System Peak Day | SCE | 1-in-2 | 2025 | 6 | 601.5875 | 642.1264 | 36.1473 | 41.8913 | 0
| All | All Customers | 12 | Monthly System Peak Day | SCE | 1-in-2 | 2025 | 7 | 609.1253 | 626.3834 | 36.1539 | 41.6735 | 0
| All | All Customers | 12 | Monthly System Peak Day | SCE | 1-in-2 | 2025 | 8 | 627.4997 | 644.1501 | 36.1621 | 41.2499 | 0
| All | All Customers | 12 | Monthly System Peak Day | SCE | 1-in-2 | 2025 | 9 | 562.8956 | 590.2462 | 36.1709 | 41.9432 | 0
| All | All Customers | 12 | Monthly System Peak Day | SCE | 1-in-2 | 2025 | 10 | 539.217 | 556.1546 | 36.1591 | 45.6321 | 0
| All | All Customers | 12 | Monthly System Peak Day | SCE | 1-in-2 | 2025 | 11 | 524.8134 | 535.6437 | 36.1754 | 49.6998 | 0
| All | All Customers | 12 | Monthly System Peak Day | SCE | 1-in-2 | 2025 | 12 | 512.5792 | 519.2412 | 36.1917 | 53.7228 | 0
| All | All Customers | 12 | Monthly System Peak Day | SCE | 1-in-2 | 2025 | 13 | 433.6452 | 443.1111 | 36.202 | 56.0063 | 0
| All | All Customers | 12 | Monthly System Peak Day | SCE | 1-in-2 | 2025 | 14 | 400.4715 | 407.998 | 36.1901 | 57.4507 | 0
| All | All Customers | 12 | Monthly System Peak Day | SCE | 1-in-2 | 2025 | 15 | 364.8205 | 371.0453 | 36.1656 | 58.3329 | 0
| All | All Customers | 12 | Monthly System Peak Day | SCE | 1-in-2 | 2025 | 16 | 324.7122 | 326.0762 | 36.1464 | 58.708 | 0
| All | All Customers | 12 | Monthly System Peak Day | SCE | 1-in-2 | 2025 | 17 | 311.1469 | 319.5677 | 36.009 | 58.3844 | 0
| All | All Customers | 12 | Monthly System Peak Day | SCE | 1-in-2 | 2025 | 18 | 302.5719 | 309.7231 | 36.0092 | 56.4194 | 0
| All | All Customers | 12 | Monthly System Peak Day | SCE | 1-in-2 | 2025 | 19 | 298.9304 | 303.17 | 35.9849 | 53.7091 | 0
| All | All Customers | 12 | Monthly System Peak Day | SCE | 1-in-2 | 2025 | 20 | 305.7129 | 375.478 | 36.6771 | 51.8177 | 0
| All | All Customers | 12 | Monthly System Peak Day | SCE | 1-in-2 | 2025 | 21 | 309.2673 | 314.6753 | 36.0518 | 50.129 | 0
| All | All Customers | 12 | Monthly System Peak Day | SCE | 1-in-2 | 2025 | 22 | 461.8569 | 481.2455 | 36.1512 | 48.4225 | 0
| All | All Customers | 12 | Monthly System Peak Day | SCE | 1-in-2 | 2025 | 23 | 451.2772 | 467.862 | 36.1546 | 46.8118 | 0
| All | All Customers | 12 | Monthly System Peak Day | SCE | 1-in-2 | 2025 | 24 | 463.9752 | 480.5627 | 36.1544 | 45.5506 | 0
| All | All Customers | 1 | Average Weekday | SCE | 1-in-2 | 2026 | 1 | 411.5083 | 419.5564 | 36.2774 | 52.5295 | 0
| All | All Customers | 1 | Average Weekday | SCE | 1-in-2 | 2026 | 2 | 399.2112 | 407.223 | 36.2715 | 51.5748 | 0
| All | All Customers | 1 | Average Weekday | SCE | 1-in-2 | 2026 | 3 | 496.3914 | 508.7815 | 36.2709 | 50.7559 | 0
| All | All Customers | 1 | Average Weekday | SCE | 1-in-2 | 2026 | 4 | 609.0974 | 627.8784 | 36.2702 | 50.1253 | 0
| All | All Customers | 1 | Average Weekday | SCE | 1-in-2 | 2026 | 5 | 604.3596 | 635.1324 | 36.2731 | 49.4067 | 0
| All | All Customers | 1 | Average Weekday | SCE | 1-in-2 | 2026 | 6 | 613.7003 | 653.0533 | 36.278 | 48.8381 | 0
| All | All Customers | 1 | Average Weekday | SCE | 1-in-2 | 2026 | 7 | 628.9072 | 645.5472 | 36.2845 | 48.56 | 0
| All | All Customers | 1 | Average Weekday | SCE | 1-in-2 | 2026 | 8 | 650.188 | 666.1073 | 36.2928 | 48.3527 | 0
| All | All Customers | 1 | Average Weekday | SCE | 1-in-2 | 2026 | 9 | 582.1236 | 607.7327 | 36.3016 | 49.0075 | 0
| All | All Customers | 1 | Average Weekday | SCE | 1-in-2 | 2026 | 10 | 568.7336 | 583.5118 | 36.2899 | 52.3494 | 0
| All | All Customers | 1 | Average Weekday | SCE | 1-in-2 | 2026 | 11 | 550.4775 | 560.1875 | 36.3063 | 56.7873 | 0
| All | All Customers | 1 | Average Weekday | SCE | 1-in-2 | 2026 | 12 | 540.5156 | 547.2223 | 36.3226 | 60.8785 | 0
| All | All Customers | 1 | Average Weekday | SCE | 1-in-2 | 2026 | 13 | 465.9315 | 475.4091 | 36.3328 | 63.9218 | 0
| All | All Customers | 1 | Average Weekday | SCE | 1-in-2 | 2026 | 14 | 428.4128 | 435.3696 | 36.3209 | 65.9741 | 0
| All | All Customers | 1 | Average Weekday | SCE | 1-in-2 | 2026 | 15 | 389.8846 | 395.5325 | 36.2964 | 67.2299 | 0
| All | All Customers | 1 | Average Weekday | SCE | 1-in-2 | 2026 | 16 | 348.6046 | 349.8556 | 36.2772 | 67.6672 | 0
| All | All Customers | 1 | Average Weekday | SCE | 1-in-2 | 2026 | 17 | 333.9391 | 342.2751 | 36.142 | 67.081 | 0
| All | All Customers | 1 | Average Weekday | SCE | 1-in-2 | 2026 | 18 | 322.5028 | 329.7591 | 36.1422 | 65.1671 | 0
| All | All Customers | 1 | Average Weekday | SCE | 1-in-2 | 2026 | 19 | 310.9076 | 315.1907 | 36.1178 | 62.0782 | 0
| All | All Customers | 1 | Average Weekday | SCE | 1-in-2 | 2026 | 20 | 310.6679 | 379.8467 | 36.8055 | 59.7939 | 0
| All | All Customers | 1 | Average Weekday | SCE | 1-in-2 | 2026 | 21 | 302.9267 | 308.1794 | 36.1843 | 58.1234 | 0
| All | All Customers | 1 | Average Weekday | SCE | 1-in-2 | 2026 | 22 | 457.3969 | 476.9687 | 36.2816 | 56.6753 | 0
| All | All Customers | 1 | Average Weekday | SCE | 1-in-2 | 2026 | 23 | 449.7747 | 466.4103 | 36.2852 | 55.3814 | 0
| All | All Customers | 1 | Average Weekday | SCE | 1-in-2 | 2026 | 24 | 466.3068 | 482.1043 | 36.2851 | 54.2169 | 0
| All | All Customers | 1 | Monthly System Peak Day | SCE | 1-in-2 | 2026 | 1 | 411.5083 | 419.5564 | 36.2774 | 46.1508 | 0
| All | All Customers | 1 | Monthly System Peak Day | SCE | 1-in-2 | 2026 | 2 | 399.2112 | 407.223 | 36.2715 | 45.2304 | 0
| All | All Customers | 1 | Monthly System Peak Day | SCE | 1-in-2 | 2026 | 3 | 496.3914 | 508.7815 | 36.2709 | 43.7928 | 0
| All | All Customers | 1 | Monthly System Peak Day | SCE | 1-in-2 | 2026 | 4 | 609.0974 | 627.8784 | 36.2702 | 43.0306 | 0
| All | All Customers | 1 | Monthly System Peak Day | SCE | 1-in-2 | 2026 | 5 | 604.3596 | 635.1324 | 36.2731 | 42.073 | 0
| All | All Customers | 1 | Monthly System Peak Day | SCE | 1-in-2 | 2026 | 6 | 613.7003 | 653.0533 | 36.278 | 41.6713 | 0
| All | All Customers | 1 | Monthly System Peak Day | SCE | 1-in-2 | 2026 | 7 | 628.9072 | 645.5472 | 36.2845 | 41.5705 | 0
| All | All Customers | 1 | Monthly System Peak Day | SCE | 1-in-2 | 2026 | 8 | 650.188 | 666.1073 | 36.2928 | 41.7766 | 0
| All | All Customers | 1 | Monthly System Peak Day | SCE | 1-in-2 | 2026 | 9 | 582.1236 | 607.7327 | 36.3016 | 42.4508 | 0
| All | All Customers | 1 | Monthly System Peak Day | SCE | 1-in-2 | 2026 | 10 | 568.7336 | 583.5118 | 36.2899 | 45.1188 | 0
| All | All Customers | 1 | Monthly System Peak Day | SCE | 1-in-2 | 2026 | 11 | 550.4775 | 560.1875 | 36.3063 | 48.6287 | 0
| All | All Customers | 1 | Monthly System Peak Day | SCE | 1-in-2 | 2026 | 12 | 540.5156 | 547.2223 | 36.3226 | 51.5031 | 0
| All | All Customers | 1 | Monthly System Peak Day | SCE | 1-in-2 | 2026 | 13 | 465.9315 | 475.4091 | 36.3328 | 53.0908 | 0
| All | All Customers | 1 | Monthly System Peak Day | SCE | 1-in-2 | 2026 | 14 | 428.4128 | 435.3696 | 36.3209 | 53.2152 | 0
| All | All Customers | 1 | Monthly System Peak Day | SCE | 1-in-2 | 2026 | 15 | 389.8846 | 395.5325 | 36.2964 | 53.2796 | 0
| All | All Customers | 1 | Monthly System Peak Day | SCE | 1-in-2 | 2026 | 16 | 348.6046 | 349.8556 | 36.2772 | 54.5165 | 0
| All | All Customers | 1 | Monthly System Peak Day | SCE | 1-in-2 | 2026 | 17 | 333.9391 | 342.2751 | 36.142 | 55.0011 | 0
| All | All Customers | 1 | Monthly System Peak Day | SCE | 1-in-2 | 2026 | 18 | 322.5028 | 329.7591 | 36.1422 | 54.0223 | 0
| All | All Customers | 1 | Monthly System Peak Day | SCE | 1-in-2 | 2026 | 19 | 310.9076 | 315.1907 | 36.1178 | 52.2181 | 0
| All | All Customers | 1 | Monthly System Peak Day | SCE | 1-in-2 | 2026 | 20 | 310.6679 | 379.8467 | 36.8055 | 50.8769 | 0
| All | All Customers | 1 | Monthly System Peak Day | SCE | 1-in-2 | 2026 | 21 | 302.9267 | 308.1794 | 36.1843 | 49.9865 | 0
| All | All Customers | 1 | Monthly System Peak Day | SCE | 1-in-2 | 2026 | 22 | 457.3969 | 476.9687 | 36.2816 | 48.9518 | 0
| All | All Customers | 1 | Monthly System Peak Day | SCE | 1-in-2 | 2026 | 23 | 449.7747 | 466.4103 | 36.2852 | 47.5941 | 0
| All | All Customers | 1 | Monthly System Peak Day | SCE | 1-in-2 | 2026 | 24 | 466.3068 | 482.1043 | 36.2851 | 46.7194 | 0
| All | All Customers | 2 | Average Weekday | SCE | 1-in-2 | 2026 | 1 | 385.4426 | 394.1931 | 36.3187 | 52.0965 | 0
| All | All Customers | 2 | Average Weekday | SCE | 1-in-2 | 2026 | 2 | 371.593 | 380.3412 | 36.3122 | 51.2532 | 0
| All | All Customers | 2 | Average Weekday | SCE | 1-in-2 | 2026 | 3 | 462.7492 | 476.2512 | 36.3114 | 50.4252 | 0
| All | All Customers | 2 | Average Weekday | SCE | 1-in-2 | 2026 | 4 | 570.5401 | 591.3746 | 36.3108 | 49.6982 | 0
| All | All Customers | 2 | Average Weekday | SCE | 1-in-2 | 2026 | 5 | 569.9688 | 602.9959 | 36.3144 | 49.1156 | 0
| All | All Customers | 2 | Average Weekday | SCE | 1-in-2 | 2026 | 6 | 582.4022 | 623.5881 | 36.3203 | 48.5566 | 0
| All | All Customers | 2 | Average Weekday | SCE | 1-in-2 | 2026 | 7 | 587.4776 | 604.8441 | 36.3276 | 48.1632 | 0
| All | All Customers | 2 | Average Weekday | SCE | 1-in-2 | 2026 | 8 | 609.7353 | 625.9356 | 36.3358 | 48.0226 | 0
| All | All Customers | 2 | Average Weekday | SCE | 1-in-2 | 2026 | 9 | 559.0206 | 584.6229 | 36.3446 | 49.4233 | 0
| All | All Customers | 2 | Average Weekday | SCE | 1-in-2 | 2026 | 10 | 541.1099 | 555.3558 | 36.3312 | 52.86 | 0
| All | All Customers | 2 | Average Weekday | SCE | 1-in-2 | 2026 | 11 | 526.6986 | 536.5785 | 36.3489 | 56.7186 | 0
| All | All Customers | 2 | Average Weekday | SCE | 1-in-2 | 2026 | 12 | 516.1369 | 523.4277 | 36.3667 | 60.1321 | 0
| All | All Customers | 2 | Average Weekday | SCE | 1-in-2 | 2026 | 13 | 439.6928 | 449.9469 | 36.3782 | 62.679 | 0
| All | All Customers | 2 | Average Weekday | SCE | 1-in-2 | 2026 | 14 | 398.93 | 406.3635 | 36.3653 | 64.327 | 0
| All | All Customers | 2 | Average Weekday | SCE | 1-in-2 | 2026 | 15 | 352.4174 | 359.6744 | 36.3387 | 65.2057 | 0
| All | All Customers | 2 | Average Weekday | SCE | 1-in-2 | 2026 | 16 | 312.6696 | 314.9922 | 36.3181 | 65.3934 | 0
| All | All Customers | 2 | Average Weekday | SCE | 1-in-2 | 2026 | 17 | 287.5756 | 295.056 | 36.1556 | 64.8548 | 0
| All | All Customers | 2 | Average Weekday | SCE | 1-in-2 | 2026 | 18 | 276.465 | 282.8786 | 36.1565 | 63.4338 | 0
| All | All Customers | 2 | Average Weekday | SCE | 1-in-2 | 2026 | 19 | 270.3202 | 275.0372 | 36.1182 | 60.8602 | 0
| All | All Customers | 2 | Average Weekday | SCE | 1-in-2 | 2026 | 20 | 270.008 | 337.0319 | 36.9061 | 58.5517 | 0
| All | All Customers | 2 | Average Weekday | SCE | 1-in-2 | 2026 | 21 | 264.2972 | 269.6801 | 36.1998 | 56.9202 | 0
| All | All Customers | 2 | Average Weekday | SCE | 1-in-2 | 2026 | 22 | 420.5327 | 440.6462 | 36.3245 | 55.6652 | 0
| All | All Customers | 2 | Average Weekday | SCE | 1-in-2 | 2026 | 23 | 415.0189 | 432.3439 | 36.3281 | 54.4868 | 0
| All | All Customers | 2 | Average Weekday | SCE | 1-in-2 | 2026 | 24 | 433.3416 | 450.1584 | 36.3274 | 53.3759 | 0
| All | All Customers | 2 | Monthly System Peak Day | SCE | 1-in-2 | 2026 | 1 | 385.4426 | 394.1931 | 36.3187 | 43.6333 | 0
| All | All Customers | 2 | Monthly System Peak Day | SCE | 1-in-2 | 2026 | 2 | 371.593 | 380.3412 | 36.3122 | 43.2482 | 0
| All | All Customers | 2 | Monthly System Peak Day | SCE | 1-in-2 | 2026 | 3 | 462.7492 | 476.2512 | 36.3114 | 42.8123 | 0
| All | All Customers | 2 | Monthly System Peak Day | SCE | 1-in-2 | 2026 | 4 | 570.5401 | 591.3746 | 36.3108 | 42.2775 | 0
| All | All Customers | 2 | Monthly System Peak Day | SCE | 1-in-2 | 2026 | 5 | 569.9688 | 602.9959 | 36.3144 | 41.5906 | 0
| All | All Customers | 2 | Monthly System Peak Day | SCE | 1-in-2 | 2026 | 6 | 582.4022 | 623.5881 | 36.3203 | 40.8777 | 0
| All | All Customers | 2 | Monthly System Peak Day | SCE | 1-in-2 | 2026 | 7 | 587.4776 | 604.8441 | 36.3276 | 40.6514 | 0
| All | All Customers | 2 | Monthly System Peak Day | SCE | 1-in-2 | 2026 | 8 | 609.7353 | 625.9356 | 36.3358 | 40.8793 | 0
| All | All Customers | 2 | Monthly System Peak Day | SCE | 1-in-2 | 2026 | 9 | 559.0206 | 584.6229 | 36.3446 | 42.3693 | 0
| All | All Customers | 2 | Monthly System Peak Day | SCE | 1-in-2 | 2026 | 10 | 541.1099 | 555.3558 | 36.3312 | 44.9734 | 0
| All | All Customers | 2 | Monthly System Peak Day | SCE | 1-in-2 | 2026 | 11 | 526.6986 | 536.5785 | 36.3489 | 47.8451 | 0
| All | All Customers | 2 | Monthly System Peak Day | SCE | 1-in-2 | 2026 | 12 | 516.1369 | 523.4277 | 36.3667 | 50.2003 | 0
| All | All Customers | 2 | Monthly System Peak Day | SCE | 1-in-2 | 2026 | 13 | 439.6928 | 449.9469 | 36.3782 | 52.0658 | 0
| All | All Customers | 2 | Monthly System Peak Day | SCE | 1-in-2 | 2026 | 14 | 398.93 | 406.3635 | 36.3653 | 53.5748 | 0
| All | All Customers | 2 | Monthly System Peak Day | SCE | 1-in-2 | 2026 | 15 | 352.4174 | 359.6744 | 36.3387 | 54.8527 | 0
| All | All Customers | 2 | Monthly System Peak Day | SCE | 1-in-2 | 2026 | 16 | 312.6696 | 314.9922 | 36.3181 | 55.6969 | 0
| All | All Customers | 2 | Monthly System Peak Day | SCE | 1-in-2 | 2026 | 17 | 287.5756 | 295.056 | 36.1556 | 55.7396 | 0
| All | All Customers | 2 | Monthly System Peak Day | SCE | 1-in-2 | 2026 | 18 | 276.465 | 282.8786 | 36.1565 | 54.9962 | 0
| All | All Customers | 2 | Monthly System Peak Day | SCE | 1-in-2 | 2026 | 19 | 270.3202 | 275.0372 | 36.1182 | 53.1385 | 0
| All | All Customers | 2 | Monthly System Peak Day | SCE | 1-in-2 | 2026 | 20 | 270.008 | 337.0319 | 36.9061 | 51.5411 | 0
| All | All Customers | 2 | Monthly System Peak Day | SCE | 1-in-2 | 2026 | 21 | 264.2972 | 269.6801 | 36.1998 | 50.1384 | 0
| All | All Customers | 2 | Monthly System Peak Day | SCE | 1-in-2 | 2026 | 22 | 420.5327 | 440.6462 | 36.3245 | 48.936 | 0
| All | All Customers | 2 | Monthly System Peak Day | SCE | 1-in-2 | 2026 | 23 | 415.0189 | 432.3439 | 36.3281 | 47.915 | 0
| All | All Customers | 2 | Monthly System Peak Day | SCE | 1-in-2 | 2026 | 24 | 433.3416 | 450.1584 | 36.3274 | 46.7847 | 0
| All | All Customers | 3 | Average Weekday | SCE | 1-in-2 | 2026 | 1 | 416.9501 | 432.2458 | 36.3877 | 54.7625 | 0
| All | All Customers | 3 | Average Weekday | SCE | 1-in-2 | 2026 | 2 | 403.2601 | 411.9817 | 36.3384 | 53.8696 | 0
| All | All Customers | 3 | Average Weekday | SCE | 1-in-2 | 2026 | 3 | 508.6189 | 519.8839 | 36.3311 | 53.0858 | 0
| All | All Customers | 3 | Average Weekday | SCE | 1-in-2 | 2026 | 4 | 618.5272 | 634.9689 | 36.315 | 52.4151 | 0
| All | All Customers | 3 | Average Weekday | SCE | 1-in-2 | 2026 | 5 | 600.5861 | 621.2005 | 36.3183 | 51.7834 | 0
| All | All Customers | 3 | Average Weekday | SCE | 1-in-2 | 2026 | 6 | 614.7582 | 638.7825 | 36.3039 | 51.2916 | 0
| All | All Customers | 3 | Average Weekday | SCE | 1-in-2 | 2026 | 7 | 628.0931 | 644.6729 | 36.3158 | 50.929 | 0
| All | All Customers | 3 | Average Weekday | SCE | 1-in-2 | 2026 | 8 | 646.2903 | 676.4748 | 36.4465 | 50.7469 | 0
| All | All Customers | 3 | Average Weekday | SCE | 1-in-2 | 2026 | 9 | 589.2903 | 627.5826 | 36.5651 | 51.8629 | 0
| All | All Customers | 3 | Average Weekday | SCE | 1-in-2 | 2026 | 10 | 574.6947 | 597.9128 | 36.457 | 54.692 | 0
| All | All Customers | 3 | Average Weekday | SCE | 1-in-2 | 2026 | 11 | 550.0026 | 567.3942 | 36.516 | 58.0164 | 0
| All | All Customers | 3 | Average Weekday | SCE | 1-in-2 | 2026 | 12 | 542.0396 | 553.5775 | 36.5746 | 61.0929 | 0
| All | All Customers | 3 | Average Weekday | SCE | 1-in-2 | 2026 | 13 | 447.2285 | 456.4945 | 36.6056 | 63.4709 | 0
| All | All Customers | 3 | Average Weekday | SCE | 1-in-2 | 2026 | 14 | 418.0725 | 424.4547 | 36.5596 | 65.1214 | 0
| All | All Customers | 3 | Average Weekday | SCE | 1-in-2 | 2026 | 15 | 372.6323 | 377.9531 | 36.4656 | 66.1825 | 0
| All | All Customers | 3 | Average Weekday | SCE | 1-in-2 | 2026 | 16 | 334.9214 | 337.0399 | 36.337 | 66.793 | 0
| All | All Customers | 3 | Average Weekday | SCE | 1-in-2 | 2026 | 17 | 321.8865 | 330.9961 | 36.1518 | 66.7953 | 0
| All | All Customers | 3 | Average Weekday | SCE | 1-in-2 | 2026 | 18 | 308.4445 | 315.4836 | 36.1651 | 65.948 | 0
| All | All Customers | 3 | Average Weekday | SCE | 1-in-2 | 2026 | 19 | 300.8748 | 305.7258 | 36.2381 | 64.3239 | 0
| All | All Customers | 3 | Average Weekday | SCE | 1-in-2 | 2026 | 20 | 290.8869 | 294.9397 | 36.1175 | 62.0171 | 0
| All | All Customers | 3 | Average Weekday | SCE | 1-in-2 | 2026 | 21 | 276.793 | 280.7485 | 36.1612 | 59.7601 | 0
| All | All Customers | 3 | Average Weekday | SCE | 1-in-2 | 2026 | 22 | 452.5406 | 475.4698 | 36.3389 | 58.2531 | 0
| All | All Customers | 3 | Average Weekday | SCE | 1-in-2 | 2026 | 23 | 451.7132 | 476.0097 | 36.3886 | 57.109 | 0
| All | All Customers | 3 | Average Weekday | SCE | 1-in-2 | 2026 | 24 | 477.4321 | 510.1731 | 36.4381 | 56.1105 | 0
| All | All Customers | 3 | Monthly System Peak Day | SCE | 1-in-2 | 2026 | 1 | 416.9501 | 432.2458 | 36.3877 | 57.2027 | 0
| All | All Customers | 3 | Monthly System Peak Day | SCE | 1-in-2 | 2026 | 2 | 403.2601 | 411.9817 | 36.3384 | 55.9682 | 0
| All | All Customers | 3 | Monthly System Peak Day | SCE | 1-in-2 | 2026 | 3 | 508.6189 | 519.8839 | 36.3311 | 54.3904 | 0
| All | All Customers | 3 | Monthly System Peak Day | SCE | 1-in-2 | 2026 | 4 | 618.5272 | 634.9689 | 36.315 | 53.6067 | 0
| All | All Customers | 3 | Monthly System Peak Day | SCE | 1-in-2 | 2026 | 5 | 600.5861 | 621.2005 | 36.3183 | 52.7762 | 0
| All | All Customers | 3 | Monthly System Peak Day | SCE | 1-in-2 | 2026 | 6 | 614.7582 | 638.7825 | 36.3039 | 51.984 | 0
| All | All Customers | 3 | Monthly System Peak Day | SCE | 1-in-2 | 2026 | 7 | 628.0931 | 644.6729 | 36.3158 | 51.3964 | 0
| All | All Customers | 3 | Monthly System Peak Day | SCE | 1-in-2 | 2026 | 8 | 646.2903 | 676.4748 | 36.4465 | 50.9278 | 0
| All | All Customers | 3 | Monthly System Peak Day | SCE | 1-in-2 | 2026 | 9 | 589.2903 | 627.5826 | 36.5651 | 51.4779 | 0
| All | All Customers | 3 | Monthly System Peak Day | SCE | 1-in-2 | 2026 | 10 | 574.6947 | 597.9128 | 36.457 | 54.6642 | 0
| All | All Customers | 3 | Monthly System Peak Day | SCE | 1-in-2 | 2026 | 11 | 550.0026 | 567.3942 | 36.516 | 59.3457 | 0
| All | All Customers | 3 | Monthly System Peak Day | SCE | 1-in-2 | 2026 | 12 | 542.0396 | 553.5775 | 36.5746 | 63.7367 | 0
| All | All Customers | 3 | Monthly System Peak Day | SCE | 1-in-2 | 2026 | 13 | 447.2285 | 456.4945 | 36.6056 | 66.7122 | 0
| All | All Customers | 3 | Monthly System Peak Day | SCE | 1-in-2 | 2026 | 14 | 418.0725 | 424.4547 | 36.5596 | 68.3248 | 0
| All | All Customers | 3 | Monthly System Peak Day | SCE | 1-in-2 | 2026 | 15 | 372.6323 | 377.9531 | 36.4656 | 69.3994 | 0
| All | All Customers | 3 | Monthly System Peak Day | SCE | 1-in-2 | 2026 | 16 | 334.9214 | 337.0399 | 36.337 | 70.2048 | 0
| All | All Customers | 3 | Monthly System Peak Day | SCE | 1-in-2 | 2026 | 17 | 321.8865 | 330.9961 | 36.1518 | 70.3423 | 0
| All | All Customers | 3 | Monthly System Peak Day | SCE | 1-in-2 | 2026 | 18 | 308.4445 | 315.4836 | 36.1651 | 69.8318 | 0
| All | All Customers | 3 | Monthly System Peak Day | SCE | 1-in-2 | 2026 | 19 | 300.8748 | 305.7258 | 36.2381 | 68.2629 | 0
| All | All Customers | 3 | Monthly System Peak Day | SCE | 1-in-2 | 2026 | 20 | 290.8869 | 294.9397 | 36.1175 | 65.4545 | 0
| All | All Customers | 3 | Monthly System Peak Day | SCE | 1-in-2 | 2026 | 21 | 276.793 | 280.7485 | 36.1612 | 62.6352 | 0
| All | All Customers | 3 | Monthly System Peak Day | SCE | 1-in-2 | 2026 | 22 | 452.5406 | 475.4698 | 36.3389 | 60.6982 | 0
| All | All Customers | 3 | Monthly System Peak Day | SCE | 1-in-2 | 2026 | 23 | 451.7132 | 476.0097 | 36.3886 | 59.1499 | 0
| All | All Customers | 3 | Monthly System Peak Day | SCE | 1-in-2 | 2026 | 24 | 477.4321 | 510.1731 | 36.4381 | 57.8611 | 0
| All | All Customers | 4 | Average Weekday | SCE | 1-in-2 | 2026 | 1 | 386.3785 | 400.7885 | 36.39 | 57.1753 | 0
| All | All Customers | 4 | Average Weekday | SCE | 1-in-2 | 2026 | 2 | 373.8156 | 383.1533 | 36.3411 | 56.3202 | 0
| All | All Customers | 4 | Average Weekday | SCE | 1-in-2 | 2026 | 3 | 474.8141 | 486.5298 | 36.3338 | 55.5379 | 0
| All | All Customers | 4 | Average Weekday | SCE | 1-in-2 | 2026 | 4 | 576.6471 | 592.7394 | 36.3179 | 54.8818 | 0
| All | All Customers | 4 | Average Weekday | SCE | 1-in-2 | 2026 | 5 | 551.4275 | 570.8455 | 36.3212 | 54.2577 | 0
| All | All Customers | 4 | Average Weekday | SCE | 1-in-2 | 2026 | 6 | 566.0947 | 589.2095 | 36.307 | 53.7676 | 0
| All | All Customers | 4 | Average Weekday | SCE | 1-in-2 | 2026 | 7 | 580.1881 | 597.312 | 36.3189 | 53.3789 | 0
| All | All Customers | 4 | Average Weekday | SCE | 1-in-2 | 2026 | 8 | 597.742 | 626.0763 | 36.4488 | 53.2824 | 0
| All | All Customers | 4 | Average Weekday | SCE | 1-in-2 | 2026 | 9 | 532.1214 | 569.447 | 36.5663 | 54.8003 | 0
| All | All Customers | 4 | Average Weekday | SCE | 1-in-2 | 2026 | 10 | 517.3811 | 540.9138 | 36.4586 | 57.5333 | 0
| All | All Customers | 4 | Average Weekday | SCE | 1-in-2 | 2026 | 11 | 501.5405 | 517.3613 | 36.517 | 60.4352 | 0
| All | All Customers | 4 | Average Weekday | SCE | 1-in-2 | 2026 | 12 | 493.8446 | 505.3834 | 36.5752 | 63.2489 | 0
| All | All Customers | 4 | Average Weekday | SCE | 1-in-2 | 2026 | 13 | 409.5977 | 418.8174 | 36.6058 | 65.5271 | 0
| All | All Customers | 4 | Average Weekday | SCE | 1-in-2 | 2026 | 14 | 377.0522 | 383.427 | 36.56 | 67.2952 | 0
| All | All Customers | 4 | Average Weekday | SCE | 1-in-2 | 2026 | 15 | 329.6972 | 335.2137 | 36.4666 | 68.5536 | 0
| All | All Customers | 4 | Average Weekday | SCE | 1-in-2 | 2026 | 16 | 289.2487 | 291.4417 | 36.3394 | 69.152 | 0
| All | All Customers | 4 | Average Weekday | SCE | 1-in-2 | 2026 | 17 | 269.0765 | 277.2559 | 36.1548 | 69.2153 | 0
| All | All Customers | 4 | Average Weekday | SCE | 1-in-2 | 2026 | 18 | 251.3645 | 257.7477 | 36.1676 | 68.5661 | 0
| All | All Customers | 4 | Average Weekday | SCE | 1-in-2 | 2026 | 19 | 237.056 | 241.8774 | 36.2379 | 67.2787 | 0
| All | All Customers | 4 | Average Weekday | SCE | 1-in-2 | 2026 | 20 | 229.3277 | 233.4478 | 36.1175 | 65.0403 | 0
| All | All Customers | 4 | Average Weekday | SCE | 1-in-2 | 2026 | 21 | 237.1812 | 241.3032 | 36.1656 | 62.1313 | 0
| All | All Customers | 4 | Average Weekday | SCE | 1-in-2 | 2026 | 22 | 413.0618 | 435.7468 | 36.3416 | 60.0517 | 0
| All | All Customers | 4 | Average Weekday | SCE | 1-in-2 | 2026 | 23 | 415.905 | 439.891 | 36.3914 | 58.7101 | 0
| All | All Customers | 4 | Average Weekday | SCE | 1-in-2 | 2026 | 24 | 443.4012 | 475.5426 | 36.4403 | 57.68 | 0
| All | All Customers | 4 | Monthly System Peak Day | SCE | 1-in-2 | 2026 | 1 | 386.3785 | 400.7885 | 36.39 | 64.7863 | 0
| All | All Customers | 4 | Monthly System Peak Day | SCE | 1-in-2 | 2026 | 2 | 373.8156 | 383.1533 | 36.3411 | 63.5506 | 0
| All | All Customers | 4 | Monthly System Peak Day | SCE | 1-in-2 | 2026 | 3 | 474.8141 | 486.5298 | 36.3338 | 62.4604 | 0
| All | All Customers | 4 | Monthly System Peak Day | SCE | 1-in-2 | 2026 | 4 | 576.6471 | 592.7394 | 36.3179 | 61.4728 | 0
| All | All Customers | 4 | Monthly System Peak Day | SCE | 1-in-2 | 2026 | 5 | 551.4275 | 570.8455 | 36.3212 | 60.4898 | 0
| All | All Customers | 4 | Monthly System Peak Day | SCE | 1-in-2 | 2026 | 6 | 566.0947 | 589.2095 | 36.307 | 59.5601 | 0
| All | All Customers | 4 | Monthly System Peak Day | SCE | 1-in-2 | 2026 | 7 | 580.1881 | 597.312 | 36.3189 | 58.9145 | 0
| All | All Customers | 4 | Monthly System Peak Day | SCE | 1-in-2 | 2026 | 8 | 597.742 | 626.0763 | 36.4488 | 58.7164 | 0
| All | All Customers | 4 | Monthly System Peak Day | SCE | 1-in-2 | 2026 | 9 | 532.1214 | 569.447 | 36.5663 | 60.5697 | 0
| All | All Customers | 4 | Monthly System Peak Day | SCE | 1-in-2 | 2026 | 10 | 517.3811 | 540.9138 | 36.4586 | 64.9865 | 0
| All | All Customers | 4 | Monthly System Peak Day | SCE | 1-in-2 | 2026 | 11 | 501.5405 | 517.3613 | 36.517 | 70.5153 | 0
| All | All Customers | 4 | Monthly System Peak Day | SCE | 1-in-2 | 2026 | 12 | 493.8446 | 505.3834 | 36.5752 | 75.5434 | 0
| All | All Customers | 4 | Monthly System Peak Day | SCE | 1-in-2 | 2026 | 13 | 409.5977 | 418.8174 | 36.6058 | 79.61 | 0
| All | All Customers | 4 | Monthly System Peak Day | SCE | 1-in-2 | 2026 | 14 | 377.0522 | 383.427 | 36.56 | 82.1546 | 0
| All | All Customers | 4 | Monthly System Peak Day | SCE | 1-in-2 | 2026 | 15 | 329.6972 | 335.2137 | 36.4666 | 83.5285 | 0
| All | All Customers | 4 | Monthly System Peak Day | SCE | 1-in-2 | 2026 | 16 | 289.2487 | 291.4417 | 36.3394 | 84.0505 | 0
| All | All Customers | 4 | Monthly System Peak Day | SCE | 1-in-2 | 2026 | 17 | 269.0765 | 277.2559 | 36.1548 | 83.3182 | 0
| All | All Customers | 4 | Monthly System Peak Day | SCE | 1-in-2 | 2026 | 18 | 251.3645 | 257.7477 | 36.1676 | 83.0665 | 0
| All | All Customers | 4 | Monthly System Peak Day | SCE | 1-in-2 | 2026 | 19 | 237.056 | 241.8774 | 36.2379 | 81.6476 | 0
| All | All Customers | 4 | Monthly System Peak Day | SCE | 1-in-2 | 2026 | 20 | 229.3277 | 233.4478 | 36.1175 | 78.91 | 0
| All | All Customers | 4 | Monthly System Peak Day | SCE | 1-in-2 | 2026 | 21 | 237.1812 | 241.3032 | 36.1656 | 74.6659 | 0
| All | All Customers | 4 | Monthly System Peak Day | SCE | 1-in-2 | 2026 | 22 | 413.0618 | 435.7468 | 36.3416 | 71.5557 | 0
| All | All Customers | 4 | Monthly System Peak Day | SCE | 1-in-2 | 2026 | 23 | 415.905 | 439.891 | 36.3914 | 69.323 | 0
| All | All Customers | 4 | Monthly System Peak Day | SCE | 1-in-2 | 2026 | 24 | 443.4012 | 475.5426 | 36.4403 | 66.977 | 0
| All | All Customers | 5 | Average Weekday | SCE | 1-in-2 | 2026 | 1 | 394.2596 | 408.8151 | 36.4054 | 60.1457 | 0
| All | All Customers | 5 | Average Weekday | SCE | 1-in-2 | 2026 | 2 | 382.5608 | 390.6766 | 36.3565 | 59.5142 | 0
| All | All Customers | 5 | Average Weekday | SCE | 1-in-2 | 2026 | 3 | 486.7702 | 498.7581 | 36.3492 | 58.9581 | 0
| All | All Customers | 5 | Average Weekday | SCE | 1-in-2 | 2026 | 4 | 590.2182 | 607.1079 | 36.3334 | 58.4379 | 0
| All | All Customers | 5 | Average Weekday | SCE | 1-in-2 | 2026 | 5 | 569.0778 | 589.157 | 36.3368 | 58.0047 | 0
| All | All Customers | 5 | Average Weekday | SCE | 1-in-2 | 2026 | 6 | 578.2639 | 602.7374 | 36.3229 | 57.5861 | 0
| All | All Customers | 5 | Average Weekday | SCE | 1-in-2 | 2026 | 7 | 584.4987 | 601.356 | 36.3352 | 57.2101 | 0
| All | All Customers | 5 | Average Weekday | SCE | 1-in-2 | 2026 | 8 | 610.2181 | 640.9894 | 36.4647 | 57.5194 | 0
| All | All Customers | 5 | Average Weekday | SCE | 1-in-2 | 2026 | 9 | 540.5387 | 575.9875 | 36.5815 | 59.1608 | 0
| All | All Customers | 5 | Average Weekday | SCE | 1-in-2 | 2026 | 10 | 530.5284 | 554.0388 | 36.4735 | 61.3829 | 0
| All | All Customers | 5 | Average Weekday | SCE | 1-in-2 | 2026 | 11 | 515.6927 | 531.8813 | 36.5316 | 63.9673 | 0
| All | All Customers | 5 | Average Weekday | SCE | 1-in-2 | 2026 | 12 | 503.5179 | 514.8207 | 36.5895 | 66.3945 | 0
| All | All Customers | 5 | Average Weekday | SCE | 1-in-2 | 2026 | 13 | 418.7357 | 428.284 | 36.6197 | 68.5273 | 0
| All | All Customers | 5 | Average Weekday | SCE | 1-in-2 | 2026 | 14 | 392.4063 | 398.8946 | 36.5738 | 70.1991 | 0
| All | All Customers | 5 | Average Weekday | SCE | 1-in-2 | 2026 | 15 | 350.3823 | 355.8315 | 36.4807 | 71.3669 | 0
| All | All Customers | 5 | Average Weekday | SCE | 1-in-2 | 2026 | 16 | 303.4151 | 305.5456 | 36.3544 | 71.9443 | 0
| All | All Customers | 5 | Average Weekday | SCE | 1-in-2 | 2026 | 17 | 276.4038 | 285.3241 | 36.1613 | 71.9069 | 0
| All | All Customers | 5 | Average Weekday | SCE | 1-in-2 | 2026 | 18 | 262.6095 | 269.4114 | 36.174 | 71.2705 | 0
| All | All Customers | 5 | Average Weekday | SCE | 1-in-2 | 2026 | 19 | 251.8705 | 257.0913 | 36.2339 | 69.9176 | 0
| All | All Customers | 5 | Average Weekday | SCE | 1-in-2 | 2026 | 20 | 241.4383 | 245.8097 | 36.1176 | 67.825 | 0
| All | All Customers | 5 | Average Weekday | SCE | 1-in-2 | 2026 | 21 | 252.5274 | 256.8723 | 36.172 | 65.1177 | 0
| All | All Customers | 5 | Average Weekday | SCE | 1-in-2 | 2026 | 22 | 425.1539 | 448.3777 | 36.358 | 62.9378 | 0
| All | All Customers | 5 | Average Weekday | SCE | 1-in-2 | 2026 | 23 | 434.3481 | 459.0759 | 36.4078 | 61.6894 | 0
| All | All Customers | 5 | Average Weekday | SCE | 1-in-2 | 2026 | 24 | 459.2071 | 491.9808 | 36.456 | 60.763 | 0
| All | All Customers | 5 | Monthly System Peak Day | SCE | 1-in-2 | 2026 | 1 | 394.2596 | 408.8151 | 36.4054 | 65.1198 | 0
| All | All Customers | 5 | Monthly System Peak Day | SCE | 1-in-2 | 2026 | 2 | 382.5608 | 390.6766 | 36.3565 | 63.8179 | 0
| All | All Customers | 5 | Monthly System Peak Day | SCE | 1-in-2 | 2026 | 3 | 486.7702 | 498.7581 | 36.3492 | 62.7662 | 0
| All | All Customers | 5 | Monthly System Peak Day | SCE | 1-in-2 | 2026 | 4 | 590.2182 | 607.1079 | 36.3334 | 61.8959 | 0
| All | All Customers | 5 | Monthly System Peak Day | SCE | 1-in-2 | 2026 | 5 | 569.0778 | 589.157 | 36.3368 | 60.8668 | 0
| All | All Customers | 5 | Monthly System Peak Day | SCE | 1-in-2 | 2026 | 6 | 578.2639 | 602.7374 | 36.3229 | 59.9669 | 0
| All | All Customers | 5 | Monthly System Peak Day | SCE | 1-in-2 | 2026 | 7 | 584.4987 | 601.356 | 36.3352 | 59.3845 | 0
| All | All Customers | 5 | Monthly System Peak Day | SCE | 1-in-2 | 2026 | 8 | 610.2181 | 640.9894 | 36.4647 | 60.049 | 0
| All | All Customers | 5 | Monthly System Peak Day | SCE | 1-in-2 | 2026 | 9 | 540.5387 | 575.9875 | 36.5815 | 63.2437 | 0
| All | All Customers | 5 | Monthly System Peak Day | SCE | 1-in-2 | 2026 | 10 | 530.5284 | 554.0388 | 36.4735 | 67.8343 | 0
| All | All Customers | 5 | Monthly System Peak Day | SCE | 1-in-2 | 2026 | 11 | 515.6927 | 531.8813 | 36.5316 | 72.8788 | 0
| All | All Customers | 5 | Monthly System Peak Day | SCE | 1-in-2 | 2026 | 12 | 503.5179 | 514.8207 | 36.5895 | 77.1882 | 0
| All | All Customers | 5 | Monthly System Peak Day | SCE | 1-in-2 | 2026 | 13 | 418.7357 | 428.284 | 36.6197 | 80.2719 | 0
| All | All Customers | 5 | Monthly System Peak Day | SCE | 1-in-2 | 2026 | 14 | 392.4063 | 398.8946 | 36.5738 | 82.7789 | 0
| All | All Customers | 5 | Monthly System Peak Day | SCE | 1-in-2 | 2026 | 15 | 350.3823 | 355.8315 | 36.4807 | 83.8067 | 0
| All | All Customers | 5 | Monthly System Peak Day | SCE | 1-in-2 | 2026 | 16 | 303.4151 | 305.5456 | 36.3544 | 84.561 | 0
| All | All Customers | 5 | Monthly System Peak Day | SCE | 1-in-2 | 2026 | 17 | 276.4038 | 285.3241 | 36.1613 | 84.6818 | 0
| All | All Customers | 5 | Monthly System Peak Day | SCE | 1-in-2 | 2026 | 18 | 262.6095 | 269.4114 | 36.174 | 83.6385 | 0
| All | All Customers | 5 | Monthly System Peak Day | SCE | 1-in-2 | 2026 | 19 | 251.8705 | 257.0913 | 36.2339 | 81.5861 | 0
| All | All Customers | 5 | Monthly System Peak Day | SCE | 1-in-2 | 2026 | 20 | 241.4383 | 245.8097 | 36.1176 | 78.8553 | 0
| All | All Customers | 5 | Monthly System Peak Day | SCE | 1-in-2 | 2026 | 21 | 252.5274 | 256.8723 | 36.172 | 74.8605 | 0
| All | All Customers | 5 | Monthly System Peak Day | SCE | 1-in-2 | 2026 | 22 | 425.1539 | 448.3777 | 36.358 | 71.2586 | 0
| All | All Customers | 5 | Monthly System Peak Day | SCE | 1-in-2 | 2026 | 23 | 434.3481 | 459.0759 | 36.4078 | 69.2905 | 0
| All | All Customers | 5 | Monthly System Peak Day | SCE | 1-in-2 | 2026 | 24 | 459.2071 | 491.9808 | 36.456 | 67.8911 | 0
| All | All Customers | 6 | Average Weekday | SCE | 1-in-2 | 2026 | 1 | 381.2207 | 410.4635 | 37.8704 | 63.3347 | 0
| All | All Customers | 6 | Average Weekday | SCE | 1-in-2 | 2026 | 2 | 369.2174 | 394.8732 | 37.8402 | 62.4336 | 0
| All | All Customers | 6 | Average Weekday | SCE | 1-in-2 | 2026 | 3 | 464.2329 | 502.0411 | 37.8334 | 61.6495 | 0
| All | All Customers | 6 | Average Weekday | SCE | 1-in-2 | 2026 | 4 | 560.8924 | 609.2732 | 37.8271 | 60.9868 | 0
| All | All Customers | 6 | Average Weekday | SCE | 1-in-2 | 2026 | 5 | 539.3632 | 594.8177 | 37.8389 | 60.4527 | 0
| All | All Customers | 6 | Average Weekday | SCE | 1-in-2 | 2026 | 6 | 563.2296 | 626.2627 | 37.8597 | 59.9373 | 0
| All | All Customers | 6 | Average Weekday | SCE | 1-in-2 | 2026 | 7 | 576.797 | 620.5015 | 38.0133 | 59.5165 | 0
| All | All Customers | 6 | Average Weekday | SCE | 1-in-2 | 2026 | 8 | 596.2237 | 637.8431 | 37.8886 | 60.1751 | 0
| All | All Customers | 6 | Average Weekday | SCE | 1-in-2 | 2026 | 9 | 551.2754 | 567.3326 | 37.9352 | 62.3426 | 0
| All | All Customers | 6 | Average Weekday | SCE | 1-in-2 | 2026 | 10 | 537.6639 | 547.334 | 37.9877 | 65.1843 | 0
| All | All Customers | 6 | Average Weekday | SCE | 1-in-2 | 2026 | 11 | 515.086 | 520.6258 | 38.0427 | 68.3037 | 0
| All | All Customers | 6 | Average Weekday | SCE | 1-in-2 | 2026 | 12 | 505.7787 | 518.2726 | 38.0659 | 71.3783 | 0
| All | All Customers | 6 | Average Weekday | SCE | 1-in-2 | 2026 | 13 | 421.5667 | 447.2392 | 38.1253 | 73.8767 | 0
| All | All Customers | 6 | Average Weekday | SCE | 1-in-2 | 2026 | 14 | 392.263 | 412.1262 | 38.0841 | 75.8974 | 0
| All | All Customers | 6 | Average Weekday | SCE | 1-in-2 | 2026 | 15 | 340.4416 | 357.5513 | 38.122 | 77.3669 | 0
| All | All Customers | 6 | Average Weekday | SCE | 1-in-2 | 2026 | 16 | 298.2031 | 310.6038 | 38.1952 | 78.0876 | 0
| All | All Customers | 6 | Average Weekday | SCE | 1-in-2 | 2026 | 17 | 275.9597 | 281.3266 | 38.0435 | 78.2813 | 0
| All | All Customers | 6 | Average Weekday | SCE | 1-in-2 | 2026 | 18 | 254.1486 | 264.404 | 38.04 | 77.522 | 0
| All | All Customers | 6 | Average Weekday | SCE | 1-in-2 | 2026 | 19 | 238.5562 | 264.1374 | 58.5235 | 76.0725 | 0
| All | All Customers | 6 | Average Weekday | SCE | 1-in-2 | 2026 | 20 | 224.7029 | 250.8638 | 36.8658 | 73.9133 | 0
| All | All Customers | 6 | Average Weekday | SCE | 1-in-2 | 2026 | 21 | 241.6489 | 255.603 | 37.9894 | 70.9037 | 0
| All | All Customers | 6 | Average Weekday | SCE | 1-in-2 | 2026 | 22 | 399.7106 | 451.6486 | 37.6999 | 67.7811 | 0
| All | All Customers | 6 | Average Weekday | SCE | 1-in-2 | 2026 | 23 | 427.4272 | 473.9524 | 37.8061 | 65.9071 | 0
| All | All Customers | 6 | Average Weekday | SCE | 1-in-2 | 2026 | 24 | 453.8517 | 501.1697 | 37.8607 | 64.6 | 0
| All | All Customers | 6 | Monthly System Peak Day | SCE | 1-in-2 | 2026 | 1 | 381.2207 | 409.9164 | 36.39 | 66.2097 | 0
| All | All Customers | 6 | Monthly System Peak Day | SCE | 1-in-2 | 2026 | 2 | 369.2174 | 389.9928 | 36.3928 | 65.3067 | 0
| All | All Customers | 6 | Monthly System Peak Day | SCE | 1-in-2 | 2026 | 3 | 464.2329 | 491.1804 | 36.3937 | 64.5444 | 0
| All | All Customers | 6 | Monthly System Peak Day | SCE | 1-in-2 | 2026 | 4 | 560.8924 | 589.4496 | 36.3943 | 63.7331 | 0
| All | All Customers | 6 | Monthly System Peak Day | SCE | 1-in-2 | 2026 | 5 | 539.3632 | 579.5102 | 36.389 | 63.0681 | 0
| All | All Customers | 6 | Monthly System Peak Day | SCE | 1-in-2 | 2026 | 6 | 563.2296 | 609.4951 | 36.3792 | 62.309 | 0
| All | All Customers | 6 | Monthly System Peak Day | SCE | 1-in-2 | 2026 | 7 | 576.797 | 601.965 | 36.3469 | 61.7272 | 0
| All | All Customers | 6 | Monthly System Peak Day | SCE | 1-in-2 | 2026 | 8 | 596.2237 | 625.6645 | 36.4002 | 62.6254 | 0
| All | All Customers | 6 | Monthly System Peak Day | SCE | 1-in-2 | 2026 | 9 | 551.2754 | 571.8248 | 36.4214 | 65.6219 | 0
| All | All Customers | 6 | Monthly System Peak Day | SCE | 1-in-2 | 2026 | 10 | 537.6639 | 551.8238 | 36.4057 | 69.9084 | 0
| All | All Customers | 6 | Monthly System Peak Day | SCE | 1-in-2 | 2026 | 11 | 515.086 | 527.5184 | 36.4346 | 73.7067 | 0
| All | All Customers | 6 | Monthly System Peak Day | SCE | 1-in-2 | 2026 | 12 | 505.7787 | 520.3787 | 36.4669 | 76.9806 | 0
| All | All Customers | 6 | Monthly System Peak Day | SCE | 1-in-2 | 2026 | 13 | 421.5667 | 441.008 | 36.478 | 78.6684 | 0
| All | All Customers | 6 | Monthly System Peak Day | SCE | 1-in-2 | 2026 | 14 | 392.263 | 408.6352 | 36.4489 | 80.1551 | 0
| All | All Customers | 6 | Monthly System Peak Day | SCE | 1-in-2 | 2026 | 15 | 340.4416 | 354.9397 | 36.3831 | 81.9574 | 0
| All | All Customers | 6 | Monthly System Peak Day | SCE | 1-in-2 | 2026 | 16 | 298.2031 | 301.1798 | 36.3315 | 83.0361 | 0
| All | All Customers | 6 | Monthly System Peak Day | SCE | 1-in-2 | 2026 | 17 | 275.9597 | 285.2216 | 36.6178 | 83.2226 | 0
| All | All Customers | 6 | Monthly System Peak Day | SCE | 1-in-2 | 2026 | 18 | 254.1486 | 269.119 | 36.6394 | 82.3696 | 0
| All | All Customers | 6 | Monthly System Peak Day | SCE | 1-in-2 | 2026 | 19 | 238.5562 | 261.4967 | 39.1843 | 80.113 | 0
| All | All Customers | 6 | Monthly System Peak Day | SCE | 1-in-2 | 2026 | 20 | 224.7029 | 244.2769 | 36.5903 | 77.1837 | 0
| All | All Customers | 6 | Monthly System Peak Day | SCE | 1-in-2 | 2026 | 21 | 241.6489 | 257.6311 | 36.859 | 74.1464 | 0
| All | All Customers | 6 | Monthly System Peak Day | SCE | 1-in-2 | 2026 | 22 | 399.7106 | 433.2548 | 36.4577 | 71.4734 | 0
| All | All Customers | 6 | Monthly System Peak Day | SCE | 1-in-2 | 2026 | 23 | 427.4272 | 461.4381 | 36.4196 | 69.8039 | 0
| All | All Customers | 6 | Monthly System Peak Day | SCE | 1-in-2 | 2026 | 24 | 453.8517 | 495.449 | 36.4015 | 68.3328 | 0
| All | All Customers | 7 | Average Weekday | SCE | 1-in-2 | 2026 | 1 | 382.221 | 409.7349 | 39.1412 | 68.1243 | 0
| All | All Customers | 7 | Average Weekday | SCE | 1-in-2 | 2026 | 2 | 380.529 | 399.3152 | 39.1368 | 67.4089 | 0
| All | All Customers | 7 | Average Weekday | SCE | 1-in-2 | 2026 | 3 | 467.1567 | 492.9095 | 39.1356 | 66.7668 | 0
| All | All Customers | 7 | Average Weekday | SCE | 1-in-2 | 2026 | 4 | 564.6371 | 594.5295 | 39.1334 | 66.2032 | 0
| All | All Customers | 7 | Average Weekday | SCE | 1-in-2 | 2026 | 5 | 546.4098 | 586.9217 | 39.131 | 65.7063 | 0
| All | All Customers | 7 | Average Weekday | SCE | 1-in-2 | 2026 | 6 | 554.8676 | 599.1177 | 39.1245 | 65.2472 | 0
| All | All Customers | 7 | Average Weekday | SCE | 1-in-2 | 2026 | 7 | 560.5757 | 582.7668 | 39.1247 | 64.9139 | 0
| All | All Customers | 7 | Average Weekday | SCE | 1-in-2 | 2026 | 8 | 577.4068 | 606.8306 | 39.1556 | 65.3722 | 0
| All | All Customers | 7 | Average Weekday | SCE | 1-in-2 | 2026 | 9 | 522.035 | 542.0194 | 39.1885 | 67.4307 | 0
| All | All Customers | 7 | Average Weekday | SCE | 1-in-2 | 2026 | 10 | 510.7529 | 523.6902 | 39.1875 | 70.1693 | 0
| All | All Customers | 7 | Average Weekday | SCE | 1-in-2 | 2026 | 11 | 493.4598 | 505.3481 | 39.2228 | 73.2355 | 0
| All | All Customers | 7 | Average Weekday | SCE | 1-in-2 | 2026 | 12 | 485.4868 | 500.568 | 39.2572 | 76.3415 | 0
| All | All Customers | 7 | Average Weekday | SCE | 1-in-2 | 2026 | 13 | 399.9616 | 417.7506 | 39.2728 | 78.8269 | 0
| All | All Customers | 7 | Average Weekday | SCE | 1-in-2 | 2026 | 14 | 374.1619 | 389.5378 | 39.2414 | 80.7152 | 0
| All | All Customers | 7 | Average Weekday | SCE | 1-in-2 | 2026 | 15 | 328.3488 | 342.4743 | 39.1826 | 82.0515 | 0
| All | All Customers | 7 | Average Weekday | SCE | 1-in-2 | 2026 | 16 | 281.1326 | 281.9959 | 39.1402 | 82.5892 | 0
| All | All Customers | 7 | Average Weekday | SCE | 1-in-2 | 2026 | 17 | 262.7185 | 270.6736 | 39.5444 | 82.6471 | 0
| All | All Customers | 7 | Average Weekday | SCE | 1-in-2 | 2026 | 18 | 249.1685 | 261.4701 | 39.5671 | 81.8483 | 0
| All | All Customers | 7 | Average Weekday | SCE | 1-in-2 | 2026 | 19 | 235.4032 | 256.7505 | 40.1739 | 80.2734 | 0
| All | All Customers | 7 | Average Weekday | SCE | 1-in-2 | 2026 | 20 | 229.7873 | 245.1294 | 39.1039 | 78.0883 | 0
| All | All Customers | 7 | Average Weekday | SCE | 1-in-2 | 2026 | 21 | 250.5571 | 262.9034 | 39.5764 | 75.1032 | 0
| All | All Customers | 7 | Average Weekday | SCE | 1-in-2 | 2026 | 22 | 407.9547 | 443.4245 | 39.1159 | 71.9933 | 0
| All | All Customers | 7 | Average Weekday | SCE | 1-in-2 | 2026 | 23 | 426.7858 | 457.2424 | 39.1281 | 70.1118 | 0
| All | All Customers | 7 | Average Weekday | SCE | 1-in-2 | 2026 | 24 | 448.8271 | 487.9024 | 39.1443 | 68.9207 | 0
| All | All Customers | 7 | Monthly System Peak Day | SCE | 1-in-2 | 2026 | 1 | 382.221 | 374.5197 | 39.1537 | 71.8638 | 0
| All | All Customers | 7 | Monthly System Peak Day | SCE | 1-in-2 | 2026 | 2 | 380.529 | 353.5283 | 39.1385 | 71.0105 | 0
| All | All Customers | 7 | Monthly System Peak Day | SCE | 1-in-2 | 2026 | 3 | 467.1567 | 417.4524 | 39.137 | 70.0679 | 0
| All | All Customers | 7 | Monthly System Peak Day | SCE | 1-in-2 | 2026 | 4 | 564.6371 | 490.2826 | 39.1336 | 69.3622 | 0
| All | All Customers | 7 | Monthly System Peak Day | SCE | 1-in-2 | 2026 | 5 | 546.4098 | 489.3725 | 39.1417 | 68.9796 | 0
| All | All Customers | 7 | Monthly System Peak Day | SCE | 1-in-2 | 2026 | 6 | 554.8676 | 513.2477 | 39.1561 | 68.5707 | 0
| All | All Customers | 7 | Monthly System Peak Day | SCE | 1-in-2 | 2026 | 7 | 560.5757 | 505.1478 | 39.2048 | 68.0494 | 0
| All | All Customers | 7 | Monthly System Peak Day | SCE | 1-in-2 | 2026 | 8 | 577.4068 | 535.1264 | 39.1722 | 68.5783 | 0
| All | All Customers | 7 | Monthly System Peak Day | SCE | 1-in-2 | 2026 | 9 | 522.035 | 495.908 | 39.1755 | 71.4768 | 0
| All | All Customers | 7 | Monthly System Peak Day | SCE | 1-in-2 | 2026 | 10 | 510.7529 | 474.2679 | 39.1664 | 75.3406 | 0
| All | All Customers | 7 | Monthly System Peak Day | SCE | 1-in-2 | 2026 | 11 | 493.4598 | 458.0415 | 39.1766 | 79.281 | 0
| All | All Customers | 7 | Monthly System Peak Day | SCE | 1-in-2 | 2026 | 12 | 485.4868 | 450.6023 | 39.1875 | 82.9879 | 0
| All | All Customers | 7 | Monthly System Peak Day | SCE | 1-in-2 | 2026 | 13 | 399.9616 | 382.8351 | 39.1996 | 85.9598 | 0
| All | All Customers | 7 | Monthly System Peak Day | SCE | 1-in-2 | 2026 | 14 | 374.1619 | 358.8104 | 39.1939 | 87.6332 | 0
| All | All Customers | 7 | Monthly System Peak Day | SCE | 1-in-2 | 2026 | 15 | 328.3488 | 317.3162 | 39.2107 | 89.3057 | 0
| All | All Customers | 7 | Monthly System Peak Day | SCE | 1-in-2 | 2026 | 16 | 281.1326 | 256.1308 | 39.2091 | 89.9238 | 0
| All | All Customers | 7 | Monthly System Peak Day | SCE | 1-in-2 | 2026 | 17 | 262.7185 | 273.3785 | 39.0872 | 90.7044 | 0
| All | All Customers | 7 | Monthly System Peak Day | SCE | 1-in-2 | 2026 | 18 | 249.1685 | 271.8934 | 39.1767 | 89.8839 | 0
| All | All Customers | 7 | Monthly System Peak Day | SCE | 1-in-2 | 2026 | 19 | 235.4032 | 231.3127 | 38.7658 | 87.8404 | 0
| All | All Customers | 7 | Monthly System Peak Day | SCE | 1-in-2 | 2026 | 20 | 229.7873 | 252.8436 | 38.5341 | 85.258 | 0
| All | All Customers | 7 | Monthly System Peak Day | SCE | 1-in-2 | 2026 | 21 | 250.5571 | 236.4745 | 39.7285 | 82.1522 | 0
| All | All Customers | 7 | Monthly System Peak Day | SCE | 1-in-2 | 2026 | 22 | 407.9547 | 393.7089 | 39.2619 | 78.5182 | 0
| All | All Customers | 7 | Monthly System Peak Day | SCE | 1-in-2 | 2026 | 23 | 426.7858 | 394.2913 | 39.1683 | 76.1399 | 0
| All | All Customers | 7 | Monthly System Peak Day | SCE | 1-in-2 | 2026 | 24 | 448.8271 | 425.1548 | 39.1618 | 74.359 | 0
| All | All Customers | 8 | Average Weekday | SCE | 1-in-2 | 2026 | 1 | 403.1047 | 434.4204 | 36.6003 | 68.6048 | 0
| All | All Customers | 8 | Average Weekday | SCE | 1-in-2 | 2026 | 2 | 389.4905 | 411.8295 | 36.5956 | 67.7051 | 0
| All | All Customers | 8 | Average Weekday | SCE | 1-in-2 | 2026 | 3 | 472.5897 | 498.5344 | 36.5941 | 66.9073 | 0
| All | All Customers | 8 | Average Weekday | SCE | 1-in-2 | 2026 | 4 | 576.5524 | 607.5081 | 36.5911 | 66.1811 | 0
| All | All Customers | 8 | Average Weekday | SCE | 1-in-2 | 2026 | 5 | 551.3122 | 592.993 | 36.5885 | 65.5312 | 0
| All | All Customers | 8 | Average Weekday | SCE | 1-in-2 | 2026 | 6 | 564.0681 | 611.7831 | 36.5811 | 64.9865 | 0
| All | All Customers | 8 | Average Weekday | SCE | 1-in-2 | 2026 | 7 | 578.1847 | 605.5713 | 36.5874 | 64.5957 | 0
| All | All Customers | 8 | Average Weekday | SCE | 1-in-2 | 2026 | 8 | 588.4037 | 620.9705 | 36.6161 | 64.5927 | 0
| All | All Customers | 8 | Average Weekday | SCE | 1-in-2 | 2026 | 9 | 527.915 | 548.847 | 36.6511 | 66.6332 | 0
| All | All Customers | 8 | Average Weekday | SCE | 1-in-2 | 2026 | 10 | 518.785 | 532.7267 | 36.6554 | 69.8708 | 0
| All | All Customers | 8 | Average Weekday | SCE | 1-in-2 | 2026 | 11 | 497.76 | 510.6408 | 36.6887 | 73.6852 | 0
| All | All Customers | 8 | Average Weekday | SCE | 1-in-2 | 2026 | 12 | 486.8751 | 503.1763 | 36.7175 | 77.4375 | 0
| All | All Customers | 8 | Average Weekday | SCE | 1-in-2 | 2026 | 13 | 410.2968 | 430.3778 | 36.7326 | 80.3669 | 0
| All | All Customers | 8 | Average Weekday | SCE | 1-in-2 | 2026 | 14 | 382.0813 | 398.9076 | 36.7024 | 82.5867 | 0
| All | All Customers | 8 | Average Weekday | SCE | 1-in-2 | 2026 | 15 | 336.4646 | 351.5405 | 36.6487 | 83.9652 | 0
| All | All Customers | 8 | Average Weekday | SCE | 1-in-2 | 2026 | 16 | 290.0648 | 294.0959 | 36.6107 | 84.4882 | 0
| All | All Customers | 8 | Average Weekday | SCE | 1-in-2 | 2026 | 17 | 273.0058 | 280.341 | 36.9727 | 84.5142 | 0
| All | All Customers | 8 | Average Weekday | SCE | 1-in-2 | 2026 | 18 | 249.9824 | 263.9566 | 37.0287 | 83.6598 | 0
| All | All Customers | 8 | Average Weekday | SCE | 1-in-2 | 2026 | 19 | 236.5437 | 260.2038 | 37.9064 | 81.9995 | 0
| All | All Customers | 8 | Average Weekday | SCE | 1-in-2 | 2026 | 20 | 236.5061 | 255.9156 | 36.7933 | 79.4151 | 0
| All | All Customers | 8 | Average Weekday | SCE | 1-in-2 | 2026 | 21 | 261.2303 | 277.0042 | 37.1643 | 75.7188 | 0
| All | All Customers | 8 | Average Weekday | SCE | 1-in-2 | 2026 | 22 | 421.2121 | 453.5834 | 36.5644 | 72.7525 | 0
| All | All Customers | 8 | Average Weekday | SCE | 1-in-2 | 2026 | 23 | 443.8314 | 479.2947 | 36.5767 | 70.9434 | 0
| All | All Customers | 8 | Average Weekday | SCE | 1-in-2 | 2026 | 24 | 469.4583 | 512.3719 | 36.6005 | 69.6999 | 0
| All | All Customers | 8 | Monthly System Peak Day | SCE | 1-in-2 | 2026 | 1 | 403.1047 | 395.3625 | 31.1361 | 76.729 | 0
| All | All Customers | 8 | Monthly System Peak Day | SCE | 1-in-2 | 2026 | 2 | 389.4905 | 364.6588 | 31.1202 | 75.7112 | 0
| All | All Customers | 8 | Monthly System Peak Day | SCE | 1-in-2 | 2026 | 3 | 472.5897 | 428.8878 | 31.119 | 75.0151 | 0
| All | All Customers | 8 | Monthly System Peak Day | SCE | 1-in-2 | 2026 | 4 | 576.5524 | 505.1133 | 31.1161 | 74.1331 | 0
| All | All Customers | 8 | Monthly System Peak Day | SCE | 1-in-2 | 2026 | 5 | 551.3122 | 498.0129 | 31.1247 | 73.4784 | 0
| All | All Customers | 8 | Monthly System Peak Day | SCE | 1-in-2 | 2026 | 6 | 564.0681 | 520.8546 | 31.1411 | 73.0231 | 0
| All | All Customers | 8 | Monthly System Peak Day | SCE | 1-in-2 | 2026 | 7 | 578.1847 | 523.4958 | 31.187 | 72.4765 | 0
| All | All Customers | 8 | Monthly System Peak Day | SCE | 1-in-2 | 2026 | 8 | 588.4037 | 544.5758 | 31.1539 | 72.4993 | 0
| All | All Customers | 8 | Monthly System Peak Day | SCE | 1-in-2 | 2026 | 9 | 527.915 | 503.6693 | 31.1554 | 74.4048 | 0
| All | All Customers | 8 | Monthly System Peak Day | SCE | 1-in-2 | 2026 | 10 | 518.785 | 484.0591 | 31.1396 | 78.181 | 0
| All | All Customers | 8 | Monthly System Peak Day | SCE | 1-in-2 | 2026 | 11 | 497.76 | 461.8926 | 31.1524 | 82.3488 | 0
| All | All Customers | 8 | Monthly System Peak Day | SCE | 1-in-2 | 2026 | 12 | 486.8751 | 450.9362 | 31.1706 | 85.8708 | 0
| All | All Customers | 8 | Monthly System Peak Day | SCE | 1-in-2 | 2026 | 13 | 410.2968 | 393.9216 | 31.1849 | 88.3284 | 0
| All | All Customers | 8 | Monthly System Peak Day | SCE | 1-in-2 | 2026 | 14 | 382.0813 | 367.9952 | 31.1795 | 90.4758 | 0
| All | All Customers | 8 | Monthly System Peak Day | SCE | 1-in-2 | 2026 | 15 | 336.4646 | 326.752 | 31.195 | 91.872 | 0
| All | All Customers | 8 | Monthly System Peak Day | SCE | 1-in-2 | 2026 | 16 | 290.0648 | 268.5815 | 31.1839 | 91.7197 | 0
| All | All Customers | 8 | Monthly System Peak Day | SCE | 1-in-2 | 2026 | 17 | 273.0058 | 282.766 | 31.0061 | 91.0049 | 0
| All | All Customers | 8 | Monthly System Peak Day | SCE | 1-in-2 | 2026 | 18 | 249.9824 | 274.7301 | 31.0971 | 89.5054 | 0
| All | All Customers | 8 | Monthly System Peak Day | SCE | 1-in-2 | 2026 | 19 | 236.5437 | 234.2634 | 30.7593 | 88.0806 | 0
| All | All Customers | 8 | Monthly System Peak Day | SCE | 1-in-2 | 2026 | 20 | 236.5061 | 227.4254 | 30.6177 | 86.4 | 0
| All | All Customers | 8 | Monthly System Peak Day | SCE | 1-in-2 | 2026 | 21 | 261.2303 | 241.3924 | 31.8764 | 82.8954 | 0
| All | All Customers | 8 | Monthly System Peak Day | SCE | 1-in-2 | 2026 | 22 | 421.2121 | 396.1572 | 31.288 | 79.7942 | 0
| All | All Customers | 8 | Monthly System Peak Day | SCE | 1-in-2 | 2026 | 23 | 443.8314 | 417.725 | 31.1677 | 77.8258 | 0
| All | All Customers | 8 | Monthly System Peak Day | SCE | 1-in-2 | 2026 | 24 | 469.4583 | 449.8596 | 31.1484 | 76.3618 | 0
| All | All Customers | 8 | Typical Event Day | SCE | 1-in-2 | 2026 | 1 | 403.1047 | 395.3625 | 31.1361 | 72.4861 | 0
| All | All Customers | 8 | Typical Event Day | SCE | 1-in-2 | 2026 | 2 | 389.4905 | 364.6588 | 31.1202 | 71.5249 | 0
| All | All Customers | 8 | Typical Event Day | SCE | 1-in-2 | 2026 | 3 | 472.5897 | 428.8878 | 31.119 | 70.6941 | 0
| All | All Customers | 8 | Typical Event Day | SCE | 1-in-2 | 2026 | 4 | 576.5524 | 505.1133 | 31.1161 | 69.8869 | 0
| All | All Customers | 8 | Typical Event Day | SCE | 1-in-2 | 2026 | 5 | 551.3122 | 498.0129 | 31.1247 | 69.2133 | 0
| All | All Customers | 8 | Typical Event Day | SCE | 1-in-2 | 2026 | 6 | 564.0681 | 520.8546 | 31.1411 | 68.6247 | 0
| All | All Customers | 8 | Typical Event Day | SCE | 1-in-2 | 2026 | 7 | 578.1847 | 523.4958 | 31.187 | 68.1379 | 0
| All | All Customers | 8 | Typical Event Day | SCE | 1-in-2 | 2026 | 8 | 588.4037 | 544.5758 | 31.1539 | 68.4562 | 0
| All | All Customers | 8 | Typical Event Day | SCE | 1-in-2 | 2026 | 9 | 527.915 | 503.6693 | 31.1554 | 70.9203 | 0
| All | All Customers | 8 | Typical Event Day | SCE | 1-in-2 | 2026 | 10 | 518.785 | 484.0591 | 31.1396 | 75.0162 | 0
| All | All Customers | 8 | Typical Event Day | SCE | 1-in-2 | 2026 | 11 | 497.76 | 461.8926 | 31.1524 | 79.3024 | 0
| All | All Customers | 8 | Typical Event Day | SCE | 1-in-2 | 2026 | 12 | 486.8751 | 450.9362 | 31.1706 | 83.1312 | 0
| All | All Customers | 8 | Typical Event Day | SCE | 1-in-2 | 2026 | 13 | 410.2968 | 393.9216 | 31.1849 | 85.912 | 0
| All | All Customers | 8 | Typical Event Day | SCE | 1-in-2 | 2026 | 14 | 382.0813 | 367.9952 | 31.1795 | 87.9349 | 0
| All | All Customers | 8 | Typical Event Day | SCE | 1-in-2 | 2026 | 15 | 336.4646 | 326.752 | 31.195 | 89.4513 | 0
| All | All Customers | 8 | Typical Event Day | SCE | 1-in-2 | 2026 | 16 | 290.0648 | 268.5815 | 31.1839 | 89.7042 | 0
| All | All Customers | 8 | Typical Event Day | SCE | 1-in-2 | 2026 | 17 | 273.0058 | 282.766 | 31.0061 | 89.701 | 0
| All | All Customers | 8 | Typical Event Day | SCE | 1-in-2 | 2026 | 18 | 249.9824 | 274.7301 | 31.0971 | 88.7098 | 0
| All | All Customers | 8 | Typical Event Day | SCE | 1-in-2 | 2026 | 19 | 236.5437 | 234.2634 | 30.7593 | 87.0032 | 0
| All | All Customers | 8 | Typical Event Day | SCE | 1-in-2 | 2026 | 20 | 236.5061 | 227.4254 | 30.6177 | 84.6105 | 0
| All | All Customers | 8 | Typical Event Day | SCE | 1-in-2 | 2026 | 21 | 261.2303 | 241.3924 | 31.8764 | 81.2896 | 0
| All | All Customers | 8 | Typical Event Day | SCE | 1-in-2 | 2026 | 22 | 421.2121 | 396.1572 | 31.288 | 78.334 | 0
| All | All Customers | 8 | Typical Event Day | SCE | 1-in-2 | 2026 | 23 | 443.8314 | 417.725 | 31.1677 | 76.345 | 0
| All | All Customers | 8 | Typical Event Day | SCE | 1-in-2 | 2026 | 24 | 469.4583 | 449.8596 | 31.1484 | 74.6513 | 0
| All | All Customers | 9 | Average Weekday | SCE | 1-in-2 | 2026 | 1 | 371.7901 | 392.9811 | 39.2838 | 68.2248 | 0
| All | All Customers | 9 | Average Weekday | SCE | 1-in-2 | 2026 | 2 | 368.2603 | 379.083 | 39.2789 | 67.3747 | 0
| All | All Customers | 9 | Average Weekday | SCE | 1-in-2 | 2026 | 3 | 465.5724 | 472.5806 | 39.2773 | 66.6469 | 0
| All | All Customers | 9 | Average Weekday | SCE | 1-in-2 | 2026 | 4 | 572.2637 | 582.9964 | 39.2765 | 65.9978 | 0
| All | All Customers | 9 | Average Weekday | SCE | 1-in-2 | 2026 | 5 | 535.842 | 553.8779 | 39.2737 | 65.4474 | 0
| All | All Customers | 9 | Average Weekday | SCE | 1-in-2 | 2026 | 6 | 537.2526 | 566.0638 | 39.2678 | 64.9529 | 0
| All | All Customers | 9 | Average Weekday | SCE | 1-in-2 | 2026 | 7 | 562.6088 | 581.485 | 39.2587 | 64.5849 | 0
| All | All Customers | 9 | Average Weekday | SCE | 1-in-2 | 2026 | 8 | 561.8927 | 578.71 | 39.2927 | 64.395 | 0
| All | All Customers | 9 | Average Weekday | SCE | 1-in-2 | 2026 | 9 | 500.1346 | 516.8384 | 39.3275 | 65.5182 | 0
| All | All Customers | 9 | Average Weekday | SCE | 1-in-2 | 2026 | 10 | 497.5287 | 506.8629 | 39.3243 | 68.2871 | 0
| All | All Customers | 9 | Average Weekday | SCE | 1-in-2 | 2026 | 11 | 480.2731 | 488.8929 | 39.3668 | 71.8009 | 0
| All | All Customers | 9 | Average Weekday | SCE | 1-in-2 | 2026 | 12 | 471.1768 | 480.2672 | 39.41 | 75.3148 | 0
| All | All Customers | 9 | Average Weekday | SCE | 1-in-2 | 2026 | 13 | 404.9932 | 415.6607 | 39.4287 | 78.1724 | 0
| All | All Customers | 9 | Average Weekday | SCE | 1-in-2 | 2026 | 14 | 373.1274 | 383.1906 | 39.3942 | 80.1734 | 0
| All | All Customers | 9 | Average Weekday | SCE | 1-in-2 | 2026 | 15 | 334.1314 | 343.9546 | 39.3241 | 81.3344 | 0
| All | All Customers | 9 | Average Weekday | SCE | 1-in-2 | 2026 | 16 | 303.2426 | 302.5992 | 39.2737 | 81.812 | 0
| All | All Customers | 9 | Average Weekday | SCE | 1-in-2 | 2026 | 17 | 276.6014 | 289.3746 | 39.5066 | 81.5813 | 0
| All | All Customers | 9 | Average Weekday | SCE | 1-in-2 | 2026 | 18 | 258.1568 | 276.014 | 39.4296 | 80.5863 | 0
| All | All Customers | 9 | Average Weekday | SCE | 1-in-2 | 2026 | 19 | 261.1976 | 271.7783 | 40.6699 | 78.8037 | 0
| All | All Customers | 9 | Average Weekday | SCE | 1-in-2 | 2026 | 20 | 261.6008 | 270.1639 | 39.1447 | 75.9106 | 0
| All | All Customers | 9 | Average Weekday | SCE | 1-in-2 | 2026 | 21 | 278.0549 | 288.0421 | 39.3089 | 72.9426 | 0
| All | All Customers | 9 | Average Weekday | SCE | 1-in-2 | 2026 | 22 | 420.5112 | 443.5383 | 39.2368 | 71.2201 | 0
| All | All Customers | 9 | Average Weekday | SCE | 1-in-2 | 2026 | 23 | 423.579 | 446.2134 | 39.2866 | 69.9888 | 0
| All | All Customers | 9 | Average Weekday | SCE | 1-in-2 | 2026 | 24 | 438.7755 | 470.3396 | 39.2911 | 68.9206 | 0
| All | All Customers | 9 | Monthly System Peak Day | SCE | 1-in-2 | 2026 | 1 | 371.7901 | 355.4753 | 39.3646 | 75.2302 | 0
| All | All Customers | 9 | Monthly System Peak Day | SCE | 1-in-2 | 2026 | 2 | 368.2603 | 333.2868 | 39.3509 | 74.1473 | 0
| All | All Customers | 9 | Monthly System Peak Day | SCE | 1-in-2 | 2026 | 3 | 465.5724 | 402.7695 | 39.3494 | 73.2171 | 0
| All | All Customers | 9 | Monthly System Peak Day | SCE | 1-in-2 | 2026 | 4 | 572.2637 | 471.7084 | 39.3452 | 72.3767 | 0
| All | All Customers | 9 | Monthly System Peak Day | SCE | 1-in-2 | 2026 | 5 | 535.842 | 449.6709 | 39.3524 | 71.3744 | 0
| All | All Customers | 9 | Monthly System Peak Day | SCE | 1-in-2 | 2026 | 6 | 537.2526 | 462.5304 | 39.364 | 70.647 | 0
| All | All Customers | 9 | Monthly System Peak Day | SCE | 1-in-2 | 2026 | 7 | 562.6088 | 487.4003 | 39.4181 | 70.3486 | 0
| All | All Customers | 9 | Monthly System Peak Day | SCE | 1-in-2 | 2026 | 8 | 561.8927 | 489.4381 | 39.3855 | 70.1718 | 0
| All | All Customers | 9 | Monthly System Peak Day | SCE | 1-in-2 | 2026 | 9 | 500.1346 | 468.3878 | 39.3891 | 72.2417 | 0
| All | All Customers | 9 | Monthly System Peak Day | SCE | 1-in-2 | 2026 | 10 | 497.5287 | 453.1563 | 39.3862 | 76.6962 | 0
| All | All Customers | 9 | Monthly System Peak Day | SCE | 1-in-2 | 2026 | 11 | 480.2731 | 435.4153 | 39.3899 | 81.9531 | 0
| All | All Customers | 9 | Monthly System Peak Day | SCE | 1-in-2 | 2026 | 12 | 471.1768 | 426.275 | 39.3898 | 86.7778 | 0
| All | All Customers | 9 | Monthly System Peak Day | SCE | 1-in-2 | 2026 | 13 | 404.9932 | 372.7026 | 39.3983 | 90.8267 | 0
| All | All Customers | 9 | Monthly System Peak Day | SCE | 1-in-2 | 2026 | 14 | 373.1274 | 347.0128 | 39.3946 | 93.6136 | 0
| All | All Customers | 9 | Monthly System Peak Day | SCE | 1-in-2 | 2026 | 15 | 334.1314 | 314.8788 | 39.4191 | 94.781 | 0
| All | All Customers | 9 | Monthly System Peak Day | SCE | 1-in-2 | 2026 | 16 | 303.2426 | 271.9288 | 39.4285 | 94.2312 | 0
| All | All Customers | 9 | Monthly System Peak Day | SCE | 1-in-2 | 2026 | 17 | 276.6014 | 287.4627 | 39.3074 | 93.9331 | 0
| All | All Customers | 9 | Monthly System Peak Day | SCE | 1-in-2 | 2026 | 18 | 258.1568 | 281.9309 | 39.3165 | 93.1571 | 0
| All | All Customers | 9 | Monthly System Peak Day | SCE | 1-in-2 | 2026 | 19 | 261.1976 | 232.8956 | 39.7974 | 92.0918 | 0
| All | All Customers | 9 | Monthly System Peak Day | SCE | 1-in-2 | 2026 | 20 | 261.6008 | 221.7419 | 38.5012 | 89.7033 | 0
| All | All Customers | 9 | Monthly System Peak Day | SCE | 1-in-2 | 2026 | 21 | 278.0549 | 247.1019 | 39.465 | 86.0369 | 0
| All | All Customers | 9 | Monthly System Peak Day | SCE | 1-in-2 | 2026 | 22 | 420.5112 | 378.2178 | 39.4681 | 83.6113 | 0
| All | All Customers | 9 | Monthly System Peak Day | SCE | 1-in-2 | 2026 | 23 | 423.579 | 377.6734 | 39.3583 | 81.6711 | 0
| All | All Customers | 9 | Monthly System Peak Day | SCE | 1-in-2 | 2026 | 24 | 438.7755 | 402.8897 | 39.3672 | 79.6122 | 0
| All | All Customers | 10 | Average Weekday | SCE | 1-in-2 | 2026 | 1 | 399.071 | 412.9874 | 36.4954 | 63.1078 | 0
| All | All Customers | 10 | Average Weekday | SCE | 1-in-2 | 2026 | 2 | 377.2564 | 384.4904 | 36.399 | 62.2306 | 0
| All | All Customers | 10 | Average Weekday | SCE | 1-in-2 | 2026 | 3 | 472.0516 | 482.0634 | 36.3853 | 61.3429 | 0
| All | All Customers | 10 | Average Weekday | SCE | 1-in-2 | 2026 | 4 | 579.6443 | 594.5715 | 36.3524 | 60.6521 | 0
| All | All Customers | 10 | Average Weekday | SCE | 1-in-2 | 2026 | 5 | 583.453 | 600.2847 | 36.3582 | 59.9614 | 0
| All | All Customers | 10 | Average Weekday | SCE | 1-in-2 | 2026 | 6 | 596.3965 | 617.4807 | 36.3261 | 59.4727 | 0
| All | All Customers | 10 | Average Weekday | SCE | 1-in-2 | 2026 | 7 | 605.1397 | 620.9785 | 36.3395 | 59.0885 | 0
| All | All Customers | 10 | Average Weekday | SCE | 1-in-2 | 2026 | 8 | 628.6222 | 654.6997 | 36.5976 | 58.8572 | 0
| All | All Customers | 10 | Average Weekday | SCE | 1-in-2 | 2026 | 9 | 566.9901 | 604.2888 | 36.8595 | 59.2786 | 0
| All | All Customers | 10 | Average Weekday | SCE | 1-in-2 | 2026 | 10 | 552.8687 | 572.7435 | 36.6354 | 61.808 | 0
| All | All Customers | 10 | Average Weekday | SCE | 1-in-2 | 2026 | 11 | 543.7116 | 558.7446 | 36.7645 | 65.2524 | 0
| All | All Customers | 10 | Average Weekday | SCE | 1-in-2 | 2026 | 12 | 526.9377 | 538.4152 | 36.9068 | 68.7871 | 0
| All | All Customers | 10 | Average Weekday | SCE | 1-in-2 | 2026 | 13 | 434.2337 | 443.1422 | 37.0018 | 71.7612 | 0
| All | All Customers | 10 | Average Weekday | SCE | 1-in-2 | 2026 | 14 | 384.9286 | 390.9847 | 36.8938 | 73.8981 | 0
| All | All Customers | 10 | Average Weekday | SCE | 1-in-2 | 2026 | 15 | 341.3253 | 346.4161 | 36.6779 | 75.2877 | 0
| All | All Customers | 10 | Average Weekday | SCE | 1-in-2 | 2026 | 16 | 295.2688 | 297.2182 | 36.3973 | 76.0881 | 0
| All | All Customers | 10 | Average Weekday | SCE | 1-in-2 | 2026 | 17 | 276.1545 | 284.8384 | 36.1566 | 75.9371 | 0
| All | All Customers | 10 | Average Weekday | SCE | 1-in-2 | 2026 | 18 | 268.7572 | 275.6449 | 36.1838 | 74.9092 | 0
| All | All Customers | 10 | Average Weekday | SCE | 1-in-2 | 2026 | 19 | 259.8372 | 264.4153 | 36.6937 | 72.9505 | 0
| All | All Customers | 10 | Average Weekday | SCE | 1-in-2 | 2026 | 20 | 261.1971 | 265.2213 | 36.1176 | 70.0551 | 0
| All | All Customers | 10 | Average Weekday | SCE | 1-in-2 | 2026 | 21 | 268.8385 | 273.1086 | 36.1849 | 67.8774 | 0
| All | All Customers | 10 | Average Weekday | SCE | 1-in-2 | 2026 | 22 | 440.408 | 462.6592 | 36.3842 | 66.2813 | 0
| All | All Customers | 10 | Average Weekday | SCE | 1-in-2 | 2026 | 23 | 430.1298 | 453.5799 | 36.4803 | 65.0082 | 0
| All | All Customers | 10 | Average Weekday | SCE | 1-in-2 | 2026 | 24 | 448.2521 | 479.8227 | 36.5906 | 63.8932 | 0
| All | All Customers | 10 | Monthly System Peak Day | SCE | 1-in-2 | 2026 | 1 | 399.071 | 427.033 | 36.1036 | 71.8962 | 0
| All | All Customers | 10 | Monthly System Peak Day | SCE | 1-in-2 | 2026 | 2 | 377.2564 | 392.0475 | 36.1477 | 70.4043 | 0
| All | All Customers | 10 | Monthly System Peak Day | SCE | 1-in-2 | 2026 | 3 | 472.0516 | 490.5371 | 36.1545 | 68.1625 | 0
| All | All Customers | 10 | Monthly System Peak Day | SCE | 1-in-2 | 2026 | 4 | 579.6443 | 599.5707 | 36.1763 | 67.3048 | 0
| All | All Customers | 10 | Monthly System Peak Day | SCE | 1-in-2 | 2026 | 5 | 583.453 | 607.8889 | 36.1736 | 66.6615 | 0
| All | All Customers | 10 | Monthly System Peak Day | SCE | 1-in-2 | 2026 | 6 | 596.3965 | 618.7545 | 36.2015 | 66.0378 | 0
| All | All Customers | 10 | Monthly System Peak Day | SCE | 1-in-2 | 2026 | 7 | 605.1397 | 618.75 | 36.2087 | 65.2515 | 0
| All | All Customers | 10 | Monthly System Peak Day | SCE | 1-in-2 | 2026 | 8 | 628.6222 | 665.7435 | 36.0803 | 65.0625 | 0
| All | All Customers | 10 | Monthly System Peak Day | SCE | 1-in-2 | 2026 | 9 | 566.9901 | 615.1124 | 36.0383 | 65.933 | 0
| All | All Customers | 10 | Monthly System Peak Day | SCE | 1-in-2 | 2026 | 10 | 552.8687 | 579.3907 | 36.0893 | 70.1461 | 0
| All | All Customers | 10 | Monthly System Peak Day | SCE | 1-in-2 | 2026 | 11 | 543.7116 | 568.7758 | 36.1195 | 76.4511 | 0
| All | All Customers | 10 | Monthly System Peak Day | SCE | 1-in-2 | 2026 | 12 | 526.9377 | 551.7126 | 36.185 | 82.4643 | 0
| All | All Customers | 10 | Monthly System Peak Day | SCE | 1-in-2 | 2026 | 13 | 434.2337 | 446.4094 | 36.2488 | 86.6366 | 0
| All | All Customers | 10 | Monthly System Peak Day | SCE | 1-in-2 | 2026 | 14 | 384.9286 | 391.3156 | 36.1899 | 89.0965 | 0
| All | All Customers | 10 | Monthly System Peak Day | SCE | 1-in-2 | 2026 | 15 | 341.3253 | 345.8622 | 36.1148 | 90.3652 | 0
| All | All Customers | 10 | Monthly System Peak Day | SCE | 1-in-2 | 2026 | 16 | 295.2688 | 294.9287 | 36.1565 | 90.8787 | 0
| All | All Customers | 10 | Monthly System Peak Day | SCE | 1-in-2 | 2026 | 17 | 276.1545 | 284.8536 | 36.1254 | 90.5482 | 0
| All | All Customers | 10 | Monthly System Peak Day | SCE | 1-in-2 | 2026 | 18 | 268.7572 | 275.9203 | 36.1118 | 89.5589 | 0
| All | All Customers | 10 | Monthly System Peak Day | SCE | 1-in-2 | 2026 | 19 | 259.8372 | 263.7159 | 36.8302 | 87.8291 | 0
| All | All Customers | 10 | Monthly System Peak Day | SCE | 1-in-2 | 2026 | 20 | 261.1971 | 264.4183 | 36.1173 | 84.3371 | 0
| All | All Customers | 10 | Monthly System Peak Day | SCE | 1-in-2 | 2026 | 21 | 268.8385 | 273.9995 | 36.2448 | 81.1782 | 0
| All | All Customers | 10 | Monthly System Peak Day | SCE | 1-in-2 | 2026 | 22 | 440.408 | 462.8901 | 36.1792 | 78.8058 | 0
| All | All Customers | 10 | Monthly System Peak Day | SCE | 1-in-2 | 2026 | 23 | 430.1298 | 457.9492 | 36.1258 | 76.234 | 0
| All | All Customers | 10 | Monthly System Peak Day | SCE | 1-in-2 | 2026 | 24 | 448.2521 | 499.9308 | 36.0715 | 74.6523 | 0
| All | All Customers | 11 | Average Weekday | SCE | 1-in-2 | 2026 | 1 | 375.0718 | 383.4066 | 36.3942 | 57.097 | 0
| All | All Customers | 11 | Average Weekday | SCE | 1-in-2 | 2026 | 2 | 357.3795 | 364.1925 | 36.3815 | 56.2395 | 0
| All | All Customers | 11 | Average Weekday | SCE | 1-in-2 | 2026 | 3 | 451.6917 | 463.3529 | 36.3577 | 55.5321 | 0
| All | All Customers | 11 | Average Weekday | SCE | 1-in-2 | 2026 | 4 | 565.7026 | 583.9404 | 36.3617 | 54.9319 | 0
| All | All Customers | 11 | Average Weekday | SCE | 1-in-2 | 2026 | 5 | 556.2047 | 585.5343 | 36.3408 | 54.3851 | 0
| All | All Customers | 11 | Average Weekday | SCE | 1-in-2 | 2026 | 6 | 572.1389 | 609.5748 | 36.3504 | 53.8723 | 0
| All | All Customers | 11 | Average Weekday | SCE | 1-in-2 | 2026 | 7 | 586.4902 | 602.8122 | 36.5282 | 53.6302 | 0
| All | All Customers | 11 | Average Weekday | SCE | 1-in-2 | 2026 | 8 | 598.4279 | 613.2804 | 36.7052 | 53.5519 | 0
| All | All Customers | 11 | Average Weekday | SCE | 1-in-2 | 2026 | 9 | 542.2859 | 568.8705 | 36.5546 | 55.1501 | 0
| All | All Customers | 11 | Average Weekday | SCE | 1-in-2 | 2026 | 10 | 527.9714 | 542.1652 | 36.6359 | 58.5803 | 0
| All | All Customers | 11 | Average Weekday | SCE | 1-in-2 | 2026 | 11 | 510.7604 | 520.3021 | 36.7354 | 62.3808 | 0
| All | All Customers | 11 | Average Weekday | SCE | 1-in-2 | 2026 | 12 | 499.8597 | 506.8454 | 36.8025 | 65.6261 | 0
| All | All Customers | 11 | Average Weekday | SCE | 1-in-2 | 2026 | 13 | 413.8571 | 423.6342 | 36.7404 | 67.9906 | 0
| All | All Customers | 11 | Average Weekday | SCE | 1-in-2 | 2026 | 14 | 377.0105 | 383.9946 | 36.6088 | 69.4818 | 0
| All | All Customers | 11 | Average Weekday | SCE | 1-in-2 | 2026 | 15 | 324.3785 | 331.2354 | 36.4109 | 70.3008 | 0
| All | All Customers | 11 | Average Weekday | SCE | 1-in-2 | 2026 | 16 | 286.0219 | 287.5014 | 36.4112 | 70.3572 | 0
| All | All Customers | 11 | Average Weekday | SCE | 1-in-2 | 2026 | 17 | 265.1202 | 272.8886 | 36.1832 | 69.4195 | 0
| All | All Customers | 11 | Average Weekday | SCE | 1-in-2 | 2026 | 18 | 254.8629 | 262.2302 | 36.2508 | 67.259 | 0
| All | All Customers | 11 | Average Weekday | SCE | 1-in-2 | 2026 | 19 | 250.1133 | 254.539 | 36.1183 | 64.7932 | 0
| All | All Customers | 11 | Average Weekday | SCE | 1-in-2 | 2026 | 20 | 248.426 | 316.9151 | 43.828 | 62.9626 | 0
| All | All Customers | 11 | Average Weekday | SCE | 1-in-2 | 2026 | 21 | 250.6056 | 255.885 | 36.2158 | 61.4319 | 0
| All | All Customers | 11 | Average Weekday | SCE | 1-in-2 | 2026 | 22 | 415.943 | 435.8697 | 36.4413 | 60.0821 | 0
| All | All Customers | 11 | Average Weekday | SCE | 1-in-2 | 2026 | 23 | 405.9108 | 422.9673 | 36.5201 | 58.91 | 0
| All | All Customers | 11 | Average Weekday | SCE | 1-in-2 | 2026 | 24 | 420.7938 | 436.9007 | 36.4618 | 57.9723 | 0
| All | All Customers | 11 | Monthly System Peak Day | SCE | 1-in-2 | 2026 | 1 | 375.0718 | 391.6327 | 36.1665 | 63.6961 | 0
| All | All Customers | 11 | Monthly System Peak Day | SCE | 1-in-2 | 2026 | 2 | 357.3795 | 371.2218 | 36.1661 | 62.2587 | 0
| All | All Customers | 11 | Monthly System Peak Day | SCE | 1-in-2 | 2026 | 3 | 451.6917 | 469.5018 | 36.1919 | 61.2894 | 0
| All | All Customers | 11 | Monthly System Peak Day | SCE | 1-in-2 | 2026 | 4 | 565.7026 | 590.4949 | 36.1852 | 60.4635 | 0
| All | All Customers | 11 | Monthly System Peak Day | SCE | 1-in-2 | 2026 | 5 | 556.2047 | 590.539 | 36.2189 | 59.6652 | 0
| All | All Customers | 11 | Monthly System Peak Day | SCE | 1-in-2 | 2026 | 6 | 572.1389 | 612.4739 | 36.2176 | 58.6302 | 0
| All | All Customers | 11 | Monthly System Peak Day | SCE | 1-in-2 | 2026 | 7 | 586.4902 | 602.5944 | 36.0539 | 58.3757 | 0
| All | All Customers | 11 | Monthly System Peak Day | SCE | 1-in-2 | 2026 | 8 | 598.4279 | 636.0975 | 36.0171 | 58.0452 | 0
| All | All Customers | 11 | Monthly System Peak Day | SCE | 1-in-2 | 2026 | 9 | 542.2859 | 577.0829 | 36.1275 | 60.3861 | 0
| All | All Customers | 11 | Monthly System Peak Day | SCE | 1-in-2 | 2026 | 10 | 527.9714 | 552.0453 | 36.1054 | 65.4171 | 0
| All | All Customers | 11 | Monthly System Peak Day | SCE | 1-in-2 | 2026 | 11 | 510.7604 | 534.5897 | 36.1998 | 71.7569 | 0
| All | All Customers | 11 | Monthly System Peak Day | SCE | 1-in-2 | 2026 | 12 | 499.8597 | 522.4077 | 36.3302 | 77.5791 | 0
| All | All Customers | 11 | Monthly System Peak Day | SCE | 1-in-2 | 2026 | 13 | 413.8571 | 426.8272 | 36.3156 | 81.6227 | 0
| All | All Customers | 11 | Monthly System Peak Day | SCE | 1-in-2 | 2026 | 14 | 377.0105 | 383.6414 | 36.203 | 84.1448 | 0
| All | All Customers | 11 | Monthly System Peak Day | SCE | 1-in-2 | 2026 | 15 | 324.3785 | 330.6719 | 36.1995 | 85.3594 | 0
| All | All Customers | 11 | Monthly System Peak Day | SCE | 1-in-2 | 2026 | 16 | 286.0219 | 285.2281 | 36.1513 | 85.3616 | 0
| All | All Customers | 11 | Monthly System Peak Day | SCE | 1-in-2 | 2026 | 17 | 265.1202 | 273.6302 | 36.1069 | 84.0997 | 0
| All | All Customers | 11 | Monthly System Peak Day | SCE | 1-in-2 | 2026 | 18 | 254.8629 | 264.2939 | 36.0594 | 81.2779 | 0
| All | All Customers | 11 | Monthly System Peak Day | SCE | 1-in-2 | 2026 | 19 | 250.1133 | 254.2737 | 36.118 | 77.5579 | 0
| All | All Customers | 11 | Monthly System Peak Day | SCE | 1-in-2 | 2026 | 20 | 248.426 | 372.3727 | 48.0686 | 74.9178 | 0
| All | All Customers | 11 | Monthly System Peak Day | SCE | 1-in-2 | 2026 | 21 | 250.6056 | 256.5999 | 36.2745 | 72.6122 | 0
| All | All Customers | 11 | Monthly System Peak Day | SCE | 1-in-2 | 2026 | 22 | 415.943 | 438.1272 | 36.1259 | 70.6432 | 0
| All | All Customers | 11 | Monthly System Peak Day | SCE | 1-in-2 | 2026 | 23 | 405.9108 | 430.1703 | 36.073 | 68.8396 | 0
| All | All Customers | 11 | Monthly System Peak Day | SCE | 1-in-2 | 2026 | 24 | 420.7938 | 451.8346 | 36.1214 | 67.2187 | 0
| All | All Customers | 12 | Average Weekday | SCE | 1-in-2 | 2026 | 1 | 414.9862 | 423.695 | 36.2781 | 51.0993 | 0
| All | All Customers | 12 | Average Weekday | SCE | 1-in-2 | 2026 | 2 | 399.0282 | 406.5926 | 36.2722 | 50.4096 | 0
| All | All Customers | 12 | Average Weekday | SCE | 1-in-2 | 2026 | 3 | 491.299 | 504.0024 | 36.2715 | 49.8263 | 0
| All | All Customers | 12 | Average Weekday | SCE | 1-in-2 | 2026 | 4 | 606.4977 | 625.9819 | 36.2709 | 49.2979 | 0
| All | All Customers | 12 | Average Weekday | SCE | 1-in-2 | 2026 | 5 | 600.9077 | 632.3857 | 36.2738 | 48.8154 | 0
| All | All Customers | 12 | Average Weekday | SCE | 1-in-2 | 2026 | 6 | 602.6296 | 643.2621 | 36.2787 | 48.2936 | 0
| All | All Customers | 12 | Average Weekday | SCE | 1-in-2 | 2026 | 7 | 610.1627 | 627.4457 | 36.2853 | 47.946 | 0
| All | All Customers | 12 | Average Weekday | SCE | 1-in-2 | 2026 | 8 | 628.5891 | 645.2395 | 36.2935 | 47.7165 | 0
| All | All Customers | 12 | Average Weekday | SCE | 1-in-2 | 2026 | 9 | 563.7203 | 591.071 | 36.3023 | 48.2968 | 0
| All | All Customers | 12 | Average Weekday | SCE | 1-in-2 | 2026 | 10 | 539.967 | 556.9743 | 36.2906 | 50.7893 | 0
| All | All Customers | 12 | Average Weekday | SCE | 1-in-2 | 2026 | 11 | 525.4215 | 536.2519 | 36.3069 | 53.9511 | 0
| All | All Customers | 12 | Average Weekday | SCE | 1-in-2 | 2026 | 12 | 513.2283 | 519.8903 | 36.3232 | 56.8956 | 0
| All | All Customers | 12 | Average Weekday | SCE | 1-in-2 | 2026 | 13 | 434.132 | 443.5979 | 36.3335 | 59.1373 | 0
| All | All Customers | 12 | Average Weekday | SCE | 1-in-2 | 2026 | 14 | 401.1095 | 408.636 | 36.3216 | 60.6795 | 0
| All | All Customers | 12 | Average Weekday | SCE | 1-in-2 | 2026 | 15 | 365.2169 | 371.4807 | 36.297 | 61.5091 | 0
| All | All Customers | 12 | Average Weekday | SCE | 1-in-2 | 2026 | 16 | 325.1226 | 326.5175 | 36.2778 | 61.6436 | 0
| All | All Customers | 12 | Average Weekday | SCE | 1-in-2 | 2026 | 17 | 311.6603 | 320.0944 | 36.1414 | 60.916 | 0
| All | All Customers | 12 | Average Weekday | SCE | 1-in-2 | 2026 | 18 | 303.1119 | 310.263 | 36.1417 | 58.9961 | 0
| All | All Customers | 12 | Average Weekday | SCE | 1-in-2 | 2026 | 19 | 299.4444 | 303.6841 | 36.1178 | 56.8459 | 0
| All | All Customers | 12 | Average Weekday | SCE | 1-in-2 | 2026 | 20 | 306.1305 | 375.7826 | 36.8075 | 55.3643 | 0
| All | All Customers | 12 | Average Weekday | SCE | 1-in-2 | 2026 | 21 | 309.6487 | 315.0646 | 36.184 | 54.1662 | 0
| All | All Customers | 12 | Average Weekday | SCE | 1-in-2 | 2026 | 22 | 462.3882 | 481.7805 | 36.2824 | 53.0867 | 0
| All | All Customers | 12 | Average Weekday | SCE | 1-in-2 | 2026 | 23 | 452.1097 | 468.6945 | 36.2859 | 52.1648 | 0
| All | All Customers | 12 | Average Weekday | SCE | 1-in-2 | 2026 | 24 | 465.1018 | 481.6894 | 36.2858 | 51.3065 | 0
| All | All Customers | 12 | Monthly System Peak Day | SCE | 1-in-2 | 2026 | 1 | 414.9862 | 423.695 | 36.2781 | 43.8672 | 0
| All | All Customers | 12 | Monthly System Peak Day | SCE | 1-in-2 | 2026 | 2 | 399.0282 | 406.5926 | 36.2722 | 43.2256 | 0
| All | All Customers | 12 | Monthly System Peak Day | SCE | 1-in-2 | 2026 | 3 | 491.299 | 504.0024 | 36.2715 | 42.6913 | 0
| All | All Customers | 12 | Monthly System Peak Day | SCE | 1-in-2 | 2026 | 4 | 606.4977 | 625.9819 | 36.2709 | 42.4777 | 0
| All | All Customers | 12 | Monthly System Peak Day | SCE | 1-in-2 | 2026 | 5 | 600.9077 | 632.3857 | 36.2738 | 42.1367 | 0
| All | All Customers | 12 | Monthly System Peak Day | SCE | 1-in-2 | 2026 | 6 | 602.6296 | 643.2621 | 36.2787 | 41.8913 | 0
| All | All Customers | 12 | Monthly System Peak Day | SCE | 1-in-2 | 2026 | 7 | 610.1627 | 627.4457 | 36.2853 | 41.6735 | 0
| All | All Customers | 12 | Monthly System Peak Day | SCE | 1-in-2 | 2026 | 8 | 628.5891 | 645.2395 | 36.2935 | 41.2499 | 0
| All | All Customers | 12 | Monthly System Peak Day | SCE | 1-in-2 | 2026 | 9 | 563.7203 | 591.071 | 36.3023 | 41.9432 | 0
| All | All Customers | 12 | Monthly System Peak Day | SCE | 1-in-2 | 2026 | 10 | 539.967 | 556.9743 | 36.2906 | 45.6321 | 0
| All | All Customers | 12 | Monthly System Peak Day | SCE | 1-in-2 | 2026 | 11 | 525.4215 | 536.2519 | 36.3069 | 49.6998 | 0
| All | All Customers | 12 | Monthly System Peak Day | SCE | 1-in-2 | 2026 | 12 | 513.2283 | 519.8903 | 36.3232 | 53.7228 | 0
| All | All Customers | 12 | Monthly System Peak Day | SCE | 1-in-2 | 2026 | 13 | 434.132 | 443.5979 | 36.3335 | 56.0063 | 0
| All | All Customers | 12 | Monthly System Peak Day | SCE | 1-in-2 | 2026 | 14 | 401.1095 | 408.636 | 36.3216 | 57.4507 | 0
| All | All Customers | 12 | Monthly System Peak Day | SCE | 1-in-2 | 2026 | 15 | 365.2169 | 371.4807 | 36.297 | 58.3329 | 0
| All | All Customers | 12 | Monthly System Peak Day | SCE | 1-in-2 | 2026 | 16 | 325.1226 | 326.5175 | 36.2778 | 58.708 | 0
| All | All Customers | 12 | Monthly System Peak Day | SCE | 1-in-2 | 2026 | 17 | 311.6603 | 320.0944 | 36.1414 | 58.3844 | 0
| All | All Customers | 12 | Monthly System Peak Day | SCE | 1-in-2 | 2026 | 18 | 303.1119 | 310.263 | 36.1417 | 56.4194 | 0
| All | All Customers | 12 | Monthly System Peak Day | SCE | 1-in-2 | 2026 | 19 | 299.4444 | 303.6841 | 36.1178 | 53.7091 | 0
| All | All Customers | 12 | Monthly System Peak Day | SCE | 1-in-2 | 2026 | 20 | 306.1305 | 375.7826 | 36.8075 | 51.8177 | 0
| All | All Customers | 12 | Monthly System Peak Day | SCE | 1-in-2 | 2026 | 21 | 309.6487 | 315.0646 | 36.184 | 50.129 | 0
| All | All Customers | 12 | Monthly System Peak Day | SCE | 1-in-2 | 2026 | 22 | 462.3882 | 481.7805 | 36.2824 | 48.4225 | 0
| All | All Customers | 12 | Monthly System Peak Day | SCE | 1-in-2 | 2026 | 23 | 452.1097 | 468.6945 | 36.2859 | 46.8118 | 0
| All | All Customers | 12 | Monthly System Peak Day | SCE | 1-in-2 | 2026 | 24 | 465.1018 | 481.6894 | 36.2858 | 45.5506 | 0
| All | All Customers | 1 | Average Weekday | SCE | 1-in-2 | 2027 | 1 | 411.9416 | 419.9945 | 36.3544 | 52.5295 | 0
| All | All Customers | 1 | Average Weekday | SCE | 1-in-2 | 2027 | 2 | 399.6381 | 407.6555 | 36.3485 | 51.5748 | 0
| All | All Customers | 1 | Average Weekday | SCE | 1-in-2 | 2027 | 3 | 496.9493 | 509.3393 | 36.3478 | 50.7559 | 0
| All | All Customers | 1 | Average Weekday | SCE | 1-in-2 | 2027 | 4 | 609.6983 | 628.4847 | 36.3471 | 50.1253 | 0
| All | All Customers | 1 | Average Weekday | SCE | 1-in-2 | 2027 | 5 | 604.7856 | 635.5693 | 36.3501 | 49.4067 | 0
| All | All Customers | 1 | Average Weekday | SCE | 1-in-2 | 2027 | 6 | 614.2007 | 653.6006 | 36.3549 | 48.8381 | 0
| All | All Customers | 1 | Average Weekday | SCE | 1-in-2 | 2027 | 7 | 629.4274 | 646.0659 | 36.3614 | 48.56 | 0
| All | All Customers | 1 | Average Weekday | SCE | 1-in-2 | 2027 | 8 | 650.7109 | 666.6302 | 36.3697 | 48.3527 | 0
| All | All Customers | 1 | Average Weekday | SCE | 1-in-2 | 2027 | 9 | 582.5118 | 608.1451 | 36.3786 | 49.0075 | 0
| All | All Customers | 1 | Average Weekday | SCE | 1-in-2 | 2027 | 10 | 569.1086 | 583.8868 | 36.3669 | 52.3494 | 0
| All | All Customers | 1 | Average Weekday | SCE | 1-in-2 | 2027 | 11 | 550.7816 | 560.4916 | 36.3832 | 56.7873 | 0
| All | All Customers | 1 | Average Weekday | SCE | 1-in-2 | 2027 | 12 | 540.8401 | 547.5516 | 36.3996 | 60.8785 | 0
| All | All Customers | 1 | Average Weekday | SCE | 1-in-2 | 2027 | 13 | 466.1749 | 475.6525 | 36.4098 | 63.9218 | 0
| All | All Customers | 1 | Average Weekday | SCE | 1-in-2 | 2027 | 14 | 428.7047 | 435.6615 | 36.3979 | 65.9741 | 0
| All | All Customers | 1 | Average Weekday | SCE | 1-in-2 | 2027 | 15 | 390.0828 | 395.7307 | 36.3733 | 67.2299 | 0
| All | All Customers | 1 | Average Weekday | SCE | 1-in-2 | 2027 | 16 | 348.8097 | 350.0587 | 36.3541 | 67.6672 | 0
| All | All Customers | 1 | Average Weekday | SCE | 1-in-2 | 2027 | 17 | 334.1957 | 342.5318 | 36.2195 | 67.081 | 0
| All | All Customers | 1 | Average Weekday | SCE | 1-in-2 | 2027 | 18 | 322.7728 | 330.0362 | 36.2197 | 65.1671 | 0
| All | All Customers | 1 | Average Weekday | SCE | 1-in-2 | 2027 | 19 | 311.1646 | 315.4478 | 36.1956 | 62.0782 | 0
| All | All Customers | 1 | Average Weekday | SCE | 1-in-2 | 2027 | 20 | 310.8767 | 379.999 | 36.8818 | 59.7939 | 0
| All | All Customers | 1 | Average Weekday | SCE | 1-in-2 | 2027 | 21 | 303.1177 | 308.3732 | 36.2617 | 58.1234 | 0
| All | All Customers | 1 | Average Weekday | SCE | 1-in-2 | 2027 | 22 | 457.6631 | 477.2361 | 36.3584 | 56.6753 | 0
| All | All Customers | 1 | Average Weekday | SCE | 1-in-2 | 2027 | 23 | 450.191 | 466.8266 | 36.362 | 55.3814 | 0
| All | All Customers | 1 | Average Weekday | SCE | 1-in-2 | 2027 | 24 | 466.8513 | 482.6489 | 36.362 | 54.2169 | 0
| All | All Customers | 1 | Monthly System Peak Day | SCE | 1-in-2 | 2027 | 1 | 411.9416 | 419.9945 | 36.3544 | 46.1508 | 0
| All | All Customers | 1 | Monthly System Peak Day | SCE | 1-in-2 | 2027 | 2 | 399.6381 | 407.6555 | 36.3485 | 45.2304 | 0
| All | All Customers | 1 | Monthly System Peak Day | SCE | 1-in-2 | 2027 | 3 | 496.9493 | 509.3393 | 36.3478 | 43.7928 | 0
| All | All Customers | 1 | Monthly System Peak Day | SCE | 1-in-2 | 2027 | 4 | 609.6983 | 628.4847 | 36.3471 | 43.0306 | 0
| All | All Customers | 1 | Monthly System Peak Day | SCE | 1-in-2 | 2027 | 5 | 604.7856 | 635.5693 | 36.3501 | 42.073 | 0
| All | All Customers | 1 | Monthly System Peak Day | SCE | 1-in-2 | 2027 | 6 | 614.2007 | 653.6006 | 36.3549 | 41.6713 | 0
| All | All Customers | 1 | Monthly System Peak Day | SCE | 1-in-2 | 2027 | 7 | 629.4274 | 646.0659 | 36.3614 | 41.5705 | 0
| All | All Customers | 1 | Monthly System Peak Day | SCE | 1-in-2 | 2027 | 8 | 650.7109 | 666.6302 | 36.3697 | 41.7766 | 0
| All | All Customers | 1 | Monthly System Peak Day | SCE | 1-in-2 | 2027 | 9 | 582.5118 | 608.1451 | 36.3786 | 42.4508 | 0
| All | All Customers | 1 | Monthly System Peak Day | SCE | 1-in-2 | 2027 | 10 | 569.1086 | 583.8868 | 36.3669 | 45.1188 | 0
| All | All Customers | 1 | Monthly System Peak Day | SCE | 1-in-2 | 2027 | 11 | 550.7816 | 560.4916 | 36.3832 | 48.6287 | 0
| All | All Customers | 1 | Monthly System Peak Day | SCE | 1-in-2 | 2027 | 12 | 540.8401 | 547.5516 | 36.3996 | 51.5031 | 0
| All | All Customers | 1 | Monthly System Peak Day | SCE | 1-in-2 | 2027 | 13 | 466.1749 | 475.6525 | 36.4098 | 53.0908 | 0
| All | All Customers | 1 | Monthly System Peak Day | SCE | 1-in-2 | 2027 | 14 | 428.7047 | 435.6615 | 36.3979 | 53.2152 | 0
| All | All Customers | 1 | Monthly System Peak Day | SCE | 1-in-2 | 2027 | 15 | 390.0828 | 395.7307 | 36.3733 | 53.2796 | 0
| All | All Customers | 1 | Monthly System Peak Day | SCE | 1-in-2 | 2027 | 16 | 348.8097 | 350.0587 | 36.3541 | 54.5165 | 0
| All | All Customers | 1 | Monthly System Peak Day | SCE | 1-in-2 | 2027 | 17 | 334.1957 | 342.5318 | 36.2195 | 55.0011 | 0
| All | All Customers | 1 | Monthly System Peak Day | SCE | 1-in-2 | 2027 | 18 | 322.7728 | 330.0362 | 36.2197 | 54.0223 | 0
| All | All Customers | 1 | Monthly System Peak Day | SCE | 1-in-2 | 2027 | 19 | 311.1646 | 315.4478 | 36.1956 | 52.2181 | 0
| All | All Customers | 1 | Monthly System Peak Day | SCE | 1-in-2 | 2027 | 20 | 310.8767 | 379.999 | 36.8818 | 50.8769 | 0
| All | All Customers | 1 | Monthly System Peak Day | SCE | 1-in-2 | 2027 | 21 | 303.1177 | 308.3732 | 36.2617 | 49.9865 | 0
| All | All Customers | 1 | Monthly System Peak Day | SCE | 1-in-2 | 2027 | 22 | 457.6631 | 477.2361 | 36.3584 | 48.9518 | 0
| All | All Customers | 1 | Monthly System Peak Day | SCE | 1-in-2 | 2027 | 23 | 450.191 | 466.8266 | 36.362 | 47.5941 | 0
| All | All Customers | 1 | Monthly System Peak Day | SCE | 1-in-2 | 2027 | 24 | 466.8513 | 482.6489 | 36.362 | 46.7194 | 0
| All | All Customers | 2 | Average Weekday | SCE | 1-in-2 | 2027 | 1 | 385.8924 | 394.6477 | 36.3956 | 52.0965 | 0
| All | All Customers | 2 | Average Weekday | SCE | 1-in-2 | 2027 | 2 | 372.042 | 380.7902 | 36.389 | 51.2532 | 0
| All | All Customers | 2 | Average Weekday | SCE | 1-in-2 | 2027 | 3 | 463.3233 | 476.8336 | 36.3883 | 50.4252 | 0
| All | All Customers | 2 | Average Weekday | SCE | 1-in-2 | 2027 | 4 | 571.1191 | 591.9971 | 36.3877 | 49.6982 | 0
| All | All Customers | 2 | Average Weekday | SCE | 1-in-2 | 2027 | 5 | 570.4197 | 603.4468 | 36.3912 | 49.1156 | 0
| All | All Customers | 2 | Average Weekday | SCE | 1-in-2 | 2027 | 6 | 582.92 | 624.1517 | 36.3971 | 48.5566 | 0
| All | All Customers | 2 | Average Weekday | SCE | 1-in-2 | 2027 | 7 | 588.0087 | 605.3933 | 36.4043 | 48.1632 | 0
| All | All Customers | 2 | Average Weekday | SCE | 1-in-2 | 2027 | 8 | 610.28 | 626.4803 | 36.4126 | 48.0226 | 0
| All | All Customers | 2 | Average Weekday | SCE | 1-in-2 | 2027 | 9 | 559.4088 | 585.0432 | 36.4215 | 49.4233 | 0
| All | All Customers | 2 | Average Weekday | SCE | 1-in-2 | 2027 | 10 | 541.4849 | 555.7308 | 36.4081 | 52.86 | 0
| All | All Customers | 2 | Average Weekday | SCE | 1-in-2 | 2027 | 11 | 527.0027 | 536.8826 | 36.4258 | 56.7186 | 0
| All | All Customers | 2 | Average Weekday | SCE | 1-in-2 | 2027 | 12 | 516.4615 | 523.757 | 36.4436 | 60.1321 | 0
| All | All Customers | 2 | Average Weekday | SCE | 1-in-2 | 2027 | 13 | 439.9645 | 450.2187 | 36.455 | 62.679 | 0
| All | All Customers | 2 | Average Weekday | SCE | 1-in-2 | 2027 | 14 | 399.2491 | 406.6826 | 36.4422 | 64.327 | 0
| All | All Customers | 2 | Average Weekday | SCE | 1-in-2 | 2027 | 15 | 352.5876 | 359.8887 | 36.4156 | 65.2057 | 0
| All | All Customers | 2 | Average Weekday | SCE | 1-in-2 | 2027 | 16 | 312.8799 | 315.218 | 36.3949 | 65.3934 | 0
| All | All Customers | 2 | Average Weekday | SCE | 1-in-2 | 2027 | 17 | 287.8282 | 295.3127 | 36.2331 | 64.8548 | 0
| All | All Customers | 2 | Average Weekday | SCE | 1-in-2 | 2027 | 18 | 276.7468 | 283.1638 | 36.234 | 63.4338 | 0
| All | All Customers | 2 | Average Weekday | SCE | 1-in-2 | 2027 | 19 | 270.5773 | 275.2943 | 36.196 | 60.8602 | 0
| All | All Customers | 2 | Average Weekday | SCE | 1-in-2 | 2027 | 20 | 270.2137 | 337.1842 | 36.9823 | 58.5517 | 0
| All | All Customers | 2 | Average Weekday | SCE | 1-in-2 | 2027 | 21 | 264.4894 | 269.8724 | 36.2771 | 56.9202 | 0
| All | All Customers | 2 | Average Weekday | SCE | 1-in-2 | 2027 | 22 | 420.7989 | 440.9144 | 36.4012 | 55.6652 | 0
| All | All Customers | 2 | Average Weekday | SCE | 1-in-2 | 2027 | 23 | 415.4352 | 432.7602 | 36.4049 | 54.4868 | 0
| All | All Customers | 2 | Average Weekday | SCE | 1-in-2 | 2027 | 24 | 433.9057 | 450.726 | 36.4042 | 53.3759 | 0
| All | All Customers | 2 | Monthly System Peak Day | SCE | 1-in-2 | 2027 | 1 | 385.8924 | 394.6477 | 36.3956 | 43.6333 | 0
| All | All Customers | 2 | Monthly System Peak Day | SCE | 1-in-2 | 2027 | 2 | 372.042 | 380.7902 | 36.389 | 43.2482 | 0
| All | All Customers | 2 | Monthly System Peak Day | SCE | 1-in-2 | 2027 | 3 | 463.3233 | 476.8336 | 36.3883 | 42.8123 | 0
| All | All Customers | 2 | Monthly System Peak Day | SCE | 1-in-2 | 2027 | 4 | 571.1191 | 591.9971 | 36.3877 | 42.2775 | 0
| All | All Customers | 2 | Monthly System Peak Day | SCE | 1-in-2 | 2027 | 5 | 570.4197 | 603.4468 | 36.3912 | 41.5906 | 0
| All | All Customers | 2 | Monthly System Peak Day | SCE | 1-in-2 | 2027 | 6 | 582.92 | 624.1517 | 36.3971 | 40.8777 | 0
| All | All Customers | 2 | Monthly System Peak Day | SCE | 1-in-2 | 2027 | 7 | 588.0087 | 605.3933 | 36.4043 | 40.6514 | 0
| All | All Customers | 2 | Monthly System Peak Day | SCE | 1-in-2 | 2027 | 8 | 610.28 | 626.4803 | 36.4126 | 40.8793 | 0
| All | All Customers | 2 | Monthly System Peak Day | SCE | 1-in-2 | 2027 | 9 | 559.4088 | 585.0432 | 36.4215 | 42.3693 | 0
| All | All Customers | 2 | Monthly System Peak Day | SCE | 1-in-2 | 2027 | 10 | 541.4849 | 555.7308 | 36.4081 | 44.9734 | 0
| All | All Customers | 2 | Monthly System Peak Day | SCE | 1-in-2 | 2027 | 11 | 527.0027 | 536.8826 | 36.4258 | 47.8451 | 0
| All | All Customers | 2 | Monthly System Peak Day | SCE | 1-in-2 | 2027 | 12 | 516.4615 | 523.757 | 36.4436 | 50.2003 | 0
| All | All Customers | 2 | Monthly System Peak Day | SCE | 1-in-2 | 2027 | 13 | 439.9645 | 450.2187 | 36.455 | 52.0658 | 0
| All | All Customers | 2 | Monthly System Peak Day | SCE | 1-in-2 | 2027 | 14 | 399.2491 | 406.6826 | 36.4422 | 53.5748 | 0
| All | All Customers | 2 | Monthly System Peak Day | SCE | 1-in-2 | 2027 | 15 | 352.5876 | 359.8887 | 36.4156 | 54.8527 | 0
| All | All Customers | 2 | Monthly System Peak Day | SCE | 1-in-2 | 2027 | 16 | 312.8799 | 315.218 | 36.3949 | 55.6969 | 0
| All | All Customers | 2 | Monthly System Peak Day | SCE | 1-in-2 | 2027 | 17 | 287.8282 | 295.3127 | 36.2331 | 55.7396 | 0
| All | All Customers | 2 | Monthly System Peak Day | SCE | 1-in-2 | 2027 | 18 | 276.7468 | 283.1638 | 36.234 | 54.9962 | 0
| All | All Customers | 2 | Monthly System Peak Day | SCE | 1-in-2 | 2027 | 19 | 270.5773 | 275.2943 | 36.196 | 53.1385 | 0
| All | All Customers | 2 | Monthly System Peak Day | SCE | 1-in-2 | 2027 | 20 | 270.2137 | 337.1842 | 36.9823 | 51.5411 | 0
| All | All Customers | 2 | Monthly System Peak Day | SCE | 1-in-2 | 2027 | 21 | 264.4894 | 269.8724 | 36.2771 | 50.1384 | 0
| All | All Customers | 2 | Monthly System Peak Day | SCE | 1-in-2 | 2027 | 22 | 420.7989 | 440.9144 | 36.4012 | 48.936 | 0
| All | All Customers | 2 | Monthly System Peak Day | SCE | 1-in-2 | 2027 | 23 | 415.4352 | 432.7602 | 36.4049 | 47.915 | 0
| All | All Customers | 2 | Monthly System Peak Day | SCE | 1-in-2 | 2027 | 24 | 433.9057 | 450.726 | 36.4042 | 46.7847 | 0
| All | All Customers | 3 | Average Weekday | SCE | 1-in-2 | 2027 | 1 | 417.4112 | 432.7289 | 36.4644 | 54.7625 | 0
| All | All Customers | 3 | Average Weekday | SCE | 1-in-2 | 2027 | 2 | 403.6756 | 412.4392 | 36.4152 | 53.8696 | 0
| All | All Customers | 3 | Average Weekday | SCE | 1-in-2 | 2027 | 3 | 509.1516 | 520.425 | 36.408 | 53.0858 | 0
| All | All Customers | 3 | Average Weekday | SCE | 1-in-2 | 2027 | 4 | 619.1111 | 635.5583 | 36.3919 | 52.4151 | 0
| All | All Customers | 3 | Average Weekday | SCE | 1-in-2 | 2027 | 5 | 601.0355 | 621.6514 | 36.3951 | 51.7834 | 0
| All | All Customers | 3 | Average Weekday | SCE | 1-in-2 | 2027 | 6 | 615.2969 | 639.3213 | 36.3807 | 51.2916 | 0
| All | All Customers | 3 | Average Weekday | SCE | 1-in-2 | 2027 | 7 | 628.6257 | 645.204 | 36.3926 | 50.929 | 0
| All | All Customers | 3 | Average Weekday | SCE | 1-in-2 | 2027 | 8 | 646.8239 | 677.0475 | 36.5231 | 50.7469 | 0
| All | All Customers | 3 | Average Weekday | SCE | 1-in-2 | 2027 | 9 | 589.7027 | 628.0043 | 36.6415 | 51.8629 | 0
| All | All Customers | 3 | Average Weekday | SCE | 1-in-2 | 2027 | 10 | 575.1046 | 598.3227 | 36.5336 | 54.692 | 0
| All | All Customers | 3 | Average Weekday | SCE | 1-in-2 | 2027 | 11 | 550.3334 | 567.7256 | 36.5925 | 58.0164 | 0
| All | All Customers | 3 | Average Weekday | SCE | 1-in-2 | 2027 | 12 | 542.3689 | 553.9067 | 36.651 | 61.0929 | 0
| All | All Customers | 3 | Average Weekday | SCE | 1-in-2 | 2027 | 13 | 447.4745 | 456.7405 | 36.682 | 63.4709 | 0
| All | All Customers | 3 | Average Weekday | SCE | 1-in-2 | 2027 | 14 | 418.3787 | 424.7737 | 36.6361 | 65.1214 | 0
| All | All Customers | 3 | Average Weekday | SCE | 1-in-2 | 2027 | 15 | 372.8267 | 378.1475 | 36.5422 | 66.1825 | 0
| All | All Customers | 3 | Average Weekday | SCE | 1-in-2 | 2027 | 16 | 335.1245 | 337.243 | 36.4138 | 66.793 | 0
| All | All Customers | 3 | Average Weekday | SCE | 1-in-2 | 2027 | 17 | 322.1541 | 331.2594 | 36.2293 | 66.7953 | 0
| All | All Customers | 3 | Average Weekday | SCE | 1-in-2 | 2027 | 18 | 308.7392 | 315.7666 | 36.2426 | 65.948 | 0
| All | All Customers | 3 | Average Weekday | SCE | 1-in-2 | 2027 | 19 | 301.134 | 305.9849 | 36.3157 | 64.3239 | 0
| All | All Customers | 3 | Average Weekday | SCE | 1-in-2 | 2027 | 20 | 291.1112 | 295.1595 | 36.1953 | 62.0171 | 0
| All | All Customers | 3 | Average Weekday | SCE | 1-in-2 | 2027 | 21 | 277.004 | 280.9592 | 36.2386 | 59.7601 | 0
| All | All Customers | 3 | Average Weekday | SCE | 1-in-2 | 2027 | 22 | 452.8088 | 475.738 | 36.4156 | 58.2531 | 0
| All | All Customers | 3 | Average Weekday | SCE | 1-in-2 | 2027 | 23 | 452.1295 | 476.426 | 36.4652 | 57.109 | 0
| All | All Customers | 3 | Average Weekday | SCE | 1-in-2 | 2027 | 24 | 478.0078 | 510.7488 | 36.5147 | 56.1105 | 0
| All | All Customers | 3 | Monthly System Peak Day | SCE | 1-in-2 | 2027 | 1 | 417.4112 | 432.7289 | 36.4644 | 57.2027 | 0
| All | All Customers | 3 | Monthly System Peak Day | SCE | 1-in-2 | 2027 | 2 | 403.6756 | 412.4392 | 36.4152 | 55.9682 | 0
| All | All Customers | 3 | Monthly System Peak Day | SCE | 1-in-2 | 2027 | 3 | 509.1516 | 520.425 | 36.408 | 54.3904 | 0
| All | All Customers | 3 | Monthly System Peak Day | SCE | 1-in-2 | 2027 | 4 | 619.1111 | 635.5583 | 36.3919 | 53.6067 | 0
| All | All Customers | 3 | Monthly System Peak Day | SCE | 1-in-2 | 2027 | 5 | 601.0355 | 621.6514 | 36.3951 | 52.7762 | 0
| All | All Customers | 3 | Monthly System Peak Day | SCE | 1-in-2 | 2027 | 6 | 615.2969 | 639.3213 | 36.3807 | 51.984 | 0
| All | All Customers | 3 | Monthly System Peak Day | SCE | 1-in-2 | 2027 | 7 | 628.6257 | 645.204 | 36.3926 | 51.3964 | 0
| All | All Customers | 3 | Monthly System Peak Day | SCE | 1-in-2 | 2027 | 8 | 646.8239 | 677.0475 | 36.5231 | 50.9278 | 0
| All | All Customers | 3 | Monthly System Peak Day | SCE | 1-in-2 | 2027 | 9 | 589.7027 | 628.0043 | 36.6415 | 51.4779 | 0
| All | All Customers | 3 | Monthly System Peak Day | SCE | 1-in-2 | 2027 | 10 | 575.1046 | 598.3227 | 36.5336 | 54.6642 | 0
| All | All Customers | 3 | Monthly System Peak Day | SCE | 1-in-2 | 2027 | 11 | 550.3334 | 567.7256 | 36.5925 | 59.3457 | 0
| All | All Customers | 3 | Monthly System Peak Day | SCE | 1-in-2 | 2027 | 12 | 542.3689 | 553.9067 | 36.651 | 63.7367 | 0
| All | All Customers | 3 | Monthly System Peak Day | SCE | 1-in-2 | 2027 | 13 | 447.4745 | 456.7405 | 36.682 | 66.7122 | 0
| All | All Customers | 3 | Monthly System Peak Day | SCE | 1-in-2 | 2027 | 14 | 418.3787 | 424.7737 | 36.6361 | 68.3248 | 0
| All | All Customers | 3 | Monthly System Peak Day | SCE | 1-in-2 | 2027 | 15 | 372.8267 | 378.1475 | 36.5422 | 69.3994 | 0
| All | All Customers | 3 | Monthly System Peak Day | SCE | 1-in-2 | 2027 | 16 | 335.1245 | 337.243 | 36.4138 | 70.2048 | 0
| All | All Customers | 3 | Monthly System Peak Day | SCE | 1-in-2 | 2027 | 17 | 322.1541 | 331.2594 | 36.2293 | 70.3423 | 0
| All | All Customers | 3 | Monthly System Peak Day | SCE | 1-in-2 | 2027 | 18 | 308.7392 | 315.7666 | 36.2426 | 69.8318 | 0
| All | All Customers | 3 | Monthly System Peak Day | SCE | 1-in-2 | 2027 | 19 | 301.134 | 305.9849 | 36.3157 | 68.2629 | 0
| All | All Customers | 3 | Monthly System Peak Day | SCE | 1-in-2 | 2027 | 20 | 291.1112 | 295.1595 | 36.1953 | 65.4545 | 0
| All | All Customers | 3 | Monthly System Peak Day | SCE | 1-in-2 | 2027 | 21 | 277.004 | 280.9592 | 36.2386 | 62.6352 | 0
| All | All Customers | 3 | Monthly System Peak Day | SCE | 1-in-2 | 2027 | 22 | 452.8088 | 475.738 | 36.4156 | 60.6982 | 0
| All | All Customers | 3 | Monthly System Peak Day | SCE | 1-in-2 | 2027 | 23 | 452.1295 | 476.426 | 36.4652 | 59.1499 | 0
| All | All Customers | 3 | Monthly System Peak Day | SCE | 1-in-2 | 2027 | 24 | 478.0078 | 510.7488 | 36.5147 | 57.8611 | 0
| All | All Customers | 4 | Average Weekday | SCE | 1-in-2 | 2027 | 1 | 386.8331 | 401.243 | 36.4667 | 57.1753 | 0
| All | All Customers | 4 | Average Weekday | SCE | 1-in-2 | 2027 | 2 | 374.2732 | 383.6108 | 36.4179 | 56.3202 | 0
| All | All Customers | 4 | Average Weekday | SCE | 1-in-2 | 2027 | 3 | 475.3882 | 487.1122 | 36.4107 | 55.5379 | 0
| All | All Customers | 4 | Average Weekday | SCE | 1-in-2 | 2027 | 4 | 577.2189 | 593.3615 | 36.3947 | 54.8818 | 0
| All | All Customers | 4 | Average Weekday | SCE | 1-in-2 | 2027 | 5 | 551.8676 | 571.2885 | 36.398 | 54.2577 | 0
| All | All Customers | 4 | Average Weekday | SCE | 1-in-2 | 2027 | 6 | 566.6304 | 589.7451 | 36.3838 | 53.7676 | 0
| All | All Customers | 4 | Average Weekday | SCE | 1-in-2 | 2027 | 7 | 580.7271 | 597.8509 | 36.3957 | 53.3789 | 0
| All | All Customers | 4 | Average Weekday | SCE | 1-in-2 | 2027 | 8 | 598.2888 | 626.6235 | 36.5253 | 53.2824 | 0
| All | All Customers | 4 | Average Weekday | SCE | 1-in-2 | 2027 | 9 | 532.5338 | 569.8687 | 36.6427 | 54.8003 | 0
| All | All Customers | 4 | Average Weekday | SCE | 1-in-2 | 2027 | 10 | 517.7561 | 541.3237 | 36.5352 | 57.5333 | 0
| All | All Customers | 4 | Average Weekday | SCE | 1-in-2 | 2027 | 11 | 501.8446 | 517.6921 | 36.5936 | 60.4352 | 0
| All | All Customers | 4 | Average Weekday | SCE | 1-in-2 | 2027 | 12 | 494.1739 | 505.7127 | 36.6516 | 63.2489 | 0
| All | All Customers | 4 | Average Weekday | SCE | 1-in-2 | 2027 | 13 | 409.8411 | 419.0608 | 36.6822 | 65.5271 | 0
| All | All Customers | 4 | Average Weekday | SCE | 1-in-2 | 2027 | 14 | 377.3441 | 383.746 | 36.6365 | 67.2952 | 0
| All | All Customers | 4 | Average Weekday | SCE | 1-in-2 | 2027 | 15 | 329.8954 | 335.408 | 36.5432 | 68.5536 | 0
| All | All Customers | 4 | Average Weekday | SCE | 1-in-2 | 2027 | 16 | 289.459 | 291.652 | 36.4162 | 69.152 | 0
| All | All Customers | 4 | Average Weekday | SCE | 1-in-2 | 2027 | 17 | 269.3441 | 277.5193 | 36.2323 | 69.2153 | 0
| All | All Customers | 4 | Average Weekday | SCE | 1-in-2 | 2027 | 18 | 251.6584 | 258.0332 | 36.2451 | 68.5661 | 0
| All | All Customers | 4 | Average Weekday | SCE | 1-in-2 | 2027 | 19 | 237.3234 | 242.1413 | 36.3154 | 67.2787 | 0
| All | All Customers | 4 | Average Weekday | SCE | 1-in-2 | 2027 | 20 | 229.5553 | 233.6754 | 36.1954 | 65.0403 | 0
| All | All Customers | 4 | Average Weekday | SCE | 1-in-2 | 2027 | 21 | 237.3843 | 241.509 | 36.243 | 62.1313 | 0
| All | All Customers | 4 | Average Weekday | SCE | 1-in-2 | 2027 | 22 | 413.3306 | 436.015 | 36.4183 | 60.0517 | 0
| All | All Customers | 4 | Average Weekday | SCE | 1-in-2 | 2027 | 23 | 416.3213 | 440.3073 | 36.468 | 58.7101 | 0
| All | All Customers | 4 | Average Weekday | SCE | 1-in-2 | 2027 | 24 | 443.9689 | 476.1183 | 36.5169 | 57.68 | 0
| All | All Customers | 4 | Monthly System Peak Day | SCE | 1-in-2 | 2027 | 1 | 386.8331 | 401.243 | 36.4667 | 64.7863 | 0
| All | All Customers | 4 | Monthly System Peak Day | SCE | 1-in-2 | 2027 | 2 | 374.2732 | 383.6108 | 36.4179 | 63.5506 | 0
| All | All Customers | 4 | Monthly System Peak Day | SCE | 1-in-2 | 2027 | 3 | 475.3882 | 487.1122 | 36.4107 | 62.4604 | 0
| All | All Customers | 4 | Monthly System Peak Day | SCE | 1-in-2 | 2027 | 4 | 577.2189 | 593.3615 | 36.3947 | 61.4728 | 0
| All | All Customers | 4 | Monthly System Peak Day | SCE | 1-in-2 | 2027 | 5 | 551.8676 | 571.2885 | 36.398 | 60.4898 | 0
| All | All Customers | 4 | Monthly System Peak Day | SCE | 1-in-2 | 2027 | 6 | 566.6304 | 589.7451 | 36.3838 | 59.5601 | 0
| All | All Customers | 4 | Monthly System Peak Day | SCE | 1-in-2 | 2027 | 7 | 580.7271 | 597.8509 | 36.3957 | 58.9145 | 0
| All | All Customers | 4 | Monthly System Peak Day | SCE | 1-in-2 | 2027 | 8 | 598.2888 | 626.6235 | 36.5253 | 58.7164 | 0
| All | All Customers | 4 | Monthly System Peak Day | SCE | 1-in-2 | 2027 | 9 | 532.5338 | 569.8687 | 36.6427 | 60.5697 | 0
| All | All Customers | 4 | Monthly System Peak Day | SCE | 1-in-2 | 2027 | 10 | 517.7561 | 541.3237 | 36.5352 | 64.9865 | 0
| All | All Customers | 4 | Monthly System Peak Day | SCE | 1-in-2 | 2027 | 11 | 501.8446 | 517.6921 | 36.5936 | 70.5153 | 0
| All | All Customers | 4 | Monthly System Peak Day | SCE | 1-in-2 | 2027 | 12 | 494.1739 | 505.7127 | 36.6516 | 75.5434 | 0
| All | All Customers | 4 | Monthly System Peak Day | SCE | 1-in-2 | 2027 | 13 | 409.8411 | 419.0608 | 36.6822 | 79.61 | 0
| All | All Customers | 4 | Monthly System Peak Day | SCE | 1-in-2 | 2027 | 14 | 377.3441 | 383.746 | 36.6365 | 82.1546 | 0
| All | All Customers | 4 | Monthly System Peak Day | SCE | 1-in-2 | 2027 | 15 | 329.8954 | 335.408 | 36.5432 | 83.5285 | 0
| All | All Customers | 4 | Monthly System Peak Day | SCE | 1-in-2 | 2027 | 16 | 289.459 | 291.652 | 36.4162 | 84.0505 | 0
| All | All Customers | 4 | Monthly System Peak Day | SCE | 1-in-2 | 2027 | 17 | 269.3441 | 277.5193 | 36.2323 | 83.3182 | 0
| All | All Customers | 4 | Monthly System Peak Day | SCE | 1-in-2 | 2027 | 18 | 251.6584 | 258.0332 | 36.2451 | 83.0665 | 0
| All | All Customers | 4 | Monthly System Peak Day | SCE | 1-in-2 | 2027 | 19 | 237.3234 | 242.1413 | 36.3154 | 81.6476 | 0
| All | All Customers | 4 | Monthly System Peak Day | SCE | 1-in-2 | 2027 | 20 | 229.5553 | 233.6754 | 36.1954 | 78.91 | 0
| All | All Customers | 4 | Monthly System Peak Day | SCE | 1-in-2 | 2027 | 21 | 237.3843 | 241.509 | 36.243 | 74.6659 | 0
| All | All Customers | 4 | Monthly System Peak Day | SCE | 1-in-2 | 2027 | 22 | 413.3306 | 436.015 | 36.4183 | 71.5557 | 0
| All | All Customers | 4 | Monthly System Peak Day | SCE | 1-in-2 | 2027 | 23 | 416.3213 | 440.3073 | 36.468 | 69.323 | 0
| All | All Customers | 4 | Monthly System Peak Day | SCE | 1-in-2 | 2027 | 24 | 443.9689 | 476.1183 | 36.5169 | 66.977 | 0
| All | All Customers | 5 | Average Weekday | SCE | 1-in-2 | 2027 | 1 | 394.7094 | 409.2696 | 36.4821 | 60.1457 | 0
| All | All Customers | 5 | Average Weekday | SCE | 1-in-2 | 2027 | 2 | 382.9369 | 391.1003 | 36.4333 | 59.5142 | 0
| All | All Customers | 5 | Average Weekday | SCE | 1-in-2 | 2027 | 3 | 487.3285 | 499.3198 | 36.426 | 58.9581 | 0
| All | All Customers | 5 | Average Weekday | SCE | 1-in-2 | 2027 | 4 | 590.811 | 607.7151 | 36.4102 | 58.4379 | 0
| All | All Customers | 5 | Average Weekday | SCE | 1-in-2 | 2027 | 5 | 569.5179 | 589.6 | 36.4136 | 58.0047 | 0
| All | All Customers | 5 | Average Weekday | SCE | 1-in-2 | 2027 | 6 | 578.7818 | 603.3022 | 36.3997 | 57.5861 | 0
| All | All Customers | 5 | Average Weekday | SCE | 1-in-2 | 2027 | 7 | 585.0298 | 601.8871 | 36.412 | 57.2101 | 0
| All | All Customers | 5 | Average Weekday | SCE | 1-in-2 | 2027 | 8 | 610.7654 | 641.5415 | 36.5412 | 57.5194 | 0
| All | All Customers | 5 | Average Weekday | SCE | 1-in-2 | 2027 | 9 | 540.9511 | 576.4078 | 36.6579 | 59.1608 | 0
| All | All Customers | 5 | Average Weekday | SCE | 1-in-2 | 2027 | 10 | 530.9383 | 554.4487 | 36.5501 | 61.3829 | 0
| All | All Customers | 5 | Average Weekday | SCE | 1-in-2 | 2027 | 11 | 515.9968 | 532.2121 | 36.6082 | 63.9673 | 0
| All | All Customers | 5 | Average Weekday | SCE | 1-in-2 | 2027 | 12 | 503.8425 | 515.1453 | 36.6659 | 66.3945 | 0
| All | All Customers | 5 | Average Weekday | SCE | 1-in-2 | 2027 | 13 | 418.9702 | 428.5274 | 36.6961 | 68.5273 | 0
| All | All Customers | 5 | Average Weekday | SCE | 1-in-2 | 2027 | 14 | 392.6982 | 399.1865 | 36.6503 | 70.1991 | 0
| All | All Customers | 5 | Average Weekday | SCE | 1-in-2 | 2027 | 15 | 350.5785 | 356.0297 | 36.5572 | 71.3669 | 0
| All | All Customers | 5 | Average Weekday | SCE | 1-in-2 | 2027 | 16 | 303.6275 | 305.758 | 36.4312 | 71.9443 | 0
| All | All Customers | 5 | Average Weekday | SCE | 1-in-2 | 2027 | 17 | 276.663 | 285.5874 | 36.2388 | 71.9069 | 0
| All | All Customers | 5 | Average Weekday | SCE | 1-in-2 | 2027 | 18 | 262.8972 | 269.6943 | 36.2514 | 71.2705 | 0
| All | All Customers | 5 | Average Weekday | SCE | 1-in-2 | 2027 | 19 | 252.1276 | 257.3484 | 36.3115 | 69.9176 | 0
| All | All Customers | 5 | Average Weekday | SCE | 1-in-2 | 2027 | 20 | 241.6536 | 246.0295 | 36.1954 | 67.825 | 0
| All | All Customers | 5 | Average Weekday | SCE | 1-in-2 | 2027 | 21 | 252.7344 | 257.0793 | 36.2494 | 65.1177 | 0
| All | All Customers | 5 | Average Weekday | SCE | 1-in-2 | 2027 | 22 | 425.4226 | 448.6459 | 36.4347 | 62.9378 | 0
| All | All Customers | 5 | Average Weekday | SCE | 1-in-2 | 2027 | 23 | 434.7644 | 459.4922 | 36.4844 | 61.6894 | 0
| All | All Customers | 5 | Average Weekday | SCE | 1-in-2 | 2027 | 24 | 459.7749 | 492.5486 | 36.5326 | 60.763 | 0
| All | All Customers | 5 | Monthly System Peak Day | SCE | 1-in-2 | 2027 | 1 | 394.7094 | 409.2696 | 36.4821 | 65.1198 | 0
| All | All Customers | 5 | Monthly System Peak Day | SCE | 1-in-2 | 2027 | 2 | 382.9369 | 391.1003 | 36.4333 | 63.8179 | 0
| All | All Customers | 5 | Monthly System Peak Day | SCE | 1-in-2 | 2027 | 3 | 487.3285 | 499.3198 | 36.426 | 62.7662 | 0
| All | All Customers | 5 | Monthly System Peak Day | SCE | 1-in-2 | 2027 | 4 | 590.811 | 607.7151 | 36.4102 | 61.8959 | 0
| All | All Customers | 5 | Monthly System Peak Day | SCE | 1-in-2 | 2027 | 5 | 569.5179 | 589.6 | 36.4136 | 60.8668 | 0
| All | All Customers | 5 | Monthly System Peak Day | SCE | 1-in-2 | 2027 | 6 | 578.7818 | 603.3022 | 36.3997 | 59.9669 | 0
| All | All Customers | 5 | Monthly System Peak Day | SCE | 1-in-2 | 2027 | 7 | 585.0298 | 601.8871 | 36.412 | 59.3845 | 0
| All | All Customers | 5 | Monthly System Peak Day | SCE | 1-in-2 | 2027 | 8 | 610.7654 | 641.5415 | 36.5412 | 60.049 | 0
| All | All Customers | 5 | Monthly System Peak Day | SCE | 1-in-2 | 2027 | 9 | 540.9511 | 576.4078 | 36.6579 | 63.2437 | 0
| All | All Customers | 5 | Monthly System Peak Day | SCE | 1-in-2 | 2027 | 10 | 530.9383 | 554.4487 | 36.5501 | 67.8343 | 0
| All | All Customers | 5 | Monthly System Peak Day | SCE | 1-in-2 | 2027 | 11 | 515.9968 | 532.2121 | 36.6082 | 72.8788 | 0
| All | All Customers | 5 | Monthly System Peak Day | SCE | 1-in-2 | 2027 | 12 | 503.8425 | 515.1453 | 36.6659 | 77.1882 | 0
| All | All Customers | 5 | Monthly System Peak Day | SCE | 1-in-2 | 2027 | 13 | 418.9702 | 428.5274 | 36.6961 | 80.2719 | 0
| All | All Customers | 5 | Monthly System Peak Day | SCE | 1-in-2 | 2027 | 14 | 392.6982 | 399.1865 | 36.6503 | 82.7789 | 0
| All | All Customers | 5 | Monthly System Peak Day | SCE | 1-in-2 | 2027 | 15 | 350.5785 | 356.0297 | 36.5572 | 83.8067 | 0
| All | All Customers | 5 | Monthly System Peak Day | SCE | 1-in-2 | 2027 | 16 | 303.6275 | 305.758 | 36.4312 | 84.561 | 0
| All | All Customers | 5 | Monthly System Peak Day | SCE | 1-in-2 | 2027 | 17 | 276.663 | 285.5874 | 36.2388 | 84.6818 | 0
| All | All Customers | 5 | Monthly System Peak Day | SCE | 1-in-2 | 2027 | 18 | 262.8972 | 269.6943 | 36.2514 | 83.6385 | 0
| All | All Customers | 5 | Monthly System Peak Day | SCE | 1-in-2 | 2027 | 19 | 252.1276 | 257.3484 | 36.3115 | 81.5861 | 0
| All | All Customers | 5 | Monthly System Peak Day | SCE | 1-in-2 | 2027 | 20 | 241.6536 | 246.0295 | 36.1954 | 78.8553 | 0
| All | All Customers | 5 | Monthly System Peak Day | SCE | 1-in-2 | 2027 | 21 | 252.7344 | 257.0793 | 36.2494 | 74.8605 | 0
| All | All Customers | 5 | Monthly System Peak Day | SCE | 1-in-2 | 2027 | 22 | 425.4226 | 448.6459 | 36.4347 | 71.2586 | 0
| All | All Customers | 5 | Monthly System Peak Day | SCE | 1-in-2 | 2027 | 23 | 434.7644 | 459.4922 | 36.4844 | 69.2905 | 0
| All | All Customers | 5 | Monthly System Peak Day | SCE | 1-in-2 | 2027 | 24 | 459.7749 | 492.5486 | 36.5326 | 67.8911 | 0
| All | All Customers | 6 | Average Weekday | SCE | 1-in-2 | 2027 | 1 | 381.6385 | 410.9082 | 37.9441 | 63.3347 | 0
| All | All Customers | 6 | Average Weekday | SCE | 1-in-2 | 2027 | 2 | 369.7115 | 395.4139 | 37.9139 | 62.4336 | 0
| All | All Customers | 6 | Average Weekday | SCE | 1-in-2 | 2027 | 3 | 464.7413 | 502.5822 | 37.9072 | 61.6495 | 0
| All | All Customers | 6 | Average Weekday | SCE | 1-in-2 | 2027 | 4 | 561.4966 | 609.8331 | 37.9009 | 60.9868 | 0
| All | All Customers | 6 | Average Weekday | SCE | 1-in-2 | 2027 | 5 | 539.7916 | 595.2896 | 37.9126 | 60.4527 | 0
| All | All Customers | 6 | Average Weekday | SCE | 1-in-2 | 2027 | 6 | 563.7368 | 626.7983 | 37.9334 | 59.9373 | 0
| All | All Customers | 6 | Average Weekday | SCE | 1-in-2 | 2027 | 7 | 577.3049 | 621.0216 | 38.0866 | 59.5165 | 0
| All | All Customers | 6 | Average Weekday | SCE | 1-in-2 | 2027 | 8 | 596.6973 | 638.355 | 37.9623 | 60.1751 | 0
| All | All Customers | 6 | Average Weekday | SCE | 1-in-2 | 2027 | 9 | 551.6646 | 567.7294 | 38.0089 | 62.3426 | 0
| All | All Customers | 6 | Average Weekday | SCE | 1-in-2 | 2027 | 10 | 538.0332 | 547.7111 | 38.0613 | 65.1843 | 0
| All | All Customers | 6 | Average Weekday | SCE | 1-in-2 | 2027 | 11 | 515.3838 | 520.9327 | 38.1162 | 68.3037 | 0
| All | All Customers | 6 | Average Weekday | SCE | 1-in-2 | 2027 | 12 | 506.0655 | 518.5677 | 38.1393 | 71.3783 | 0
| All | All Customers | 6 | Average Weekday | SCE | 1-in-2 | 2027 | 13 | 421.829 | 447.5096 | 38.1987 | 73.8767 | 0
| All | All Customers | 6 | Average Weekday | SCE | 1-in-2 | 2027 | 14 | 392.5488 | 412.4159 | 38.1575 | 75.8974 | 0
| All | All Customers | 6 | Average Weekday | SCE | 1-in-2 | 2027 | 15 | 340.6357 | 357.7544 | 38.1953 | 77.3669 | 0
| All | All Customers | 6 | Average Weekday | SCE | 1-in-2 | 2027 | 16 | 298.4076 | 310.8062 | 38.2683 | 78.0876 | 0
| All | All Customers | 6 | Average Weekday | SCE | 1-in-2 | 2027 | 17 | 276.2178 | 281.581 | 38.1172 | 78.2813 | 0
| All | All Customers | 6 | Average Weekday | SCE | 1-in-2 | 2027 | 18 | 254.4285 | 264.6789 | 38.1137 | 77.522 | 0
| All | All Customers | 6 | Average Weekday | SCE | 1-in-2 | 2027 | 19 | 238.81 | 264.3906 | 58.5716 | 76.0725 | 0
| All | All Customers | 6 | Average Weekday | SCE | 1-in-2 | 2027 | 20 | 224.9102 | 251.0727 | 36.9421 | 73.9133 | 0
| All | All Customers | 6 | Average Weekday | SCE | 1-in-2 | 2027 | 21 | 241.8501 | 255.7892 | 38.0631 | 70.9037 | 0
| All | All Customers | 6 | Average Weekday | SCE | 1-in-2 | 2027 | 22 | 399.9732 | 451.9016 | 37.7738 | 67.7811 | 0
| All | All Customers | 6 | Average Weekday | SCE | 1-in-2 | 2027 | 23 | 427.8349 | 474.35 | 37.8799 | 65.9071 | 0
| All | All Customers | 6 | Average Weekday | SCE | 1-in-2 | 2027 | 24 | 454.4069 | 501.7249 | 37.9344 | 64.6 | 0
| All | All Customers | 6 | Monthly System Peak Day | SCE | 1-in-2 | 2027 | 1 | 381.6385 | 410.3388 | 36.4667 | 66.2097 | 0
| All | All Customers | 6 | Monthly System Peak Day | SCE | 1-in-2 | 2027 | 2 | 369.7115 | 390.5341 | 36.4695 | 65.3067 | 0
| All | All Customers | 6 | Monthly System Peak Day | SCE | 1-in-2 | 2027 | 3 | 464.7413 | 491.7221 | 36.4704 | 64.5444 | 0
| All | All Customers | 6 | Monthly System Peak Day | SCE | 1-in-2 | 2027 | 4 | 561.4966 | 590.0468 | 36.471 | 63.7331 | 0
| All | All Customers | 6 | Monthly System Peak Day | SCE | 1-in-2 | 2027 | 5 | 539.7916 | 579.9822 | 36.4656 | 63.0681 | 0
| All | All Customers | 6 | Monthly System Peak Day | SCE | 1-in-2 | 2027 | 6 | 563.7368 | 610.0308 | 36.4559 | 62.309 | 0
| All | All Customers | 6 | Monthly System Peak Day | SCE | 1-in-2 | 2027 | 7 | 577.3049 | 602.485 | 36.4236 | 61.7272 | 0
| All | All Customers | 6 | Monthly System Peak Day | SCE | 1-in-2 | 2027 | 8 | 596.6973 | 626.1979 | 36.4769 | 62.6254 | 0
| All | All Customers | 6 | Monthly System Peak Day | SCE | 1-in-2 | 2027 | 9 | 551.6646 | 572.2258 | 36.4981 | 65.6219 | 0
| All | All Customers | 6 | Monthly System Peak Day | SCE | 1-in-2 | 2027 | 10 | 538.0332 | 552.2061 | 36.4824 | 69.9084 | 0
| All | All Customers | 6 | Monthly System Peak Day | SCE | 1-in-2 | 2027 | 11 | 515.3838 | 527.8351 | 36.5113 | 73.7067 | 0
| All | All Customers | 6 | Monthly System Peak Day | SCE | 1-in-2 | 2027 | 12 | 506.0655 | 520.6655 | 36.5436 | 76.9806 | 0
| All | All Customers | 6 | Monthly System Peak Day | SCE | 1-in-2 | 2027 | 13 | 421.829 | 441.2703 | 36.5547 | 78.6684 | 0
| All | All Customers | 6 | Monthly System Peak Day | SCE | 1-in-2 | 2027 | 14 | 392.5488 | 408.9211 | 36.5256 | 80.1551 | 0
| All | All Customers | 6 | Monthly System Peak Day | SCE | 1-in-2 | 2027 | 15 | 340.6357 | 355.1337 | 36.4599 | 81.9574 | 0
| All | All Customers | 6 | Monthly System Peak Day | SCE | 1-in-2 | 2027 | 16 | 298.4076 | 301.3994 | 36.4083 | 83.0361 | 0
| All | All Customers | 6 | Monthly System Peak Day | SCE | 1-in-2 | 2027 | 17 | 276.2178 | 285.476 | 36.6944 | 83.2226 | 0
| All | All Customers | 6 | Monthly System Peak Day | SCE | 1-in-2 | 2027 | 18 | 254.4285 | 269.3939 | 36.7159 | 82.3696 | 0
| All | All Customers | 6 | Monthly System Peak Day | SCE | 1-in-2 | 2027 | 19 | 238.81 | 261.7505 | 39.256 | 80.113 | 0
| All | All Customers | 6 | Monthly System Peak Day | SCE | 1-in-2 | 2027 | 20 | 224.9102 | 244.4841 | 36.6671 | 77.1837 | 0
| All | All Customers | 6 | Monthly System Peak Day | SCE | 1-in-2 | 2027 | 21 | 241.8501 | 257.8256 | 36.935 | 74.1464 | 0
| All | All Customers | 6 | Monthly System Peak Day | SCE | 1-in-2 | 2027 | 22 | 399.9732 | 433.5174 | 36.5341 | 71.4734 | 0
| All | All Customers | 6 | Monthly System Peak Day | SCE | 1-in-2 | 2027 | 23 | 427.8349 | 461.8457 | 36.4962 | 69.8039 | 0
| All | All Customers | 6 | Monthly System Peak Day | SCE | 1-in-2 | 2027 | 24 | 454.4069 | 496.0049 | 36.4782 | 68.3328 | 0
| All | All Customers | 7 | Average Weekday | SCE | 1-in-2 | 2027 | 1 | 382.6303 | 410.1488 | 39.2125 | 68.1243 | 0
| All | All Customers | 7 | Average Weekday | SCE | 1-in-2 | 2027 | 2 | 381.0266 | 399.8536 | 39.2082 | 67.4089 | 0
| All | All Customers | 7 | Average Weekday | SCE | 1-in-2 | 2027 | 3 | 467.654 | 493.4402 | 39.2069 | 66.7668 | 0
| All | All Customers | 7 | Average Weekday | SCE | 1-in-2 | 2027 | 4 | 565.2286 | 595.0771 | 39.2047 | 66.2032 | 0
| All | All Customers | 7 | Average Weekday | SCE | 1-in-2 | 2027 | 5 | 546.8267 | 587.341 | 39.2023 | 65.7063 | 0
| All | All Customers | 7 | Average Weekday | SCE | 1-in-2 | 2027 | 6 | 555.3566 | 599.6425 | 39.1958 | 65.2472 | 0
| All | All Customers | 7 | Average Weekday | SCE | 1-in-2 | 2027 | 7 | 561.0865 | 583.2763 | 39.196 | 64.9139 | 0
| All | All Customers | 7 | Average Weekday | SCE | 1-in-2 | 2027 | 8 | 577.892 | 607.3531 | 39.2268 | 65.3722 | 0
| All | All Customers | 7 | Average Weekday | SCE | 1-in-2 | 2027 | 9 | 522.4163 | 542.4238 | 39.2598 | 67.4307 | 0
| All | All Customers | 7 | Average Weekday | SCE | 1-in-2 | 2027 | 10 | 511.1146 | 524.0519 | 39.2588 | 70.1693 | 0
| All | All Customers | 7 | Average Weekday | SCE | 1-in-2 | 2027 | 11 | 493.7521 | 505.6583 | 39.2941 | 73.2355 | 0
| All | All Customers | 7 | Average Weekday | SCE | 1-in-2 | 2027 | 12 | 485.8026 | 500.8839 | 39.3284 | 76.3415 | 0
| All | All Customers | 7 | Average Weekday | SCE | 1-in-2 | 2027 | 13 | 400.2186 | 418.0075 | 39.344 | 78.8269 | 0
| All | All Customers | 7 | Average Weekday | SCE | 1-in-2 | 2027 | 14 | 374.4419 | 389.8178 | 39.3127 | 80.7152 | 0
| All | All Customers | 7 | Average Weekday | SCE | 1-in-2 | 2027 | 15 | 328.5352 | 342.6644 | 39.2539 | 82.0515 | 0
| All | All Customers | 7 | Average Weekday | SCE | 1-in-2 | 2027 | 16 | 281.3309 | 282.209 | 39.2116 | 82.5892 | 0
| All | All Customers | 7 | Average Weekday | SCE | 1-in-2 | 2027 | 17 | 262.9713 | 270.9195 | 39.6153 | 82.6471 | 0
| All | All Customers | 7 | Average Weekday | SCE | 1-in-2 | 2027 | 18 | 249.4504 | 261.7393 | 39.6379 | 81.8483 | 0
| All | All Customers | 7 | Average Weekday | SCE | 1-in-2 | 2027 | 19 | 235.6518 | 256.9991 | 40.2439 | 80.2734 | 0
| All | All Customers | 7 | Average Weekday | SCE | 1-in-2 | 2027 | 20 | 229.9903 | 245.3325 | 39.1757 | 78.0883 | 0
| All | All Customers | 7 | Average Weekday | SCE | 1-in-2 | 2027 | 21 | 250.7476 | 263.0939 | 39.6472 | 75.1032 | 0
| All | All Customers | 7 | Average Weekday | SCE | 1-in-2 | 2027 | 22 | 408.212 | 443.6818 | 39.1872 | 71.9933 | 0
| All | All Customers | 7 | Average Weekday | SCE | 1-in-2 | 2027 | 23 | 427.1851 | 457.6417 | 39.1994 | 70.1118 | 0
| All | All Customers | 7 | Average Weekday | SCE | 1-in-2 | 2027 | 24 | 449.371 | 488.4462 | 39.2156 | 68.9207 | 0
| All | All Customers | 7 | Monthly System Peak Day | SCE | 1-in-2 | 2027 | 1 | 382.6303 | 374.934 | 39.225 | 71.8638 | 0
| All | All Customers | 7 | Monthly System Peak Day | SCE | 1-in-2 | 2027 | 2 | 381.0266 | 354.0145 | 39.2098 | 71.0105 | 0
| All | All Customers | 7 | Monthly System Peak Day | SCE | 1-in-2 | 2027 | 3 | 467.654 | 417.9551 | 39.2083 | 70.0679 | 0
| All | All Customers | 7 | Monthly System Peak Day | SCE | 1-in-2 | 2027 | 4 | 565.2286 | 490.8672 | 39.205 | 69.3622 | 0
| All | All Customers | 7 | Monthly System Peak Day | SCE | 1-in-2 | 2027 | 5 | 546.8267 | 489.8347 | 39.213 | 68.9796 | 0
| All | All Customers | 7 | Monthly System Peak Day | SCE | 1-in-2 | 2027 | 6 | 555.3566 | 513.6917 | 39.2273 | 68.5707 | 0
| All | All Customers | 7 | Monthly System Peak Day | SCE | 1-in-2 | 2027 | 7 | 561.0865 | 505.5644 | 39.2759 | 68.0494 | 0
| All | All Customers | 7 | Monthly System Peak Day | SCE | 1-in-2 | 2027 | 8 | 577.892 | 535.5851 | 39.2435 | 68.5783 | 0
| All | All Customers | 7 | Monthly System Peak Day | SCE | 1-in-2 | 2027 | 9 | 522.4163 | 496.3124 | 39.2468 | 71.4768 | 0
| All | All Customers | 7 | Monthly System Peak Day | SCE | 1-in-2 | 2027 | 10 | 511.1146 | 474.6403 | 39.2377 | 75.3406 | 0
| All | All Customers | 7 | Monthly System Peak Day | SCE | 1-in-2 | 2027 | 11 | 493.7521 | 458.2815 | 39.2479 | 79.281 | 0
| All | All Customers | 7 | Monthly System Peak Day | SCE | 1-in-2 | 2027 | 12 | 485.8026 | 450.8865 | 39.2589 | 82.9879 | 0
| All | All Customers | 7 | Monthly System Peak Day | SCE | 1-in-2 | 2027 | 13 | 400.2186 | 383.0482 | 39.2709 | 85.9598 | 0
| All | All Customers | 7 | Monthly System Peak Day | SCE | 1-in-2 | 2027 | 14 | 374.4419 | 359.0854 | 39.2653 | 87.6332 | 0
| All | All Customers | 7 | Monthly System Peak Day | SCE | 1-in-2 | 2027 | 15 | 328.5352 | 317.5053 | 39.282 | 89.3057 | 0
| All | All Customers | 7 | Monthly System Peak Day | SCE | 1-in-2 | 2027 | 16 | 281.3309 | 256.3241 | 39.2803 | 89.9238 | 0
| All | All Customers | 7 | Monthly System Peak Day | SCE | 1-in-2 | 2027 | 17 | 262.9713 | 273.6229 | 39.1589 | 90.7044 | 0
| All | All Customers | 7 | Monthly System Peak Day | SCE | 1-in-2 | 2027 | 18 | 249.4504 | 272.1704 | 39.2482 | 89.8839 | 0
| All | All Customers | 7 | Monthly System Peak Day | SCE | 1-in-2 | 2027 | 19 | 235.6518 | 231.5676 | 38.8383 | 87.8404 | 0
| All | All Customers | 7 | Monthly System Peak Day | SCE | 1-in-2 | 2027 | 20 | 229.9903 | 253.0867 | 38.607 | 85.258 | 0
| All | All Customers | 7 | Monthly System Peak Day | SCE | 1-in-2 | 2027 | 21 | 250.7476 | 236.6864 | 39.799 | 82.1522 | 0
| All | All Customers | 7 | Monthly System Peak Day | SCE | 1-in-2 | 2027 | 22 | 408.212 | 394.0163 | 39.3329 | 78.5182 | 0
| All | All Customers | 7 | Monthly System Peak Day | SCE | 1-in-2 | 2027 | 23 | 427.1851 | 394.6746 | 39.2395 | 76.1399 | 0
| All | All Customers | 7 | Monthly System Peak Day | SCE | 1-in-2 | 2027 | 24 | 449.371 | 425.6959 | 39.2331 | 74.359 | 0
| All | All Customers | 8 | Average Weekday | SCE | 1-in-2 | 2027 | 1 | 403.5357 | 434.856 | 36.6766 | 68.6048 | 0
| All | All Customers | 8 | Average Weekday | SCE | 1-in-2 | 2027 | 2 | 389.9799 | 412.3597 | 36.6718 | 67.7051 | 0
| All | All Customers | 8 | Average Weekday | SCE | 1-in-2 | 2027 | 3 | 473.1238 | 499.0554 | 36.6704 | 66.9073 | 0
| All | All Customers | 8 | Average Weekday | SCE | 1-in-2 | 2027 | 4 | 577.1439 | 608.1357 | 36.6674 | 66.1811 | 0
| All | All Customers | 8 | Average Weekday | SCE | 1-in-2 | 2027 | 5 | 551.7717 | 593.4553 | 36.6647 | 65.5312 | 0
| All | All Customers | 8 | Average Weekday | SCE | 1-in-2 | 2027 | 6 | 564.5649 | 612.3078 | 36.6574 | 64.9865 | 0
| All | All Customers | 8 | Average Weekday | SCE | 1-in-2 | 2027 | 7 | 578.6942 | 606.0807 | 36.6636 | 64.5957 | 0
| All | All Customers | 8 | Average Weekday | SCE | 1-in-2 | 2027 | 8 | 588.9263 | 621.493 | 36.6923 | 64.5927 | 0
| All | All Customers | 8 | Average Weekday | SCE | 1-in-2 | 2027 | 9 | 528.2962 | 549.2283 | 36.7273 | 66.6332 | 0
| All | All Customers | 8 | Average Weekday | SCE | 1-in-2 | 2027 | 10 | 519.1468 | 533.1012 | 36.7316 | 69.8708 | 0
| All | All Customers | 8 | Average Weekday | SCE | 1-in-2 | 2027 | 11 | 498.0522 | 510.951 | 36.7648 | 73.6852 | 0
| All | All Customers | 8 | Average Weekday | SCE | 1-in-2 | 2027 | 12 | 487.1909 | 503.4922 | 36.7937 | 77.4375 | 0
| All | All Customers | 8 | Average Weekday | SCE | 1-in-2 | 2027 | 13 | 410.5537 | 430.6347 | 36.8088 | 80.3669 | 0
| All | All Customers | 8 | Average Weekday | SCE | 1-in-2 | 2027 | 14 | 382.3613 | 399.1876 | 36.7786 | 82.5867 | 0
| All | All Customers | 8 | Average Weekday | SCE | 1-in-2 | 2027 | 15 | 336.6547 | 351.7307 | 36.7249 | 83.9652 | 0
| All | All Customers | 8 | Average Weekday | SCE | 1-in-2 | 2027 | 16 | 290.2631 | 294.2942 | 36.687 | 84.4882 | 0
| All | All Customers | 8 | Average Weekday | SCE | 1-in-2 | 2027 | 17 | 273.2586 | 280.5868 | 37.0485 | 84.5142 | 0
| All | All Customers | 8 | Average Weekday | SCE | 1-in-2 | 2027 | 18 | 250.2643 | 264.2259 | 37.1043 | 83.6598 | 0
| All | All Customers | 8 | Average Weekday | SCE | 1-in-2 | 2027 | 19 | 236.783 | 260.4524 | 37.9805 | 81.9995 | 0
| All | All Customers | 8 | Average Weekday | SCE | 1-in-2 | 2027 | 20 | 236.7062 | 256.1157 | 36.8697 | 79.4151 | 0
| All | All Customers | 8 | Average Weekday | SCE | 1-in-2 | 2027 | 21 | 261.4182 | 277.1948 | 37.2397 | 75.7188 | 0
| All | All Customers | 8 | Average Weekday | SCE | 1-in-2 | 2027 | 22 | 421.4694 | 453.8407 | 36.6406 | 72.7525 | 0
| All | All Customers | 8 | Average Weekday | SCE | 1-in-2 | 2027 | 23 | 444.2307 | 479.694 | 36.653 | 70.9434 | 0
| All | All Customers | 8 | Average Weekday | SCE | 1-in-2 | 2027 | 24 | 470.0022 | 512.9158 | 36.6767 | 69.6999 | 0
| All | All Customers | 8 | Monthly System Peak Day | SCE | 1-in-2 | 2027 | 1 | 403.5357 | 395.7767 | 31.2257 | 76.729 | 0
| All | All Customers | 8 | Monthly System Peak Day | SCE | 1-in-2 | 2027 | 2 | 389.9799 | 365.1586 | 31.2098 | 75.7112 | 0
| All | All Customers | 8 | Monthly System Peak Day | SCE | 1-in-2 | 2027 | 3 | 473.1238 | 429.4239 | 31.2086 | 75.0151 | 0
| All | All Customers | 8 | Monthly System Peak Day | SCE | 1-in-2 | 2027 | 4 | 577.1439 | 505.7462 | 31.2058 | 74.1331 | 0
| All | All Customers | 8 | Monthly System Peak Day | SCE | 1-in-2 | 2027 | 5 | 551.7717 | 498.4779 | 31.2143 | 73.4784 | 0
| All | All Customers | 8 | Monthly System Peak Day | SCE | 1-in-2 | 2027 | 6 | 564.5649 | 521.3105 | 31.2307 | 73.0231 | 0
| All | All Customers | 8 | Monthly System Peak Day | SCE | 1-in-2 | 2027 | 7 | 578.6942 | 523.9124 | 31.2764 | 72.4765 | 0
| All | All Customers | 8 | Monthly System Peak Day | SCE | 1-in-2 | 2027 | 8 | 588.9263 | 545.0345 | 31.2434 | 72.4993 | 0
| All | All Customers | 8 | Monthly System Peak Day | SCE | 1-in-2 | 2027 | 9 | 528.2962 | 504.0506 | 31.245 | 74.4048 | 0
| All | All Customers | 8 | Monthly System Peak Day | SCE | 1-in-2 | 2027 | 10 | 519.1468 | 484.4315 | 31.2293 | 78.181 | 0
| All | All Customers | 8 | Monthly System Peak Day | SCE | 1-in-2 | 2027 | 11 | 498.0522 | 462.2023 | 31.2421 | 82.3488 | 0
| All | All Customers | 8 | Monthly System Peak Day | SCE | 1-in-2 | 2027 | 12 | 487.1909 | 451.2205 | 31.2603 | 85.8708 | 0
| All | All Customers | 8 | Monthly System Peak Day | SCE | 1-in-2 | 2027 | 13 | 410.5537 | 394.1178 | 31.2746 | 88.3284 | 0
| All | All Customers | 8 | Monthly System Peak Day | SCE | 1-in-2 | 2027 | 14 | 382.3613 | 368.28 | 31.2691 | 90.4758 | 0
| All | All Customers | 8 | Monthly System Peak Day | SCE | 1-in-2 | 2027 | 15 | 336.6547 | 326.9365 | 31.2845 | 91.872 | 0
| All | All Customers | 8 | Monthly System Peak Day | SCE | 1-in-2 | 2027 | 16 | 290.2631 | 268.7749 | 31.2734 | 91.7197 | 0
| All | All Customers | 8 | Monthly System Peak Day | SCE | 1-in-2 | 2027 | 17 | 273.2586 | 283.0131 | 31.0965 | 91.0049 | 0
| All | All Customers | 8 | Monthly System Peak Day | SCE | 1-in-2 | 2027 | 18 | 250.2643 | 275.0015 | 31.1872 | 89.5054 | 0
| All | All Customers | 8 | Monthly System Peak Day | SCE | 1-in-2 | 2027 | 19 | 236.783 | 234.5262 | 30.8507 | 88.0806 | 0
| All | All Customers | 8 | Monthly System Peak Day | SCE | 1-in-2 | 2027 | 20 | 236.7062 | 227.6554 | 30.7095 | 86.4 | 0
| All | All Customers | 8 | Monthly System Peak Day | SCE | 1-in-2 | 2027 | 21 | 261.4182 | 241.5852 | 31.9642 | 82.8954 | 0
| All | All Customers | 8 | Monthly System Peak Day | SCE | 1-in-2 | 2027 | 22 | 421.4694 | 396.406 | 31.3771 | 79.7942 | 0
| All | All Customers | 8 | Monthly System Peak Day | SCE | 1-in-2 | 2027 | 23 | 444.2307 | 418.1084 | 31.2571 | 77.8258 | 0
| All | All Customers | 8 | Monthly System Peak Day | SCE | 1-in-2 | 2027 | 24 | 470.0022 | 450.4007 | 31.238 | 76.3618 | 0
| All | All Customers | 8 | Typical Event Day | SCE | 1-in-2 | 2027 | 1 | 403.5357 | 395.7767 | 31.2257 | 72.4861 | 0
| All | All Customers | 8 | Typical Event Day | SCE | 1-in-2 | 2027 | 2 | 389.9799 | 365.1586 | 31.2098 | 71.5249 | 0
| All | All Customers | 8 | Typical Event Day | SCE | 1-in-2 | 2027 | 3 | 473.1238 | 429.4239 | 31.2086 | 70.6941 | 0
| All | All Customers | 8 | Typical Event Day | SCE | 1-in-2 | 2027 | 4 | 577.1439 | 505.7462 | 31.2058 | 69.8869 | 0
| All | All Customers | 8 | Typical Event Day | SCE | 1-in-2 | 2027 | 5 | 551.7717 | 498.4779 | 31.2143 | 69.2133 | 0
| All | All Customers | 8 | Typical Event Day | SCE | 1-in-2 | 2027 | 6 | 564.5649 | 521.3105 | 31.2307 | 68.6247 | 0
| All | All Customers | 8 | Typical Event Day | SCE | 1-in-2 | 2027 | 7 | 578.6942 | 523.9124 | 31.2764 | 68.1379 | 0
| All | All Customers | 8 | Typical Event Day | SCE | 1-in-2 | 2027 | 8 | 588.9263 | 545.0345 | 31.2434 | 68.4562 | 0
| All | All Customers | 8 | Typical Event Day | SCE | 1-in-2 | 2027 | 9 | 528.2962 | 504.0506 | 31.245 | 70.9203 | 0
| All | All Customers | 8 | Typical Event Day | SCE | 1-in-2 | 2027 | 10 | 519.1468 | 484.4315 | 31.2293 | 75.0162 | 0
| All | All Customers | 8 | Typical Event Day | SCE | 1-in-2 | 2027 | 11 | 498.0522 | 462.2023 | 31.2421 | 79.3024 | 0
| All | All Customers | 8 | Typical Event Day | SCE | 1-in-2 | 2027 | 12 | 487.1909 | 451.2205 | 31.2603 | 83.1312 | 0
| All | All Customers | 8 | Typical Event Day | SCE | 1-in-2 | 2027 | 13 | 410.5537 | 394.1178 | 31.2746 | 85.912 | 0
| All | All Customers | 8 | Typical Event Day | SCE | 1-in-2 | 2027 | 14 | 382.3613 | 368.28 | 31.2691 | 87.9349 | 0
| All | All Customers | 8 | Typical Event Day | SCE | 1-in-2 | 2027 | 15 | 336.6547 | 326.9365 | 31.2845 | 89.4513 | 0
| All | All Customers | 8 | Typical Event Day | SCE | 1-in-2 | 2027 | 16 | 290.2631 | 268.7749 | 31.2734 | 89.7042 | 0
| All | All Customers | 8 | Typical Event Day | SCE | 1-in-2 | 2027 | 17 | 273.2586 | 283.0131 | 31.0965 | 89.701 | 0
| All | All Customers | 8 | Typical Event Day | SCE | 1-in-2 | 2027 | 18 | 250.2643 | 275.0015 | 31.1872 | 88.7098 | 0
| All | All Customers | 8 | Typical Event Day | SCE | 1-in-2 | 2027 | 19 | 236.783 | 234.5262 | 30.8507 | 87.0032 | 0
| All | All Customers | 8 | Typical Event Day | SCE | 1-in-2 | 2027 | 20 | 236.7062 | 227.6554 | 30.7095 | 84.6105 | 0
| All | All Customers | 8 | Typical Event Day | SCE | 1-in-2 | 2027 | 21 | 261.4182 | 241.5852 | 31.9642 | 81.2896 | 0
| All | All Customers | 8 | Typical Event Day | SCE | 1-in-2 | 2027 | 22 | 421.4694 | 396.406 | 31.3771 | 78.334 | 0
| All | All Customers | 8 | Typical Event Day | SCE | 1-in-2 | 2027 | 23 | 444.2307 | 418.1084 | 31.2571 | 76.345 | 0
| All | All Customers | 8 | Typical Event Day | SCE | 1-in-2 | 2027 | 24 | 470.0022 | 450.4007 | 31.238 | 74.6513 | 0
| All | All Customers | 9 | Average Weekday | SCE | 1-in-2 | 2027 | 1 | 372.1993 | 393.3904 | 39.3548 | 68.2248 | 0
| All | All Customers | 9 | Average Weekday | SCE | 1-in-2 | 2027 | 2 | 368.631 | 379.4536 | 39.3499 | 67.3747 | 0
| All | All Customers | 9 | Average Weekday | SCE | 1-in-2 | 2027 | 3 | 466.0669 | 473.0751 | 39.3484 | 66.6469 | 0
| All | All Customers | 9 | Average Weekday | SCE | 1-in-2 | 2027 | 4 | 572.8552 | 583.5879 | 39.3476 | 65.9978 | 0
| All | All Customers | 9 | Average Weekday | SCE | 1-in-2 | 2027 | 5 | 536.2546 | 554.2947 | 39.3448 | 65.4474 | 0
| All | All Customers | 9 | Average Weekday | SCE | 1-in-2 | 2027 | 6 | 537.7385 | 566.5606 | 39.3389 | 64.9529 | 0
| All | All Customers | 9 | Average Weekday | SCE | 1-in-2 | 2027 | 7 | 563.1077 | 581.9957 | 39.3297 | 64.5849 | 0
| All | All Customers | 9 | Average Weekday | SCE | 1-in-2 | 2027 | 8 | 562.3569 | 579.1951 | 39.3638 | 64.395 | 0
| All | All Customers | 9 | Average Weekday | SCE | 1-in-2 | 2027 | 9 | 500.5158 | 517.2197 | 39.3985 | 65.5182 | 0
| All | All Customers | 9 | Average Weekday | SCE | 1-in-2 | 2027 | 10 | 497.8904 | 507.2246 | 39.3953 | 68.2871 | 0
| All | All Customers | 9 | Average Weekday | SCE | 1-in-2 | 2027 | 11 | 480.5653 | 489.1851 | 39.4378 | 71.8009 | 0
| All | All Customers | 9 | Average Weekday | SCE | 1-in-2 | 2027 | 12 | 471.4577 | 480.5481 | 39.481 | 75.3148 | 0
| All | All Customers | 9 | Average Weekday | SCE | 1-in-2 | 2027 | 13 | 405.2502 | 415.9176 | 39.4997 | 78.1724 | 0
| All | All Customers | 9 | Average Weekday | SCE | 1-in-2 | 2027 | 14 | 373.4029 | 383.4662 | 39.4651 | 80.1734 | 0
| All | All Customers | 9 | Average Weekday | SCE | 1-in-2 | 2027 | 15 | 334.3178 | 344.1411 | 39.3951 | 81.3344 | 0
| All | All Customers | 9 | Average Weekday | SCE | 1-in-2 | 2027 | 16 | 303.4409 | 302.7975 | 39.3448 | 81.812 | 0
| All | All Customers | 9 | Average Weekday | SCE | 1-in-2 | 2027 | 17 | 276.8507 | 289.6205 | 39.5776 | 81.5813 | 0
| All | All Customers | 9 | Average Weekday | SCE | 1-in-2 | 2027 | 18 | 258.4261 | 276.2834 | 39.5007 | 80.5863 | 0
| All | All Customers | 9 | Average Weekday | SCE | 1-in-2 | 2027 | 19 | 261.4462 | 272.0269 | 40.739 | 78.8037 | 0
| All | All Customers | 9 | Average Weekday | SCE | 1-in-2 | 2027 | 20 | 261.8038 | 270.3685 | 39.2165 | 75.9106 | 0
| All | All Customers | 9 | Average Weekday | SCE | 1-in-2 | 2027 | 21 | 278.2454 | 288.2327 | 39.3802 | 72.9426 | 0
| All | All Customers | 9 | Average Weekday | SCE | 1-in-2 | 2027 | 22 | 420.7685 | 443.7956 | 39.3078 | 71.2201 | 0
| All | All Customers | 9 | Average Weekday | SCE | 1-in-2 | 2027 | 23 | 423.9783 | 446.6127 | 39.3576 | 69.9888 | 0
| All | All Customers | 9 | Average Weekday | SCE | 1-in-2 | 2027 | 24 | 439.3194 | 470.8835 | 39.3621 | 68.9206 | 0
| All | All Customers | 9 | Monthly System Peak Day | SCE | 1-in-2 | 2027 | 1 | 372.1993 | 355.8846 | 39.4355 | 75.2302 | 0
| All | All Customers | 9 | Monthly System Peak Day | SCE | 1-in-2 | 2027 | 2 | 368.631 | 333.7185 | 39.4218 | 74.1473 | 0
| All | All Customers | 9 | Monthly System Peak Day | SCE | 1-in-2 | 2027 | 3 | 466.0669 | 403.2323 | 39.4203 | 73.2171 | 0
| All | All Customers | 9 | Monthly System Peak Day | SCE | 1-in-2 | 2027 | 4 | 572.8552 | 472.2886 | 39.4161 | 72.3767 | 0
| All | All Customers | 9 | Monthly System Peak Day | SCE | 1-in-2 | 2027 | 5 | 536.2546 | 450.0864 | 39.4233 | 71.3744 | 0
| All | All Customers | 9 | Monthly System Peak Day | SCE | 1-in-2 | 2027 | 6 | 537.7385 | 462.9553 | 39.4349 | 70.647 | 0
| All | All Customers | 9 | Monthly System Peak Day | SCE | 1-in-2 | 2027 | 7 | 563.1077 | 487.8182 | 39.4889 | 70.3486 | 0
| All | All Customers | 9 | Monthly System Peak Day | SCE | 1-in-2 | 2027 | 8 | 562.3569 | 489.8594 | 39.4564 | 70.1718 | 0
| All | All Customers | 9 | Monthly System Peak Day | SCE | 1-in-2 | 2027 | 9 | 500.5158 | 468.7691 | 39.46 | 72.2417 | 0
| All | All Customers | 9 | Monthly System Peak Day | SCE | 1-in-2 | 2027 | 10 | 497.8904 | 453.5308 | 39.4572 | 76.6962 | 0
| All | All Customers | 9 | Monthly System Peak Day | SCE | 1-in-2 | 2027 | 11 | 480.5653 | 435.7249 | 39.4609 | 81.9531 | 0
| All | All Customers | 9 | Monthly System Peak Day | SCE | 1-in-2 | 2027 | 12 | 471.4577 | 426.5244 | 39.4608 | 86.7778 | 0
| All | All Customers | 9 | Monthly System Peak Day | SCE | 1-in-2 | 2027 | 13 | 405.2502 | 372.9099 | 39.4693 | 90.8267 | 0
| All | All Customers | 9 | Monthly System Peak Day | SCE | 1-in-2 | 2027 | 14 | 373.4029 | 347.2976 | 39.4656 | 93.6136 | 0
| All | All Customers | 9 | Monthly System Peak Day | SCE | 1-in-2 | 2027 | 15 | 334.3178 | 315.0679 | 39.4899 | 94.781 | 0
| All | All Customers | 9 | Monthly System Peak Day | SCE | 1-in-2 | 2027 | 16 | 303.4409 | 272.1263 | 39.4993 | 94.2312 | 0
| All | All Customers | 9 | Monthly System Peak Day | SCE | 1-in-2 | 2027 | 17 | 276.8507 | 287.7098 | 39.3788 | 93.9331 | 0
| All | All Customers | 9 | Monthly System Peak Day | SCE | 1-in-2 | 2027 | 18 | 258.4261 | 282.2002 | 39.3877 | 93.1571 | 0
| All | All Customers | 9 | Monthly System Peak Day | SCE | 1-in-2 | 2027 | 19 | 261.4462 | 233.1522 | 39.868 | 92.0918 | 0
| All | All Customers | 9 | Monthly System Peak Day | SCE | 1-in-2 | 2027 | 20 | 261.8038 | 221.9758 | 38.5742 | 89.7033 | 0
| All | All Customers | 9 | Monthly System Peak Day | SCE | 1-in-2 | 2027 | 21 | 278.2454 | 247.3014 | 39.5359 | 86.0369 | 0
| All | All Customers | 9 | Monthly System Peak Day | SCE | 1-in-2 | 2027 | 22 | 420.7685 | 378.4666 | 39.5387 | 83.6113 | 0
| All | All Customers | 9 | Monthly System Peak Day | SCE | 1-in-2 | 2027 | 23 | 423.9783 | 378.0567 | 39.4291 | 81.6711 | 0
| All | All Customers | 9 | Monthly System Peak Day | SCE | 1-in-2 | 2027 | 24 | 439.3194 | 403.4308 | 39.4381 | 79.6122 | 0
| All | All Customers | 10 | Average Weekday | SCE | 1-in-2 | 2027 | 1 | 399.5208 | 413.442 | 36.5718 | 63.1078 | 0
| All | All Customers | 10 | Average Weekday | SCE | 1-in-2 | 2027 | 2 | 377.6381 | 384.8721 | 36.4757 | 62.2306 | 0
| All | All Customers | 10 | Average Weekday | SCE | 1-in-2 | 2027 | 3 | 472.5743 | 482.5862 | 36.462 | 61.3429 | 0
| All | All Customers | 10 | Average Weekday | SCE | 1-in-2 | 2027 | 4 | 580.2233 | 595.1505 | 36.4292 | 60.6521 | 0
| All | All Customers | 10 | Average Weekday | SCE | 1-in-2 | 2027 | 5 | 583.8971 | 600.6898 | 36.4349 | 59.9614 | 0
| All | All Customers | 10 | Average Weekday | SCE | 1-in-2 | 2027 | 6 | 596.9094 | 617.9935 | 36.4029 | 59.4727 | 0
| All | All Customers | 10 | Average Weekday | SCE | 1-in-2 | 2027 | 7 | 605.6599 | 621.5096 | 36.4163 | 59.0885 | 0
| All | All Customers | 10 | Average Weekday | SCE | 1-in-2 | 2027 | 8 | 629.1061 | 655.2469 | 36.6739 | 58.8572 | 0
| All | All Customers | 10 | Average Weekday | SCE | 1-in-2 | 2027 | 9 | 567.3797 | 604.7104 | 36.9353 | 59.2786 | 0
| All | All Customers | 10 | Average Weekday | SCE | 1-in-2 | 2027 | 10 | 553.2458 | 573.1205 | 36.7116 | 61.808 | 0
| All | All Customers | 10 | Average Weekday | SCE | 1-in-2 | 2027 | 11 | 544.0163 | 559.0493 | 36.8405 | 65.2524 | 0
| All | All Customers | 10 | Average Weekday | SCE | 1-in-2 | 2027 | 12 | 527.267 | 538.7445 | 36.9826 | 68.7871 | 0
| All | All Customers | 10 | Average Weekday | SCE | 1-in-2 | 2027 | 13 | 434.4798 | 443.3882 | 37.0774 | 71.7612 | 0
| All | All Customers | 10 | Average Weekday | SCE | 1-in-2 | 2027 | 14 | 385.2206 | 391.2766 | 36.9695 | 73.8981 | 0
| All | All Customers | 10 | Average Weekday | SCE | 1-in-2 | 2027 | 15 | 341.5197 | 346.6105 | 36.7541 | 75.2877 | 0
| All | All Customers | 10 | Average Weekday | SCE | 1-in-2 | 2027 | 16 | 295.4719 | 297.4213 | 36.474 | 76.0881 | 0
| All | All Customers | 10 | Average Weekday | SCE | 1-in-2 | 2027 | 17 | 276.3536 | 285.1017 | 36.2341 | 75.9371 | 0
| All | All Customers | 10 | Average Weekday | SCE | 1-in-2 | 2027 | 18 | 268.9697 | 275.9278 | 36.2612 | 74.9092 | 0
| All | All Customers | 10 | Average Weekday | SCE | 1-in-2 | 2027 | 19 | 260.0838 | 264.6688 | 36.7703 | 72.9505 | 0
| All | All Customers | 10 | Average Weekday | SCE | 1-in-2 | 2027 | 20 | 261.4104 | 265.4346 | 36.1954 | 70.0551 | 0
| All | All Customers | 10 | Average Weekday | SCE | 1-in-2 | 2027 | 21 | 269.0322 | 273.3024 | 36.2623 | 67.8774 | 0
| All | All Customers | 10 | Average Weekday | SCE | 1-in-2 | 2027 | 22 | 440.6743 | 462.9275 | 36.4608 | 66.2813 | 0
| All | All Customers | 10 | Average Weekday | SCE | 1-in-2 | 2027 | 23 | 430.5461 | 453.9962 | 36.5568 | 65.0082 | 0
| All | All Customers | 10 | Average Weekday | SCE | 1-in-2 | 2027 | 24 | 448.8163 | 480.3868 | 36.6669 | 63.8932 | 0
| All | All Customers | 10 | Monthly System Peak Day | SCE | 1-in-2 | 2027 | 1 | 399.5208 | 427.4876 | 36.1809 | 71.8962 | 0
| All | All Customers | 10 | Monthly System Peak Day | SCE | 1-in-2 | 2027 | 2 | 377.6381 | 392.4712 | 36.2249 | 70.4043 | 0
| All | All Customers | 10 | Monthly System Peak Day | SCE | 1-in-2 | 2027 | 3 | 472.5743 | 491.1011 | 36.2317 | 68.1625 | 0
| All | All Customers | 10 | Monthly System Peak Day | SCE | 1-in-2 | 2027 | 4 | 580.2233 | 600.1497 | 36.2534 | 67.3048 | 0
| All | All Customers | 10 | Monthly System Peak Day | SCE | 1-in-2 | 2027 | 5 | 583.8971 | 608.2953 | 36.2507 | 66.6615 | 0
| All | All Customers | 10 | Monthly System Peak Day | SCE | 1-in-2 | 2027 | 6 | 596.9094 | 619.2755 | 36.2785 | 66.0378 | 0
| All | All Customers | 10 | Monthly System Peak Day | SCE | 1-in-2 | 2027 | 7 | 605.6599 | 619.2811 | 36.2857 | 65.2515 | 0
| All | All Customers | 10 | Monthly System Peak Day | SCE | 1-in-2 | 2027 | 8 | 629.1061 | 666.2784 | 36.1577 | 65.0625 | 0
| All | All Customers | 10 | Monthly System Peak Day | SCE | 1-in-2 | 2027 | 9 | 567.3797 | 615.5341 | 36.1158 | 65.933 | 0
| All | All Customers | 10 | Monthly System Peak Day | SCE | 1-in-2 | 2027 | 10 | 553.2458 | 579.8027 | 36.1667 | 70.1461 | 0
| All | All Customers | 10 | Monthly System Peak Day | SCE | 1-in-2 | 2027 | 11 | 544.0163 | 569.1071 | 36.1969 | 76.4511 | 0
| All | All Customers | 10 | Monthly System Peak Day | SCE | 1-in-2 | 2027 | 12 | 527.267 | 552.0419 | 36.2623 | 82.4643 | 0
| All | All Customers | 10 | Monthly System Peak Day | SCE | 1-in-2 | 2027 | 13 | 434.4798 | 446.6464 | 36.326 | 86.6366 | 0
| All | All Customers | 10 | Monthly System Peak Day | SCE | 1-in-2 | 2027 | 14 | 385.2206 | 391.6075 | 36.2672 | 89.0965 | 0
| All | All Customers | 10 | Monthly System Peak Day | SCE | 1-in-2 | 2027 | 15 | 341.5197 | 346.0604 | 36.1922 | 90.3652 | 0
| All | All Customers | 10 | Monthly System Peak Day | SCE | 1-in-2 | 2027 | 16 | 295.4719 | 295.1319 | 36.2337 | 90.8787 | 0
| All | All Customers | 10 | Monthly System Peak Day | SCE | 1-in-2 | 2027 | 17 | 276.3536 | 285.1169 | 36.2029 | 90.5482 | 0
| All | All Customers | 10 | Monthly System Peak Day | SCE | 1-in-2 | 2027 | 18 | 268.9697 | 276.2032 | 36.1894 | 89.5589 | 0
| All | All Customers | 10 | Monthly System Peak Day | SCE | 1-in-2 | 2027 | 19 | 260.0838 | 263.9695 | 36.9065 | 87.8291 | 0
| All | All Customers | 10 | Monthly System Peak Day | SCE | 1-in-2 | 2027 | 20 | 261.4104 | 264.6317 | 36.1951 | 84.3371 | 0
| All | All Customers | 10 | Monthly System Peak Day | SCE | 1-in-2 | 2027 | 21 | 269.0322 | 274.1933 | 36.322 | 81.1782 | 0
| All | All Customers | 10 | Monthly System Peak Day | SCE | 1-in-2 | 2027 | 22 | 440.6743 | 463.1583 | 36.2563 | 78.8058 | 0
| All | All Customers | 10 | Monthly System Peak Day | SCE | 1-in-2 | 2027 | 23 | 430.5461 | 458.3655 | 36.203 | 76.234 | 0
| All | All Customers | 10 | Monthly System Peak Day | SCE | 1-in-2 | 2027 | 24 | 448.8163 | 500.4949 | 36.1488 | 74.6523 | 0
| All | All Customers | 11 | Average Weekday | SCE | 1-in-2 | 2027 | 1 | 375.5047 | 383.8443 | 36.4709 | 57.097 | 0
| All | All Customers | 11 | Average Weekday | SCE | 1-in-2 | 2027 | 2 | 357.7441 | 364.557 | 36.4582 | 56.2395 | 0
| All | All Customers | 11 | Average Weekday | SCE | 1-in-2 | 2027 | 3 | 452.1975 | 463.8671 | 36.4345 | 55.5321 | 0
| All | All Customers | 11 | Average Weekday | SCE | 1-in-2 | 2027 | 4 | 566.2654 | 584.5087 | 36.4384 | 54.9319 | 0
| All | All Customers | 11 | Average Weekday | SCE | 1-in-2 | 2027 | 5 | 556.5957 | 585.9712 | 36.4176 | 54.3851 | 0
| All | All Customers | 11 | Average Weekday | SCE | 1-in-2 | 2027 | 6 | 572.6343 | 610.1135 | 36.4271 | 53.8723 | 0
| All | All Customers | 11 | Average Weekday | SCE | 1-in-2 | 2027 | 7 | 587.0181 | 603.3387 | 36.6046 | 53.6302 | 0
| All | All Customers | 11 | Average Weekday | SCE | 1-in-2 | 2027 | 8 | 598.9116 | 613.8033 | 36.7812 | 53.5519 | 0
| All | All Customers | 11 | Average Weekday | SCE | 1-in-2 | 2027 | 9 | 542.6742 | 569.2829 | 36.631 | 55.1501 | 0
| All | All Customers | 11 | Average Weekday | SCE | 1-in-2 | 2027 | 10 | 528.3464 | 542.5402 | 36.7122 | 58.5803 | 0
| All | All Customers | 11 | Average Weekday | SCE | 1-in-2 | 2027 | 11 | 511.0645 | 520.6062 | 36.8115 | 62.3808 | 0
| All | All Customers | 11 | Average Weekday | SCE | 1-in-2 | 2027 | 12 | 500.189 | 507.1747 | 36.8785 | 65.6261 | 0
| All | All Customers | 11 | Average Weekday | SCE | 1-in-2 | 2027 | 13 | 414.0942 | 423.8712 | 36.8165 | 67.9906 | 0
| All | All Customers | 11 | Average Weekday | SCE | 1-in-2 | 2027 | 14 | 377.2922 | 384.2763 | 36.6851 | 69.4818 | 0
| All | All Customers | 11 | Average Weekday | SCE | 1-in-2 | 2027 | 15 | 324.5768 | 331.4336 | 36.4876 | 70.3008 | 0
| All | All Customers | 11 | Average Weekday | SCE | 1-in-2 | 2027 | 16 | 286.2265 | 287.7061 | 36.4878 | 70.3572 | 0
| All | All Customers | 11 | Average Weekday | SCE | 1-in-2 | 2027 | 17 | 265.3684 | 273.1435 | 36.2606 | 69.4195 | 0
| All | All Customers | 11 | Average Weekday | SCE | 1-in-2 | 2027 | 18 | 255.1341 | 262.5002 | 36.3281 | 67.259 | 0
| All | All Customers | 11 | Average Weekday | SCE | 1-in-2 | 2027 | 19 | 250.3704 | 254.796 | 36.1961 | 64.7932 | 0
| All | All Customers | 11 | Average Weekday | SCE | 1-in-2 | 2027 | 20 | 248.6393 | 317.0719 | 43.8921 | 62.9626 | 0
| All | All Customers | 11 | Average Weekday | SCE | 1-in-2 | 2027 | 21 | 250.7963 | 256.0757 | 36.2931 | 61.4319 | 0
| All | All Customers | 11 | Average Weekday | SCE | 1-in-2 | 2027 | 22 | 416.2087 | 436.1371 | 36.5178 | 60.0821 | 0
| All | All Customers | 11 | Average Weekday | SCE | 1-in-2 | 2027 | 23 | 406.327 | 423.3836 | 36.5965 | 58.91 | 0
| All | All Customers | 11 | Average Weekday | SCE | 1-in-2 | 2027 | 24 | 421.3376 | 437.4445 | 36.5384 | 57.9723 | 0
| All | All Customers | 11 | Monthly System Peak Day | SCE | 1-in-2 | 2027 | 1 | 375.5047 | 392.0704 | 36.2436 | 63.6961 | 0
| All | All Customers | 11 | Monthly System Peak Day | SCE | 1-in-2 | 2027 | 2 | 357.7441 | 371.6117 | 36.2432 | 62.2587 | 0
| All | All Customers | 11 | Monthly System Peak Day | SCE | 1-in-2 | 2027 | 3 | 452.1975 | 470.016 | 36.269 | 61.2894 | 0
| All | All Customers | 11 | Monthly System Peak Day | SCE | 1-in-2 | 2027 | 4 | 566.2654 | 591.0794 | 36.2624 | 60.4635 | 0
| All | All Customers | 11 | Monthly System Peak Day | SCE | 1-in-2 | 2027 | 5 | 556.5957 | 590.9758 | 36.2959 | 59.6652 | 0
| All | All Customers | 11 | Monthly System Peak Day | SCE | 1-in-2 | 2027 | 6 | 572.6343 | 613.0084 | 36.2946 | 58.6302 | 0
| All | All Customers | 11 | Monthly System Peak Day | SCE | 1-in-2 | 2027 | 7 | 587.0181 | 603.1034 | 36.1312 | 58.3757 | 0
| All | All Customers | 11 | Monthly System Peak Day | SCE | 1-in-2 | 2027 | 8 | 598.9116 | 636.6323 | 36.0946 | 58.0452 | 0
| All | All Customers | 11 | Monthly System Peak Day | SCE | 1-in-2 | 2027 | 9 | 542.6742 | 577.5046 | 36.2048 | 60.3861 | 0
| All | All Customers | 11 | Monthly System Peak Day | SCE | 1-in-2 | 2027 | 10 | 528.3464 | 552.4552 | 36.1827 | 65.4171 | 0
| All | All Customers | 11 | Monthly System Peak Day | SCE | 1-in-2 | 2027 | 11 | 511.0645 | 534.921 | 36.277 | 71.7569 | 0
| All | All Customers | 11 | Monthly System Peak Day | SCE | 1-in-2 | 2027 | 12 | 500.189 | 522.7247 | 36.4071 | 77.5791 | 0
| All | All Customers | 11 | Monthly System Peak Day | SCE | 1-in-2 | 2027 | 13 | 414.0942 | 427.0616 | 36.3926 | 81.6227 | 0
| All | All Customers | 11 | Monthly System Peak Day | SCE | 1-in-2 | 2027 | 14 | 377.2922 | 383.9502 | 36.2802 | 84.1448 | 0
| All | All Customers | 11 | Monthly System Peak Day | SCE | 1-in-2 | 2027 | 15 | 324.5768 | 330.8701 | 36.2766 | 85.3594 | 0
| All | All Customers | 11 | Monthly System Peak Day | SCE | 1-in-2 | 2027 | 16 | 286.2265 | 285.4327 | 36.2285 | 85.3616 | 0
| All | All Customers | 11 | Monthly System Peak Day | SCE | 1-in-2 | 2027 | 17 | 265.3684 | 273.8784 | 36.1845 | 84.0997 | 0
| All | All Customers | 11 | Monthly System Peak Day | SCE | 1-in-2 | 2027 | 18 | 255.1341 | 264.5639 | 36.1371 | 81.2779 | 0
| All | All Customers | 11 | Monthly System Peak Day | SCE | 1-in-2 | 2027 | 19 | 250.3704 | 254.5308 | 36.1958 | 77.5579 | 0
| All | All Customers | 11 | Monthly System Peak Day | SCE | 1-in-2 | 2027 | 20 | 248.6393 | 372.525 | 48.1271 | 74.9178 | 0
| All | All Customers | 11 | Monthly System Peak Day | SCE | 1-in-2 | 2027 | 21 | 250.7963 | 256.7906 | 36.3517 | 72.6122 | 0
| All | All Customers | 11 | Monthly System Peak Day | SCE | 1-in-2 | 2027 | 22 | 416.2087 | 438.3947 | 36.203 | 70.6432 | 0
| All | All Customers | 11 | Monthly System Peak Day | SCE | 1-in-2 | 2027 | 23 | 406.327 | 430.5854 | 36.1503 | 68.8396 | 0
| All | All Customers | 11 | Monthly System Peak Day | SCE | 1-in-2 | 2027 | 24 | 421.3376 | 452.398 | 36.1987 | 67.2187 | 0
| All | All Customers | 12 | Average Weekday | SCE | 1-in-2 | 2027 | 1 | 415.4356 | 424.1712 | 36.355 | 51.0993 | 0
| All | All Customers | 12 | Average Weekday | SCE | 1-in-2 | 2027 | 2 | 399.4346 | 407.041 | 36.3491 | 50.4096 | 0
| All | All Customers | 12 | Average Weekday | SCE | 1-in-2 | 2027 | 3 | 491.8624 | 504.5741 | 36.3485 | 49.8263 | 0
| All | All Customers | 12 | Average Weekday | SCE | 1-in-2 | 2027 | 4 | 607.0898 | 626.6044 | 36.3478 | 49.2979 | 0
| All | All Customers | 12 | Average Weekday | SCE | 1-in-2 | 2027 | 5 | 601.3586 | 632.8366 | 36.3507 | 48.8154 | 0
| All | All Customers | 12 | Average Weekday | SCE | 1-in-2 | 2027 | 6 | 603.1506 | 643.83 | 36.3556 | 48.2936 | 0
| All | All Customers | 12 | Average Weekday | SCE | 1-in-2 | 2027 | 7 | 610.6815 | 627.9768 | 36.3621 | 47.946 | 0
| All | All Customers | 12 | Average Weekday | SCE | 1-in-2 | 2027 | 8 | 629.1339 | 645.7842 | 36.3704 | 47.7165 | 0
| All | All Customers | 12 | Average Weekday | SCE | 1-in-2 | 2027 | 9 | 564.1328 | 591.4835 | 36.3792 | 48.2968 | 0
| All | All Customers | 12 | Average Weekday | SCE | 1-in-2 | 2027 | 10 | 540.342 | 557.3842 | 36.3675 | 50.7893 | 0
| All | All Customers | 12 | Average Weekday | SCE | 1-in-2 | 2027 | 11 | 525.7256 | 536.5574 | 36.3839 | 53.9511 | 0
| All | All Customers | 12 | Average Weekday | SCE | 1-in-2 | 2027 | 12 | 513.5529 | 520.2149 | 36.4002 | 56.8956 | 0
| All | All Customers | 12 | Average Weekday | SCE | 1-in-2 | 2027 | 13 | 434.3754 | 443.8413 | 36.4104 | 59.1373 | 0
| All | All Customers | 12 | Average Weekday | SCE | 1-in-2 | 2027 | 14 | 401.4285 | 408.955 | 36.3986 | 60.6795 | 0
| All | All Customers | 12 | Average Weekday | SCE | 1-in-2 | 2027 | 15 | 365.4151 | 371.6984 | 36.374 | 61.5091 | 0
| All | All Customers | 12 | Average Weekday | SCE | 1-in-2 | 2027 | 16 | 325.3278 | 326.7382 | 36.3548 | 61.6436 | 0
| All | All Customers | 12 | Average Weekday | SCE | 1-in-2 | 2027 | 17 | 311.917 | 320.3577 | 36.219 | 60.916 | 0
| All | All Customers | 12 | Average Weekday | SCE | 1-in-2 | 2027 | 18 | 303.382 | 310.5331 | 36.2192 | 58.9961 | 0
| All | All Customers | 12 | Average Weekday | SCE | 1-in-2 | 2027 | 19 | 299.7014 | 303.9411 | 36.1956 | 56.8459 | 0
| All | All Customers | 12 | Average Weekday | SCE | 1-in-2 | 2027 | 20 | 306.3393 | 375.9349 | 36.8839 | 55.3643 | 0
| All | All Customers | 12 | Average Weekday | SCE | 1-in-2 | 2027 | 21 | 309.8394 | 315.2593 | 36.2614 | 54.1662 | 0
| All | All Customers | 12 | Average Weekday | SCE | 1-in-2 | 2027 | 22 | 462.6539 | 482.048 | 36.3592 | 53.0867 | 0
| All | All Customers | 12 | Average Weekday | SCE | 1-in-2 | 2027 | 23 | 452.5259 | 469.1107 | 36.3627 | 52.1648 | 0
| All | All Customers | 12 | Average Weekday | SCE | 1-in-2 | 2027 | 24 | 465.6652 | 482.2528 | 36.3627 | 51.3065 | 0
| All | All Customers | 12 | Monthly System Peak Day | SCE | 1-in-2 | 2027 | 1 | 415.4356 | 424.1712 | 36.355 | 43.8672 | 0
| All | All Customers | 12 | Monthly System Peak Day | SCE | 1-in-2 | 2027 | 2 | 399.4346 | 407.041 | 36.3491 | 43.2256 | 0
| All | All Customers | 12 | Monthly System Peak Day | SCE | 1-in-2 | 2027 | 3 | 491.8624 | 504.5741 | 36.3485 | 42.6913 | 0
| All | All Customers | 12 | Monthly System Peak Day | SCE | 1-in-2 | 2027 | 4 | 607.0898 | 626.6044 | 36.3478 | 42.4777 | 0
| All | All Customers | 12 | Monthly System Peak Day | SCE | 1-in-2 | 2027 | 5 | 601.3586 | 632.8366 | 36.3507 | 42.1367 | 0
| All | All Customers | 12 | Monthly System Peak Day | SCE | 1-in-2 | 2027 | 6 | 603.1506 | 643.83 | 36.3556 | 41.8913 | 0
| All | All Customers | 12 | Monthly System Peak Day | SCE | 1-in-2 | 2027 | 7 | 610.6815 | 627.9768 | 36.3621 | 41.6735 | 0
| All | All Customers | 12 | Monthly System Peak Day | SCE | 1-in-2 | 2027 | 8 | 629.1339 | 645.7842 | 36.3704 | 41.2499 | 0
| All | All Customers | 12 | Monthly System Peak Day | SCE | 1-in-2 | 2027 | 9 | 564.1328 | 591.4835 | 36.3792 | 41.9432 | 0
| All | All Customers | 12 | Monthly System Peak Day | SCE | 1-in-2 | 2027 | 10 | 540.342 | 557.3842 | 36.3675 | 45.6321 | 0
| All | All Customers | 12 | Monthly System Peak Day | SCE | 1-in-2 | 2027 | 11 | 525.7256 | 536.5574 | 36.3839 | 49.6998 | 0
| All | All Customers | 12 | Monthly System Peak Day | SCE | 1-in-2 | 2027 | 12 | 513.5529 | 520.2149 | 36.4002 | 53.7228 | 0
| All | All Customers | 12 | Monthly System Peak Day | SCE | 1-in-2 | 2027 | 13 | 434.3754 | 443.8413 | 36.4104 | 56.0063 | 0
| All | All Customers | 12 | Monthly System Peak Day | SCE | 1-in-2 | 2027 | 14 | 401.4285 | 408.955 | 36.3986 | 57.4507 | 0
| All | All Customers | 12 | Monthly System Peak Day | SCE | 1-in-2 | 2027 | 15 | 365.4151 | 371.6984 | 36.374 | 58.3329 | 0
| All | All Customers | 12 | Monthly System Peak Day | SCE | 1-in-2 | 2027 | 16 | 325.3278 | 326.7382 | 36.3548 | 58.708 | 0
| All | All Customers | 12 | Monthly System Peak Day | SCE | 1-in-2 | 2027 | 17 | 311.917 | 320.3577 | 36.219 | 58.3844 | 0
| All | All Customers | 12 | Monthly System Peak Day | SCE | 1-in-2 | 2027 | 18 | 303.382 | 310.5331 | 36.2192 | 56.4194 | 0
| All | All Customers | 12 | Monthly System Peak Day | SCE | 1-in-2 | 2027 | 19 | 299.7014 | 303.9411 | 36.1956 | 53.7091 | 0
| All | All Customers | 12 | Monthly System Peak Day | SCE | 1-in-2 | 2027 | 20 | 306.3393 | 375.9349 | 36.8839 | 51.8177 | 0
| All | All Customers | 12 | Monthly System Peak Day | SCE | 1-in-2 | 2027 | 21 | 309.8394 | 315.2593 | 36.2614 | 50.129 | 0
| All | All Customers | 12 | Monthly System Peak Day | SCE | 1-in-2 | 2027 | 22 | 462.6539 | 482.048 | 36.3592 | 48.4225 | 0
| All | All Customers | 12 | Monthly System Peak Day | SCE | 1-in-2 | 2027 | 23 | 452.5259 | 469.1107 | 36.3627 | 46.8118 | 0
| All | All Customers | 12 | Monthly System Peak Day | SCE | 1-in-2 | 2027 | 24 | 465.6652 | 482.2528 | 36.3627 | 45.5506 | 0
| All | All Customers | 1 | Average Weekday | SCE | 1-in-2 | 2028 | 1 | 412.1583 | 420.2135 | 36.3956 | 52.5295 | 0
| All | All Customers | 1 | Average Weekday | SCE | 1-in-2 | 2028 | 2 | 399.8515 | 407.8717 | 36.3897 | 51.5748 | 0
| All | All Customers | 1 | Average Weekday | SCE | 1-in-2 | 2028 | 3 | 497.2282 | 509.6182 | 36.3891 | 50.7559 | 0
| All | All Customers | 1 | Average Weekday | SCE | 1-in-2 | 2028 | 4 | 609.9987 | 628.7879 | 36.3884 | 50.1253 | 0
| All | All Customers | 1 | Average Weekday | SCE | 1-in-2 | 2028 | 5 | 604.9987 | 635.7877 | 36.3913 | 49.4067 | 0
| All | All Customers | 1 | Average Weekday | SCE | 1-in-2 | 2028 | 6 | 614.451 | 653.8743 | 36.3961 | 48.8381 | 0
| All | All Customers | 1 | Average Weekday | SCE | 1-in-2 | 2028 | 7 | 629.6874 | 646.3253 | 36.4026 | 48.56 | 0
| All | All Customers | 1 | Average Weekday | SCE | 1-in-2 | 2028 | 8 | 650.9723 | 666.8916 | 36.4109 | 48.3527 | 0
| All | All Customers | 1 | Average Weekday | SCE | 1-in-2 | 2028 | 9 | 582.7059 | 608.3513 | 36.4198 | 49.0075 | 0
| All | All Customers | 1 | Average Weekday | SCE | 1-in-2 | 2028 | 10 | 569.2961 | 584.0743 | 36.4082 | 52.3494 | 0
| All | All Customers | 1 | Average Weekday | SCE | 1-in-2 | 2028 | 11 | 550.9337 | 560.6437 | 36.4245 | 56.7873 | 0
| All | All Customers | 1 | Average Weekday | SCE | 1-in-2 | 2028 | 12 | 541.0024 | 547.7162 | 36.4408 | 60.8785 | 0
| All | All Customers | 1 | Average Weekday | SCE | 1-in-2 | 2028 | 13 | 466.2966 | 475.7742 | 36.4511 | 63.9218 | 0
| All | All Customers | 1 | Average Weekday | SCE | 1-in-2 | 2028 | 14 | 428.8506 | 435.8075 | 36.4392 | 65.9741 | 0
| All | All Customers | 1 | Average Weekday | SCE | 1-in-2 | 2028 | 15 | 390.1819 | 395.8298 | 36.4146 | 67.2299 | 0
| All | All Customers | 1 | Average Weekday | SCE | 1-in-2 | 2028 | 16 | 348.9123 | 350.1603 | 36.3954 | 67.6672 | 0
| All | All Customers | 1 | Average Weekday | SCE | 1-in-2 | 2028 | 17 | 334.3241 | 342.6601 | 36.2611 | 67.081 | 0
| All | All Customers | 1 | Average Weekday | SCE | 1-in-2 | 2028 | 18 | 322.9078 | 330.1747 | 36.2613 | 65.1671 | 0
| All | All Customers | 1 | Average Weekday | SCE | 1-in-2 | 2028 | 19 | 311.2932 | 315.5763 | 36.2374 | 62.0782 | 0
| All | All Customers | 1 | Average Weekday | SCE | 1-in-2 | 2028 | 20 | 310.9811 | 380.0751 | 36.9228 | 59.7939 | 0
| All | All Customers | 1 | Average Weekday | SCE | 1-in-2 | 2028 | 21 | 303.2132 | 308.4701 | 36.3032 | 58.1234 | 0
| All | All Customers | 1 | Average Weekday | SCE | 1-in-2 | 2028 | 22 | 457.7962 | 477.3699 | 36.3995 | 56.6753 | 0
| All | All Customers | 1 | Average Weekday | SCE | 1-in-2 | 2028 | 23 | 450.3992 | 467.0347 | 36.4032 | 55.3814 | 0
| All | All Customers | 1 | Average Weekday | SCE | 1-in-2 | 2028 | 24 | 467.1236 | 482.9212 | 36.4033 | 54.2169 | 0
| All | All Customers | 1 | Monthly System Peak Day | SCE | 1-in-2 | 2028 | 1 | 412.1583 | 420.2135 | 36.3956 | 46.1508 | 0
| All | All Customers | 1 | Monthly System Peak Day | SCE | 1-in-2 | 2028 | 2 | 399.8515 | 407.8717 | 36.3897 | 45.2304 | 0
| All | All Customers | 1 | Monthly System Peak Day | SCE | 1-in-2 | 2028 | 3 | 497.2282 | 509.6182 | 36.3891 | 43.7928 | 0
| All | All Customers | 1 | Monthly System Peak Day | SCE | 1-in-2 | 2028 | 4 | 609.9987 | 628.7879 | 36.3884 | 43.0306 | 0
| All | All Customers | 1 | Monthly System Peak Day | SCE | 1-in-2 | 2028 | 5 | 604.9987 | 635.7877 | 36.3913 | 42.073 | 0
| All | All Customers | 1 | Monthly System Peak Day | SCE | 1-in-2 | 2028 | 6 | 614.451 | 653.8743 | 36.3961 | 41.6713 | 0
| All | All Customers | 1 | Monthly System Peak Day | SCE | 1-in-2 | 2028 | 7 | 629.6874 | 646.3253 | 36.4026 | 41.5705 | 0
| All | All Customers | 1 | Monthly System Peak Day | SCE | 1-in-2 | 2028 | 8 | 650.9723 | 666.8916 | 36.4109 | 41.7766 | 0
| All | All Customers | 1 | Monthly System Peak Day | SCE | 1-in-2 | 2028 | 9 | 582.7059 | 608.3513 | 36.4198 | 42.4508 | 0
| All | All Customers | 1 | Monthly System Peak Day | SCE | 1-in-2 | 2028 | 10 | 569.2961 | 584.0743 | 36.4082 | 45.1188 | 0
| All | All Customers | 1 | Monthly System Peak Day | SCE | 1-in-2 | 2028 | 11 | 550.9337 | 560.6437 | 36.4245 | 48.6287 | 0
| All | All Customers | 1 | Monthly System Peak Day | SCE | 1-in-2 | 2028 | 12 | 541.0024 | 547.7162 | 36.4408 | 51.5031 | 0
| All | All Customers | 1 | Monthly System Peak Day | SCE | 1-in-2 | 2028 | 13 | 466.2966 | 475.7742 | 36.4511 | 53.0908 | 0
| All | All Customers | 1 | Monthly System Peak Day | SCE | 1-in-2 | 2028 | 14 | 428.8506 | 435.8075 | 36.4392 | 53.2152 | 0
| All | All Customers | 1 | Monthly System Peak Day | SCE | 1-in-2 | 2028 | 15 | 390.1819 | 395.8298 | 36.4146 | 53.2796 | 0
| All | All Customers | 1 | Monthly System Peak Day | SCE | 1-in-2 | 2028 | 16 | 348.9123 | 350.1603 | 36.3954 | 54.5165 | 0
| All | All Customers | 1 | Monthly System Peak Day | SCE | 1-in-2 | 2028 | 17 | 334.3241 | 342.6601 | 36.2611 | 55.0011 | 0
| All | All Customers | 1 | Monthly System Peak Day | SCE | 1-in-2 | 2028 | 18 | 322.9078 | 330.1747 | 36.2613 | 54.0223 | 0
| All | All Customers | 1 | Monthly System Peak Day | SCE | 1-in-2 | 2028 | 19 | 311.2932 | 315.5763 | 36.2374 | 52.2181 | 0
| All | All Customers | 1 | Monthly System Peak Day | SCE | 1-in-2 | 2028 | 20 | 310.9811 | 380.0751 | 36.9228 | 50.8769 | 0
| All | All Customers | 1 | Monthly System Peak Day | SCE | 1-in-2 | 2028 | 21 | 303.2132 | 308.4701 | 36.3032 | 49.9865 | 0
| All | All Customers | 1 | Monthly System Peak Day | SCE | 1-in-2 | 2028 | 22 | 457.7962 | 477.3699 | 36.3995 | 48.9518 | 0
| All | All Customers | 1 | Monthly System Peak Day | SCE | 1-in-2 | 2028 | 23 | 450.3992 | 467.0347 | 36.4032 | 47.5941 | 0
| All | All Customers | 1 | Monthly System Peak Day | SCE | 1-in-2 | 2028 | 24 | 467.1236 | 482.9212 | 36.4033 | 46.7194 | 0
| All | All Customers | 2 | Average Weekday | SCE | 1-in-2 | 2028 | 1 | 386.1173 | 394.875 | 36.4368 | 52.0965 | 0
| All | All Customers | 2 | Average Weekday | SCE | 1-in-2 | 2028 | 2 | 372.2664 | 381.0146 | 36.4302 | 51.2532 | 0
| All | All Customers | 2 | Average Weekday | SCE | 1-in-2 | 2028 | 3 | 463.6103 | 477.1249 | 36.4295 | 50.4252 | 0
| All | All Customers | 2 | Average Weekday | SCE | 1-in-2 | 2028 | 4 | 571.4154 | 592.3083 | 36.4289 | 49.6982 | 0
| All | All Customers | 2 | Average Weekday | SCE | 1-in-2 | 2028 | 5 | 570.6451 | 603.6722 | 36.4324 | 49.1156 | 0
| All | All Customers | 2 | Average Weekday | SCE | 1-in-2 | 2028 | 6 | 583.179 | 624.4334 | 36.4383 | 48.5566 | 0
| All | All Customers | 2 | Average Weekday | SCE | 1-in-2 | 2028 | 7 | 588.2743 | 605.6679 | 36.4455 | 48.1632 | 0
| All | All Customers | 2 | Average Weekday | SCE | 1-in-2 | 2028 | 8 | 610.5524 | 626.7527 | 36.4538 | 48.0226 | 0
| All | All Customers | 2 | Average Weekday | SCE | 1-in-2 | 2028 | 9 | 559.6029 | 585.2533 | 36.4627 | 49.4233 | 0
| All | All Customers | 2 | Average Weekday | SCE | 1-in-2 | 2028 | 10 | 541.6724 | 555.9183 | 36.4493 | 52.86 | 0
| All | All Customers | 2 | Average Weekday | SCE | 1-in-2 | 2028 | 11 | 527.1548 | 537.0347 | 36.467 | 56.7186 | 0
| All | All Customers | 2 | Average Weekday | SCE | 1-in-2 | 2028 | 12 | 516.6238 | 523.9216 | 36.4849 | 60.1321 | 0
| All | All Customers | 2 | Average Weekday | SCE | 1-in-2 | 2028 | 13 | 440.1004 | 450.3545 | 36.4963 | 62.679 | 0
| All | All Customers | 2 | Average Weekday | SCE | 1-in-2 | 2028 | 14 | 399.4085 | 406.8421 | 36.4834 | 64.327 | 0
| All | All Customers | 2 | Average Weekday | SCE | 1-in-2 | 2028 | 15 | 352.6727 | 359.9975 | 36.4568 | 65.2057 | 0
| All | All Customers | 2 | Average Weekday | SCE | 1-in-2 | 2028 | 16 | 312.985 | 315.3308 | 36.4361 | 65.3934 | 0
| All | All Customers | 2 | Average Weekday | SCE | 1-in-2 | 2028 | 17 | 287.9544 | 295.441 | 36.2747 | 64.8548 | 0
| All | All Customers | 2 | Average Weekday | SCE | 1-in-2 | 2028 | 18 | 276.8878 | 283.3063 | 36.2756 | 63.4338 | 0
| All | All Customers | 2 | Average Weekday | SCE | 1-in-2 | 2028 | 19 | 270.7058 | 275.4228 | 36.2377 | 60.8602 | 0
| All | All Customers | 2 | Average Weekday | SCE | 1-in-2 | 2028 | 20 | 270.3166 | 337.2603 | 37.0231 | 58.5517 | 0
| All | All Customers | 2 | Average Weekday | SCE | 1-in-2 | 2028 | 21 | 264.5855 | 269.9685 | 36.3186 | 56.9202 | 0
| All | All Customers | 2 | Average Weekday | SCE | 1-in-2 | 2028 | 22 | 420.932 | 441.0485 | 36.4423 | 55.6652 | 0
| All | All Customers | 2 | Average Weekday | SCE | 1-in-2 | 2028 | 23 | 415.6433 | 432.9683 | 36.4461 | 54.4868 | 0
| All | All Customers | 2 | Average Weekday | SCE | 1-in-2 | 2028 | 24 | 434.1877 | 451.0098 | 36.4454 | 53.3759 | 0
| All | All Customers | 2 | Monthly System Peak Day | SCE | 1-in-2 | 2028 | 1 | 386.1173 | 394.875 | 36.4368 | 43.6333 | 0
| All | All Customers | 2 | Monthly System Peak Day | SCE | 1-in-2 | 2028 | 2 | 372.2664 | 381.0146 | 36.4302 | 43.2482 | 0
| All | All Customers | 2 | Monthly System Peak Day | SCE | 1-in-2 | 2028 | 3 | 463.6103 | 477.1249 | 36.4295 | 42.8123 | 0
| All | All Customers | 2 | Monthly System Peak Day | SCE | 1-in-2 | 2028 | 4 | 571.4154 | 592.3083 | 36.4289 | 42.2775 | 0
| All | All Customers | 2 | Monthly System Peak Day | SCE | 1-in-2 | 2028 | 5 | 570.6451 | 603.6722 | 36.4324 | 41.5906 | 0
| All | All Customers | 2 | Monthly System Peak Day | SCE | 1-in-2 | 2028 | 6 | 583.179 | 624.4334 | 36.4383 | 40.8777 | 0
| All | All Customers | 2 | Monthly System Peak Day | SCE | 1-in-2 | 2028 | 7 | 588.2743 | 605.6679 | 36.4455 | 40.6514 | 0
| All | All Customers | 2 | Monthly System Peak Day | SCE | 1-in-2 | 2028 | 8 | 610.5524 | 626.7527 | 36.4538 | 40.8793 | 0
| All | All Customers | 2 | Monthly System Peak Day | SCE | 1-in-2 | 2028 | 9 | 559.6029 | 585.2533 | 36.4627 | 42.3693 | 0
| All | All Customers | 2 | Monthly System Peak Day | SCE | 1-in-2 | 2028 | 10 | 541.6724 | 555.9183 | 36.4493 | 44.9734 | 0
| All | All Customers | 2 | Monthly System Peak Day | SCE | 1-in-2 | 2028 | 11 | 527.1548 | 537.0347 | 36.467 | 47.8451 | 0
| All | All Customers | 2 | Monthly System Peak Day | SCE | 1-in-2 | 2028 | 12 | 516.6238 | 523.9216 | 36.4849 | 50.2003 | 0
| All | All Customers | 2 | Monthly System Peak Day | SCE | 1-in-2 | 2028 | 13 | 440.1004 | 450.3545 | 36.4963 | 52.0658 | 0
| All | All Customers | 2 | Monthly System Peak Day | SCE | 1-in-2 | 2028 | 14 | 399.4085 | 406.8421 | 36.4834 | 53.5748 | 0
| All | All Customers | 2 | Monthly System Peak Day | SCE | 1-in-2 | 2028 | 15 | 352.6727 | 359.9975 | 36.4568 | 54.8527 | 0
| All | All Customers | 2 | Monthly System Peak Day | SCE | 1-in-2 | 2028 | 16 | 312.985 | 315.3308 | 36.4361 | 55.6969 | 0
| All | All Customers | 2 | Monthly System Peak Day | SCE | 1-in-2 | 2028 | 17 | 287.9544 | 295.441 | 36.2747 | 55.7396 | 0
| All | All Customers | 2 | Monthly System Peak Day | SCE | 1-in-2 | 2028 | 18 | 276.8878 | 283.3063 | 36.2756 | 54.9962 | 0
| All | All Customers | 2 | Monthly System Peak Day | SCE | 1-in-2 | 2028 | 19 | 270.7058 | 275.4228 | 36.2377 | 53.1385 | 0
| All | All Customers | 2 | Monthly System Peak Day | SCE | 1-in-2 | 2028 | 20 | 270.3166 | 337.2603 | 37.0231 | 51.5411 | 0
| All | All Customers | 2 | Monthly System Peak Day | SCE | 1-in-2 | 2028 | 21 | 264.5855 | 269.9685 | 36.3186 | 50.1384 | 0
| All | All Customers | 2 | Monthly System Peak Day | SCE | 1-in-2 | 2028 | 22 | 420.932 | 441.0485 | 36.4423 | 48.936 | 0
| All | All Customers | 2 | Monthly System Peak Day | SCE | 1-in-2 | 2028 | 23 | 415.6433 | 432.9683 | 36.4461 | 47.915 | 0
| All | All Customers | 2 | Monthly System Peak Day | SCE | 1-in-2 | 2028 | 24 | 434.1877 | 451.0098 | 36.4454 | 46.7847 | 0
| All | All Customers | 3 | Average Weekday | SCE | 1-in-2 | 2028 | 1 | 417.6417 | 432.9705 | 36.5055 | 54.7625 | 0
| All | All Customers | 3 | Average Weekday | SCE | 1-in-2 | 2028 | 2 | 403.8834 | 412.668 | 36.4564 | 53.8696 | 0
| All | All Customers | 3 | Average Weekday | SCE | 1-in-2 | 2028 | 3 | 509.418 | 520.6956 | 36.4491 | 53.0858 | 0
| All | All Customers | 3 | Average Weekday | SCE | 1-in-2 | 2028 | 4 | 619.403 | 635.853 | 36.4331 | 52.4151 | 0
| All | All Customers | 3 | Average Weekday | SCE | 1-in-2 | 2028 | 5 | 601.2603 | 621.8768 | 36.4363 | 51.7834 | 0
| All | All Customers | 3 | Average Weekday | SCE | 1-in-2 | 2028 | 6 | 615.5663 | 639.5906 | 36.4219 | 51.2916 | 0
| All | All Customers | 3 | Average Weekday | SCE | 1-in-2 | 2028 | 7 | 628.8919 | 645.4696 | 36.4337 | 50.929 | 0
| All | All Customers | 3 | Average Weekday | SCE | 1-in-2 | 2028 | 8 | 647.0907 | 677.3339 | 36.5641 | 50.7469 | 0
| All | All Customers | 3 | Average Weekday | SCE | 1-in-2 | 2028 | 9 | 589.9089 | 628.2151 | 36.6824 | 51.8629 | 0
| All | All Customers | 3 | Average Weekday | SCE | 1-in-2 | 2028 | 10 | 575.3095 | 598.5276 | 36.5747 | 54.692 | 0
| All | All Customers | 3 | Average Weekday | SCE | 1-in-2 | 2028 | 11 | 550.4987 | 567.8912 | 36.6335 | 58.0164 | 0
| All | All Customers | 3 | Average Weekday | SCE | 1-in-2 | 2028 | 12 | 542.5335 | 554.0714 | 36.692 | 61.0929 | 0
| All | All Customers | 3 | Average Weekday | SCE | 1-in-2 | 2028 | 13 | 447.5975 | 456.8635 | 36.723 | 63.4709 | 0
| All | All Customers | 3 | Average Weekday | SCE | 1-in-2 | 2028 | 14 | 418.5382 | 424.9333 | 36.6771 | 65.1214 | 0
| All | All Customers | 3 | Average Weekday | SCE | 1-in-2 | 2028 | 15 | 372.9239 | 378.2447 | 36.5832 | 66.1825 | 0
| All | All Customers | 3 | Average Weekday | SCE | 1-in-2 | 2028 | 16 | 335.2261 | 337.3446 | 36.455 | 66.793 | 0
| All | All Customers | 3 | Average Weekday | SCE | 1-in-2 | 2028 | 17 | 322.2878 | 331.3911 | 36.2709 | 66.7953 | 0
| All | All Customers | 3 | Average Weekday | SCE | 1-in-2 | 2028 | 18 | 308.8866 | 315.908 | 36.2841 | 65.948 | 0
| All | All Customers | 3 | Average Weekday | SCE | 1-in-2 | 2028 | 19 | 301.2635 | 306.1145 | 36.3573 | 64.3239 | 0
| All | All Customers | 3 | Average Weekday | SCE | 1-in-2 | 2028 | 20 | 291.2234 | 295.2694 | 36.237 | 62.0171 | 0
| All | All Customers | 3 | Average Weekday | SCE | 1-in-2 | 2028 | 21 | 277.1095 | 281.0645 | 36.2801 | 59.7601 | 0
| All | All Customers | 3 | Average Weekday | SCE | 1-in-2 | 2028 | 22 | 452.9429 | 475.8721 | 36.4567 | 58.2531 | 0
| All | All Customers | 3 | Average Weekday | SCE | 1-in-2 | 2028 | 23 | 452.3376 | 476.6342 | 36.5063 | 57.109 | 0
| All | All Customers | 3 | Average Weekday | SCE | 1-in-2 | 2028 | 24 | 478.2957 | 511.0366 | 36.5558 | 56.1105 | 0
| All | All Customers | 3 | Monthly System Peak Day | SCE | 1-in-2 | 2028 | 1 | 417.6417 | 432.9705 | 36.5055 | 57.2027 | 0
| All | All Customers | 3 | Monthly System Peak Day | SCE | 1-in-2 | 2028 | 2 | 403.8834 | 412.668 | 36.4564 | 55.9682 | 0
| All | All Customers | 3 | Monthly System Peak Day | SCE | 1-in-2 | 2028 | 3 | 509.418 | 520.6956 | 36.4491 | 54.3904 | 0
| All | All Customers | 3 | Monthly System Peak Day | SCE | 1-in-2 | 2028 | 4 | 619.403 | 635.853 | 36.4331 | 53.6067 | 0
| All | All Customers | 3 | Monthly System Peak Day | SCE | 1-in-2 | 2028 | 5 | 601.2603 | 621.8768 | 36.4363 | 52.7762 | 0
| All | All Customers | 3 | Monthly System Peak Day | SCE | 1-in-2 | 2028 | 6 | 615.5663 | 639.5906 | 36.4219 | 51.984 | 0
| All | All Customers | 3 | Monthly System Peak Day | SCE | 1-in-2 | 2028 | 7 | 628.8919 | 645.4696 | 36.4337 | 51.3964 | 0
| All | All Customers | 3 | Monthly System Peak Day | SCE | 1-in-2 | 2028 | 8 | 647.0907 | 677.3339 | 36.5641 | 50.9278 | 0
| All | All Customers | 3 | Monthly System Peak Day | SCE | 1-in-2 | 2028 | 9 | 589.9089 | 628.2151 | 36.6824 | 51.4779 | 0
| All | All Customers | 3 | Monthly System Peak Day | SCE | 1-in-2 | 2028 | 10 | 575.3095 | 598.5276 | 36.5747 | 54.6642 | 0
| All | All Customers | 3 | Monthly System Peak Day | SCE | 1-in-2 | 2028 | 11 | 550.4987 | 567.8912 | 36.6335 | 59.3457 | 0
| All | All Customers | 3 | Monthly System Peak Day | SCE | 1-in-2 | 2028 | 12 | 542.5335 | 554.0714 | 36.692 | 63.7367 | 0
| All | All Customers | 3 | Monthly System Peak Day | SCE | 1-in-2 | 2028 | 13 | 447.5975 | 456.8635 | 36.723 | 66.7122 | 0
| All | All Customers | 3 | Monthly System Peak Day | SCE | 1-in-2 | 2028 | 14 | 418.5382 | 424.9333 | 36.6771 | 68.3248 | 0
| All | All Customers | 3 | Monthly System Peak Day | SCE | 1-in-2 | 2028 | 15 | 372.9239 | 378.2447 | 36.5832 | 69.3994 | 0
| All | All Customers | 3 | Monthly System Peak Day | SCE | 1-in-2 | 2028 | 16 | 335.2261 | 337.3446 | 36.455 | 70.2048 | 0
| All | All Customers | 3 | Monthly System Peak Day | SCE | 1-in-2 | 2028 | 17 | 322.2878 | 331.3911 | 36.2709 | 70.3423 | 0
| All | All Customers | 3 | Monthly System Peak Day | SCE | 1-in-2 | 2028 | 18 | 308.8866 | 315.908 | 36.2841 | 69.8318 | 0
| All | All Customers | 3 | Monthly System Peak Day | SCE | 1-in-2 | 2028 | 19 | 301.2635 | 306.1145 | 36.3573 | 68.2629 | 0
| All | All Customers | 3 | Monthly System Peak Day | SCE | 1-in-2 | 2028 | 20 | 291.2234 | 295.2694 | 36.237 | 65.4545 | 0
| All | All Customers | 3 | Monthly System Peak Day | SCE | 1-in-2 | 2028 | 21 | 277.1095 | 281.0645 | 36.2801 | 62.6352 | 0
| All | All Customers | 3 | Monthly System Peak Day | SCE | 1-in-2 | 2028 | 22 | 452.9429 | 475.8721 | 36.4567 | 60.6982 | 0
| All | All Customers | 3 | Monthly System Peak Day | SCE | 1-in-2 | 2028 | 23 | 452.3376 | 476.6342 | 36.5063 | 59.1499 | 0
| All | All Customers | 3 | Monthly System Peak Day | SCE | 1-in-2 | 2028 | 24 | 478.2957 | 511.0366 | 36.5558 | 57.8611 | 0
| All | All Customers | 4 | Average Weekday | SCE | 1-in-2 | 2028 | 1 | 387.0603 | 401.4703 | 36.5078 | 57.1753 | 0
| All | All Customers | 4 | Average Weekday | SCE | 1-in-2 | 2028 | 2 | 374.502 | 383.8396 | 36.4591 | 56.3202 | 0
| All | All Customers | 4 | Average Weekday | SCE | 1-in-2 | 2028 | 3 | 475.6752 | 487.4034 | 36.4518 | 55.5379 | 0
| All | All Customers | 4 | Average Weekday | SCE | 1-in-2 | 2028 | 4 | 577.5047 | 593.6724 | 36.4359 | 54.8818 | 0
| All | All Customers | 4 | Average Weekday | SCE | 1-in-2 | 2028 | 5 | 552.0876 | 571.5099 | 36.4392 | 54.2577 | 0
| All | All Customers | 4 | Average Weekday | SCE | 1-in-2 | 2028 | 6 | 566.8982 | 590.0129 | 36.425 | 53.7676 | 0
| All | All Customers | 4 | Average Weekday | SCE | 1-in-2 | 2028 | 7 | 580.9966 | 598.1204 | 36.4369 | 53.3789 | 0
| All | All Customers | 4 | Average Weekday | SCE | 1-in-2 | 2028 | 8 | 598.5624 | 626.8971 | 36.5664 | 53.2824 | 0
| All | All Customers | 4 | Average Weekday | SCE | 1-in-2 | 2028 | 9 | 532.7401 | 570.0795 | 36.6837 | 54.8003 | 0
| All | All Customers | 4 | Average Weekday | SCE | 1-in-2 | 2028 | 10 | 517.9435 | 541.5286 | 36.5763 | 57.5333 | 0
| All | All Customers | 4 | Average Weekday | SCE | 1-in-2 | 2028 | 11 | 501.9966 | 517.8574 | 36.6346 | 60.4352 | 0
| All | All Customers | 4 | Average Weekday | SCE | 1-in-2 | 2028 | 12 | 494.3385 | 505.8773 | 36.6926 | 63.2489 | 0
| All | All Customers | 4 | Average Weekday | SCE | 1-in-2 | 2028 | 13 | 409.9628 | 419.1825 | 36.7232 | 65.5271 | 0
| All | All Customers | 4 | Average Weekday | SCE | 1-in-2 | 2028 | 14 | 377.4901 | 383.9055 | 36.6775 | 67.2952 | 0
| All | All Customers | 4 | Average Weekday | SCE | 1-in-2 | 2028 | 15 | 329.9945 | 335.5052 | 36.5843 | 68.5536 | 0
| All | All Customers | 4 | Average Weekday | SCE | 1-in-2 | 2028 | 16 | 289.5641 | 291.7571 | 36.4574 | 69.152 | 0
| All | All Customers | 4 | Average Weekday | SCE | 1-in-2 | 2028 | 17 | 269.4778 | 277.6509 | 36.2738 | 69.2153 | 0
| All | All Customers | 4 | Average Weekday | SCE | 1-in-2 | 2028 | 18 | 251.8054 | 258.1759 | 36.2866 | 68.5661 | 0
| All | All Customers | 4 | Average Weekday | SCE | 1-in-2 | 2028 | 19 | 237.4572 | 242.2733 | 36.357 | 67.2787 | 0
| All | All Customers | 4 | Average Weekday | SCE | 1-in-2 | 2028 | 20 | 229.6691 | 233.7892 | 36.2371 | 65.0403 | 0
| All | All Customers | 4 | Average Weekday | SCE | 1-in-2 | 2028 | 21 | 237.4858 | 241.6119 | 36.2845 | 62.1313 | 0
| All | All Customers | 4 | Average Weekday | SCE | 1-in-2 | 2028 | 22 | 413.465 | 436.1491 | 36.4594 | 60.0517 | 0
| All | All Customers | 4 | Average Weekday | SCE | 1-in-2 | 2028 | 23 | 416.5294 | 440.5154 | 36.5091 | 58.7101 | 0
| All | All Customers | 4 | Average Weekday | SCE | 1-in-2 | 2028 | 24 | 444.2528 | 476.4061 | 36.5579 | 57.68 | 0
| All | All Customers | 4 | Monthly System Peak Day | SCE | 1-in-2 | 2028 | 1 | 387.0603 | 401.4703 | 36.5078 | 64.7863 | 0
| All | All Customers | 4 | Monthly System Peak Day | SCE | 1-in-2 | 2028 | 2 | 374.502 | 383.8396 | 36.4591 | 63.5506 | 0
| All | All Customers | 4 | Monthly System Peak Day | SCE | 1-in-2 | 2028 | 3 | 475.6752 | 487.4034 | 36.4518 | 62.4604 | 0
| All | All Customers | 4 | Monthly System Peak Day | SCE | 1-in-2 | 2028 | 4 | 577.5047 | 593.6724 | 36.4359 | 61.4728 | 0
| All | All Customers | 4 | Monthly System Peak Day | SCE | 1-in-2 | 2028 | 5 | 552.0876 | 571.5099 | 36.4392 | 60.4898 | 0
| All | All Customers | 4 | Monthly System Peak Day | SCE | 1-in-2 | 2028 | 6 | 566.8982 | 590.0129 | 36.425 | 59.5601 | 0
| All | All Customers | 4 | Monthly System Peak Day | SCE | 1-in-2 | 2028 | 7 | 580.9966 | 598.1204 | 36.4369 | 58.9145 | 0
| All | All Customers | 4 | Monthly System Peak Day | SCE | 1-in-2 | 2028 | 8 | 598.5624 | 626.8971 | 36.5664 | 58.7164 | 0
| All | All Customers | 4 | Monthly System Peak Day | SCE | 1-in-2 | 2028 | 9 | 532.7401 | 570.0795 | 36.6837 | 60.5697 | 0
| All | All Customers | 4 | Monthly System Peak Day | SCE | 1-in-2 | 2028 | 10 | 517.9435 | 541.5286 | 36.5763 | 64.9865 | 0
| All | All Customers | 4 | Monthly System Peak Day | SCE | 1-in-2 | 2028 | 11 | 501.9966 | 517.8574 | 36.6346 | 70.5153 | 0
| All | All Customers | 4 | Monthly System Peak Day | SCE | 1-in-2 | 2028 | 12 | 494.3385 | 505.8773 | 36.6926 | 75.5434 | 0
| All | All Customers | 4 | Monthly System Peak Day | SCE | 1-in-2 | 2028 | 13 | 409.9628 | 419.1825 | 36.7232 | 79.61 | 0
| All | All Customers | 4 | Monthly System Peak Day | SCE | 1-in-2 | 2028 | 14 | 377.4901 | 383.9055 | 36.6775 | 82.1546 | 0
| All | All Customers | 4 | Monthly System Peak Day | SCE | 1-in-2 | 2028 | 15 | 329.9945 | 335.5052 | 36.5843 | 83.5285 | 0
| All | All Customers | 4 | Monthly System Peak Day | SCE | 1-in-2 | 2028 | 16 | 289.5641 | 291.7571 | 36.4574 | 84.0505 | 0
| All | All Customers | 4 | Monthly System Peak Day | SCE | 1-in-2 | 2028 | 17 | 269.4778 | 277.6509 | 36.2738 | 83.3182 | 0
| All | All Customers | 4 | Monthly System Peak Day | SCE | 1-in-2 | 2028 | 18 | 251.8054 | 258.1759 | 36.2866 | 83.0665 | 0
| All | All Customers | 4 | Monthly System Peak Day | SCE | 1-in-2 | 2028 | 19 | 237.4572 | 242.2733 | 36.357 | 81.6476 | 0
| All | All Customers | 4 | Monthly System Peak Day | SCE | 1-in-2 | 2028 | 20 | 229.6691 | 233.7892 | 36.2371 | 78.91 | 0
| All | All Customers | 4 | Monthly System Peak Day | SCE | 1-in-2 | 2028 | 21 | 237.4858 | 241.6119 | 36.2845 | 74.6659 | 0
| All | All Customers | 4 | Monthly System Peak Day | SCE | 1-in-2 | 2028 | 22 | 413.465 | 436.1491 | 36.4594 | 71.5557 | 0
| All | All Customers | 4 | Monthly System Peak Day | SCE | 1-in-2 | 2028 | 23 | 416.5294 | 440.5154 | 36.5091 | 69.323 | 0
| All | All Customers | 4 | Monthly System Peak Day | SCE | 1-in-2 | 2028 | 24 | 444.2528 | 476.4061 | 36.5579 | 66.977 | 0
| All | All Customers | 5 | Average Weekday | SCE | 1-in-2 | 2028 | 1 | 394.9342 | 409.4969 | 36.5232 | 60.1457 | 0
| All | All Customers | 5 | Average Weekday | SCE | 1-in-2 | 2028 | 2 | 383.1249 | 391.3121 | 36.4744 | 59.5142 | 0
| All | All Customers | 5 | Average Weekday | SCE | 1-in-2 | 2028 | 3 | 487.6093 | 499.6006 | 36.4672 | 58.9581 | 0
| All | All Customers | 5 | Average Weekday | SCE | 1-in-2 | 2028 | 4 | 591.1133 | 608.02 | 36.4514 | 58.4379 | 0
| All | All Customers | 5 | Average Weekday | SCE | 1-in-2 | 2028 | 5 | 569.738 | 589.8214 | 36.4547 | 58.0047 | 0
| All | All Customers | 5 | Average Weekday | SCE | 1-in-2 | 2028 | 6 | 579.0408 | 603.5845 | 36.4409 | 57.5861 | 0
| All | All Customers | 5 | Average Weekday | SCE | 1-in-2 | 2028 | 7 | 585.2954 | 602.1526 | 36.4531 | 57.2101 | 0
| All | All Customers | 5 | Average Weekday | SCE | 1-in-2 | 2028 | 8 | 611.0389 | 641.8176 | 36.5823 | 57.5194 | 0
| All | All Customers | 5 | Average Weekday | SCE | 1-in-2 | 2028 | 9 | 541.1573 | 576.6179 | 36.6988 | 59.1608 | 0
| All | All Customers | 5 | Average Weekday | SCE | 1-in-2 | 2028 | 10 | 531.1432 | 554.6536 | 36.5911 | 61.3829 | 0
| All | All Customers | 5 | Average Weekday | SCE | 1-in-2 | 2028 | 11 | 516.1489 | 532.3775 | 36.6492 | 63.9673 | 0
| All | All Customers | 5 | Average Weekday | SCE | 1-in-2 | 2028 | 12 | 504.0048 | 515.3076 | 36.7069 | 66.3945 | 0
| All | All Customers | 5 | Average Weekday | SCE | 1-in-2 | 2028 | 13 | 419.0874 | 428.6491 | 36.7371 | 68.5273 | 0
| All | All Customers | 5 | Average Weekday | SCE | 1-in-2 | 2028 | 14 | 392.8442 | 399.3325 | 36.6912 | 70.1991 | 0
| All | All Customers | 5 | Average Weekday | SCE | 1-in-2 | 2028 | 15 | 350.6765 | 356.1288 | 36.5983 | 71.3669 | 0
| All | All Customers | 5 | Average Weekday | SCE | 1-in-2 | 2028 | 16 | 303.7336 | 305.8641 | 36.4724 | 71.9443 | 0
| All | All Customers | 5 | Average Weekday | SCE | 1-in-2 | 2028 | 17 | 276.7926 | 285.7191 | 36.2804 | 71.9069 | 0
| All | All Customers | 5 | Average Weekday | SCE | 1-in-2 | 2028 | 18 | 263.041 | 269.8358 | 36.2929 | 71.2705 | 0
| All | All Customers | 5 | Average Weekday | SCE | 1-in-2 | 2028 | 19 | 252.2561 | 257.4769 | 36.3531 | 69.9176 | 0
| All | All Customers | 5 | Average Weekday | SCE | 1-in-2 | 2028 | 20 | 241.7612 | 246.1394 | 36.2371 | 67.825 | 0
| All | All Customers | 5 | Average Weekday | SCE | 1-in-2 | 2028 | 21 | 252.8379 | 257.1828 | 36.2909 | 65.1177 | 0
| All | All Customers | 5 | Average Weekday | SCE | 1-in-2 | 2028 | 22 | 425.557 | 448.78 | 36.4757 | 62.9378 | 0
| All | All Customers | 5 | Average Weekday | SCE | 1-in-2 | 2028 | 23 | 434.9725 | 459.7003 | 36.5254 | 61.6894 | 0
| All | All Customers | 5 | Average Weekday | SCE | 1-in-2 | 2028 | 24 | 460.0588 | 492.8324 | 36.5736 | 60.763 | 0
| All | All Customers | 5 | Monthly System Peak Day | SCE | 1-in-2 | 2028 | 1 | 394.9342 | 409.4969 | 36.5232 | 65.1198 | 0
| All | All Customers | 5 | Monthly System Peak Day | SCE | 1-in-2 | 2028 | 2 | 383.1249 | 391.3121 | 36.4744 | 63.8179 | 0
| All | All Customers | 5 | Monthly System Peak Day | SCE | 1-in-2 | 2028 | 3 | 487.6093 | 499.6006 | 36.4672 | 62.7662 | 0
| All | All Customers | 5 | Monthly System Peak Day | SCE | 1-in-2 | 2028 | 4 | 591.1133 | 608.02 | 36.4514 | 61.8959 | 0
| All | All Customers | 5 | Monthly System Peak Day | SCE | 1-in-2 | 2028 | 5 | 569.738 | 589.8214 | 36.4547 | 60.8668 | 0
| All | All Customers | 5 | Monthly System Peak Day | SCE | 1-in-2 | 2028 | 6 | 579.0408 | 603.5845 | 36.4409 | 59.9669 | 0
| All | All Customers | 5 | Monthly System Peak Day | SCE | 1-in-2 | 2028 | 7 | 585.2954 | 602.1526 | 36.4531 | 59.3845 | 0
| All | All Customers | 5 | Monthly System Peak Day | SCE | 1-in-2 | 2028 | 8 | 611.0389 | 641.8176 | 36.5823 | 60.049 | 0
| All | All Customers | 5 | Monthly System Peak Day | SCE | 1-in-2 | 2028 | 9 | 541.1573 | 576.6179 | 36.6988 | 63.2437 | 0
| All | All Customers | 5 | Monthly System Peak Day | SCE | 1-in-2 | 2028 | 10 | 531.1432 | 554.6536 | 36.5911 | 67.8343 | 0
| All | All Customers | 5 | Monthly System Peak Day | SCE | 1-in-2 | 2028 | 11 | 516.1489 | 532.3775 | 36.6492 | 72.8788 | 0
| All | All Customers | 5 | Monthly System Peak Day | SCE | 1-in-2 | 2028 | 12 | 504.0048 | 515.3076 | 36.7069 | 77.1882 | 0
| All | All Customers | 5 | Monthly System Peak Day | SCE | 1-in-2 | 2028 | 13 | 419.0874 | 428.6491 | 36.7371 | 80.2719 | 0
| All | All Customers | 5 | Monthly System Peak Day | SCE | 1-in-2 | 2028 | 14 | 392.8442 | 399.3325 | 36.6912 | 82.7789 | 0
| All | All Customers | 5 | Monthly System Peak Day | SCE | 1-in-2 | 2028 | 15 | 350.6765 | 356.1288 | 36.5983 | 83.8067 | 0
| All | All Customers | 5 | Monthly System Peak Day | SCE | 1-in-2 | 2028 | 16 | 303.7336 | 305.8641 | 36.4724 | 84.561 | 0
| All | All Customers | 5 | Monthly System Peak Day | SCE | 1-in-2 | 2028 | 17 | 276.7926 | 285.7191 | 36.2804 | 84.6818 | 0
| All | All Customers | 5 | Monthly System Peak Day | SCE | 1-in-2 | 2028 | 18 | 263.041 | 269.8358 | 36.2929 | 83.6385 | 0
| All | All Customers | 5 | Monthly System Peak Day | SCE | 1-in-2 | 2028 | 19 | 252.2561 | 257.4769 | 36.3531 | 81.5861 | 0
| All | All Customers | 5 | Monthly System Peak Day | SCE | 1-in-2 | 2028 | 20 | 241.7612 | 246.1394 | 36.2371 | 78.8553 | 0
| All | All Customers | 5 | Monthly System Peak Day | SCE | 1-in-2 | 2028 | 21 | 252.8379 | 257.1828 | 36.2909 | 74.8605 | 0
| All | All Customers | 5 | Monthly System Peak Day | SCE | 1-in-2 | 2028 | 22 | 425.557 | 448.78 | 36.4757 | 71.2586 | 0
| All | All Customers | 5 | Monthly System Peak Day | SCE | 1-in-2 | 2028 | 23 | 434.9725 | 459.7003 | 36.5254 | 69.2905 | 0
| All | All Customers | 5 | Monthly System Peak Day | SCE | 1-in-2 | 2028 | 24 | 460.0588 | 492.8324 | 36.5736 | 67.8911 | 0
| All | All Customers | 6 | Average Weekday | SCE | 1-in-2 | 2028 | 1 | 381.8474 | 411.1305 | 37.9837 | 63.3347 | 0
| All | All Customers | 6 | Average Weekday | SCE | 1-in-2 | 2028 | 2 | 369.9585 | 395.6842 | 37.9535 | 62.4336 | 0
| All | All Customers | 6 | Average Weekday | SCE | 1-in-2 | 2028 | 3 | 464.9955 | 502.8527 | 37.9468 | 61.6495 | 0
| All | All Customers | 6 | Average Weekday | SCE | 1-in-2 | 2028 | 4 | 561.7988 | 610.1129 | 37.9404 | 60.9868 | 0
| All | All Customers | 6 | Average Weekday | SCE | 1-in-2 | 2028 | 5 | 540.0057 | 595.5256 | 37.9522 | 60.4527 | 0
| All | All Customers | 6 | Average Weekday | SCE | 1-in-2 | 2028 | 6 | 563.9903 | 627.0662 | 37.9729 | 59.9373 | 0
| All | All Customers | 6 | Average Weekday | SCE | 1-in-2 | 2028 | 7 | 577.5589 | 621.2816 | 38.126 | 59.5165 | 0
| All | All Customers | 6 | Average Weekday | SCE | 1-in-2 | 2028 | 8 | 596.9341 | 638.611 | 38.0018 | 60.1751 | 0
| All | All Customers | 6 | Average Weekday | SCE | 1-in-2 | 2028 | 9 | 551.8593 | 567.9279 | 38.0483 | 62.3426 | 0
| All | All Customers | 6 | Average Weekday | SCE | 1-in-2 | 2028 | 10 | 538.2178 | 547.8996 | 38.1007 | 65.1843 | 0
| All | All Customers | 6 | Average Weekday | SCE | 1-in-2 | 2028 | 11 | 515.5327 | 521.0861 | 38.1556 | 68.3037 | 0
| All | All Customers | 6 | Average Weekday | SCE | 1-in-2 | 2028 | 12 | 506.2089 | 518.7153 | 38.1787 | 71.3783 | 0
| All | All Customers | 6 | Average Weekday | SCE | 1-in-2 | 2028 | 13 | 421.9601 | 447.6448 | 38.238 | 73.8767 | 0
| All | All Customers | 6 | Average Weekday | SCE | 1-in-2 | 2028 | 14 | 392.6917 | 412.5608 | 38.1969 | 75.8974 | 0
| All | All Customers | 6 | Average Weekday | SCE | 1-in-2 | 2028 | 15 | 340.7327 | 357.856 | 38.2346 | 77.3669 | 0
| All | All Customers | 6 | Average Weekday | SCE | 1-in-2 | 2028 | 16 | 298.5098 | 310.9074 | 38.3075 | 78.0876 | 0
| All | All Customers | 6 | Average Weekday | SCE | 1-in-2 | 2028 | 17 | 276.3468 | 281.7082 | 38.1567 | 78.2813 | 0
| All | All Customers | 6 | Average Weekday | SCE | 1-in-2 | 2028 | 18 | 254.5684 | 264.8163 | 38.1532 | 77.522 | 0
| All | All Customers | 6 | Average Weekday | SCE | 1-in-2 | 2028 | 19 | 238.9368 | 264.5172 | 58.5974 | 76.0725 | 0
| All | All Customers | 6 | Average Weekday | SCE | 1-in-2 | 2028 | 20 | 225.0138 | 251.1771 | 36.983 | 73.9133 | 0
| All | All Customers | 6 | Average Weekday | SCE | 1-in-2 | 2028 | 21 | 241.9507 | 255.8823 | 38.1026 | 70.9037 | 0
| All | All Customers | 6 | Average Weekday | SCE | 1-in-2 | 2028 | 22 | 400.1045 | 452.0282 | 37.8134 | 67.7811 | 0
| All | All Customers | 6 | Average Weekday | SCE | 1-in-2 | 2028 | 23 | 428.0386 | 474.5487 | 37.9194 | 65.9071 | 0
| All | All Customers | 6 | Average Weekday | SCE | 1-in-2 | 2028 | 24 | 454.6844 | 502.0025 | 37.974 | 64.6 | 0
| All | All Customers | 6 | Monthly System Peak Day | SCE | 1-in-2 | 2028 | 1 | 381.8474 | 410.55 | 36.5078 | 66.2097 | 0
| All | All Customers | 6 | Monthly System Peak Day | SCE | 1-in-2 | 2028 | 2 | 369.9585 | 390.8047 | 36.5106 | 65.3067 | 0
| All | All Customers | 6 | Monthly System Peak Day | SCE | 1-in-2 | 2028 | 3 | 464.9955 | 491.993 | 36.5115 | 64.5444 | 0
| All | All Customers | 6 | Monthly System Peak Day | SCE | 1-in-2 | 2028 | 4 | 561.7988 | 590.3453 | 36.5121 | 63.7331 | 0
| All | All Customers | 6 | Monthly System Peak Day | SCE | 1-in-2 | 2028 | 5 | 540.0057 | 580.2181 | 36.5068 | 63.0681 | 0
| All | All Customers | 6 | Monthly System Peak Day | SCE | 1-in-2 | 2028 | 6 | 563.9903 | 610.2986 | 36.497 | 62.309 | 0
| All | All Customers | 6 | Monthly System Peak Day | SCE | 1-in-2 | 2028 | 7 | 577.5589 | 602.7451 | 36.4647 | 61.7272 | 0
| All | All Customers | 6 | Monthly System Peak Day | SCE | 1-in-2 | 2028 | 8 | 596.9341 | 626.4646 | 36.518 | 62.6254 | 0
| All | All Customers | 6 | Monthly System Peak Day | SCE | 1-in-2 | 2028 | 9 | 551.8593 | 572.4264 | 36.5392 | 65.6219 | 0
| All | All Customers | 6 | Monthly System Peak Day | SCE | 1-in-2 | 2028 | 10 | 538.2178 | 552.3972 | 36.5235 | 69.9084 | 0
| All | All Customers | 6 | Monthly System Peak Day | SCE | 1-in-2 | 2028 | 11 | 515.5327 | 527.9935 | 36.5525 | 73.7067 | 0
| All | All Customers | 6 | Monthly System Peak Day | SCE | 1-in-2 | 2028 | 12 | 506.2089 | 520.8088 | 36.5847 | 76.9806 | 0
| All | All Customers | 6 | Monthly System Peak Day | SCE | 1-in-2 | 2028 | 13 | 421.9601 | 441.4014 | 36.5958 | 78.6684 | 0
| All | All Customers | 6 | Monthly System Peak Day | SCE | 1-in-2 | 2028 | 14 | 392.6917 | 409.064 | 36.5667 | 80.1551 | 0
| All | All Customers | 6 | Monthly System Peak Day | SCE | 1-in-2 | 2028 | 15 | 340.7327 | 355.2308 | 36.501 | 81.9574 | 0
| All | All Customers | 6 | Monthly System Peak Day | SCE | 1-in-2 | 2028 | 16 | 298.5098 | 301.5092 | 36.4495 | 83.0361 | 0
| All | All Customers | 6 | Monthly System Peak Day | SCE | 1-in-2 | 2028 | 17 | 276.3468 | 285.6032 | 36.7354 | 83.2226 | 0
| All | All Customers | 6 | Monthly System Peak Day | SCE | 1-in-2 | 2028 | 18 | 254.5684 | 269.5313 | 36.7569 | 82.3696 | 0
| All | All Customers | 6 | Monthly System Peak Day | SCE | 1-in-2 | 2028 | 19 | 238.9368 | 261.8773 | 39.2945 | 80.113 | 0
| All | All Customers | 6 | Monthly System Peak Day | SCE | 1-in-2 | 2028 | 20 | 225.0138 | 244.5878 | 36.7083 | 77.1837 | 0
| All | All Customers | 6 | Monthly System Peak Day | SCE | 1-in-2 | 2028 | 21 | 241.9507 | 257.9229 | 36.9757 | 74.1464 | 0
| All | All Customers | 6 | Monthly System Peak Day | SCE | 1-in-2 | 2028 | 22 | 400.1045 | 433.6487 | 36.5751 | 71.4734 | 0
| All | All Customers | 6 | Monthly System Peak Day | SCE | 1-in-2 | 2028 | 23 | 428.0386 | 462.0495 | 36.5372 | 69.8039 | 0
| All | All Customers | 6 | Monthly System Peak Day | SCE | 1-in-2 | 2028 | 24 | 454.6844 | 496.2829 | 36.5193 | 68.3328 | 0
| All | All Customers | 7 | Average Weekday | SCE | 1-in-2 | 2028 | 1 | 382.8349 | 410.3557 | 39.2508 | 68.1243 | 0
| All | All Customers | 7 | Average Weekday | SCE | 1-in-2 | 2028 | 2 | 381.2754 | 400.1228 | 39.2464 | 67.4089 | 0
| All | All Customers | 7 | Average Weekday | SCE | 1-in-2 | 2028 | 3 | 467.9026 | 493.7056 | 39.2452 | 66.7668 | 0
| All | All Customers | 7 | Average Weekday | SCE | 1-in-2 | 2028 | 4 | 565.5244 | 595.3509 | 39.243 | 66.2032 | 0
| All | All Customers | 7 | Average Weekday | SCE | 1-in-2 | 2028 | 5 | 547.035 | 587.5507 | 39.2405 | 65.7063 | 0
| All | All Customers | 7 | Average Weekday | SCE | 1-in-2 | 2028 | 6 | 555.6011 | 599.9048 | 39.2341 | 65.2472 | 0
| All | All Customers | 7 | Average Weekday | SCE | 1-in-2 | 2028 | 7 | 561.3419 | 583.531 | 39.2342 | 64.9139 | 0
| All | All Customers | 7 | Average Weekday | SCE | 1-in-2 | 2028 | 8 | 578.1345 | 607.6144 | 39.2651 | 65.3722 | 0
| All | All Customers | 7 | Average Weekday | SCE | 1-in-2 | 2028 | 9 | 522.6069 | 542.626 | 39.298 | 67.4307 | 0
| All | All Customers | 7 | Average Weekday | SCE | 1-in-2 | 2028 | 10 | 511.2955 | 524.2328 | 39.297 | 70.1693 | 0
| All | All Customers | 7 | Average Weekday | SCE | 1-in-2 | 2028 | 11 | 493.8982 | 505.8134 | 39.3323 | 73.2355 | 0
| All | All Customers | 7 | Average Weekday | SCE | 1-in-2 | 2028 | 12 | 485.9606 | 501.0417 | 39.3666 | 76.3415 | 0
| All | All Customers | 7 | Average Weekday | SCE | 1-in-2 | 2028 | 13 | 400.347 | 418.136 | 39.3822 | 78.8269 | 0
| All | All Customers | 7 | Average Weekday | SCE | 1-in-2 | 2028 | 14 | 374.5819 | 389.9624 | 39.3509 | 80.7152 | 0
| All | All Customers | 7 | Average Weekday | SCE | 1-in-2 | 2028 | 15 | 328.6284 | 342.7595 | 39.2922 | 82.0515 | 0
| All | All Customers | 7 | Average Weekday | SCE | 1-in-2 | 2028 | 16 | 281.43 | 282.3156 | 39.2498 | 82.5892 | 0
| All | All Customers | 7 | Average Weekday | SCE | 1-in-2 | 2028 | 17 | 263.0977 | 271.0424 | 39.6533 | 82.6471 | 0
| All | All Customers | 7 | Average Weekday | SCE | 1-in-2 | 2028 | 18 | 249.5913 | 261.874 | 39.6759 | 81.8483 | 0
| All | All Customers | 7 | Average Weekday | SCE | 1-in-2 | 2028 | 19 | 235.7761 | 257.1234 | 40.2814 | 80.2734 | 0
| All | All Customers | 7 | Average Weekday | SCE | 1-in-2 | 2028 | 20 | 230.0918 | 245.434 | 39.2143 | 78.0883 | 0
| All | All Customers | 7 | Average Weekday | SCE | 1-in-2 | 2028 | 21 | 250.8429 | 263.1892 | 39.6851 | 75.1032 | 0
| All | All Customers | 7 | Average Weekday | SCE | 1-in-2 | 2028 | 22 | 408.3406 | 443.8104 | 39.2254 | 71.9933 | 0
| All | All Customers | 7 | Average Weekday | SCE | 1-in-2 | 2028 | 23 | 427.3847 | 457.8413 | 39.2376 | 70.1118 | 0
| All | All Customers | 7 | Average Weekday | SCE | 1-in-2 | 2028 | 24 | 449.6429 | 488.7181 | 39.2538 | 68.9207 | 0
| All | All Customers | 7 | Monthly System Peak Day | SCE | 1-in-2 | 2028 | 1 | 382.8349 | 375.1411 | 39.2633 | 71.8638 | 0
| All | All Customers | 7 | Monthly System Peak Day | SCE | 1-in-2 | 2028 | 2 | 381.2754 | 354.2575 | 39.2481 | 71.0105 | 0
| All | All Customers | 7 | Monthly System Peak Day | SCE | 1-in-2 | 2028 | 3 | 467.9026 | 418.2065 | 39.2465 | 70.0679 | 0
| All | All Customers | 7 | Monthly System Peak Day | SCE | 1-in-2 | 2028 | 4 | 565.5244 | 491.1595 | 39.2432 | 69.3622 | 0
| All | All Customers | 7 | Monthly System Peak Day | SCE | 1-in-2 | 2028 | 5 | 547.035 | 490.0658 | 39.2513 | 68.9796 | 0
| All | All Customers | 7 | Monthly System Peak Day | SCE | 1-in-2 | 2028 | 6 | 555.6011 | 513.9136 | 39.2656 | 68.5707 | 0
| All | All Customers | 7 | Monthly System Peak Day | SCE | 1-in-2 | 2028 | 7 | 561.3419 | 505.7727 | 39.3141 | 68.0494 | 0
| All | All Customers | 7 | Monthly System Peak Day | SCE | 1-in-2 | 2028 | 8 | 578.1345 | 535.8143 | 39.2817 | 68.5783 | 0
| All | All Customers | 7 | Monthly System Peak Day | SCE | 1-in-2 | 2028 | 9 | 522.6069 | 496.5147 | 39.285 | 71.4768 | 0
| All | All Customers | 7 | Monthly System Peak Day | SCE | 1-in-2 | 2028 | 10 | 511.2955 | 474.8265 | 39.276 | 75.3406 | 0
| All | All Customers | 7 | Monthly System Peak Day | SCE | 1-in-2 | 2028 | 11 | 493.8982 | 458.4015 | 39.2862 | 79.281 | 0
| All | All Customers | 7 | Monthly System Peak Day | SCE | 1-in-2 | 2028 | 12 | 485.9606 | 451.0287 | 39.2971 | 82.9879 | 0
| All | All Customers | 7 | Monthly System Peak Day | SCE | 1-in-2 | 2028 | 13 | 400.347 | 383.1609 | 39.3092 | 85.9598 | 0
| All | All Customers | 7 | Monthly System Peak Day | SCE | 1-in-2 | 2028 | 14 | 374.5819 | 359.2229 | 39.3035 | 87.6332 | 0
| All | All Customers | 7 | Monthly System Peak Day | SCE | 1-in-2 | 2028 | 15 | 328.6284 | 317.5998 | 39.3202 | 89.3057 | 0
| All | All Customers | 7 | Monthly System Peak Day | SCE | 1-in-2 | 2028 | 16 | 281.43 | 256.4208 | 39.3185 | 89.9238 | 0
| All | All Customers | 7 | Monthly System Peak Day | SCE | 1-in-2 | 2028 | 17 | 263.0977 | 273.7451 | 39.1974 | 90.7044 | 0
| All | All Customers | 7 | Monthly System Peak Day | SCE | 1-in-2 | 2028 | 18 | 249.5913 | 272.309 | 39.2865 | 89.8839 | 0
| All | All Customers | 7 | Monthly System Peak Day | SCE | 1-in-2 | 2028 | 19 | 235.7761 | 231.695 | 38.8771 | 87.8404 | 0
| All | All Customers | 7 | Monthly System Peak Day | SCE | 1-in-2 | 2028 | 20 | 230.0918 | 253.2082 | 38.6462 | 85.258 | 0
| All | All Customers | 7 | Monthly System Peak Day | SCE | 1-in-2 | 2028 | 21 | 250.8429 | 236.7923 | 39.8368 | 82.1522 | 0
| All | All Customers | 7 | Monthly System Peak Day | SCE | 1-in-2 | 2028 | 22 | 408.3406 | 394.17 | 39.371 | 78.5182 | 0
| All | All Customers | 7 | Monthly System Peak Day | SCE | 1-in-2 | 2028 | 23 | 427.3847 | 394.8662 | 39.2777 | 76.1399 | 0
| All | All Customers | 7 | Monthly System Peak Day | SCE | 1-in-2 | 2028 | 24 | 449.6429 | 425.9665 | 39.2713 | 74.359 | 0
| All | All Customers | 8 | Average Weekday | SCE | 1-in-2 | 2028 | 1 | 403.7512 | 435.0738 | 36.7175 | 68.6048 | 0
| All | All Customers | 8 | Average Weekday | SCE | 1-in-2 | 2028 | 2 | 390.2246 | 412.6248 | 36.7127 | 67.7051 | 0
| All | All Customers | 8 | Average Weekday | SCE | 1-in-2 | 2028 | 3 | 473.3909 | 499.3159 | 36.7113 | 66.9073 | 0
| All | All Customers | 8 | Average Weekday | SCE | 1-in-2 | 2028 | 4 | 577.4396 | 608.4495 | 36.7083 | 66.1811 | 0
| All | All Customers | 8 | Average Weekday | SCE | 1-in-2 | 2028 | 5 | 552.0013 | 593.6865 | 36.7056 | 65.5312 | 0
| All | All Customers | 8 | Average Weekday | SCE | 1-in-2 | 2028 | 6 | 564.8133 | 612.5701 | 36.6983 | 64.9865 | 0
| All | All Customers | 8 | Average Weekday | SCE | 1-in-2 | 2028 | 7 | 578.9489 | 606.3354 | 36.7045 | 64.5957 | 0
| All | All Customers | 8 | Average Weekday | SCE | 1-in-2 | 2028 | 8 | 589.1875 | 621.7542 | 36.7332 | 64.5927 | 0
| All | All Customers | 8 | Average Weekday | SCE | 1-in-2 | 2028 | 9 | 528.4869 | 549.4189 | 36.7681 | 66.6332 | 0
| All | All Customers | 8 | Average Weekday | SCE | 1-in-2 | 2028 | 10 | 519.3276 | 533.2885 | 36.7724 | 69.8708 | 0
| All | All Customers | 8 | Average Weekday | SCE | 1-in-2 | 2028 | 11 | 498.1984 | 511.1061 | 36.8057 | 73.6852 | 0
| All | All Customers | 8 | Average Weekday | SCE | 1-in-2 | 2028 | 12 | 487.3488 | 503.6501 | 36.8345 | 77.4375 | 0
| All | All Customers | 8 | Average Weekday | SCE | 1-in-2 | 2028 | 13 | 410.6821 | 430.7632 | 36.8496 | 80.3669 | 0
| All | All Customers | 8 | Average Weekday | SCE | 1-in-2 | 2028 | 14 | 382.5013 | 399.3276 | 36.8195 | 82.5867 | 0
| All | All Customers | 8 | Average Weekday | SCE | 1-in-2 | 2028 | 15 | 336.7497 | 351.8257 | 36.7658 | 83.9652 | 0
| All | All Customers | 8 | Average Weekday | SCE | 1-in-2 | 2028 | 16 | 290.3622 | 294.3933 | 36.7278 | 84.4882 | 0
| All | All Customers | 8 | Average Weekday | SCE | 1-in-2 | 2028 | 17 | 273.385 | 280.7097 | 37.0891 | 84.5142 | 0
| All | All Customers | 8 | Average Weekday | SCE | 1-in-2 | 2028 | 18 | 250.4053 | 264.3606 | 37.1449 | 83.6598 | 0
| All | All Customers | 8 | Average Weekday | SCE | 1-in-2 | 2028 | 19 | 236.9026 | 260.5767 | 38.0203 | 81.9995 | 0
| All | All Customers | 8 | Average Weekday | SCE | 1-in-2 | 2028 | 20 | 236.8063 | 256.2158 | 36.9107 | 79.4151 | 0
| All | All Customers | 8 | Average Weekday | SCE | 1-in-2 | 2028 | 21 | 261.5144 | 277.29 | 37.2801 | 75.7188 | 0
| All | All Customers | 8 | Average Weekday | SCE | 1-in-2 | 2028 | 22 | 421.598 | 453.9693 | 36.6814 | 72.7525 | 0
| All | All Customers | 8 | Average Weekday | SCE | 1-in-2 | 2028 | 23 | 444.4303 | 479.8936 | 36.6939 | 70.9434 | 0
| All | All Customers | 8 | Average Weekday | SCE | 1-in-2 | 2028 | 24 | 470.2741 | 513.1877 | 36.7176 | 69.6999 | 0
| All | All Customers | 8 | Monthly System Peak Day | SCE | 1-in-2 | 2028 | 1 | 403.7512 | 395.9838 | 31.2737 | 76.729 | 0
| All | All Customers | 8 | Monthly System Peak Day | SCE | 1-in-2 | 2028 | 2 | 390.2246 | 365.4085 | 31.2578 | 75.7112 | 0
| All | All Customers | 8 | Monthly System Peak Day | SCE | 1-in-2 | 2028 | 3 | 473.3909 | 429.6919 | 31.2567 | 75.0151 | 0
| All | All Customers | 8 | Monthly System Peak Day | SCE | 1-in-2 | 2028 | 4 | 577.4396 | 506.0627 | 31.2538 | 74.1331 | 0
| All | All Customers | 8 | Monthly System Peak Day | SCE | 1-in-2 | 2028 | 5 | 552.0013 | 498.7104 | 31.2623 | 73.4784 | 0
| All | All Customers | 8 | Monthly System Peak Day | SCE | 1-in-2 | 2028 | 6 | 564.8133 | 521.5385 | 31.2787 | 73.0231 | 0
| All | All Customers | 8 | Monthly System Peak Day | SCE | 1-in-2 | 2028 | 7 | 578.9489 | 524.1206 | 31.3242 | 72.4765 | 0
| All | All Customers | 8 | Monthly System Peak Day | SCE | 1-in-2 | 2028 | 8 | 589.1875 | 545.2638 | 31.2914 | 72.4993 | 0
| All | All Customers | 8 | Monthly System Peak Day | SCE | 1-in-2 | 2028 | 9 | 528.4869 | 504.2412 | 31.293 | 74.4048 | 0
| All | All Customers | 8 | Monthly System Peak Day | SCE | 1-in-2 | 2028 | 10 | 519.3276 | 484.6177 | 31.2773 | 78.181 | 0
| All | All Customers | 8 | Monthly System Peak Day | SCE | 1-in-2 | 2028 | 11 | 498.1984 | 462.3571 | 31.2902 | 82.3488 | 0
| All | All Customers | 8 | Monthly System Peak Day | SCE | 1-in-2 | 2028 | 12 | 487.3488 | 451.3626 | 31.3084 | 85.8708 | 0
| All | All Customers | 8 | Monthly System Peak Day | SCE | 1-in-2 | 2028 | 13 | 410.6821 | 394.2159 | 31.3226 | 88.3284 | 0
| All | All Customers | 8 | Monthly System Peak Day | SCE | 1-in-2 | 2028 | 14 | 382.5013 | 368.4223 | 31.3172 | 90.4758 | 0
| All | All Customers | 8 | Monthly System Peak Day | SCE | 1-in-2 | 2028 | 15 | 336.7497 | 327.0287 | 31.3324 | 91.872 | 0
| All | All Customers | 8 | Monthly System Peak Day | SCE | 1-in-2 | 2028 | 16 | 290.3622 | 268.8716 | 31.3213 | 91.7197 | 0
| All | All Customers | 8 | Monthly System Peak Day | SCE | 1-in-2 | 2028 | 17 | 273.385 | 283.1366 | 31.1449 | 91.0049 | 0
| All | All Customers | 8 | Monthly System Peak Day | SCE | 1-in-2 | 2028 | 18 | 250.4053 | 275.1372 | 31.2354 | 89.5054 | 0
| All | All Customers | 8 | Monthly System Peak Day | SCE | 1-in-2 | 2028 | 19 | 236.9026 | 234.6576 | 30.8996 | 88.0806 | 0
| All | All Customers | 8 | Monthly System Peak Day | SCE | 1-in-2 | 2028 | 20 | 236.8063 | 227.7705 | 30.7586 | 86.4 | 0
| All | All Customers | 8 | Monthly System Peak Day | SCE | 1-in-2 | 2028 | 21 | 261.5144 | 241.6815 | 32.0113 | 82.8954 | 0
| All | All Customers | 8 | Monthly System Peak Day | SCE | 1-in-2 | 2028 | 22 | 421.598 | 396.5303 | 31.4248 | 79.7942 | 0
| All | All Customers | 8 | Monthly System Peak Day | SCE | 1-in-2 | 2028 | 23 | 444.4303 | 418.3 | 31.305 | 77.8258 | 0
| All | All Customers | 8 | Monthly System Peak Day | SCE | 1-in-2 | 2028 | 24 | 470.2741 | 450.6712 | 31.286 | 76.3618 | 0
| All | All Customers | 8 | Typical Event Day | SCE | 1-in-2 | 2028 | 1 | 403.7512 | 395.9838 | 31.2737 | 72.4861 | 0
| All | All Customers | 8 | Typical Event Day | SCE | 1-in-2 | 2028 | 2 | 390.2246 | 365.4085 | 31.2578 | 71.5249 | 0
| All | All Customers | 8 | Typical Event Day | SCE | 1-in-2 | 2028 | 3 | 473.3909 | 429.6919 | 31.2567 | 70.6941 | 0
| All | All Customers | 8 | Typical Event Day | SCE | 1-in-2 | 2028 | 4 | 577.4396 | 506.0627 | 31.2538 | 69.8869 | 0
| All | All Customers | 8 | Typical Event Day | SCE | 1-in-2 | 2028 | 5 | 552.0013 | 498.7104 | 31.2623 | 69.2133 | 0
| All | All Customers | 8 | Typical Event Day | SCE | 1-in-2 | 2028 | 6 | 564.8133 | 521.5385 | 31.2787 | 68.6247 | 0
| All | All Customers | 8 | Typical Event Day | SCE | 1-in-2 | 2028 | 7 | 578.9489 | 524.1206 | 31.3242 | 68.1379 | 0
| All | All Customers | 8 | Typical Event Day | SCE | 1-in-2 | 2028 | 8 | 589.1875 | 545.2638 | 31.2914 | 68.4562 | 0
| All | All Customers | 8 | Typical Event Day | SCE | 1-in-2 | 2028 | 9 | 528.4869 | 504.2412 | 31.293 | 70.9203 | 0
| All | All Customers | 8 | Typical Event Day | SCE | 1-in-2 | 2028 | 10 | 519.3276 | 484.6177 | 31.2773 | 75.0162 | 0
| All | All Customers | 8 | Typical Event Day | SCE | 1-in-2 | 2028 | 11 | 498.1984 | 462.3571 | 31.2902 | 79.3024 | 0
| All | All Customers | 8 | Typical Event Day | SCE | 1-in-2 | 2028 | 12 | 487.3488 | 451.3626 | 31.3084 | 83.1312 | 0
| All | All Customers | 8 | Typical Event Day | SCE | 1-in-2 | 2028 | 13 | 410.6821 | 394.2159 | 31.3226 | 85.912 | 0
| All | All Customers | 8 | Typical Event Day | SCE | 1-in-2 | 2028 | 14 | 382.5013 | 368.4223 | 31.3172 | 87.9349 | 0
| All | All Customers | 8 | Typical Event Day | SCE | 1-in-2 | 2028 | 15 | 336.7497 | 327.0287 | 31.3324 | 89.4513 | 0
| All | All Customers | 8 | Typical Event Day | SCE | 1-in-2 | 2028 | 16 | 290.3622 | 268.8716 | 31.3213 | 89.7042 | 0
| All | All Customers | 8 | Typical Event Day | SCE | 1-in-2 | 2028 | 17 | 273.385 | 283.1366 | 31.1449 | 89.701 | 0
| All | All Customers | 8 | Typical Event Day | SCE | 1-in-2 | 2028 | 18 | 250.4053 | 275.1372 | 31.2354 | 88.7098 | 0
| All | All Customers | 8 | Typical Event Day | SCE | 1-in-2 | 2028 | 19 | 236.9026 | 234.6576 | 30.8996 | 87.0032 | 0
| All | All Customers | 8 | Typical Event Day | SCE | 1-in-2 | 2028 | 20 | 236.8063 | 227.7705 | 30.7586 | 84.6105 | 0
| All | All Customers | 8 | Typical Event Day | SCE | 1-in-2 | 2028 | 21 | 261.5144 | 241.6815 | 32.0113 | 81.2896 | 0
| All | All Customers | 8 | Typical Event Day | SCE | 1-in-2 | 2028 | 22 | 421.598 | 396.5303 | 31.4248 | 78.334 | 0
| All | All Customers | 8 | Typical Event Day | SCE | 1-in-2 | 2028 | 23 | 444.4303 | 418.3 | 31.305 | 76.345 | 0
| All | All Customers | 8 | Typical Event Day | SCE | 1-in-2 | 2028 | 24 | 470.2741 | 450.6712 | 31.286 | 74.6513 | 0
| All | All Customers | 9 | Average Weekday | SCE | 1-in-2 | 2028 | 1 | 372.404 | 393.5949 | 39.3929 | 68.2248 | 0
| All | All Customers | 9 | Average Weekday | SCE | 1-in-2 | 2028 | 2 | 368.8162 | 379.6389 | 39.388 | 67.3747 | 0
| All | All Customers | 9 | Average Weekday | SCE | 1-in-2 | 2028 | 3 | 466.3141 | 473.3224 | 39.3865 | 66.6469 | 0
| All | All Customers | 9 | Average Weekday | SCE | 1-in-2 | 2028 | 4 | 573.1509 | 583.8837 | 39.3857 | 65.9978 | 0
| All | All Customers | 9 | Average Weekday | SCE | 1-in-2 | 2028 | 5 | 536.4609 | 554.5031 | 39.3829 | 65.4474 | 0
| All | All Customers | 9 | Average Weekday | SCE | 1-in-2 | 2028 | 6 | 537.9814 | 566.809 | 39.377 | 64.9529 | 0
| All | All Customers | 9 | Average Weekday | SCE | 1-in-2 | 2028 | 7 | 563.3571 | 582.2511 | 39.3678 | 64.5849 | 0
| All | All Customers | 9 | Average Weekday | SCE | 1-in-2 | 2028 | 8 | 562.5889 | 579.4377 | 39.4019 | 64.395 | 0
| All | All Customers | 9 | Average Weekday | SCE | 1-in-2 | 2028 | 9 | 500.7065 | 517.4103 | 39.4366 | 65.5182 | 0
| All | All Customers | 9 | Average Weekday | SCE | 1-in-2 | 2028 | 10 | 498.0713 | 507.4055 | 39.4334 | 68.2871 | 0
| All | All Customers | 9 | Average Weekday | SCE | 1-in-2 | 2028 | 11 | 480.7114 | 489.3312 | 39.4759 | 71.8009 | 0
| All | All Customers | 9 | Average Weekday | SCE | 1-in-2 | 2028 | 12 | 471.5981 | 480.6886 | 39.519 | 75.3148 | 0
| All | All Customers | 9 | Average Weekday | SCE | 1-in-2 | 2028 | 13 | 405.3786 | 416.0461 | 39.5377 | 78.1724 | 0
| All | All Customers | 9 | Average Weekday | SCE | 1-in-2 | 2028 | 14 | 373.5407 | 383.6039 | 39.5032 | 80.1734 | 0
| All | All Customers | 9 | Average Weekday | SCE | 1-in-2 | 2028 | 15 | 334.411 | 344.2342 | 39.4332 | 81.3344 | 0
| All | All Customers | 9 | Average Weekday | SCE | 1-in-2 | 2028 | 16 | 303.5401 | 302.8966 | 39.3829 | 81.812 | 0
| All | All Customers | 9 | Average Weekday | SCE | 1-in-2 | 2028 | 17 | 276.9753 | 289.7434 | 39.6156 | 81.5813 | 0
| All | All Customers | 9 | Average Weekday | SCE | 1-in-2 | 2028 | 18 | 258.5607 | 276.418 | 39.5388 | 80.5863 | 0
| All | All Customers | 9 | Average Weekday | SCE | 1-in-2 | 2028 | 19 | 261.5705 | 272.1512 | 40.7761 | 78.8037 | 0
| All | All Customers | 9 | Average Weekday | SCE | 1-in-2 | 2028 | 20 | 261.9053 | 270.4709 | 39.2551 | 75.9106 | 0
| All | All Customers | 9 | Average Weekday | SCE | 1-in-2 | 2028 | 21 | 278.3407 | 288.328 | 39.4184 | 72.9426 | 0
| All | All Customers | 9 | Average Weekday | SCE | 1-in-2 | 2028 | 22 | 420.8971 | 443.9242 | 39.3459 | 71.2201 | 0
| All | All Customers | 9 | Average Weekday | SCE | 1-in-2 | 2028 | 23 | 424.1779 | 446.8123 | 39.3956 | 69.9888 | 0
| All | All Customers | 9 | Average Weekday | SCE | 1-in-2 | 2028 | 24 | 439.5913 | 471.1554 | 39.4002 | 68.9206 | 0
| All | All Customers | 9 | Monthly System Peak Day | SCE | 1-in-2 | 2028 | 1 | 372.404 | 356.0892 | 39.4735 | 75.2302 | 0
| All | All Customers | 9 | Monthly System Peak Day | SCE | 1-in-2 | 2028 | 2 | 368.8162 | 333.9343 | 39.4599 | 74.1473 | 0
| All | All Customers | 9 | Monthly System Peak Day | SCE | 1-in-2 | 2028 | 3 | 466.3141 | 403.4639 | 39.4584 | 73.2171 | 0
| All | All Customers | 9 | Monthly System Peak Day | SCE | 1-in-2 | 2028 | 4 | 573.1509 | 472.5786 | 39.4541 | 72.3767 | 0
| All | All Customers | 9 | Monthly System Peak Day | SCE | 1-in-2 | 2028 | 5 | 536.4609 | 450.2941 | 39.4613 | 71.3744 | 0
| All | All Customers | 9 | Monthly System Peak Day | SCE | 1-in-2 | 2028 | 6 | 537.9814 | 463.1678 | 39.4729 | 70.647 | 0
| All | All Customers | 9 | Monthly System Peak Day | SCE | 1-in-2 | 2028 | 7 | 563.3571 | 488.0271 | 39.5268 | 70.3486 | 0
| All | All Customers | 9 | Monthly System Peak Day | SCE | 1-in-2 | 2028 | 8 | 562.5889 | 490.07 | 39.4944 | 70.1718 | 0
| All | All Customers | 9 | Monthly System Peak Day | SCE | 1-in-2 | 2028 | 9 | 500.7065 | 468.9597 | 39.4981 | 72.2417 | 0
| All | All Customers | 9 | Monthly System Peak Day | SCE | 1-in-2 | 2028 | 10 | 498.0713 | 453.718 | 39.4952 | 76.6962 | 0
| All | All Customers | 9 | Monthly System Peak Day | SCE | 1-in-2 | 2028 | 11 | 480.7114 | 435.8798 | 39.4989 | 81.9531 | 0
| All | All Customers | 9 | Monthly System Peak Day | SCE | 1-in-2 | 2028 | 12 | 471.5981 | 426.649 | 39.4989 | 86.7778 | 0
| All | All Customers | 9 | Monthly System Peak Day | SCE | 1-in-2 | 2028 | 13 | 405.3786 | 373.0135 | 39.5074 | 90.8267 | 0
| All | All Customers | 9 | Monthly System Peak Day | SCE | 1-in-2 | 2028 | 14 | 373.5407 | 347.4399 | 39.5036 | 93.6136 | 0
| All | All Customers | 9 | Monthly System Peak Day | SCE | 1-in-2 | 2028 | 15 | 334.411 | 315.1625 | 39.528 | 94.781 | 0
| All | All Customers | 9 | Monthly System Peak Day | SCE | 1-in-2 | 2028 | 16 | 303.5401 | 272.225 | 39.5373 | 94.2312 | 0
| All | All Customers | 9 | Monthly System Peak Day | SCE | 1-in-2 | 2028 | 17 | 276.9753 | 287.8333 | 39.417 | 93.9331 | 0
| All | All Customers | 9 | Monthly System Peak Day | SCE | 1-in-2 | 2028 | 18 | 258.5607 | 282.3348 | 39.426 | 93.1571 | 0
| All | All Customers | 9 | Monthly System Peak Day | SCE | 1-in-2 | 2028 | 19 | 261.5705 | 233.2804 | 39.9059 | 92.0918 | 0
| All | All Customers | 9 | Monthly System Peak Day | SCE | 1-in-2 | 2028 | 20 | 261.9053 | 222.0928 | 38.6134 | 89.7033 | 0
| All | All Customers | 9 | Monthly System Peak Day | SCE | 1-in-2 | 2028 | 21 | 278.3407 | 247.4011 | 39.574 | 86.0369 | 0
| All | All Customers | 9 | Monthly System Peak Day | SCE | 1-in-2 | 2028 | 22 | 420.8971 | 378.591 | 39.5765 | 83.6113 | 0
| All | All Customers | 9 | Monthly System Peak Day | SCE | 1-in-2 | 2028 | 23 | 424.1779 | 378.2484 | 39.4671 | 81.6711 | 0
| All | All Customers | 9 | Monthly System Peak Day | SCE | 1-in-2 | 2028 | 24 | 439.5913 | 403.7013 | 39.4761 | 79.6122 | 0
| All | All Customers | 10 | Average Weekday | SCE | 1-in-2 | 2028 | 1 | 399.7457 | 413.6693 | 36.6128 | 63.1078 | 0
| All | All Customers | 10 | Average Weekday | SCE | 1-in-2 | 2028 | 2 | 377.8289 | 385.0629 | 36.5168 | 62.2306 | 0
| All | All Customers | 10 | Average Weekday | SCE | 1-in-2 | 2028 | 3 | 472.8356 | 482.8475 | 36.5031 | 61.3429 | 0
| All | All Customers | 10 | Average Weekday | SCE | 1-in-2 | 2028 | 4 | 580.5127 | 595.44 | 36.4703 | 60.6521 | 0
| All | All Customers | 10 | Average Weekday | SCE | 1-in-2 | 2028 | 5 | 584.1191 | 600.8923 | 36.4761 | 59.9614 | 0
| All | All Customers | 10 | Average Weekday | SCE | 1-in-2 | 2028 | 6 | 597.1658 | 618.2499 | 36.4441 | 59.4727 | 0
| All | All Customers | 10 | Average Weekday | SCE | 1-in-2 | 2028 | 7 | 605.9199 | 621.7751 | 36.4574 | 59.0885 | 0
| All | All Customers | 10 | Average Weekday | SCE | 1-in-2 | 2028 | 8 | 629.348 | 655.5206 | 36.7148 | 58.8572 | 0
| All | All Customers | 10 | Average Weekday | SCE | 1-in-2 | 2028 | 9 | 567.5745 | 604.9213 | 36.9759 | 59.2786 | 0
| All | All Customers | 10 | Average Weekday | SCE | 1-in-2 | 2028 | 10 | 553.4343 | 573.3091 | 36.7525 | 61.808 | 0
| All | All Customers | 10 | Average Weekday | SCE | 1-in-2 | 2028 | 11 | 544.1686 | 559.2015 | 36.8813 | 65.2524 | 0
| All | All Customers | 10 | Average Weekday | SCE | 1-in-2 | 2028 | 12 | 527.4316 | 538.9092 | 37.0232 | 68.7871 | 0
| All | All Customers | 10 | Average Weekday | SCE | 1-in-2 | 2028 | 13 | 434.6028 | 443.5112 | 37.1179 | 71.7612 | 0
| All | All Customers | 10 | Average Weekday | SCE | 1-in-2 | 2028 | 14 | 385.3665 | 391.4225 | 37.0102 | 73.8981 | 0
| All | All Customers | 10 | Average Weekday | SCE | 1-in-2 | 2028 | 15 | 341.6168 | 346.7076 | 36.7949 | 75.2877 | 0
| All | All Customers | 10 | Average Weekday | SCE | 1-in-2 | 2028 | 16 | 295.5734 | 297.5229 | 36.5151 | 76.0881 | 0
| All | All Customers | 10 | Average Weekday | SCE | 1-in-2 | 2028 | 17 | 276.4531 | 285.2333 | 36.2757 | 75.9371 | 0
| All | All Customers | 10 | Average Weekday | SCE | 1-in-2 | 2028 | 18 | 269.0759 | 276.0692 | 36.3028 | 74.9092 | 0
| All | All Customers | 10 | Average Weekday | SCE | 1-in-2 | 2028 | 19 | 260.2071 | 264.7956 | 36.8114 | 72.9505 | 0
| All | All Customers | 10 | Average Weekday | SCE | 1-in-2 | 2028 | 20 | 261.5171 | 265.5413 | 36.2371 | 70.0551 | 0
| All | All Customers | 10 | Average Weekday | SCE | 1-in-2 | 2028 | 21 | 269.1291 | 273.3993 | 36.3038 | 67.8774 | 0
| All | All Customers | 10 | Average Weekday | SCE | 1-in-2 | 2028 | 22 | 440.8073 | 463.0616 | 36.5018 | 66.2813 | 0
| All | All Customers | 10 | Average Weekday | SCE | 1-in-2 | 2028 | 23 | 430.7542 | 454.2043 | 36.5978 | 65.0082 | 0
| All | All Customers | 10 | Average Weekday | SCE | 1-in-2 | 2028 | 24 | 449.0983 | 480.6689 | 36.7078 | 63.8932 | 0
| All | All Customers | 10 | Monthly System Peak Day | SCE | 1-in-2 | 2028 | 1 | 399.7457 | 427.7149 | 36.2223 | 71.8962 | 0
| All | All Customers | 10 | Monthly System Peak Day | SCE | 1-in-2 | 2028 | 2 | 377.8289 | 392.683 | 36.2663 | 70.4043 | 0
| All | All Customers | 10 | Monthly System Peak Day | SCE | 1-in-2 | 2028 | 3 | 472.8356 | 491.3831 | 36.2731 | 68.1625 | 0
| All | All Customers | 10 | Monthly System Peak Day | SCE | 1-in-2 | 2028 | 4 | 580.5127 | 600.4391 | 36.2948 | 67.3048 | 0
| All | All Customers | 10 | Monthly System Peak Day | SCE | 1-in-2 | 2028 | 5 | 584.1191 | 608.4985 | 36.2921 | 66.6615 | 0
| All | All Customers | 10 | Monthly System Peak Day | SCE | 1-in-2 | 2028 | 6 | 597.1658 | 619.5359 | 36.3199 | 66.0378 | 0
| All | All Customers | 10 | Monthly System Peak Day | SCE | 1-in-2 | 2028 | 7 | 605.9199 | 619.5467 | 36.327 | 65.2515 | 0
| All | All Customers | 10 | Monthly System Peak Day | SCE | 1-in-2 | 2028 | 8 | 629.348 | 666.5458 | 36.1991 | 65.0625 | 0
| All | All Customers | 10 | Monthly System Peak Day | SCE | 1-in-2 | 2028 | 9 | 567.5745 | 615.7449 | 36.1573 | 65.933 | 0
| All | All Customers | 10 | Monthly System Peak Day | SCE | 1-in-2 | 2028 | 10 | 553.4343 | 580.0087 | 36.2082 | 70.1461 | 0
| All | All Customers | 10 | Monthly System Peak Day | SCE | 1-in-2 | 2028 | 11 | 544.1686 | 569.2728 | 36.2383 | 76.4511 | 0
| All | All Customers | 10 | Monthly System Peak Day | SCE | 1-in-2 | 2028 | 12 | 527.4316 | 552.2065 | 36.3037 | 82.4643 | 0
| All | All Customers | 10 | Monthly System Peak Day | SCE | 1-in-2 | 2028 | 13 | 434.6028 | 446.7649 | 36.3673 | 86.6366 | 0
| All | All Customers | 10 | Monthly System Peak Day | SCE | 1-in-2 | 2028 | 14 | 385.3665 | 391.7534 | 36.3086 | 89.0965 | 0
| All | All Customers | 10 | Monthly System Peak Day | SCE | 1-in-2 | 2028 | 15 | 341.6168 | 346.1595 | 36.2336 | 90.3652 | 0
| All | All Customers | 10 | Monthly System Peak Day | SCE | 1-in-2 | 2028 | 16 | 295.5734 | 295.2334 | 36.2751 | 90.8787 | 0
| All | All Customers | 10 | Monthly System Peak Day | SCE | 1-in-2 | 2028 | 17 | 276.4531 | 285.2484 | 36.2445 | 90.5482 | 0
| All | All Customers | 10 | Monthly System Peak Day | SCE | 1-in-2 | 2028 | 18 | 269.0759 | 276.3447 | 36.231 | 89.5589 | 0
| All | All Customers | 10 | Monthly System Peak Day | SCE | 1-in-2 | 2028 | 19 | 260.2071 | 264.0962 | 36.9474 | 87.8291 | 0
| All | All Customers | 10 | Monthly System Peak Day | SCE | 1-in-2 | 2028 | 20 | 261.5171 | 264.7383 | 36.2369 | 84.3371 | 0
| All | All Customers | 10 | Monthly System Peak Day | SCE | 1-in-2 | 2028 | 21 | 269.1291 | 274.2902 | 36.3634 | 81.1782 | 0
| All | All Customers | 10 | Monthly System Peak Day | SCE | 1-in-2 | 2028 | 22 | 440.8073 | 463.2924 | 36.2976 | 78.8058 | 0
| All | All Customers | 10 | Monthly System Peak Day | SCE | 1-in-2 | 2028 | 23 | 430.7542 | 458.5736 | 36.2444 | 76.234 | 0
| All | All Customers | 10 | Monthly System Peak Day | SCE | 1-in-2 | 2028 | 24 | 449.0983 | 500.7769 | 36.1903 | 74.6523 | 0
| All | All Customers | 11 | Average Weekday | SCE | 1-in-2 | 2028 | 1 | 375.7212 | 384.0631 | 36.512 | 57.097 | 0
| All | All Customers | 11 | Average Weekday | SCE | 1-in-2 | 2028 | 2 | 357.9263 | 364.7393 | 36.4993 | 56.2395 | 0
| All | All Customers | 11 | Average Weekday | SCE | 1-in-2 | 2028 | 3 | 452.4503 | 464.1241 | 36.4757 | 55.5321 | 0
| All | All Customers | 11 | Average Weekday | SCE | 1-in-2 | 2028 | 4 | 566.5468 | 584.7928 | 36.4796 | 54.9319 | 0
| All | All Customers | 11 | Average Weekday | SCE | 1-in-2 | 2028 | 5 | 556.7912 | 586.1896 | 36.4587 | 54.3851 | 0
| All | All Customers | 11 | Average Weekday | SCE | 1-in-2 | 2028 | 6 | 572.882 | 610.3829 | 36.4683 | 53.8723 | 0
| All | All Customers | 11 | Average Weekday | SCE | 1-in-2 | 2028 | 7 | 587.2821 | 603.602 | 36.6455 | 53.6302 | 0
| All | All Customers | 11 | Average Weekday | SCE | 1-in-2 | 2028 | 8 | 599.1534 | 614.0647 | 36.822 | 53.5519 | 0
| All | All Customers | 11 | Average Weekday | SCE | 1-in-2 | 2028 | 9 | 542.8683 | 569.4891 | 36.672 | 55.1501 | 0
| All | All Customers | 11 | Average Weekday | SCE | 1-in-2 | 2028 | 10 | 528.5339 | 542.7277 | 36.7531 | 58.5803 | 0
| All | All Customers | 11 | Average Weekday | SCE | 1-in-2 | 2028 | 11 | 511.2166 | 520.7582 | 36.8523 | 62.3808 | 0
| All | All Customers | 11 | Average Weekday | SCE | 1-in-2 | 2028 | 12 | 500.3536 | 507.3394 | 36.9193 | 65.6261 | 0
| All | All Customers | 11 | Average Weekday | SCE | 1-in-2 | 2028 | 13 | 414.2127 | 423.9897 | 36.8573 | 67.9906 | 0
| All | All Customers | 11 | Average Weekday | SCE | 1-in-2 | 2028 | 14 | 377.4331 | 384.4172 | 36.7261 | 69.4818 | 0
| All | All Customers | 11 | Average Weekday | SCE | 1-in-2 | 2028 | 15 | 324.6758 | 331.5327 | 36.5288 | 70.3008 | 0
| All | All Customers | 11 | Average Weekday | SCE | 1-in-2 | 2028 | 16 | 286.3289 | 287.8084 | 36.5289 | 70.3572 | 0
| All | All Customers | 11 | Average Weekday | SCE | 1-in-2 | 2028 | 17 | 265.4925 | 273.2709 | 36.3022 | 69.4195 | 0
| All | All Customers | 11 | Average Weekday | SCE | 1-in-2 | 2028 | 18 | 255.2696 | 262.6352 | 36.3696 | 67.259 | 0
| All | All Customers | 11 | Average Weekday | SCE | 1-in-2 | 2028 | 19 | 250.4989 | 254.9245 | 36.2378 | 64.7932 | 0
| All | All Customers | 11 | Average Weekday | SCE | 1-in-2 | 2028 | 20 | 248.746 | 317.1503 | 43.9265 | 62.9626 | 0
| All | All Customers | 11 | Average Weekday | SCE | 1-in-2 | 2028 | 21 | 250.8917 | 256.1711 | 36.3346 | 61.4319 | 0
| All | All Customers | 11 | Average Weekday | SCE | 1-in-2 | 2028 | 22 | 416.3416 | 436.2709 | 36.5588 | 60.0821 | 0
| All | All Customers | 11 | Average Weekday | SCE | 1-in-2 | 2028 | 23 | 406.5352 | 423.5917 | 36.6374 | 58.91 | 0
| All | All Customers | 11 | Average Weekday | SCE | 1-in-2 | 2028 | 24 | 421.6095 | 437.7164 | 36.5794 | 57.9723 | 0
| All | All Customers | 11 | Monthly System Peak Day | SCE | 1-in-2 | 2028 | 1 | 375.7212 | 392.2892 | 36.285 | 63.6961 | 0
| All | All Customers | 11 | Monthly System Peak Day | SCE | 1-in-2 | 2028 | 2 | 357.9263 | 371.8066 | 36.2846 | 62.2587 | 0
| All | All Customers | 11 | Monthly System Peak Day | SCE | 1-in-2 | 2028 | 3 | 452.4503 | 470.273 | 36.3104 | 61.2894 | 0
| All | All Customers | 11 | Monthly System Peak Day | SCE | 1-in-2 | 2028 | 4 | 566.5468 | 591.3716 | 36.3037 | 60.4635 | 0
| All | All Customers | 11 | Monthly System Peak Day | SCE | 1-in-2 | 2028 | 5 | 556.7912 | 591.1942 | 36.3372 | 59.6652 | 0
| All | All Customers | 11 | Monthly System Peak Day | SCE | 1-in-2 | 2028 | 6 | 572.882 | 613.2756 | 36.3359 | 58.6302 | 0
| All | All Customers | 11 | Monthly System Peak Day | SCE | 1-in-2 | 2028 | 7 | 587.2821 | 603.3579 | 36.1727 | 58.3757 | 0
| All | All Customers | 11 | Monthly System Peak Day | SCE | 1-in-2 | 2028 | 8 | 599.1534 | 636.8997 | 36.1361 | 58.0452 | 0
| All | All Customers | 11 | Monthly System Peak Day | SCE | 1-in-2 | 2028 | 9 | 542.8683 | 577.7154 | 36.2462 | 60.3861 | 0
| All | All Customers | 11 | Monthly System Peak Day | SCE | 1-in-2 | 2028 | 10 | 528.5339 | 552.6601 | 36.2242 | 65.4171 | 0
| All | All Customers | 11 | Monthly System Peak Day | SCE | 1-in-2 | 2028 | 11 | 511.2166 | 535.0867 | 36.3184 | 71.7569 | 0
| All | All Customers | 11 | Monthly System Peak Day | SCE | 1-in-2 | 2028 | 12 | 500.3536 | 522.8831 | 36.4484 | 77.5791 | 0
| All | All Customers | 11 | Monthly System Peak Day | SCE | 1-in-2 | 2028 | 13 | 414.2127 | 427.1788 | 36.4339 | 81.6227 | 0
| All | All Customers | 11 | Monthly System Peak Day | SCE | 1-in-2 | 2028 | 14 | 377.4331 | 384.1046 | 36.3216 | 84.1448 | 0
| All | All Customers | 11 | Monthly System Peak Day | SCE | 1-in-2 | 2028 | 15 | 324.6758 | 330.9692 | 36.318 | 85.3594 | 0
| All | All Customers | 11 | Monthly System Peak Day | SCE | 1-in-2 | 2028 | 16 | 286.3289 | 285.535 | 36.2699 | 85.3616 | 0
| All | All Customers | 11 | Monthly System Peak Day | SCE | 1-in-2 | 2028 | 17 | 265.4925 | 274.0025 | 36.2261 | 84.0997 | 0
| All | All Customers | 11 | Monthly System Peak Day | SCE | 1-in-2 | 2028 | 18 | 255.2696 | 264.6989 | 36.1787 | 81.2779 | 0
| All | All Customers | 11 | Monthly System Peak Day | SCE | 1-in-2 | 2028 | 19 | 250.4989 | 254.6593 | 36.2375 | 77.5579 | 0
| All | All Customers | 11 | Monthly System Peak Day | SCE | 1-in-2 | 2028 | 20 | 248.746 | 372.6011 | 48.1585 | 74.9178 | 0
| All | All Customers | 11 | Monthly System Peak Day | SCE | 1-in-2 | 2028 | 21 | 250.8917 | 256.886 | 36.3931 | 72.6122 | 0
| All | All Customers | 11 | Monthly System Peak Day | SCE | 1-in-2 | 2028 | 22 | 416.3416 | 438.5284 | 36.2443 | 70.6432 | 0
| All | All Customers | 11 | Monthly System Peak Day | SCE | 1-in-2 | 2028 | 23 | 406.5352 | 430.7929 | 36.1917 | 68.8396 | 0
| All | All Customers | 11 | Monthly System Peak Day | SCE | 1-in-2 | 2028 | 24 | 421.6095 | 452.6796 | 36.2401 | 67.2187 | 0
| All | All Customers | 12 | Average Weekday | SCE | 1-in-2 | 2028 | 1 | 415.6603 | 424.4093 | 36.3963 | 51.0993 | 0
| All | All Customers | 12 | Average Weekday | SCE | 1-in-2 | 2028 | 2 | 399.6378 | 407.2652 | 36.3904 | 50.4096 | 0
| All | All Customers | 12 | Average Weekday | SCE | 1-in-2 | 2028 | 3 | 492.144 | 504.8599 | 36.3897 | 49.8263 | 0
| All | All Customers | 12 | Average Weekday | SCE | 1-in-2 | 2028 | 4 | 607.3983 | 626.9156 | 36.3891 | 49.2979 | 0
| All | All Customers | 12 | Average Weekday | SCE | 1-in-2 | 2028 | 5 | 601.584 | 633.0621 | 36.392 | 48.8154 | 0
| All | All Customers | 12 | Average Weekday | SCE | 1-in-2 | 2028 | 6 | 603.4111 | 644.114 | 36.3968 | 48.2936 | 0
| All | All Customers | 12 | Average Weekday | SCE | 1-in-2 | 2028 | 7 | 610.9409 | 628.2424 | 36.4033 | 47.946 | 0
| All | All Customers | 12 | Average Weekday | SCE | 1-in-2 | 2028 | 8 | 629.4062 | 646.0566 | 36.4116 | 47.7165 | 0
| All | All Customers | 12 | Average Weekday | SCE | 1-in-2 | 2028 | 9 | 564.3389 | 591.6896 | 36.4205 | 48.2968 | 0
| All | All Customers | 12 | Average Weekday | SCE | 1-in-2 | 2028 | 10 | 540.5294 | 557.5891 | 36.4088 | 50.7893 | 0
| All | All Customers | 12 | Average Weekday | SCE | 1-in-2 | 2028 | 11 | 525.8777 | 536.7228 | 36.4252 | 53.9511 | 0
| All | All Customers | 12 | Average Weekday | SCE | 1-in-2 | 2028 | 12 | 513.7152 | 520.3772 | 36.4415 | 56.8956 | 0
| All | All Customers | 12 | Average Weekday | SCE | 1-in-2 | 2028 | 13 | 434.4971 | 443.963 | 36.4517 | 59.1373 | 0
| All | All Customers | 12 | Average Weekday | SCE | 1-in-2 | 2028 | 14 | 401.588 | 409.1145 | 36.4398 | 60.6795 | 0
| All | All Customers | 12 | Average Weekday | SCE | 1-in-2 | 2028 | 15 | 365.5142 | 371.8073 | 36.4152 | 61.5091 | 0
| All | All Customers | 12 | Average Weekday | SCE | 1-in-2 | 2028 | 16 | 325.4304 | 326.8485 | 36.396 | 61.6436 | 0
| All | All Customers | 12 | Average Weekday | SCE | 1-in-2 | 2028 | 17 | 312.0453 | 320.4894 | 36.2606 | 60.916 | 0
| All | All Customers | 12 | Average Weekday | SCE | 1-in-2 | 2028 | 18 | 303.5169 | 310.6681 | 36.2608 | 58.9961 | 0
| All | All Customers | 12 | Average Weekday | SCE | 1-in-2 | 2028 | 19 | 299.83 | 304.0696 | 36.2373 | 56.8459 | 0
| All | All Customers | 12 | Average Weekday | SCE | 1-in-2 | 2028 | 20 | 306.4436 | 376.011 | 36.9248 | 55.3643 | 0
| All | All Customers | 12 | Average Weekday | SCE | 1-in-2 | 2028 | 21 | 309.9348 | 315.3567 | 36.3029 | 54.1662 | 0
| All | All Customers | 12 | Average Weekday | SCE | 1-in-2 | 2028 | 22 | 462.7868 | 482.1817 | 36.4004 | 53.0867 | 0
| All | All Customers | 12 | Average Weekday | SCE | 1-in-2 | 2028 | 23 | 452.7341 | 469.3189 | 36.4039 | 52.1648 | 0
| All | All Customers | 12 | Average Weekday | SCE | 1-in-2 | 2028 | 24 | 465.9469 | 482.5345 | 36.404 | 51.3065 | 0
| All | All Customers | 12 | Monthly System Peak Day | SCE | 1-in-2 | 2028 | 1 | 415.6603 | 424.4093 | 36.3963 | 43.8672 | 0
| All | All Customers | 12 | Monthly System Peak Day | SCE | 1-in-2 | 2028 | 2 | 399.6378 | 407.2652 | 36.3904 | 43.2256 | 0
| All | All Customers | 12 | Monthly System Peak Day | SCE | 1-in-2 | 2028 | 3 | 492.144 | 504.8599 | 36.3897 | 42.6913 | 0
| All | All Customers | 12 | Monthly System Peak Day | SCE | 1-in-2 | 2028 | 4 | 607.3983 | 626.9156 | 36.3891 | 42.4777 | 0
| All | All Customers | 12 | Monthly System Peak Day | SCE | 1-in-2 | 2028 | 5 | 601.584 | 633.0621 | 36.392 | 42.1367 | 0
| All | All Customers | 12 | Monthly System Peak Day | SCE | 1-in-2 | 2028 | 6 | 603.4111 | 644.114 | 36.3968 | 41.8913 | 0
| All | All Customers | 12 | Monthly System Peak Day | SCE | 1-in-2 | 2028 | 7 | 610.9409 | 628.2424 | 36.4033 | 41.6735 | 0
| All | All Customers | 12 | Monthly System Peak Day | SCE | 1-in-2 | 2028 | 8 | 629.4062 | 646.0566 | 36.4116 | 41.2499 | 0
| All | All Customers | 12 | Monthly System Peak Day | SCE | 1-in-2 | 2028 | 9 | 564.3389 | 591.6896 | 36.4205 | 41.9432 | 0
| All | All Customers | 12 | Monthly System Peak Day | SCE | 1-in-2 | 2028 | 10 | 540.5294 | 557.5891 | 36.4088 | 45.6321 | 0
| All | All Customers | 12 | Monthly System Peak Day | SCE | 1-in-2 | 2028 | 11 | 525.8777 | 536.7228 | 36.4252 | 49.6998 | 0
| All | All Customers | 12 | Monthly System Peak Day | SCE | 1-in-2 | 2028 | 12 | 513.7152 | 520.3772 | 36.4415 | 53.7228 | 0
| All | All Customers | 12 | Monthly System Peak Day | SCE | 1-in-2 | 2028 | 13 | 434.4971 | 443.963 | 36.4517 | 56.0063 | 0
| All | All Customers | 12 | Monthly System Peak Day | SCE | 1-in-2 | 2028 | 14 | 401.588 | 409.1145 | 36.4398 | 57.4507 | 0
| All | All Customers | 12 | Monthly System Peak Day | SCE | 1-in-2 | 2028 | 15 | 365.5142 | 371.8073 | 36.4152 | 58.3329 | 0
| All | All Customers | 12 | Monthly System Peak Day | SCE | 1-in-2 | 2028 | 16 | 325.4304 | 326.8485 | 36.396 | 58.708 | 0
| All | All Customers | 12 | Monthly System Peak Day | SCE | 1-in-2 | 2028 | 17 | 312.0453 | 320.4894 | 36.2606 | 58.3844 | 0
| All | All Customers | 12 | Monthly System Peak Day | SCE | 1-in-2 | 2028 | 18 | 303.5169 | 310.6681 | 36.2608 | 56.4194 | 0
| All | All Customers | 12 | Monthly System Peak Day | SCE | 1-in-2 | 2028 | 19 | 299.83 | 304.0696 | 36.2373 | 53.7091 | 0
| All | All Customers | 12 | Monthly System Peak Day | SCE | 1-in-2 | 2028 | 20 | 306.4436 | 376.011 | 36.9248 | 51.8177 | 0
| All | All Customers | 12 | Monthly System Peak Day | SCE | 1-in-2 | 2028 | 21 | 309.9348 | 315.3567 | 36.3029 | 50.129 | 0
| All | All Customers | 12 | Monthly System Peak Day | SCE | 1-in-2 | 2028 | 22 | 462.7868 | 482.1817 | 36.4004 | 48.4225 | 0
| All | All Customers | 12 | Monthly System Peak Day | SCE | 1-in-2 | 2028 | 23 | 452.7341 | 469.3189 | 36.4039 | 46.8118 | 0
| All | All Customers | 12 | Monthly System Peak Day | SCE | 1-in-2 | 2028 | 24 | 465.9469 | 482.5345 | 36.404 | 45.5506 | 0
| All | All Customers | 1 | Average Weekday | SCE | 1-in-2 | 2029 | 1 | 412.2665 | 420.323 | 36.4169 | 52.5295 | 0
| All | All Customers | 1 | Average Weekday | SCE | 1-in-2 | 2029 | 2 | 399.9582 | 407.9798 | 36.411 | 51.5748 | 0
| All | All Customers | 1 | Average Weekday | SCE | 1-in-2 | 2029 | 3 | 497.3676 | 509.7576 | 36.4104 | 50.7559 | 0
| All | All Customers | 1 | Average Weekday | SCE | 1-in-2 | 2029 | 4 | 610.1489 | 628.9395 | 36.4097 | 50.1253 | 0
| All | All Customers | 1 | Average Weekday | SCE | 1-in-2 | 2029 | 5 | 605.1052 | 635.8969 | 36.4126 | 49.4067 | 0
| All | All Customers | 1 | Average Weekday | SCE | 1-in-2 | 2029 | 6 | 614.576 | 654.011 | 36.4174 | 48.8381 | 0
| All | All Customers | 1 | Average Weekday | SCE | 1-in-2 | 2029 | 7 | 629.8174 | 646.4549 | 36.4239 | 48.56 | 0
| All | All Customers | 1 | Average Weekday | SCE | 1-in-2 | 2029 | 8 | 651.103 | 667.0223 | 36.4322 | 48.3527 | 0
| All | All Customers | 1 | Average Weekday | SCE | 1-in-2 | 2029 | 9 | 582.803 | 608.4543 | 36.4411 | 49.0075 | 0
| All | All Customers | 1 | Average Weekday | SCE | 1-in-2 | 2029 | 10 | 569.3898 | 584.168 | 36.4295 | 52.3494 | 0
| All | All Customers | 1 | Average Weekday | SCE | 1-in-2 | 2029 | 11 | 551.0096 | 560.7197 | 36.4458 | 56.7873 | 0
| All | All Customers | 1 | Average Weekday | SCE | 1-in-2 | 2029 | 12 | 541.0836 | 547.7985 | 36.4621 | 60.8785 | 0
| All | All Customers | 1 | Average Weekday | SCE | 1-in-2 | 2029 | 13 | 466.3574 | 475.835 | 36.4724 | 63.9218 | 0
| All | All Customers | 1 | Average Weekday | SCE | 1-in-2 | 2029 | 14 | 428.9236 | 435.8804 | 36.4605 | 65.9741 | 0
| All | All Customers | 1 | Average Weekday | SCE | 1-in-2 | 2029 | 15 | 390.2314 | 395.8793 | 36.4359 | 67.2299 | 0
| All | All Customers | 1 | Average Weekday | SCE | 1-in-2 | 2029 | 16 | 348.9636 | 350.211 | 36.4167 | 67.6672 | 0
| All | All Customers | 1 | Average Weekday | SCE | 1-in-2 | 2029 | 17 | 334.3882 | 342.7242 | 36.2826 | 67.081 | 0
| All | All Customers | 1 | Average Weekday | SCE | 1-in-2 | 2029 | 18 | 322.9753 | 330.244 | 36.2828 | 65.1671 | 0
| All | All Customers | 1 | Average Weekday | SCE | 1-in-2 | 2029 | 19 | 311.3574 | 315.6405 | 36.2589 | 62.0782 | 0
| All | All Customers | 1 | Average Weekday | SCE | 1-in-2 | 2029 | 20 | 311.0333 | 380.1132 | 36.9439 | 59.7939 | 0
| All | All Customers | 1 | Average Weekday | SCE | 1-in-2 | 2029 | 21 | 303.261 | 308.5185 | 36.3247 | 58.1234 | 0
| All | All Customers | 1 | Average Weekday | SCE | 1-in-2 | 2029 | 22 | 457.8628 | 477.4367 | 36.4208 | 56.6753 | 0
| All | All Customers | 1 | Average Weekday | SCE | 1-in-2 | 2029 | 23 | 450.5032 | 467.1387 | 36.4245 | 55.3814 | 0
| All | All Customers | 1 | Average Weekday | SCE | 1-in-2 | 2029 | 24 | 467.2597 | 483.0573 | 36.4246 | 54.2169 | 0
| All | All Customers | 1 | Monthly System Peak Day | SCE | 1-in-2 | 2029 | 1 | 412.2665 | 420.323 | 36.4169 | 46.1508 | 0
| All | All Customers | 1 | Monthly System Peak Day | SCE | 1-in-2 | 2029 | 2 | 399.9582 | 407.9798 | 36.411 | 45.2304 | 0
| All | All Customers | 1 | Monthly System Peak Day | SCE | 1-in-2 | 2029 | 3 | 497.3676 | 509.7576 | 36.4104 | 43.7928 | 0
| All | All Customers | 1 | Monthly System Peak Day | SCE | 1-in-2 | 2029 | 4 | 610.1489 | 628.9395 | 36.4097 | 43.0306 | 0
| All | All Customers | 1 | Monthly System Peak Day | SCE | 1-in-2 | 2029 | 5 | 605.1052 | 635.8969 | 36.4126 | 42.073 | 0
| All | All Customers | 1 | Monthly System Peak Day | SCE | 1-in-2 | 2029 | 6 | 614.576 | 654.011 | 36.4174 | 41.6713 | 0
| All | All Customers | 1 | Monthly System Peak Day | SCE | 1-in-2 | 2029 | 7 | 629.8174 | 646.4549 | 36.4239 | 41.5705 | 0
| All | All Customers | 1 | Monthly System Peak Day | SCE | 1-in-2 | 2029 | 8 | 651.103 | 667.0223 | 36.4322 | 41.7766 | 0
| All | All Customers | 1 | Monthly System Peak Day | SCE | 1-in-2 | 2029 | 9 | 582.803 | 608.4543 | 36.4411 | 42.4508 | 0
| All | All Customers | 1 | Monthly System Peak Day | SCE | 1-in-2 | 2029 | 10 | 569.3898 | 584.168 | 36.4295 | 45.1188 | 0
| All | All Customers | 1 | Monthly System Peak Day | SCE | 1-in-2 | 2029 | 11 | 551.0096 | 560.7197 | 36.4458 | 48.6287 | 0
| All | All Customers | 1 | Monthly System Peak Day | SCE | 1-in-2 | 2029 | 12 | 541.0836 | 547.7985 | 36.4621 | 51.5031 | 0
| All | All Customers | 1 | Monthly System Peak Day | SCE | 1-in-2 | 2029 | 13 | 466.3574 | 475.835 | 36.4724 | 53.0908 | 0
| All | All Customers | 1 | Monthly System Peak Day | SCE | 1-in-2 | 2029 | 14 | 428.9236 | 435.8804 | 36.4605 | 53.2152 | 0
| All | All Customers | 1 | Monthly System Peak Day | SCE | 1-in-2 | 2029 | 15 | 390.2314 | 395.8793 | 36.4359 | 53.2796 | 0
| All | All Customers | 1 | Monthly System Peak Day | SCE | 1-in-2 | 2029 | 16 | 348.9636 | 350.211 | 36.4167 | 54.5165 | 0
| All | All Customers | 1 | Monthly System Peak Day | SCE | 1-in-2 | 2029 | 17 | 334.3882 | 342.7242 | 36.2826 | 55.0011 | 0
| All | All Customers | 1 | Monthly System Peak Day | SCE | 1-in-2 | 2029 | 18 | 322.9753 | 330.244 | 36.2828 | 54.0223 | 0
| All | All Customers | 1 | Monthly System Peak Day | SCE | 1-in-2 | 2029 | 19 | 311.3574 | 315.6405 | 36.2589 | 52.2181 | 0
| All | All Customers | 1 | Monthly System Peak Day | SCE | 1-in-2 | 2029 | 20 | 311.0333 | 380.1132 | 36.9439 | 50.8769 | 0
| All | All Customers | 1 | Monthly System Peak Day | SCE | 1-in-2 | 2029 | 21 | 303.261 | 308.5185 | 36.3247 | 49.9865 | 0
| All | All Customers | 1 | Monthly System Peak Day | SCE | 1-in-2 | 2029 | 22 | 457.8628 | 477.4367 | 36.4208 | 48.9518 | 0
| All | All Customers | 1 | Monthly System Peak Day | SCE | 1-in-2 | 2029 | 23 | 450.5032 | 467.1387 | 36.4245 | 47.5941 | 0
| All | All Customers | 1 | Monthly System Peak Day | SCE | 1-in-2 | 2029 | 24 | 467.2597 | 483.0573 | 36.4246 | 46.7194 | 0
| All | All Customers | 2 | Average Weekday | SCE | 1-in-2 | 2029 | 1 | 386.2297 | 394.9886 | 36.458 | 52.0965 | 0
| All | All Customers | 2 | Average Weekday | SCE | 1-in-2 | 2029 | 2 | 372.3786 | 381.1268 | 36.4515 | 51.2532 | 0
| All | All Customers | 2 | Average Weekday | SCE | 1-in-2 | 2029 | 3 | 463.7538 | 477.2704 | 36.4508 | 50.4252 | 0
| All | All Customers | 2 | Average Weekday | SCE | 1-in-2 | 2029 | 4 | 571.5696 | 592.4639 | 36.4502 | 49.6982 | 0
| All | All Customers | 2 | Average Weekday | SCE | 1-in-2 | 2029 | 5 | 570.7578 | 603.7849 | 36.4537 | 49.1156 | 0
| All | All Customers | 2 | Average Weekday | SCE | 1-in-2 | 2029 | 6 | 583.3084 | 624.5742 | 36.4595 | 48.5566 | 0
| All | All Customers | 2 | Average Weekday | SCE | 1-in-2 | 2029 | 7 | 588.407 | 605.8051 | 36.4668 | 48.1632 | 0
| All | All Customers | 2 | Average Weekday | SCE | 1-in-2 | 2029 | 8 | 610.6885 | 626.8889 | 36.475 | 48.0226 | 0
| All | All Customers | 2 | Average Weekday | SCE | 1-in-2 | 2029 | 9 | 559.7 | 585.3583 | 36.484 | 49.4233 | 0
| All | All Customers | 2 | Average Weekday | SCE | 1-in-2 | 2029 | 10 | 541.7661 | 556.012 | 36.4706 | 52.86 | 0
| All | All Customers | 2 | Average Weekday | SCE | 1-in-2 | 2029 | 11 | 527.2308 | 537.1107 | 36.4883 | 56.7186 | 0
| All | All Customers | 2 | Average Weekday | SCE | 1-in-2 | 2029 | 12 | 516.7049 | 524.0039 | 36.5062 | 60.1321 | 0
| All | All Customers | 2 | Average Weekday | SCE | 1-in-2 | 2029 | 13 | 440.1683 | 450.4225 | 36.5176 | 62.679 | 0
| All | All Customers | 2 | Average Weekday | SCE | 1-in-2 | 2029 | 14 | 399.4883 | 406.9218 | 36.5047 | 64.327 | 0
| All | All Customers | 2 | Average Weekday | SCE | 1-in-2 | 2029 | 15 | 352.72 | 360.0519 | 36.4781 | 65.2057 | 0
| All | All Customers | 2 | Average Weekday | SCE | 1-in-2 | 2029 | 16 | 313.0375 | 315.3873 | 36.4574 | 65.3934 | 0
| All | All Customers | 2 | Average Weekday | SCE | 1-in-2 | 2029 | 17 | 288.0175 | 295.5052 | 36.2961 | 64.8548 | 0
| All | All Customers | 2 | Average Weekday | SCE | 1-in-2 | 2029 | 18 | 276.9582 | 283.3776 | 36.297 | 63.4338 | 0
| All | All Customers | 2 | Average Weekday | SCE | 1-in-2 | 2029 | 19 | 270.7701 | 275.487 | 36.2592 | 60.8602 | 0
| All | All Customers | 2 | Average Weekday | SCE | 1-in-2 | 2029 | 20 | 270.368 | 337.2984 | 37.0442 | 58.5517 | 0
| All | All Customers | 2 | Average Weekday | SCE | 1-in-2 | 2029 | 21 | 264.6336 | 270.0165 | 36.34 | 56.9202 | 0
| All | All Customers | 2 | Average Weekday | SCE | 1-in-2 | 2029 | 22 | 420.9986 | 441.1155 | 36.4636 | 55.6652 | 0
| All | All Customers | 2 | Average Weekday | SCE | 1-in-2 | 2029 | 23 | 415.7473 | 433.0723 | 36.4673 | 54.4868 | 0
| All | All Customers | 2 | Average Weekday | SCE | 1-in-2 | 2029 | 24 | 434.3287 | 451.1517 | 36.4667 | 53.3759 | 0
| All | All Customers | 2 | Monthly System Peak Day | SCE | 1-in-2 | 2029 | 1 | 386.2297 | 394.9886 | 36.458 | 43.6333 | 0
| All | All Customers | 2 | Monthly System Peak Day | SCE | 1-in-2 | 2029 | 2 | 372.3786 | 381.1268 | 36.4515 | 43.2482 | 0
| All | All Customers | 2 | Monthly System Peak Day | SCE | 1-in-2 | 2029 | 3 | 463.7538 | 477.2704 | 36.4508 | 42.8123 | 0
| All | All Customers | 2 | Monthly System Peak Day | SCE | 1-in-2 | 2029 | 4 | 571.5696 | 592.4639 | 36.4502 | 42.2775 | 0
| All | All Customers | 2 | Monthly System Peak Day | SCE | 1-in-2 | 2029 | 5 | 570.7578 | 603.7849 | 36.4537 | 41.5906 | 0
| All | All Customers | 2 | Monthly System Peak Day | SCE | 1-in-2 | 2029 | 6 | 583.3084 | 624.5742 | 36.4595 | 40.8777 | 0
| All | All Customers | 2 | Monthly System Peak Day | SCE | 1-in-2 | 2029 | 7 | 588.407 | 605.8051 | 36.4668 | 40.6514 | 0
| All | All Customers | 2 | Monthly System Peak Day | SCE | 1-in-2 | 2029 | 8 | 610.6885 | 626.8889 | 36.475 | 40.8793 | 0
| All | All Customers | 2 | Monthly System Peak Day | SCE | 1-in-2 | 2029 | 9 | 559.7 | 585.3583 | 36.484 | 42.3693 | 0
| All | All Customers | 2 | Monthly System Peak Day | SCE | 1-in-2 | 2029 | 10 | 541.7661 | 556.012 | 36.4706 | 44.9734 | 0
| All | All Customers | 2 | Monthly System Peak Day | SCE | 1-in-2 | 2029 | 11 | 527.2308 | 537.1107 | 36.4883 | 47.8451 | 0
| All | All Customers | 2 | Monthly System Peak Day | SCE | 1-in-2 | 2029 | 12 | 516.7049 | 524.0039 | 36.5062 | 50.2003 | 0
| All | All Customers | 2 | Monthly System Peak Day | SCE | 1-in-2 | 2029 | 13 | 440.1683 | 450.4225 | 36.5176 | 52.0658 | 0
| All | All Customers | 2 | Monthly System Peak Day | SCE | 1-in-2 | 2029 | 14 | 399.4883 | 406.9218 | 36.5047 | 53.5748 | 0
| All | All Customers | 2 | Monthly System Peak Day | SCE | 1-in-2 | 2029 | 15 | 352.72 | 360.0519 | 36.4781 | 54.8527 | 0
| All | All Customers | 2 | Monthly System Peak Day | SCE | 1-in-2 | 2029 | 16 | 313.0375 | 315.3873 | 36.4574 | 55.6969 | 0
| All | All Customers | 2 | Monthly System Peak Day | SCE | 1-in-2 | 2029 | 17 | 288.0175 | 295.5052 | 36.2961 | 55.7396 | 0
| All | All Customers | 2 | Monthly System Peak Day | SCE | 1-in-2 | 2029 | 18 | 276.9582 | 283.3776 | 36.297 | 54.9962 | 0
| All | All Customers | 2 | Monthly System Peak Day | SCE | 1-in-2 | 2029 | 19 | 270.7701 | 275.487 | 36.2592 | 53.1385 | 0
| All | All Customers | 2 | Monthly System Peak Day | SCE | 1-in-2 | 2029 | 20 | 270.368 | 337.2984 | 37.0442 | 51.5411 | 0
| All | All Customers | 2 | Monthly System Peak Day | SCE | 1-in-2 | 2029 | 21 | 264.6336 | 270.0165 | 36.34 | 50.1384 | 0
| All | All Customers | 2 | Monthly System Peak Day | SCE | 1-in-2 | 2029 | 22 | 420.9986 | 441.1155 | 36.4636 | 48.936 | 0
| All | All Customers | 2 | Monthly System Peak Day | SCE | 1-in-2 | 2029 | 23 | 415.7473 | 433.0723 | 36.4673 | 47.915 | 0
| All | All Customers | 2 | Monthly System Peak Day | SCE | 1-in-2 | 2029 | 24 | 434.3287 | 451.1517 | 36.4667 | 46.7847 | 0
| All | All Customers | 3 | Average Weekday | SCE | 1-in-2 | 2029 | 1 | 417.757 | 433.0912 | 36.5268 | 54.7625 | 0
| All | All Customers | 3 | Average Weekday | SCE | 1-in-2 | 2029 | 2 | 403.9873 | 412.7823 | 36.4777 | 53.8696 | 0
| All | All Customers | 3 | Average Weekday | SCE | 1-in-2 | 2029 | 3 | 509.5511 | 520.8308 | 36.4704 | 53.0858 | 0
| All | All Customers | 3 | Average Weekday | SCE | 1-in-2 | 2029 | 4 | 619.549 | 636.0003 | 36.4543 | 52.4151 | 0
| All | All Customers | 3 | Average Weekday | SCE | 1-in-2 | 2029 | 5 | 601.3726 | 621.9895 | 36.4576 | 51.7834 | 0
| All | All Customers | 3 | Average Weekday | SCE | 1-in-2 | 2029 | 6 | 615.7009 | 639.7253 | 36.4432 | 51.2916 | 0
| All | All Customers | 3 | Average Weekday | SCE | 1-in-2 | 2029 | 7 | 629.025 | 645.6024 | 36.455 | 50.929 | 0
| All | All Customers | 3 | Average Weekday | SCE | 1-in-2 | 2029 | 8 | 647.224 | 677.4771 | 36.5854 | 50.7469 | 0
| All | All Customers | 3 | Average Weekday | SCE | 1-in-2 | 2029 | 9 | 590.012 | 628.3204 | 36.7036 | 51.8629 | 0
| All | All Customers | 3 | Average Weekday | SCE | 1-in-2 | 2029 | 10 | 575.4119 | 598.63 | 36.5959 | 54.692 | 0
| All | All Customers | 3 | Average Weekday | SCE | 1-in-2 | 2029 | 11 | 550.5814 | 567.9741 | 36.6547 | 58.0164 | 0
| All | All Customers | 3 | Average Weekday | SCE | 1-in-2 | 2029 | 12 | 542.6158 | 554.1536 | 36.7132 | 61.0929 | 0
| All | All Customers | 3 | Average Weekday | SCE | 1-in-2 | 2029 | 13 | 447.659 | 456.925 | 36.7442 | 63.4709 | 0
| All | All Customers | 3 | Average Weekday | SCE | 1-in-2 | 2029 | 14 | 418.6179 | 425.013 | 36.6983 | 65.1214 | 0
| All | All Customers | 3 | Average Weekday | SCE | 1-in-2 | 2029 | 15 | 372.9724 | 378.2932 | 36.6044 | 66.1825 | 0
| All | All Customers | 3 | Average Weekday | SCE | 1-in-2 | 2029 | 16 | 335.2768 | 337.3953 | 36.4762 | 66.793 | 0
| All | All Customers | 3 | Average Weekday | SCE | 1-in-2 | 2029 | 17 | 322.3547 | 331.4569 | 36.2924 | 66.7953 | 0
| All | All Customers | 3 | Average Weekday | SCE | 1-in-2 | 2029 | 18 | 308.9602 | 315.9787 | 36.3056 | 65.948 | 0
| All | All Customers | 3 | Average Weekday | SCE | 1-in-2 | 2029 | 19 | 301.3283 | 306.1793 | 36.3787 | 64.3239 | 0
| All | All Customers | 3 | Average Weekday | SCE | 1-in-2 | 2029 | 20 | 291.2794 | 295.3243 | 36.2586 | 62.0171 | 0
| All | All Customers | 3 | Average Weekday | SCE | 1-in-2 | 2029 | 21 | 277.1622 | 281.1172 | 36.3016 | 59.7601 | 0
| All | All Customers | 3 | Average Weekday | SCE | 1-in-2 | 2029 | 22 | 453.0099 | 475.9391 | 36.4779 | 58.2531 | 0
| All | All Customers | 3 | Average Weekday | SCE | 1-in-2 | 2029 | 23 | 452.4416 | 476.7382 | 36.5275 | 57.109 | 0
| All | All Customers | 3 | Average Weekday | SCE | 1-in-2 | 2029 | 24 | 478.4395 | 511.1805 | 36.577 | 56.1105 | 0
| All | All Customers | 3 | Monthly System Peak Day | SCE | 1-in-2 | 2029 | 1 | 417.757 | 433.0912 | 36.5268 | 57.2027 | 0
| All | All Customers | 3 | Monthly System Peak Day | SCE | 1-in-2 | 2029 | 2 | 403.9873 | 412.7823 | 36.4777 | 55.9682 | 0
| All | All Customers | 3 | Monthly System Peak Day | SCE | 1-in-2 | 2029 | 3 | 509.5511 | 520.8308 | 36.4704 | 54.3904 | 0
| All | All Customers | 3 | Monthly System Peak Day | SCE | 1-in-2 | 2029 | 4 | 619.549 | 636.0003 | 36.4543 | 53.6067 | 0
| All | All Customers | 3 | Monthly System Peak Day | SCE | 1-in-2 | 2029 | 5 | 601.3726 | 621.9895 | 36.4576 | 52.7762 | 0
| All | All Customers | 3 | Monthly System Peak Day | SCE | 1-in-2 | 2029 | 6 | 615.7009 | 639.7253 | 36.4432 | 51.984 | 0
| All | All Customers | 3 | Monthly System Peak Day | SCE | 1-in-2 | 2029 | 7 | 629.025 | 645.6024 | 36.455 | 51.3964 | 0
| All | All Customers | 3 | Monthly System Peak Day | SCE | 1-in-2 | 2029 | 8 | 647.224 | 677.4771 | 36.5854 | 50.9278 | 0
| All | All Customers | 3 | Monthly System Peak Day | SCE | 1-in-2 | 2029 | 9 | 590.012 | 628.3204 | 36.7036 | 51.4779 | 0
| All | All Customers | 3 | Monthly System Peak Day | SCE | 1-in-2 | 2029 | 10 | 575.4119 | 598.63 | 36.5959 | 54.6642 | 0
| All | All Customers | 3 | Monthly System Peak Day | SCE | 1-in-2 | 2029 | 11 | 550.5814 | 567.9741 | 36.6547 | 59.3457 | 0
| All | All Customers | 3 | Monthly System Peak Day | SCE | 1-in-2 | 2029 | 12 | 542.6158 | 554.1536 | 36.7132 | 63.7367 | 0
| All | All Customers | 3 | Monthly System Peak Day | SCE | 1-in-2 | 2029 | 13 | 447.659 | 456.925 | 36.7442 | 66.7122 | 0
| All | All Customers | 3 | Monthly System Peak Day | SCE | 1-in-2 | 2029 | 14 | 418.6179 | 425.013 | 36.6983 | 68.3248 | 0
| All | All Customers | 3 | Monthly System Peak Day | SCE | 1-in-2 | 2029 | 15 | 372.9724 | 378.2932 | 36.6044 | 69.3994 | 0
| All | All Customers | 3 | Monthly System Peak Day | SCE | 1-in-2 | 2029 | 16 | 335.2768 | 337.3953 | 36.4762 | 70.2048 | 0
| All | All Customers | 3 | Monthly System Peak Day | SCE | 1-in-2 | 2029 | 17 | 322.3547 | 331.4569 | 36.2924 | 70.3423 | 0
| All | All Customers | 3 | Monthly System Peak Day | SCE | 1-in-2 | 2029 | 18 | 308.9602 | 315.9787 | 36.3056 | 69.8318 | 0
| All | All Customers | 3 | Monthly System Peak Day | SCE | 1-in-2 | 2029 | 19 | 301.3283 | 306.1793 | 36.3787 | 68.2629 | 0
| All | All Customers | 3 | Monthly System Peak Day | SCE | 1-in-2 | 2029 | 20 | 291.2794 | 295.3243 | 36.2586 | 65.4545 | 0
| All | All Customers | 3 | Monthly System Peak Day | SCE | 1-in-2 | 2029 | 21 | 277.1622 | 281.1172 | 36.3016 | 62.6352 | 0
| All | All Customers | 3 | Monthly System Peak Day | SCE | 1-in-2 | 2029 | 22 | 453.0099 | 475.9391 | 36.4779 | 60.6982 | 0
| All | All Customers | 3 | Monthly System Peak Day | SCE | 1-in-2 | 2029 | 23 | 452.4416 | 476.7382 | 36.5275 | 59.1499 | 0
| All | All Customers | 3 | Monthly System Peak Day | SCE | 1-in-2 | 2029 | 24 | 478.4395 | 511.1805 | 36.577 | 57.8611 | 0
| All | All Customers | 4 | Average Weekday | SCE | 1-in-2 | 2029 | 1 | 387.1739 | 401.5839 | 36.5291 | 57.1753 | 0
| All | All Customers | 4 | Average Weekday | SCE | 1-in-2 | 2029 | 2 | 374.6163 | 383.9539 | 36.4803 | 56.3202 | 0
| All | All Customers | 4 | Average Weekday | SCE | 1-in-2 | 2029 | 3 | 475.8187 | 487.549 | 36.4731 | 55.5379 | 0
| All | All Customers | 4 | Average Weekday | SCE | 1-in-2 | 2029 | 4 | 577.6476 | 593.8279 | 36.4572 | 54.8818 | 0
| All | All Customers | 4 | Average Weekday | SCE | 1-in-2 | 2029 | 5 | 552.1976 | 571.6206 | 36.4605 | 54.2577 | 0
| All | All Customers | 4 | Average Weekday | SCE | 1-in-2 | 2029 | 6 | 567.032 | 590.1468 | 36.4463 | 53.7676 | 0
| All | All Customers | 4 | Average Weekday | SCE | 1-in-2 | 2029 | 7 | 581.1312 | 598.255 | 36.4582 | 53.3789 | 0
| All | All Customers | 4 | Average Weekday | SCE | 1-in-2 | 2029 | 8 | 598.6992 | 627.0339 | 36.5876 | 53.2824 | 0
| All | All Customers | 4 | Average Weekday | SCE | 1-in-2 | 2029 | 9 | 532.8431 | 570.1849 | 36.7048 | 54.8003 | 0
| All | All Customers | 4 | Average Weekday | SCE | 1-in-2 | 2029 | 10 | 518.0373 | 541.631 | 36.5975 | 57.5333 | 0
| All | All Customers | 4 | Average Weekday | SCE | 1-in-2 | 2029 | 11 | 502.0726 | 517.9401 | 36.6558 | 60.4352 | 0
| All | All Customers | 4 | Average Weekday | SCE | 1-in-2 | 2029 | 12 | 494.4208 | 505.9596 | 36.7138 | 63.2489 | 0
| All | All Customers | 4 | Average Weekday | SCE | 1-in-2 | 2029 | 13 | 410.0237 | 419.2433 | 36.7444 | 65.5271 | 0
| All | All Customers | 4 | Average Weekday | SCE | 1-in-2 | 2029 | 14 | 377.563 | 383.9853 | 36.6987 | 67.2952 | 0
| All | All Customers | 4 | Average Weekday | SCE | 1-in-2 | 2029 | 15 | 330.0441 | 335.5537 | 36.6055 | 68.5536 | 0
| All | All Customers | 4 | Average Weekday | SCE | 1-in-2 | 2029 | 16 | 289.6166 | 291.8096 | 36.4787 | 69.152 | 0
| All | All Customers | 4 | Average Weekday | SCE | 1-in-2 | 2029 | 17 | 269.5447 | 277.7167 | 36.2953 | 69.2153 | 0
| All | All Customers | 4 | Average Weekday | SCE | 1-in-2 | 2029 | 18 | 251.8789 | 258.2473 | 36.308 | 68.5661 | 0
| All | All Customers | 4 | Average Weekday | SCE | 1-in-2 | 2029 | 19 | 237.524 | 242.3392 | 36.3785 | 67.2787 | 0
| All | All Customers | 4 | Average Weekday | SCE | 1-in-2 | 2029 | 20 | 229.726 | 233.8461 | 36.2586 | 65.0403 | 0
| All | All Customers | 4 | Average Weekday | SCE | 1-in-2 | 2029 | 21 | 237.5365 | 241.6634 | 36.306 | 62.1313 | 0
| All | All Customers | 4 | Average Weekday | SCE | 1-in-2 | 2029 | 22 | 413.5321 | 436.2161 | 36.4806 | 60.0517 | 0
| All | All Customers | 4 | Average Weekday | SCE | 1-in-2 | 2029 | 23 | 416.6334 | 440.6194 | 36.5303 | 58.7101 | 0
| All | All Customers | 4 | Average Weekday | SCE | 1-in-2 | 2029 | 24 | 444.3947 | 476.5499 | 36.5792 | 57.68 | 0
| All | All Customers | 4 | Monthly System Peak Day | SCE | 1-in-2 | 2029 | 1 | 387.1739 | 401.5839 | 36.5291 | 64.7863 | 0
| All | All Customers | 4 | Monthly System Peak Day | SCE | 1-in-2 | 2029 | 2 | 374.6163 | 383.9539 | 36.4803 | 63.5506 | 0
| All | All Customers | 4 | Monthly System Peak Day | SCE | 1-in-2 | 2029 | 3 | 475.8187 | 487.549 | 36.4731 | 62.4604 | 0
| All | All Customers | 4 | Monthly System Peak Day | SCE | 1-in-2 | 2029 | 4 | 577.6476 | 593.8279 | 36.4572 | 61.4728 | 0
| All | All Customers | 4 | Monthly System Peak Day | SCE | 1-in-2 | 2029 | 5 | 552.1976 | 571.6206 | 36.4605 | 60.4898 | 0
| All | All Customers | 4 | Monthly System Peak Day | SCE | 1-in-2 | 2029 | 6 | 567.032 | 590.1468 | 36.4463 | 59.5601 | 0
| All | All Customers | 4 | Monthly System Peak Day | SCE | 1-in-2 | 2029 | 7 | 581.1312 | 598.255 | 36.4582 | 58.9145 | 0
| All | All Customers | 4 | Monthly System Peak Day | SCE | 1-in-2 | 2029 | 8 | 598.6992 | 627.0339 | 36.5876 | 58.7164 | 0
| All | All Customers | 4 | Monthly System Peak Day | SCE | 1-in-2 | 2029 | 9 | 532.8431 | 570.1849 | 36.7048 | 60.5697 | 0
| All | All Customers | 4 | Monthly System Peak Day | SCE | 1-in-2 | 2029 | 10 | 518.0373 | 541.631 | 36.5975 | 64.9865 | 0
| All | All Customers | 4 | Monthly System Peak Day | SCE | 1-in-2 | 2029 | 11 | 502.0726 | 517.9401 | 36.6558 | 70.5153 | 0
| All | All Customers | 4 | Monthly System Peak Day | SCE | 1-in-2 | 2029 | 12 | 494.4208 | 505.9596 | 36.7138 | 75.5434 | 0
| All | All Customers | 4 | Monthly System Peak Day | SCE | 1-in-2 | 2029 | 13 | 410.0237 | 419.2433 | 36.7444 | 79.61 | 0
| All | All Customers | 4 | Monthly System Peak Day | SCE | 1-in-2 | 2029 | 14 | 377.563 | 383.9853 | 36.6987 | 82.1546 | 0
| All | All Customers | 4 | Monthly System Peak Day | SCE | 1-in-2 | 2029 | 15 | 330.0441 | 335.5537 | 36.6055 | 83.5285 | 0
| All | All Customers | 4 | Monthly System Peak Day | SCE | 1-in-2 | 2029 | 16 | 289.6166 | 291.8096 | 36.4787 | 84.0505 | 0
| All | All Customers | 4 | Monthly System Peak Day | SCE | 1-in-2 | 2029 | 17 | 269.5447 | 277.7167 | 36.2953 | 83.3182 | 0
| All | All Customers | 4 | Monthly System Peak Day | SCE | 1-in-2 | 2029 | 18 | 251.8789 | 258.2473 | 36.308 | 83.0665 | 0
| All | All Customers | 4 | Monthly System Peak Day | SCE | 1-in-2 | 2029 | 19 | 237.524 | 242.3392 | 36.3785 | 81.6476 | 0
| All | All Customers | 4 | Monthly System Peak Day | SCE | 1-in-2 | 2029 | 20 | 229.726 | 233.8461 | 36.2586 | 78.91 | 0
| All | All Customers | 4 | Monthly System Peak Day | SCE | 1-in-2 | 2029 | 21 | 237.5365 | 241.6634 | 36.306 | 74.6659 | 0
| All | All Customers | 4 | Monthly System Peak Day | SCE | 1-in-2 | 2029 | 22 | 413.5321 | 436.2161 | 36.4806 | 71.5557 | 0
| All | All Customers | 4 | Monthly System Peak Day | SCE | 1-in-2 | 2029 | 23 | 416.6334 | 440.6194 | 36.5303 | 69.323 | 0
| All | All Customers | 4 | Monthly System Peak Day | SCE | 1-in-2 | 2029 | 24 | 444.3947 | 476.5499 | 36.5792 | 66.977 | 0
| All | All Customers | 5 | Average Weekday | SCE | 1-in-2 | 2029 | 1 | 395.0466 | 409.6105 | 36.5444 | 60.1457 | 0
| All | All Customers | 5 | Average Weekday | SCE | 1-in-2 | 2029 | 2 | 383.2189 | 391.418 | 36.4957 | 59.5142 | 0
| All | All Customers | 5 | Average Weekday | SCE | 1-in-2 | 2029 | 3 | 487.7497 | 499.741 | 36.4884 | 58.9581 | 0
| All | All Customers | 5 | Average Weekday | SCE | 1-in-2 | 2029 | 4 | 591.2645 | 608.1723 | 36.4727 | 58.4379 | 0
| All | All Customers | 5 | Average Weekday | SCE | 1-in-2 | 2029 | 5 | 569.848 | 589.9321 | 36.476 | 58.0047 | 0
| All | All Customers | 5 | Average Weekday | SCE | 1-in-2 | 2029 | 6 | 579.1702 | 603.7257 | 36.4621 | 57.5861 | 0
| All | All Customers | 5 | Average Weekday | SCE | 1-in-2 | 2029 | 7 | 585.4282 | 602.2854 | 36.4744 | 57.2101 | 0
| All | All Customers | 5 | Average Weekday | SCE | 1-in-2 | 2029 | 8 | 611.1757 | 641.9556 | 36.6035 | 57.5194 | 0
| All | All Customers | 5 | Average Weekday | SCE | 1-in-2 | 2029 | 9 | 541.2604 | 576.723 | 36.7199 | 59.1608 | 0
| All | All Customers | 5 | Average Weekday | SCE | 1-in-2 | 2029 | 10 | 531.2457 | 554.7561 | 36.6123 | 61.3829 | 0
| All | All Customers | 5 | Average Weekday | SCE | 1-in-2 | 2029 | 11 | 516.2249 | 532.4601 | 36.6704 | 63.9673 | 0
| All | All Customers | 5 | Average Weekday | SCE | 1-in-2 | 2029 | 12 | 504.0859 | 515.3887 | 36.7281 | 66.3945 | 0
| All | All Customers | 5 | Average Weekday | SCE | 1-in-2 | 2029 | 13 | 419.146 | 428.7099 | 36.7582 | 68.5273 | 0
| All | All Customers | 5 | Average Weekday | SCE | 1-in-2 | 2029 | 14 | 392.9171 | 399.4055 | 36.7124 | 70.1991 | 0
| All | All Customers | 5 | Average Weekday | SCE | 1-in-2 | 2029 | 15 | 350.7256 | 356.1783 | 36.6195 | 71.3669 | 0
| All | All Customers | 5 | Average Weekday | SCE | 1-in-2 | 2029 | 16 | 303.7867 | 305.9172 | 36.4936 | 71.9443 | 0
| All | All Customers | 5 | Average Weekday | SCE | 1-in-2 | 2029 | 17 | 276.8574 | 285.7849 | 36.3018 | 71.9069 | 0
| All | All Customers | 5 | Average Weekday | SCE | 1-in-2 | 2029 | 18 | 263.1129 | 269.9065 | 36.3144 | 71.2705 | 0
| All | All Customers | 5 | Average Weekday | SCE | 1-in-2 | 2029 | 19 | 252.3204 | 257.5411 | 36.3746 | 69.9176 | 0
| All | All Customers | 5 | Average Weekday | SCE | 1-in-2 | 2029 | 20 | 241.815 | 246.1944 | 36.2587 | 67.825 | 0
| All | All Customers | 5 | Average Weekday | SCE | 1-in-2 | 2029 | 21 | 252.8896 | 257.2345 | 36.3124 | 65.1177 | 0
| All | All Customers | 5 | Average Weekday | SCE | 1-in-2 | 2029 | 22 | 425.6242 | 448.847 | 36.497 | 62.9378 | 0
| All | All Customers | 5 | Average Weekday | SCE | 1-in-2 | 2029 | 23 | 435.0766 | 459.8043 | 36.5467 | 61.6894 | 0
| All | All Customers | 5 | Average Weekday | SCE | 1-in-2 | 2029 | 24 | 460.2007 | 492.9743 | 36.5948 | 60.763 | 0
| All | All Customers | 5 | Monthly System Peak Day | SCE | 1-in-2 | 2029 | 1 | 395.0466 | 409.6105 | 36.5444 | 65.1198 | 0
| All | All Customers | 5 | Monthly System Peak Day | SCE | 1-in-2 | 2029 | 2 | 383.2189 | 391.418 | 36.4957 | 63.8179 | 0
| All | All Customers | 5 | Monthly System Peak Day | SCE | 1-in-2 | 2029 | 3 | 487.7497 | 499.741 | 36.4884 | 62.7662 | 0
| All | All Customers | 5 | Monthly System Peak Day | SCE | 1-in-2 | 2029 | 4 | 591.2645 | 608.1723 | 36.4727 | 61.8959 | 0
| All | All Customers | 5 | Monthly System Peak Day | SCE | 1-in-2 | 2029 | 5 | 569.848 | 589.9321 | 36.476 | 60.8668 | 0
| All | All Customers | 5 | Monthly System Peak Day | SCE | 1-in-2 | 2029 | 6 | 579.1702 | 603.7257 | 36.4621 | 59.9669 | 0
| All | All Customers | 5 | Monthly System Peak Day | SCE | 1-in-2 | 2029 | 7 | 585.4282 | 602.2854 | 36.4744 | 59.3845 | 0
| All | All Customers | 5 | Monthly System Peak Day | SCE | 1-in-2 | 2029 | 8 | 611.1757 | 641.9556 | 36.6035 | 60.049 | 0
| All | All Customers | 5 | Monthly System Peak Day | SCE | 1-in-2 | 2029 | 9 | 541.2604 | 576.723 | 36.7199 | 63.2437 | 0
| All | All Customers | 5 | Monthly System Peak Day | SCE | 1-in-2 | 2029 | 10 | 531.2457 | 554.7561 | 36.6123 | 67.8343 | 0
| All | All Customers | 5 | Monthly System Peak Day | SCE | 1-in-2 | 2029 | 11 | 516.2249 | 532.4601 | 36.6704 | 72.8788 | 0
| All | All Customers | 5 | Monthly System Peak Day | SCE | 1-in-2 | 2029 | 12 | 504.0859 | 515.3887 | 36.7281 | 77.1882 | 0
| All | All Customers | 5 | Monthly System Peak Day | SCE | 1-in-2 | 2029 | 13 | 419.146 | 428.7099 | 36.7582 | 80.2719 | 0
| All | All Customers | 5 | Monthly System Peak Day | SCE | 1-in-2 | 2029 | 14 | 392.9171 | 399.4055 | 36.7124 | 82.7789 | 0
| All | All Customers | 5 | Monthly System Peak Day | SCE | 1-in-2 | 2029 | 15 | 350.7256 | 356.1783 | 36.6195 | 83.8067 | 0
| All | All Customers | 5 | Monthly System Peak Day | SCE | 1-in-2 | 2029 | 16 | 303.7867 | 305.9172 | 36.4936 | 84.561 | 0
| All | All Customers | 5 | Monthly System Peak Day | SCE | 1-in-2 | 2029 | 17 | 276.8574 | 285.7849 | 36.3018 | 84.6818 | 0
| All | All Customers | 5 | Monthly System Peak Day | SCE | 1-in-2 | 2029 | 18 | 263.1129 | 269.9065 | 36.3144 | 83.6385 | 0
| All | All Customers | 5 | Monthly System Peak Day | SCE | 1-in-2 | 2029 | 19 | 252.3204 | 257.5411 | 36.3746 | 81.5861 | 0
| All | All Customers | 5 | Monthly System Peak Day | SCE | 1-in-2 | 2029 | 20 | 241.815 | 246.1944 | 36.2587 | 78.8553 | 0
| All | All Customers | 5 | Monthly System Peak Day | SCE | 1-in-2 | 2029 | 21 | 252.8896 | 257.2345 | 36.3124 | 74.8605 | 0
| All | All Customers | 5 | Monthly System Peak Day | SCE | 1-in-2 | 2029 | 22 | 425.6242 | 448.847 | 36.497 | 71.2586 | 0
| All | All Customers | 5 | Monthly System Peak Day | SCE | 1-in-2 | 2029 | 23 | 435.0766 | 459.8043 | 36.5467 | 69.2905 | 0
| All | All Customers | 5 | Monthly System Peak Day | SCE | 1-in-2 | 2029 | 24 | 460.2007 | 492.9743 | 36.5948 | 67.8911 | 0
| All | All Customers | 6 | Average Weekday | SCE | 1-in-2 | 2029 | 1 | 381.9518 | 411.2417 | 38.0041 | 63.3347 | 0
| All | All Customers | 6 | Average Weekday | SCE | 1-in-2 | 2029 | 2 | 370.082 | 395.8193 | 37.9739 | 62.4336 | 0
| All | All Customers | 6 | Average Weekday | SCE | 1-in-2 | 2029 | 3 | 465.1225 | 502.9879 | 37.9672 | 61.6495 | 0
| All | All Customers | 6 | Average Weekday | SCE | 1-in-2 | 2029 | 4 | 561.9498 | 610.2529 | 37.9609 | 60.9868 | 0
| All | All Customers | 6 | Average Weekday | SCE | 1-in-2 | 2029 | 5 | 540.1128 | 595.6435 | 37.9726 | 60.4527 | 0
| All | All Customers | 6 | Average Weekday | SCE | 1-in-2 | 2029 | 6 | 564.117 | 627.2 | 37.9934 | 59.9373 | 0
| All | All Customers | 6 | Average Weekday | SCE | 1-in-2 | 2029 | 7 | 577.6859 | 621.4116 | 38.1463 | 59.5165 | 0
| All | All Customers | 6 | Average Weekday | SCE | 1-in-2 | 2029 | 8 | 597.0524 | 638.739 | 38.0222 | 60.1751 | 0
| All | All Customers | 6 | Average Weekday | SCE | 1-in-2 | 2029 | 9 | 551.9565 | 568.027 | 38.0687 | 62.3426 | 0
| All | All Customers | 6 | Average Weekday | SCE | 1-in-2 | 2029 | 10 | 538.3101 | 547.9938 | 38.1211 | 65.1843 | 0
| All | All Customers | 6 | Average Weekday | SCE | 1-in-2 | 2029 | 11 | 515.6071 | 521.1628 | 38.176 | 68.3037 | 0
| All | All Customers | 6 | Average Weekday | SCE | 1-in-2 | 2029 | 12 | 506.2806 | 518.789 | 38.1991 | 71.3783 | 0
| All | All Customers | 6 | Average Weekday | SCE | 1-in-2 | 2029 | 13 | 422.0257 | 447.7124 | 38.2583 | 73.8767 | 0
| All | All Customers | 6 | Average Weekday | SCE | 1-in-2 | 2029 | 14 | 392.7632 | 412.6332 | 38.2172 | 75.8974 | 0
| All | All Customers | 6 | Average Weekday | SCE | 1-in-2 | 2029 | 15 | 340.7812 | 357.9067 | 38.2549 | 77.3669 | 0
| All | All Customers | 6 | Average Weekday | SCE | 1-in-2 | 2029 | 16 | 298.5609 | 310.958 | 38.3277 | 78.0876 | 0
| All | All Customers | 6 | Average Weekday | SCE | 1-in-2 | 2029 | 17 | 276.4113 | 281.7718 | 38.1771 | 78.2813 | 0
| All | All Customers | 6 | Average Weekday | SCE | 1-in-2 | 2029 | 18 | 254.6383 | 264.885 | 38.1736 | 77.522 | 0
| All | All Customers | 6 | Average Weekday | SCE | 1-in-2 | 2029 | 19 | 239.0003 | 264.5805 | 58.6107 | 76.0725 | 0
| All | All Customers | 6 | Average Weekday | SCE | 1-in-2 | 2029 | 20 | 225.0656 | 251.2293 | 37.0041 | 73.9133 | 0
| All | All Customers | 6 | Average Weekday | SCE | 1-in-2 | 2029 | 21 | 242.001 | 255.9289 | 38.1231 | 70.9037 | 0
| All | All Customers | 6 | Average Weekday | SCE | 1-in-2 | 2029 | 22 | 400.1701 | 452.0914 | 37.8339 | 67.7811 | 0
| All | All Customers | 6 | Average Weekday | SCE | 1-in-2 | 2029 | 23 | 428.1405 | 474.6481 | 37.9399 | 65.9071 | 0
| All | All Customers | 6 | Average Weekday | SCE | 1-in-2 | 2029 | 24 | 454.8232 | 502.1412 | 37.9944 | 64.6 | 0
| All | All Customers | 6 | Monthly System Peak Day | SCE | 1-in-2 | 2029 | 1 | 381.9518 | 410.6556 | 36.529 | 66.2097 | 0
| All | All Customers | 6 | Monthly System Peak Day | SCE | 1-in-2 | 2029 | 2 | 370.082 | 390.9399 | 36.5318 | 65.3067 | 0
| All | All Customers | 6 | Monthly System Peak Day | SCE | 1-in-2 | 2029 | 3 | 465.1225 | 492.1284 | 36.5328 | 64.5444 | 0
| All | All Customers | 6 | Monthly System Peak Day | SCE | 1-in-2 | 2029 | 4 | 561.9498 | 590.4945 | 36.5333 | 63.7331 | 0
| All | All Customers | 6 | Monthly System Peak Day | SCE | 1-in-2 | 2029 | 5 | 540.1128 | 580.3361 | 36.528 | 63.0681 | 0
| All | All Customers | 6 | Monthly System Peak Day | SCE | 1-in-2 | 2029 | 6 | 564.117 | 610.4324 | 36.5182 | 62.309 | 0
| All | All Customers | 6 | Monthly System Peak Day | SCE | 1-in-2 | 2029 | 7 | 577.6859 | 602.8751 | 36.486 | 61.7272 | 0
| All | All Customers | 6 | Monthly System Peak Day | SCE | 1-in-2 | 2029 | 8 | 597.0524 | 626.5979 | 36.5392 | 62.6254 | 0
| All | All Customers | 6 | Monthly System Peak Day | SCE | 1-in-2 | 2029 | 9 | 551.9565 | 572.5266 | 36.5604 | 65.6219 | 0
| All | All Customers | 6 | Monthly System Peak Day | SCE | 1-in-2 | 2029 | 10 | 538.3101 | 552.4927 | 36.5448 | 69.9084 | 0
| All | All Customers | 6 | Monthly System Peak Day | SCE | 1-in-2 | 2029 | 11 | 515.6071 | 528.0726 | 36.5737 | 73.7067 | 0
| All | All Customers | 6 | Monthly System Peak Day | SCE | 1-in-2 | 2029 | 12 | 506.2806 | 520.8805 | 36.606 | 76.9806 | 0
| All | All Customers | 6 | Monthly System Peak Day | SCE | 1-in-2 | 2029 | 13 | 422.0257 | 441.4669 | 36.617 | 78.6684 | 0
| All | All Customers | 6 | Monthly System Peak Day | SCE | 1-in-2 | 2029 | 14 | 392.7632 | 409.1354 | 36.588 | 80.1551 | 0
| All | All Customers | 6 | Monthly System Peak Day | SCE | 1-in-2 | 2029 | 15 | 340.7812 | 355.2793 | 36.5223 | 81.9574 | 0
| All | All Customers | 6 | Monthly System Peak Day | SCE | 1-in-2 | 2029 | 16 | 298.5609 | 301.5641 | 36.4708 | 83.0361 | 0
| All | All Customers | 6 | Monthly System Peak Day | SCE | 1-in-2 | 2029 | 17 | 276.4113 | 285.6668 | 36.7566 | 83.2226 | 0
| All | All Customers | 6 | Monthly System Peak Day | SCE | 1-in-2 | 2029 | 18 | 254.6383 | 269.6 | 36.7781 | 82.3696 | 0
| All | All Customers | 6 | Monthly System Peak Day | SCE | 1-in-2 | 2029 | 19 | 239.0003 | 261.9407 | 39.3143 | 80.113 | 0
| All | All Customers | 6 | Monthly System Peak Day | SCE | 1-in-2 | 2029 | 20 | 225.0656 | 244.6396 | 36.7296 | 77.1837 | 0
| All | All Customers | 6 | Monthly System Peak Day | SCE | 1-in-2 | 2029 | 21 | 242.001 | 257.9715 | 36.9967 | 74.1464 | 0
| All | All Customers | 6 | Monthly System Peak Day | SCE | 1-in-2 | 2029 | 22 | 400.1701 | 433.7144 | 36.5963 | 71.4734 | 0
| All | All Customers | 6 | Monthly System Peak Day | SCE | 1-in-2 | 2029 | 23 | 428.1405 | 462.1513 | 36.5584 | 69.8039 | 0
| All | All Customers | 6 | Monthly System Peak Day | SCE | 1-in-2 | 2029 | 24 | 454.8232 | 496.4218 | 36.5405 | 68.3328 | 0
| All | All Customers | 7 | Average Weekday | SCE | 1-in-2 | 2029 | 1 | 382.9372 | 410.4591 | 39.2705 | 68.1243 | 0
| All | All Customers | 7 | Average Weekday | SCE | 1-in-2 | 2029 | 2 | 381.3998 | 400.2574 | 39.2662 | 67.4089 | 0
| All | All Customers | 7 | Average Weekday | SCE | 1-in-2 | 2029 | 3 | 468.0269 | 493.8382 | 39.265 | 66.7668 | 0
| All | All Customers | 7 | Average Weekday | SCE | 1-in-2 | 2029 | 4 | 565.6722 | 595.4877 | 39.2627 | 66.2032 | 0
| All | All Customers | 7 | Average Weekday | SCE | 1-in-2 | 2029 | 5 | 547.1392 | 587.6555 | 39.2603 | 65.7063 | 0
| All | All Customers | 7 | Average Weekday | SCE | 1-in-2 | 2029 | 6 | 555.7233 | 600.0359 | 39.2538 | 65.2472 | 0
| All | All Customers | 7 | Average Weekday | SCE | 1-in-2 | 2029 | 7 | 561.4695 | 583.6584 | 39.254 | 64.9139 | 0
| All | All Customers | 7 | Average Weekday | SCE | 1-in-2 | 2029 | 8 | 578.2558 | 607.745 | 39.2848 | 65.3722 | 0
| All | All Customers | 7 | Average Weekday | SCE | 1-in-2 | 2029 | 9 | 522.7021 | 542.7271 | 39.3178 | 67.4307 | 0
| All | All Customers | 7 | Average Weekday | SCE | 1-in-2 | 2029 | 10 | 511.3859 | 524.3232 | 39.3167 | 70.1693 | 0
| All | All Customers | 7 | Average Weekday | SCE | 1-in-2 | 2029 | 11 | 493.9712 | 505.8909 | 39.3521 | 73.2355 | 0
| All | All Customers | 7 | Average Weekday | SCE | 1-in-2 | 2029 | 12 | 486.0395 | 501.1207 | 39.3864 | 76.3415 | 0
| All | All Customers | 7 | Average Weekday | SCE | 1-in-2 | 2029 | 13 | 400.4112 | 418.2002 | 39.4019 | 78.8269 | 0
| All | All Customers | 7 | Average Weekday | SCE | 1-in-2 | 2029 | 14 | 374.6519 | 390.0389 | 39.3706 | 80.7152 | 0
| All | All Customers | 7 | Average Weekday | SCE | 1-in-2 | 2029 | 15 | 328.675 | 342.807 | 39.3119 | 82.0515 | 0
| All | All Customers | 7 | Average Weekday | SCE | 1-in-2 | 2029 | 16 | 281.4796 | 282.3688 | 39.2696 | 82.5892 | 0
| All | All Customers | 7 | Average Weekday | SCE | 1-in-2 | 2029 | 17 | 263.1609 | 271.1038 | 39.6729 | 82.6471 | 0
| All | All Customers | 7 | Average Weekday | SCE | 1-in-2 | 2029 | 18 | 249.6618 | 261.9413 | 39.6955 | 81.8483 | 0
| All | All Customers | 7 | Average Weekday | SCE | 1-in-2 | 2029 | 19 | 235.8382 | 257.1855 | 40.3008 | 80.2734 | 0
| All | All Customers | 7 | Average Weekday | SCE | 1-in-2 | 2029 | 20 | 230.1425 | 245.4847 | 39.2342 | 78.0883 | 0
| All | All Customers | 7 | Average Weekday | SCE | 1-in-2 | 2029 | 21 | 250.8905 | 263.2368 | 39.7047 | 75.1032 | 0
| All | All Customers | 7 | Average Weekday | SCE | 1-in-2 | 2029 | 22 | 408.4049 | 443.8747 | 39.2451 | 71.9933 | 0
| All | All Customers | 7 | Average Weekday | SCE | 1-in-2 | 2029 | 23 | 427.4845 | 457.9411 | 39.2574 | 70.1118 | 0
| All | All Customers | 7 | Average Weekday | SCE | 1-in-2 | 2029 | 24 | 449.7788 | 488.8541 | 39.2736 | 68.9207 | 0
| All | All Customers | 7 | Monthly System Peak Day | SCE | 1-in-2 | 2029 | 1 | 382.9372 | 375.2446 | 39.283 | 71.8638 | 0
| All | All Customers | 7 | Monthly System Peak Day | SCE | 1-in-2 | 2029 | 2 | 381.3998 | 354.379 | 39.2678 | 71.0105 | 0
| All | All Customers | 7 | Monthly System Peak Day | SCE | 1-in-2 | 2029 | 3 | 468.0269 | 418.3321 | 39.2663 | 70.0679 | 0
| All | All Customers | 7 | Monthly System Peak Day | SCE | 1-in-2 | 2029 | 4 | 565.6722 | 491.3056 | 39.263 | 69.3622 | 0
| All | All Customers | 7 | Monthly System Peak Day | SCE | 1-in-2 | 2029 | 5 | 547.1392 | 490.1812 | 39.271 | 68.9796 | 0
| All | All Customers | 7 | Monthly System Peak Day | SCE | 1-in-2 | 2029 | 6 | 555.7233 | 514.0245 | 39.2853 | 68.5707 | 0
| All | All Customers | 7 | Monthly System Peak Day | SCE | 1-in-2 | 2029 | 7 | 561.4695 | 505.8768 | 39.3338 | 68.0494 | 0
| All | All Customers | 7 | Monthly System Peak Day | SCE | 1-in-2 | 2029 | 8 | 578.2558 | 535.929 | 39.3014 | 68.5783 | 0
| All | All Customers | 7 | Monthly System Peak Day | SCE | 1-in-2 | 2029 | 9 | 522.7021 | 496.6158 | 39.3048 | 71.4768 | 0
| All | All Customers | 7 | Monthly System Peak Day | SCE | 1-in-2 | 2029 | 10 | 511.3859 | 474.9196 | 39.2958 | 75.3406 | 0
| All | All Customers | 7 | Monthly System Peak Day | SCE | 1-in-2 | 2029 | 11 | 493.9712 | 458.4614 | 39.3059 | 79.281 | 0
| All | All Customers | 7 | Monthly System Peak Day | SCE | 1-in-2 | 2029 | 12 | 486.0395 | 451.0997 | 39.3169 | 82.9879 | 0
| All | All Customers | 7 | Monthly System Peak Day | SCE | 1-in-2 | 2029 | 13 | 400.4112 | 383.2173 | 39.329 | 85.9598 | 0
| All | All Customers | 7 | Monthly System Peak Day | SCE | 1-in-2 | 2029 | 14 | 374.6519 | 359.2916 | 39.3233 | 87.6332 | 0
| All | All Customers | 7 | Monthly System Peak Day | SCE | 1-in-2 | 2029 | 15 | 328.675 | 317.6471 | 39.3399 | 89.3057 | 0
| All | All Customers | 7 | Monthly System Peak Day | SCE | 1-in-2 | 2029 | 16 | 281.4796 | 256.4691 | 39.3382 | 89.9238 | 0
| All | All Customers | 7 | Monthly System Peak Day | SCE | 1-in-2 | 2029 | 17 | 263.1609 | 273.8061 | 39.2173 | 90.7044 | 0
| All | All Customers | 7 | Monthly System Peak Day | SCE | 1-in-2 | 2029 | 18 | 249.6618 | 272.3782 | 39.3064 | 89.8839 | 0
| All | All Customers | 7 | Monthly System Peak Day | SCE | 1-in-2 | 2029 | 19 | 235.8382 | 231.7587 | 38.8972 | 87.8404 | 0
| All | All Customers | 7 | Monthly System Peak Day | SCE | 1-in-2 | 2029 | 20 | 230.1425 | 253.269 | 38.6664 | 85.258 | 0
| All | All Customers | 7 | Monthly System Peak Day | SCE | 1-in-2 | 2029 | 21 | 250.8905 | 236.8453 | 39.8563 | 82.1522 | 0
| All | All Customers | 7 | Monthly System Peak Day | SCE | 1-in-2 | 2029 | 22 | 408.4049 | 394.2469 | 39.3906 | 78.5182 | 0
| All | All Customers | 7 | Monthly System Peak Day | SCE | 1-in-2 | 2029 | 23 | 427.4845 | 394.962 | 39.2975 | 76.1399 | 0
| All | All Customers | 7 | Monthly System Peak Day | SCE | 1-in-2 | 2029 | 24 | 449.7788 | 426.1017 | 39.291 | 74.359 | 0
| All | All Customers | 8 | Average Weekday | SCE | 1-in-2 | 2029 | 1 | 403.8589 | 435.1827 | 36.7386 | 68.6048 | 0
| All | All Customers | 8 | Average Weekday | SCE | 1-in-2 | 2029 | 2 | 390.3469 | 412.7573 | 36.7339 | 67.7051 | 0
| All | All Customers | 8 | Average Weekday | SCE | 1-in-2 | 2029 | 3 | 473.5244 | 499.4462 | 36.7324 | 66.9073 | 0
| All | All Customers | 8 | Average Weekday | SCE | 1-in-2 | 2029 | 4 | 577.5874 | 608.6064 | 36.7294 | 66.1811 | 0
| All | All Customers | 8 | Average Weekday | SCE | 1-in-2 | 2029 | 5 | 552.1162 | 593.802 | 36.7267 | 65.5312 | 0
| All | All Customers | 8 | Average Weekday | SCE | 1-in-2 | 2029 | 6 | 564.9374 | 612.7013 | 36.7194 | 64.9865 | 0
| All | All Customers | 8 | Average Weekday | SCE | 1-in-2 | 2029 | 7 | 579.0762 | 606.4628 | 36.7256 | 64.5957 | 0
| All | All Customers | 8 | Average Weekday | SCE | 1-in-2 | 2029 | 8 | 589.3181 | 621.8848 | 36.7543 | 64.5927 | 0
| All | All Customers | 8 | Average Weekday | SCE | 1-in-2 | 2029 | 9 | 528.5822 | 549.5142 | 36.7892 | 66.6332 | 0
| All | All Customers | 8 | Average Weekday | SCE | 1-in-2 | 2029 | 10 | 519.418 | 533.382 | 36.7936 | 69.8708 | 0
| All | All Customers | 8 | Average Weekday | SCE | 1-in-2 | 2029 | 11 | 498.2714 | 511.1836 | 36.8268 | 73.6852 | 0
| All | All Customers | 8 | Average Weekday | SCE | 1-in-2 | 2029 | 12 | 487.4278 | 503.729 | 36.8556 | 77.4375 | 0
| All | All Customers | 8 | Average Weekday | SCE | 1-in-2 | 2029 | 13 | 410.7463 | 430.8274 | 36.8707 | 80.3669 | 0
| All | All Customers | 8 | Average Weekday | SCE | 1-in-2 | 2029 | 14 | 382.5712 | 399.3976 | 36.8406 | 82.5867 | 0
| All | All Customers | 8 | Average Weekday | SCE | 1-in-2 | 2029 | 15 | 336.7972 | 351.8732 | 36.7869 | 83.9652 | 0
| All | All Customers | 8 | Average Weekday | SCE | 1-in-2 | 2029 | 16 | 290.4118 | 294.4428 | 36.749 | 84.4882 | 0
| All | All Customers | 8 | Average Weekday | SCE | 1-in-2 | 2029 | 17 | 273.4482 | 280.7711 | 37.1101 | 84.5142 | 0
| All | All Customers | 8 | Average Weekday | SCE | 1-in-2 | 2029 | 18 | 250.4757 | 264.4279 | 37.1659 | 83.6598 | 0
| All | All Customers | 8 | Average Weekday | SCE | 1-in-2 | 2029 | 19 | 236.9624 | 260.6388 | 38.0408 | 81.9995 | 0
| All | All Customers | 8 | Average Weekday | SCE | 1-in-2 | 2029 | 20 | 236.8563 | 256.2658 | 36.9318 | 79.4151 | 0
| All | All Customers | 8 | Average Weekday | SCE | 1-in-2 | 2029 | 21 | 261.563 | 277.3377 | 37.3009 | 75.7188 | 0
| All | All Customers | 8 | Average Weekday | SCE | 1-in-2 | 2029 | 22 | 421.6623 | 454.0336 | 36.7025 | 72.7525 | 0
| All | All Customers | 8 | Average Weekday | SCE | 1-in-2 | 2029 | 23 | 444.5301 | 479.9934 | 36.715 | 70.9434 | 0
| All | All Customers | 8 | Average Weekday | SCE | 1-in-2 | 2029 | 24 | 470.41 | 513.3236 | 36.7387 | 69.6999 | 0
| All | All Customers | 8 | Monthly System Peak Day | SCE | 1-in-2 | 2029 | 1 | 403.8589 | 396.0873 | 31.2985 | 76.729 | 0
| All | All Customers | 8 | Monthly System Peak Day | SCE | 1-in-2 | 2029 | 2 | 390.3469 | 365.5334 | 31.2826 | 75.7112 | 0
| All | All Customers | 8 | Monthly System Peak Day | SCE | 1-in-2 | 2029 | 3 | 473.5244 | 429.8258 | 31.2815 | 75.0151 | 0
| All | All Customers | 8 | Monthly System Peak Day | SCE | 1-in-2 | 2029 | 4 | 577.5874 | 506.2208 | 31.2786 | 74.1331 | 0
| All | All Customers | 8 | Monthly System Peak Day | SCE | 1-in-2 | 2029 | 5 | 552.1162 | 498.8266 | 31.2871 | 73.4784 | 0
| All | All Customers | 8 | Monthly System Peak Day | SCE | 1-in-2 | 2029 | 6 | 564.9374 | 521.6524 | 31.3034 | 73.0231 | 0
| All | All Customers | 8 | Monthly System Peak Day | SCE | 1-in-2 | 2029 | 7 | 579.0762 | 524.2247 | 31.349 | 72.4765 | 0
| All | All Customers | 8 | Monthly System Peak Day | SCE | 1-in-2 | 2029 | 8 | 589.3181 | 545.3784 | 31.3162 | 72.4993 | 0
| All | All Customers | 8 | Monthly System Peak Day | SCE | 1-in-2 | 2029 | 9 | 528.5822 | 504.3365 | 31.3178 | 74.4048 | 0
| All | All Customers | 8 | Monthly System Peak Day | SCE | 1-in-2 | 2029 | 10 | 519.418 | 484.7108 | 31.3021 | 78.181 | 0
| All | All Customers | 8 | Monthly System Peak Day | SCE | 1-in-2 | 2029 | 11 | 498.2714 | 462.4345 | 31.315 | 82.3488 | 0
| All | All Customers | 8 | Monthly System Peak Day | SCE | 1-in-2 | 2029 | 12 | 487.4278 | 451.4336 | 31.3332 | 85.8708 | 0
| All | All Customers | 8 | Monthly System Peak Day | SCE | 1-in-2 | 2029 | 13 | 410.7463 | 394.2649 | 31.3474 | 88.3284 | 0
| All | All Customers | 8 | Monthly System Peak Day | SCE | 1-in-2 | 2029 | 14 | 382.5712 | 368.4935 | 31.342 | 90.4758 | 0
| All | All Customers | 8 | Monthly System Peak Day | SCE | 1-in-2 | 2029 | 15 | 336.7972 | 327.0748 | 31.3572 | 91.872 | 0
| All | All Customers | 8 | Monthly System Peak Day | SCE | 1-in-2 | 2029 | 16 | 290.4118 | 268.9199 | 31.3461 | 91.7197 | 0
| All | All Customers | 8 | Monthly System Peak Day | SCE | 1-in-2 | 2029 | 17 | 273.4482 | 283.1984 | 31.1699 | 91.0049 | 0
| All | All Customers | 8 | Monthly System Peak Day | SCE | 1-in-2 | 2029 | 18 | 250.4757 | 275.2051 | 31.2603 | 89.5054 | 0
| All | All Customers | 8 | Monthly System Peak Day | SCE | 1-in-2 | 2029 | 19 | 236.9624 | 234.7233 | 30.9249 | 88.0806 | 0
| All | All Customers | 8 | Monthly System Peak Day | SCE | 1-in-2 | 2029 | 20 | 236.8563 | 227.828 | 30.784 | 86.4 | 0
| All | All Customers | 8 | Monthly System Peak Day | SCE | 1-in-2 | 2029 | 21 | 261.563 | 241.7297 | 32.0356 | 82.8954 | 0
| All | All Customers | 8 | Monthly System Peak Day | SCE | 1-in-2 | 2029 | 22 | 421.6623 | 396.5925 | 31.4494 | 79.7942 | 0
| All | All Customers | 8 | Monthly System Peak Day | SCE | 1-in-2 | 2029 | 23 | 444.5301 | 418.3958 | 31.3298 | 77.8258 | 0
| All | All Customers | 8 | Monthly System Peak Day | SCE | 1-in-2 | 2029 | 24 | 470.41 | 450.8065 | 31.3107 | 76.3618 | 0
| All | All Customers | 8 | Typical Event Day | SCE | 1-in-2 | 2029 | 1 | 403.8589 | 396.0873 | 31.2985 | 72.4861 | 0
| All | All Customers | 8 | Typical Event Day | SCE | 1-in-2 | 2029 | 2 | 390.3469 | 365.5334 | 31.2826 | 71.5249 | 0
| All | All Customers | 8 | Typical Event Day | SCE | 1-in-2 | 2029 | 3 | 473.5244 | 429.8258 | 31.2815 | 70.6941 | 0
| All | All Customers | 8 | Typical Event Day | SCE | 1-in-2 | 2029 | 4 | 577.5874 | 506.2208 | 31.2786 | 69.8869 | 0
| All | All Customers | 8 | Typical Event Day | SCE | 1-in-2 | 2029 | 5 | 552.1162 | 498.8266 | 31.2871 | 69.2133 | 0
| All | All Customers | 8 | Typical Event Day | SCE | 1-in-2 | 2029 | 6 | 564.9374 | 521.6524 | 31.3034 | 68.6247 | 0
| All | All Customers | 8 | Typical Event Day | SCE | 1-in-2 | 2029 | 7 | 579.0762 | 524.2247 | 31.349 | 68.1379 | 0
| All | All Customers | 8 | Typical Event Day | SCE | 1-in-2 | 2029 | 8 | 589.3181 | 545.3784 | 31.3162 | 68.4562 | 0
| All | All Customers | 8 | Typical Event Day | SCE | 1-in-2 | 2029 | 9 | 528.5822 | 504.3365 | 31.3178 | 70.9203 | 0
| All | All Customers | 8 | Typical Event Day | SCE | 1-in-2 | 2029 | 10 | 519.418 | 484.7108 | 31.3021 | 75.0162 | 0
| All | All Customers | 8 | Typical Event Day | SCE | 1-in-2 | 2029 | 11 | 498.2714 | 462.4345 | 31.315 | 79.3024 | 0
| All | All Customers | 8 | Typical Event Day | SCE | 1-in-2 | 2029 | 12 | 487.4278 | 451.4336 | 31.3332 | 83.1312 | 0
| All | All Customers | 8 | Typical Event Day | SCE | 1-in-2 | 2029 | 13 | 410.7463 | 394.2649 | 31.3474 | 85.912 | 0
| All | All Customers | 8 | Typical Event Day | SCE | 1-in-2 | 2029 | 14 | 382.5712 | 368.4935 | 31.342 | 87.9349 | 0
| All | All Customers | 8 | Typical Event Day | SCE | 1-in-2 | 2029 | 15 | 336.7972 | 327.0748 | 31.3572 | 89.4513 | 0
| All | All Customers | 8 | Typical Event Day | SCE | 1-in-2 | 2029 | 16 | 290.4118 | 268.9199 | 31.3461 | 89.7042 | 0
| All | All Customers | 8 | Typical Event Day | SCE | 1-in-2 | 2029 | 17 | 273.4482 | 283.1984 | 31.1699 | 89.701 | 0
| All | All Customers | 8 | Typical Event Day | SCE | 1-in-2 | 2029 | 18 | 250.4757 | 275.2051 | 31.2603 | 88.7098 | 0
| All | All Customers | 8 | Typical Event Day | SCE | 1-in-2 | 2029 | 19 | 236.9624 | 234.7233 | 30.9249 | 87.0032 | 0
| All | All Customers | 8 | Typical Event Day | SCE | 1-in-2 | 2029 | 20 | 236.8563 | 227.828 | 30.784 | 84.6105 | 0
| All | All Customers | 8 | Typical Event Day | SCE | 1-in-2 | 2029 | 21 | 261.563 | 241.7297 | 32.0356 | 81.2896 | 0
| All | All Customers | 8 | Typical Event Day | SCE | 1-in-2 | 2029 | 22 | 421.6623 | 396.5925 | 31.4494 | 78.334 | 0
| All | All Customers | 8 | Typical Event Day | SCE | 1-in-2 | 2029 | 23 | 444.5301 | 418.3958 | 31.3298 | 76.345 | 0
| All | All Customers | 8 | Typical Event Day | SCE | 1-in-2 | 2029 | 24 | 470.41 | 450.8065 | 31.3107 | 74.6513 | 0
| All | All Customers | 9 | Average Weekday | SCE | 1-in-2 | 2029 | 1 | 372.5062 | 393.6972 | 39.4126 | 68.2248 | 0
| All | All Customers | 9 | Average Weekday | SCE | 1-in-2 | 2029 | 2 | 368.9088 | 379.7315 | 39.4077 | 67.3747 | 0
| All | All Customers | 9 | Average Weekday | SCE | 1-in-2 | 2029 | 3 | 466.4377 | 473.446 | 39.4062 | 66.6469 | 0
| All | All Customers | 9 | Average Weekday | SCE | 1-in-2 | 2029 | 4 | 573.2988 | 584.0315 | 39.4053 | 65.9978 | 0
| All | All Customers | 9 | Average Weekday | SCE | 1-in-2 | 2029 | 5 | 536.564 | 554.6072 | 39.4026 | 65.4474 | 0
| All | All Customers | 9 | Average Weekday | SCE | 1-in-2 | 2029 | 6 | 538.1028 | 566.9332 | 39.3967 | 64.9529 | 0
| All | All Customers | 9 | Average Weekday | SCE | 1-in-2 | 2029 | 7 | 563.4818 | 582.3788 | 39.3875 | 64.5849 | 0
| All | All Customers | 9 | Average Weekday | SCE | 1-in-2 | 2029 | 8 | 562.705 | 579.5589 | 39.4215 | 64.395 | 0
| All | All Customers | 9 | Average Weekday | SCE | 1-in-2 | 2029 | 9 | 500.8018 | 517.5056 | 39.4563 | 65.5182 | 0
| All | All Customers | 9 | Average Weekday | SCE | 1-in-2 | 2029 | 10 | 498.1617 | 507.4959 | 39.4531 | 68.2871 | 0
| All | All Customers | 9 | Average Weekday | SCE | 1-in-2 | 2029 | 11 | 480.7844 | 489.4042 | 39.4955 | 71.8009 | 0
| All | All Customers | 9 | Average Weekday | SCE | 1-in-2 | 2029 | 12 | 471.6683 | 480.7588 | 39.5387 | 75.3148 | 0
| All | All Customers | 9 | Average Weekday | SCE | 1-in-2 | 2029 | 13 | 405.4428 | 416.1103 | 39.5574 | 78.1724 | 0
| All | All Customers | 9 | Average Weekday | SCE | 1-in-2 | 2029 | 14 | 373.6095 | 383.6728 | 39.5229 | 80.1734 | 0
| All | All Customers | 9 | Average Weekday | SCE | 1-in-2 | 2029 | 15 | 334.4576 | 344.2808 | 39.4529 | 81.3344 | 0
| All | All Customers | 9 | Average Weekday | SCE | 1-in-2 | 2029 | 16 | 303.5896 | 302.9462 | 39.4026 | 81.812 | 0
| All | All Customers | 9 | Average Weekday | SCE | 1-in-2 | 2029 | 17 | 277.0375 | 289.8048 | 39.6353 | 81.5813 | 0
| All | All Customers | 9 | Average Weekday | SCE | 1-in-2 | 2029 | 18 | 258.628 | 276.4853 | 39.5585 | 80.5863 | 0
| All | All Customers | 9 | Average Weekday | SCE | 1-in-2 | 2029 | 19 | 261.6326 | 272.2133 | 40.7953 | 78.8037 | 0
| All | All Customers | 9 | Average Weekday | SCE | 1-in-2 | 2029 | 20 | 261.956 | 270.522 | 39.2749 | 75.9106 | 0
| All | All Customers | 9 | Average Weekday | SCE | 1-in-2 | 2029 | 21 | 278.3883 | 288.3756 | 39.4381 | 72.9426 | 0
| All | All Customers | 9 | Average Weekday | SCE | 1-in-2 | 2029 | 22 | 420.9614 | 443.9885 | 39.3656 | 71.2201 | 0
| All | All Customers | 9 | Average Weekday | SCE | 1-in-2 | 2029 | 23 | 424.2777 | 446.9121 | 39.4153 | 69.9888 | 0
| All | All Customers | 9 | Average Weekday | SCE | 1-in-2 | 2029 | 24 | 439.7272 | 471.2913 | 39.4199 | 68.9206 | 0
| All | All Customers | 9 | Monthly System Peak Day | SCE | 1-in-2 | 2029 | 1 | 372.5062 | 356.1915 | 39.4932 | 75.2302 | 0
| All | All Customers | 9 | Monthly System Peak Day | SCE | 1-in-2 | 2029 | 2 | 368.9088 | 334.0422 | 39.4795 | 74.1473 | 0
| All | All Customers | 9 | Monthly System Peak Day | SCE | 1-in-2 | 2029 | 3 | 466.4377 | 403.5797 | 39.478 | 73.2171 | 0
| All | All Customers | 9 | Monthly System Peak Day | SCE | 1-in-2 | 2029 | 4 | 573.2988 | 472.7236 | 39.4738 | 72.3767 | 0
| All | All Customers | 9 | Monthly System Peak Day | SCE | 1-in-2 | 2029 | 5 | 536.564 | 450.3979 | 39.481 | 71.3744 | 0
| All | All Customers | 9 | Monthly System Peak Day | SCE | 1-in-2 | 2029 | 6 | 538.1028 | 463.274 | 39.4925 | 70.647 | 0
| All | All Customers | 9 | Monthly System Peak Day | SCE | 1-in-2 | 2029 | 7 | 563.4818 | 488.1316 | 39.5464 | 70.3486 | 0
| All | All Customers | 9 | Monthly System Peak Day | SCE | 1-in-2 | 2029 | 8 | 562.705 | 490.1753 | 39.514 | 70.1718 | 0
| All | All Customers | 9 | Monthly System Peak Day | SCE | 1-in-2 | 2029 | 9 | 500.8018 | 469.055 | 39.5177 | 72.2417 | 0
| All | All Customers | 9 | Monthly System Peak Day | SCE | 1-in-2 | 2029 | 10 | 498.1617 | 453.8116 | 39.5149 | 76.6962 | 0
| All | All Customers | 9 | Monthly System Peak Day | SCE | 1-in-2 | 2029 | 11 | 480.7844 | 435.9572 | 39.5186 | 81.9531 | 0
| All | All Customers | 9 | Monthly System Peak Day | SCE | 1-in-2 | 2029 | 12 | 471.6683 | 426.7113 | 39.5185 | 86.7778 | 0
| All | All Customers | 9 | Monthly System Peak Day | SCE | 1-in-2 | 2029 | 13 | 405.4428 | 373.0653 | 39.5271 | 90.8267 | 0
| All | All Customers | 9 | Monthly System Peak Day | SCE | 1-in-2 | 2029 | 14 | 373.6095 | 347.5111 | 39.5233 | 93.6136 | 0
| All | All Customers | 9 | Monthly System Peak Day | SCE | 1-in-2 | 2029 | 15 | 334.4576 | 315.2097 | 39.5476 | 94.781 | 0
| All | All Customers | 9 | Monthly System Peak Day | SCE | 1-in-2 | 2029 | 16 | 303.5896 | 272.2744 | 39.5569 | 94.2312 | 0
| All | All Customers | 9 | Monthly System Peak Day | SCE | 1-in-2 | 2029 | 17 | 277.0375 | 287.8951 | 39.4368 | 93.9331 | 0
| All | All Customers | 9 | Monthly System Peak Day | SCE | 1-in-2 | 2029 | 18 | 258.628 | 282.4021 | 39.4457 | 93.1571 | 0
| All | All Customers | 9 | Monthly System Peak Day | SCE | 1-in-2 | 2029 | 19 | 261.6326 | 233.3446 | 39.9255 | 92.0918 | 0
| All | All Customers | 9 | Monthly System Peak Day | SCE | 1-in-2 | 2029 | 20 | 261.956 | 222.1512 | 38.6336 | 89.7033 | 0
| All | All Customers | 9 | Monthly System Peak Day | SCE | 1-in-2 | 2029 | 21 | 278.3883 | 247.4509 | 39.5936 | 86.0369 | 0
| All | All Customers | 9 | Monthly System Peak Day | SCE | 1-in-2 | 2029 | 22 | 420.9614 | 378.6532 | 39.5961 | 83.6113 | 0
| All | All Customers | 9 | Monthly System Peak Day | SCE | 1-in-2 | 2029 | 23 | 424.2777 | 378.3441 | 39.4868 | 81.6711 | 0
| All | All Customers | 9 | Monthly System Peak Day | SCE | 1-in-2 | 2029 | 24 | 439.7272 | 403.8365 | 39.4957 | 79.6122 | 0
| All | All Customers | 10 | Average Weekday | SCE | 1-in-2 | 2029 | 1 | 399.8581 | 413.7829 | 36.634 | 63.1078 | 0
| All | All Customers | 10 | Average Weekday | SCE | 1-in-2 | 2029 | 2 | 377.9243 | 385.1583 | 36.538 | 62.2306 | 0
| All | All Customers | 10 | Average Weekday | SCE | 1-in-2 | 2029 | 3 | 472.9663 | 482.9781 | 36.5244 | 61.3429 | 0
| All | All Customers | 10 | Average Weekday | SCE | 1-in-2 | 2029 | 4 | 580.6574 | 595.5847 | 36.4916 | 60.6521 | 0
| All | All Customers | 10 | Average Weekday | SCE | 1-in-2 | 2029 | 5 | 584.2301 | 600.9935 | 36.4973 | 59.9614 | 0
| All | All Customers | 10 | Average Weekday | SCE | 1-in-2 | 2029 | 6 | 597.2939 | 618.3781 | 36.4654 | 59.4727 | 0
| All | All Customers | 10 | Average Weekday | SCE | 1-in-2 | 2029 | 7 | 606.0499 | 621.9079 | 36.4787 | 59.0885 | 0
| All | All Customers | 10 | Average Weekday | SCE | 1-in-2 | 2029 | 8 | 629.4689 | 655.6573 | 36.7359 | 58.8572 | 0
| All | All Customers | 10 | Average Weekday | SCE | 1-in-2 | 2029 | 9 | 567.6719 | 605.0267 | 36.9969 | 59.2786 | 0
| All | All Customers | 10 | Average Weekday | SCE | 1-in-2 | 2029 | 10 | 553.5286 | 573.4034 | 36.7736 | 61.808 | 0
| All | All Customers | 10 | Average Weekday | SCE | 1-in-2 | 2029 | 11 | 544.2448 | 559.2777 | 36.9024 | 65.2524 | 0
| All | All Customers | 10 | Average Weekday | SCE | 1-in-2 | 2029 | 12 | 527.5139 | 538.9915 | 37.0442 | 68.7871 | 0
| All | All Customers | 10 | Average Weekday | SCE | 1-in-2 | 2029 | 13 | 434.6642 | 443.5726 | 37.1388 | 71.7612 | 0
| All | All Customers | 10 | Average Weekday | SCE | 1-in-2 | 2029 | 14 | 385.4395 | 391.4955 | 37.0312 | 73.8981 | 0
| All | All Customers | 10 | Average Weekday | SCE | 1-in-2 | 2029 | 15 | 341.6654 | 346.7562 | 36.816 | 75.2877 | 0
| All | All Customers | 10 | Average Weekday | SCE | 1-in-2 | 2029 | 16 | 295.6242 | 297.5736 | 36.5364 | 76.0881 | 0
| All | All Customers | 10 | Average Weekday | SCE | 1-in-2 | 2029 | 17 | 276.5029 | 285.299 | 36.2972 | 75.9371 | 0
| All | All Customers | 10 | Average Weekday | SCE | 1-in-2 | 2029 | 18 | 269.129 | 276.14 | 36.3242 | 74.9092 | 0
| All | All Customers | 10 | Average Weekday | SCE | 1-in-2 | 2029 | 19 | 260.2688 | 264.8589 | 36.8326 | 72.9505 | 0
| All | All Customers | 10 | Average Weekday | SCE | 1-in-2 | 2029 | 20 | 261.5704 | 265.5946 | 36.2587 | 70.0551 | 0
| All | All Customers | 10 | Average Weekday | SCE | 1-in-2 | 2029 | 21 | 269.1776 | 273.4477 | 36.3252 | 67.8774 | 0
| All | All Customers | 10 | Average Weekday | SCE | 1-in-2 | 2029 | 22 | 440.8739 | 463.1286 | 36.523 | 66.2813 | 0
| All | All Customers | 10 | Average Weekday | SCE | 1-in-2 | 2029 | 23 | 430.8582 | 454.3083 | 36.6189 | 65.0082 | 0
| All | All Customers | 10 | Average Weekday | SCE | 1-in-2 | 2029 | 24 | 449.2393 | 480.8098 | 36.7289 | 63.8932 | 0
| All | All Customers | 10 | Monthly System Peak Day | SCE | 1-in-2 | 2029 | 1 | 399.8581 | 427.8285 | 36.2437 | 71.8962 | 0
| All | All Customers | 10 | Monthly System Peak Day | SCE | 1-in-2 | 2029 | 2 | 377.9243 | 392.7888 | 36.2877 | 70.4043 | 0
| All | All Customers | 10 | Monthly System Peak Day | SCE | 1-in-2 | 2029 | 3 | 472.9663 | 491.524 | 36.2944 | 68.1625 | 0
| All | All Customers | 10 | Monthly System Peak Day | SCE | 1-in-2 | 2029 | 4 | 580.6574 | 600.5838 | 36.3161 | 67.3048 | 0
| All | All Customers | 10 | Monthly System Peak Day | SCE | 1-in-2 | 2029 | 5 | 584.2301 | 608.6001 | 36.3135 | 66.6615 | 0
| All | All Customers | 10 | Monthly System Peak Day | SCE | 1-in-2 | 2029 | 6 | 597.2939 | 619.6662 | 36.3412 | 66.0378 | 0
| All | All Customers | 10 | Monthly System Peak Day | SCE | 1-in-2 | 2029 | 7 | 606.0499 | 619.6794 | 36.3483 | 65.2515 | 0
| All | All Customers | 10 | Monthly System Peak Day | SCE | 1-in-2 | 2029 | 8 | 629.4689 | 666.6794 | 36.2205 | 65.0625 | 0
| All | All Customers | 10 | Monthly System Peak Day | SCE | 1-in-2 | 2029 | 9 | 567.6719 | 615.8502 | 36.1788 | 65.933 | 0
| All | All Customers | 10 | Monthly System Peak Day | SCE | 1-in-2 | 2029 | 10 | 553.5286 | 580.1116 | 36.2297 | 70.1461 | 0
| All | All Customers | 10 | Monthly System Peak Day | SCE | 1-in-2 | 2029 | 11 | 544.2448 | 569.3556 | 36.2598 | 76.4511 | 0
| All | All Customers | 10 | Monthly System Peak Day | SCE | 1-in-2 | 2029 | 12 | 527.5139 | 552.2888 | 36.3251 | 82.4643 | 0
| All | All Customers | 10 | Monthly System Peak Day | SCE | 1-in-2 | 2029 | 13 | 434.6642 | 446.8242 | 36.3887 | 86.6366 | 0
| All | All Customers | 10 | Monthly System Peak Day | SCE | 1-in-2 | 2029 | 14 | 385.4395 | 391.8264 | 36.33 | 89.0965 | 0
| All | All Customers | 10 | Monthly System Peak Day | SCE | 1-in-2 | 2029 | 15 | 341.6654 | 346.209 | 36.2551 | 90.3652 | 0
| All | All Customers | 10 | Monthly System Peak Day | SCE | 1-in-2 | 2029 | 16 | 295.6242 | 295.2841 | 36.2964 | 90.8787 | 0
| All | All Customers | 10 | Monthly System Peak Day | SCE | 1-in-2 | 2029 | 17 | 276.5029 | 285.3142 | 36.266 | 90.5482 | 0
| All | All Customers | 10 | Monthly System Peak Day | SCE | 1-in-2 | 2029 | 18 | 269.129 | 276.4154 | 36.2524 | 89.5589 | 0
| All | All Customers | 10 | Monthly System Peak Day | SCE | 1-in-2 | 2029 | 19 | 260.2688 | 264.1595 | 36.9686 | 87.8291 | 0
| All | All Customers | 10 | Monthly System Peak Day | SCE | 1-in-2 | 2029 | 20 | 261.5704 | 264.7917 | 36.2584 | 84.3371 | 0
| All | All Customers | 10 | Monthly System Peak Day | SCE | 1-in-2 | 2029 | 21 | 269.1776 | 274.3387 | 36.3848 | 81.1782 | 0
| All | All Customers | 10 | Monthly System Peak Day | SCE | 1-in-2 | 2029 | 22 | 440.8739 | 463.3595 | 36.3189 | 78.8058 | 0
| All | All Customers | 10 | Monthly System Peak Day | SCE | 1-in-2 | 2029 | 23 | 430.8582 | 458.6776 | 36.2658 | 76.234 | 0
| All | All Customers | 10 | Monthly System Peak Day | SCE | 1-in-2 | 2029 | 24 | 449.2393 | 500.9179 | 36.2117 | 74.6523 | 0
| All | All Customers | 11 | Average Weekday | SCE | 1-in-2 | 2029 | 1 | 375.8293 | 384.1725 | 36.5332 | 57.097 | 0
| All | All Customers | 11 | Average Weekday | SCE | 1-in-2 | 2029 | 2 | 358.0174 | 364.8304 | 36.5206 | 56.2395 | 0
| All | All Customers | 11 | Average Weekday | SCE | 1-in-2 | 2029 | 3 | 452.5767 | 464.2526 | 36.4969 | 55.5321 | 0
| All | All Customers | 11 | Average Weekday | SCE | 1-in-2 | 2029 | 4 | 566.6874 | 584.9348 | 36.5008 | 54.9319 | 0
| All | All Customers | 11 | Average Weekday | SCE | 1-in-2 | 2029 | 5 | 556.8889 | 586.2987 | 36.48 | 54.3851 | 0
| All | All Customers | 11 | Average Weekday | SCE | 1-in-2 | 2029 | 6 | 573.0057 | 610.5175 | 36.4895 | 53.8723 | 0
| All | All Customers | 11 | Average Weekday | SCE | 1-in-2 | 2029 | 7 | 587.4141 | 603.7336 | 36.6667 | 53.6302 | 0
| All | All Customers | 11 | Average Weekday | SCE | 1-in-2 | 2029 | 8 | 599.2742 | 614.1954 | 36.8431 | 53.5519 | 0
| All | All Customers | 11 | Average Weekday | SCE | 1-in-2 | 2029 | 9 | 542.9653 | 569.5922 | 36.6931 | 55.1501 | 0
| All | All Customers | 11 | Average Weekday | SCE | 1-in-2 | 2029 | 10 | 528.6276 | 542.8214 | 36.7742 | 58.5803 | 0
| All | All Customers | 11 | Average Weekday | SCE | 1-in-2 | 2029 | 11 | 511.2926 | 520.8342 | 36.8733 | 62.3808 | 0
| All | All Customers | 11 | Average Weekday | SCE | 1-in-2 | 2029 | 12 | 500.4359 | 507.4217 | 36.9403 | 65.6261 | 0
| All | All Customers | 11 | Average Weekday | SCE | 1-in-2 | 2029 | 13 | 414.2719 | 424.049 | 36.8784 | 67.9906 | 0
| All | All Customers | 11 | Average Weekday | SCE | 1-in-2 | 2029 | 14 | 377.5035 | 384.4876 | 36.7472 | 69.4818 | 0
| All | All Customers | 11 | Average Weekday | SCE | 1-in-2 | 2029 | 15 | 324.7254 | 331.5822 | 36.55 | 70.3008 | 0
| All | All Customers | 11 | Average Weekday | SCE | 1-in-2 | 2029 | 16 | 286.38 | 287.8595 | 36.5502 | 70.3572 | 0
| All | All Customers | 11 | Average Weekday | SCE | 1-in-2 | 2029 | 17 | 265.5546 | 273.3346 | 36.3236 | 69.4195 | 0
| All | All Customers | 11 | Average Weekday | SCE | 1-in-2 | 2029 | 18 | 255.3374 | 262.7027 | 36.391 | 67.259 | 0
| All | All Customers | 11 | Average Weekday | SCE | 1-in-2 | 2029 | 19 | 250.5631 | 254.9888 | 36.2593 | 64.7932 | 0
| All | All Customers | 11 | Average Weekday | SCE | 1-in-2 | 2029 | 20 | 248.7993 | 317.1895 | 43.9443 | 62.9626 | 0
| All | All Customers | 11 | Average Weekday | SCE | 1-in-2 | 2029 | 21 | 250.9393 | 256.2188 | 36.356 | 61.4319 | 0
| All | All Customers | 11 | Average Weekday | SCE | 1-in-2 | 2029 | 22 | 416.408 | 436.3377 | 36.5799 | 60.0821 | 0
| All | All Customers | 11 | Average Weekday | SCE | 1-in-2 | 2029 | 23 | 406.6392 | 423.6957 | 36.6586 | 58.91 | 0
| All | All Customers | 11 | Average Weekday | SCE | 1-in-2 | 2029 | 24 | 421.7454 | 437.8523 | 36.6006 | 57.9723 | 0
| All | All Customers | 11 | Monthly System Peak Day | SCE | 1-in-2 | 2029 | 1 | 375.8293 | 392.3986 | 36.3064 | 63.6961 | 0
| All | All Customers | 11 | Monthly System Peak Day | SCE | 1-in-2 | 2029 | 2 | 358.0174 | 371.9041 | 36.306 | 62.2587 | 0
| All | All Customers | 11 | Monthly System Peak Day | SCE | 1-in-2 | 2029 | 3 | 452.5767 | 470.4015 | 36.3317 | 61.2894 | 0
| All | All Customers | 11 | Monthly System Peak Day | SCE | 1-in-2 | 2029 | 4 | 566.6874 | 591.5176 | 36.3251 | 60.4635 | 0
| All | All Customers | 11 | Monthly System Peak Day | SCE | 1-in-2 | 2029 | 5 | 556.8889 | 591.3034 | 36.3586 | 59.6652 | 0
| All | All Customers | 11 | Monthly System Peak Day | SCE | 1-in-2 | 2029 | 6 | 573.0057 | 613.4091 | 36.3572 | 58.6302 | 0
| All | All Customers | 11 | Monthly System Peak Day | SCE | 1-in-2 | 2029 | 7 | 587.4141 | 603.4852 | 36.1941 | 58.3757 | 0
| All | All Customers | 11 | Monthly System Peak Day | SCE | 1-in-2 | 2029 | 8 | 599.2742 | 637.0334 | 36.1576 | 58.0452 | 0
| All | All Customers | 11 | Monthly System Peak Day | SCE | 1-in-2 | 2029 | 9 | 542.9653 | 577.8208 | 36.2676 | 60.3861 | 0
| All | All Customers | 11 | Monthly System Peak Day | SCE | 1-in-2 | 2029 | 10 | 528.6276 | 552.7626 | 36.2456 | 65.4171 | 0
| All | All Customers | 11 | Monthly System Peak Day | SCE | 1-in-2 | 2029 | 11 | 511.2926 | 535.1694 | 36.3398 | 71.7569 | 0
| All | All Customers | 11 | Monthly System Peak Day | SCE | 1-in-2 | 2029 | 12 | 500.4359 | 522.964 | 36.4697 | 77.5791 | 0
| All | All Customers | 11 | Monthly System Peak Day | SCE | 1-in-2 | 2029 | 13 | 414.2719 | 427.2374 | 36.4552 | 81.6227 | 0
| All | All Customers | 11 | Monthly System Peak Day | SCE | 1-in-2 | 2029 | 14 | 377.5035 | 384.1818 | 36.343 | 84.1448 | 0
| All | All Customers | 11 | Monthly System Peak Day | SCE | 1-in-2 | 2029 | 15 | 324.7254 | 331.0187 | 36.3394 | 85.3594 | 0
| All | All Customers | 11 | Monthly System Peak Day | SCE | 1-in-2 | 2029 | 16 | 286.38 | 285.5862 | 36.2912 | 85.3616 | 0
| All | All Customers | 11 | Monthly System Peak Day | SCE | 1-in-2 | 2029 | 17 | 265.5546 | 274.0645 | 36.2476 | 84.0997 | 0
| All | All Customers | 11 | Monthly System Peak Day | SCE | 1-in-2 | 2029 | 18 | 255.3374 | 264.7664 | 36.2003 | 81.2779 | 0
| All | All Customers | 11 | Monthly System Peak Day | SCE | 1-in-2 | 2029 | 19 | 250.5631 | 254.7235 | 36.259 | 77.5579 | 0
| All | All Customers | 11 | Monthly System Peak Day | SCE | 1-in-2 | 2029 | 20 | 248.7993 | 372.6392 | 48.1747 | 74.9178 | 0
| All | All Customers | 11 | Monthly System Peak Day | SCE | 1-in-2 | 2029 | 21 | 250.9393 | 256.9336 | 36.4145 | 72.6122 | 0
| All | All Customers | 11 | Monthly System Peak Day | SCE | 1-in-2 | 2029 | 22 | 416.408 | 438.5952 | 36.2657 | 70.6432 | 0
| All | All Customers | 11 | Monthly System Peak Day | SCE | 1-in-2 | 2029 | 23 | 406.6392 | 430.8966 | 36.2131 | 68.8396 | 0
| All | All Customers | 11 | Monthly System Peak Day | SCE | 1-in-2 | 2029 | 24 | 421.7454 | 452.8204 | 36.2615 | 67.2187 | 0
| All | All Customers | 12 | Average Weekday | SCE | 1-in-2 | 2029 | 1 | 415.7726 | 424.5283 | 36.4176 | 51.0993 | 0
| All | All Customers | 12 | Average Weekday | SCE | 1-in-2 | 2029 | 2 | 399.7394 | 407.3772 | 36.4117 | 50.4096 | 0
| All | All Customers | 12 | Average Weekday | SCE | 1-in-2 | 2029 | 3 | 492.2848 | 505.0028 | 36.411 | 49.8263 | 0
| All | All Customers | 12 | Average Weekday | SCE | 1-in-2 | 2029 | 4 | 607.5525 | 627.0712 | 36.4104 | 49.2979 | 0
| All | All Customers | 12 | Average Weekday | SCE | 1-in-2 | 2029 | 5 | 601.6967 | 633.1747 | 36.4133 | 48.8154 | 0
| All | All Customers | 12 | Average Weekday | SCE | 1-in-2 | 2029 | 6 | 603.5413 | 644.2559 | 36.4181 | 48.2936 | 0
| All | All Customers | 12 | Average Weekday | SCE | 1-in-2 | 2029 | 7 | 611.0705 | 628.3751 | 36.4246 | 47.946 | 0
| All | All Customers | 12 | Average Weekday | SCE | 1-in-2 | 2029 | 8 | 629.5424 | 646.1927 | 36.4329 | 47.7165 | 0
| All | All Customers | 12 | Average Weekday | SCE | 1-in-2 | 2029 | 9 | 564.442 | 591.7927 | 36.4418 | 48.2968 | 0
| All | All Customers | 12 | Average Weekday | SCE | 1-in-2 | 2029 | 10 | 540.6232 | 557.6916 | 36.4301 | 50.7893 | 0
| All | All Customers | 12 | Average Weekday | SCE | 1-in-2 | 2029 | 11 | 525.9537 | 536.8054 | 36.4465 | 53.9511 | 0
| All | All Customers | 12 | Average Weekday | SCE | 1-in-2 | 2029 | 12 | 513.7963 | 520.4583 | 36.4628 | 56.8956 | 0
| All | All Customers | 12 | Average Weekday | SCE | 1-in-2 | 2029 | 13 | 434.558 | 444.0239 | 36.473 | 59.1373 | 0
| All | All Customers | 12 | Average Weekday | SCE | 1-in-2 | 2029 | 14 | 401.6678 | 409.1942 | 36.4611 | 60.6795 | 0
| All | All Customers | 12 | Average Weekday | SCE | 1-in-2 | 2029 | 15 | 365.5638 | 371.8617 | 36.4366 | 61.5091 | 0
| All | All Customers | 12 | Average Weekday | SCE | 1-in-2 | 2029 | 16 | 325.4817 | 326.9037 | 36.4173 | 61.6436 | 0
| All | All Customers | 12 | Average Weekday | SCE | 1-in-2 | 2029 | 17 | 312.1095 | 320.5552 | 36.282 | 60.916 | 0
| All | All Customers | 12 | Average Weekday | SCE | 1-in-2 | 2029 | 18 | 303.5844 | 310.7355 | 36.2822 | 58.9961 | 0
| All | All Customers | 12 | Average Weekday | SCE | 1-in-2 | 2029 | 19 | 299.8942 | 304.1339 | 36.2589 | 56.8459 | 0
| All | All Customers | 12 | Average Weekday | SCE | 1-in-2 | 2029 | 20 | 306.4958 | 376.0491 | 36.946 | 55.3643 | 0
| All | All Customers | 12 | Average Weekday | SCE | 1-in-2 | 2029 | 21 | 309.9825 | 315.4053 | 36.3243 | 54.1662 | 0
| All | All Customers | 12 | Average Weekday | SCE | 1-in-2 | 2029 | 22 | 462.8532 | 482.2486 | 36.4217 | 53.0867 | 0
| All | All Customers | 12 | Average Weekday | SCE | 1-in-2 | 2029 | 23 | 452.8381 | 469.4229 | 36.4252 | 52.1648 | 0
| All | All Customers | 12 | Average Weekday | SCE | 1-in-2 | 2029 | 24 | 466.0876 | 482.6752 | 36.4253 | 51.3065 | 0
| All | All Customers | 12 | Monthly System Peak Day | SCE | 1-in-2 | 2029 | 1 | 415.7726 | 424.5283 | 36.4176 | 43.8672 | 0
| All | All Customers | 12 | Monthly System Peak Day | SCE | 1-in-2 | 2029 | 2 | 399.7394 | 407.3772 | 36.4117 | 43.2256 | 0
| All | All Customers | 12 | Monthly System Peak Day | SCE | 1-in-2 | 2029 | 3 | 492.2848 | 505.0028 | 36.411 | 42.6913 | 0
| All | All Customers | 12 | Monthly System Peak Day | SCE | 1-in-2 | 2029 | 4 | 607.5525 | 627.0712 | 36.4104 | 42.4777 | 0
| All | All Customers | 12 | Monthly System Peak Day | SCE | 1-in-2 | 2029 | 5 | 601.6967 | 633.1747 | 36.4133 | 42.1367 | 0
| All | All Customers | 12 | Monthly System Peak Day | SCE | 1-in-2 | 2029 | 6 | 603.5413 | 644.2559 | 36.4181 | 41.8913 | 0
| All | All Customers | 12 | Monthly System Peak Day | SCE | 1-in-2 | 2029 | 7 | 611.0705 | 628.3751 | 36.4246 | 41.6735 | 0
| All | All Customers | 12 | Monthly System Peak Day | SCE | 1-in-2 | 2029 | 8 | 629.5424 | 646.1927 | 36.4329 | 41.2499 | 0
| All | All Customers | 12 | Monthly System Peak Day | SCE | 1-in-2 | 2029 | 9 | 564.442 | 591.7927 | 36.4418 | 41.9432 | 0
| All | All Customers | 12 | Monthly System Peak Day | SCE | 1-in-2 | 2029 | 10 | 540.6232 | 557.6916 | 36.4301 | 45.6321 | 0
| All | All Customers | 12 | Monthly System Peak Day | SCE | 1-in-2 | 2029 | 11 | 525.9537 | 536.8054 | 36.4465 | 49.6998 | 0
| All | All Customers | 12 | Monthly System Peak Day | SCE | 1-in-2 | 2029 | 12 | 513.7963 | 520.4583 | 36.4628 | 53.7228 | 0
| All | All Customers | 12 | Monthly System Peak Day | SCE | 1-in-2 | 2029 | 13 | 434.558 | 444.0239 | 36.473 | 56.0063 | 0
| All | All Customers | 12 | Monthly System Peak Day | SCE | 1-in-2 | 2029 | 14 | 401.6678 | 409.1942 | 36.4611 | 57.4507 | 0
| All | All Customers | 12 | Monthly System Peak Day | SCE | 1-in-2 | 2029 | 15 | 365.5638 | 371.8617 | 36.4366 | 58.3329 | 0
| All | All Customers | 12 | Monthly System Peak Day | SCE | 1-in-2 | 2029 | 16 | 325.4817 | 326.9037 | 36.4173 | 58.708 | 0
| All | All Customers | 12 | Monthly System Peak Day | SCE | 1-in-2 | 2029 | 17 | 312.1095 | 320.5552 | 36.282 | 58.3844 | 0
| All | All Customers | 12 | Monthly System Peak Day | SCE | 1-in-2 | 2029 | 18 | 303.5844 | 310.7355 | 36.2822 | 56.4194 | 0
| All | All Customers | 12 | Monthly System Peak Day | SCE | 1-in-2 | 2029 | 19 | 299.8942 | 304.1339 | 36.2589 | 53.7091 | 0
| All | All Customers | 12 | Monthly System Peak Day | SCE | 1-in-2 | 2029 | 20 | 306.4958 | 376.0491 | 36.946 | 51.8177 | 0
| All | All Customers | 12 | Monthly System Peak Day | SCE | 1-in-2 | 2029 | 21 | 309.9825 | 315.4053 | 36.3243 | 50.129 | 0
| All | All Customers | 12 | Monthly System Peak Day | SCE | 1-in-2 | 2029 | 22 | 462.8532 | 482.2486 | 36.4217 | 48.4225 | 0
| All | All Customers | 12 | Monthly System Peak Day | SCE | 1-in-2 | 2029 | 23 | 452.8381 | 469.4229 | 36.4252 | 46.8118 | 0
| All | All Customers | 12 | Monthly System Peak Day | SCE | 1-in-2 | 2029 | 24 | 466.0876 | 482.6752 | 36.4253 | 45.5506 | 0
| All | All Customers | 1 | Average Weekday | SCE | 1-in-2 | 2030 | 1 | 412.3207 | 420.3777 | 36.4277 | 52.5295 | 0
| All | All Customers | 1 | Average Weekday | SCE | 1-in-2 | 2030 | 2 | 400.0115 | 408.0339 | 36.4219 | 51.5748 | 0
| All | All Customers | 1 | Average Weekday | SCE | 1-in-2 | 2030 | 3 | 497.4373 | 509.8273 | 36.4212 | 50.7559 | 0
| All | All Customers | 1 | Average Weekday | SCE | 1-in-2 | 2030 | 4 | 610.2239 | 629.0153 | 36.4205 | 50.1253 | 0
| All | All Customers | 1 | Average Weekday | SCE | 1-in-2 | 2030 | 5 | 605.1584 | 635.9515 | 36.4234 | 49.4067 | 0
| All | All Customers | 1 | Average Weekday | SCE | 1-in-2 | 2030 | 6 | 614.6386 | 654.0795 | 36.4282 | 48.8381 | 0
| All | All Customers | 1 | Average Weekday | SCE | 1-in-2 | 2030 | 7 | 629.8824 | 646.5198 | 36.4347 | 48.56 | 0
| All | All Customers | 1 | Average Weekday | SCE | 1-in-2 | 2030 | 8 | 651.1683 | 667.0876 | 36.443 | 48.3527 | 0
| All | All Customers | 1 | Average Weekday | SCE | 1-in-2 | 2030 | 9 | 582.8515 | 608.5059 | 36.452 | 49.0075 | 0
| All | All Customers | 1 | Average Weekday | SCE | 1-in-2 | 2030 | 10 | 569.4366 | 584.2149 | 36.4403 | 52.3494 | 0
| All | All Customers | 1 | Average Weekday | SCE | 1-in-2 | 2030 | 11 | 551.0477 | 560.7577 | 36.4567 | 56.7873 | 0
| All | All Customers | 1 | Average Weekday | SCE | 1-in-2 | 2030 | 12 | 541.1241 | 547.8397 | 36.473 | 60.8785 | 0
| All | All Customers | 1 | Average Weekday | SCE | 1-in-2 | 2030 | 13 | 466.3878 | 475.8654 | 36.4832 | 63.9218 | 0
| All | All Customers | 1 | Average Weekday | SCE | 1-in-2 | 2030 | 14 | 428.9601 | 435.9169 | 36.4713 | 65.9741 | 0
| All | All Customers | 1 | Average Weekday | SCE | 1-in-2 | 2030 | 15 | 390.2562 | 395.9041 | 36.4467 | 67.2299 | 0
| All | All Customers | 1 | Average Weekday | SCE | 1-in-2 | 2030 | 16 | 348.9893 | 350.2364 | 36.4275 | 67.6672 | 0
| All | All Customers | 1 | Average Weekday | SCE | 1-in-2 | 2030 | 17 | 334.4203 | 342.7563 | 36.2935 | 67.081 | 0
| All | All Customers | 1 | Average Weekday | SCE | 1-in-2 | 2030 | 18 | 323.0091 | 330.2786 | 36.2937 | 65.1671 | 0
| All | All Customers | 1 | Average Weekday | SCE | 1-in-2 | 2030 | 19 | 311.3895 | 315.6726 | 36.2699 | 62.0782 | 0
| All | All Customers | 1 | Average Weekday | SCE | 1-in-2 | 2030 | 20 | 311.0594 | 380.1322 | 36.9547 | 59.7939 | 0
| All | All Customers | 1 | Average Weekday | SCE | 1-in-2 | 2030 | 21 | 303.2848 | 308.5427 | 36.3356 | 58.1234 | 0
| All | All Customers | 1 | Average Weekday | SCE | 1-in-2 | 2030 | 22 | 457.8961 | 477.4702 | 36.4316 | 56.6753 | 0
| All | All Customers | 1 | Average Weekday | SCE | 1-in-2 | 2030 | 23 | 450.5552 | 467.1908 | 36.4353 | 55.3814 | 0
| All | All Customers | 1 | Average Weekday | SCE | 1-in-2 | 2030 | 24 | 467.3278 | 483.1254 | 36.4354 | 54.2169 | 0
| All | All Customers | 1 | Monthly System Peak Day | SCE | 1-in-2 | 2030 | 1 | 412.3207 | 420.3777 | 36.4277 | 46.1508 | 0
| All | All Customers | 1 | Monthly System Peak Day | SCE | 1-in-2 | 2030 | 2 | 400.0115 | 408.0339 | 36.4219 | 45.2304 | 0
| All | All Customers | 1 | Monthly System Peak Day | SCE | 1-in-2 | 2030 | 3 | 497.4373 | 509.8273 | 36.4212 | 43.7928 | 0
| All | All Customers | 1 | Monthly System Peak Day | SCE | 1-in-2 | 2030 | 4 | 610.2239 | 629.0153 | 36.4205 | 43.0306 | 0
| All | All Customers | 1 | Monthly System Peak Day | SCE | 1-in-2 | 2030 | 5 | 605.1584 | 635.9515 | 36.4234 | 42.073 | 0
| All | All Customers | 1 | Monthly System Peak Day | SCE | 1-in-2 | 2030 | 6 | 614.6386 | 654.0795 | 36.4282 | 41.6713 | 0
| All | All Customers | 1 | Monthly System Peak Day | SCE | 1-in-2 | 2030 | 7 | 629.8824 | 646.5198 | 36.4347 | 41.5705 | 0
| All | All Customers | 1 | Monthly System Peak Day | SCE | 1-in-2 | 2030 | 8 | 651.1683 | 667.0876 | 36.443 | 41.7766 | 0
| All | All Customers | 1 | Monthly System Peak Day | SCE | 1-in-2 | 2030 | 9 | 582.8515 | 608.5059 | 36.452 | 42.4508 | 0
| All | All Customers | 1 | Monthly System Peak Day | SCE | 1-in-2 | 2030 | 10 | 569.4366 | 584.2149 | 36.4403 | 45.1188 | 0
| All | All Customers | 1 | Monthly System Peak Day | SCE | 1-in-2 | 2030 | 11 | 551.0477 | 560.7577 | 36.4567 | 48.6287 | 0
| All | All Customers | 1 | Monthly System Peak Day | SCE | 1-in-2 | 2030 | 12 | 541.1241 | 547.8397 | 36.473 | 51.5031 | 0
| All | All Customers | 1 | Monthly System Peak Day | SCE | 1-in-2 | 2030 | 13 | 466.3878 | 475.8654 | 36.4832 | 53.0908 | 0
| All | All Customers | 1 | Monthly System Peak Day | SCE | 1-in-2 | 2030 | 14 | 428.9601 | 435.9169 | 36.4713 | 53.2152 | 0
| All | All Customers | 1 | Monthly System Peak Day | SCE | 1-in-2 | 2030 | 15 | 390.2562 | 395.9041 | 36.4467 | 53.2796 | 0
| All | All Customers | 1 | Monthly System Peak Day | SCE | 1-in-2 | 2030 | 16 | 348.9893 | 350.2364 | 36.4275 | 54.5165 | 0
| All | All Customers | 1 | Monthly System Peak Day | SCE | 1-in-2 | 2030 | 17 | 334.4203 | 342.7563 | 36.2935 | 55.0011 | 0
| All | All Customers | 1 | Monthly System Peak Day | SCE | 1-in-2 | 2030 | 18 | 323.0091 | 330.2786 | 36.2937 | 54.0223 | 0
| All | All Customers | 1 | Monthly System Peak Day | SCE | 1-in-2 | 2030 | 19 | 311.3895 | 315.6726 | 36.2699 | 52.2181 | 0
| All | All Customers | 1 | Monthly System Peak Day | SCE | 1-in-2 | 2030 | 20 | 311.0594 | 380.1322 | 36.9547 | 50.8769 | 0
| All | All Customers | 1 | Monthly System Peak Day | SCE | 1-in-2 | 2030 | 21 | 303.2848 | 308.5427 | 36.3356 | 49.9865 | 0
| All | All Customers | 1 | Monthly System Peak Day | SCE | 1-in-2 | 2030 | 22 | 457.8961 | 477.4702 | 36.4316 | 48.9518 | 0
| All | All Customers | 1 | Monthly System Peak Day | SCE | 1-in-2 | 2030 | 23 | 450.5552 | 467.1908 | 36.4353 | 47.5941 | 0
| All | All Customers | 1 | Monthly System Peak Day | SCE | 1-in-2 | 2030 | 24 | 467.3278 | 483.1254 | 36.4354 | 46.7194 | 0
| All | All Customers | 2 | Average Weekday | SCE | 1-in-2 | 2030 | 1 | 386.2859 | 395.0454 | 36.4689 | 52.0965 | 0
| All | All Customers | 2 | Average Weekday | SCE | 1-in-2 | 2030 | 2 | 372.4348 | 381.183 | 36.4623 | 51.2532 | 0
| All | All Customers | 2 | Average Weekday | SCE | 1-in-2 | 2030 | 3 | 463.8255 | 477.3432 | 36.4616 | 50.4252 | 0
| All | All Customers | 2 | Average Weekday | SCE | 1-in-2 | 2030 | 4 | 571.6467 | 592.5417 | 36.461 | 49.6982 | 0
| All | All Customers | 2 | Average Weekday | SCE | 1-in-2 | 2030 | 5 | 570.8141 | 603.8412 | 36.4645 | 49.1156 | 0
| All | All Customers | 2 | Average Weekday | SCE | 1-in-2 | 2030 | 6 | 583.3732 | 624.6447 | 36.4704 | 48.5566 | 0
| All | All Customers | 2 | Average Weekday | SCE | 1-in-2 | 2030 | 7 | 588.4734 | 605.8738 | 36.4776 | 48.1632 | 0
| All | All Customers | 2 | Average Weekday | SCE | 1-in-2 | 2030 | 8 | 610.7567 | 626.9569 | 36.4859 | 48.0226 | 0
| All | All Customers | 2 | Average Weekday | SCE | 1-in-2 | 2030 | 9 | 559.7485 | 585.4109 | 36.4948 | 49.4233 | 0
| All | All Customers | 2 | Average Weekday | SCE | 1-in-2 | 2030 | 10 | 541.813 | 556.0588 | 36.4814 | 52.86 | 0
| All | All Customers | 2 | Average Weekday | SCE | 1-in-2 | 2030 | 11 | 527.2688 | 537.1487 | 36.4992 | 56.7186 | 0
| All | All Customers | 2 | Average Weekday | SCE | 1-in-2 | 2030 | 12 | 516.7455 | 524.0451 | 36.517 | 60.1321 | 0
| All | All Customers | 2 | Average Weekday | SCE | 1-in-2 | 2030 | 13 | 440.2023 | 450.4564 | 36.5284 | 62.679 | 0
| All | All Customers | 2 | Average Weekday | SCE | 1-in-2 | 2030 | 14 | 399.5282 | 406.9617 | 36.5155 | 64.327 | 0
| All | All Customers | 2 | Average Weekday | SCE | 1-in-2 | 2030 | 15 | 352.7448 | 360.0791 | 36.4889 | 65.2057 | 0
| All | All Customers | 2 | Average Weekday | SCE | 1-in-2 | 2030 | 16 | 313.0638 | 315.4155 | 36.4683 | 65.3934 | 0
| All | All Customers | 2 | Average Weekday | SCE | 1-in-2 | 2030 | 17 | 288.0491 | 295.5372 | 36.3071 | 64.8548 | 0
| All | All Customers | 2 | Average Weekday | SCE | 1-in-2 | 2030 | 18 | 276.9934 | 283.4132 | 36.3079 | 63.4338 | 0
| All | All Customers | 2 | Average Weekday | SCE | 1-in-2 | 2030 | 19 | 270.8022 | 275.5191 | 36.2702 | 60.8602 | 0
| All | All Customers | 2 | Average Weekday | SCE | 1-in-2 | 2030 | 20 | 270.3938 | 337.3174 | 37.0549 | 58.5517 | 0
| All | All Customers | 2 | Average Weekday | SCE | 1-in-2 | 2030 | 21 | 264.6576 | 270.0406 | 36.3509 | 56.9202 | 0
| All | All Customers | 2 | Average Weekday | SCE | 1-in-2 | 2030 | 22 | 421.0319 | 441.1491 | 36.4744 | 55.6652 | 0
| All | All Customers | 2 | Average Weekday | SCE | 1-in-2 | 2030 | 23 | 415.7993 | 433.1243 | 36.4781 | 54.4868 | 0
| All | All Customers | 2 | Average Weekday | SCE | 1-in-2 | 2030 | 24 | 434.3992 | 451.2227 | 36.4775 | 53.3759 | 0
| All | All Customers | 2 | Monthly System Peak Day | SCE | 1-in-2 | 2030 | 1 | 386.2859 | 395.0454 | 36.4689 | 43.6333 | 0
| All | All Customers | 2 | Monthly System Peak Day | SCE | 1-in-2 | 2030 | 2 | 372.4348 | 381.183 | 36.4623 | 43.2482 | 0
| All | All Customers | 2 | Monthly System Peak Day | SCE | 1-in-2 | 2030 | 3 | 463.8255 | 477.3432 | 36.4616 | 42.8123 | 0
| All | All Customers | 2 | Monthly System Peak Day | SCE | 1-in-2 | 2030 | 4 | 571.6467 | 592.5417 | 36.461 | 42.2775 | 0
| All | All Customers | 2 | Monthly System Peak Day | SCE | 1-in-2 | 2030 | 5 | 570.8141 | 603.8412 | 36.4645 | 41.5906 | 0
| All | All Customers | 2 | Monthly System Peak Day | SCE | 1-in-2 | 2030 | 6 | 583.3732 | 624.6447 | 36.4704 | 40.8777 | 0
| All | All Customers | 2 | Monthly System Peak Day | SCE | 1-in-2 | 2030 | 7 | 588.4734 | 605.8738 | 36.4776 | 40.6514 | 0
| All | All Customers | 2 | Monthly System Peak Day | SCE | 1-in-2 | 2030 | 8 | 610.7567 | 626.9569 | 36.4859 | 40.8793 | 0
| All | All Customers | 2 | Monthly System Peak Day | SCE | 1-in-2 | 2030 | 9 | 559.7485 | 585.4109 | 36.4948 | 42.3693 | 0
| All | All Customers | 2 | Monthly System Peak Day | SCE | 1-in-2 | 2030 | 10 | 541.813 | 556.0588 | 36.4814 | 44.9734 | 0
| All | All Customers | 2 | Monthly System Peak Day | SCE | 1-in-2 | 2030 | 11 | 527.2688 | 537.1487 | 36.4992 | 47.8451 | 0
| All | All Customers | 2 | Monthly System Peak Day | SCE | 1-in-2 | 2030 | 12 | 516.7455 | 524.0451 | 36.517 | 50.2003 | 0
| All | All Customers | 2 | Monthly System Peak Day | SCE | 1-in-2 | 2030 | 13 | 440.2023 | 450.4564 | 36.5284 | 52.0658 | 0
| All | All Customers | 2 | Monthly System Peak Day | SCE | 1-in-2 | 2030 | 14 | 399.5282 | 406.9617 | 36.5155 | 53.5748 | 0
| All | All Customers | 2 | Monthly System Peak Day | SCE | 1-in-2 | 2030 | 15 | 352.7448 | 360.0791 | 36.4889 | 54.8527 | 0
| All | All Customers | 2 | Monthly System Peak Day | SCE | 1-in-2 | 2030 | 16 | 313.0638 | 315.4155 | 36.4683 | 55.6969 | 0
| All | All Customers | 2 | Monthly System Peak Day | SCE | 1-in-2 | 2030 | 17 | 288.0491 | 295.5372 | 36.3071 | 55.7396 | 0
| All | All Customers | 2 | Monthly System Peak Day | SCE | 1-in-2 | 2030 | 18 | 276.9934 | 283.4132 | 36.3079 | 54.9962 | 0
| All | All Customers | 2 | Monthly System Peak Day | SCE | 1-in-2 | 2030 | 19 | 270.8022 | 275.5191 | 36.2702 | 53.1385 | 0
| All | All Customers | 2 | Monthly System Peak Day | SCE | 1-in-2 | 2030 | 20 | 270.3938 | 337.3174 | 37.0549 | 51.5411 | 0
| All | All Customers | 2 | Monthly System Peak Day | SCE | 1-in-2 | 2030 | 21 | 264.6576 | 270.0406 | 36.3509 | 50.1384 | 0
| All | All Customers | 2 | Monthly System Peak Day | SCE | 1-in-2 | 2030 | 22 | 421.0319 | 441.1491 | 36.4744 | 48.936 | 0
| All | All Customers | 2 | Monthly System Peak Day | SCE | 1-in-2 | 2030 | 23 | 415.7993 | 433.1243 | 36.4781 | 47.915 | 0
| All | All Customers | 2 | Monthly System Peak Day | SCE | 1-in-2 | 2030 | 24 | 434.3992 | 451.2227 | 36.4775 | 46.7847 | 0
| All | All Customers | 3 | Average Weekday | SCE | 1-in-2 | 2030 | 1 | 417.8146 | 433.1516 | 36.5376 | 54.7625 | 0
| All | All Customers | 3 | Average Weekday | SCE | 1-in-2 | 2030 | 2 | 404.0392 | 412.8395 | 36.4885 | 53.8696 | 0
| All | All Customers | 3 | Average Weekday | SCE | 1-in-2 | 2030 | 3 | 509.6177 | 520.8984 | 36.4812 | 53.0858 | 0
| All | All Customers | 3 | Average Weekday | SCE | 1-in-2 | 2030 | 4 | 619.6219 | 636.074 | 36.4652 | 52.4151 | 0
| All | All Customers | 3 | Average Weekday | SCE | 1-in-2 | 2030 | 5 | 601.4288 | 622.0458 | 36.4684 | 51.7834 | 0
| All | All Customers | 3 | Average Weekday | SCE | 1-in-2 | 2030 | 6 | 615.7683 | 639.7926 | 36.454 | 51.2916 | 0
| All | All Customers | 3 | Average Weekday | SCE | 1-in-2 | 2030 | 7 | 629.0916 | 645.6687 | 36.4658 | 50.929 | 0
| All | All Customers | 3 | Average Weekday | SCE | 1-in-2 | 2030 | 8 | 647.2907 | 677.5486 | 36.5961 | 50.7469 | 0
| All | All Customers | 3 | Average Weekday | SCE | 1-in-2 | 2030 | 9 | 590.0635 | 628.3732 | 36.7143 | 51.8629 | 0
| All | All Customers | 3 | Average Weekday | SCE | 1-in-2 | 2030 | 10 | 575.4631 | 598.6813 | 36.6067 | 54.692 | 0
| All | All Customers | 3 | Average Weekday | SCE | 1-in-2 | 2030 | 11 | 550.6227 | 568.0154 | 36.6655 | 58.0164 | 0
| All | All Customers | 3 | Average Weekday | SCE | 1-in-2 | 2030 | 12 | 542.657 | 554.1948 | 36.724 | 61.0929 | 0
| All | All Customers | 3 | Average Weekday | SCE | 1-in-2 | 2030 | 13 | 447.6898 | 456.9558 | 36.7549 | 63.4709 | 0
| All | All Customers | 3 | Average Weekday | SCE | 1-in-2 | 2030 | 14 | 418.6578 | 425.0529 | 36.709 | 65.1214 | 0
| All | All Customers | 3 | Average Weekday | SCE | 1-in-2 | 2030 | 15 | 372.9967 | 378.3175 | 36.6152 | 66.1825 | 0
| All | All Customers | 3 | Average Weekday | SCE | 1-in-2 | 2030 | 16 | 335.3022 | 337.4207 | 36.487 | 66.793 | 0
| All | All Customers | 3 | Average Weekday | SCE | 1-in-2 | 2030 | 17 | 322.3881 | 331.4898 | 36.3033 | 66.7953 | 0
| All | All Customers | 3 | Average Weekday | SCE | 1-in-2 | 2030 | 18 | 308.9971 | 316.0141 | 36.3165 | 65.948 | 0
| All | All Customers | 3 | Average Weekday | SCE | 1-in-2 | 2030 | 19 | 301.3607 | 306.2117 | 36.3897 | 64.3239 | 0
| All | All Customers | 3 | Average Weekday | SCE | 1-in-2 | 2030 | 20 | 291.3075 | 295.3518 | 36.2696 | 62.0171 | 0
| All | All Customers | 3 | Average Weekday | SCE | 1-in-2 | 2030 | 21 | 277.1886 | 281.1435 | 36.3125 | 59.7601 | 0
| All | All Customers | 3 | Average Weekday | SCE | 1-in-2 | 2030 | 22 | 453.0435 | 475.9726 | 36.4887 | 58.2531 | 0
| All | All Customers | 3 | Average Weekday | SCE | 1-in-2 | 2030 | 23 | 452.4937 | 476.7902 | 36.5383 | 57.109 | 0
| All | All Customers | 3 | Average Weekday | SCE | 1-in-2 | 2030 | 24 | 478.5115 | 511.2525 | 36.5878 | 56.1105 | 0
| All | All Customers | 3 | Monthly System Peak Day | SCE | 1-in-2 | 2030 | 1 | 417.8146 | 433.1516 | 36.5376 | 57.2027 | 0
| All | All Customers | 3 | Monthly System Peak Day | SCE | 1-in-2 | 2030 | 2 | 404.0392 | 412.8395 | 36.4885 | 55.9682 | 0
| All | All Customers | 3 | Monthly System Peak Day | SCE | 1-in-2 | 2030 | 3 | 509.6177 | 520.8984 | 36.4812 | 54.3904 | 0
| All | All Customers | 3 | Monthly System Peak Day | SCE | 1-in-2 | 2030 | 4 | 619.6219 | 636.074 | 36.4652 | 53.6067 | 0
| All | All Customers | 3 | Monthly System Peak Day | SCE | 1-in-2 | 2030 | 5 | 601.4288 | 622.0458 | 36.4684 | 52.7762 | 0
| All | All Customers | 3 | Monthly System Peak Day | SCE | 1-in-2 | 2030 | 6 | 615.7683 | 639.7926 | 36.454 | 51.984 | 0
| All | All Customers | 3 | Monthly System Peak Day | SCE | 1-in-2 | 2030 | 7 | 629.0916 | 645.6687 | 36.4658 | 51.3964 | 0
| All | All Customers | 3 | Monthly System Peak Day | SCE | 1-in-2 | 2030 | 8 | 647.2907 | 677.5486 | 36.5961 | 50.9278 | 0
| All | All Customers | 3 | Monthly System Peak Day | SCE | 1-in-2 | 2030 | 9 | 590.0635 | 628.3732 | 36.7143 | 51.4779 | 0
| All | All Customers | 3 | Monthly System Peak Day | SCE | 1-in-2 | 2030 | 10 | 575.4631 | 598.6813 | 36.6067 | 54.6642 | 0
| All | All Customers | 3 | Monthly System Peak Day | SCE | 1-in-2 | 2030 | 11 | 550.6227 | 568.0154 | 36.6655 | 59.3457 | 0
| All | All Customers | 3 | Monthly System Peak Day | SCE | 1-in-2 | 2030 | 12 | 542.657 | 554.1948 | 36.724 | 63.7367 | 0
| All | All Customers | 3 | Monthly System Peak Day | SCE | 1-in-2 | 2030 | 13 | 447.6898 | 456.9558 | 36.7549 | 66.7122 | 0
| All | All Customers | 3 | Monthly System Peak Day | SCE | 1-in-2 | 2030 | 14 | 418.6578 | 425.0529 | 36.709 | 68.3248 | 0
| All | All Customers | 3 | Monthly System Peak Day | SCE | 1-in-2 | 2030 | 15 | 372.9967 | 378.3175 | 36.6152 | 69.3994 | 0
| All | All Customers | 3 | Monthly System Peak Day | SCE | 1-in-2 | 2030 | 16 | 335.3022 | 337.4207 | 36.487 | 70.2048 | 0
| All | All Customers | 3 | Monthly System Peak Day | SCE | 1-in-2 | 2030 | 17 | 322.3881 | 331.4898 | 36.3033 | 70.3423 | 0
| All | All Customers | 3 | Monthly System Peak Day | SCE | 1-in-2 | 2030 | 18 | 308.9971 | 316.0141 | 36.3165 | 69.8318 | 0
| All | All Customers | 3 | Monthly System Peak Day | SCE | 1-in-2 | 2030 | 19 | 301.3607 | 306.2117 | 36.3897 | 68.2629 | 0
| All | All Customers | 3 | Monthly System Peak Day | SCE | 1-in-2 | 2030 | 20 | 291.3075 | 295.3518 | 36.2696 | 65.4545 | 0
| All | All Customers | 3 | Monthly System Peak Day | SCE | 1-in-2 | 2030 | 21 | 277.1886 | 281.1435 | 36.3125 | 62.6352 | 0
| All | All Customers | 3 | Monthly System Peak Day | SCE | 1-in-2 | 2030 | 22 | 453.0435 | 475.9726 | 36.4887 | 60.6982 | 0
| All | All Customers | 3 | Monthly System Peak Day | SCE | 1-in-2 | 2030 | 23 | 452.4937 | 476.7902 | 36.5383 | 59.1499 | 0
| All | All Customers | 3 | Monthly System Peak Day | SCE | 1-in-2 | 2030 | 24 | 478.5115 | 511.2525 | 36.5878 | 57.8611 | 0
| All | All Customers | 4 | Average Weekday | SCE | 1-in-2 | 2030 | 1 | 387.2307 | 401.6407 | 36.5399 | 57.1753 | 0
| All | All Customers | 4 | Average Weekday | SCE | 1-in-2 | 2030 | 2 | 374.6735 | 384.0111 | 36.4912 | 56.3202 | 0
| All | All Customers | 4 | Average Weekday | SCE | 1-in-2 | 2030 | 3 | 475.8904 | 487.6218 | 36.4839 | 55.5379 | 0
| All | All Customers | 4 | Average Weekday | SCE | 1-in-2 | 2030 | 4 | 577.7191 | 593.9056 | 36.468 | 54.8818 | 0
| All | All Customers | 4 | Average Weekday | SCE | 1-in-2 | 2030 | 5 | 552.2527 | 571.676 | 36.4713 | 54.2577 | 0
| All | All Customers | 4 | Average Weekday | SCE | 1-in-2 | 2030 | 6 | 567.099 | 590.2137 | 36.4571 | 53.7676 | 0
| All | All Customers | 4 | Average Weekday | SCE | 1-in-2 | 2030 | 7 | 581.1986 | 598.3224 | 36.469 | 53.3789 | 0
| All | All Customers | 4 | Average Weekday | SCE | 1-in-2 | 2030 | 8 | 598.7676 | 627.1023 | 36.5984 | 53.2824 | 0
| All | All Customers | 4 | Average Weekday | SCE | 1-in-2 | 2030 | 9 | 532.8947 | 570.2376 | 36.7156 | 54.8003 | 0
| All | All Customers | 4 | Average Weekday | SCE | 1-in-2 | 2030 | 10 | 518.0842 | 541.6823 | 36.6083 | 57.5333 | 0
| All | All Customers | 4 | Average Weekday | SCE | 1-in-2 | 2030 | 11 | 502.1106 | 517.9814 | 36.6666 | 60.4352 | 0
| All | All Customers | 4 | Average Weekday | SCE | 1-in-2 | 2030 | 12 | 494.462 | 506.0008 | 36.7245 | 63.2489 | 0
| All | All Customers | 4 | Average Weekday | SCE | 1-in-2 | 2030 | 13 | 410.0541 | 419.2737 | 36.7551 | 65.5271 | 0
| All | All Customers | 4 | Average Weekday | SCE | 1-in-2 | 2030 | 14 | 377.5995 | 384.0251 | 36.7094 | 67.2952 | 0
| All | All Customers | 4 | Average Weekday | SCE | 1-in-2 | 2030 | 15 | 330.0688 | 335.578 | 36.6163 | 68.5536 | 0
| All | All Customers | 4 | Average Weekday | SCE | 1-in-2 | 2030 | 16 | 289.6429 | 291.8359 | 36.4895 | 69.152 | 0
| All | All Customers | 4 | Average Weekday | SCE | 1-in-2 | 2030 | 17 | 269.5781 | 277.7497 | 36.3062 | 69.2153 | 0
| All | All Customers | 4 | Average Weekday | SCE | 1-in-2 | 2030 | 18 | 251.9156 | 258.283 | 36.319 | 68.5661 | 0
| All | All Customers | 4 | Average Weekday | SCE | 1-in-2 | 2030 | 19 | 237.5574 | 242.3722 | 36.3894 | 67.2787 | 0
| All | All Customers | 4 | Average Weekday | SCE | 1-in-2 | 2030 | 20 | 229.7544 | 233.8745 | 36.2696 | 65.0403 | 0
| All | All Customers | 4 | Average Weekday | SCE | 1-in-2 | 2030 | 21 | 237.5619 | 241.6891 | 36.3169 | 62.1313 | 0
| All | All Customers | 4 | Average Weekday | SCE | 1-in-2 | 2030 | 22 | 413.5657 | 436.2496 | 36.4914 | 60.0517 | 0
| All | All Customers | 4 | Average Weekday | SCE | 1-in-2 | 2030 | 23 | 416.6855 | 440.6714 | 36.5411 | 58.7101 | 0
| All | All Customers | 4 | Average Weekday | SCE | 1-in-2 | 2030 | 24 | 444.4656 | 476.6219 | 36.5899 | 57.68 | 0
| All | All Customers | 4 | Monthly System Peak Day | SCE | 1-in-2 | 2030 | 1 | 387.2307 | 401.6407 | 36.5399 | 64.7863 | 0
| All | All Customers | 4 | Monthly System Peak Day | SCE | 1-in-2 | 2030 | 2 | 374.6735 | 384.0111 | 36.4912 | 63.5506 | 0
| All | All Customers | 4 | Monthly System Peak Day | SCE | 1-in-2 | 2030 | 3 | 475.8904 | 487.6218 | 36.4839 | 62.4604 | 0
| All | All Customers | 4 | Monthly System Peak Day | SCE | 1-in-2 | 2030 | 4 | 577.7191 | 593.9056 | 36.468 | 61.4728 | 0
| All | All Customers | 4 | Monthly System Peak Day | SCE | 1-in-2 | 2030 | 5 | 552.2527 | 571.676 | 36.4713 | 60.4898 | 0
| All | All Customers | 4 | Monthly System Peak Day | SCE | 1-in-2 | 2030 | 6 | 567.099 | 590.2137 | 36.4571 | 59.5601 | 0
| All | All Customers | 4 | Monthly System Peak Day | SCE | 1-in-2 | 2030 | 7 | 581.1986 | 598.3224 | 36.469 | 58.9145 | 0
| All | All Customers | 4 | Monthly System Peak Day | SCE | 1-in-2 | 2030 | 8 | 598.7676 | 627.1023 | 36.5984 | 58.7164 | 0
| All | All Customers | 4 | Monthly System Peak Day | SCE | 1-in-2 | 2030 | 9 | 532.8947 | 570.2376 | 36.7156 | 60.5697 | 0
| All | All Customers | 4 | Monthly System Peak Day | SCE | 1-in-2 | 2030 | 10 | 518.0842 | 541.6823 | 36.6083 | 64.9865 | 0
| All | All Customers | 4 | Monthly System Peak Day | SCE | 1-in-2 | 2030 | 11 | 502.1106 | 517.9814 | 36.6666 | 70.5153 | 0
| All | All Customers | 4 | Monthly System Peak Day | SCE | 1-in-2 | 2030 | 12 | 494.462 | 506.0008 | 36.7245 | 75.5434 | 0